{"text_format":"1","workbook":"xlsx","n_sheets":67,"sheets":["Audit Data Collection","Audit Summary Report","Do Yellow Tabs For Loans --->","Loan Application - Step 1","Loan Application - Step 2","AdminUse ONLY - EFS Inputs","AdminUse ONLY-Evaluation Output","Fin ProForma Calcs","Notes","ASHP Calculator","Instructions","Published Fuel Rates","Output","2019 Measures","HVAC","Fuel 1 - Savings Calculator","Electric Rate Recon","DHW Savings","Lookups (2)","Savings Estimate (4)","Output-Fuel Switch","Building","Building-2","Inputs-Results","Inputs-Results-2","Electric Consumption","Utility Rates","Fuel 1 - Savings Calculator (2)","Rpt#1 IAQ","Rpt#2 Shell","Rpt#3 HVAC DHW","Health & Safety","Upgrade Summary","Dropdowns - Lookups","Upload","WS_TMY","WS_hfactors","WS_cdh","Appliances","Lookups","HVAC-2","SIR Calcs","Cooling-Heating Estimate","WS_hdd","WS_ch","WS_cfactors","WS_solargain","WS_elevation","WS_Zips","Savings Estimate (2)","TRC Screening Tool","MenuItems","Sheet1","Instructions_TRC","Calcs","DropDowns","SG - Component","Incentive Schedule","Zip Code Finder","Help","Locator Map","Cities","Side Calcs Yr 2","Side Calcs Proj","Worksheet - Design","Zipcode","Avoided Costs"],"not_rendered":{"charts":21,"images":15,"macros":1,"external_links":11,"defined_names":2080,"comments":12,"pivot_tables":0},"unopened":[],"bounds":{"document_bytes":16777216,"sheet_cells":100000,"rows_first":2000,"rows_last":500,"rows_between":2000,"halvings":0,"cell_chars":16384,"cell_head_chars":4096},"cells_cut":0,"cells_raw":0,"read":"whole","date_system":"1900"}

{"sheet":"Audit Data Collection","index":0,"n_rows":538,"n_cols":17,"rows_kept":538,"cut":false,"hidden":false,"merged":[[49,4,50,4],[83,4,85,6],[67,1,67,3],[68,1,68,3],[74,2,80,3],[78,4,80,4],[73,1,73,3],[73,4,73,6],[82,1,82,3],[83,1,83,3],[56,4,56,6],[57,2,64,3],[57,4,57,6],[177,3,177,4],[110,2,116,3],[111,4,111,5],[118,1,118,3],[119,2,121,3],[123,2,123,3],[124,2,125,3],[128,0,129,3],[131,0,131,3],[133,0,133,3],[134,0,134,3],[132,0,132,3],[139,0,139,3],[78,7,80,7],[60,4,62,4],[101,2,107,3],[100,1,100,3],[100,4,100,6],[1,2,2,2],[135,0,135,3],[136,0,136,3],[137,0,137,3],[138,0,138,3],[10,1,10,2],[11,1,11,2],[12,1,12,2],[34,3,46,3],[49,1,49,3],[50,3,54,3],[56,1,56,3],[69,2,71,3],[130,0,130,3],[109,1,109,3]]}
[]
["Key:","Required Inputs","Required input for Recommended Upgrades"]
[null,"Optional Inputs"]
[]
["Auditor's Name"]
["Company Name"]
["Audit Date"]
[]
[]
["Customer Information"]
["Name"]
["Address"]
["City"]
["State","NY",null,"Weather station used:"]
["Zip",null,null,{"$f":"WeatherFile","v":"No Match"}]
["Phone Number (Primary)"]
["Email Address (Primary)"]
[]
[]
["Annual Electric Consumption (kWh)",6961,"6,961 is NY State average"]
["Basic Building & Demographic Information",{"$f":"IF(COUNTA(B22:B28)=0,\"Section MUST be complete\",\"\")","v":"Section MUST be complete"}]
["Year House Built",null,{"$f":"IF(AND(COUNTA($B$22:$B$28)>0,COUNTA($B$22:$B$28)<5,B22=\"\"),\"Ensure '\"&A22&\"' is entered\",\"\")","v":""}]
["Type of building",null,{"$f":"IF(AND(COUNTA($B$22:$B$28)>0,COUNTA($B$22:$B$28)<5,B23=\"\"),\"Ensure '\"&A23&\"' is entered\",\"\")","v":""}]
["Front of Building faces",null,""]
["Number of Bedrooms",null,""]
["Total Living Area (sq. ft)",null,""]
["Stories",null,""]
["Number of Full-Time Occupants",null,"",null,null,"Recommended Upgrade Measures:"]
[]
["Estimated Amount of Attic Ventilation","1 - Code",null,null,null,{"$f":"IF(OR('[11]Inputs-Results'!G41>0, '[11]Inputs-Results'!G44>0),\"Upgrade Attic Ventilation\",\"\")","v":"Upgrade Attic Ventilation"}]
["Air Infiltration",null,null,null,null,"Air Sealing (Y/N)"]
["Infiltration",null,null,null,null,"Target Infiltration Improvement %"]
[]
["Insulation","Insulation R-value ","Area (sq. ft.)"]
["Attic / Roof #1",null,null,"Notes",null,{"$f":"A35","v":"Attic / Roof #1"}]
["Attic / Roof #2",null,null,null,null,{"$f":"A36","v":"Attic / Roof #2"}]
["Attic / Roof #3",null,null,null,null,"Attic / Roof #3"]
["Walls: Exposed to Exterior & Band Joist",null,null,null,null,"Walls: Exposed to Exterior & Band Joist"]
["Walls: masonry",null,null,null,null,"Walls: masonry"]
["Walls: Adjoining Enclosed Space",null,null,null,null,"Walls: Adjoining Enclosed Space"]
["Floors: Exposed to Exterior & Band Joist",null,null,null,null,"Floors: Exposed to Exterior & Band Joist"]
["Floors: Adjoining Enclosed Space",null,null,null,null,"Floors: Adjoining Enclosed Space"]
["Foundation","Insulation R-value ","Perimeter (linear ft.)"]
["Basement Walls",null,null,null,{"$f":"IF(COUNTA(B44:C44)=1,\"Enter R-Value and linear feet\",\"\")","v":""},{"$f":"A44","v":"Basement Walls"}]
["Slab Edge",null,null,null,null,{"$f":"A45","v":"Slab Edge"}]
["Crawlspace Walls",null,null,null,{"$f":"IF(COUNTA(B46:C46)=1,\"Enter R-Value and linear feet\",\"\")","v":""},{"$f":"A46","v":"Crawlspace Walls"}]
["Crawlspace Vapor Barrier","Inadequate or Needs Repair"]
[]
["Windows",{"$f":"IF(COUNTA(B50)=0,\"Section MUST be complete\",\"\")","v":"Section MUST be complete"}]
["Predominant Type",null,null,null,"Replacement Windows","U-Value"]
["% of wall that is windows or Sq Ft of windows:","%","Area (sq. ft.)","Notes",null,"SHGC (\"Solar Heat Gain Co-eff\")"]
["North",0.15,null,null,"or",null,"or",null,{"$f":"'Audit Summary Report'!$N$32","v":"n/a"}]
["South",0.15,null,null,"Storm Windows","Add Storms "]
["East ",0.15]
["West",0.15,null,null,null,"% of Windows Being Upgraded",null,null,"Fuel Switch","No"]
[null,null,null,null,null,null,{"$f":"IF(AND(G53=\"yes\",Raw_Window_Prc_Upgraded=\"\"),\"You MUST enter the % Windows Being Upgraded with Storm Windows\",\"\")","v":""}]
["Primary Heating and Cooling Equipment",{"$f":"CONCATENATE(IF(AND(System1_Type=\"Furnace\",Raw_Sys1_H_Efficiency_Existing<72),\"*Furnace efficiency MUST be at least 72%\",IF(AND(System1_Type=\"Boiler\",Raw_Sys1_H_Efficiency_Existing<60),\"*Boiler efficiency MUST be at least 60%\",IF(AND(System1_Type=\"Heat Pump\",Raw_Sys1_H_Efficiency_Existing<6.5),\"*Heat pump HSPF MUST be at least 6.5\",\"\"))),IF(AND((IF(AND(System1_Type=\"Furnace\",Raw_Sys1_H_Efficiency_Existing<72),\"*Furnace efficiency MUST be at least 72%\",IF(AND(System1_Type=\"Boiler\",Raw_Sys1_H_Efficiency_Existing<60),\"*Boiler efficiency MUST be at least 60%\",IF(AND(System1_Type=\"Heat Pump\",Raw_Sys1_H_Efficiency_Existing<6.5),\"*Heat pump HSPF MUST be at least 6.5\",\"\"))))<>\"\",IF(Raw_Sys1_C_Efficiency_Existing<9,\"Primary A/C SEER MUST be 9 or above\",\"\")<>\"\"),\"; \",\"\"),IF(Raw_Sys1_C_Efficiency_Existing<9,\"Primary A/C SEER MUST be 9 or above\",\"\"))","v":"Primary A/C SEER MUST be 9 or above"}]
["Primary Heating Fuel",null,"Notes",null,"Complete applicable upgrade options below",null,null,null,null,null,null,null,null,null,"New Heating Fuel Type","Electricity","Furnace"]
["Primary Heating System Type",null,null,null,"Option: Upgrade heating system with same fuel type",{"$f":"IF(System1_Type<>\"Electric Baseboard or Wall\",\"Replacement Unit \" & IF(OR(B59=$A$271,B59=$A$273), \"AFUE\", \"HSPF\"),\"SAME FUEL UPGRADE NOT APPLICABLE\")","v":"Replacement Unit HSPF"},null,{"$f":"IF(AND(System1_Type=\"Electric Baseboard or Wall\",Raw_Sys1_H_Efficiency_New<>\"\"),\"Leave this field blank - electric baseboard upgrade with same fuel is not applicable\",\"\")","v":""}]
["Primary Heat System Capacity (btu/h)",null,null,null,{"$f":"IF(Raw_HVAC_1_Heating_Fuel=\"Oil\",\"Option: Upgrade oil heat to gas heat\",\"\")","v":""},{"$f":"IF(Raw_HVAC_1_Heating_Fuel=\"Oil\",\"New Gas Unit AFUE\",\"\")","v":""},null,null,null,null,null,null,null,null,"Heating System Type","Electric Baseboard or Wall","Heat Pump"]
[{"$f":"IF(OR(B59=$A$270,B59=$A$274), \"\",IF(OR(B59=$A$271,B59=$A$273), \"Primary \"&B59 & \" AFUE\", B59 & \" HSPF\"))","v":" HSPF"},null,null,null,"Option: Upgrade Heating & Cooling with Air-Source Heat Pump (ASHP)","ASHP Size \n(rated cooling capacity Btu/h)",null,null,null,null,null,null,null,null,"Btu/h"]
[{"$f":"IF(System1_Type=\"Furnace\",\"Primary Furnace variable speed fan?\",\"\")","v":""},null,null,null,null,"Number of Outdoor Units",null,null,null,null,null,null,null,null,"Heat Sys Capacity (btu/h)",65000,"Boiler"]
["Primary heating system year of mfg",null,null,null,null,"ASHP COP",null,null,null,null,null,null,null,null,"Primary Sys Capacity Cooling (btu/h)",45000,"Electric Baseboard or Wall"]
["Primary A/C Capacity (btu/h)",null,null,null,"Upgrade Central A/C With Like Unit","Replacement A/C SEER"]
["Primary A/C SEER",null,null,null,null,null,{"$f":"IF(AND(Raw_Sys1_C_Efficiency_New<>\"\",Raw_Sys1_C_Efficiency_Existing=\"\"),\"If A/C is being upgraded, you MUST ALSO enter the existing efficiency to the left\",\"\")","v":""},null,null,null,null,null,null,null,null,72]
[]
["Primary System Ducts"]
["Primary Unconditioned Supply Location"]
["Primary Unconditioned Return Location"]
["Supply Insulation Rval"]
["Return Insulation Rval"]
["Ducts currently sealed adequately?",null,null,null,null,"Duct Sealing"]
[]
["Secondary Heating Equipment",{"$f":"IF(AND(System2_Type=\"Furnace\",Raw_Sys2_H_Efficiency_Existing<72),\"*Furnace efficiency MUST be at least 72%\",IF(AND(System2_Type=\"Boiler\",Raw_Sys2_H_Efficiency_Existing<60),\"*Boiler efficiency MUST be at least 60%\",IF(AND(System2_Type=\"Heat Pump\",Raw_Sys2_H_Efficiency_Existing<6.5),\"*Heat pump HSPF MUST be at least 6.5\",\"\")))","v":""},null,null,{"$f":"IF(AND(Raw_Sys2_H_Efficiency_New<>\"\",System2_Type=\"Furnace\",Raw_Sys2_H_Efficiency_New<72),\"*Replacement furnace efficiency MUST be at least 72%\",IF(AND(Raw_Sys2_H_Efficiency_New<>\"\",System2_Type=\"Boiler\",Raw_Sys2_H_Efficiency_New<60),\"*Replacement boiler efficiency MUST be at least 60%\",IF(AND(Raw_Sys2_H_Efficiency_New<>\"\",System2_Type=\"Heat Pump\",Raw_Sys2_H_Efficiency_New<6.5),\"*Replacement heat pump HSPF MUST be at least 6.5\",\"\")))","v":""}]
["Secondary Heating System Type",null,"Notes"]
["Secondary Heat System Capacity (btu/h)"]
["Secondary System Capacity Cooling (btu/h)",null,null,null,null,"HVAC tune-up","No"]
[{"$f":"IF(OR(B75=$A$270,B75=$A$274), \"\",IF(OR(B75=$A$271,B75=$A$273), \"Secondary \"&B75 & \" AFUE\", B75 & \" HSPF\"))","v":" HSPF"},null,null,null,null,{"$f":"\"Replacement \" & IF(OR(B75=$A$271,B75=$A$273), \"AFUE\", \"HSPF\")","v":"Replacement HSPF"}]
["Secondary Cool System SEER",null,null,null,{"$f":"IF(AND(Raw_Sys2_C_Efficiency_Existing<>\"\",Raw_Sys2_C_Efficiency_Existing<9),\"*Existing cooling System SEER must be at least 9\",\"\")","v":""},"Replacement SEER",null,{"$f":"IF(AND(Raw_Sys2_C_Efficiency_New<>\"\",Raw_Sys2_C_Efficiency_New<9),\"*Replacement cooling System SEER must be at least 9\",\"\")","v":""}]
[{"$f":"IF(System2_Type=\"Furnace\",\"Secondary Furnace variable speed fan?\",\"\")","v":""},null,null,null,null,null,{"$f":"IF(AND(G77=\"Yes\",G79<>\"\"),\"You cannot both Tune Up and\",\"\")","v":""}]
["Secondary heating system year of mfg",null,null,null,null,null,{"$f":"IF(AND(G77=\"Yes\",G79<>\"\"),\"recommend Replacing HVAC systems\",\"\")","v":""}]
["Secondary System Ducts"]
["Primary Unconditioned Supply Location","Attic (Well vented)",null,null,null,"Duct Sealing","No"]
["Primary Unconditioned Return Location","Attic (Well vented)",null,null,"Notes"]
["Supply Insulation Rval",0]
["Return Insulation Rval",0]
[]
["Thermostat:"]
["Current Thermostat",null,null,null,null,"New Thermostat"]
[]
[]
[]
[]
[]
[]
[]
["Room / Window Air Conditioner:"]
["Room A/C Present?"]
["Existing Room A/C CEER",9,null,null,null,"New Room A/C CEER"]
[]
["Water Heating and Water Usage",{"$f":"IF(AND(Raw_Water_Heating_System_Type_Existing=\"Storage\",OR(Raw_Water_Heating_Fuel_Existing=\"Natural Gas\",Raw_Water_Heating_Fuel_Existing=\"Propane\"),Raw_Water_Heating_Efficiency_Existing<0.5),Raw_Water_Heating_Fuel_Existing&\" storage water heater efficiency must be at least .5\",IF(AND(Raw_Water_Heating_System_Type_Existing=\"Storage\",Raw_Water_Heating_Fuel_Existing=\"Oil\",Raw_Water_Heating_Efficiency_Existing<0.45),\"Oil storage water heater efficiency must be at least .45\",IF(AND(Raw_Water_Heating_System_Type_Existing=\"Storage\",Raw_Water_Heating_Fuel_Existing=\"Electricity\",Raw_Water_Heating_Efficiency_Existing<0.86),\"Electric storage water heater efficiency must be at least .86\",\"\")))","v":""}]
["Water Heating Fuel",null,"Notes",null,null,"Water Heating Fuel"]
["System Type",null,null,null,null,"Replacement Type"]
["Tank wrap R-Value",null,null,null,null,"UEF"]
["Water Heater EF",null,null,null,null,"3' sections of pipe insulation"]
["Size (gallons)",40,null,null,null,"Water Heater Wrap"]
["Year of Mfg. (Year of mfg (vintage))",1990]
["Location","Basement"]
[]
["Appliances",{"$f":"IF(AND(COUNTA(B115:B117)<3,COUNTA(B115:B117)>0),\"Enter Dehumidifier Energy Factor, Vintage, and Pints/Day\",\"\")","v":""}]
["Existing Primary Refrigerator Efficiency",null,"Notes",null,null,"New Primary Refrigerator Efficiency"]
["Existing Secondary Refrigerator/ Standalone Freezer Efficiency",null,null,null,"New Secondary Refrigerator/ Standalone Freezer Efficiency"]
["Existing Clothes Washer Efficiency",null,null,null,null,"New Clothes Washer Efficiency"]
["Existing Dishwasher Efficiency",null,null,null,null,"New Dishwasher Efficiency"]
["Existing Dehumidifier Energy Factor",null,null,null,null,"New Dehumidifier Energy Factor"]
["Existing Dehumidifier Vintage"]
["Existing Dehumidifier Pints Per Day"]
[]
["Lighting",{"$f":"IF(OR(SUM(B120:B122)<0.99,SUM(B120:B122)>1),\"All Lighting must add to 100%\",\"\")","v":"All Lighting must add to 100%"},null,null,null,"Upgraded Lighting",{"$f":"IF(CONCATENATE(Raw_New_Not_CFL_LED_Prc_of_Lighting,Raw_New_CFL_Prc_of_Lighting,Raw_New_LED_Prc_of_Lighting)=\"\",\"\",IF(OR(SUM(G120:G122)<0.99,SUM(G120:G122)>1),\"All Lighting must add to 100%\",\"\"))","v":""}]
["Existing Incandescent % of Lighting",0.5,"Notes",null,null,"Incandescent % of Lighting"]
["Existing CFL % of Lighting",null,null,null,null,"CFL % of Lighting"]
["Existing LED % of Lighting",null,null,null,null,"LED % of Lighting"]
[]
["Water"]
["Existing Showerheads",null,"Notes",null,null,"New Showerheads"]
["Existing Faucet Aerators",null,null,null,null,"New Faucet Aerators"]
[]
[]
["Document any other finding and/or any potential hazards or health & safety issues, with recommendations on how to resolve:"]
[]
[]
[]
[]
[]
[]
[]
[]
[]
[]
[]
["Version 3-11-2020"]
[]
["For questions or comments about this tool, contact homeaudits@nyserda.ny.gov."]
[]
[]
[]
[]
[]
[]
[]
[]
[]
[]
[]
[]
[]
[]
[]
[]
[]
[]
[]
[]
[]
[]
[]
["DHW Locations"]
["Basement"]
["Garage"]
["Crawlspace"]
["Closet"]
["Other"]
[null,"Is Fossil?","Capacity input?","Eff Input?","Has Cooling?","Cool cap?","SEER input?"]
["System 1",{"$f":"OR(System1_Type = \"Boiler\", System1_Type = \"Furnace\")","v":false},{"$f":"OR(System1_Capacity_H,0)","v":false},{"$f":"OR(Raw_Sys1_H_Efficiency_Existing,0)","v":false},{"$f":"IF(B65>0,TRUE,FALSE)","v":false},{"$f":"OR(B64,0)","v":false},{"$f":"OR(B65>0,0)","v":false}]
["System 2",{"$f":"OR(System2_Type = \"Boiler\", System2_Type = \"Furnace\")","v":false},{"$f":"OR(B76,0)","v":false},{"$f":"OR(B78,0)","v":false},{"$f":"IF(B79>0,TRUE,FALSE)","v":false},{"$f":"OR(B77,0)","v":false},{"$f":"OR(B79>0,0)","v":false}]
[]
[]
["Column1","SHGC","U-Value","Storm Addon lookups"]
["1a: Single, Metal",0.8,1.31,{"$f":"B182","v":0.7},0.8]
["1b: Single, Metal with Thermal Break",0.73,1.0900000000000001,0.7,0.65]
["1c: Single, Wood",0.65,0.9,0.57999999999999996,0.49,null,"0.27,0.28,0.29,0.30"]
["1d: Single with Storm, Metal",0.7,0.8]
["1e: Single with Storm, Metal with Thermal Break",0.7,0.65]
["1f: Single with Storm, Wood",0.57999999999999996,0.49,null,null,null,"0.32,0.37,0.42"]
["2a: Double, Metal",0.73,0.87]
["2b: Double, Metal with Thermal Break",0.66,0.65]
["2c: Double, Vinyl",0.56999999999999995,0.46]
["2e: Double, Wood",0.57999999999999996,0.49]
["2f: Double Low-e, Metal with Thermal Break",0.52,0.53]
["2g: Double Low-e, Vinyl",0.45,0.36]
["2h: Double Low-e, Wood",0.45,0.39]
["2i: Double with Storm, Metal with Thermal Break",0.6,0.53]
["2j: Double with Storm, Vinyl",0.52,0.36]
["2k: Double with Storm, Wood",0.53,0.39]
["3a: Triple, Metal with Thermal Break",0.6,0.53]
["3b: Triple, Vinyl",0.52,0.36]
["3c: Triple, Wood",0.53,0.39]
["3d: Triple Low-e, Metal with Thermal Break",0.52,0.43]
["3e: Triple Low-e, Vinyl",0.45,0.26]
["3f: Triple Low-e, Wood",0.45,0.3]
[]
[]
["0: 50% bug screen",0.8]
["1: 100% bug screen",0.65]
["2: Solar screen",0.5]
[]
["Window Film",0.6]
[]
[null,"Interior","Exterior"]
[0.25,0.9,0.75]
[0.5,0.8,0.5]
[0.75,0.7,0.25]
[1,0.6,0.1]
[]
["Type of Building"]
["Conventional"]
["Modular Home"]
["Manufactured Home (HUD)"]
["Other"]
[]
["Attic/Roof"]
["1: None",0]
["2. R-5",5]
["3: R-11",11]
["4: R-19",19]
["5: R-30+",30]
["6: Unknown",19]
["Walls"]
["1: None",1]
["2: R-5",5]
["3: R-11",11]
["4: R-13",13]
["5: R-19",19]
["6: Unknown",5]
[]
[]
[]
["Venting"]
["0 - High",0]
["1 - Code",1]
["2 - Low",2]
["3 - None",3]
[]
["Low"]
["Medium"]
["High"]
[]
["Yes"]
["No"]
[]
["Duct Location"]
["Attic (Poorly Vented)",1]
["Attic (Well vented)",0]
["Basement, Insulated Ceiling",11]
["Basement, Insulated Walls",12]
["Basement, Uninsulated",10]
["Conditioned Space (all ducts)",14]
["Crawlspace, Unvented, Insulated crawlspace walls",4]
["Crawlspace, Unvented, Insulated Floor only",5]
["Crawlspace, Unvented, Uninsulated ",3]
["Crawlspace, Vented, Insulated crawlspace walls",7]
["Crawlspace, Vented, Insulated Floor only",8]
["Crawlspace, Vented, Uninsulated ",6]
["Exterior Walls",13]
["Garage",2]
["Manufactured Home Belly",15]
["Under Slab",9]
[]
["HVACEquip"]
["Electric Furnace",0]
["Furnace",1]
["Heat Pump",2]
["Boiler"]
["Electric Baseboard or Wall"]
[]
["N"]
["E"]
["S"]
["W"]
[]
["Vapor Barrier"]
["None"]
["Inadequate or Needs Repair"]
["Good"]
[]
[]
[]
[]
[]
[]
[]
[]
[]
[]
[]
[]
[]
["Weather File"]
["BY ZIP CODE"]
["AKANCHORAGE"]
["AKANNETTE"]
["AKBARROW"]
["AKBETHEL"]
["AKBETTLES"]
["AKBIG_DELTA"]
["AKCOLD_BAY"]
["AKFAIRBANKS"]
["AKGULKANA"]
["AKKING_SALMON"]
["AKKODIAK"]
["AKKOTZEBUE"]
["AKMCGRATH"]
["AKNOME"]
["AKST_PAUL_IS"]
["AKTALKEETNA"]
["AKYAKUTAT"]
["ALBIRMINGHAM"]
["ALHUNTSVILLE"]
["ALMOBILE"]
["ALMONTGOMERY"]
["ARFORT_SMITH"]
["ARLITTLE_ROCK"]
["AZFLAGSTAFF"]
["AZPHOENIX"]
["AZPRESCOTT"]
["AZTUCSON"]
["CAARCATA"]
["CABAKERSFIELD"]
["CADAGGETT"]
["CAFRESNO"]
["CALONG_BEACH"]
["CALOS_ANGELES"]
["CASACRAMENTO"]
["CASAN_DIEGO"]
["CASAN_FRANCISCO"]
["CASANTA_MARIA"]
["COALAMOSA"]
["COBOULDER"]
["COCOLORADO_SPRINGS"]
["COEAGLE"]
["COGRAND_JUNCTION"]
["COPUEBLO"]
["CTBRIDGEPORT"]
["CTHARTFORD"]
["DEWILMINGTON"]
["FLDAYTONA_BEACH"]
["FLJACKSONVILLE"]
["FLKEY_WEST"]
["FLMIAMI"]
["FLTALLAHASSEE"]
["FLTAMPA"]
["FLWEST_PALM_BEACH"]
["GAATHENS"]
["GAATLANTA"]
["GAAUGUSTA"]
["GACOLUMBUS"]
["GAMACON"]
["GASAVANNAH"]
["HIHILO"]
["HIHONOLULU"]
["HIKAHULUI"]
["HILIHUE"]
["IADES_MOINES"]
["IAMASON_CITY"]
["IASIOUX_CITY"]
["IAWATERLOO"]
["IDBOISE"]
["IDPOCATELLO"]
["ILCHICAGO"]
["ILMOLINE"]
["ILPEORIA"]
["ILROCKFORD"]
["ILSPRINGFIELD"]
["INEVANSVILLE"]
["INFORT_WAYNE"]
["ININDIANAPOLIS"]
["INSOUTH_BEND"]
["KSDODGE_CITY"]
["KSGOODLAND"]
["KSTOPEKA"]
["KSWICHITA"]
["KYCOVINGTON"]
["KYLEXINGTON"]
["KYLOUISVILLE"]
["LABATON_ROUGE"]
["LALAKE_CHARLES"]
["LANEW_ORLEANS"]
["LASHREVEPORT"]
["MABOSTON"]
["MAWORCHESTER"]
["MDBALTIMORE"]
["MECARIBOU"]
["MEPORTLAND"]
["MIALPENA"]
["MIDETROIT"]
["MIFLINT"]
["MIGRAND_RAPIDS"]
["MIHOUGHTON"]
["MILANSING"]
["MIMUSKEGON"]
["MISAULT_STE_MARIE"]
["MITRAVERSE_CITY"]
["MNDULUTH"]
["MNINTERNATIONAL_FALLS"]
["MNMINNEAPOLIS"]
["MNROCHESTER"]
["MNSAINT_CLOUD"]
["MOCOLUMBIA"]
["MOKANSAS_CITY"]
["MOSPRINGFIELD"]
["MOST_LOUIS"]
["MSJACKSON"]
["MSMERIDIAN"]
["MTBILLINGS"]
["MTCUT_BANK"]
["MTGLASGOW"]
["MTGREAT_FALLS"]
["MTHELENA"]
["MTKALISPELL"]
["MTLEWISTOWN"]
["MTMILES_CITY"]
["MTMISSOULA"]
["NCASHEVILLE"]
["NCCAPE_HATTERAS"]
["NCCHARLOTTE"]
["NCGREENSBORO"]
["NCRALEIGH"]
["NCWILMINGTON"]
["NDBISMARCK"]
["NDFARGO"]
["NDMINOT"]
["NEGRAND_ISLAND"]
["NENORFOLK"]
["NENORTH_PLATTE"]
["NEOMAHA"]
["NESCOTTSBLUFF"]
["NHCONCORD"]
["NJATLANTIC_CITY"]
["NJNEWARK"]
["NMALBUQUERQUE"]
["NMTUCUMCARI"]
["NVELKO"]
["NVELY"]
["NVLAS_VEGAS"]
["NVRENO"]
["NVTONOPAH"]
["NVWINNEMUCCA"]
["NYALBANY"]
["NYBINGHAMTON"]
["NYBUFFALO"]
["NYMASSENA"]
["NYNEW_YORK_CITY"]
["NYROCHESTER"]
["NYSYRACUSE"]
["OHAKRON"]
["OHCLEVELAND"]
["OHCOLUMBUS"]
["OHDAYTON"]
["OHMANSFIELD"]
["OHTOLEDO"]
["OHYOUNGSTOWN"]
["OKOKLAHOMA_CITY"]
["OKTULSA"]
["ORASTORIA"]
["ORBURNS"]
["OREUGENE"]
["ORMEDFORD"]
["ORNORTH_BEND"]
["ORPENDLETON"]
["ORPORTLAND"]
["ORREDMOND"]
["ORSALEM"]
["PAALLENTOWN"]
["PABRADFORD"]
["PAERIE"]
["PAHARRISBURG"]
["PAPHILADELPHIA"]
["PAPITTSBURGH"]
["PAWILKES-BARRE"]
["PAWILLIAMSPORT"]
["PIGUAM"]
["PRSAN_JUAN"]
["RIPROVIDENCE"]
["SCCHARLESTON"]
["SCCOLUMBIA"]
["SCGREENVILLE"]
["SDHURON"]
["SDPIERRE"]
["SDRAPID_CITY"]
["SDSIOUX_FALLS"]
["TNBRISTOL"]
["TNCHATTANOOGA"]
["TNKNOXVILLE"]
["TNMEMPHIS"]
["TNNASHVILLE"]
["TXABILENE"]
["TXAMARILLO"]
["TXAUSTIN"]
["TXBROWNSVILLE"]
["TXCORPUS_CHRISTI"]
["TXEL_PASO"]
["TXFORT_WORTH"]
["TXHOUSTON"]
["TXLUBBOCK"]
["TXLUFKIN"]
["TXMIDLAND"]
["TXPORT_ARTHUR"]
["TXSAN_ANGELO"]
["TXSAN_ANTONIO"]
["TXVICTORIA"]
["TXWACO"]
["TXWICHITA_FALLS"]
["UTCEDAR_CITY"]
["UTSALT_LAKE_CITY"]
["VALYNCHBURG"]
["VANORFOLK"]
["VARICHMOND"]
["VAROANOKE"]
["VASTERLING"]
["VTBURLINGTON"]
["WAOLYMPIA"]
["WAQUILLAYUTE"]
["WASEATTLE"]
["WASPOKANE"]
["WAYAKIMA"]
["WIEAU_CLAIRE"]
["WIGREEN_BAY"]
["WILA_CROSSE"]
["WIMADISON"]
["WIMILWAUKEE"]
["WVCHARLESTON"]
["WVELKINS"]
["WVHUNTINGTON"]
["WYCASPER"]
["WYCHEYENNE"]
["WYLANDER"]
["WYROCK_SPRINGS"]
["WYSHERIDAN"]

{"sheet":"Audit Summary Report","index":1,"n_rows":117,"n_cols":16,"rows_kept":117,"cut":false,"hidden":false,"merged":[[9,0,9,13],[11,5,11,6],[13,8,15,8],[0,0,0,4],[1,0,1,13],[3,1,3,5],[3,10,3,13],[4,1,4,5],[4,10,4,13],[5,1,5,5],[5,10,5,13],[7,0,7,13],[13,9,14,9],[13,11,14,11],[13,13,14,13],[14,0,14,1],[12,6,12,7],[49,12,49,13],[50,9,51,9],[50,11,51,11],[50,13,51,13],[41,9,42,9],[41,11,42,11],[41,13,42,13],[47,9,48,9],[47,11,48,11],[47,13,48,13],[44,9,45,9],[44,11,45,11],[44,13,45,13],[40,12,40,13],[17,15,20,17],[20,0,21,0],[20,13,22,13],[21,3,22,3],[21,5,22,5],[21,7,22,7],[16,13,18,13],[17,3,18,3],[17,4,18,4],[17,5,18,5],[17,7,18,7],[39,3,39,4],[24,13,25,13],[38,9,39,9],[38,13,39,13],[38,11,39,11],[63,0,63,13],[65,5,65,6],[66,6,66,7],[70,9,71,9],[27,0,28,0],[27,13,29,13],[28,3,29,3],[28,5,29,5],[28,6,29,6],[28,7,29,7],[31,0,31,1],[31,13,33,13],[36,0,36,13],[59,9,60,9],[59,11,60,11],[59,13,60,13],[53,9,54,9],[53,11,54,11],[53,13,54,13],[56,9,57,9],[56,11,57,11],[56,13,57,13],[70,11,71,11],[71,3,71,4],[110,0,110,13],[111,0,111,13],[71,6,71,7],[73,9,74,9],[73,11,74,11],[74,3,74,4],[74,6,74,7],[87,11,88,11],[87,13,88,13],[84,9,85,9],[84,11,85,11],[84,13,85,13],[87,9,88,9],[76,9,77,9],[76,11,77,11],[79,9,80,9],[79,11,80,11],[82,0,82,13],[113,0,113,13],[112,0,112,13],[114,0,114,13],[90,9,91,9],[103,0,103,13],[116,0,116,13],[93,9,94,9],[93,11,94,11],[93,13,94,13],[94,0,94,1],[96,9,97,9],[96,11,97,11],[96,13,97,13],[99,9,100,9],[99,11,100,11],[99,13,100,13],[90,11,91,11],[90,13,91,13],[104,0,104,13],[105,0,105,13],[106,0,106,13],[107,0,107,13],[108,0,108,13],[109,0,109,13]]}
["Residential Energy Audit \nSummary Report"]
["________________________________________________________________________________________________________"]
[]
["Name:",{"$f":"Customer_Name","v":0},null,null,null,null,null,null,null,"Auditor's Name:",{"$f":"IF(Auditor<>\"\", Auditor, \"\")","v":""}]
["Address:",{"$f":"Customer_Address","v":0},null,null,null,null,null,null,null,"Company Name:",{"$f":"IF(Auditor_Company_Name<>\"\", Auditor_Company_Name, \"\")","v":""}]
[null,{"$f":"CONCATENATE(Customer_City, \", \", Customer_State, \" \", Customer_Zip)","v":", NY "},null,null,null,null,null,null,null,"Date:",{"$f":"IF(Audit_Date<>\"\", Audit_Date, \"\")","v":""}]
[]
["________________________________________________________________________________________________________"]
[]
["Envelope Improvements"]
[null,null,null,null,null,null,null,null,null,null,null,null,null,"Estimated"]
[null,null,null,"Below",null,null,null,null,null,"Existing",null,"Recommended ",null,"Annual"]
["Measure",null,null,"Average",null,null,"Best Option",null,null,"Values",null,"Upgrade",null,"Savings"]
["Air Leakage ",null,null,null,null,null,null,null,null,{"$f":"IF('Audit Data Collection'!B32=\"\",\"n/a\",'Audit Data Collection'!B32)","v":"n/a"},null,{"$f":"IF(OR(J14=\"Low\",'Inputs-Results'!G29<>\"Yes\"), \"Not Recommended\", \"Air Sealing\")","v":"Not Recommended"},null,{"$f":"IF(ISNUMBER((IF(J14=\"Low\", \"n/a\", IF(Output!L38<0.01,\"<1%\",Output!L38)))),(IF(J14=\"Low\", \"n/a\", IF(Output!L38<0.01,\"<1%\",Output!L38))),\"n/a\")","v":"n/a"}]
[null,null,null,"High Air Leakage",null,null,null,"Low Air Leakage"]
[]
[null,"Area #1",null,null,null,null,null,null,null,{"$f":"IF('Audit Data Collection'!B35 = Roof_RVal_unknown, \"Unknown\",\"R-\" & Roof_Rvalue_Pre)","v":"R-"},null,{"$f":"IF(Roof_Rvalue_Pre = Roof_Rvalue_Post, \"Not Recommended\", \"R-\" & Roof_Rvalue_Post)","v":"Not Recommended"},null,{"$f":"IF(ISNUMBER((IF(Output!L39=0, \"n/a\", IF(Output!L39<0.01,\"<1%\",Output!L39)))),(IF(Output!L39=0, \"n/a\", IF(Output!L39<0.01,\"<1%\",Output!L39))),\"n/a\")","v":"n/a"}]
["Attic/Roof Insulation","Area #2",null,"R-0","R-11","R-19",null,"R-60",null,{"$f":"IF('Audit Data Collection'!B36=Roof_RVal_unknown,\"Unknown\",IF(Roof2_Area=0,\"n/a\",\"R-\"&Roof2_Rvalue_Pre))","v":"n/a"},null,{"$f":"IF(Roof2_Area=0,\"Not Recommended\",IF(Roof2_Rvalue_Pre=Roof2_Rvalue_Post,\"Not Recommended\",IF(Roof2_Rvalue_Post=\"\",\"Not Recommended\",\"R-\"&Roof2_Rvalue_Post)))","v":"Not Recommended"},null,null,null,"Before pressing print, ensure that the correct printer is chosen using the print dialogue."]
["(R-value)","Area #3",null,null,null,null,null,null,null,{"$f":"IF('Audit Data Collection'!B37=Roof_RVal_unknown,\"Unknown\",IF(Roof3_Area=0,\"n/a\",\"R-\"&Roof3_Rvalue_Pre))","v":"n/a"},null,{"$f":"IF(Roof3_Area=0,\"Not Recommended\",IF(Roof3_Rvalue_Pre=Roof3_Rvalue_Post,\"Not Recommended\",IF(Roof3_Rvalue_Post=\"\",\"Not Recommended\",\"R-\"&Roof3_Rvalue_Post)))","v":"Not Recommended"}]
[]
["Wall Insulation","Exposed to Exterior & Rim Joist",null,null,null,null,null,null,null,{"$f":"IF('Audit Data Collection'!B38=Wall_RVal_Unknown,\"Unknown\",IF(Wall_Area=0,\"n/a\",IF(Wall_Rvalue_Pre=1,\"R-0\",\"R-\"&Wall_Rvalue_Pre)))","v":"n/a"},null,{"$f":"IF(Wall_Area = 0, \"Not Recommended\", IF(Wall_Rvalue_Pre = Wall_Rvalue_Post, \"Not Recommended\", \"R-\" & Wall_Rvalue_Post))","v":"Not Recommended"},null,{"$f":"IF(ISNUMBER((IF(Output!L40=0, \"n/a\", IF(Output!L40<0.01,\"<1%\",Output!L40)))),(IF(Output!L40=0, \"n/a\", IF(Output!L40<0.01,\"<1%\",Output!L40))),\"n/a\")","v":"n/a"}]
[null,"Walls: masonry",null,"R-0",null,"R-11",null,"R-23",null,{"$f":"IF('Audit Data Collection'!B39=Wall_RVal_Unknown,\"Unknown\",IF(WallMasonary_Area=0,\"n/a\",IF(WallMasonary_Rvalue_Pre=1,\"R-0\",\"R-\"&WallMasonary_Rvalue_Pre)))","v":"n/a"},null,{"$f":"IF(WallMasonary_Area = 0, \"Not Recommended\", IF(WallMasonary_Rvalue_Pre = WallMasonary_Rvalue_Post, \"Not Recommended\", \"R-\" & WallMasonary_Rvalue_Post))","v":"Not Recommended"}]
["(R-value)","Adjoining Enclosed Space",null,null,null,null,null,null,null,{"$f":"IF(BufferedWall_Area_Pre = 0, \"n/a\", IF(BufferedWall_Rvalue_Pre=1, \"R-0\", \"R-\" & BufferedWall_Rvalue_Pre))","v":"n/a"},null,{"$f":"IF(BufferedWall_Area_Pre = 0, \"Not Recommended\", IF(BufferedWall_Rvalue_Pre = BufferedWall_Rvalue_Post, \"Not Recommended\", \"R-\" & BufferedWall_Rvalue_Post))","v":"Not Recommended"}]
[]
["Floor Insulation","Over Exterior",null,null,null,null,null,null,null,{"$f":"IF('Audit Data Collection'!B41=Wall_RVal_Unknown,\"Unknown\",IF(OR(Floor_Exposed_Area=0,Floor_Exposed_Area=\"\"),\"n/a\",\"R-\"&Floor_Exposed_Rvalue_Pre))","v":"n/a"},null,{"$f":"IF(OR(Floor_Exposed_Area = 0, Floor_Exposed_Area = \"\"), \"Not Recommended\", IF(Floor_Exposed_Rvalue_Pre = Floor_Exposed_Rvalue_Post, \"Not Recommended\", \"R-\" & Floor_Exposed_Rvalue_Post))","v":"Not Recommended"},null,{"$f":"IF(ISNUMBER((IF(Output!L42=0, \"n/a\", IF(Output!L42<0.01,\"<1%\",Output!L42)))),(IF(Output!L42=0, \"n/a\", IF(Output!L42<0.01,\"<1%\",Output!L42))),\"n/a\")","v":"n/a"}]
["(R-value)","Over Enclosed Space",null,"R-0",null,"R-19",null,"R-39",null,{"$f":"IF('Audit Data Collection'!B42=Wall_RVal_Unknown,\"Unknown\",IF(OR(Floor_Over_Area=0,Floor_Over_Area=\"\"),\"n/a\",\"R-\"&Floor_Over_Rvalue_Pre))","v":"n/a"},null,{"$f":"IF(OR(Floor_Over_Area = 0, Floor_Over_Area = \"\"), \"Not Recommended\", IF(Floor_Over_Rvalue_Pre = Floor_Over_Rvalue_Post, \"Not Recommended\", \"R-\" & Floor_Over_Rvalue_Post))","v":"Not Recommended"}]
[]
["Foundation Insulation","Basement",null,null,null,null,null,null,null,{"$f":"IF('Audit Data Collection'!B44=Wall_RVal_Unknown,\"Unknown\",IF(OR(Foundation_Basement_Perim=0,Foundation_Basement_Perim=\"\"),\"n/a\",\"R-\"&Foundation_Basement_Rvalue_Pre))","v":"n/a"},null,{"$f":"IF(OR(Foundation_Basement_Perim = 0, Foundation_Basement_Perim = \"\"), \"Not Recommended\", IF(Foundation_Basement_Rvalue_Pre = Foundation_Basement_Rvalue_Post, \"Not Recommended\", \"R-\"&Foundation_Basement_Rvalue_Post))","v":"Not Recommended"},null,{"$f":"IF(OR(AND(ISNUMBER(Output!L41),'Audit Data Collection'!$C$44<>\"\",'Audit Data Collection'!$C$44>0,'Audit Data Collection'!$B$44<>\"\"),AND(ISNUMBER(Output!L41),'Audit Data Collection'!$C$46<>\"\",'Audit Data Collection'!$C$46>0,'Audit Data Collection'!$B$46<>\"\")),(IF(Output!L41=0, \"n/a\", IF(Output!L41<0.01,\"<1%\",Output!L41))),\"n/a\")","v":"n/a"}]
[null,"Slab",null,"R-0",null,"R-11",null,"R-23",null,{"$f":"IF('Audit Data Collection'!B45=Wall_RVal_Unknown,\"Unknown\",IF(OR(Foundation_Slab_Perim=0,Foundation_Slab_Perim=\"\"),\"n/a\",\"R-\"&Foundation_Slab_Rvalue_Pre))","v":"n/a"},null,{"$f":"IF(OR(Foundation_Slab_Perim=0, Foundation_Slab_Perim=\"\"),\"Not Recommended\", IF(Foundation_Slab_Rvalue_Pre = Foundation_Slab_Rvalue_Post,\"Not Recommended\",\"R-\"&Foundation_Slab_Rvalue_Post))","v":"Not Recommended"}]
["(R-value)","Crawlspace",null,null,null,null,null,null,null,{"$f":"IF('Audit Data Collection'!B46=Wall_RVal_Unknown,\"Unknown\",IF(OR(Foundation_Crawlspace_Perim=0,Foundation_Crawlspace_Perim=\"\"),\"n/a\",\"R-\"&Foundation_Crawlspace_Rvalue_Pre))","v":"n/a"},null,{"$f":"IF(OR(Foundation_Crawlspace_Perim = 0, Foundation_Crawlspace_Perim = \"\"), \"Not Recommended\", IF(Foundation_Crawlspace_Rvalue_Pre = Foundation_Crawlspace_Rvalue_Post, \"Not Recommended\", \"R-\" & Foundation_Crawlspace_Rvalue_Post))","v":"Not Recommended"}]
[]
[{"$f":"IF('Audit Data Collection'!G53=\"Yes\", \"Storm\", \"Replacement\") & \" Windows\"","v":"Replacement Windows"},null,null,null,null,null,null,null,null,null,null,{"$f":"IF(Raw_Storm_Windows_New=\"Yes\", \"Add storm windows to\",IF(AND(Raw_Window_Prc_Upgraded>0,Raw_Storm_Windows_New=\"No\"),Raw_Window_Prc_Upgraded*100&\"% Windows Upgraded\",\"\"))","v":""},null,{"$f":"IF(ISERROR(Output!L43),\"n/a\",(IF(AND(Output!L43=0, 'Audit Data Collection'!G53<>\"Yes\"), \"n/a\", IF(Output!L43<0.01,\"<1%\",Output!L43))))","v":"n/a"}]
["(U-factor)",null,null,0.9,null,null,null,0.27,null,{"$f":"IF(ISERROR(Window_U_Pre),\"n/a\",Window_U_Pre)","v":"n/a"},null,{"$f":"IF(Raw_Storm_Windows_New=\"Yes\", FIXED(Raw_Window_Prc_Upgraded*100,0,)&\"% of \", IF('Audit Data Collection'!G51<>\"\",'Audit Data Collection'!G50, \"Not Recommended\"))","v":"Not Recommended"}]
["(SHGC)",null,null,0.8,null,null,null,0.32,null,{"$f":"IF(ISERROR(Window_SHGC_Pre),\"n/a\",Window_SHGC_Pre)","v":"n/a"},null,{"$f":"IF(Raw_Storm_Windows_New=\"Yes\", \"existing windows\", IF('Audit Data Collection'!G51<>\"\",'Audit Data Collection'!G51, \"Not Recommended\"))","v":"Not Recommended"}]
[]
[]
["Heating and Cooling Improvements"]
[]
["Primary Heating",null,null,null,null,null,null,null,null,{"$f":"IF(Raw_ASHP_COP_New>0,System1_Type,\"n/a\")","v":"n/a"},null,{"$f":"IF(Raw_ASHP_COP_New>0,\"Efficient Heat Pump\",\"Not Recommended\")","v":"Not Recommended"},null,{"$f":"IF(Raw_ASHP_Size_New<>\"\",IF(AND(ISNUMBER((Savings_ASHP_Net_kWh)),(Savings_ASHP_Net_kWh)/'ASHP Calculator'!J61>0),IF((Savings_ASHP_Net_kWh)/'ASHP Calculator'!J61<0.01,\"<1%\",(Savings_ASHP_Net_kWh)/'ASHP Calculator'!J61),\"\"),\"n/a\")","v":"n/a"}]
["Upgrade to cold climate air source heat pump",null,null,{"$f":"IF(Raw_ASHP_COP_New>0,\"Inefficient \"&System1_Type,\"\")","v":""},null,null,null,{"$f":"IF(Raw_ASHP_COP_New>0,\"Efficient Heat Pump\",\"\")","v":""}]
[]
[{"$f":" \"Primary Heating: \" & System1_Type","v":"Primary Heating: "},null,null,null,null,null,null,null,null,{"$f":"IF(Raw_Sys1_H_Efficiency_Existing>0,Raw_Sys1_H_Efficiency_Existing,\"n/a\")","v":"n/a"},null,{"$f":"IF('Audit Data Collection'!G59=\"\", \"Not Recommended\", Raw_Sys1_H_Efficiency_New)","v":"Not Recommended"},null,{"$f":"IF(L42=\"Not Recommended\",\"n/a\",(IF(ISNUMBER((IF(Heat_Sys_Save=0,\"n/a\",IF(Heat_Sys_Save<0.01,\"<1%\",Heat_Sys_Save)))),(IF(Heat_Sys_Save=0,\"n/a\",IF(Heat_Sys_Save<0.01,\"<1%\",Heat_Sys_Save))),\"n/a\")))","v":"n/a"}]
["Upgrade to new unit with same heating fuel",null,null,{"$f":"IF(OR(System1_Type=\"Boiler\",System1_Type=\"Furnace\"),70,IF(System1_Type=\"Heat Pump\",7,\"\"))","v":""},null,null,null,{"$f":"IF(OR(System1_Type=\"Boiler\",System1_Type=\"Furnace\"),98,IF(System1_Type=\"Heat Pump\",15,\"\"))","v":""}]
[]
[{"$f":"IF(Raw_AFUE_New_Switch_To_Gas<>\"\", \"Primary Heating: \" & System1_Type,\"Fuel Switch to Gas (If Applicable)\")","v":"Fuel Switch to Gas (If Applicable)"},null,null,null,null,null,null,null,null,{"$f":"IF(Raw_AFUE_New_Switch_To_Gas<>\"\", Raw_Sys1_H_Efficiency_Existing,\"n/a\")","v":"n/a"},null,{"$f":"IF(AND('Audit Data Collection'!G60>0,Raw_HVAC_1_Heating_Fuel=\"Oil\"),'Audit Data Collection'!G60,\"Not Recommended\")","v":"Not Recommended"},null,{"$f":"IF(L45<>\"Not Recommended\",(IF(ISNUMBER((((L45-J45)/100)*Calc_Heat_as_Prc_Total_Load)),IF((((L45-J45)/100)*Calc_Heat_as_Prc_Total_Load)<0.01,\"<1%\",(((L45-J45)/100)*Calc_Heat_as_Prc_Total_Load)),\"n/a\")),\"n/a\")","v":"n/a"}]
[{"$f":"IF(Raw_AFUE_New_Switch_To_Gas<>\"\", \"Upgrade oil to natural gas\",\"\")","v":""},null,null,{"$f":"IF(Raw_AFUE_New_Switch_To_Gas<>\"\", \"70\",\"\")","v":""},null,null,null,{"$f":"IF(Raw_AFUE_New_Switch_To_Gas<>\"\", \"98\",\"\")","v":""}]
[]
["Duct Leakage",null,null,null,null,null,null,null,null,{"$f":"IF(AND(OR(System1_Type=\"Heat Pump\",System1_Type=\"Furnace\",System1_Capacity_c<>\"\"),OR(Raw_System1_Duct_Seal_Pre=\"No\",Raw_System1_Duct_Seal_Pre=\"\")),\"Ducts Not Sealed\",IF(AND(System1_Type=\"Furnace\",Raw_System1_Duct_Seal_Pre=\"Yes\"),\"Ducts Sealed\",\"n/a\"))","v":"n/a"},null,{"$f":"IF(AND(Raw_System1_Duct_Sealing=\"Yes\",Raw_System1_Duct_Seal_Pre=\"No\"),\"Sealed Ducts\",\"Not Recommended\")","v":"Not Recommended"},null,{"$f":"IF(L48=\"Not Recommended\",\"n/a\",IF(OR(AND(ISNUMBER(Heat_Dist_Save),Heat_Dist_Save<>0,L48<>\"Not Recommended\"),AND(ISNUMBER(Cool_Dist_Save),Cool_Dist_Save<>0,L48<>\"Not Recommended\")),IF(AND((Heat_Dist_Save+Cool_Dist_Save)<0.006,(Heat_Dist_Save+Cool_Dist_Save)>0),\"< 1%\",(Heat_Dist_Save+Cool_Dist_Save)), \"n/a\"))","v":"n/a"}]
[null,null,null,{"$f":"IF(OR(System1_Type=\"Furnace\",System1_Capacity_c<>\"\"),\"Leaky Ducts\",\"\")","v":""},null,null,null,{"$f":"IF(OR(System1_Type=\"Furnace\",System1_Capacity_c<>\"\"),\"Sealed Ducts\",\"\")","v":""}]
[null,null,null,null,null,null,null,null,null,"\\"]
["Thermostat",null,null,null,null,null,null,null,null,{"$f":"IF(Raw_Existing_Thermostat=\"\",\"n/a\",Raw_Existing_Thermostat)","v":"n/a"},null,{"$f":"IF(Raw_New_Thermostat=\"\",\"Not Recommended\",Raw_New_Thermostat)","v":"Not Recommended"},null,{"$f":"IF(OR(Raw_Existing_Thermostat=Raw_New_Thermostat,Raw_New_Thermostat=\"\"),\"n/a\",(IF(OR(System1_Type=\"Furnace\",System1_Type=\"Boiler\"),IF(FIXED(Savings_Thermostat_Therm_Prc*100,1,)<0.01,\"<1%\",FIXED(Savings_Thermostat_Therm_Prc*100,1,)&\"%\"),IF(FIXED(Savings_Thermostat_kWh_Prc*100,1,)<0.01,\"<1%\",FIXED(Savings_Thermostat_kWh_Prc*100,1,)&\"%\"))))","v":"n/a"}]
[null,null,null,"Manual",null,null,null,"Wifi / Learning"]
[]
[{"$f":" \"Secondary Heating: \" & IF(System2_Type=\"\", \"n/a\", System2_Type)","v":"Secondary Heating: n/a"},null,null,null,null,null,null,null,null,{"$f":"IF(A55= \"(AFUE)\", 'Inputs-Results'!B82*100 & \"%\", IF(A55= \"(HSPF)\",'Inputs-Results'!B81*3.41, \"n/a\"))","v":"n/a"},null,{"$f":"IF(System2_Type=\"\", \"Not Recommended\", IF('Audit Data Collection'!G78=\"\", \"Not Recommended\", IF(A55= \"(AFUE)\", 'Audit Data Collection'!G78 & \"%\", IF(A55= \"(HSPF)\", 'Audit Data Collection'!G78, \"Not Recommended\"))))","v":"Not Recommended"},null,{"$f":"IF(ISNUMBER((IF(System2_Type=\"\", \"n/a\", IF(Heat_Sys_Save_Sys2 = 0,\"n/a\", IF(Heat_Sys_Save_Sys2<0.01,\"<1%\", Heat_Sys_Save_Sys2))))),(IF(System2_Type=\"\", \"n/a\", IF(Heat_Sys_Save_Sys2 = 0,\"n/a\", IF(Heat_Sys_Save_Sys2<0.01,\"<1%\", Heat_Sys_Save_Sys2)))),\"n/a\")","v":"n/a"}]
[{"$f":" IF(System2_Type=\"\", \"\", IF((System2_Type = \"Electric Baseboard or Wall\"), \"(n/a)\", IF(OR(System2_Type=\"Boiler\", System2_Type=\"Furnace\"), \"(AFUE)\", \"(HSPF)\")))","v":""},null,null,{"$f":"IF(A55= \"(AFUE)\", 70, IF(A55= \"(HSPF)\", 8, \"\"))","v":""},{"$f":"IF(A55= \"(AFUE)\", 75, IF(A55= \"(HSPF)\", 8.5, \"\"))","v":""},{"$f":"IF(A55= \"(AFUE)\", 80, IF(A55= \"(HSPF)\", 9, \"\"))","v":""},{"$f":"IF(A55= \"(AFUE)\", 90, IF(A55= \"(HSPF)\", 9.5, \"\"))","v":""},{"$f":"IF(A55= \"(AFUE)\", 95, IF(A55= \"(HSPF)\", 10, \"\"))","v":""}]
[]
[{"$f":" \"Central Cooling\" & IF(Is_cooling_1, IF('Lookups (2)'!CY51=\"Yes\",\": Tune Up\",\"\"),\": n/a\")","v":"Central Cooling: n/a"},null,null,null,null,null,null,null,null,{"$f":"IF(Is_cooling_1,EER,\"n/a\")","v":"n/a"},null,{"$f":"IF(Raw_Sys1_C_Efficiency_New<>\"\",Raw_Sys1_C_Efficiency_New,\"Not Recommended\")","v":"Not Recommended"},null,{"$f":"(IF(Is_cooling_1,IF(L57=\"Tune Up\",\"<1%\",IF(Cool_Sys_Save=0,\"n/a\",IF(Cool_Sys_Save<0.01,\"<1%\",Cool_Sys_Save))),\"n/a\"))","v":"n/a"}]
[null,{"$f":"IF(Is_cooling_1,\"(SEER)\",\"\")","v":""},null,{"$f":"IF(Is_cooling_1,10,\"\")","v":""},{"$f":"IF(Is_cooling_1,13,\"\")","v":""},{"$f":"IF(Is_cooling_1,16,\"\")","v":""},{"$f":"IF(Is_cooling_1,19,\"\")","v":""},{"$f":"IF(Is_cooling_1,22,\"\")","v":""}]
[]
["Room / Window Air Conditioner",null,null,null,null,null,null,null,null,{"$f":"IF(Raw_Room_AC_Present=\"Yes\",Calc_CEER_Baseline,\"n/a\")","v":"n/a"},null,{"$f":"IF(Raw_Room_AC_Present=\"Yes\",(IF(OR(Raw_New_Room_AC_CEER=\"\",Raw_New_Room_AC_CEER=0),\"Not Recommended\",Raw_New_Room_AC_CEER)),\"Not Recommended\")","v":"Not Recommended"},null,{"$f":"IF(ISNUMBER((Savings_Room_AC_kWh_Prc)),IF((Savings_Room_AC_kWh_Prc)<0.01,\"<1%\",(Savings_Room_AC_kWh_Prc)),\"n/a\")","v":"n/a"}]
[null,{"$f":"IF(WaterHeaterWrap<>\"Yes\",\"(Efficiency Rating)\",\"(R-value)\")","v":"(Efficiency Rating)"},null,{"$f":"IF(Raw_Room_AC_Present=\"Yes\",Calc_CEER_Baseline,\"\")","v":""},null,null,null,{"$f":"IF(Raw_Room_AC_Present=\"Yes\",14,\"\")","v":""}]
[]
[]
["Water Usage and Water Heating"]
[null,null,null,null,null,null,null,null,null,null,null,null,null,"Estimated"]
[null,null,null,"Below",null,null,null,null,null,"Existing",null,"Recommended ",null,"Annual"]
["Measure",null,null,"Average",null,null,"Best Option",null,null,"Values",null,"Upgrade",null,"Savings"]
[{"$f":"IF(WaterHeaterWrap<>\"Yes\",\"Water Heater\",\"Electric Water Heater Wrap\")","v":"Water Heater"},null,null,null,null,null,null,null,null,{"$f":"IF(AND(Raw_Water_Heating_System_Type_Existing<>\"\",Raw_Water_Heating_Efficiency_Existing<>\"\",Raw_Water_Heating_Fuel_Existing<>\"\"),IF(WaterHeaterWrap<>\"Yes\", IF('Audit Data Collection'!B105=\"\", 'Inputs-Results'!C99, 'Audit Data Collection'!B105), IF('Audit Data Collection'!B104=\"\", \"n/a\", \"R-\" & 'Audit Data Collection'!B104)),\"n/a\")","v":"n/a"},null,{"$f":"IF(WaterHeaterWrap=\"Yes\",\"Install   Wrap\",IF('Audit Data Collection'!G104<>\"\",'Audit Data Collection'!G104,\"Not Recommended\"))","v":"Not Recommended"},null,"Energy Savings"]
[{"$f":"IF(WaterHeaterWrap<>\"Yes\",\"(Efficiency Rating)\",\"(R-value)\")","v":"(Efficiency Rating)"},null,null,{"$f":"IF(WaterHeaterWrap<>\"Yes\",IF('Audit Data Collection'!B102=\"Gas\",\"0.58\",\"0.80\"),\"R-0\")","v":"0.80"},null,null,null,{"$f":"IF(Raw_Water_Heating_System_Type_New=\"Heat Pump (independent)\",3,IF(WaterHeaterWrap<>\"Yes\",IF('Audit Data Collection'!B102=\"Gas\",\"0.85\",\"0.95\"),\"R-0\"))","v":"0.95"},null,{"$f":"Raw_Water_Heating_Fuel_Existing&\" - \"&Raw_Water_Heating_System_Type_Existing","v":" - "},null,{"$f":"Raw_Water_Heating_Fuel_New&\" - \"&Raw_Water_Heating_System_Type_New","v":" - "},null,{"$f":"IF(L68=\"Not Recommended\",\"n/a\",IF(ISNUMBER((Output!D45-Output!J45)/Total_kWh_Input_Pre),IF(AND((Output!D45-Output!J45)/Total_kWh_Input_Pre<0.01,(Output!D45-Output!J45)/Total_kWh_Input_Pre>0),\"<1%\",(Output!D45-Output!J45)/Total_kWh_Input_Pre),\"n/a\"))","v":"n/a"}]
[]
["Showerheads",null,null,null,null,null,null,null,null,{"$f":"IF(Raw_Showerhead_Existing=\"\",\"n/a\",Raw_Showerhead_Existing)","v":"n/a"},null,{"$f":"IF(Raw_Showerhead_New=\"\",\"Not Recommended\",Raw_Showerhead_New)","v":"Not Recommended"},null,"Water Savings"]
["(Water Savings)",null,null,"Non-rated \n(not water saving)",null,null,"Water Sense \n(1.5 gal/min)",null,null,null,null,null,null,{"$f":"IF(ISNUMBER(Savings_Showerhead),Savings_Showerhead,\"n/a\")","v":"n/a"}]
[]
["Showerheads",null,null,null,null,null,null,null,null,{"$f":"IF(Raw_Showerhead_Existing=\"\",\"n/a\",Raw_Showerhead_Existing)","v":"n/a"},null,{"$f":"IF(Raw_Showerhead_New=\"\",\"Not Recommended\",Raw_Showerhead_New)","v":"Not Recommended"},null,"Energy Savings"]
["(Energy Savings)",null,null,"Non-rated \n(not water saving)",null,null,"Water Sense \n(1.5 gal/min)",null,null,null,null,null,null,{"$f":"IF(ISNUMBER(Savings_DHW_Showerhead),Savings_DHW_Showerhead,\"n/a\")","v":"n/a"}]
[]
["Faucet Aerators",null,null,null,null,null,null,null,null,{"$f":"IF(Raw_Faucet_Aerator_Existing=\"\",\"n/a\",(IF(Raw_Faucet_Aerator_Existing=\"No\",D81,H81)))","v":"n/a"},null,{"$f":"IF(Raw_Faucet_Aerator_New=\"Yes\",H78,\"Not Recommended\")","v":"Not Recommended"},null,"Water Savings"]
["(Water Savings)",null,null,"No Faucet Aerators",null,null,null,"Faucet Aerators",null,null,null,null,null,{"$f":"IF(AND(Raw_Faucet_Aerator_Existing=\"No\",Raw_Faucet_Aerator_New=\"Yes\"),Lookups_Faucet_Aerator_Savings_Constant,\"n/a\")","v":"n/a"}]
[]
["Faucet Aerators",null,null,null,null,null,null,null,null,{"$f":"IF(Raw_Faucet_Aerator_Existing=\"\",\"n/a\",(IF(Raw_Faucet_Aerator_Existing=\"No\",D81,H81)))","v":"n/a"},null,{"$f":"IF(AND(Raw_Faucet_Aerator_Existing=\"No\",Raw_Faucet_Aerator_New=\"Yes\"),H81,\"Not Recommended\")","v":"Not Recommended"},null,"Energy Savings"]
["(Energy Savings)",null,null,"No Faucet Aerators",null,null,null,"Faucet Aerators",null,null,null,null,null,{"$f":"IF(AND(Raw_Faucet_Aerator_Existing=\"No\",Raw_Faucet_Aerator_New=\"Yes\"),Savings_Faucet_Aerator_Water_Heating,\"n/a\")","v":"n/a"}]
[]
["Appliances and Lighting"]
[]
["Primary Refrigerator",null,null,null,null,null,null,null,null,{"$f":"IF(Raw_Primary_Existing_Fridge_Efficiency=\"\",\"n/a\",Raw_Primary_Existing_Fridge_Efficiency)","v":"n/a"},null,{"$f":"IF(Raw_Primary_New_Fridge_Efficiency=\"\",\"Not Recommended\",Raw_Primary_New_Fridge_Efficiency)","v":"Not Recommended"},null,{"$f":"IF(ISNUMBER(Savings_Primary_Refrigerator_kWh_Prc),IF(Savings_Primary_Refrigerator_kWh_Prc<0.1%,\"<0.1%\",Savings_Primary_Refrigerator_kWh_Prc),\"n/a\")","v":"n/a"}]
[{"$f":"IF(WaterHeaterWrap<>\"Yes\",\"(Efficiency Rating)\",\"(R-value)\")","v":"(Efficiency Rating)"},null,null,"Not ENERGY STAR",null,null,null,"ENERGY STAR Most Efficient"]
[]
["Secondary Refrigerator / Standalone Freezer",null,null,null,null,null,null,null,null,{"$f":"IF(Raw_Secondary_Existing_Fridge_Efficiency=\"\",\"n/a\",Raw_Secondary_Existing_Fridge_Efficiency)","v":"n/a"},null,{"$f":"IF(Raw_Secondary_New_Fridge_Efficiency=\"\",\"Not Recommended\",Raw_Secondary_New_Fridge_Efficiency)","v":"Not Recommended"},null,{"$f":"IF(ISNUMBER(Savings_Secondary_Refrigerator_Freezer_kWh_Prc),IF(Savings_Secondary_Refrigerator_Freezer_kWh_Prc<0.1%,\"<0.1%\",Savings_Secondary_Refrigerator_Freezer_kWh_Prc),\"n/a\")","v":"n/a"}]
[{"$f":"IF(WaterHeaterWrap<>\"Yes\",\"(Efficiency Rating)\",\"(R-value)\")","v":"(Efficiency Rating)"},null,null,"Not ENERGY STAR",null,null,null,"ENERGY STAR Most Efficient"]
[]
["Dishwasher",null,null,null,null,null,null,null,null,{"$f":"IF(Raw_Existing_Dishwasher_Efficiency=\"\",\"n/a\",Raw_Existing_Dishwasher_Efficiency)","v":"n/a"},null,{"$f":"IF(Raw_New_Dishwasher_Efficiency=\"\",\"Not Recommended\",Raw_New_Dishwasher_Efficiency)","v":"Not Recommended"},null,{"$f":"IF(ISNUMBER(Savings_Dishwasher_kWh_Prc),IF(Savings_Dishwasher_kWh_Prc<0.1%,\"<0.1%\",Savings_Dishwasher_kWh_Prc),\"n/a\")","v":"n/a"}]
[{"$f":"IF(WaterHeaterWrap<>\"Yes\",\"(Efficiency Rating)\",\"(R-value)\")","v":"(Efficiency Rating)"},null,null,"Not ENERGY STAR",null,null,null,"ENERGY STAR"]
[]
["Lighting",null,null,null,null,null,null,null,null,{"$f":"CONCATENATE(CONCATENATE(\"Incandescent\",\":\",FIXED(Raw_Existing_Not_CFL_LED_Prc_of_Lighting,,)*100,\"%\"),CHAR(10),\nCONCATENATE(\"CFL\",\":\",FIXED(Raw_Existing_CFL_Prc_of_Lighting,,)*100,\"%\"),\nCHAR(10),CONCATENATE(\"LED\",\":\",FIXED(Raw_Existing_LED_Prc_of_Lighting,,)*100,\"%\"))","v":"Incandescent:50%\nCFL:0%\nLED:0%"},null,{"$f":"CONCATENATE(CONCATENATE(\"Incandescent\",\":\",FIXED(Raw_New_Not_CFL_LED_Prc_of_Lighting,,)*100,\"%\"),CHAR(10),CONCATENATE(\"CFL\",\":\",FIXED(Raw_New_CFL_Prc_of_Lighting,,)*100,\"%\"),\nCHAR(10),CONCATENATE(\"LED\",\":\",FIXED(Raw_New_LED_Prc_of_Lighting,,)*100,\"%\"))","v":"Incandescent:0%\nCFL:0%\nLED:0%"},null,{"$f":"IF(ISNUMBER(Savings_Lighting_kWh_Prc),Savings_Lighting_kWh_Prc,\"n/a\")","v":"n/a"}]
[null,null,null,"Incandescent",null,null,null,"LED"]
[]
["Clothes Washer",null,null,null,null,null,null,null,null,{"$f":"IF(Raw_Existing_Clothes_Washer_Efficiency=\"\",\"n/a\",Raw_Existing_Clothes_Washer_Efficiency)","v":"n/a"},null,{"$f":"IF(Raw_New_Clothes_Washer_Efficiency=\"\",\"Not Recommended\",Raw_New_Clothes_Washer_Efficiency)","v":"Not Recommended"},null,{"$f":"IF(ISNUMBER(Savings_Clothes_Washer_kWh_Prc),IF(Savings_Clothes_Washer_kWh_Prc<0.1%,\"<0.1%\",Savings_Clothes_Washer_kWh_Prc),\"n/a\")","v":"n/a"}]
["(Efficiency Rating)",null,null,"Not ENERGY STAR",null,null,null,"ENERGY STAR Most Efficient"]
[]
["Dehumidifier",null,null,null,null,null,null,null,null,{"$f":"IF(Raw_Existing_Dehumidifier_Efficiency=\"\",\"n/a\",Raw_Existing_Dehumidifier_Efficiency)","v":"n/a"},null,{"$f":"IF(AND(Raw_New_Dehumidifier_Efficiency=\"\",Raw_Existing_Dehumidifier_Efficiency<>\"\"),\"Not Recommended\",IF(AND(Raw_New_Dehumidifier_Efficiency<>\"\",Raw_Existing_Dehumidifier_Efficiency<>\"\",Raw_Existing_Dehumidifier_Year_of_Mfg.__vintage<>\"\",Raw_Existing_Dehumidifier_Pints_Per_Day<>\"\"),Raw_New_Dehumidifier_Efficiency,\"Not Recommended\"))","v":"Not Recommended"},null,{"$f":"IF(ISNUMBER(Savings_Dehumidifier_kWh_Prc),IF(Savings_Dehumidifier_kWh_Prc<0.1%,\"0.1%\",Savings_Dehumidifier_kWh_Prc),\"n/a\")","v":"n/a"}]
[{"$f":"IF(WaterHeaterWrap<>\"Yes\",\"(Efficiency Rating)\",\"(R-value)\")","v":"(Efficiency Rating)"},null,null,"     1",null,null,null,"3     "]
[]
[]
["Additional Notes by Auditor"]
[{"$f":"IF('Audit Data Collection'!A131=\"\",\"\",'Audit Data Collection'!A131)","v":""}]
[{"$f":"IF('Audit Data Collection'!A132=\"\",\"\",'Audit Data Collection'!A132)","v":""}]
[{"$f":"IF('Audit Data Collection'!A133=\"\",\"\",'Audit Data Collection'!A133)","v":""}]
[{"$f":"IF('Audit Data Collection'!A134=\"\",\"\",'Audit Data Collection'!A134)","v":""}]
[{"$f":"IF('Audit Data Collection'!A135=\"\",\"\",'Audit Data Collection'!A135)","v":""}]
[{"$f":"IF('Audit Data Collection'!A136=\"\",\"\",'Audit Data Collection'!A136)","v":""}]
[{"$f":"IF('Audit Data Collection'!A137=\"\",\"\",'Audit Data Collection'!A137)","v":""}]
[{"$f":"IF('Audit Data Collection'!A138=\"\",\"\",'Audit Data Collection'!A138)","v":""}]
[{"$f":"IF('Audit Data Collection'!A139=\"\",\"\",'Audit Data Collection'!A139)","v":""}]
[{"$f":"IF('Audit Data Collection'!A140=\"\",\"\",'Audit Data Collection'!A140)","v":""}]
[]
[]
["This report documents your home's existing conditions and recommended upgrades related to the energy performance of your home. This report provides estimates of energy usage savings based on energy modeling for the purposes of prioritizing energy upgrades.  Estimated annual savings is represented in energy unit savings, not dollar savings.  Energy savings estimates may vary from actual results. These savings are not guaranteed by either the auditor or NYSERDA."]

{"sheet":"Do Yellow Tabs For Loans --->","index":2,"n_rows":0,"n_cols":0,"rows_kept":0,"cut":false,"hidden":false,"merged":[]}

{"sheet":"Loan Application - Step 1","index":3,"n_rows":82,"n_cols":37,"rows_kept":82,"cut":false,"hidden":false,"merged":[[15,7,16,7],[15,8,16,8],[15,6,16,6],[10,2,11,2],[15,1,16,2],[15,3,16,3],[15,4,16,4],[15,5,16,5]]}
[]
[]
[]
[]
[null,null,null,null,null,null,null,null,null,null,null,null,null,null,null,null,null,null,null,null,null,null,null,null,null,"Assisted"]
[null,null,null,null,null,null,null,null,null,null,null,null,null,null,null,null,null,null,null,null,null,null,null,null,null,null," Furnace – Natural Gas **1,2 ","Primary Heating and Cooling System","AFUE 92% (as long as not prohibited by local codes). Furnaces with ECM Motor allowed. ",18,null,null,null,"Replacement Windows","Building Shell","ENERGY STAR for climate/region ",20]
[null,null,null,null,null,null,null,null,null,null,null,null,null,null,null,null,null,null,null,null,null,null,null,null,null,null,"Furnace – LP **1,2","Primary Heating and Cooling System","AFUE 92% (as long as not prohibited by local codes). Furnaces with ECM Motor allowed. ",18,null,null,null,"Storm Windows and Storm Doors","Building Shell","No minimum efficiency requirement ",20]
[null,null,null,null,null,null,null,null,null,null,null,null,null,null,null,null,null,null,null,null,null,null,null,null,null,null,"Furnace – Fuel Oil **1,2 ","Primary Heating and Cooling System","AFUE 85% ",18,null,null,null,"Movable Window Insulation","Building Shell","R-3 ",20]
[]
[null,null,null,null,null,null,null,null,null,null,null,null,null,null,null,null,null,null,null,null,null,null,null,null,null,null,"Duct Sealing **1","Primary Heating and Cooling System","UL 181B Mastic or other permanent sealant; use of duct tape is disallowed ",20,null,null,null,"Distribution Improvements in Natural Gas or Electrically Heated Homes **1,3","Primary Heating and Cooling System","Installed in accordance with all applicable state and local codes ",20]
[null,null,"Project Type",null,null,null,null,null,null,null,null,null,null,null,null,null,null,null,null,null,null,null,null,null,null,null,"Air Sealing ","Building Shell","Supervised by professional; blower door assisted per BPI and program guidelines ",20,null,null,null,"Hot Water Tank Insulation - Natural Gas or Electric ","Water Heater ","R-10 ",20]
[null,null,null,null,null,null,null,null,null,null,null,null,null,null,null,null,null,null,null,null,null,null,null,null,null,null,"Water Heater - Propane or Oil ","Water Heater ","<51 gallon EF.63 / >51 gallon EF.53 ",15,null,null,null,"Dishwasher ","Appliances & Lighting","ENERGY STAR Qualified ",15]
[null,null,null,null,null,null,null,null,null,null,null,null,null,null,null,null,null,null,null,null,null,null,null,null,null,null,"Water Heater - Propane or Oil Instantaneous","Water Heater ","Instantaneous: EF .78 ",15,null,null,null,"Clothes washer ","Appliances & Lighting","ENERGY STAR Qualified ",15]
[null,null,"Market Rate",null,null,null,null,null,null,null,null,null,null,null,null,null,null,null,null,null,null,null,null,null,null,null,"Water Heater - Indirect-Fired Tank ","Water Heater ","UL Approved ",20,null,null,null,"LEDs **5","Appliances & Lighting","ENERGY STAR Qualified ",15]
[null,null,null,null,null,null,null,null,null,null,"Check",null,null,null,null,null,null,null,null,null,null,null,null,null,null,null,"Low Flow Showerhead ","Conservation ","Maximum flow rate of 1.5 gallons per minute. Aerating type showerheads not eligible. ",15,null,null,null,"Ventilation Fans (Whole house fans or similar attic exhaust fans are not eligible) ","Health and Safety","ENERGY STAR Qualified (must vent to exterior of building shell) ",15]
[null,"Measures Eligible for Loans",null,"Efficiency Requirements","Measure Life (Years)","Notes","Cost","Savings ($)",null,null,"=IF(H44=\"\",0,E44*(H44/SUM($H$43:$H$82,#REF!)))",null,null,null,null,"HIDE",null,null,null,null,null,null,null,null,null,null,"Refrigerator **5","Appliances & Lighting ","ENERGY STAR Qualified. Existing refrigerators must be greater than 10 years old to be eligible for replacement. ",15,null,null,null,"Repairs/upgrades to heating and/or DHW systems (including power venting kits) to correct spillage, inadequate draft, carbon monoxide failures ","Health and Safety","Per code and/or manufacturer specifications, as appropriate ",15]
[null,null,null,null,null,null,null,null,null,"Cash back","Weighted average measure life","Health and Safety","Savings with 0.008 fuel rate escalation)","Non Energy Saving Measure Costs (OBR)","Loan Only Costs","Preapproved",null,null,null,null,null,null,null,null,null,null,"Freezer **5","Appliances & Lighting","ENERGY STAR Qualified ",15,null,null,null,"Measures to provide sufficient combustion air and prevent Combustion Appliance Zone (CAZ) depressurization, spillage or inadequate draft ","Health and Safety","Allowed when BPI-required combustion safety tests indicate problem(s) with CAZ depressurization, draft or spillage, per BPI standards ",15]
[null,null,null,null,null,null,null,null,null,{"$f":"IF(5=\"HEMI\",0.1*SUM(G43:G82),IF(PTypeSelect=\"Assisted\",0.5*SUM(G43:G82),IF(PTypeSelect=\"Market Rate\",0)))","v":0},{"$f":"SUM(K43:K82)","v":0},{"$f":"SUM(L43:L82)","v":0},{"$f":"SUM(M43:M82)","v":{"$error":"#REF!"}},{"$f":"SUM(N43:N82)","v":0},{"$f":"SUM(O43:O82)","v":{"$error":"#VALUE!"}},null,null,null,null,null,null,null,null,null,null,null,"Dehumidifier **5","Appliances & Lighting","ENERGY STAR Qualified ",15,null,null,null,"Gas leak repair ","Health and Safety","Repaired in compliance with applicable codes ",15]
[null,null,"Furnace – Natural Gas **1,2 "]
[null,null,"Furnace – LP **1,2"]
[null,null,"Furnace – Fuel Oil **1,2 "]
[null,null,"Boiler - Condensing **1"]
[null,null,"Boiler – Hot Water **1"]
[null,null,"Boiler – Steam **1"]
[null,null,"Distribution Improvements in Oil or Propane Heated Homes **1,3 "]
[null,null,"Duct Sealing **1"]
[null,null,"Pipe Insulation **1"]
[null,null,"Central Air Conditioner (split system) **1,4 "]
[null,null,"Programmable Thermostat **1"]
[null,null,"Insulation (attic, wall, floor, band joist, basement, crawl space) "]
[null,null,"Air Sealing "]
[null,null,"Water Heater - Propane or Oil "]
[null,null,"Water Heater - Propane or Oil, Instantaneous"]
[null,null,"Water Heater - Indirect-Fired Tank "]
[null,null,"Hot Water Tank Insulation – Oil or Propane "]
[null,null,"Faucet Aerator "]
[null,null,"Low Flow Showerhead "]
[null,null,"Refrigerator **5"]
[null,null,"Freezer **5"]
[null,null,"Dehumidifier **5"]
[null,null,"Room Air Conditioner **5"]
[null,null,"CFLs **5"]
[null,1,null,{"$f":"IF(C43<>\"\",(INDEX(Fin_Measure_Requirements,MATCH(C43,Proforma_Measure_Names,),1)),\"\")","v":""},{"$f":"IF(C43<>\"\",(INDEX(Fin_Measure_Life,MATCH(C43,Proforma_Measure_Names,),1)),\"\")","v":""},null,null,{"$f":"IF(C43=\"\",\"\",INDEX(Proforma_Measure_Total_Savings_DLRS,MATCH(C43,Proforma_Measure_Names,),1))","v":""},null,null,{"$f":"IF(H43=\"\",0,E43*(H43/SUM($H$43:$H$82)))","v":0},{"$f":"IFERROR(IF(C43=\"\",0,IF(VLOOKUP(C43,MLifeFinance,2,FALSE)=\"Health and Safety\",G43,0)),0)","v":0},{"$f":"FV(Fuel_Escalation_Rate,E43,-H43,,0)","v":{"$error":"#REF!"}},{"$f":"IFERROR(IF(C43=\"\",0,IF(VLOOKUP(C43,MLifeFinance,5,FALSE)=\"NonEnergy\",G43,0)),0)","v":0},{"$f":"H43*E43","v":{"$error":"#VALUE!"}},{"$f":"VLOOKUP(C43,'Fin ProForma Calcs'!$A$3:$V$61,22,FALSE)","v":{"$error":"#N/A"}},null,null,null,null,null,null,null,null,null,null,"Room Air Conditioner **5","Appliances & Lighting","ENERGY STAR Qualified ",15,null,null,null,"Dry vent repair ","Health and Safety","Repaired in compliance with applicable codes ",15]
[null,{"$f":"B43+1","v":2},null,"","",null,null,"",null,null,{"$f":"IF(H44=\"\",0,E44*(H44/SUM($H$43:$H$82)))","v":0},0,{"$f":"FV(Fuel_Escalation_Rate,E44,-H44,,0)","v":{"$error":"#REF!"}},0,{"$error":"#VALUE!"},{"$f":"VLOOKUP(C44,'Fin ProForma Calcs'!$A$3:$V$61,22,FALSE)","v":{"$error":"#N/A"}},null,null,null,null,null,null,null,null,null,null,"CFLs **5","Appliances & Lighting","ENERGY STAR Qualified ",15,null,null,null,"Heat/Energy Recovery Ventilator ","Health and Safety","No minimum efficiency requirement ",15]
[null,3,null,"","",null,null,"",null,null,0,0,{"$error":"#REF!"},0,{"$error":"#VALUE!"},{"$f":"VLOOKUP(C45,'Fin ProForma Calcs'!$A$3:$V$61,22,FALSE)","v":{"$error":"#N/A"}},null,null,null,null,null,null,null,null,null,null,null,null,null,null,null,null,null,"Gas Oven Replacements, venting repairs and repairs to reduce carbon monoxide ","Health and Safety","UL Listed Gas Ovens ",15]
[null,4,null,"","",null,null,"",null,null,0,0,{"$error":"#REF!"},0,{"$error":"#VALUE!"},{"$f":"VLOOKUP(C46,'Fin ProForma Calcs'!$A$3:$V$61,22,FALSE)","v":{"$error":"#N/A"}},null,null,null,null,null,null,null,null,null,null,"Replacement Windows",null,"ENERGY STAR for climate/region "]
[null,5,null,"","",null,null,"",null,null,0,0,{"$error":"#REF!"},0,{"$error":"#VALUE!"},{"$f":"VLOOKUP(C47,'Fin ProForma Calcs'!$A$3:$V$61,22,FALSE)","v":{"$error":"#N/A"}},null,null,null,null,null,null,null,null,null,null,"Storm Windows and Storm Doors",null,"No minimum efficiency requirement "]
[null,6,null,"","",null,null,"",null,null,0,0,{"$error":"#REF!"},0,{"$error":"#VALUE!"},{"$f":"VLOOKUP(C48,'Fin ProForma Calcs'!$A$3:$V$61,22,FALSE)","v":{"$error":"#N/A"}},null,null,null,null,null,null,null,null,null,null,"Movable Window Insulation",null,"R-3 "]
[null,{"$f":"B48+1","v":7},null,"","",null,null,"",null,null,0,0,{"$f":"FV(Fuel_Escalation_Rate,E49,-H49,,0)","v":{"$error":"#REF!"}},{"$f":"IFERROR(IF(C49=\"\",0,IF(VLOOKUP(C49,MLifeFinance,5,FALSE)=\"NonEnergy\",G49,0)),0)","v":0},{"$f":"H49*E49","v":{"$error":"#VALUE!"}},{"$f":"VLOOKUP(C49,'Fin ProForma Calcs'!$A$3:$V$61,22,FALSE)","v":{"$error":"#N/A"}},null,null,null,null,null,null,null,null,null,null,"Exterior Doors",null,"ENERGY STAR for climate/region "]
[null,8,null,"","",null,null,"",null,null,0,0,{"$error":"#REF!"},0,{"$error":"#VALUE!"},{"$f":"VLOOKUP(C50,'Fin ProForma Calcs'!$A$3:$V$61,22,FALSE)","v":{"$error":"#N/A"}},null,null,null,null,null,null,null,null,null,null,"Air Source Heat Pump (electric split systems) **1,2 ",null,"14.5 SEER / 12 EER / 8.5 HSPF "]
[null,9,null,"","",null,null,"",null,null,0,0,{"$error":"#REF!"},0,{"$error":"#VALUE!"},{"$f":"VLOOKUP(C51,'Fin ProForma Calcs'!$A$3:$V$61,22,FALSE)","v":{"$error":"#N/A"}},null,null,null,null,null,null,null,null,null,null,"Ground Source Heat Pump **1,2 ",null,"ENERGY STAR Qualified (closed-loop, open-loop, or direct expansion) "]
[null,10,null,"","",null,null,"",null,null,0,0,{"$error":"#REF!"},0,{"$error":"#VALUE!"},{"$f":"VLOOKUP(C52,'Fin ProForma Calcs'!$A$3:$V$61,22,FALSE)","v":{"$error":"#N/A"}},null,null,null,null,null,null,null,null,null,null,"Wood/or Solid Fuel Pellet Stove **1",null,"EPA phase 2 (Solid fuel pellet stoves are exempt from EPA Phase 2) "]
[null,11,null,"","",null,null,"",null,null,0,0,{"$error":"#REF!"},0,{"$error":"#VALUE!"},{"$f":"VLOOKUP(C53,'Fin ProForma Calcs'!$A$3:$V$61,22,FALSE)","v":{"$error":"#N/A"}},null,null,null,null,null,null,null,null,null,null,"Distribution Improvements in Natural Gas or Electrically Heated Homes **1,3",null,"Installed in accordance with all applicable state and local codes "]
[null,12,null,"","",null,null,"",null,null,0,0,{"$error":"#REF!"},0,{"$error":"#VALUE!"},{"$f":"VLOOKUP(C54,'Fin ProForma Calcs'!$A$3:$V$61,22,FALSE)","v":{"$error":"#N/A"}},null,null,null,null,null,null,null,null,null,null,"Solar Thermal **1",null,"OG-300 certification from SRCC. SF 0.5. Warranty: 10 years-collector, 6 years-storage tank. 2 years-control. 1 year-piping and parts. "]
[null,13,null,"","",null,null,"",null,null,0,0,{"$error":"#REF!"},0,{"$error":"#VALUE!"},{"$f":"VLOOKUP(C55,'Fin ProForma Calcs'!$A$3:$V$61,22,FALSE)","v":{"$error":"#N/A"}},null,null,null,null,null,null,null,null,null,null,"Water Heater - Natural Gas ",null,"<51 gallon EF.63 / >51 gallon EF.53 "]
[null,14,null,"","",null,null,"",null,null,0,0,{"$error":"#REF!"},0,{"$error":"#VALUE!"},{"$f":"VLOOKUP(C56,'Fin ProForma Calcs'!$A$3:$V$61,22,FALSE)","v":{"$error":"#N/A"}},null,null,null,null,null,null,null,null,null,null,"Water Heater - Natural Gas ",null,"Instantaneous: EF .78 "]
[null,15,null,"","",null,null,"",null,null,0,0,{"$error":"#REF!"},0,{"$error":"#VALUE!"},{"$f":"VLOOKUP(C57,'Fin ProForma Calcs'!$A$3:$V$61,22,FALSE)","v":{"$error":"#N/A"}},null,null,null,null,null,null,null,null,null,null,"Water Heater - Electric ",null,"EF .93 "]
[null,16,null,"","",null,null,"",null,null,0,0,{"$error":"#REF!"},0,{"$error":"#VALUE!"},{"$f":"VLOOKUP(C58,'Fin ProForma Calcs'!$A$3:$V$61,22,FALSE)","v":{"$error":"#N/A"}},null,null,null,null,null,null,null,null,null,null,"Hot Water Tank Insulation - Natural Gas or Electric ",null,"R-10 "]
[null,17,null,"","",null,null,"",null,null,0,0,{"$error":"#REF!"},0,{"$error":"#VALUE!"},{"$f":"VLOOKUP(C59,'Fin ProForma Calcs'!$A$3:$V$61,22,FALSE)","v":{"$error":"#N/A"}},null,null,null,null,null,null,null,null,null,null,"Dishwasher ",null,"ENERGY STAR Qualified "]
[null,18,null,"","",null,null,"",null,null,0,0,{"$error":"#REF!"},0,{"$error":"#VALUE!"},{"$f":"VLOOKUP(C60,'Fin ProForma Calcs'!$A$3:$V$61,22,FALSE)","v":{"$error":"#N/A"}},null,null,null,null,null,null,null,null,null,null,"Clothes washer ",null,"ENERGY STAR Qualified "]
[null,19,null,"","",null,null,"",null,null,0,0,{"$error":"#REF!"},0,{"$error":"#VALUE!"},{"$f":"VLOOKUP(C61,'Fin ProForma Calcs'!$A$3:$V$61,22,FALSE)","v":{"$error":"#N/A"}},null,null,null,null,null,null,null,null,null,null,"LEDs **5",null,"ENERGY STAR Qualified "]
[null,20,null,"","",null,null,"",null,null,0,0,{"$error":"#REF!"},0,{"$error":"#VALUE!"},{"$f":"VLOOKUP(C62,'Fin ProForma Calcs'!$A$3:$V$61,22,FALSE)","v":{"$error":"#N/A"}}]
[null,21,null,"","",null,null,"",null,null,0,0,{"$error":"#REF!"},0,{"$error":"#VALUE!"},{"$f":"VLOOKUP(C63,'Fin ProForma Calcs'!$A$3:$V$61,22,FALSE)","v":{"$error":"#N/A"}}]
[null,22,null,"","",null,null,"",null,null,0,0,{"$error":"#REF!"},0,{"$error":"#VALUE!"},{"$f":"VLOOKUP(C64,'Fin ProForma Calcs'!$A$3:$V$61,22,FALSE)","v":{"$error":"#N/A"}}]
[null,23,null,"","",null,null,"",null,null,0,0,{"$error":"#REF!"},0,{"$error":"#VALUE!"},{"$f":"VLOOKUP(C65,'Fin ProForma Calcs'!$A$3:$V$61,22,FALSE)","v":{"$error":"#N/A"}}]
[null,24,null,"","",null,null,"",null,null,0,0,{"$error":"#REF!"},0,{"$error":"#VALUE!"},{"$f":"VLOOKUP(C66,'Fin ProForma Calcs'!$A$3:$V$61,22,FALSE)","v":{"$error":"#N/A"}}]
[null,25,null,"","",null,null,"",null,null,0,0,{"$error":"#REF!"},0,{"$error":"#VALUE!"},{"$f":"VLOOKUP(C67,'Fin ProForma Calcs'!$A$3:$V$61,22,FALSE)","v":{"$error":"#N/A"}}]
[null,26,null,"","",null,null,"",null,null,0,0,{"$error":"#REF!"},0,{"$error":"#VALUE!"},{"$f":"VLOOKUP(C68,'Fin ProForma Calcs'!$A$3:$V$61,22,FALSE)","v":{"$error":"#N/A"}}]
[null,27,null,"","",null,null,"",null,null,0,0,{"$error":"#REF!"},0,{"$error":"#VALUE!"},{"$f":"VLOOKUP(C69,'Fin ProForma Calcs'!$A$3:$V$61,22,FALSE)","v":{"$error":"#N/A"}}]
[null,28,null,"","",null,null,"",null,null,0,0,{"$error":"#REF!"},0,{"$error":"#VALUE!"},{"$f":"VLOOKUP(C70,'Fin ProForma Calcs'!$A$3:$V$61,22,FALSE)","v":{"$error":"#N/A"}}]
[null,29,null,"","",null,null,"",null,null,0,0,{"$error":"#REF!"},0,{"$error":"#VALUE!"},{"$f":"VLOOKUP(C71,'Fin ProForma Calcs'!$A$3:$V$61,22,FALSE)","v":{"$error":"#N/A"}}]
[null,30,null,"","",null,null,"",null,null,0,0,{"$error":"#REF!"},0,{"$error":"#VALUE!"},{"$f":"VLOOKUP(C72,'Fin ProForma Calcs'!$A$3:$V$61,22,FALSE)","v":{"$error":"#N/A"}}]
[null,31,null,"","",null,null,"",null,null,0,0,{"$error":"#REF!"},0,{"$error":"#VALUE!"},{"$f":"VLOOKUP(C73,'Fin ProForma Calcs'!$A$3:$V$61,22,FALSE)","v":{"$error":"#N/A"}}]
[null,32,null,"","",null,null,"",null,null,0,0,{"$error":"#REF!"},0,{"$error":"#VALUE!"},{"$f":"VLOOKUP(C74,'Fin ProForma Calcs'!$A$3:$V$61,22,FALSE)","v":{"$error":"#N/A"}}]
[null,33,null,"","",null,null,"",null,null,0,0,{"$error":"#REF!"},0,{"$error":"#VALUE!"},{"$f":"VLOOKUP(C75,'Fin ProForma Calcs'!$A$3:$V$61,22,FALSE)","v":{"$error":"#N/A"}}]
[null,34,null,"","",null,null,"",null,null,0,0,{"$error":"#REF!"},0,{"$error":"#VALUE!"},{"$f":"VLOOKUP(C76,'Fin ProForma Calcs'!$A$3:$V$61,22,FALSE)","v":{"$error":"#N/A"}}]
[null,35,null,"","",null,null,"",null,null,0,0,{"$error":"#REF!"},0,{"$error":"#VALUE!"},{"$f":"VLOOKUP(C77,'Fin ProForma Calcs'!$A$3:$V$61,22,FALSE)","v":{"$error":"#N/A"}}]
[null,36,null,"","",null,null,"",null,null,0,0,{"$error":"#REF!"},0,{"$error":"#VALUE!"},{"$f":"VLOOKUP(C78,'Fin ProForma Calcs'!$A$3:$V$61,22,FALSE)","v":{"$error":"#N/A"}}]
[null,37,null,"","",null,null,"",null,null,0,0,{"$error":"#REF!"},0,{"$error":"#VALUE!"},{"$f":"VLOOKUP(C79,'Fin ProForma Calcs'!$A$3:$V$61,22,FALSE)","v":{"$error":"#N/A"}}]
[null,38,null,"","",null,null,"",null,null,0,0,{"$error":"#REF!"},0,{"$error":"#VALUE!"},{"$f":"VLOOKUP(C80,'Fin ProForma Calcs'!$A$3:$V$61,22,FALSE)","v":{"$error":"#N/A"}}]
[null,39,null,"","",null,null,"",null,null,0,0,{"$error":"#REF!"},0,{"$error":"#VALUE!"},{"$f":"VLOOKUP(C81,'Fin ProForma Calcs'!$A$3:$V$61,22,FALSE)","v":{"$error":"#N/A"}}]
[null,40,null,"","",null,null,"",null,null,0,0,{"$error":"#REF!"},0,{"$error":"#VALUE!"},{"$f":"VLOOKUP(C82,'Fin ProForma Calcs'!$A$3:$V$61,22,FALSE)","v":{"$error":"#N/A"}},null,null,null,null,null,null,null,null,null,null,"Light Fixtures **5",null,"ENERGY STAR Qualified for compact fluorescent, or electronic ballast for fluorescent tubes "]

{"sheet":"Loan Application - Step 2","index":4,"n_rows":126,"n_cols":16,"rows_kept":126,"cut":false,"hidden":false,"merged":[[90,1,92,1],[6,2,6,5],[6,7,6,11],[10,8,10,10],[12,8,12,10],[18,8,18,10],[20,8,20,10],[63,2,64,2],[69,1,86,1],[69,2,70,2],[82,2,83,2],[87,1,89,1],[105,1,111,1],[112,1,124,1],[115,4,115,10],[96,1,96,11],[97,3,97,5],[97,6,97,8],[97,9,97,11],[98,1,104,1],[99,4,99,10],[101,4,101,10]]}
[]
[]
[]
[]
[null,null,null,null,null,null,null,null,null,null,null,null,null,null,"sum of costs","sum of savings $"]
[null,null,null,null,null,null,null,null,null,null,null,null,null,"Pre-Approved",{"$f":"SUMIF('Loan Application - Step 1'!P43:P82,\"Y\",'Loan Application - Step 1'!G43:G82)","v":0},{"$f":"SUMIF('Loan Application - Step 1'!P43:P82,\"Y\",'Loan Application - Step 1'!H43:H82)","v":0}]
[null,null,"Project Information",null,null,null,null,"Customer Information",null,null,null,null,null,"Non-PreApproved",{"$f":"SUMIF('Loan Application - Step 1'!P43:P82,\"N\",'Loan Application - Step 1'!G43:G82)","v":0},{"$f":"SUMIF('Loan Application - Step 1'!P43:P82,\"N\",'Loan Application - Step 1'!H43:H82)","v":0}]
[]
[null,null,"Proposed Project Costs",null,{"$f":"IF(SUM('Loan Application - Step 1'!G43:G82)>0,SUM('Loan Application - Step 1'!G43:G82),0)","v":0}]
[]
[null,null,"$150 Processing Fee Financed?",null,"Yes",null,null,"Name:",{"$f":"Customer_Name","v":0}]
[]
[null,null,"Project Cost",null,{"$f":"IF(SUM('Loan Application - Step 1'!G43:G82)>0,SUM('Loan Application - Step 1'!G43:G82)+IF(FinFee=\"Yes\",150,0),0)","v":0},null,null,"Address:",{"$f":"Customer_Address","v":0}]
[]
[null,null,"HEMI",null,{"$f":"SUM('Loan Application - Step 1'!#REF!)+IF(FinFee=\"Yes\",150,0)","v":{"$error":"#REF!"}}]
[]
[null,null,"Total AHP Amount"]
[]
[null,null,"Customer Contribution","–",null,null,null,"City:",{"$f":"Customer_City","v":0}]
[]
[null,null,"Total Loan Amount",null,{"$f":"PCost-CustCont","v":0},null,null,"State:",{"$f":"Customer_State","v":"NY"}]
[]
[null,null,"Other Incentives",null,0]
[]
[null,null,"Non Energy Saving Measure Costs (OBR)",null,{"$f":"SUM('Loan Application - Step 1'!N43:N82)","v":0}]
[]
[null,null,"FY Energy Cost Savings",null,{"$f":"SUM('Loan Application - Step 1'!H43:H82)","v":0}]
[]
[null,null,"Average Measure Life (years)",null,{"$f":"IF(PCost=0,\"\",((SUMPRODUCT('Loan Application - Step 1'!E43:E82,'Loan Application - Step 1'!G43:G82))/SUM('Loan Application - Step 1'!G43:G82)))","v":""}]
[]
[null,null,"Interest Rate",null,3.49E-2]
[]
[null,null,"Fuel Escalation Rate",null,1.24E-2]
[null,null,"Terms In Years",null,{"$f":"E102","v":15}]
[null,null,"Savings Period",null,"Monthly"]
[]
[null,null,"Loan Amount",null,{"$f":"IF(PCost=0,\"\",PCost-CustCont)","v":""}]
[null,null,"Dollar Savings",null,{"$f":"IF(SavingsPeriod= \"Monthly\", FV(0.0124,TermInYears,-SavingsAnnual)/(TermInYears*12), IF(SavingsPeriod=\"Annual\", FV(0.0124,TermInYears,-SavingsAnnual)/(TermInYears), IF(SavingsPeriod=\"Loan Term\", FV(0.0124,TermInYears,-SavingsAnnual), \"Error\")))","v":0},null,null,"low","high"]
[null,null,"Max Non Prequalified Allowance",null,0,null,null,null,{"$f":"VLOOKUP(E31,H42:J48,3)","v":{"$error":"#N/A"}}]
[null,null,null,"LC_Psavings",{"$f":"-FV(Fuel_Escalation_Rate,WeightedAvgMLife,SavingsAnnual,,)","v":{"$error":"#VALUE!"}}]
[null,null,"On Bill Recovery Loan Information",null,null,null,null,3.49E-2,3.49E-2,3.9899999999999998E-2]
[null,null,"      Loan Payment Amount",null,{"$f":"IF(SavingsPeriod= \"Monthly\", E107, IF(SavingsPeriod=\"Annual\", E107*12, IF(SavingsPeriod=\"Loan Term\", E107*(TermInYears*12), \"Error\")))","v":""},null,null,3.9899999999999998E-2,3.49E-2,3.9899999999999998E-2]
[null,null,"     Net",null,{"$f":"E38-E42","v":{"$error":"#VALUE!"}},null,null,6.9900000000000004E-2,6.9900000000000004E-2,7.4899999999999994E-2]
[null,null,"     Project Lifetime Energy Savings",null,{"$f":"LC_PSavings","v":{"$error":"#VALUE!"}},null,null,7.4899999999999994E-2,6.9900000000000004E-2,7.4899999999999994E-2]
[null,null,"     On Bill Recovery Loan Interest Rate",null,{"$f":"VLOOKUP(E31,H41:J48,2)","v":3.49E-2}]
[]
[]
[null,null,"Smart Energy Loan Information"]
[null,null,"      Loan Payment Amount",null,{"$f":"IF(SavingsPeriod= \"Monthly\", H107, IF(SavingsPeriod=\"Annual\", H107*12, IF(SavingsPeriod=\"Loan Term\", H107*(TermInYears*12), \"Error\")))","v":""}]
[null,null,"     Net",null,{"$f":"E38-E49","v":{"$error":"#VALUE!"}}]
[null,null,"     Project Lifetime Energy Savings",null,{"$f":"LC_PSavings","v":{"$error":"#VALUE!"}}]
[null,null,"    Smart Energy Loan Interest Rate",null,{"$f":"E45","v":3.49E-2}]
[null,null,"Smart Energy Loan Rate 2",null,{"$f":"VLOOKUP(E31,H41:J48,3)","v":3.9899999999999998E-2}]
[]
[null,null,"Personal Loan Interest Rate",null,{"$f":"IF(K104=\"\",\"\",K104)","v":""}]
[null,null,"      Loan Payment Amount",null,{"$f":"IF(SavingsPeriod= \"Monthly\", K107, IF(SavingsPeriod=\"Annual\", K107*12, IF(SavingsPeriod=\"Loan Term\", K107*(TermInYears*12), \"Error\")))","v":""}]
[null,null,"     Net",null,{"$f":"E38-E56","v":{"$error":"#VALUE!"}}]
[]
[null,null,"Simple Payback Period (Years)",null,{"$f":"IF(OR(SavingsAnnual=0,PCost=0),\"N/A\",loanAmount/SavingsAnnual)","v":"N/A"}]
[]
[null,null,null,{"$f":"D70","v":"On Bill Recovery Loan at 3.49% APR"},null,null,{"$f":"G70","v":"Smart Energy Loan at 3.49% APR"},null,null,{"$f":"J70","v":"Smart Energy Loan at 3.99% APR"}]
[null,null,null,"5 Year","10 Year","15 Year","5 Year","10 Year","15 Year","5 Year","10 Year","15 Year"]
[null,null,"Does loan meet cost effectiveness?",{"$f":"IF(OR(Total_Loan_Amount>25000,Total_Loan_Amount<1500,NonEnergyCosts>2000,NonEnergyCosts>0.15*PCost),\"No\",IF(AND(D90>=0,WeightedAvgMLife>=5,D93<=15),\"Yes\",\"No\"))","v":"No"},{"$f":"IF(OR(Total_Loan_Amount>25000,Total_Loan_Amount<1500,NonEnergyCosts>2000,NonEnergyCosts>0.15*PCost),\"No\",IF(AND(E90>=0,WeightedAvgMLife>=10,E93<=15),\"Yes\",\"No\"))","v":"No"},{"$f":"IF(OR(Total_Loan_Amount>25000,Total_Loan_Amount<1500,NonEnergyCosts>2000,NonEnergyCosts>0.15*PCost),\"No\",IF(AND(F90>=0,WeightedAvgMLife>=15,F93<=15),\"Yes\",\"No\"))","v":"No"},{"$f":"IF(OR(Total_Loan_Amount>25000,Total_Loan_Amount<1500,NonEnergyCosts>2000,NonEnergyCosts>0.15*PCost),\"No\",IF(AND(loanAmount<=13000,NonEnergyCosts<=MIN(PCost*0.15,2000)),\"Yes\",IF(AND(loanAmount <= 13000, G80>=0.8,WeightedAvgMLife>=5),\"Yes\",IF(AND(G80>=0.8,G90<=15,WeightedAvgMLife>=5),\"Yes\",\"No\"))))","v":"No"},{"$f":"IF(OR(Total_Loan_Amount>25000,Total_Loan_Amount<1500,NonEnergyCosts>2000,NonEnergyCosts>0.15*PCost),\"No\",IF(AND(loanAmount<=13000,NonEnergyCosts<=MIN(PCost*0.15,2000)),\"Yes\",IF(AND(loanAmount <= 13000, H80>=0.8,WeightedAvgMLife>=10),\"Yes\",IF(AND(H80>=0.8,H90<=15,WeightedAvgMLife>=10),\"Yes\",\"No\"))))","v":"No"},{"$f":"IF(OR(Total_Loan_Amount>25000,Total_Loan_Amount<1500,NonEnergyCosts>2000,NonEnergyCosts>0.15*PCost),\"No\",IF(AND(loanAmount<=13000,NonEnergyCosts<=MIN(PCost*0.15,2000)),\"Yes\",IF(AND(loanAmount <= 13000, I80>=0.8,WeightedAvgMLife>=15),\"Yes\",IF(AND(I80>=0.8,I90<=15,WeightedAvgMLife>=15),\"Yes\",\"No\"))))","v":"No"},{"$f":"IF(OR(Total_Loan_Amount>25000,Total_Loan_Amount<1500,NonEnergyCosts>2000,NonEnergyCosts>0.15*PCost),\"No\",IF(AND(loanAmount<=13000,NonEnergyCosts<=MIN(PCost*0.15,2000)),\"Yes\",IF(AND(loanAmount <= 13000, J80>=0.8,WeightedAvgMLife>=5),\"Yes\",IF(AND(J80>=0.8,J90<=15,WeightedAvgMLife>=5),\"Yes\",\"No\"))))","v":"No"},{"$f":"IF(OR(Total_Loan_Amount>25000,Total_Loan_Amount<1500,NonEnergyCosts>2000,NonEnergyCosts>0.15*PCost),\"No\",IF(AND(loanAmount<=13000,NonEnergyCosts<=MIN(PCost*0.15,2000)),\"Yes\",IF(AND(loanAmount <= 13000, K80>=0.8,WeightedAvgMLife>=10),\"Yes\",IF(AND(K80>=0.8,K90<=15,WeightedAvgMLife>=10),\"Yes\",\"No\"))))","v":"No"},{"$f":"IF(OR(Total_Loan_Amount>25000,Total_Loan_Amount<1500,NonEnergyCosts>2000,NonEnergyCosts>0.15*PCost),\"No\",IF(AND(loanAmount<=13000,NonEnergyCosts<=MIN(PCost*0.15,2000)),\"Yes\",IF(AND(loanAmount <= 13000, L80>=0.8,WeightedAvgMLife>=15),\"Yes\",IF(AND(L80>=0.8,L90<=15,WeightedAvgMLife>=15),\"Yes\",\"No\"))))","v":"No"}]
[null,null,"Loan Eligibility Criteria","On Bill Recover Loan at 3.49% APR",null,null,"Smart Energy Loan at 3.49% APR",null,null,"Smart Energy Loan at 3.99% APR"]
[null,null,null,"5 Year","10 Year","15 Year","5 Year","10 Year","15 Year","5 Year","10 Year","15 Year"]
[null,null,"Cash Flow",{"$f":"IF(D$90=\"Error!\",\"Error!\",IF(D$90>=0,\"YES\",\"NO\"))","v":"Error!"},{"$f":"IF(E$90=\"Error!\",\"Error!\",IF(E$90>=0,\"YES\",\"NO\"))","v":"Error!"},{"$f":"IF(F$90=\"Error!\",\"Error!\",IF(F$90>=0,\"YES\",\"NO\"))","v":"Error!"},{"$f":"IF(G$90=\"Error!\",\"Error!\",IF(loanAmount<=13000,\"N/A\",IF(G$90<=5,\"YES\",\"NO\")))","v":"Error!"},"Error!","Error!","Error!","Error!","Error!"]
[null,null,"Highlight SIR?"]
[null,null,"Message",{"$f":"IF(D63=\"No\",\"I am sorry but this project is not eligible for the selected loan product.  However, if the customer contributes \"&DOLLAR(MAX(D75,D85),0)&\" or the first year savings increases to \"& DOLLAR(MAX(D77,D87),0) & \" then it will.\", \"\")","v":"I am sorry but this project is not eligible for the selected loan product.  However, if the customer contributes $0 or the first year savings increases to $0 then it will."},{"$f":"IF(E63=\"No\",\"I am sorry but this project is not eligible for the selected loan product.  However, if the customer contributes \"&DOLLAR(MAX(E75,E85),0)&\" or the first year savings increases to \"& DOLLAR(MAX(E77,E87),0) & \" then it will.\", \"\")","v":"I am sorry but this project is not eligible for the selected loan product.  However, if the customer contributes $0 or the first year savings increases to $0 then it will."},"I am sorry but this project is not eligible for the selected loan product.  However, if the customer contributes $0 or the first year savings increases to $0 then it will.","I am sorry but this project is not eligible for the selected loan product.  However, if the customer contributes $0 or the first year savings increases to $0 then it will.","I am sorry but this project is not eligible for the selected loan product.  However, if the customer contributes $0 or the first year savings increases to $0 then it will.","I am sorry but this project is not eligible for the selected loan product.  However, if the customer contributes $0 or the first year savings increases to $0 then it will.","I am sorry but this project is not eligible for the selected loan product.  However, if the customer contributes $0 or the first year savings increases to $0 then it will.","I am sorry but this project is not eligible for the selected loan product.  However, if the customer contributes $0 or the first year savings increases to $0 then it will.","I am sorry but this project is not eligible for the selected loan product.  However, if the customer contributes $0 or the first year savings increases to $0 then it will."]
[]
[null,"Loan Eligibilitity Criteria",null,{"$f":"CONCATENATE(\"On Bill Recovery Loan at \",E52*100,\"% APR\")","v":"On Bill Recovery Loan at 3.49% APR"},null,null,{"$f":"CONCATENATE(\"Smart Energy Loan at \",E52*100,\"% APR\")","v":"Smart Energy Loan at 3.49% APR"},null,null,{"$f":"CONCATENATE(\"Smart Energy Loan at \",E53*100,\"% APR\")","v":"Smart Energy Loan at 3.99% APR"}]
[null,null,null,"5 Year","10 Year","15 Year","5 Year","10 Year","15 Year","5 Year","10 Year","15 Year"]
[null,null,"Passes All Criteria?",{"$f":"D63","v":"No"},{"$f":"E63","v":"No"},{"$f":"F63","v":"No"},"No","No","No","No","No","No"]
[]
[null,null,"SIR",{"$f":"IF(ISERROR(IF(OR(PCost<0,AND(projLifetimeEnergySavingsOnBill<0,OR(SavingsAnnual<0,WeightedAvgMLife<0))),\"Error!\",D80)),\"\",IF(OR(PCost<0,AND(projLifetimeEnergySavingsOnBill<0,OR(SavingsAnnual<0,WeightedAvgMLife<0))),\"Error!\",D80))","v":""},{"$f":"IF(ISERROR(IF(OR(PCost<0,AND(projLifetimeEnergySavingsOnBill<0,OR(SavingsAnnual<0,WeightedAvgMLife<0))),\"Error!\",E80)),\"\",IF(OR(PCost<0,AND(projLifetimeEnergySavingsOnBill<0,OR(SavingsAnnual<0,WeightedAvgMLife<0))),\"Error!\",E80))","v":""},{"$f":"IF(ISERROR(IF(OR(PCost<0,AND(projLifetimeEnergySavingsOnBill<0,OR(SavingsAnnual<0,WeightedAvgMLife<0))),\"Error!\",F80)),\"\",IF(OR(PCost<0,AND(projLifetimeEnergySavingsOnBill<0,OR(SavingsAnnual<0,WeightedAvgMLife<0))),\"Error!\",F80))","v":""},{"$f":"IF(ISERROR(IF(OR(PCost<0,AND(projLifetimeEnergySavingsSmartEnergy<0,OR(SavingsAnnual<0,WeightedAvgMLife<0))),\"Error!\",G80)),\"\",IF(OR(PCost<0,AND(projLifetimeEnergySavingsSmartEnergy<0,OR(SavingsAnnual<0,WeightedAvgMLife<0))),\"Error!\",G80))","v":""},"","","","",""]
[null,null,"Required Customer Contribution",{"$f":"IF(D74=\"Error!\",\"Error!\",IF(D78>=(loanAmount),\"\",CEILING((loanAmount)-D78+CustCont,1)))","v":""},{"$f":"IF(E74=\"Error!\",\"Error!\",IF(E78>=(loanAmount),\"\",CEILING((loanAmount)-E78+CustCont,1)))","v":""},"","","","","","",""]
[null,null,"-or-"]
[null,null,"Required FY Savings",{"$f":"IF(OR(D74=\"Error!\",D74=\"\"),\"Error!\",IF(SavingsAnnual>=D79,\"\",CEILING(D79,1)))","v":"Error!"},{"$f":"IF(OR(E74=\"Error!\",E74=\"\"),\"Error!\",IF(SavingsAnnual>=E79,\"\",CEILING(E79,1)))","v":"Error!"},{"$f":"IF(OR(F74=\"\",F74=\"Error!\"),\"Error!\",IF(SavingsAnnual>=F79,\"\",CEILING(F79,1)))","v":"Error!"},{"$f":"IF(OR(G74=\"Error!\",G74=\"\"),\"Error!\",IF(SavingsAnnual>=G79,\"\",CEILING(G79,1)))","v":"Error!"},{"$f":"IF(OR(H74=\"\",H74=\"Error!\"),\"Error!\",IF(SavingsAnnual>=H79,\"\",CEILING(H79,1)))","v":"Error!"},{"$f":"IF(OR(I74=\"Error!\",I74=\"\"),\"Error!\",IF(SavingsAnnual>=I79,\"\",CEILING(I79,1)))","v":"Error!"},{"$f":"IF(OR(J74=\"Error!\",J74=\"\"),\"Error!\",IF(SavingsAnnual>=J79,\"\",CEILING(J79,1)))","v":"Error!"},{"$f":"IF(OR(K74=\"Error!\",K74=\"\"),\"Error!\",IF(SavingsAnnual>=K79,\"\",CEILING(K79,1)))","v":"Error!"},{"$f":"IF(OR(L74=\"Error!\",L74=\"\"),\"Error!\",IF(SavingsAnnual>=L79,\"\",CEILING(L79,1)))","v":"Error!"}]
[null,null,"LoanPrincipal Compliance Value",{"$f":"IF(ISERROR(IF(OR((loanAmount)<0,WeightedAvgMLife<0),\"N/A\",PV((BillRecoveryLoan)/12,5*12,-((FV(0.0124,WeightedAvgMLife,-SavingsAnnual)/0.8)/(5*12))))),\"\",IF(OR((loanAmount)<0,WeightedAvgMLife<0),\"N/A\",PV((BillRecoveryLoan)/12,5*12,-((FV(0.0124,WeightedAvgMLife,-SavingsAnnual)/0.8)/(5*12)))))","v":""},{"$f":"IF(ISERROR(IF(OR((loanAmount)<0,WeightedAvgMLife<0),\"N/A\",PV((BillRecoveryLoan)/12,10*12,-((FV(0.0124,WeightedAvgMLife,-SavingsAnnual)/0.8)/(10*12))))),\"\",IF(OR((loanAmount)<0,WeightedAvgMLife<0),\"N/A\",PV((BillRecoveryLoan)/12,10*12,-((FV(0.0124,WeightedAvgMLife,-SavingsAnnual)/0.8)/(10*12)))))","v":""},{"$f":"IF(ISERROR(IF(OR((loanAmount)<0,WeightedAvgMLife<0),\"N/A\",PV((BillRecoveryLoan)/12,15*12,-((FV(0.0124,WeightedAvgMLife,-SavingsAnnual)/0.8)/(15*12))))),\"\",IF(OR((loanAmount)<0,WeightedAvgMLife<0),\"N/A\",PV((BillRecoveryLoan)/12,15*12,-((FV(0.0124,WeightedAvgMLife,-SavingsAnnual)/0.8)/(15*12)))))","v":""},{"$f":"IF(ISERROR(IF(OR((loanAmount)<0,WeightedAvgMLife<0),\"N/A\",PV((UnsecuredLoanInterest)/12,5*12,-((FV(0.0124,WeightedAvgMLife,-SavingsAnnual)/0.8)/(5*12))))),\"\",IF(OR((loanAmount)<0,WeightedAvgMLife<0),\"N/A\",PV((UnsecuredLoanInterest)/12,5*12,-((FV(0.0124,WeightedAvgMLife,-SavingsAnnual)/0.8)/(5*12)))))","v":""},{"$f":"IF(ISERROR(IF(OR((loanAmount)<0,WeightedAvgMLife<0),\"N/A\",PV((UnsecuredLoanInterest)/12,10*12,-((FV(0.0124,WeightedAvgMLife,-SavingsAnnual)/0.8)/(10*12))))),\"\",IF(OR((loanAmount)<0,WeightedAvgMLife<0),\"N/A\",PV((UnsecuredLoanInterest)/12,10*12,-((FV(0.0124,WeightedAvgMLife,-SavingsAnnual)/0.8)/(10*12)))))","v":""},{"$f":"IF(ISERROR(IF(OR((loanAmount)<0,WeightedAvgMLife<0),\"N/A\",PV((UnsecuredLoanInterest)/12,15*12,-((FV(0.0124,WeightedAvgMLife,-SavingsAnnual)/0.8)/(15*12))))),\"\",IF(OR((loanAmount)<0,WeightedAvgMLife<0),\"N/A\",PV((UnsecuredLoanInterest)/12,15*12,-((FV(0.0124,WeightedAvgMLife,-SavingsAnnual)/0.8)/(15*12)))))","v":""},{"$f":"IF(ISERROR(IF(OR((loanAmount)<0,WeightedAvgMLife<0),\"N/A\",PV((UnsecuredLoanInterest2)/12,5*12,-((FV(0.0124,WeightedAvgMLife,-SavingsAnnual)/0.8)/(5*12))))),\"\",IF(OR((loanAmount)<0,WeightedAvgMLife<0),\"N/A\",PV((UnsecuredLoanInterest2)/12,5*12,-((FV(0.0124,WeightedAvgMLife,-SavingsAnnual)/0.8)/(5*12)))))","v":""},{"$f":"IF(ISERROR(IF(OR((loanAmount)<0,WeightedAvgMLife<0),\"N/A\",PV(((UnsecuredLoanInterest2)/100)/12,10*12,-((FV(0.0124,WeightedAvgMLife,-SavingsAnnual)/0.8)/(10*12))))),\"\",IF(OR((loanAmount)<0,WeightedAvgMLife<0),\"N/A\",PV(((UnsecuredLoanInterest2)/100)/12,10*12,-((FV(0.0124,WeightedAvgMLife,-SavingsAnnual)/0.8)/(10*12)))))","v":""},{"$f":"IF(ISERROR(IF(OR((loanAmount)<0,WeightedAvgMLife<0),\"N/A\",PV((UnsecuredLoanInterest2)/12,15*12,-((FV(0.0124,WeightedAvgMLife,-SavingsAnnual)/0.8)/(15*12))))),\"\",IF(OR((loanAmount)<0,WeightedAvgMLife<0),\"N/A\",PV((UnsecuredLoanInterest2)/12,15*12,-((FV(0.0124,WeightedAvgMLife,-SavingsAnnual)/0.8)/(15*12)))))","v":""}]
[null,null," Savings Compliance value",{"$f":"IF(ISERROR(IF(OR((loanAmount)<0,WeightedAvgMLife<0),\"N/A\",PMT(Fuel_Escalation_Rate,WeightedAvgMLife,,0.8*(-PMT((BillRecoveryLoan)/12,5*12,-(loanAmount))*5*12)))),\"\",IF(OR((loanAmount)<0,WeightedAvgMLife<0),\"N/A\",PMT(Fuel_Escalation_Rate,WeightedAvgMLife,,0.8*(-PMT((BillRecoveryLoan)/12,5*12,-(loanAmount))*5*12))))","v":""},{"$f":"IF(ISERROR(IF(OR((loanAmount)<0,WeightedAvgMLife<0),\"N/A\",PMT(Fuel_Escalation_Rate,WeightedAvgMLife,,0.8*(-PMT((BillRecoveryLoan)/12,10*12,-(loanAmount))*10*12)))),\"\",IF(OR((loanAmount)<0,WeightedAvgMLife<0),\"N/A\",PMT(Fuel_Escalation_Rate,WeightedAvgMLife,,0.8*(-PMT((BillRecoveryLoan)/12,10*12,-(loanAmount))*10*12))))","v":""},{"$f":"IF(ISERROR(IF(OR((loanAmount)<0,WeightedAvgMLife<0),\"N/A\",PMT(Fuel_Escalation_Rate,WeightedAvgMLife,,0.8*(-PMT((BillRecoveryLoan)/12,15*12,-(loanAmount))*15*12)))),\"\",IF(OR((loanAmount)<0,WeightedAvgMLife<0),\"N/A\",PMT(Fuel_Escalation_Rate,WeightedAvgMLife,,0.8*(-PMT((BillRecoveryLoan)/12,15*12,-(loanAmount))*15*12))))","v":""},{"$f":"IF(ISERROR(IF(OR((loanAmount-MaxHandS)<0,WeightedAvgMLife<0),\"N/A\",PMT(Fuel_Escalation_Rate,WeightedAvgMLife,,0.8*(-PMT((UnsecuredLoanInterest)/12,5*12,-(loanAmount-MaxHandS))*5*12)))),\"\",IF(OR((loanAmount-MaxHandS)<0,WeightedAvgMLife<0),\"N/A\",PMT(Fuel_Escalation_Rate,WeightedAvgMLife,,0.8*(-PMT((UnsecuredLoanInterest)/12,5*12,-(loanAmount-MaxHandS))*5*12))))","v":""},{"$f":"IF(ISERROR(IF(OR((loanAmount-MaxHandS)<0,WeightedAvgMLife<0),\"N/A\",PMT(Fuel_Escalation_Rate,WeightedAvgMLife,,0.8*(-PMT((UnsecuredLoanInterest)/12,10*12,-(loanAmount-MaxHandS))*10*12)))),\"\",IF(OR((loanAmount-MaxHandS)<0,WeightedAvgMLife<0),\"N/A\",PMT(Fuel_Escalation_Rate,WeightedAvgMLife,,0.8*(-PMT((UnsecuredLoanInterest)/12,10*12,-(loanAmount-MaxHandS))*10*12))))","v":""},{"$f":"IF(ISERROR(IF(OR((loanAmount-MaxHandS)<0,WeightedAvgMLife<0),\"N/A\",PMT(Fuel_Escalation_Rate,WeightedAvgMLife,,0.8*(-PMT((UnsecuredLoanInterest)/12,15*12,-(loanAmount-MaxHandS))*15*12)))),\"\",IF(OR((loanAmount-MaxHandS)<0,WeightedAvgMLife<0),\"N/A\",PMT(Fuel_Escalation_Rate,WeightedAvgMLife,,0.8*(-PMT((UnsecuredLoanInterest)/12,15*12,-(loanAmount-MaxHandS))*15*12))))","v":""},{"$f":"IF(ISERROR(IF(OR((loanAmount-MaxHandS)<0,WeightedAvgMLife<0),\"N/A\",PMT(Fuel_Escalation_Rate,WeightedAvgMLife,,0.8*(-PMT((UnsecuredLoanInterest2)/12,5*12,-(loanAmount-MaxHandS))*5*12)))),\"\",IF(OR((loanAmount-MaxHandS)<0,WeightedAvgMLife<0),\"N/A\",PMT(Fuel_Escalation_Rate,WeightedAvgMLife,,0.8*(-PMT((UnsecuredLoanInterest2)/12,5*12,-(loanAmount-MaxHandS))*5*12))))","v":""},{"$f":"IF(ISERROR(IF(OR((loanAmount-MaxHandS)<0,WeightedAvgMLife<0),\"N/A\",PMT(Fuel_Escalation_Rate,WeightedAvgMLife,,0.8*(-PMT((UnsecuredLoanInterest2)/12,10*12,-(loanAmount-MaxHandS))*10*12)))),\"\",IF(OR((loanAmount-MaxHandS)<0,WeightedAvgMLife<0),\"N/A\",PMT(Fuel_Escalation_Rate,WeightedAvgMLife,,0.8*(-PMT((UnsecuredLoanInterest2)/12,10*12,-(loanAmount-MaxHandS))*10*12))))","v":""},{"$f":"IF(ISERROR(IF(OR((loanAmount-MaxHandS)<0,WeightedAvgMLife<0),\"N/A\",PMT(Fuel_Escalation_Rate,WeightedAvgMLife,,0.8*(-PMT((UnsecuredLoanInterest2)/12,15*12,-(loanAmount-MaxHandS))*15*12)))),\"\",IF(OR((loanAmount-MaxHandS)<0,WeightedAvgMLife<0),\"N/A\",PMT(Fuel_Escalation_Rate,WeightedAvgMLife,,0.8*(-PMT((UnsecuredLoanInterest2)/12,15*12,-(loanAmount-MaxHandS))*15*12))))","v":""}]
[null,null,"SIR",{"$f":"IF(ISERROR(IF(projLifetimeEnergySavingsOnBill>0,ROUND((projLifetimeEnergySavingsOnBill)/(PMT(BillRecoveryLoan/12,5*12,-(loanAmount))*5*12),2),ROUND((FV(0.0124,WeightedAvgMLife,-SavingsAnnual)/(PMT((BillRecoveryLoan)/12,5*12,-(loanAmount))*5*12)),2))),\"\",IF(projLifetimeEnergySavingsOnBill>0,ROUND((projLifetimeEnergySavingsOnBill)/(PMT(BillRecoveryLoan/12,5*12,-(loanAmount))*5*12),2),ROUND((FV(0.0124,WeightedAvgMLife,-SavingsAnnual)/(PMT((BillRecoveryLoan)/12,5*12,-(loanAmount))*5*12)),2)))","v":""},{"$f":"IF(ISERROR(IF(projLifetimeEnergySavingsOnBill>0,ROUND((projLifetimeEnergySavingsOnBill)/(PMT((BillRecoveryLoan)/12,10*12,-(loanAmount))*10*12),2),ROUND((FV(0.0124,WeightedAvgMLife,-SavingsAnnual)/(PMT((BillRecoveryLoan)/12,10*12,-(loanAmount))*10*12)),2))),\"\",IF(projLifetimeEnergySavingsOnBill>0,ROUND((projLifetimeEnergySavingsOnBill)/(PMT((BillRecoveryLoan)/12,10*12,-(loanAmount))*10*12),2),ROUND((FV(0.0124,WeightedAvgMLife,-SavingsAnnual)/(PMT((BillRecoveryLoan)/12,10*12,-(loanAmount))*10*12)),2)))","v":""},{"$f":"IF(ISERROR(IF(projLifetimeEnergySavingsOnBill>0,ROUND((projLifetimeEnergySavingsOnBill)/(PMT((BillRecoveryLoan)/12,15*12,-(loanAmount))*15*12),2),ROUND((FV(0.0124,WeightedAvgMLife,-SavingsAnnual)/(PMT((BillRecoveryLoan)/12,15*12,-(loanAmount))*15*12)),2))),\"\",IF(projLifetimeEnergySavingsOnBill>0,ROUND((projLifetimeEnergySavingsOnBill)/(PMT((BillRecoveryLoan)/12,15*12,-(loanAmount))*15*12),2),ROUND((FV(0.0124,WeightedAvgMLife,-SavingsAnnual)/(PMT((BillRecoveryLoan)/12,15*12,-(loanAmount))*15*12)),2)))","v":""},{"$f":"IF(ISERROR(IF(projLifetimeEnergySavingsSmartEnergy>0,ROUND((projLifetimeEnergySavingsSmartEnergy)/(PMT((UnsecuredLoanInterest)/12,5*12,-(loanAmount-MaxHandS))*5*12),2),ROUND((FV(0.0124,WeightedAvgMLife,-SavingsAnnual)/(PMT((UnsecuredLoanInterest)/12,5*12,-(loanAmount-MaxHandS))*5*12)),2))),\"\",IF(projLifetimeEnergySavingsSmartEnergy>0,ROUND((projLifetimeEnergySavingsSmartEnergy)/(PMT((UnsecuredLoanInterest)/12,5*12,-(loanAmount-MaxHandS))*5*12),2),ROUND((FV(0.0124,WeightedAvgMLife,-SavingsAnnual)/(PMT((UnsecuredLoanInterest)/12,5*12,-(loanAmount-MaxHandS))*5*12)),2)))","v":""},{"$f":"IF(ISERROR(IF(projLifetimeEnergySavingsSmartEnergy>0,ROUND((projLifetimeEnergySavingsSmartEnergy)/(PMT((UnsecuredLoanInterest)/12,10*12,-(loanAmount-MaxHandS))*10*12),2),ROUND((FV(0.0124,WeightedAvgMLife,-SavingsAnnual)/(PMT((UnsecuredLoanInterest)/12,10*12,-(loanAmount-MaxHandS))*10*12)),2))),\"\",IF(projLifetimeEnergySavingsSmartEnergy>0,ROUND((projLifetimeEnergySavingsSmartEnergy)/(PMT((UnsecuredLoanInterest)/12,10*12,-(loanAmount-MaxHandS))*10*12),2),ROUND((FV(0.0124,WeightedAvgMLife,-SavingsAnnual)/(PMT((UnsecuredLoanInterest)/12,10*12,-(loanAmount-MaxHandS))*10*12)),2)))","v":""},{"$f":"IF(ISERROR(IF(projLifetimeEnergySavingsSmartEnergy>0,ROUND((projLifetimeEnergySavingsSmartEnergy)/(PMT((UnsecuredLoanInterest)/12,15*12,-(loanAmount-MaxHandS))*15*12),2),ROUND((FV(0.0124,WeightedAvgMLife,-SavingsAnnual)/(PMT((UnsecuredLoanInterest)/12,15*12,-(loanAmount-MaxHandS))*15*12)),2))),\"\",IF(projLifetimeEnergySavingsSmartEnergy>0,ROUND((projLifetimeEnergySavingsSmartEnergy)/(PMT((UnsecuredLoanInterest)/12,15*12,-(loanAmount-MaxHandS))*15*12),2),ROUND((FV(0.0124,WeightedAvgMLife,-SavingsAnnual)/(PMT((UnsecuredLoanInterest)/12,15*12,-(loanAmount-MaxHandS))*15*12)),2)))","v":""},{"$f":"IF(ISERROR(IF(projLifetimeEnergySavingsSmartEnergy>0,ROUND((projLifetimeEnergySavingsSmartEnergy)/(PMT((UnsecuredLoanInterest2)/12,5*12,-(loanAmount-MaxHandS))*5*12),2),ROUND((FV(0.0124,WeightedAvgMLife,-SavingsAnnual)/(PMT((UnsecuredLoanInterest2)/12,5*12,-(loanAmount-MaxHandS))*5*12)),2))),\"\",IF(projLifetimeEnergySavingsSmartEnergy>0,ROUND((projLifetimeEnergySavingsSmartEnergy)/(PMT((UnsecuredLoanInterest2)/12,5*12,-(loanAmount-MaxHandS))*5*12),2),ROUND((FV(0.0124,WeightedAvgMLife,-SavingsAnnual)/(PMT((UnsecuredLoanInterest2)/12,5*12,-(loanAmount-MaxHandS))*5*12)),2)))","v":""},{"$f":"IF(ISERROR(IF(projLifetimeEnergySavingsSmartEnergy>0,ROUND((projLifetimeEnergySavingsSmartEnergy)/(PMT((UnsecuredLoanInterest2)/12,10*12,-(loanAmount-MaxHandS))*10*12),2),ROUND((FV(0.0124,WeightedAvgMLife,-SavingsAnnual)/(PMT((UnsecuredLoanInterest2)/12,10*12,-(loanAmount-MaxHandS))*10*12)),2))),\"\",IF(projLifetimeEnergySavingsSmartEnergy>0,ROUND((projLifetimeEnergySavingsSmartEnergy)/(PMT((UnsecuredLoanInterest2)/12,10*12,-(loanAmount-MaxHandS))*10*12),2),ROUND((FV(0.0124,WeightedAvgMLife,-SavingsAnnual)/(PMT((UnsecuredLoanInterest2)/12,10*12,-(loanAmount-MaxHandS))*10*12)),2)))","v":""},{"$f":"IF(ISERROR(IF(projLifetimeEnergySavingsSmartEnergy>0,ROUND((projLifetimeEnergySavingsSmartEnergy)/(PMT((UnsecuredLoanInterest2)/12,15*12,-(loanAmount-MaxHandS))*15*12),2),ROUND((FV(0.0124,WeightedAvgMLife,-SavingsAnnual)/(PMT((UnsecuredLoanInterest2)/12,15*12,-(loanAmount-MaxHandS))*15*12)),2))),\"\",IF(projLifetimeEnergySavingsSmartEnergy>0,ROUND((projLifetimeEnergySavingsSmartEnergy)/(PMT((UnsecuredLoanInterest2)/12,15*12,-(loanAmount-MaxHandS))*15*12),2),ROUND((FV(0.0124,WeightedAvgMLife,-SavingsAnnual)/(PMT((UnsecuredLoanInterest2)/12,15*12,-(loanAmount-MaxHandS))*15*12)),2)))","v":""}]
[]
[null,null,"Cash Flow Eligibility",{"$f":"IF(D$90=\"Error!\",\"Error!\",IF(D$90>=0,\"YES\",\"NO\"))","v":"Error!"},{"$f":"IF(E$90=\"Error!\",\"Error!\",IF(E$90>=0,\"YES\",\"NO\"))","v":"Error!"},{"$f":"IF(F$90=\"Error!\",\"Error!\",IF(F$90>=0,\"YES\",\"NO\"))","v":"Error!"},{"$f":"IF(G$90=\"Error!\",\"Error!\",IF(loanAmount<=13000,\"YES\",IF(AND(G85=\"\",G87=\"\"),\"YES\",\"NO\")))","v":"Error!"},"Error!","Error!","Error!","Error!","Error!"]
[null,null,"OBR must meet 1/12 Rule; Loans >$13,000 must have Simple Payback <=15 Yrs; \nAll Smart Energy Loans (SEL) require loan term <= average measure life"]
[]
[null,null,"Required Customer Contribution",{"$f":"IF(D90=\"Error!\",\"Error!\",IF(D88>=(loanAmount),\"\",CEILING((loanAmount)-D88+CustCont,1)))","v":"Error!"},{"$f":"IF(E90=\"Error!\",\"Error!\",IF(E88>=(loanAmount),\"\",CEILING((loanAmount)-E88+CustCont,1)))","v":"Error!"},{"$f":"IF(F90=\"Error!\",\"Error!\",IF(F88>=(loanAmount),\"\",CEILING((loanAmount)-F88+CustCont,1)))","v":"Error!"},{"$f":"IF(G90=\"Error!\",\"Error!\",IF((loanAmount)<=13000,\"N/A\",IF(G90<=15,\"\",IF(G88<=13000,CEILING(loanAmount-13000+CustCont,1),CEILING(loanAmount-G88+CustCont,1)))))","v":"Error!"},"Error!","Error!","Error!","Error!","Error!"]
[null,null,"-or-"]
[null,null,"Required FY Savings",{"$f":"IF(D90=\"Error!\",\"Error!\",IF(D89<=SavingsAnnual,\"\",CEILING(D89,1)))","v":"Error!"},{"$f":"IF(E90=\"Error!\",\"Error!\",IF(E89<=SavingsAnnual,\"\",CEILING(E89,1)))","v":"Error!"},{"$f":"IF(F90=\"Error!\",\"Error!\",IF(F89<=SavingsAnnual,\"\",CEILING(F89,1)))","v":"Error!"},{"$f":"IF(G90=\"Error!\",\"Error!\",IF((loanAmount)<=13000,\"N/A\",IF(G90<=15,\"\",CEILING(G89,1))))","v":"Error!"},"Error!","Error!","Error!","Error!","Error!"]
[null,"OBR 1/12","LoanPrincipal Compliance Value (1/12)",{"$f":"PV(UnsecuredLoanInterest/12,5*12,-(FV(0.0124,5,-(SavingsAnnual))/(5*12)))","v":0},{"$f":"PV(UnsecuredLoanInterest/12,10*12,-(FV(0.0124,10,-(SavingsAnnual))/(10*12)))","v":0},{"$f":"PV(UnsecuredLoanInterest/12,15*12,-(FV(0.0124,15,-(SavingsAnnual))/(15*12)))","v":0},{"$f":"IF(G90=\"Error!\",\"Error!\",(SavingsAnnual*15)+MaxHandS)","v":"Error!"},"Error!","Error!","Error!","Error!","Error!"]
[null,null," FY Savings Compliance value (1/12)",{"$f":"IF(ISERROR(PMT(0.0124,5,,-PMT((BillRecoveryLoan)/12,5*12,-(loanAmount))*5*12)),\"\",PMT(0.0124,5,,-PMT((BillRecoveryLoan)/12,5*12,-(loanAmount))*5*12))","v":""},{"$f":"IF(ISERROR(PMT(0.0124,10,,-PMT((BillRecoveryLoan)/12,10*12,-(loanAmount))*10*12)),\"\",PMT(0.0124,10,,-PMT((BillRecoveryLoan)/12,10*12,-(loanAmount))*10*12))","v":""},{"$f":"IF(ISERROR(PMT(0.0124,15,,-PMT((BillRecoveryLoan)/12,15*12,-(loanAmount))*15*12)),\"\",PMT(0.0124,15,,-PMT((BillRecoveryLoan)/12,15*12,-(loanAmount))*15*12))","v":""},{"$f":"IF(G90=\"Error!\",\"Error!\",(loanAmount-MaxHandS)/15)","v":"Error!"},"Error!","Error!","Error!","Error!","Error!"]
[null,null,"Monthly Cash flow (1/12)",{"$f":"IFERROR((FV(0.0124,5,-SavingsAnnual)/(5*12))-PMT(BillRecoveryLoan/12,5*12,-(loanAmount)),\"Error!\")","v":"Error!"},{"$f":"IFERROR((FV(0.0124,10,-SavingsAnnual)/(10*12))-PMT(BillRecoveryLoan/12,10*12,-(loanAmount)),\"Error!\")","v":"Error!"},{"$f":"IFERROR((FV(0.0124,15,-SavingsAnnual)/(15*12))-PMT(BillRecoveryLoan/12,15*12,-(loanAmount)),\"Error!\")","v":"Error!"},{"$f":"IFERROR((loanAmount-MaxHandS)/SavingsAnnual,\"Error!\")","v":"Error!"},{"$f":"IFERROR((loanAmount-MaxHandS)/SavingsAnnual,\"Error!\")","v":"Error!"},"Error!","Error!","Error!","Error!"]
[null,"Simple Payback","LoanPrincipal Compliance Value (Payback)",{"$f":"IF(D93=\"Error!\",\"Error!\",(SavingsAnnual*15))","v":"Error!"},{"$f":"IF(E93=\"Error!\",\"Error!\",(SavingsAnnual*15))","v":"Error!"},{"$f":"IF(F93=\"Error!\",\"Error!\",(SavingsAnnual*15))","v":"Error!"}]
[null,null," FY Savings Compliance value (Payback)",{"$f":"IF(D93=\"Error!\",\"Error!\",(loanAmount)/5)","v":"Error!"},{"$f":"IF(E93=\"Error!\",\"Error!\",(loanAmount)/10)","v":"Error!"},{"$f":"IF(F93=\"Error!\",\"Error!\",(loanAmount)/15)","v":"Error!"}]
[null,null,"Payback Period",{"$f":"IFERROR((loanAmount)/SavingsAnnual,\"Error!\")","v":"Error!"},{"$f":"IFERROR((loanAmount)/SavingsAnnual,\"Error!\")","v":"Error!"},{"$f":"IFERROR((loanAmount)/SavingsAnnual,\"Error!\")","v":"Error!"}]
[]
[]
[]
[null,"Loan Calculator"]
[null,null,null,"On-Bill Recovery Loan & Smart Energy Loan – Autopay",null,null,"Smart Energy Loan – Pay by Check",null,null," Personal Loan"]
[null,"Loan Information"]
[null,null,"Loan Amount (Above)",null,{"$f":"loanAmount","v":""}]
[]
[null,null,"Term in Years    ",null,15]
[]
[null,null,"Interest",null,{"$f":"UnsecuredLoanInterest","v":3.49E-2},null,null,{"$f":"E53","v":3.9899999999999998E-2}]
[]
[null,"Payment Information"]
[null,null,"Monthly Payment",null,{"$f":"IF(ISERROR(PMT((BillRecoveryLoan)/12,TermInYears*12,-loanAmount)),\"\",PMT((BillRecoveryLoan)/12,TermInYears*12,-loanAmount))","v":""},null,null,{"$f":"IF(ISERROR(PMT((H104)/12,TermInYears*12,-loanAmount)),\"\",PMT((H104)/12,TermInYears*12,-loanAmount))","v":""},null,null,{"$f":"IF(ISERROR(PMT((PersonalLoanInterest)/12,TermInYears*12,-loanAmount)),\"\",PMT((PersonalLoanInterest)/12,TermInYears*12,-loanAmount))","v":""}]
[]
[null,null,"Total Invested",null,{"$f":"IF(ISERROR((E107*(TermInYears*12))),\"\",(E107*(TermInYears*12)))","v":""},null,null,{"$f":"IF(ISERROR(($H$107*(TermInYears*12))),\"\",($H$107*(TermInYears*12)))","v":""},null,null,{"$f":"IF(ISERROR((K107*(TermInYears*12))),\"\",(K107*(TermInYears*12)))","v":""}]
[]
[null,null,"Interest Accrued",null,{"$f":"IF(ISERROR(E109-loanAmount),\"\",E109-loanAmount)","v":""},null,null,{"$f":"IF(ISERROR(H109-loanAmount),\"\",H109-loanAmount)","v":""},null,null,{"$f":"IF(ISERROR(K109-loanAmount),\"\",K109-loanAmount)","v":""}]
[]
[null,"Savings After Improvement"]
[null,null,"Monthly"]
[]
[null,null,"Dollar Savings",null,{"$f":"IF(C114= \"Monthly\", FV(0.0124,E102,-SavingsAnnual)/(E102*12), IF(C114=\"Annual\", FV(0.0124,E102,-SavingsAnnual)/(E102), IF(C114=\"Loan Term\", FV(0.0124,E102,-SavingsAnnual), \"Error\")))","v":0}]
[]
[null,null,"Loan Payment Amount",null,{"$f":"IF($C$114= \"Monthly\", E107, IF($C$114=\"Annual\", E107*12, IF($C$114=\"Loan Term\", E107*(E102*12), \"Error\")))","v":""},null,null,{"$f":"IF($C$114= \"Monthly\", H107, IF($C$114=\"Annual\", H107*12, IF($C$114=\"Loan Term\", H107*(E102*12), \"Error\")))","v":""},null,null,{"$f":"IF(C114= \"Monthly\", K107, IF(C114=\"Annual\", K107*12, IF(C114=\"Loan Term\", K107*(E102*12), \"Error\")))","v":""}]
[]
[null,null,"Net",null,{"$f":"IF(ISERROR($E$116-E118),\"\",$E$116-E118)","v":""},null,null,{"$f":"IF(ISERROR($E$116-H118),\"\",$E$116-H118)","v":""},null,null,{"$f":"IF(ISERROR($E$116-K118),\"\",$E$116-K118)","v":""}]
[]
[null,null,"Project Lifetime Energy Savings",null,{"$f":"IF(ISERROR(projLifetimeEnergySavingsOnBill),\"\",projLifetimeEnergySavingsOnBill)","v":""},null,null,{"$f":"IF(ISERROR(projLifetimeEnergySavingsSmartEnergy),\"\",projLifetimeEnergySavingsSmartEnergy)","v":""},null,null,{"$f":"IF(ISERROR(projLifetimeEnergySavingsSmartEnergy),\"\",projLifetimeEnergySavingsSmartEnergy)","v":""}]
[]
[null,null,"Simple Payback Period (Years)",null,{"$f":"IF(OR(SavingsAnnual=0,PCost=0),\"N/A\",LoanPrincipal/SavingsAnnual)","v":"N/A"},null,null,{"$f":"IF(OR(SavingsAnnual=0,PCost=0),\"N/A\",LoanPrincipal/SavingsAnnual)","v":"N/A"},null,null,{"$f":"IF(OR(SavingsAnnual=0,PCost=0),\"N/A\",LoanPrincipal/SavingsAnnual)","v":"N/A"}]
[]
[null,null,null,null,null,null,null,null,null,null,null,{"$f":"'Audit Data Collection'!A141","v":"Version 3-11-2020"}]

{"sheet":"AdminUse ONLY - EFS Inputs","index":5,"n_rows":21,"n_cols":2,"rows_kept":21,"cut":false,"hidden":false,"merged":[]}
["Auditors - Please leave this tab alone"]
["EFS Use Only"]
[]
["Total Project Cost",{"$f":"'Loan Application - Step 2'!PCost","v":0}]
["Installed Capacity"]
["MWh Generation"]
["MWH Savings",{"$f":"SUMIFS(Conversion[Units of Energy Savings],Conversion[Heating Fuel Consumed by Home],\"Electricity\",Conversion[Input from Loan Step 1],\"Yes\",Conversion[Units of Energy Savings],\"<>#N/A\",Conversion[Heating Fuel Consumed by Home],\"<>#N/A\")*0.001","v":0}]
["Natural Gas MMBTU Savings",{"$f":"(SUMIFS(Conversion[Units of Energy Savings],Conversion[Heating Fuel Consumed by Home],\"Natural Gas\",Conversion[Input from Loan Step 1],\"Yes\",Conversion[Units of Energy Savings],\"<>#N/A\",Conversion[Heating Fuel Consumed by Home],\"<>#N/A\")+SUMIFS(Conversion[Units of Energy Savings],Conversion[Heating Fuel Consumed by Home],\"NaturalGas\",Conversion[Input from Loan Step 1],\"Yes\",Conversion[Units of Energy Savings],\"<>#N/A\",Conversion[Heating Fuel Consumed by Home],\"<>#N/A\"))*0.00341214","v":0}]
["Propane MMBTU Savings",{"$f":"SUMIFS(Conversion[Units of Energy Savings],Conversion[Heating Fuel Consumed by Home],\"Propane\",Conversion[Input from Loan Step 1],\"Yes\",Conversion[Units of Energy Savings],\"<>#N/A\",Conversion[Heating Fuel Consumed by Home],\"<>#N/A\")*0.00341214","v":0}]
["#2/Distillate Oil MMBTU Savings"]
["Oil MMBTU Savings",{"$f":"SUMIFS(Conversion[Units of Energy Savings],Conversion[Heating Fuel Consumed by Home],\"Oil\",Conversion[Units of Energy Savings],\"<>#N/A\",Conversion[Heating Fuel Consumed by Home],\"<>#N/A\",Conversion[Input from Loan Step 1],\"Yes\")*0.00341214","v":0}]
["Gasoline MMBTU Savings"]
["Wood MMBTU Savings",{"$f":"SUMIFS(Conversion[Units of Energy Savings],Conversion[Heating Fuel Consumed by Home],\"Wood\",Conversion[Input from Loan Step 1],\"Yes\",Conversion[Units of Energy Savings],\"<>#N/A\",Conversion[Heating Fuel Consumed by Home],\"<>#N/A\")*0.00341214","v":0}]
["Steam MMBTU Savings"]
["Kerosene MMBTU Savings",{"$f":"SUMIFS(Conversion[Units of Energy Savings],Conversion[Heating Fuel Consumed by Home],\"Kerosene\",Conversion[Input from Loan Step 1],\"Yes\",Conversion[Units of Energy Savings],\"<>#N/A\",Conversion[Heating Fuel Consumed by Home],\"<>#N/A\")*0.00341214","v":0}]
["Coal MMBTU Savings"]
["Pellets MMBTU Savings",{"$f":"SUMIFS(Conversion[Units of Energy Savings],Conversion[Heating Fuel Consumed by Home],\"Pellets\",Conversion[Input from Loan Step 1],\"Yes\",Conversion[Units of Energy Savings],\"<>#N/A\",Conversion[Heating Fuel Consumed by Home],\"<>#N/A\")*0.00341214","v":0}]
["Other MMBTU Savings"]
["Total MMBTU Savings",{"$f":"SUM(B8:B18)","v":0}]
["Space Heating Fuel Switch: (Y/N)",{"$f":"IF((COUNTIFS('Loan Application - Step 1'!$C$43:$C$82,\"Upgrade Heating System to Air Source Heat Pump (ducted or ductless)\")+COUNTIFS('Loan Application - Step 1'!$C$43:$C$82,\"Upgrade oil heat to gas heat\"))>0,\"Yes\",\"No\")","v":"No"}]
["Water Heating Fuel Switch: (Y/N)",{"$f":"IF(AND(Raw_Water_Heating_Fuel_New<>Raw_Water_Heating_Fuel_Existing,Raw_Water_Heating_Fuel_New<>\"\"),\"Yes\",\"No\")","v":"No"}]

{"sheet":"AdminUse ONLY-Evaluation Output","index":6,"n_rows":4,"n_cols":70,"rows_kept":4,"cut":false,"hidden":false,"merged":[]}
["Savings","Audit Company Name","Customer Name","Customer Phone Number","Customer E-Mail Address","Fuel Type","Air Leakage - kWh Savings","Air Leakage - MMBTU Savings","Air Leakage - Recommended Upgrade","Attic/Roof Insulation; kWh Savings","Attic/Roof Insulation; MMBTU Savings","Attic/Roof Insulation; Recommended Upgrade","Floor Insulation; kWh Savings","Floor Insulation; MMBTU Savings","Floor Insulation; Recommended Upgrade","Foundation Insulation; kWh Savings","Foundation Insulation; MMBTU Savings","Foundation Insulation; Recommended Upgrade","Wall Insulation; kWh Savings","Wall Insulation; MMBTU Savings","Wall Insulation; Recommended Upgrade","Central Cooling: kWh Savings","Central Cooling: MMBTU Savings","Central Cooling: Recommended Upgrade","Clothes Washer - kWh Savings","Clothes Washer - Recommended Upgrade","Dehumidifier - kWh Savings","Dehumidifier - Recommended Upgrade","Dishwasher - kWh Savings","Dishwasher - Recommended Upgrade","Duct Leakage - kWh Savings","Duct Leakage - MMBTU Savings","Duct Leakage - Recommended Upgrade","Faucet Aerators - kWh Savings","Faucet Aerators - MMBTU Savings","Faucet Aerators - Recommended Upgrade","Lighting - kWh Savings","Lighting - MMBTU Savings","Lighting - Recommended Upgrade","Option: Upgrade heating system with same fuel type: kWh Savings","Option: Upgrade heating system with same fuel type: MMBTU Savings","Option: Upgrade heating system with same fuel type: Recommended Upgrade","Option: Upgrade oil heat to gas heat: kWh Savings","Option: Upgrade oil heat to gas heat: MMBTU Savings","Option: Upgrade oil heat to gas heat: Recommended Upgrade","Option: Upgrade to ASHP: kWh Savings","Option: Upgrade to ASHP: MMBTU Savings","Option: Upgrade to ASHP: Recommended Upgrade","Primary Refrigerator - kWh Savings","Primary Refrigerator - Recommended Upgrade","Replacement Windows - kWh Savings","Replacement Windows - MMBTU Savings","Replacement Windows - Recommended Upgrade","Room / Window Air Conditioner - kWh Savings","Room / Window Air Conditioner - MMBTU Savings","Room / Window Air Conditioner - Recommended Upgrade","Secondary Heating: kWh Savings","Secondary Heating: MMBTU Savings","Secondary Heating: Recommended Upgrade","Secondary Refrigerator / Standalone Freezer - kWh Savings","Secondary Refrigerator / Standalone Freezer - Recommended Upgrade","Showerheads - kWh Savings","Showerheads - MMBTU Savings","Showerheads - Recommended Upgrade","Thermostat - kWh Savings","Thermostat - MMBTU Savings","Thermostat - Recommended Upgrade","Water Heater Efficiency - kWh Savings","Water Heater Efficiency - MMBTU Savings","Water Heater Efficiency - Recommended Upgrade"]
["Heating Savings",null,null,null,null,null,{"$f":"IF(Raw_HVAC_1_Heating_Fuel=\"electricity\",'Fin ProForma Calcs'!C3*Calc_Heat_as_Prc_Total_Load,\"n/a\")","v":"n/a"},{"$f":"IF(Raw_HVAC_1_Heating_Fuel<>\"electricity\",('Fin ProForma Calcs'!C3*Calc_Heat_as_Prc_Total_Load*0.003412),\"n/a\")","v":{"$error":"#N/A"}},null,{"$f":"IF(Raw_HVAC_1_Heating_Fuel=\"electricity\",((Output!D19-Output!J19)+(Output!E19-Output!K19)),\"n/a\")","v":"n/a"},{"$f":"IF(Raw_HVAC_1_Heating_Fuel<>\"electricity\",(SUM(Output!D19:E19)-SUM(Output!J19:K19))*0.003412,\"n/a\")","v":{"$error":"#DIV/0!"}},null,{"$f":"IF(Raw_HVAC_1_Heating_Fuel=\"electricity\",((Output!D22+Output!E22)-(Output!K22+Output!J22)),\"n/a\")","v":"n/a"},{"$f":"IF(Raw_HVAC_1_Heating_Fuel<>\"electricity\",((Output!D22+Output!E22)-(Output!J22+Output!K22))*0.003412,\"n/a\")","v":{"$error":"#N/A"}},null,{"$f":"IF(Raw_HVAC_1_Heating_Fuel=\"electricity\",((Output!D21+Output!E21)-(Output!K21+Output!J21)),\"n/a\")","v":"n/a"},{"$f":"IF(Raw_HVAC_1_Heating_Fuel<>\"electricity\",((Output!D21+Output!E21)-(Output!J21+Output!K21))*0.003412,\"n/a\")","v":{"$error":"#DIV/0!"}},null,{"$f":"IF(Raw_HVAC_1_Heating_Fuel=\"electricity\",(Output!$L$20+Output!$M$20),\"n/a\")","v":"n/a"},{"$f":"IF(Raw_HVAC_1_Heating_Fuel<>\"electricity\",(Output!$L$20+Output!$M$20)*0.003412,\"n/a\")","v":{"$error":"#N/A"}},null,"n/a","n/a","n/a",null,null,null,null,null,null,{"$f":"IF(Raw_HVAC_1_Heating_Fuel=\"electricity\",'Fin ProForma Calcs'!C21*Calc_Heat_as_Prc_Total_Load,\"n/a\")","v":"n/a"},{"$f":"IF(Raw_HVAC_1_Heating_Fuel<>\"electricity\",('Fin ProForma Calcs'!C21*0.003412),\"n/a\")","v":{"$error":"#DIV/0!"}},null,null,null,null,null,null,null,null,{"$f":"'Fin ProForma Calcs'!C12*0.003412","v":0},null,0,{"$f":"'Fin ProForma Calcs'!C13*0.003412","v":0},null,{"$f":"'Fin ProForma Calcs'!C14","v":0},{"$f":"IF(Raw_HVAC_1_Heating_Fuel<>\"Electricity\",'ASHP Calculator'!F31*0.1,0)","v":{"$error":"#N/A"}},null,null,null,{"$f":"IF(Raw_HVAC_1_Heating_Fuel=\"electricity\",(Output!$L$23+Output!$M$23)*3.41215409287883,\"n/a\")","v":"n/a"},{"$f":"'Fin ProForma Calcs'!C8*0.003412","v":{"$error":"#N/A"}},null,"n/a","n/a",null,{"$f":"IF(System2_Type<>\"\",(IF(Raw_HVAC_1_Heating_Fuel=\"Electricity\",(PercentLoad_h_Sys2 * (Total_kWh_h_Post / (Heat_SysEff_Pre_Sys2 * Heat_DistEff_Post_Sys2) - Total_kWh_h_Post / (Heat_SysEff_Post_Sys2 * Heat_DistEff_Post_Sys2)) /Total_kWh_Input_Pre),\"n/a\")),\"n/a\")","v":"n/a"},{"$f":"IF(System2_Type<>\"\",(IF(Raw_HVAC_1_Heating_Fuel<>\"Electricity\",(PercentLoad_h_Sys2 * (Total_kWh_h_Post / (Heat_SysEff_Pre_Sys2 * Heat_DistEff_Post_Sys2) - Total_kWh_h_Post / (Heat_SysEff_Post_Sys2 * Heat_DistEff_Post_Sys2)) /Total_kWh_Input_Pre)*0.003412,\"n/a\")),\"n/a\")","v":"n/a"},null,"n/a",null,null,null,null,{"$f":"IF(Raw_HVAC_1_Heating_Fuel=\"Electricity\",('Fin ProForma Calcs'!$C$26)*Calc_Heat_as_Prc_Total_Load,\"n/a\")","v":"n/a"},{"$f":"IF(Raw_HVAC_1_Heating_Fuel<>\"Electricity\",('Fin ProForma Calcs'!$C$26)*Calc_Heat_as_Prc_Total_Load*0.003412,\"n/a\")","v":{"$error":"#VALUE!"}}]
["Cooling Savings",null,null,null,null,null,{"$f":"IF(System1_Capacity_c>0,('Fin ProForma Calcs'!C3*Calc_Cool_as_Prc_Total_Load),\"n/a\")","v":"n/a"},"n/a",null,{"$f":"IF(System1_Capacity_c>0,((Output!$D$29)-Output!$J$29),\"n/a\")","v":"n/a"},"n/a",null,{"$f":"IF(System1_Capacity_c>0,(Output!D32-Output!J32)*3.41215409287883,\"n/a\")","v":"n/a"},"n/a",null,{"$f":"IF(System1_Capacity_c>0,(Output!D31-Output!J31),\"n/a\")","v":"n/a"},"n/a",null,{"$f":"IF(System1_Capacity_c>0,Output!$K$30,\"n/a\")","v":"n/a"},"n/a",null,{"$f":"MAX('Fin ProForma Calcs'!K14,'Fin ProForma Calcs'!$K$19)","v":{"$error":"#N/A"}},"n/a",null,null,null,null,null,null,null,{"$f":"IF(System1_Capacity_c>0,('Fin ProForma Calcs'!C21*Calc_Cool_as_Prc_Total_Load),\"n/a\")","v":"n/a"},null,null,null,"n/a",null,null,"n/a",null,"n/a","n/a",null,0,0,null,{"$f":"'Fin ProForma Calcs'!K14","v":0},"n/a",null,null,null,{"$f":"IF(System1_Capacity_c>0,Output!$K$33,\"n/a\")","v":"n/a"},"n/a",null,{"$f":"IF(Raw_Room_AC_Present=\"Yes\",'Fin ProForma Calcs'!C27,\"n/a\")","v":"n/a"},"n/a",null,"n/a","n/a",null,"n/a",null,null,"n/a",null,{"$f":"IF(Raw_HVAC_1_Heating_Fuel=\"Electricity\",('Fin ProForma Calcs'!$C$26)*Calc_Cool_as_Prc_Total_Load,\"n/a\")","v":"n/a"},{"$f":"IF(Raw_HVAC_1_Heating_Fuel<>\"Electricity\",('Fin ProForma Calcs'!$C$26)*Calc_Cool_as_Prc_Total_Load*0.003412,\"n/a\")","v":{"$error":"#VALUE!"}},null,null,"n/a"]
["TOTAL SAVINGS",{"$f":"IF(Auditor_Company_Name=\"\",\"\",Auditor_Company_Name)","v":""},{"$f":"IF(Customer_Name=\"\",\"\",Customer_Name)","v":""},{"$f":"IF(Customer_Phone_Number__Primary=\"\",\"\",Customer_Phone_Number__Primary)","v":""},{"$f":"IF(Customer_Email_Address__Primary=\"\",\"\",Customer_Email_Address__Primary)","v":""},{"$f":"IF(Raw_HVAC_1_Heating_Fuel=\"\",\"\",Raw_HVAC_1_Heating_Fuel)","v":""},{"$f":"IF(I4=\"Not Recommended\",0,SUM(G2:G3))","v":0},{"$f":"IF(I4=\"Not Recommended\",0,SUM(H2:H3))","v":0},{"$f":"'Audit Summary Report'!L14","v":"Not Recommended"},{"$f":"IF(Summary_Report_Attic_Roof_Insulation=\"n/a\",0,SUM(J2:J3))","v":0},{"$f":"IF(Summary_Report_Attic_Roof_Insulation=\"n/a\",0,SUM(K2:K3))","v":0},{"$f":"CONCATENATE(\"Area #1\",\"- \",'Audit Summary Report'!L17,\"; \",\"Area #2\",\"- \",'Audit Summary Report'!L18,\"; \",\"Area #3\",\"- \",'Audit Summary Report'!L19)","v":"Area #1- Not Recommended; Area #2- Not Recommended; Area #3- Not Recommended"},{"$f":"IF(AND('Audit Summary Report'!L25=\"Not Recommended\",'Audit Summary Report'!L26=\"Not Recommended\"),0,SUM(M2:M3))","v":0},{"$f":"IF(AND('Audit Summary Report'!L25=\"Not Recommended\",'Audit Summary Report'!L26=\"Not Recommended\"),0,SUM(N2:N3))","v":0},{"$f":"CONCATENATE(\"Over Exterior\",\"- \",'Audit Summary Report'!L25,\"; \",\"Over Enclosed Space\",\"- \",'Audit Summary Report'!L26)","v":"Over Exterior- Not Recommended; Over Enclosed Space- Not Recommended"},{"$f":"IF(AND('Audit Summary Report'!L28=\"Not Recommended\",'Audit Summary Report'!L30=\"Not Recommended\"),0,SUM(P2:P3))","v":0},{"$f":"IF(AND('Audit Summary Report'!L28=\"Not Recommended\",'Audit Summary Report'!L30=\"Not Recommended\"),0,SUM(Q2:Q3))","v":0},{"$f":"CONCATENATE(\"Basement\",\"- \",'Audit Summary Report'!L28,\"; \",\"Crawlspace\",\"- \",'Audit Summary Report'!L30)","v":"Basement- Not Recommended; Crawlspace- Not Recommended"},{"$f":"IF(Summary_Report_Wall_Insulation=\"n/a\",0,SUM(S2:S3))","v":0},{"$f":"IF(Summary_Report_Wall_Insulation=\"n/a\",0,SUM(T2:T3))","v":0},{"$f":"CONCATENATE('Audit Summary Report'!B21,\"- \",'Audit Summary Report'!L21,\"; \",'Audit Summary Report'!B23,\"- \",'Audit Summary Report'!L23)","v":"Exposed to Exterior & Rim Joist- Not Recommended; Adjoining Enclosed Space- Not Recommended"},{"$f":"IF(X4=\"Not Recommended\",0,SUM(V2:V3))","v":0},"n/a",{"$f":"'Audit Summary Report'!$L$57","v":"Not Recommended"},{"$f":"IF(Z4=\"Not Recommended\",0,'Fin ProForma Calcs'!C38)","v":0},{"$f":"'Audit Summary Report'!L97","v":"Not Recommended"},{"$f":"IF(AB4=\"Not Recommended\",0,'Fin ProForma Calcs'!C40)","v":"n/a"},{"$f":"CONCATENATE(\"Energy Factor: \",'Audit Summary Report'!L100)","v":"Energy Factor: Not Recommended"},{"$f":"IF(AD4=\"Not Recommended\",0,'Fin ProForma Calcs'!C39)","v":0},{"$f":"'Audit Summary Report'!L91","v":"Not Recommended"},{"$f":"IF(AG4=\"Not Recommended\",0,SUM(AE2:AE3))","v":0},{"$f":"IF(AG4=\"Not Recommended\",0,SUM(AF2:AF3))","v":0},{"$f":"'Audit Summary Report'!L48","v":"Not Recommended"},{"$f":"IF(AJ4=\"Not Recommended\",0,IF(Raw_Water_Heating_Fuel_Existing=\"Electricity\",Savings_Faucet_DHW_kWh,\"n/a\"))","v":0},{"$f":"IF(AJ4=\"Not Recommended\",0,IF(Raw_Water_Heating_Fuel_Existing<>\"Electricity\",Savings_Faucet_DHW_kWh*0.003412,\"n/a\"))","v":0},{"$f":"'Audit Summary Report'!L77","v":"Not Recommended"},{"$f":"IF(AM4=\"Not Recommended\",0,'Fin ProForma Calcs'!C41)","v":0},"n/a",{"$f":"'Audit Summary Report'!L94","v":"Incandescent:0%\nCFL:0%\nLED:0%"},{"$f":"IF(AP4=\"Not Recommended\",0,SUM(AN2:AN3))","v":0},{"$f":"IF(AP4=\"Not Recommended\",0,SUM(AO2:AO3))","v":0},{"$f":"IF(Raw_Sys1_H_Efficiency_New=\"\",\"Not Recommended\",(CONCATENATE(Raw_HVAC_1_Heating_Fuel,\", \",System1_Type,\", \",System1_Capacity_H,\" BTU\",\", \",Raw_Sys1_H_Efficiency_Existing,\"% efficient\",\", \",\"Upgrade to \",Raw_Sys1_H_Efficiency_New,\"% efficient\")))","v":"Not Recommended"},{"$f":"IF(AS4=\"Not Recommended\",0,SUM(AQ2:AQ3))","v":0},{"$f":"IF(AS4=\"Not Recommended\",0,SUM(AR2:AR3))","v":0},{"$f":"IF(Raw_AFUE_New_Switch_To_Gas=\"\",\"Not Recommended\",(CONCATENATE(Raw_HVAC_1_Heating_Fuel,\", \",System1_Type,\", \",System1_Capacity_H,\" BTU\",\", \",Raw_Sys1_H_Efficiency_Existing,\"% efficient\",\", \",\"Upgrade to Natural Gas\",\", \",Raw_AFUE_New_Switch_To_Gas,\"% efficient\")))","v":"Not Recommended"},{"$f":"IF(AV4=\"Not Recommended\",0,SUM(AT2:AT3))","v":0},{"$f":"IF(AV4=\"Not Recommended\",0,SUM(AU2:AU3))","v":0},{"$f":"IF(Raw_ASHP_Size_New=\"\",\"Not Recommended\",(CONCATENATE(Raw_HVAC_1_Heating_Fuel,\", \",System1_Type,\", \",System1_Capacity_H,\" BTU\",\", \",Raw_Sys1_H_Efficiency_Existing,\"% efficient\",\", \",\"Upgrade to ASHP\",\", \",Raw_ASHP_COP_New,\" COP\")))","v":"Not Recommended"},{"$f":"IF(AX4=\"Not Recommended\",0,'Fin ProForma Calcs'!C36)","v":0},{"$f":"'Audit Summary Report'!L85","v":"Not Recommended"},{"$f":"IF(Summary_Report_Replacement_Windows=\"n/a\",0,SUM(AY2:AY3))","v":0},{"$f":"IF(Summary_Report_Replacement_Windows=\"n/a\",0,SUM(AZ2:AZ3))","v":0},{"$f":"CONCATENATE('Audit Summary Report'!$L$32,\"; \",\"U-Factor-\",'Audit Summary Report'!$L$33,\"; \",\"SHGC-\",'Audit Summary Report'!$L$34)","v":"; U-Factor-Not Recommended; SHGC-Not Recommended"},{"$f":"IF(BD4=\"Not Recommended\",0,SUM(BB2:BB3))","v":0},"n/a",{"$f":"'Audit Summary Report'!L60","v":"Not Recommended"},{"$f":"IF(BG4=\"Not Recommended\",0,SUM(BE2:BE3))","v":0},{"$f":"IF(BG4=\"Not Recommended\",0,SUM(BF2:BF3))","v":0},{"$f":"'Audit Summary Report'!$L$54","v":"Not Recommended"},{"$f":"IF(BI4=\"Not Recommended\",0,IF(Raw_Secondary_New_Fridge_Efficiency<>\"\",'Fin ProForma Calcs'!C37,\"n/a\"))","v":"n/a"},{"$f":"Raw_Secondary_New_Fridge_Efficiency","v":0},{"$f":"IF(BL4=\"Not Recommended\",0,IF(Raw_Water_Heating_Fuel_Existing=\"Electricity\",('Fin ProForma Calcs'!C43),\"n/a\"))","v":0},{"$f":"IF(BL4=\"Not Recommended\",0,IF(AND(Raw_Water_Heating_Fuel_Existing<>\"Electricity\",Raw_Water_Heating_Fuel_Existing<>\"\"),('Fin ProForma Calcs'!C43*0.003412),\"n/a\"))","v":0},{"$f":"'Audit Summary Report'!L71","v":"Not Recommended"},{"$f":"IF(BO4=\"Not Recommended\",0,SUM(BM2:BM3))","v":0},{"$f":"IF(BO4=\"Not Recommended\",0,SUM(BN2:BN3))","v":0},{"$f":"'Audit Summary Report'!L51","v":"Not Recommended"},{"$f":"IF(BR4=\"Not Recommended\",0,IF(Raw_Water_Heating_Fuel_Existing=\"Electricity\",'DHW Savings'!$B$15,\"n/a\"))","v":"n/a"},{"$f":"IF(BR4=\"Not Recommended\",0,IF(Raw_Water_Heating_Fuel_Existing<>\"Electricity\",'DHW Savings'!$B$15*0.003412,\"n/a\"))","v":{"$error":"#N/A"}},{"$f":"CONCATENATE(\"Efficiency Rating- \",'Audit Summary Report'!L68)","v":"Efficiency Rating- Not Recommended"}]

{"sheet":"Fin ProForma Calcs","index":7,"n_rows":88,"n_cols":34,"rows_kept":88,"cut":false,"hidden":true,"merged":[]}
[null,"Heating",null,null,null,null,null,null,null,null,"Cooling",null,null,null,null,null,"Total"]
["GJGNY Measure","Label","Units of Energy Savings","Savings Unit Type","Heating Fuel Consumed by Home","Unit Type Consumed by Home","Heating Savings in Units Consumed by Home","Fuel Rate","Dollar Savings"," ","Units of Energy Savings2","Savings Unit Type3","Cooling Savings in Units Consumed by Home","Fuel Rate2","Dollar Savings9","Savings Calculated By Audit","Column1","Input from Loan Step 1","Useful Life","Requirements","Input from Loan Step 1","Pre-Qualified Measure","Types of Units",null,null,null,null,null,"From","To"]
["Air Sealing",{"$f":"CONCATENATE(Conversion[[#This Row],[Savings Unit Type]],Conversion[[#This Row],[Unit Type Consumed by Home]],IF(OR(Conversion[[#This Row],[Heating Fuel Consumed by Home]]=\"Oil\",Conversion[[#This Row],[Heating Fuel Consumed by Home]]=\"Propane\"),\" - \"&Conversion[[#This Row],[Heating Fuel Consumed by Home]],\"\"))","v":{"$error":"#N/A"}},{"$f":"(Output!D18+Output!E18)-(Output!J18+Output!K18)","v":{"$error":"#N/A"}},"kWh",{"$f":"Raw_HVAC_1_Heating_Fuel","v":0},{"$f":"INDEX(Lookups_Heating_Fuel_Selling_Units,MATCH(E3,Lookups_HVAC_1_Heating_Fuel,),1)","v":{"$error":"#N/A"}},{"$f":"IF(OR(Conversion[[#This Row],[Units of Energy Savings]]=\"\",Conversion[[#This Row],[Units of Energy Savings]]=\"n/a\"),\"n/a\",Calc)","v":{"$error":"#N/A"}},{"$f":"INDEX(Lookups_Heating_Fuel_Prices,MATCH(Conversion[[#This Row],[Heating Fuel Consumed by Home]],Lookups_Heating_Fuel_For_Price,),1)","v":{"$error":"#N/A"}},{"$f":"IF(ISERROR(H3*G3),\"n/a\",H3*G3)","v":"n/a"},null,{"$f":"Output!$D$28-Output!$J$28","v":0},"kWh","Electricity",{"$f":"Lookups_Electric_Rate","v":{"$error":"#N/A"}},{"$f":"IF(ISERROR(K3*N3),\"n/a\",K3*N3)","v":"n/a"},"Y",{"$f":"SUM(Conversion[[#This Row],[Dollar Savings9]],Conversion[[#This Row],[Dollar Savings]])","v":0},{"$f":"IF(ISERROR(VLOOKUP(Conversion[[#This Row],[GJGNY Measure]],'Loan Application - Step 1'!$C$43:$C$82,1,)),\"\",\"Yes\")","v":""},20,"Supervised by professional; blower door assisted per BPI and program guidelines ",{"$f":"IF(ISERROR(VLOOKUP(Conversion[[#This Row],[GJGNY Measure]],'Loan Application - Step 1'!$C$43:$C$82,1,)),\"\",\"Yes\")","v":""},"Y","kWh",null,{"$f":"(VLOOKUP(B3,Lookups_Conversion_Table,7,0))","v":{"$error":"#N/A"}},null,null,{"$f":"CONCATENATE(AC3,AD3)","v":"ThermTherm"},"Therm","Therm","Conversion[@[Units of Energy Savings]]",null,1,{"$f":"CONCATENATE(AE3,\"*\",AG3)","v":"Conversion[@[Units of Energy Savings]]*1"}]
["\nInsulation (attic, wall, floor, band joist, basement, crawl space)",{"$f":"CONCATENATE(Conversion[[#This Row],[Savings Unit Type]],Conversion[[#This Row],[Unit Type Consumed by Home]],IF(OR(Conversion[[#This Row],[Heating Fuel Consumed by Home]]=\"Oil\",Conversion[[#This Row],[Heating Fuel Consumed by Home]]=\"Propane\"),\" - \"&Conversion[[#This Row],[Heating Fuel Consumed by Home]],\"\"))","v":{"$error":"#N/A"}},{"$f":"(SUM(Output!D19:'Output'!E22)-(SUM(Output!J19:'Output'!K22)))","v":{"$error":"#DIV/0!"}},"kWh",0,{"$error":"#N/A"},{"$f":"IF(OR(Conversion[[#This Row],[Units of Energy Savings]]=\"\",Conversion[[#This Row],[Units of Energy Savings]]=\"n/a\"),\"n/a\",Calc)","v":{"$error":"#DIV/0!"}},{"$f":"INDEX(Lookups_Heating_Fuel_Prices,MATCH(Conversion[[#This Row],[Heating Fuel Consumed by Home]],Lookups_Heating_Fuel_For_Price,),1)","v":{"$error":"#N/A"}},"n/a",null,{"$f":"(SUM(Output!D29:D32))-(SUM(Output!J29:J32))","v":0},"kWh","Electricity",{"$error":"#N/A"},"n/a","Y",{"$f":"SUM(Conversion[[#This Row],[Dollar Savings9]],Conversion[[#This Row],[Dollar Savings]])","v":0},{"$f":"IF(ISERROR(VLOOKUP(Conversion[[#This Row],[GJGNY Measure]],'Loan Application - Step 1'!$C$43:$C$82,1,)),\"\",\"Yes\")","v":""},30,"Refer to Insulation Program Policy for homes heated with natural gas or electricity. Must be accompanied by blower door assisted air sealing per BPI and program guidelines",{"$f":"IF(ISERROR(VLOOKUP(Conversion[[#This Row],[GJGNY Measure]],'Loan Application - Step 1'!$C$43:$C$82,1,)),\"\",\"Yes\")","v":""},"Y","MBTU",null,null,null,null,{"$f":"CONCATENATE(AC4,AD4)","v":"ThermkWh"},"Therm","kWh","Conversion[@[Units of Energy Savings]]","x",29.3001,"Conversion[@[Units of Energy Savings]]*29.3001"]
["Thermal barriers for spray foam",{"$f":"CONCATENATE(Conversion[[#This Row],[Savings Unit Type]],Conversion[[#This Row],[Unit Type Consumed by Home]],IF(OR(Conversion[[#This Row],[Heating Fuel Consumed by Home]]=\"Oil\",Conversion[[#This Row],[Heating Fuel Consumed by Home]]=\"Propane\"),\" - \"&Conversion[[#This Row],[Heating Fuel Consumed by Home]],\"\"))","v":{"$error":"#N/A"}},null,null,0,{"$error":"#N/A"},{"$f":"IF(OR(Conversion[[#This Row],[Units of Energy Savings]]=\"\",Conversion[[#This Row],[Units of Energy Savings]]=\"n/a\"),\"n/a\",Calc)","v":"n/a"},{"$f":"INDEX(Lookups_Heating_Fuel_Prices,MATCH(Conversion[[#This Row],[Heating Fuel Consumed by Home]],Lookups_Heating_Fuel_For_Price,),1)","v":{"$error":"#N/A"}},"n/a",null,null,null,"Electricity",{"$error":"#N/A"},"n/a","N",{"$f":"SUM(Conversion[[#This Row],[Dollar Savings9]],Conversion[[#This Row],[Dollar Savings]])","v":0},{"$f":"IF(ISERROR(VLOOKUP(Conversion[[#This Row],[GJGNY Measure]],'Loan Application - Step 1'!$C$43:$C$82,1,)),\"\",\"Yes\")","v":""},0,"Drywall, intumescent paint application",{"$f":"IF(ISERROR(VLOOKUP(Conversion[[#This Row],[GJGNY Measure]],'Loan Application - Step 1'!$C$43:$C$82,1,)),\"\",\"Yes\")","v":""},"N",null,null,null,null,null,"ThermGallon - Oil","Therm","Gallon - Oil","Conversion[@[Units of Energy Savings]]","x",0.66758788914198997,"Conversion[@[Units of Energy Savings]]*0.66758788914199"]
["Crawlspace Moisture barrier",{"$f":"CONCATENATE(Conversion[[#This Row],[Savings Unit Type]],Conversion[[#This Row],[Unit Type Consumed by Home]],IF(OR(Conversion[[#This Row],[Heating Fuel Consumed by Home]]=\"Oil\",Conversion[[#This Row],[Heating Fuel Consumed by Home]]=\"Propane\"),\" - \"&Conversion[[#This Row],[Heating Fuel Consumed by Home]],\"\"))","v":{"$error":"#N/A"}},null,null,0,{"$error":"#N/A"},{"$f":"IF(OR(Conversion[[#This Row],[Units of Energy Savings]]=\"\",Conversion[[#This Row],[Units of Energy Savings]]=\"n/a\"),\"n/a\",Calc)","v":"n/a"},{"$f":"INDEX(Lookups_Heating_Fuel_Prices,MATCH(Conversion[[#This Row],[Heating Fuel Consumed by Home]],Lookups_Heating_Fuel_For_Price,),1)","v":{"$error":"#N/A"}},"n/a",null,null,null,"Electricity",{"$error":"#N/A"},"n/a","N",{"$f":"SUM(Conversion[[#This Row],[Dollar Savings9]],Conversion[[#This Row],[Dollar Savings]])","v":0},{"$f":"IF(ISERROR(VLOOKUP(Conversion[[#This Row],[GJGNY Measure]],'Loan Application - Step 1'!$C$43:$C$82,1,)),\"\",\"Yes\")","v":""},0,"",{"$f":"IF(ISERROR(VLOOKUP(Conversion[[#This Row],[GJGNY Measure]],'Loan Application - Step 1'!$C$43:$C$82,1,)),\"\",\"Yes\")","v":""},"N",null,null,null,null,null,"ThermGallon - Propane","Therm","Gallon - Propane","Conversion[@[Units of Energy Savings]]",null,1.04712041884816,"Conversion[@[Units of Energy Savings]]*1.04712041884816"]
["Attic soffit, gable, or ridge vents",{"$f":"CONCATENATE(Conversion[[#This Row],[Savings Unit Type]],Conversion[[#This Row],[Unit Type Consumed by Home]],IF(OR(Conversion[[#This Row],[Heating Fuel Consumed by Home]]=\"Oil\",Conversion[[#This Row],[Heating Fuel Consumed by Home]]=\"Propane\"),\" - \"&Conversion[[#This Row],[Heating Fuel Consumed by Home]],\"\"))","v":{"$error":"#N/A"}},null,null,0,{"$error":"#N/A"},{"$f":"IF(OR(Conversion[[#This Row],[Units of Energy Savings]]=\"\",Conversion[[#This Row],[Units of Energy Savings]]=\"n/a\"),\"n/a\",Calc)","v":"n/a"},{"$f":"INDEX(Lookups_Heating_Fuel_Prices,MATCH(Conversion[[#This Row],[Heating Fuel Consumed by Home]],Lookups_Heating_Fuel_For_Price,),1)","v":{"$error":"#N/A"}},"n/a",null,null,null,"Electricity",{"$error":"#N/A"},"n/a","N",{"$f":"SUM(Conversion[[#This Row],[Dollar Savings9]],Conversion[[#This Row],[Dollar Savings]])","v":0},{"$f":"IF(ISERROR(VLOOKUP(Conversion[[#This Row],[GJGNY Measure]],'Loan Application - Step 1'!$C$43:$C$82,1,)),\"\",\"Yes\")","v":""},0,"",{"$f":"IF(ISERROR(VLOOKUP(Conversion[[#This Row],[GJGNY Measure]],'Loan Application - Step 1'!$C$43:$C$82,1,)),\"\",\"Yes\")","v":""},"N",null,null,null,null,null,"kWhTherm","kWh","Therm","Conversion[@[Units of Energy Savings]]",null,3.4129600000000003E-2,"Conversion[@[Units of Energy Savings]]*0.0341296"]
["Replacement Windows",{"$f":"CONCATENATE(Conversion[[#This Row],[Savings Unit Type]],Conversion[[#This Row],[Unit Type Consumed by Home]],IF(OR(Conversion[[#This Row],[Heating Fuel Consumed by Home]]=\"Oil\",Conversion[[#This Row],[Heating Fuel Consumed by Home]]=\"Propane\"),\" - \"&Conversion[[#This Row],[Heating Fuel Consumed by Home]],\"\"))","v":{"$error":"#N/A"}},{"$f":"IF(Raw_Storm_Windows_New<>\"Yes\",SUM(Output!D23:E23)-SUM(Output!J23:K23),0)","v":{"$error":"#N/A"}},"kWh",0,{"$error":"#N/A"},{"$f":"IF(OR(Conversion[[#This Row],[Units of Energy Savings]]=\"\",Conversion[[#This Row],[Units of Energy Savings]]=\"n/a\"),\"n/a\",Calc)","v":{"$error":"#N/A"}},{"$f":"INDEX(Lookups_Heating_Fuel_Prices,MATCH(Conversion[[#This Row],[Heating Fuel Consumed by Home]],Lookups_Heating_Fuel_For_Price,),1)","v":{"$error":"#N/A"}},"n/a",null,{"$f":"Output!D33-Output!J33","v":0},"kWh","Electricity",{"$error":"#N/A"},"n/a","Y",{"$f":"SUM(Conversion[[#This Row],[Dollar Savings9]],Conversion[[#This Row],[Dollar Savings]])","v":0},{"$f":"IF(ISERROR(VLOOKUP(Conversion[[#This Row],[GJGNY Measure]],'Loan Application - Step 1'!$C$43:$C$82,1,)),\"\",\"Yes\")","v":""},20,"ENERGY STAR for climate/region ",{"$f":"IF(ISERROR(VLOOKUP(Conversion[[#This Row],[GJGNY Measure]],'Loan Application - Step 1'!$C$43:$C$82,1,)),\"\",\"Yes\")","v":""},"N",null,null,null,null,null,"kWhkWh","kWh","kWh","Conversion[@[Units of Energy Savings]]",null,1,"Conversion[@[Units of Energy Savings]]*1"]
["Storm Windows and Storm Doors",{"$f":"CONCATENATE(Conversion[[#This Row],[Savings Unit Type]],Conversion[[#This Row],[Unit Type Consumed by Home]],IF(OR(Conversion[[#This Row],[Heating Fuel Consumed by Home]]=\"Oil\",Conversion[[#This Row],[Heating Fuel Consumed by Home]]=\"Propane\"),\" - \"&Conversion[[#This Row],[Heating Fuel Consumed by Home]],\"\"))","v":{"$error":"#N/A"}},{"$f":"IF(Raw_Storm_Windows_New=\"Yes\",SUM(Output!D23:E23)-SUM(Output!J23:K23),0)","v":0},"kWh",0,{"$error":"#N/A"},{"$f":"IF(OR(Conversion[[#This Row],[Units of Energy Savings]]=\"\",Conversion[[#This Row],[Units of Energy Savings]]=\"n/a\"),\"n/a\",Calc)","v":{"$error":"#N/A"}},{"$f":"INDEX(Lookups_Heating_Fuel_Prices,MATCH(Conversion[[#This Row],[Heating Fuel Consumed by Home]],Lookups_Heating_Fuel_For_Price,),1)","v":{"$error":"#N/A"}},"n/a",null,{"$f":"Output!D33-Output!J33","v":0},"kWh","Electricity",{"$error":"#N/A"},"n/a","Y",{"$f":"SUM(Conversion[[#This Row],[Dollar Savings9]],Conversion[[#This Row],[Dollar Savings]])","v":0},{"$f":"IF(ISERROR(VLOOKUP(Conversion[[#This Row],[GJGNY Measure]],'Loan Application - Step 1'!$C$43:$C$82,1,)),\"\",\"Yes\")","v":""},20,"No minimum efficiency requirement ",{"$f":"IF(ISERROR(VLOOKUP(Conversion[[#This Row],[GJGNY Measure]],'Loan Application - Step 1'!$C$43:$C$82,1,)),\"\",\"Yes\")","v":""},"N",null,null,null,null,null,"kWhGallon - Oil","kWh","Gallon - Oil","Conversion[@[Units of Energy Savings]]",null,2.2779043280182199E-2,"Conversion[@[Units of Energy Savings]]*0.0227790432801822"]
["Movable Window Insulation",{"$f":"CONCATENATE(Conversion[[#This Row],[Savings Unit Type]],Conversion[[#This Row],[Unit Type Consumed by Home]],IF(OR(Conversion[[#This Row],[Heating Fuel Consumed by Home]]=\"Oil\",Conversion[[#This Row],[Heating Fuel Consumed by Home]]=\"Propane\"),\" - \"&Conversion[[#This Row],[Heating Fuel Consumed by Home]],\"\"))","v":{"$error":"#N/A"}},null,null,0,{"$error":"#N/A"},{"$f":"IF(OR(Conversion[[#This Row],[Units of Energy Savings]]=\"\",Conversion[[#This Row],[Units of Energy Savings]]=\"n/a\"),\"n/a\",Calc)","v":"n/a"},{"$f":"INDEX(Lookups_Heating_Fuel_Prices,MATCH(Conversion[[#This Row],[Heating Fuel Consumed by Home]],Lookups_Heating_Fuel_For_Price,),1)","v":{"$error":"#N/A"}},"n/a",null,null,null,"Electricity",{"$error":"#N/A"},"n/a","N",{"$f":"SUM(Conversion[[#This Row],[Dollar Savings9]],Conversion[[#This Row],[Dollar Savings]])","v":0},{"$f":"IF(ISERROR(VLOOKUP(Conversion[[#This Row],[GJGNY Measure]],'Loan Application - Step 1'!$C$43:$C$82,1,)),\"\",\"Yes\")","v":""},20,"R-3 ",{"$f":"IF(ISERROR(VLOOKUP(Conversion[[#This Row],[GJGNY Measure]],'Loan Application - Step 1'!$C$43:$C$82,1,)),\"\",\"Yes\")","v":""},"N",null,null,null,null,null,"kWhGallon - Propane","kWh","Gallon - Propane","Conversion[@[Units of Energy Savings]]",null,3.5729230155989E-2,"Conversion[@[Units of Energy Savings]]*0.035729230155989"]
["Attic pull-down stairs",{"$f":"CONCATENATE(Conversion[[#This Row],[Savings Unit Type]],Conversion[[#This Row],[Unit Type Consumed by Home]],IF(OR(Conversion[[#This Row],[Heating Fuel Consumed by Home]]=\"Oil\",Conversion[[#This Row],[Heating Fuel Consumed by Home]]=\"Propane\"),\" - \"&Conversion[[#This Row],[Heating Fuel Consumed by Home]],\"\"))","v":{"$error":"#N/A"}},null,null,0,{"$error":"#N/A"},{"$f":"IF(OR(Conversion[[#This Row],[Units of Energy Savings]]=\"\",Conversion[[#This Row],[Units of Energy Savings]]=\"n/a\"),\"n/a\",Calc)","v":"n/a"},{"$f":"INDEX(Lookups_Heating_Fuel_Prices,MATCH(Conversion[[#This Row],[Heating Fuel Consumed by Home]],Lookups_Heating_Fuel_For_Price,),1)","v":{"$error":"#N/A"}},{"$f":"(IF(ISERROR(H11*G11),\"n/a\",H11*G11))","v":"n/a"},null,null,null,"Electricity",{"$error":"#N/A"},"n/a","N",{"$f":"SUM(Conversion[[#This Row],[Dollar Savings9]],Conversion[[#This Row],[Dollar Savings]])","v":0},{"$f":"IF(ISERROR(VLOOKUP(Conversion[[#This Row],[GJGNY Measure]],'Loan Application - Step 1'!$C$43:$C$82,1,)),\"\",\"Yes\")","v":""},0,"",{"$f":"IF(ISERROR(VLOOKUP(Conversion[[#This Row],[GJGNY Measure]],'Loan Application - Step 1'!$C$43:$C$82,1,)),\"\",\"Yes\")","v":""},"N",null,null,null,null,null,"Gallon - OilkWh","Gallon - Oil","kWh","Conversion[@[Units of Energy Savings]]",null,{"$f":"1/AG9","v":43.900000000000063},"Conversion[@[Units of Energy Savings]]*43.9000000000001"]
["Upgrade heating system with same fuel type",{"$f":"CONCATENATE(Conversion[[#This Row],[Savings Unit Type]],Conversion[[#This Row],[Unit Type Consumed by Home]],IF(OR(Conversion[[#This Row],[Heating Fuel Consumed by Home]]=\"Oil\",Conversion[[#This Row],[Heating Fuel Consumed by Home]]=\"Propane\"),\" - \"&Conversion[[#This Row],[Heating Fuel Consumed by Home]],\"\"))","v":{"$error":"#N/A"}},{"$f":"IF(Summary_Report_Primary_Heating<>\"n/a\",(Summary_Report_Primary_Heating*Total_kWh_Input_Pre),0)","v":0},"kWh",0,{"$f":"INDEX(Lookups_Heating_Fuel_Selling_Units,MATCH(E12,Lookups_HVAC_1_Heating_Fuel,),1)","v":{"$error":"#N/A"}},{"$f":"IF(OR(Conversion[[#This Row],[Units of Energy Savings]]=\"\",Conversion[[#This Row],[Units of Energy Savings]]=\"n/a\"),\"n/a\",Calc)","v":{"$error":"#N/A"}},{"$f":"INDEX(Lookups_Heating_Fuel_Prices,MATCH(Conversion[[#This Row],[Heating Fuel Consumed by Home]],Lookups_Heating_Fuel_For_Price,),1)","v":{"$error":"#N/A"}},{"$f":"IF(ISERROR(H12*G12),\"n/a\",H12*G12)","v":"n/a"},null,null,null,null,{"$f":"Lookups_Electric_Rate","v":{"$error":"#N/A"}},{"$f":"IF(ISERROR(K12*N12),\"n/a\",K12*N12)","v":"n/a"},null,{"$f":"SUM(Conversion[[#This Row],[Dollar Savings9]],Conversion[[#This Row],[Dollar Savings]])","v":0},{"$f":"IF(ISERROR(VLOOKUP(Conversion[[#This Row],[GJGNY Measure]],'Loan Application - Step 1'!$C$43:$C$82,1,)),\"\",\"Yes\")","v":""},{"$f":"IF(System1_Type=\"Furnace\",20,25)","v":25},{"$f":"IF(Raw_HVAC_1_Heating_Fuel=\"Oil\",\"AFUE >= 85\",\"AFUE >= 90\")","v":"AFUE >= 90"},{"$f":"IF(ISERROR(VLOOKUP(Conversion[[#This Row],[GJGNY Measure]],'Loan Application - Step 1'!$C$43:$C$82,1,)),\"\",\"Yes\")","v":""},"Y"]
["Upgrade oil heat to gas heat",{"$f":"CONCATENATE(Conversion[[#This Row],[Savings Unit Type]],Conversion[[#This Row],[Unit Type Consumed by Home]],IF(OR(Conversion[[#This Row],[Heating Fuel Consumed by Home]]=\"Oil\",Conversion[[#This Row],[Heating Fuel Consumed by Home]]=\"Propane\"),\" - \"&Conversion[[#This Row],[Heating Fuel Consumed by Home]],\"\"))","v":{"$error":"#N/A"}},{"$f":"IF('Audit Summary Report'!N45<>\"n/a\",('Audit Summary Report'!N45*Total_kWh_Input_Pre),0)","v":0},"kWh",0,{"$f":"INDEX(Lookups_Heating_Fuel_Selling_Units,MATCH(E13,Lookups_HVAC_1_Heating_Fuel,),1)","v":{"$error":"#N/A"}},{"$f":"IF(OR(Conversion[[#This Row],[Units of Energy Savings]]=\"\",Conversion[[#This Row],[Units of Energy Savings]]=\"n/a\"),\"n/a\",Calc)","v":{"$error":"#N/A"}},{"$f":"INDEX(Lookups_Heating_Fuel_Prices,MATCH(Conversion[[#This Row],[Heating Fuel Consumed by Home]],Lookups_Heating_Fuel_For_Price,),1)","v":{"$error":"#N/A"}},{"$f":"IF(ISERROR(H13*G13),\"n/a\",H13*G13)","v":"n/a"},null,null,null,null,{"$f":"Lookups_Electric_Rate","v":{"$error":"#N/A"}},"n/a",null,{"$f":"SUM(Conversion[[#This Row],[Dollar Savings9]],Conversion[[#This Row],[Dollar Savings]])","v":0},{"$f":"IF(ISERROR(VLOOKUP(Conversion[[#This Row],[GJGNY Measure]],'Loan Application - Step 1'!$C$43:$C$82,1,)),\"\",\"Yes\")","v":""},{"$f":"IF(System1_Type=\"Furnace\",20,25)","v":25},{"$f":"IF(Raw_HVAC_1_Heating_Fuel=\"Oil\",\"AFUE >= 85\",\"AFUE >= 90\")","v":"AFUE >= 90"},{"$f":"IF(ISERROR(VLOOKUP(Conversion[[#This Row],[GJGNY Measure]],'Loan Application - Step 1'!$C$43:$C$82,1,)),\"\",\"Yes\")","v":""},"Y"]
["Upgrade Heating System to Air Source Heat Pump (ducted or ductless)",{"$f":"CONCATENATE(Conversion[[#This Row],[Savings Unit Type]],Conversion[[#This Row],[Unit Type Consumed by Home]],IF(OR(Conversion[[#This Row],[Heating Fuel Consumed by Home]]=\"Oil\",Conversion[[#This Row],[Heating Fuel Consumed by Home]]=\"Propane\"),\" - \"&Conversion[[#This Row],[Heating Fuel Consumed by Home]],\"\"))","v":{"$error":"#N/A"}},{"$f":"IF(AND(Raw_ASHP_Size_New<>\"\",Raw_ASHP_Unit_Count_New<>\"\",Raw_ASHP_COP_New<>\"\"),(Savings_ASHP_Heat_kWh),0)","v":0},"kWh",0,{"$f":"INDEX(Lookups_Heating_Fuel_Selling_Units,MATCH(E14,Lookups_HVAC_1_Heating_Fuel,),1)","v":{"$error":"#N/A"}},{"$f":"IF(AND(Raw_ASHP_Size_New<>\"\",Raw_ASHP_Unit_Count_New<>\"\",Raw_ASHP_COP_New<>\"\"),Savings_ASHP_Heat_Therms,0)","v":0},{"$f":"'ASHP Calculator'!H23","v":{"$error":"#N/A"}},{"$f":"IF(ISERROR('ASHP Calculator'!G33),\"n/a\",'ASHP Calculator'!G33)","v":"n/a"},null,{"$f":"IF(AND(Raw_ASHP_Size_New<>\"\",Raw_ASHP_Unit_Count_New<>\"\",Raw_ASHP_COP_New<>\"\"),Savings_ASHP_Cool_kWh,0)","v":0},null,"Electricity",{"$error":"#N/A"},{"$f":"IF(ISERROR('ASHP Calculator'!H33),\"n/a\",'ASHP Calculator'!H33)","v":"n/a"},"Y",{"$f":"SUM(Conversion[[#This Row],[Dollar Savings9]],Conversion[[#This Row],[Dollar Savings]])","v":0},{"$f":"IF(ISERROR(VLOOKUP(Conversion[[#This Row],[GJGNY Measure]],'Loan Application - Step 1'!$C$43:$C$82,1,)),\"\",\"Yes\")","v":""},15,"See Air Source Heat Pump Program manual for requirements",{"$f":"IF(ISERROR(VLOOKUP(Conversion[[#This Row],[GJGNY Measure]],'Loan Application - Step 1'!$C$43:$C$82,1,)),\"\",\"Yes\")","v":""},"Y",null,null,null,null,null,{"$f":"CONCATENATE(AC14,AD14)","v":"Gallon - OilGallon - Oil"},"Gallon - Oil","Gallon - Oil","Conversion[@[Units of Energy Savings]]",null,1,{"$f":"CONCATENATE(AE14,\"*\",AG14)","v":"Conversion[@[Units of Energy Savings]]*1"}]
["Fuel conversion accessory items",{"$f":"CONCATENATE(Conversion[[#This Row],[Savings Unit Type]],Conversion[[#This Row],[Unit Type Consumed by Home]],IF(OR(Conversion[[#This Row],[Heating Fuel Consumed by Home]]=\"Oil\",Conversion[[#This Row],[Heating Fuel Consumed by Home]]=\"Propane\"),\" - \"&Conversion[[#This Row],[Heating Fuel Consumed by Home]],\"\"))","v":{"$error":"#N/A"}},null,null,0,{"$error":"#N/A"},{"$f":"IF(OR(Conversion[[#This Row],[Units of Energy Savings]]=\"\",Conversion[[#This Row],[Units of Energy Savings]]=\"n/a\"),\"n/a\",Calc)","v":"n/a"},{"$f":"INDEX(Lookups_Heating_Fuel_Prices,MATCH(Conversion[[#This Row],[Heating Fuel Consumed by Home]],Lookups_Heating_Fuel_For_Price,),1)","v":{"$error":"#N/A"}},"n/a",null,null,null,"Electricity",{"$error":"#N/A"},"n/a","N",{"$f":"SUM(Conversion[[#This Row],[Dollar Savings9]],Conversion[[#This Row],[Dollar Savings]])","v":0},{"$f":"IF(ISERROR(VLOOKUP(Conversion[[#This Row],[GJGNY Measure]],'Loan Application - Step 1'!$C$43:$C$82,1,)),\"\",\"Yes\")","v":""},0,"New gas piping installed after the meter",{"$f":"IF(ISERROR(VLOOKUP(Conversion[[#This Row],[GJGNY Measure]],'Loan Application - Step 1'!$C$43:$C$82,1,)),\"\",\"Yes\")","v":""},"N",null,null,null,null,null,"Gallon - PropanekWh","Gallon - Propane","kWh","Conversion[@[Units of Energy Savings]]",null,{"$f":"1/AG10","v":27.988288458333273},"Conversion[@[Units of Energy Savings]]*27.9882884583333"]
["Boiler Reset Controls",{"$f":"CONCATENATE(Conversion[[#This Row],[Savings Unit Type]],Conversion[[#This Row],[Unit Type Consumed by Home]],IF(OR(Conversion[[#This Row],[Heating Fuel Consumed by Home]]=\"Oil\",Conversion[[#This Row],[Heating Fuel Consumed by Home]]=\"Propane\"),\" - \"&Conversion[[#This Row],[Heating Fuel Consumed by Home]],\"\"))","v":{"$error":"#N/A"}},null,null,0,{"$error":"#N/A"},{"$f":"IF(OR(Conversion[[#This Row],[Units of Energy Savings]]=\"\",Conversion[[#This Row],[Units of Energy Savings]]=\"n/a\"),\"n/a\",Calc)","v":"n/a"},{"$f":"INDEX(Lookups_Heating_Fuel_Prices,MATCH(Conversion[[#This Row],[Heating Fuel Consumed by Home]],Lookups_Heating_Fuel_For_Price,),1)","v":{"$error":"#N/A"}},"n/a",null,null,null,"Electricity",{"$error":"#N/A"},"n/a","N",{"$f":"SUM(Conversion[[#This Row],[Dollar Savings9]],Conversion[[#This Row],[Dollar Savings]])","v":0},{"$f":"IF(ISERROR(VLOOKUP(Conversion[[#This Row],[GJGNY Measure]],'Loan Application - Step 1'!$C$43:$C$82,1,)),\"\",\"Yes\")","v":""},15,"Programmed properly per manufacturer’s specifications and site conditions. Maximum price of $500.",{"$f":"IF(ISERROR(VLOOKUP(Conversion[[#This Row],[GJGNY Measure]],'Loan Application - Step 1'!$C$43:$C$82,1,)),\"\",\"Yes\")","v":""},"Y"]
["Oil burner replacement",{"$f":"CONCATENATE(Conversion[[#This Row],[Savings Unit Type]],Conversion[[#This Row],[Unit Type Consumed by Home]],IF(OR(Conversion[[#This Row],[Heating Fuel Consumed by Home]]=\"Oil\",Conversion[[#This Row],[Heating Fuel Consumed by Home]]=\"Propane\"),\" - \"&Conversion[[#This Row],[Heating Fuel Consumed by Home]],\"\"))","v":{"$error":"#N/A"}},null,null,0,{"$error":"#N/A"},{"$f":"IF(OR(Conversion[[#This Row],[Units of Energy Savings]]=\"\",Conversion[[#This Row],[Units of Energy Savings]]=\"n/a\"),\"n/a\",Calc)","v":"n/a"},{"$f":"INDEX(Lookups_Heating_Fuel_Prices,MATCH(Conversion[[#This Row],[Heating Fuel Consumed by Home]],Lookups_Heating_Fuel_For_Price,),1)","v":{"$error":"#N/A"}},"n/a",null,null,null,"Electricity",{"$error":"#N/A"},"n/a","N",{"$f":"SUM(Conversion[[#This Row],[Dollar Savings9]],Conversion[[#This Row],[Dollar Savings]])","v":0},{"$f":"IF(ISERROR(VLOOKUP(Conversion[[#This Row],[GJGNY Measure]],'Loan Application - Step 1'!$C$43:$C$82,1,)),\"\",\"Yes\")","v":""},0,"",{"$f":"IF(ISERROR(VLOOKUP(Conversion[[#This Row],[GJGNY Measure]],'Loan Application - Step 1'!$C$43:$C$82,1,)),\"\",\"Yes\")","v":""},"N"]
["Wood/or Solid Fuel Pellet Stove",{"$f":"CONCATENATE(Conversion[[#This Row],[Savings Unit Type]],Conversion[[#This Row],[Unit Type Consumed by Home]],IF(OR(Conversion[[#This Row],[Heating Fuel Consumed by Home]]=\"Oil\",Conversion[[#This Row],[Heating Fuel Consumed by Home]]=\"Propane\"),\" - \"&Conversion[[#This Row],[Heating Fuel Consumed by Home]],\"\"))","v":{"$error":"#N/A"}},null,null,"n/a",{"$error":"#N/A"},{"$f":"IF(OR(Conversion[[#This Row],[Units of Energy Savings]]=\"\",Conversion[[#This Row],[Units of Energy Savings]]=\"n/a\"),\"n/a\",Calc)","v":"n/a"},{"$f":"INDEX(Lookups_Heating_Fuel_Prices,MATCH(Conversion[[#This Row],[Heating Fuel Consumed by Home]],Lookups_Heating_Fuel_For_Price,),1)","v":{"$error":"#N/A"}},"n/a",null,null,null,"Electricity",{"$error":"#N/A"},"n/a","N",{"$f":"SUM(Conversion[[#This Row],[Dollar Savings9]],Conversion[[#This Row],[Dollar Savings]])","v":0},{"$f":"IF(ISERROR(VLOOKUP(Conversion[[#This Row],[GJGNY Measure]],'Loan Application - Step 1'!$C$43:$C$82,1,)),\"\",\"Yes\")","v":""},20,"EPA certified for particulate matter output of 4.5 grams per hour or less",{"$f":"IF(ISERROR(VLOOKUP(Conversion[[#This Row],[GJGNY Measure]],'Loan Application - Step 1'!$C$43:$C$82,1,)),\"\",\"Yes\")","v":""},"N"]
["Central Air Conditioner (ducted or ductless)",{"$f":"CONCATENATE(Conversion[[#This Row],[Savings Unit Type]],Conversion[[#This Row],[Unit Type Consumed by Home]],IF(OR(Conversion[[#This Row],[Heating Fuel Consumed by Home]]=\"Oil\",Conversion[[#This Row],[Heating Fuel Consumed by Home]]=\"Propane\"),\" - \"&Conversion[[#This Row],[Heating Fuel Consumed by Home]],\"\"))","v":"kWhkWh"},null,"kWh","Electricity","kWh",{"$f":"IF(OR(Conversion[[#This Row],[Units of Energy Savings]]=\"\",Conversion[[#This Row],[Units of Energy Savings]]=\"n/a\"),\"n/a\",Calc)","v":"n/a"},{"$f":"INDEX(Lookups_Heating_Fuel_Prices,MATCH(Conversion[[#This Row],[Heating Fuel Consumed by Home]],Lookups_Heating_Fuel_For_Price,),1)","v":{"$error":"#N/A"}},"n/a",null,{"$f":"(Total_kWh_c_Post / (Cool_DistEff_Pre * Cool_SysEff_Post) - Total_kWh_c_Post / (Cool_DistEff_Post * Cool_SysEff_Post))","v":{"$error":"#N/A"}},"kWh","Electricity",{"$error":"#N/A"},"n/a","Y",{"$f":"SUM(Conversion[[#This Row],[Dollar Savings9]],Conversion[[#This Row],[Dollar Savings]])","v":0},{"$f":"IF(ISERROR(VLOOKUP(Conversion[[#This Row],[GJGNY Measure]],'Loan Application - Step 1'!$C$43:$C$82,1,)),\"\",\"Yes\")","v":""},15,"AHRI Certificate Required. 14.5 SEER / 12 EER. Air Source Heat Pump (for Cooling). See Air Source Heat Pump Program manual for requirements.",{"$f":"IF(ISERROR(VLOOKUP(Conversion[[#This Row],[GJGNY Measure]],'Loan Application - Step 1'!$C$43:$C$82,1,)),\"\",\"Yes\")","v":""},"Y"]
["AC coil when not installed with condenser",{"$f":"CONCATENATE(Conversion[[#This Row],[Savings Unit Type]],Conversion[[#This Row],[Unit Type Consumed by Home]],IF(OR(Conversion[[#This Row],[Heating Fuel Consumed by Home]]=\"Oil\",Conversion[[#This Row],[Heating Fuel Consumed by Home]]=\"Propane\"),\" - \"&Conversion[[#This Row],[Heating Fuel Consumed by Home]],\"\"))","v":"kWh"},null,null,"Electricity","kWh",{"$f":"IF(OR(Conversion[[#This Row],[Units of Energy Savings]]=\"\",Conversion[[#This Row],[Units of Energy Savings]]=\"n/a\"),\"n/a\",Calc)","v":"n/a"},{"$f":"INDEX(Lookups_Heating_Fuel_Prices,MATCH(Conversion[[#This Row],[Heating Fuel Consumed by Home]],Lookups_Heating_Fuel_For_Price,),1)","v":{"$error":"#N/A"}},"n/a",null,null,null,"Electricity",{"$error":"#N/A"},"n/a","N",{"$f":"SUM(Conversion[[#This Row],[Dollar Savings9]],Conversion[[#This Row],[Dollar Savings]])","v":0},{"$f":"IF(ISERROR(VLOOKUP(Conversion[[#This Row],[GJGNY Measure]],'Loan Application - Step 1'!$C$43:$C$82,1,)),\"\",\"Yes\")","v":""},0,"",{"$f":"IF(ISERROR(VLOOKUP(Conversion[[#This Row],[GJGNY Measure]],'Loan Application - Step 1'!$C$43:$C$82,1,)),\"\",\"Yes\")","v":""},"N"]
["Duct Sealing",{"$f":"CONCATENATE(Conversion[[#This Row],[Savings Unit Type]],Conversion[[#This Row],[Unit Type Consumed by Home]],IF(OR(Conversion[[#This Row],[Heating Fuel Consumed by Home]]=\"Oil\",Conversion[[#This Row],[Heating Fuel Consumed by Home]]=\"Propane\"),\" - \"&Conversion[[#This Row],[Heating Fuel Consumed by Home]],\"\"))","v":{"$error":"#N/A"}},{"$f":"Output!C2*Output!D25","v":{"$error":"#DIV/0!"}},"kWh",{"$f":"Raw_HVAC_1_Heating_Fuel","v":0},{"$error":"#N/A"},{"$f":"IF(OR(Conversion[[#This Row],[Units of Energy Savings]]=\"\",Conversion[[#This Row],[Units of Energy Savings]]=\"n/a\"),\"n/a\",Calc)","v":{"$error":"#DIV/0!"}},{"$f":"INDEX(Lookups_Heating_Fuel_Prices,MATCH(Conversion[[#This Row],[Heating Fuel Consumed by Home]],Lookups_Heating_Fuel_For_Price,),1)","v":{"$error":"#N/A"}},"n/a",null,{"$f":"(Total_kWh_c_Post / (Cool_DistEff_Pre * Cool_SysEff_Post) - Total_kWh_c_Post / (Cool_DistEff_Post * Cool_SysEff_Post))","v":{"$error":"#N/A"}},"kWh","Electricity",{"$error":"#N/A"},"n/a","Y",{"$f":"SUM(Conversion[[#This Row],[Dollar Savings9]],Conversion[[#This Row],[Dollar Savings]])","v":0},{"$f":"IF(ISERROR(VLOOKUP(Conversion[[#This Row],[GJGNY Measure]],'Loan Application - Step 1'!$C$43:$C$82,1,)),\"\",\"Yes\")","v":""},20,"UL 181B Mastic or other permanent sealant; use of duct tape is disallowed ",{"$f":"IF(ISERROR(VLOOKUP(Conversion[[#This Row],[GJGNY Measure]],'Loan Application - Step 1'!$C$43:$C$82,1,)),\"\",\"Yes\")","v":""},"Y"]
["Duct Insulation",{"$f":"CONCATENATE(Conversion[[#This Row],[Savings Unit Type]],Conversion[[#This Row],[Unit Type Consumed by Home]],IF(OR(Conversion[[#This Row],[Heating Fuel Consumed by Home]]=\"Oil\",Conversion[[#This Row],[Heating Fuel Consumed by Home]]=\"Propane\"),\" - \"&Conversion[[#This Row],[Heating Fuel Consumed by Home]],\"\"))","v":{"$error":"#N/A"}},null,null,null,{"$error":"#N/A"},{"$f":"IF(OR(Conversion[[#This Row],[Units of Energy Savings]]=\"\",Conversion[[#This Row],[Units of Energy Savings]]=\"n/a\"),\"n/a\",Calc)","v":"n/a"},{"$f":"INDEX(Lookups_Heating_Fuel_Prices,MATCH(Conversion[[#This Row],[Heating Fuel Consumed by Home]],Lookups_Heating_Fuel_For_Price,),1)","v":{"$error":"#N/A"}},"n/a",null,null,null,"Electricity",{"$error":"#N/A"},"n/a","N",{"$f":"SUM(Conversion[[#This Row],[Dollar Savings9]],Conversion[[#This Row],[Dollar Savings]])","v":0},{"$f":"IF(ISERROR(VLOOKUP(Conversion[[#This Row],[GJGNY Measure]],'Loan Application - Step 1'!$C$43:$C$82,1,)),\"\",\"Yes\")","v":""},20,"Installed in accordance with all applicable state and local codes",{"$f":"IF(ISERROR(VLOOKUP(Conversion[[#This Row],[GJGNY Measure]],'Loan Application - Step 1'!$C$43:$C$82,1,)),\"\",\"Yes\")","v":""},"Y"]
["Boiler Pipe Insulation",{"$f":"CONCATENATE(Conversion[[#This Row],[Savings Unit Type]],Conversion[[#This Row],[Unit Type Consumed by Home]],IF(OR(Conversion[[#This Row],[Heating Fuel Consumed by Home]]=\"Oil\",Conversion[[#This Row],[Heating Fuel Consumed by Home]]=\"Propane\"),\" - \"&Conversion[[#This Row],[Heating Fuel Consumed by Home]],\"\"))","v":{"$error":"#N/A"}},null,null,null,{"$error":"#N/A"},{"$f":"IF(OR(Conversion[[#This Row],[Units of Energy Savings]]=\"\",Conversion[[#This Row],[Units of Energy Savings]]=\"n/a\"),\"n/a\",Calc)","v":"n/a"},{"$f":"INDEX(Lookups_Heating_Fuel_Prices,MATCH(Conversion[[#This Row],[Heating Fuel Consumed by Home]],Lookups_Heating_Fuel_For_Price,),1)","v":{"$error":"#N/A"}},"n/a",null,null,null,"Electricity",{"$error":"#N/A"},"n/a","N",{"$f":"SUM(Conversion[[#This Row],[Dollar Savings9]],Conversion[[#This Row],[Dollar Savings]])","v":0},{"$f":"IF(ISERROR(VLOOKUP(Conversion[[#This Row],[GJGNY Measure]],'Loan Application - Step 1'!$C$43:$C$82,1,)),\"\",\"Yes\")","v":""},11,"R-3 ",{"$f":"IF(ISERROR(VLOOKUP(Conversion[[#This Row],[GJGNY Measure]],'Loan Application - Step 1'!$C$43:$C$82,1,)),\"\",\"Yes\")","v":""},"Y"]
["New ductwork or boiler distribution for Oil or Propane Heating System",{"$f":"CONCATENATE(Conversion[[#This Row],[Savings Unit Type]],Conversion[[#This Row],[Unit Type Consumed by Home]],IF(OR(Conversion[[#This Row],[Heating Fuel Consumed by Home]]=\"Oil\",Conversion[[#This Row],[Heating Fuel Consumed by Home]]=\"Propane\"),\" - \"&Conversion[[#This Row],[Heating Fuel Consumed by Home]],\"\"))","v":{"$error":"#N/A"}},null,null,null,{"$error":"#N/A"},{"$f":"IF(OR(Conversion[[#This Row],[Units of Energy Savings]]=\"\",Conversion[[#This Row],[Units of Energy Savings]]=\"n/a\"),\"n/a\",Calc)","v":"n/a"},{"$f":"INDEX(Lookups_Heating_Fuel_Prices,MATCH(Conversion[[#This Row],[Heating Fuel Consumed by Home]],Lookups_Heating_Fuel_For_Price,),1)","v":{"$error":"#N/A"}},"n/a",null,null,null,"Electricity",{"$error":"#N/A"},"n/a","N",{"$f":"SUM(Conversion[[#This Row],[Dollar Savings9]],Conversion[[#This Row],[Dollar Savings]])","v":0},{"$f":"IF(ISERROR(VLOOKUP(Conversion[[#This Row],[GJGNY Measure]],'Loan Application - Step 1'!$C$43:$C$82,1,)),\"\",\"Yes\")","v":""},20,"Installed in accordance with all applicable state and local codes",{"$f":"IF(ISERROR(VLOOKUP(Conversion[[#This Row],[GJGNY Measure]],'Loan Application - Step 1'!$C$43:$C$82,1,)),\"\",\"Yes\")","v":""},"Y"]
["New ductwork or boiler distribution for NG or Electric Heating/Cooling Systems",{"$f":"CONCATENATE(Conversion[[#This Row],[Savings Unit Type]],Conversion[[#This Row],[Unit Type Consumed by Home]],IF(OR(Conversion[[#This Row],[Heating Fuel Consumed by Home]]=\"Oil\",Conversion[[#This Row],[Heating Fuel Consumed by Home]]=\"Propane\"),\" - \"&Conversion[[#This Row],[Heating Fuel Consumed by Home]],\"\"))","v":{"$error":"#N/A"}},null,null,null,{"$error":"#N/A"},{"$f":"IF(OR(Conversion[[#This Row],[Units of Energy Savings]]=\"\",Conversion[[#This Row],[Units of Energy Savings]]=\"n/a\"),\"n/a\",Calc)","v":"n/a"},{"$f":"INDEX(Lookups_Heating_Fuel_Prices,MATCH(Conversion[[#This Row],[Heating Fuel Consumed by Home]],Lookups_Heating_Fuel_For_Price,),1)","v":{"$error":"#N/A"}},"n/a",null,null,null,"Electricity",{"$error":"#N/A"},"n/a","N",{"$f":"SUM(Conversion[[#This Row],[Dollar Savings9]],Conversion[[#This Row],[Dollar Savings]])","v":0},{"$f":"IF(ISERROR(VLOOKUP(Conversion[[#This Row],[GJGNY Measure]],'Loan Application - Step 1'!$C$43:$C$82,1,)),\"\",\"Yes\")","v":""},20,"Installed in accordance with all applicable state and local codes",{"$f":"IF(ISERROR(VLOOKUP(Conversion[[#This Row],[GJGNY Measure]],'Loan Application - Step 1'!$C$43:$C$82,1,)),\"\",\"Yes\")","v":""},"Y"]
[{"$f":"\"Thermostat Upgrade: \"&Raw_Existing_Thermostat&\" to \"&Raw_New_Thermostat","v":"Thermostat Upgrade:  to "},{"$f":"CONCATENATE(Conversion[[#This Row],[Savings Unit Type]],Conversion[[#This Row],[Unit Type Consumed by Home]],IF(OR(Conversion[[#This Row],[Heating Fuel Consumed by Home]]=\"Oil\",Conversion[[#This Row],[Heating Fuel Consumed by Home]]=\"Propane\"),\" - \"&Conversion[[#This Row],[Heating Fuel Consumed by Home]],\"\"))","v":{"$error":"#N/A"}},{"$f":"IF(Raw_HVAC_1_Heating_Fuel=\"electricity\",Savings_Thermostat_kWh,Savings_Thermostat_Therms*29.3)","v":{"$error":"#VALUE!"}},"kWh",{"$f":"Raw_HVAC_1_Heating_Fuel","v":0},{"$error":"#N/A"},{"$f":"IF(OR(Conversion[[#This Row],[Units of Energy Savings]]=\"\",Conversion[[#This Row],[Units of Energy Savings]]=\"n/a\"),\"n/a\",Calc)","v":{"$error":"#VALUE!"}},{"$f":"INDEX(Lookups_Heating_Fuel_Prices,MATCH(Conversion[[#This Row],[Heating Fuel Consumed by Home]],Lookups_Heating_Fuel_For_Price,),1)","v":{"$error":"#N/A"}},"n/a",null,{"$f":"Savings_Thermostat_kWh_Prc*Output!D35","v":{"$error":"#VALUE!"}},"kWh","Electricity",{"$error":"#N/A"},"n/a","Y",{"$f":"SUM(Conversion[[#This Row],[Dollar Savings9]],Conversion[[#This Row],[Dollar Savings]])","v":0},{"$f":"IF(ISERROR(VLOOKUP(Conversion[[#This Row],[GJGNY Measure]],'Loan Application - Step 1'!$C$43:$C$82,1,)),\"\",\"Yes\")","v":""},11,"5+2 day programmable thermostat including smart thermostat.",{"$f":"IF(ISERROR(VLOOKUP(Conversion[[#This Row],[GJGNY Measure]],'Loan Application - Step 1'!$C$43:$C$82,1,)),\"\",\"Yes\")","v":""},"Y"]
["Room Air Conditioner",{"$f":"CONCATENATE(Conversion[[#This Row],[Savings Unit Type]],Conversion[[#This Row],[Unit Type Consumed by Home]],IF(OR(Conversion[[#This Row],[Heating Fuel Consumed by Home]]=\"Oil\",Conversion[[#This Row],[Heating Fuel Consumed by Home]]=\"Propane\"),\" - \"&Conversion[[#This Row],[Heating Fuel Consumed by Home]],\"\"))","v":""},null,null,null,null,null,null,"n/a",null,{"$f":"Savings_Room_AC_kWh","v":""},"kWh","Electricity",{"$error":"#N/A"},"n/a","Y",{"$f":"SUM(Conversion[[#This Row],[Dollar Savings9]],Conversion[[#This Row],[Dollar Savings]])","v":0},{"$f":"IF(ISERROR(VLOOKUP(Conversion[[#This Row],[GJGNY Measure]],'Loan Application - Step 1'!$C$43:$C$82,1,)),\"\",\"Yes\")","v":""},9,"ENERGY STAR for climate/region. ",{"$f":"IF(ISERROR(VLOOKUP(Conversion[[#This Row],[GJGNY Measure]],'Loan Application - Step 1'!$C$43:$C$82,1,)),\"\",\"Yes\")","v":""},"Y"]
["Water Heater Tank Insulation - Electric Only",{"$f":"CONCATENATE(Conversion[[#This Row],[Savings Unit Type]],Conversion[[#This Row],[Unit Type Consumed by Home]],IF(OR(Conversion[[#This Row],[Heating Fuel Consumed by Home]]=\"Oil\",Conversion[[#This Row],[Heating Fuel Consumed by Home]]=\"Propane\"),\" - \"&Conversion[[#This Row],[Heating Fuel Consumed by Home]],\"\"))","v":"kWh"},null,null,"Electricity","kWh",{"$f":"IF(OR(Conversion[[#This Row],[Units of Energy Savings]]=\"\",Conversion[[#This Row],[Units of Energy Savings]]=\"n/a\"),\"n/a\",Calc)","v":"n/a"},{"$f":"INDEX(Lookups_Heating_Fuel_Prices,MATCH(Conversion[[#This Row],[Heating Fuel Consumed by Home]],Lookups_Heating_Fuel_For_Price,),1)","v":{"$error":"#N/A"}},"n/a",null,null,null,"Electricity",{"$error":"#N/A"},"n/a","N",{"$f":"SUM(Conversion[[#This Row],[Dollar Savings9]],Conversion[[#This Row],[Dollar Savings]])","v":0},{"$f":"IF(ISERROR(VLOOKUP(Conversion[[#This Row],[GJGNY Measure]],'Loan Application - Step 1'!$C$43:$C$82,1,)),\"\",\"Yes\")","v":""},20,"R-10 ",{"$f":"IF(ISERROR(VLOOKUP(Conversion[[#This Row],[GJGNY Measure]],'Loan Application - Step 1'!$C$43:$C$82,1,)),\"\",\"Yes\")","v":""},"N"]
["Water Heater - Tank: Heat Pump",{"$f":"CONCATENATE(Conversion[[#This Row],[Savings Unit Type]],Conversion[[#This Row],[Unit Type Consumed by Home]],IF(OR(Conversion[[#This Row],[Heating Fuel Consumed by Home]]=\"Oil\",Conversion[[#This Row],[Heating Fuel Consumed by Home]]=\"Propane\"),\" - \"&Conversion[[#This Row],[Heating Fuel Consumed by Home]],\"\"))","v":{"$error":"#N/A"}},{"$f":"'DHW Savings'!$B$15","v":{"$error":"#N/A"}},"kWh",{"$f":"Raw_Water_Heating_Fuel_Existing","v":0},{"$error":"#N/A"},{"$f":"IF(OR(Conversion[[#This Row],[Units of Energy Savings]]=\"\",Conversion[[#This Row],[Units of Energy Savings]]=\"n/a\"),\"n/a\",Calc)","v":{"$error":"#N/A"}},{"$f":"INDEX(Lookups_Heating_Fuel_Prices,MATCH(Conversion[[#This Row],[Heating Fuel Consumed by Home]],Lookups_Heating_Fuel_For_Price,),1)","v":{"$error":"#N/A"}},{"$f":"IF(ISERROR(H29*G29),\"n/a\",H29*G29)","v":"n/a"},null,null,null,"Electricity",{"$f":"Lookups_Electric_Rate","v":{"$error":"#N/A"}},{"$f":"IF(ISERROR(K29*N29),\"n/a\",K29*N29)","v":"n/a"},"Y",{"$f":"SUM(Conversion[[#This Row],[Dollar Savings9]],Conversion[[#This Row],[Dollar Savings]])","v":0},{"$f":"IF(ISERROR(VLOOKUP(Conversion[[#This Row],[GJGNY Measure]],'Loan Application - Step 1'!$C$43:$C$82,1,)),\"\",\"Yes\")","v":""},10,"≤ 55 gallon tank UEF > 2.0; >55 gallon tank UEF > 2.2; ENERGY STAR Qualified, Must be installed in an unconditioned space.",{"$f":"IF(ISERROR(VLOOKUP(Conversion[[#This Row],[GJGNY Measure]],'Loan Application - Step 1'!$C$43:$C$82,1,)),\"\",\"Yes\")","v":""},"Y"]
["Water Heater - Tank: Natural Gas or LP",{"$f":"CONCATENATE(Conversion[[#This Row],[Savings Unit Type]],Conversion[[#This Row],[Unit Type Consumed by Home]],IF(OR(Conversion[[#This Row],[Heating Fuel Consumed by Home]]=\"Oil\",Conversion[[#This Row],[Heating Fuel Consumed by Home]]=\"Propane\"),\" - \"&Conversion[[#This Row],[Heating Fuel Consumed by Home]],\"\"))","v":{"$error":"#N/A"}},{"$f":"'DHW Savings'!$B$15","v":{"$error":"#N/A"}},"kWh",0,{"$f":"INDEX(Lookups_Heating_Fuel_Selling_Units,MATCH(E30,Lookups_HVAC_1_Heating_Fuel,),1)","v":{"$error":"#N/A"}},{"$f":"IF(OR(Conversion[[#This Row],[Units of Energy Savings]]=\"\",Conversion[[#This Row],[Units of Energy Savings]]=\"n/a\"),\"n/a\",Calc)","v":{"$error":"#N/A"}},{"$f":"INDEX(Lookups_Heating_Fuel_Prices,MATCH(Conversion[[#This Row],[Heating Fuel Consumed by Home]],Lookups_Heating_Fuel_For_Price,),1)","v":{"$error":"#N/A"}},{"$f":"IF(ISERROR(H30*G30),\"n/a\",H30*G30)","v":"n/a"},null,null,null,"Electricity",{"$error":"#N/A"},{"$f":"IF(ISERROR(K30*N30),\"n/a\",K30*N30)","v":"n/a"},"Y",{"$f":"SUM(Conversion[[#This Row],[Dollar Savings9]],Conversion[[#This Row],[Dollar Savings]])","v":0},{"$f":"IF(ISERROR(VLOOKUP(Conversion[[#This Row],[GJGNY Measure]],'Loan Application - Step 1'!$C$43:$C$82,1,)),\"\",\"Yes\")","v":""},20,"ENERGY STAR Qualified. 40-100 gallons",{"$f":"IF(ISERROR(VLOOKUP(Conversion[[#This Row],[GJGNY Measure]],'Loan Application - Step 1'!$C$43:$C$82,1,)),\"\",\"Yes\")","v":""},"Y"]
["Water Heater - Tank: Electric Resistance",{"$f":"CONCATENATE(Conversion[[#This Row],[Savings Unit Type]],Conversion[[#This Row],[Unit Type Consumed by Home]],IF(OR(Conversion[[#This Row],[Heating Fuel Consumed by Home]]=\"Oil\",Conversion[[#This Row],[Heating Fuel Consumed by Home]]=\"Propane\"),\" - \"&Conversion[[#This Row],[Heating Fuel Consumed by Home]],\"\"))","v":{"$error":"#N/A"}},{"$f":"'DHW Savings'!$B$15","v":{"$error":"#N/A"}},"kWh",0,{"$f":"INDEX(Lookups_Heating_Fuel_Selling_Units,MATCH(E31,Lookups_HVAC_1_Heating_Fuel,),1)","v":{"$error":"#N/A"}},{"$f":"IF(OR(Conversion[[#This Row],[Units of Energy Savings]]=\"\",Conversion[[#This Row],[Units of Energy Savings]]=\"n/a\"),\"n/a\",Calc)","v":{"$error":"#N/A"}},{"$f":"INDEX(Lookups_Heating_Fuel_Prices,MATCH(Conversion[[#This Row],[Heating Fuel Consumed by Home]],Lookups_Heating_Fuel_For_Price,),1)","v":{"$error":"#N/A"}},{"$f":"IF(ISERROR(H31*G31),\"n/a\",H31*G31)","v":"n/a"},null,null,null,"Electricity",{"$error":"#N/A"},{"$f":"IF(ISERROR(K31*N31),\"n/a\",K31*N31)","v":"n/a"},"Y",{"$f":"SUM(Conversion[[#This Row],[Dollar Savings9]],Conversion[[#This Row],[Dollar Savings]])","v":0},{"$f":"IF(ISERROR(VLOOKUP(Conversion[[#This Row],[GJGNY Measure]],'Loan Application - Step 1'!$C$43:$C$82,1,)),\"\",\"Yes\")","v":""},15,"ENERGY STAR Qualified",{"$f":"IF(ISERROR(VLOOKUP(Conversion[[#This Row],[GJGNY Measure]],'Loan Application - Step 1'!$C$43:$C$82,1,)),\"\",\"Yes\")","v":""},"N"]
["Water Heater - Tank: Oil",{"$f":"CONCATENATE(Conversion[[#This Row],[Savings Unit Type]],Conversion[[#This Row],[Unit Type Consumed by Home]],IF(OR(Conversion[[#This Row],[Heating Fuel Consumed by Home]]=\"Oil\",Conversion[[#This Row],[Heating Fuel Consumed by Home]]=\"Propane\"),\" - \"&Conversion[[#This Row],[Heating Fuel Consumed by Home]],\"\"))","v":{"$error":"#N/A"}},{"$f":"'DHW Savings'!$B$15","v":{"$error":"#N/A"}},"kWh",0,{"$error":"#N/A"},{"$f":"IF(OR(Conversion[[#This Row],[Units of Energy Savings]]=\"\",Conversion[[#This Row],[Units of Energy Savings]]=\"n/a\"),\"n/a\",Calc)","v":{"$error":"#N/A"}},{"$f":"INDEX(Lookups_Heating_Fuel_Prices,MATCH(Conversion[[#This Row],[Heating Fuel Consumed by Home]],Lookups_Heating_Fuel_For_Price,),1)","v":{"$error":"#N/A"}},"n/a",null,null,null,"Electricity",{"$error":"#N/A"},"n/a","Y",{"$f":"SUM(Conversion[[#This Row],[Dollar Savings9]],Conversion[[#This Row],[Dollar Savings]])","v":0},{"$f":"IF(ISERROR(VLOOKUP(Conversion[[#This Row],[GJGNY Measure]],'Loan Application - Step 1'!$C$43:$C$82,1,)),\"\",\"Yes\")","v":""},15,"20-100 gallons, UEF > 0.68",{"$f":"IF(ISERROR(VLOOKUP(Conversion[[#This Row],[GJGNY Measure]],'Loan Application - Step 1'!$C$43:$C$82,1,)),\"\",\"Yes\")","v":""},"Y"]
["Water Heater - Tank: Indirect",{"$f":"CONCATENATE(Conversion[[#This Row],[Savings Unit Type]],Conversion[[#This Row],[Unit Type Consumed by Home]],IF(OR(Conversion[[#This Row],[Heating Fuel Consumed by Home]]=\"Oil\",Conversion[[#This Row],[Heating Fuel Consumed by Home]]=\"Propane\"),\" - \"&Conversion[[#This Row],[Heating Fuel Consumed by Home]],\"\"))","v":{"$error":"#N/A"}},{"$f":"'DHW Savings'!$B$15","v":{"$error":"#N/A"}},"kWh",0,{"$f":"INDEX(Lookups_Heating_Fuel_Selling_Units,MATCH(E33,Lookups_HVAC_1_Heating_Fuel,),1)","v":{"$error":"#N/A"}},{"$f":"IF(OR(Conversion[[#This Row],[Units of Energy Savings]]=\"\",Conversion[[#This Row],[Units of Energy Savings]]=\"n/a\"),\"n/a\",Calc)","v":{"$error":"#N/A"}},{"$f":"INDEX(Lookups_Heating_Fuel_Prices,MATCH(Conversion[[#This Row],[Heating Fuel Consumed by Home]],Lookups_Heating_Fuel_For_Price,),1)","v":{"$error":"#N/A"}},{"$f":"IF(ISERROR(H33*G33),\"n/a\",H33*G33)","v":"n/a"},null,null,null,"Electricity",{"$error":"#N/A"},{"$f":"IF(ISERROR(K33*N33),\"n/a\",K33*N33)","v":"n/a"},"Y",{"$f":"SUM(Conversion[[#This Row],[Dollar Savings9]],Conversion[[#This Row],[Dollar Savings]])","v":0},{"$f":"IF(ISERROR(VLOOKUP(Conversion[[#This Row],[GJGNY Measure]],'Loan Application - Step 1'!$C$43:$C$82,1,)),\"\",\"Yes\")","v":""},13,"UL Approved ",{"$f":"IF(ISERROR(VLOOKUP(Conversion[[#This Row],[GJGNY Measure]],'Loan Application - Step 1'!$C$43:$C$82,1,)),\"\",\"Yes\")","v":""},"Y"]
["Water Heater - On-Demand/Tankless: Natural Gas or LP",{"$f":"CONCATENATE(Conversion[[#This Row],[Savings Unit Type]],Conversion[[#This Row],[Unit Type Consumed by Home]],IF(OR(Conversion[[#This Row],[Heating Fuel Consumed by Home]]=\"Oil\",Conversion[[#This Row],[Heating Fuel Consumed by Home]]=\"Propane\"),\" - \"&Conversion[[#This Row],[Heating Fuel Consumed by Home]],\"\"))","v":{"$error":"#N/A"}},{"$f":"'DHW Savings'!$B$15","v":{"$error":"#N/A"}},"kWh",0,{"$f":"INDEX(Lookups_Heating_Fuel_Selling_Units,MATCH(E34,Lookups_HVAC_1_Heating_Fuel,),1)","v":{"$error":"#N/A"}},{"$f":"IF(OR(Conversion[[#This Row],[Units of Energy Savings]]=\"\",Conversion[[#This Row],[Units of Energy Savings]]=\"n/a\"),\"n/a\",Calc)","v":{"$error":"#N/A"}},{"$f":"INDEX(Lookups_Heating_Fuel_Prices,MATCH(Conversion[[#This Row],[Heating Fuel Consumed by Home]],Lookups_Heating_Fuel_For_Price,),1)","v":{"$error":"#N/A"}},{"$f":"IF(ISERROR(H34*G34),\"n/a\",H34*G34)","v":"n/a"},null,null,null,"Electricity",{"$error":"#N/A"},{"$f":"IF(ISERROR(K34*N34),\"n/a\",K34*N34)","v":"n/a"},"Y",{"$f":"SUM(Conversion[[#This Row],[Dollar Savings9]],Conversion[[#This Row],[Dollar Savings]])","v":0},{"$f":"IF(ISERROR(VLOOKUP(Conversion[[#This Row],[GJGNY Measure]],'Loan Application - Step 1'!$C$43:$C$82,1,)),\"\",\"Yes\")","v":""},20,"ENERGY STAR Qualified. Must replace a conventional 40 or 50 gallon tank.",{"$f":"IF(ISERROR(VLOOKUP(Conversion[[#This Row],[GJGNY Measure]],'Loan Application - Step 1'!$C$43:$C$82,1,)),\"\",\"Yes\")","v":""},"Y"]
["DHW Pipe Insulation",{"$f":"CONCATENATE(Conversion[[#This Row],[Savings Unit Type]],Conversion[[#This Row],[Unit Type Consumed by Home]],IF(OR(Conversion[[#This Row],[Heating Fuel Consumed by Home]]=\"Oil\",Conversion[[#This Row],[Heating Fuel Consumed by Home]]=\"Propane\"),\" - \"&Conversion[[#This Row],[Heating Fuel Consumed by Home]],\"\"))","v":{"$error":"#N/A"}},null,null,0,{"$error":"#N/A"},{"$f":"IF(OR(Conversion[[#This Row],[Units of Energy Savings]]=\"\",Conversion[[#This Row],[Units of Energy Savings]]=\"n/a\"),\"n/a\",Calc)","v":"n/a"},{"$f":"INDEX(Lookups_Heating_Fuel_Prices,MATCH(Conversion[[#This Row],[Heating Fuel Consumed by Home]],Lookups_Heating_Fuel_For_Price,),1)","v":{"$error":"#N/A"}},"n/a",null,null,null,"Electricity",{"$error":"#N/A"},"n/a","N",{"$f":"SUM(Conversion[[#This Row],[Dollar Savings9]],Conversion[[#This Row],[Dollar Savings]])","v":0},{"$f":"IF(ISERROR(VLOOKUP(Conversion[[#This Row],[GJGNY Measure]],'Loan Application - Step 1'!$C$43:$C$82,1,)),\"\",\"Yes\")","v":""},11,"R-3 ",{"$f":"IF(ISERROR(VLOOKUP(Conversion[[#This Row],[GJGNY Measure]],'Loan Application - Step 1'!$C$43:$C$82,1,)),\"\",\"Yes\")","v":""},"Y"]
["Primary Refrigerator",{"$f":"CONCATENATE(Conversion[[#This Row],[Savings Unit Type]],Conversion[[#This Row],[Unit Type Consumed by Home]],IF(OR(Conversion[[#This Row],[Heating Fuel Consumed by Home]]=\"Oil\",Conversion[[#This Row],[Heating Fuel Consumed by Home]]=\"Propane\"),\" - \"&Conversion[[#This Row],[Heating Fuel Consumed by Home]],\"\"))","v":"kWhkWh"},{"$f":"Savings_Primary_Refrigerator_kWh","v":"n/a"},"kWh","Electricity","kWh",{"$f":"IF(OR(Conversion[[#This Row],[Units of Energy Savings]]=\"\",Conversion[[#This Row],[Units of Energy Savings]]=\"n/a\"),\"n/a\",Calc)","v":"n/a"},{"$f":"INDEX(Lookups_Heating_Fuel_Prices,MATCH(Conversion[[#This Row],[Heating Fuel Consumed by Home]],Lookups_Heating_Fuel_For_Price,),1)","v":{"$error":"#N/A"}},"n/a",null,null,null,"Electricity",{"$error":"#N/A"},"n/a","Y",{"$f":"SUM(Conversion[[#This Row],[Dollar Savings9]],Conversion[[#This Row],[Dollar Savings]])","v":0},{"$f":"IF(ISERROR(VLOOKUP(Conversion[[#This Row],[GJGNY Measure]],'Loan Application - Step 1'!$C$43:$C$82,1,)),\"\",\"Yes\")","v":""},17,"CEE Tier 2 or 3.",{"$f":"IF(ISERROR(VLOOKUP(Conversion[[#This Row],[GJGNY Measure]],'Loan Application - Step 1'!$C$43:$C$82,1,)),\"\",\"Yes\")","v":""},"Y"]
["Secondary Refrigerator/Freezer",{"$f":"CONCATENATE(Conversion[[#This Row],[Savings Unit Type]],Conversion[[#This Row],[Unit Type Consumed by Home]],IF(OR(Conversion[[#This Row],[Heating Fuel Consumed by Home]]=\"Oil\",Conversion[[#This Row],[Heating Fuel Consumed by Home]]=\"Propane\"),\" - \"&Conversion[[#This Row],[Heating Fuel Consumed by Home]],\"\"))","v":"kWhkWh"},{"$f":"Savings_Secondary_Refrigerator_Freezer_kWh","v":"n/a"},"kWh","Electricity","kWh",{"$f":"IF(OR(Conversion[[#This Row],[Units of Energy Savings]]=\"\",Conversion[[#This Row],[Units of Energy Savings]]=\"n/a\"),\"n/a\",Calc)","v":"n/a"},{"$f":"INDEX(Lookups_Heating_Fuel_Prices,MATCH(Conversion[[#This Row],[Heating Fuel Consumed by Home]],Lookups_Heating_Fuel_For_Price,),1)","v":{"$error":"#N/A"}},"n/a",null,null,null,"Electricity",{"$error":"#N/A"},"n/a","Y",{"$f":"SUM(Conversion[[#This Row],[Dollar Savings9]],Conversion[[#This Row],[Dollar Savings]])","v":0},{"$f":"IF(ISERROR(VLOOKUP(Conversion[[#This Row],[GJGNY Measure]],'Loan Application - Step 1'!$C$43:$C$82,1,)),\"\",\"Yes\")","v":""},15,"ENERGY STAR Qualified ",{"$f":"IF(ISERROR(VLOOKUP(Conversion[[#This Row],[GJGNY Measure]],'Loan Application - Step 1'!$C$43:$C$82,1,)),\"\",\"Yes\")","v":""},"Y"]
["Clothes washer",{"$f":"CONCATENATE(Conversion[[#This Row],[Savings Unit Type]],Conversion[[#This Row],[Unit Type Consumed by Home]],IF(OR(Conversion[[#This Row],[Heating Fuel Consumed by Home]]=\"Oil\",Conversion[[#This Row],[Heating Fuel Consumed by Home]]=\"Propane\"),\" - \"&Conversion[[#This Row],[Heating Fuel Consumed by Home]],\"\"))","v":"kWhkWh"},{"$f":"Savings_Clothes_Washer_kWh","v":"n/a"},"kWh","Electricity","kWh",{"$f":"IF(OR(Conversion[[#This Row],[Units of Energy Savings]]=\"\",Conversion[[#This Row],[Units of Energy Savings]]=\"n/a\"),\"n/a\",Calc)","v":"n/a"},{"$f":"INDEX(Lookups_Heating_Fuel_Prices,MATCH(Conversion[[#This Row],[Heating Fuel Consumed by Home]],Lookups_Heating_Fuel_For_Price,),1)","v":{"$error":"#N/A"}},"n/a",null,null,null,"Electricity",{"$error":"#N/A"},"n/a","Y",{"$f":"SUM(Conversion[[#This Row],[Dollar Savings9]],Conversion[[#This Row],[Dollar Savings]])","v":0},{"$f":"IF(ISERROR(VLOOKUP(Conversion[[#This Row],[GJGNY Measure]],'Loan Application - Step 1'!$C$43:$C$82,1,)),\"\",\"Yes\")","v":""},15,"ENERGY STAR Qualified ",{"$f":"IF(ISERROR(VLOOKUP(Conversion[[#This Row],[GJGNY Measure]],'Loan Application - Step 1'!$C$43:$C$82,1,)),\"\",\"Yes\")","v":""},"N"]
["Dishwasher",{"$f":"CONCATENATE(Conversion[[#This Row],[Savings Unit Type]],Conversion[[#This Row],[Unit Type Consumed by Home]],IF(OR(Conversion[[#This Row],[Heating Fuel Consumed by Home]]=\"Oil\",Conversion[[#This Row],[Heating Fuel Consumed by Home]]=\"Propane\"),\" - \"&Conversion[[#This Row],[Heating Fuel Consumed by Home]],\"\"))","v":"kWhkWh"},{"$f":"Savings_Dishwasher_kWh","v":0},"kWh","Electricity","kWh",{"$f":"IF(OR(Conversion[[#This Row],[Units of Energy Savings]]=\"\",Conversion[[#This Row],[Units of Energy Savings]]=\"n/a\"),\"n/a\",Calc)","v":0},{"$f":"INDEX(Lookups_Heating_Fuel_Prices,MATCH(Conversion[[#This Row],[Heating Fuel Consumed by Home]],Lookups_Heating_Fuel_For_Price,),1)","v":{"$error":"#N/A"}},"n/a",null,null,null,"Electricity",{"$error":"#N/A"},"n/a","Y",{"$f":"SUM(Conversion[[#This Row],[Dollar Savings9]],Conversion[[#This Row],[Dollar Savings]])","v":0},{"$f":"IF(ISERROR(VLOOKUP(Conversion[[#This Row],[GJGNY Measure]],'Loan Application - Step 1'!$C$43:$C$82,1,)),\"\",\"Yes\")","v":""},15,"ENERGY STAR Qualified ",{"$f":"IF(ISERROR(VLOOKUP(Conversion[[#This Row],[GJGNY Measure]],'Loan Application - Step 1'!$C$43:$C$82,1,)),\"\",\"Yes\")","v":""},"N"]
["Dehumidifier",{"$f":"CONCATENATE(Conversion[[#This Row],[Savings Unit Type]],Conversion[[#This Row],[Unit Type Consumed by Home]],IF(OR(Conversion[[#This Row],[Heating Fuel Consumed by Home]]=\"Oil\",Conversion[[#This Row],[Heating Fuel Consumed by Home]]=\"Propane\"),\" - \"&Conversion[[#This Row],[Heating Fuel Consumed by Home]],\"\"))","v":"kWhkWh"},{"$f":"Savings_Dehumidifier_kWh","v":"n/a"},"kWh","Electricity","kWh",{"$f":"IF(OR(Conversion[[#This Row],[Units of Energy Savings]]=\"\",Conversion[[#This Row],[Units of Energy Savings]]=\"n/a\"),\"n/a\",Calc)","v":"n/a"},{"$f":"INDEX(Lookups_Heating_Fuel_Prices,MATCH(Conversion[[#This Row],[Heating Fuel Consumed by Home]],Lookups_Heating_Fuel_For_Price,),1)","v":{"$error":"#N/A"}},"n/a",null,null,null,"Electricity",{"$error":"#N/A"},"n/a","Y",{"$f":"SUM(Conversion[[#This Row],[Dollar Savings9]],Conversion[[#This Row],[Dollar Savings]])","v":0},{"$f":"IF(ISERROR(VLOOKUP(Conversion[[#This Row],[GJGNY Measure]],'Loan Application - Step 1'!$C$43:$C$82,1,)),\"\",\"Yes\")","v":""},15,"ENERGY STAR Qualified ",{"$f":"IF(ISERROR(VLOOKUP(Conversion[[#This Row],[GJGNY Measure]],'Loan Application - Step 1'!$C$43:$C$82,1,)),\"\",\"Yes\")","v":""},"Y"]
["Lighting Upgrade",{"$f":"CONCATENATE(Conversion[[#This Row],[Savings Unit Type]],Conversion[[#This Row],[Unit Type Consumed by Home]],IF(OR(Conversion[[#This Row],[Heating Fuel Consumed by Home]]=\"Oil\",Conversion[[#This Row],[Heating Fuel Consumed by Home]]=\"Propane\"),\" - \"&Conversion[[#This Row],[Heating Fuel Consumed by Home]],\"\"))","v":"kWhkWh"},{"$f":"IF('Audit Summary Report'!N94<>\"n/a\",Savings_Lighting_kWh,0)","v":0},"kWh","Electricity","kWh",{"$f":"IF(OR(Conversion[[#This Row],[Units of Energy Savings]]=\"\",Conversion[[#This Row],[Units of Energy Savings]]=\"n/a\"),\"n/a\",Calc)","v":0},{"$f":"INDEX(Lookups_Heating_Fuel_Prices,MATCH(Conversion[[#This Row],[Heating Fuel Consumed by Home]],Lookups_Heating_Fuel_For_Price,),1)","v":{"$error":"#N/A"}},"n/a",null,null,null,"Electricity",{"$error":"#N/A"},"n/a","Y",{"$f":"SUM(Conversion[[#This Row],[Dollar Savings9]],Conversion[[#This Row],[Dollar Savings]])","v":0},{"$f":"IF(ISERROR(VLOOKUP(Conversion[[#This Row],[GJGNY Measure]],'Loan Application - Step 1'!$C$43:$C$82,1,)),\"\",\"Yes\")","v":""},15,"ENERGY STAR Qualified ",{"$f":"IF(ISERROR(VLOOKUP(Conversion[[#This Row],[GJGNY Measure]],'Loan Application - Step 1'!$C$43:$C$82,1,)),\"\",\"Yes\")","v":""},"Y"]
["Light Fixtures",{"$f":"CONCATENATE(Conversion[[#This Row],[Savings Unit Type]],Conversion[[#This Row],[Unit Type Consumed by Home]],IF(OR(Conversion[[#This Row],[Heating Fuel Consumed by Home]]=\"Oil\",Conversion[[#This Row],[Heating Fuel Consumed by Home]]=\"Propane\"),\" - \"&Conversion[[#This Row],[Heating Fuel Consumed by Home]],\"\"))","v":"kWh"},null,null,"Electricity","kWh",{"$f":"IF(OR(Conversion[[#This Row],[Units of Energy Savings]]=\"\",Conversion[[#This Row],[Units of Energy Savings]]=\"n/a\"),\"n/a\",Calc)","v":"n/a"},{"$f":"INDEX(Lookups_Heating_Fuel_Prices,MATCH(Conversion[[#This Row],[Heating Fuel Consumed by Home]],Lookups_Heating_Fuel_For_Price,),1)","v":{"$error":"#N/A"}},"n/a",null,null,null,"Electricity",{"$error":"#N/A"},"n/a","Y",{"$f":"SUM(Conversion[[#This Row],[Dollar Savings9]],Conversion[[#This Row],[Dollar Savings]])","v":0},{"$f":"IF(ISERROR(VLOOKUP(Conversion[[#This Row],[GJGNY Measure]],'Loan Application - Step 1'!$C$43:$C$82,1,)),\"\",\"Yes\")","v":""},20,"ENERGY STAR Qualified for compact fluorescent, or electronic ballast for fluorescent tubes ",{"$f":"IF(ISERROR(VLOOKUP(Conversion[[#This Row],[GJGNY Measure]],'Loan Application - Step 1'!$C$43:$C$82,1,)),\"\",\"Yes\")","v":""},"N"]
["Low Flow Showerhead ",{"$f":"CONCATENATE(Conversion[[#This Row],[Savings Unit Type]],Conversion[[#This Row],[Unit Type Consumed by Home]],IF(OR(Conversion[[#This Row],[Heating Fuel Consumed by Home]]=\"Oil\",Conversion[[#This Row],[Heating Fuel Consumed by Home]]=\"Propane\"),\" - \"&Conversion[[#This Row],[Heating Fuel Consumed by Home]],\"\"))","v":{"$error":"#N/A"}},{"$f":"IF(ISERROR(Savings_Showerhead_DHW_kWh),\"n/a\",Savings_Showerhead_DHW_kWh)","v":"n/a"},"kWh",{"$f":"Raw_Water_Heating_Fuel_Existing","v":0},{"$error":"#N/A"},{"$f":"IF(OR(Conversion[[#This Row],[Units of Energy Savings]]=\"\",Conversion[[#This Row],[Units of Energy Savings]]=\"n/a\"),\"n/a\",Calc)","v":"n/a"},{"$f":"INDEX(Lookups_Heating_Fuel_Prices,MATCH(Conversion[[#This Row],[Heating Fuel Consumed by Home]],Lookups_Heating_Fuel_For_Price,),1)","v":{"$error":"#N/A"}},"n/a",null,null,null,"Electricity",{"$error":"#N/A"},"n/a","Y",{"$f":"SUM(Conversion[[#This Row],[Dollar Savings9]],Conversion[[#This Row],[Dollar Savings]])","v":0},{"$f":"IF(ISERROR(VLOOKUP(Conversion[[#This Row],[GJGNY Measure]],'Loan Application - Step 1'!$C$43:$C$82,1,)),\"\",\"Yes\")","v":""},10,"Maximum flow rate of 1.5 gallons per minute. Aerating type showerheads not eligible. ",{"$f":"IF(ISERROR(VLOOKUP(Conversion[[#This Row],[GJGNY Measure]],'Loan Application - Step 1'!$C$43:$C$82,1,)),\"\",\"Yes\")","v":""},"Y"]
["Faucet Aerator",{"$f":"CONCATENATE(Conversion[[#This Row],[Savings Unit Type]],Conversion[[#This Row],[Unit Type Consumed by Home]],IF(OR(Conversion[[#This Row],[Heating Fuel Consumed by Home]]=\"Oil\",Conversion[[#This Row],[Heating Fuel Consumed by Home]]=\"Propane\"),\" - \"&Conversion[[#This Row],[Heating Fuel Consumed by Home]],\"\"))","v":{"$error":"#N/A"}},{"$f":"Savings_Faucet_DHW_kWh","v":70},"kWh",{"$f":"Raw_Water_Heating_Fuel_Existing","v":0},{"$error":"#N/A"},{"$f":"IF(OR(Conversion[[#This Row],[Units of Energy Savings]]=\"\",Conversion[[#This Row],[Units of Energy Savings]]=\"n/a\"),\"n/a\",Calc)","v":{"$error":"#N/A"}},{"$f":"INDEX(Lookups_Heating_Fuel_Prices,MATCH(Conversion[[#This Row],[Heating Fuel Consumed by Home]],Lookups_Heating_Fuel_For_Price,),1)","v":{"$error":"#N/A"}},"n/a",null,null,null,"Electricity",{"$error":"#N/A"},"n/a","Y",{"$f":"SUM(Conversion[[#This Row],[Dollar Savings9]],Conversion[[#This Row],[Dollar Savings]])","v":0},{"$f":"IF(ISERROR(VLOOKUP(Conversion[[#This Row],[GJGNY Measure]],'Loan Application - Step 1'!$C$43:$C$82,1,)),\"\",\"Yes\")","v":""},10,"No minimum efficiency requirement ",{"$f":"IF(ISERROR(VLOOKUP(Conversion[[#This Row],[GJGNY Measure]],'Loan Application - Step 1'!$C$43:$C$82,1,)),\"\",\"Yes\")","v":""},"Y"]
["Knob and tube wiring",{"$f":"CONCATENATE(Conversion[[#This Row],[Savings Unit Type]],Conversion[[#This Row],[Unit Type Consumed by Home]],IF(OR(Conversion[[#This Row],[Heating Fuel Consumed by Home]]=\"Oil\",Conversion[[#This Row],[Heating Fuel Consumed by Home]]=\"Propane\"),\" - \"&Conversion[[#This Row],[Heating Fuel Consumed by Home]],\"\"))","v":{"$error":"#N/A"}},null,null,null,{"$error":"#N/A"},{"$f":"IF(OR(Conversion[[#This Row],[Units of Energy Savings]]=\"\",Conversion[[#This Row],[Units of Energy Savings]]=\"n/a\"),\"n/a\",Calc)","v":"n/a"},{"$f":"INDEX(Lookups_Heating_Fuel_Prices,MATCH(Conversion[[#This Row],[Heating Fuel Consumed by Home]],Lookups_Heating_Fuel_For_Price,),1)","v":{"$error":"#N/A"}},"n/a",null,null,null,"Electricity",{"$error":"#N/A"},"n/a","N",{"$f":"SUM(Conversion[[#This Row],[Dollar Savings9]],Conversion[[#This Row],[Dollar Savings]])","v":0},{"$f":"IF(ISERROR(VLOOKUP(Conversion[[#This Row],[GJGNY Measure]],'Loan Application - Step 1'!$C$43:$C$82,1,)),\"\",\"Yes\")","v":""},0,"If necessary in order to install insulation",{"$f":"IF(ISERROR(VLOOKUP(Conversion[[#This Row],[GJGNY Measure]],'Loan Application - Step 1'!$C$43:$C$82,1,)),\"\",\"Yes\")","v":""},"N"]
["Gas leak repair",{"$f":"CONCATENATE(Conversion[[#This Row],[Savings Unit Type]],Conversion[[#This Row],[Unit Type Consumed by Home]],IF(OR(Conversion[[#This Row],[Heating Fuel Consumed by Home]]=\"Oil\",Conversion[[#This Row],[Heating Fuel Consumed by Home]]=\"Propane\"),\" - \"&Conversion[[#This Row],[Heating Fuel Consumed by Home]],\"\"))","v":{"$error":"#N/A"}},null,null,null,{"$error":"#N/A"},{"$f":"IF(OR(Conversion[[#This Row],[Units of Energy Savings]]=\"\",Conversion[[#This Row],[Units of Energy Savings]]=\"n/a\"),\"n/a\",Calc)","v":"n/a"},{"$f":"INDEX(Lookups_Heating_Fuel_Prices,MATCH(Conversion[[#This Row],[Heating Fuel Consumed by Home]],Lookups_Heating_Fuel_For_Price,),1)","v":{"$error":"#N/A"}},"n/a",null,null,null,"Electricity",{"$error":"#N/A"},"n/a","N",{"$f":"SUM(Conversion[[#This Row],[Dollar Savings9]],Conversion[[#This Row],[Dollar Savings]])","v":0},{"$f":"IF(ISERROR(VLOOKUP(Conversion[[#This Row],[GJGNY Measure]],'Loan Application - Step 1'!$C$43:$C$82,1,)),\"\",\"Yes\")","v":""},0,"Repaired in compliance with applicable codes ",{"$f":"IF(ISERROR(VLOOKUP(Conversion[[#This Row],[GJGNY Measure]],'Loan Application - Step 1'!$C$43:$C$82,1,)),\"\",\"Yes\")","v":""},"N"]
["CAZ Spillage Repairs",{"$f":"CONCATENATE(Conversion[[#This Row],[Savings Unit Type]],Conversion[[#This Row],[Unit Type Consumed by Home]],IF(OR(Conversion[[#This Row],[Heating Fuel Consumed by Home]]=\"Oil\",Conversion[[#This Row],[Heating Fuel Consumed by Home]]=\"Propane\"),\" - \"&Conversion[[#This Row],[Heating Fuel Consumed by Home]],\"\"))","v":{"$error":"#N/A"}},null,null,null,{"$error":"#N/A"},{"$f":"IF(OR(Conversion[[#This Row],[Units of Energy Savings]]=\"\",Conversion[[#This Row],[Units of Energy Savings]]=\"n/a\"),\"n/a\",Calc)","v":"n/a"},{"$f":"INDEX(Lookups_Heating_Fuel_Prices,MATCH(Conversion[[#This Row],[Heating Fuel Consumed by Home]],Lookups_Heating_Fuel_For_Price,),1)","v":{"$error":"#N/A"}},"n/a",null,null,null,"Electricity",{"$error":"#N/A"},"n/a","N",{"$f":"SUM(Conversion[[#This Row],[Dollar Savings9]],Conversion[[#This Row],[Dollar Savings]])","v":0},{"$f":"IF(ISERROR(VLOOKUP(Conversion[[#This Row],[GJGNY Measure]],'Loan Application - Step 1'!$C$43:$C$82,1,)),\"\",\"Yes\")","v":""},0,"Allowed when combustion safety tests indicate problem(s) with CAZ, per BPI 1200 standards ",{"$f":"IF(ISERROR(VLOOKUP(Conversion[[#This Row],[GJGNY Measure]],'Loan Application - Step 1'!$C$43:$C$82,1,)),\"\",\"Yes\")","v":""},"N"]
["CO Mitigation Repairs",{"$f":"CONCATENATE(Conversion[[#This Row],[Savings Unit Type]],Conversion[[#This Row],[Unit Type Consumed by Home]],IF(OR(Conversion[[#This Row],[Heating Fuel Consumed by Home]]=\"Oil\",Conversion[[#This Row],[Heating Fuel Consumed by Home]]=\"Propane\"),\" - \"&Conversion[[#This Row],[Heating Fuel Consumed by Home]],\"\"))","v":{"$error":"#N/A"}},null,null,null,{"$error":"#N/A"},{"$f":"IF(OR(Conversion[[#This Row],[Units of Energy Savings]]=\"\",Conversion[[#This Row],[Units of Energy Savings]]=\"n/a\"),\"n/a\",Calc)","v":"n/a"},{"$f":"INDEX(Lookups_Heating_Fuel_Prices,MATCH(Conversion[[#This Row],[Heating Fuel Consumed by Home]],Lookups_Heating_Fuel_For_Price,),1)","v":{"$error":"#N/A"}},"n/a",null,null,null,"Electricity",{"$error":"#N/A"},"n/a","N",{"$f":"SUM(Conversion[[#This Row],[Dollar Savings9]],Conversion[[#This Row],[Dollar Savings]])","v":0},{"$f":"IF(ISERROR(VLOOKUP(Conversion[[#This Row],[GJGNY Measure]],'Loan Application - Step 1'!$C$43:$C$82,1,)),\"\",\"Yes\")","v":""},0,"Per BPI 1200 limits and/or manufacturer specifications, as appropriate ",{"$f":"IF(ISERROR(VLOOKUP(Conversion[[#This Row],[GJGNY Measure]],'Loan Application - Step 1'!$C$43:$C$82,1,)),\"\",\"Yes\")","v":""},"N"]
["Dryer vent repair",{"$f":"CONCATENATE(Conversion[[#This Row],[Savings Unit Type]],Conversion[[#This Row],[Unit Type Consumed by Home]],IF(OR(Conversion[[#This Row],[Heating Fuel Consumed by Home]]=\"Oil\",Conversion[[#This Row],[Heating Fuel Consumed by Home]]=\"Propane\"),\" - \"&Conversion[[#This Row],[Heating Fuel Consumed by Home]],\"\"))","v":{"$error":"#N/A"}},null,null,null,{"$error":"#N/A"},{"$f":"IF(OR(Conversion[[#This Row],[Units of Energy Savings]]=\"\",Conversion[[#This Row],[Units of Energy Savings]]=\"n/a\"),\"n/a\",Calc)","v":"n/a"},{"$f":"INDEX(Lookups_Heating_Fuel_Prices,MATCH(Conversion[[#This Row],[Heating Fuel Consumed by Home]],Lookups_Heating_Fuel_For_Price,),1)","v":{"$error":"#N/A"}},"n/a",null,null,null,"Electricity",{"$error":"#N/A"},"n/a","N",{"$f":"SUM(Conversion[[#This Row],[Dollar Savings9]],Conversion[[#This Row],[Dollar Savings]])","v":0},{"$f":"IF(ISERROR(VLOOKUP(Conversion[[#This Row],[GJGNY Measure]],'Loan Application - Step 1'!$C$43:$C$82,1,)),\"\",\"Yes\")","v":""},0,"Repaired in compliance with applicable codes ",{"$f":"IF(ISERROR(VLOOKUP(Conversion[[#This Row],[GJGNY Measure]],'Loan Application - Step 1'!$C$43:$C$82,1,)),\"\",\"Yes\")","v":""},"N"]
["Electrical service upgrade",{"$f":"CONCATENATE(Conversion[[#This Row],[Savings Unit Type]],Conversion[[#This Row],[Unit Type Consumed by Home]],IF(OR(Conversion[[#This Row],[Heating Fuel Consumed by Home]]=\"Oil\",Conversion[[#This Row],[Heating Fuel Consumed by Home]]=\"Propane\"),\" - \"&Conversion[[#This Row],[Heating Fuel Consumed by Home]],\"\"))","v":{"$error":"#N/A"}},null,null,null,{"$error":"#N/A"},{"$f":"IF(OR(Conversion[[#This Row],[Units of Energy Savings]]=\"\",Conversion[[#This Row],[Units of Energy Savings]]=\"n/a\"),\"n/a\",Calc)","v":"n/a"},{"$f":"INDEX(Lookups_Heating_Fuel_Prices,MATCH(Conversion[[#This Row],[Heating Fuel Consumed by Home]],Lookups_Heating_Fuel_For_Price,),1)","v":{"$error":"#N/A"}},"n/a",null,null,null,"Electricity",{"$error":"#N/A"},"n/a","N",{"$f":"SUM(Conversion[[#This Row],[Dollar Savings9]],Conversion[[#This Row],[Dollar Savings]])","v":0},{"$f":"IF(ISERROR(VLOOKUP(Conversion[[#This Row],[GJGNY Measure]],'Loan Application - Step 1'!$C$43:$C$82,1,)),\"\",\"Yes\")","v":""},0,"If necessary when installing a new heating / cooling unit",{"$f":"IF(ISERROR(VLOOKUP(Conversion[[#This Row],[GJGNY Measure]],'Loan Application - Step 1'!$C$43:$C$82,1,)),\"\",\"Yes\")","v":""},"N"]
["Furnace humidifier",{"$f":"CONCATENATE(Conversion[[#This Row],[Savings Unit Type]],Conversion[[#This Row],[Unit Type Consumed by Home]],IF(OR(Conversion[[#This Row],[Heating Fuel Consumed by Home]]=\"Oil\",Conversion[[#This Row],[Heating Fuel Consumed by Home]]=\"Propane\"),\" - \"&Conversion[[#This Row],[Heating Fuel Consumed by Home]],\"\"))","v":{"$error":"#N/A"}},null,null,null,{"$error":"#N/A"},{"$f":"IF(OR(Conversion[[#This Row],[Units of Energy Savings]]=\"\",Conversion[[#This Row],[Units of Energy Savings]]=\"n/a\"),\"n/a\",Calc)","v":"n/a"},{"$f":"INDEX(Lookups_Heating_Fuel_Prices,MATCH(Conversion[[#This Row],[Heating Fuel Consumed by Home]],Lookups_Heating_Fuel_For_Price,),1)","v":{"$error":"#N/A"}},"n/a",null,null,null,"Electricity",{"$error":"#N/A"},"n/a","N",{"$f":"SUM(Conversion[[#This Row],[Dollar Savings9]],Conversion[[#This Row],[Dollar Savings]])","v":0},{"$f":"IF(ISERROR(VLOOKUP(Conversion[[#This Row],[GJGNY Measure]],'Loan Application - Step 1'!$C$43:$C$82,1,)),\"\",\"Yes\")","v":""},0,"",{"$f":"IF(ISERROR(VLOOKUP(Conversion[[#This Row],[GJGNY Measure]],'Loan Application - Step 1'!$C$43:$C$82,1,)),\"\",\"Yes\")","v":""},"N"]
["Bathroom or kitchen ventilation fan",{"$f":"CONCATENATE(Conversion[[#This Row],[Savings Unit Type]],Conversion[[#This Row],[Unit Type Consumed by Home]],IF(OR(Conversion[[#This Row],[Heating Fuel Consumed by Home]]=\"Oil\",Conversion[[#This Row],[Heating Fuel Consumed by Home]]=\"Propane\"),\" - \"&Conversion[[#This Row],[Heating Fuel Consumed by Home]],\"\"))","v":{"$error":"#N/A"}},null,null,null,{"$error":"#N/A"},{"$f":"IF(OR(Conversion[[#This Row],[Units of Energy Savings]]=\"\",Conversion[[#This Row],[Units of Energy Savings]]=\"n/a\"),\"n/a\",Calc)","v":"n/a"},{"$f":"INDEX(Lookups_Heating_Fuel_Prices,MATCH(Conversion[[#This Row],[Heating Fuel Consumed by Home]],Lookups_Heating_Fuel_For_Price,),1)","v":{"$error":"#N/A"}},"n/a",null,null,null,"Electricity",{"$error":"#N/A"},"n/a","N",{"$f":"SUM(Conversion[[#This Row],[Dollar Savings9]],Conversion[[#This Row],[Dollar Savings]])","v":0},{"$f":"IF(ISERROR(VLOOKUP(Conversion[[#This Row],[GJGNY Measure]],'Loan Application - Step 1'!$C$43:$C$82,1,)),\"\",\"Yes\")","v":""},0,"ENERGY STAR Qualified (must vent to exterior of building shell). Whole house fans or similar attic exhaust fans are not eligible.",{"$f":"IF(ISERROR(VLOOKUP(Conversion[[#This Row],[GJGNY Measure]],'Loan Application - Step 1'!$C$43:$C$82,1,)),\"\",\"Yes\")","v":""},"N"]
["Heat/Energy Recovery Ventilator",{"$f":"CONCATENATE(Conversion[[#This Row],[Savings Unit Type]],Conversion[[#This Row],[Unit Type Consumed by Home]],IF(OR(Conversion[[#This Row],[Heating Fuel Consumed by Home]]=\"Oil\",Conversion[[#This Row],[Heating Fuel Consumed by Home]]=\"Propane\"),\" - \"&Conversion[[#This Row],[Heating Fuel Consumed by Home]],\"\"))","v":{"$error":"#N/A"}},null,null,null,{"$error":"#N/A"},{"$f":"IF(OR(Conversion[[#This Row],[Units of Energy Savings]]=\"\",Conversion[[#This Row],[Units of Energy Savings]]=\"n/a\"),\"n/a\",Calc)","v":"n/a"},{"$f":"INDEX(Lookups_Heating_Fuel_Prices,MATCH(Conversion[[#This Row],[Heating Fuel Consumed by Home]],Lookups_Heating_Fuel_For_Price,),1)","v":{"$error":"#N/A"}},"n/a",null,null,null,"Electricity",{"$error":"#N/A"},"n/a","N",{"$f":"SUM(Conversion[[#This Row],[Dollar Savings9]],Conversion[[#This Row],[Dollar Savings]])","v":0},{"$f":"IF(ISERROR(VLOOKUP(Conversion[[#This Row],[GJGNY Measure]],'Loan Application - Step 1'!$C$43:$C$82,1,)),\"\",\"Yes\")","v":""},0,"No minimum efficiency requirement ",{"$f":"IF(ISERROR(VLOOKUP(Conversion[[#This Row],[GJGNY Measure]],'Loan Application - Step 1'!$C$43:$C$82,1,)),\"\",\"Yes\")","v":""},"N"]
["Germicidal UV lights or HEPA filters",{"$f":"CONCATENATE(Conversion[[#This Row],[Savings Unit Type]],Conversion[[#This Row],[Unit Type Consumed by Home]],IF(OR(Conversion[[#This Row],[Heating Fuel Consumed by Home]]=\"Oil\",Conversion[[#This Row],[Heating Fuel Consumed by Home]]=\"Propane\"),\" - \"&Conversion[[#This Row],[Heating Fuel Consumed by Home]],\"\"))","v":{"$error":"#N/A"}},null,null,null,{"$error":"#N/A"},{"$f":"IF(OR(Conversion[[#This Row],[Units of Energy Savings]]=\"\",Conversion[[#This Row],[Units of Energy Savings]]=\"n/a\"),\"n/a\",Calc)","v":"n/a"},{"$f":"INDEX(Lookups_Heating_Fuel_Prices,MATCH(Conversion[[#This Row],[Heating Fuel Consumed by Home]],Lookups_Heating_Fuel_For_Price,),1)","v":{"$error":"#N/A"}},"n/a",null,null,null,"Electricity",{"$error":"#N/A"},"n/a","N",{"$f":"SUM(Conversion[[#This Row],[Dollar Savings9]],Conversion[[#This Row],[Dollar Savings]])","v":0},{"$f":"IF(ISERROR(VLOOKUP(Conversion[[#This Row],[GJGNY Measure]],'Loan Application - Step 1'!$C$43:$C$82,1,)),\"\",\"Yes\")","v":""},0,"",{"$f":"IF(ISERROR(VLOOKUP(Conversion[[#This Row],[GJGNY Measure]],'Loan Application - Step 1'!$C$43:$C$82,1,)),\"\",\"Yes\")","v":""},"N"]
["Air Cleaners",{"$f":"CONCATENATE(Conversion[[#This Row],[Savings Unit Type]],Conversion[[#This Row],[Unit Type Consumed by Home]],IF(OR(Conversion[[#This Row],[Heating Fuel Consumed by Home]]=\"Oil\",Conversion[[#This Row],[Heating Fuel Consumed by Home]]=\"Propane\"),\" - \"&Conversion[[#This Row],[Heating Fuel Consumed by Home]],\"\"))","v":{"$error":"#N/A"}},null,null,null,{"$error":"#N/A"},{"$f":"IF(OR(Conversion[[#This Row],[Units of Energy Savings]]=\"\",Conversion[[#This Row],[Units of Energy Savings]]=\"n/a\"),\"n/a\",Calc)","v":"n/a"},{"$f":"INDEX(Lookups_Heating_Fuel_Prices,MATCH(Conversion[[#This Row],[Heating Fuel Consumed by Home]],Lookups_Heating_Fuel_For_Price,),1)","v":{"$error":"#N/A"}},"n/a",null,null,null,"Electricity",{"$error":"#N/A"},"n/a","N",{"$f":"SUM(Conversion[[#This Row],[Dollar Savings9]],Conversion[[#This Row],[Dollar Savings]])","v":0},{"$f":"IF(ISERROR(VLOOKUP(Conversion[[#This Row],[GJGNY Measure]],'Loan Application - Step 1'!$C$43:$C$82,1,)),\"\",\"Yes\")","v":""},0,"Furnace filters, IAQ items",{"$f":"IF(ISERROR(VLOOKUP(Conversion[[#This Row],[GJGNY Measure]],'Loan Application - Step 1'!$C$43:$C$82,1,)),\"\",\"Yes\")","v":""},"N"]
["Home repairs due to mold, mildew, or ice dams",{"$f":"CONCATENATE(Conversion[[#This Row],[Savings Unit Type]],Conversion[[#This Row],[Unit Type Consumed by Home]],IF(OR(Conversion[[#This Row],[Heating Fuel Consumed by Home]]=\"Oil\",Conversion[[#This Row],[Heating Fuel Consumed by Home]]=\"Propane\"),\" - \"&Conversion[[#This Row],[Heating Fuel Consumed by Home]],\"\"))","v":{"$error":"#N/A"}},null,null,null,{"$error":"#N/A"},{"$f":"IF(OR(Conversion[[#This Row],[Units of Energy Savings]]=\"\",Conversion[[#This Row],[Units of Energy Savings]]=\"n/a\"),\"n/a\",Calc)","v":"n/a"},{"$f":"INDEX(Lookups_Heating_Fuel_Prices,MATCH(Conversion[[#This Row],[Heating Fuel Consumed by Home]],Lookups_Heating_Fuel_For_Price,),1)","v":{"$error":"#N/A"}},"n/a",null,null,null,"Electricity",{"$error":"#N/A"},"n/a","N",{"$f":"SUM(Conversion[[#This Row],[Dollar Savings9]],Conversion[[#This Row],[Dollar Savings]])","v":0},{"$f":"IF(ISERROR(VLOOKUP(Conversion[[#This Row],[GJGNY Measure]],'Loan Application - Step 1'!$C$43:$C$82,1,)),\"\",\"Yes\")","v":""},0,"Cause of moisture problem must also be addressed",{"$f":"IF(ISERROR(VLOOKUP(Conversion[[#This Row],[GJGNY Measure]],'Loan Application - Step 1'!$C$43:$C$82,1,)),\"\",\"Yes\")","v":""},"N"]
["Asbestos, lead, or radon abatement",{"$f":"CONCATENATE(Conversion[[#This Row],[Savings Unit Type]],Conversion[[#This Row],[Unit Type Consumed by Home]],IF(OR(Conversion[[#This Row],[Heating Fuel Consumed by Home]]=\"Oil\",Conversion[[#This Row],[Heating Fuel Consumed by Home]]=\"Propane\"),\" - \"&Conversion[[#This Row],[Heating Fuel Consumed by Home]],\"\"))","v":{"$error":"#N/A"}},null,null,null,{"$error":"#N/A"},{"$f":"IF(OR(Conversion[[#This Row],[Units of Energy Savings]]=\"\",Conversion[[#This Row],[Units of Energy Savings]]=\"n/a\"),\"n/a\",Calc)","v":"n/a"},{"$f":"INDEX(Lookups_Heating_Fuel_Prices,MATCH(Conversion[[#This Row],[Heating Fuel Consumed by Home]],Lookups_Heating_Fuel_For_Price,),1)","v":{"$error":"#N/A"}},"n/a",null,null,null,"Electricity",{"$error":"#N/A"},"n/a","N",{"$f":"SUM(Conversion[[#This Row],[Dollar Savings9]],Conversion[[#This Row],[Dollar Savings]])","v":0},{"$f":"IF(ISERROR(VLOOKUP(Conversion[[#This Row],[GJGNY Measure]],'Loan Application - Step 1'!$C$43:$C$82,1,)),\"\",\"Yes\")","v":""},0,"May be performed by licensed abatement company",{"$f":"IF(ISERROR(VLOOKUP(Conversion[[#This Row],[GJGNY Measure]],'Loan Application - Step 1'!$C$43:$C$82,1,)),\"\",\"Yes\")","v":""},"N"]
["Chimney liners and caps",{"$f":"CONCATENATE(Conversion[[#This Row],[Savings Unit Type]],Conversion[[#This Row],[Unit Type Consumed by Home]],IF(OR(Conversion[[#This Row],[Heating Fuel Consumed by Home]]=\"Oil\",Conversion[[#This Row],[Heating Fuel Consumed by Home]]=\"Propane\"),\" - \"&Conversion[[#This Row],[Heating Fuel Consumed by Home]],\"\"))","v":{"$error":"#N/A"}},null,null,null,{"$f":"INDEX(Lookups_Heating_Fuel_Selling_Units,MATCH(E58,Lookups_HVAC_1_Heating_Fuel,),1)","v":{"$error":"#N/A"}},{"$f":"IF(OR(Conversion[[#This Row],[Units of Energy Savings]]=\"\",Conversion[[#This Row],[Units of Energy Savings]]=\"n/a\"),\"n/a\",Calc)","v":"n/a"},{"$f":"INDEX(Lookups_Heating_Fuel_Prices,MATCH(Conversion[[#This Row],[Heating Fuel Consumed by Home]],Lookups_Heating_Fuel_For_Price,),1)","v":{"$error":"#N/A"}},{"$f":"IF(ISERROR(H58*G58),\"n/a\",H58*G58)","v":"n/a"},null,null,null,"Electricity",{"$f":"Lookups_Electric_Rate","v":{"$error":"#N/A"}},{"$f":"IF(ISERROR(K58*N58),\"n/a\",K58*N58)","v":"n/a"},"N",{"$f":"SUM(Conversion[[#This Row],[Dollar Savings9]],Conversion[[#This Row],[Dollar Savings]])","v":0},{"$f":"IF(ISERROR(VLOOKUP(Conversion[[#This Row],[GJGNY Measure]],'Loan Application - Step 1'!$C$43:$C$82,1,)),\"\",\"Yes\")","v":""},0,"",{"$f":"IF(ISERROR(VLOOKUP(Conversion[[#This Row],[GJGNY Measure]],'Loan Application - Step 1'!$C$43:$C$82,1,)),\"\",\"Yes\")","v":""},"N"]
["Attic storage areas / mechanical access",{"$f":"CONCATENATE(Conversion[[#This Row],[Savings Unit Type]],Conversion[[#This Row],[Unit Type Consumed by Home]],IF(OR(Conversion[[#This Row],[Heating Fuel Consumed by Home]]=\"Oil\",Conversion[[#This Row],[Heating Fuel Consumed by Home]]=\"Propane\"),\" - \"&Conversion[[#This Row],[Heating Fuel Consumed by Home]],\"\"))","v":{"$error":"#N/A"}},null,null,null,{"$error":"#N/A"},{"$f":"IF(OR(Conversion[[#This Row],[Units of Energy Savings]]=\"\",Conversion[[#This Row],[Units of Energy Savings]]=\"n/a\"),\"n/a\",Calc)","v":"n/a"},{"$f":"INDEX(Lookups_Heating_Fuel_Prices,MATCH(Conversion[[#This Row],[Heating Fuel Consumed by Home]],Lookups_Heating_Fuel_For_Price,),1)","v":{"$error":"#N/A"}},"n/a",null,null,null,"Electricity",{"$error":"#N/A"},"n/a","N",{"$f":"SUM(Conversion[[#This Row],[Dollar Savings9]],Conversion[[#This Row],[Dollar Savings]])","v":0},{"$f":"IF(ISERROR(VLOOKUP(Conversion[[#This Row],[GJGNY Measure]],'Loan Application - Step 1'!$C$43:$C$82,1,)),\"\",\"Yes\")","v":""},0,"",{"$f":"IF(ISERROR(VLOOKUP(Conversion[[#This Row],[GJGNY Measure]],'Loan Application - Step 1'!$C$43:$C$82,1,)),\"\",\"Yes\")","v":""},"N"]
["Drywall Repairs",{"$f":"CONCATENATE(Conversion[[#This Row],[Savings Unit Type]],Conversion[[#This Row],[Unit Type Consumed by Home]],IF(OR(Conversion[[#This Row],[Heating Fuel Consumed by Home]]=\"Oil\",Conversion[[#This Row],[Heating Fuel Consumed by Home]]=\"Propane\"),\" - \"&Conversion[[#This Row],[Heating Fuel Consumed by Home]],\"\"))","v":{"$error":"#N/A"}},null,null,null,{"$error":"#N/A"},{"$f":"IF(OR(Conversion[[#This Row],[Units of Energy Savings]]=\"\",Conversion[[#This Row],[Units of Energy Savings]]=\"n/a\"),\"n/a\",Calc)","v":"n/a"},{"$f":"INDEX(Lookups_Heating_Fuel_Prices,MATCH(Conversion[[#This Row],[Heating Fuel Consumed by Home]],Lookups_Heating_Fuel_For_Price,),1)","v":{"$error":"#N/A"}},"n/a",null,null,null,"Electricity",{"$error":"#N/A"},"n/a","N",{"$f":"SUM(Conversion[[#This Row],[Dollar Savings9]],Conversion[[#This Row],[Dollar Savings]])","v":0},{"$f":"IF(ISERROR(VLOOKUP(Conversion[[#This Row],[GJGNY Measure]],'Loan Application - Step 1'!$C$43:$C$82,1,)),\"\",\"Yes\")","v":""},0,"If needed for air sealing repairs (such as a drop ceiling), or to replace drywall that was removed to install insulation",{"$f":"IF(ISERROR(VLOOKUP(Conversion[[#This Row],[GJGNY Measure]],'Loan Application - Step 1'!$C$43:$C$82,1,)),\"\",\"Yes\")","v":""},"N"]
["Oil tank removal or replacement",{"$f":"CONCATENATE(Conversion[[#This Row],[Savings Unit Type]],Conversion[[#This Row],[Unit Type Consumed by Home]],IF(OR(Conversion[[#This Row],[Heating Fuel Consumed by Home]]=\"Oil\",Conversion[[#This Row],[Heating Fuel Consumed by Home]]=\"Propane\"),\" - \"&Conversion[[#This Row],[Heating Fuel Consumed by Home]],\"\"))","v":{"$error":"#N/A"}},null,null,null,{"$error":"#N/A"},{"$f":"IF(OR(Conversion[[#This Row],[Units of Energy Savings]]=\"\",Conversion[[#This Row],[Units of Energy Savings]]=\"n/a\"),\"n/a\",Calc)","v":"n/a"},{"$f":"INDEX(Lookups_Heating_Fuel_Prices,MATCH(Conversion[[#This Row],[Heating Fuel Consumed by Home]],Lookups_Heating_Fuel_For_Price,),1)","v":{"$error":"#N/A"}},"n/a",null,null,null,"Electricity",{"$error":"#N/A"},"n/a","N",{"$f":"SUM(Conversion[[#This Row],[Dollar Savings9]],Conversion[[#This Row],[Dollar Savings]])","v":0},{"$f":"IF(ISERROR(VLOOKUP(Conversion[[#This Row],[GJGNY Measure]],'Loan Application - Step 1'!$C$43:$C$82,1,)),\"\",\"Yes\")","v":""},0,"When done in conjunction with a heating system replacement",{"$f":"IF(ISERROR(VLOOKUP(Conversion[[#This Row],[GJGNY Measure]],'Loan Application - Step 1'!$C$43:$C$82,1,)),\"\",\"Yes\")","v":""},"N"]
[null,{"$f":"CONCATENATE(Conversion[[#This Row],[Savings Unit Type]],Conversion[[#This Row],[Unit Type Consumed by Home]],IF(OR(Conversion[[#This Row],[Heating Fuel Consumed by Home]]=\"Oil\",Conversion[[#This Row],[Heating Fuel Consumed by Home]]=\"Propane\"),\" - \"&Conversion[[#This Row],[Heating Fuel Consumed by Home]],\"\"))","v":""},null,null,null,null,null,null,null,null,null,null,null,null,null,null,null,{"$f":"IF(ISERROR(VLOOKUP(Conversion[[#This Row],[GJGNY Measure]],'Loan Application - Step 1'!$C$43:$C$82,1,)),\"\",\"Yes\")","v":""},null,null,{"$f":"IF(ISERROR(VLOOKUP(Conversion[[#This Row],[GJGNY Measure]],'Loan Application - Step 1'!$C$43:$C$82,1,)),\"\",\"Yes\")","v":""}]
[null,{"$f":"CONCATENATE(Conversion[[#This Row],[Savings Unit Type]],Conversion[[#This Row],[Unit Type Consumed by Home]],IF(OR(Conversion[[#This Row],[Heating Fuel Consumed by Home]]=\"Oil\",Conversion[[#This Row],[Heating Fuel Consumed by Home]]=\"Propane\"),\" - \"&Conversion[[#This Row],[Heating Fuel Consumed by Home]],\"\"))","v":""},null,null,null,null,null,null,null,null,null,null,null,null,null,null,null,{"$f":"IF(ISERROR(VLOOKUP(Conversion[[#This Row],[GJGNY Measure]],'Loan Application - Step 1'!$C$43:$C$82,1,)),\"\",\"Yes\")","v":""},null,null,{"$f":"IF(ISERROR(VLOOKUP(Conversion[[#This Row],[GJGNY Measure]],'Loan Application - Step 1'!$C$43:$C$82,1,)),\"\",\"Yes\")","v":""}]
[null,{"$f":"CONCATENATE(Conversion[[#This Row],[Savings Unit Type]],Conversion[[#This Row],[Unit Type Consumed by Home]],IF(OR(Conversion[[#This Row],[Heating Fuel Consumed by Home]]=\"Oil\",Conversion[[#This Row],[Heating Fuel Consumed by Home]]=\"Propane\"),\" - \"&Conversion[[#This Row],[Heating Fuel Consumed by Home]],\"\"))","v":""},null,null,null,null,null,null,null,null,null,null,null,null,null,null,null,{"$f":"IF(ISERROR(VLOOKUP(Conversion[[#This Row],[GJGNY Measure]],'Loan Application - Step 1'!$C$43:$C$82,1,)),\"\",\"Yes\")","v":""},null,null,{"$f":"IF(ISERROR(VLOOKUP(Conversion[[#This Row],[GJGNY Measure]],'Loan Application - Step 1'!$C$43:$C$82,1,)),\"\",\"Yes\")","v":""}]
[]
[]
["Heating as % of Total kWh",{"$f":"Total_kWh_h_Pre/(Total_kWh_h_Pre+Total_kWh_c_Pre)","v":{"$error":"#DIV/0!"}}]
["Cooling as % of Total kWh",{"$f":"1-B67","v":{"$error":"#DIV/0!"}}]
[]
[]
[]
[]
[]
[]
[]
[]
[]
[]
[]
[]
["Other",{"$f":"CONCATENATE(Conversion[[#This Row],[Savings Unit Type]],Conversion[[#This Row],[Unit Type Consumed by Home]])","v":{"$error":"#VALUE!"}},null,null,null,{"$f":"INDEX(Lookups_Heating_Fuel_Selling_Units,MATCH(E81,Lookups_HVAC_1_Heating_Fuel,),1)","v":{"$error":"#N/A"}},{"$f":"IF(OR(Conversion[[#This Row],[Units of Energy Savings]]=\"\",Conversion[[#This Row],[Units of Energy Savings]]=\"n/a\"),\"n/a\",Calc)","v":{"$error":"#VALUE!"}},{"$f":"INDEX(Lookups_Heating_Fuel_Prices,MATCH(Conversion[[#This Row],[Heating Fuel Consumed by Home]],Lookups_Heating_Fuel_For_Price,),1)","v":{"$error":"#VALUE!"}},{"$f":"IF(ISERROR(H81*G81),\"n/a\",H81*G81)","v":"n/a"},null,null,null,"Electricity",{"$error":"#N/A"},{"$f":"IF(ISERROR(K81*N81),\"n/a\",K81*N81)","v":"n/a"},"N",{"$f":"SUM(Conversion[[#This Row],[Dollar Savings9]],Conversion[[#This Row],[Dollar Savings]])","v":{"$error":"#VALUE!"}},null,"",""]
["Oven replacement – natural gas or LP",{"$f":"CONCATENATE(Conversion[[#This Row],[Savings Unit Type]],Conversion[[#This Row],[Unit Type Consumed by Home]])","v":{"$error":"#VALUE!"}},null,null,null,{"$error":"#N/A"},{"$f":"IF(OR(Conversion[[#This Row],[Units of Energy Savings]]=\"\",Conversion[[#This Row],[Units of Energy Savings]]=\"n/a\"),\"n/a\",Calc)","v":{"$error":"#VALUE!"}},{"$f":"INDEX(Lookups_Heating_Fuel_Prices,MATCH(Conversion[[#This Row],[Heating Fuel Consumed by Home]],Lookups_Heating_Fuel_For_Price,),1)","v":{"$error":"#VALUE!"}},"n/a",null,null,null,"Electricity",{"$error":"#N/A"},"n/a","N",{"$f":"SUM(Conversion[[#This Row],[Dollar Savings9]],Conversion[[#This Row],[Dollar Savings]])","v":{"$error":"#VALUE!"}},null,0,"UL Listed Gas Ovens. If existing oven has CO level above 225ppm or a dangerous gas leak and cannot be repaired."]
["Exterior Doors",{"$f":"CONCATENATE(Conversion[[#This Row],[Savings Unit Type]],Conversion[[#This Row],[Unit Type Consumed by Home]])","v":{"$error":"#VALUE!"}},null,null,0,{"$error":"#N/A"},{"$f":"IF(OR(Conversion[[#This Row],[Units of Energy Savings]]=\"\",Conversion[[#This Row],[Units of Energy Savings]]=\"n/a\"),\"n/a\",Calc)","v":{"$error":"#VALUE!"}},{"$f":"INDEX(Lookups_Heating_Fuel_Prices,MATCH(Conversion[[#This Row],[Heating Fuel Consumed by Home]],Lookups_Heating_Fuel_For_Price,),1)","v":{"$error":"#VALUE!"}},"n/a",null,null,null,"Electricity",{"$error":"#N/A"},"n/a","N",{"$f":"SUM(Conversion[[#This Row],[Dollar Savings9]],Conversion[[#This Row],[Dollar Savings]])","v":{"$error":"#VALUE!"}},null,20,"ENERGY STAR for climate/region ",null,null,null,null,null,null,null,{"$f":"CONCATENATE(AC83,AD83)","v":"Gallon - OilTherm"},"Gallon - Oil","Therm","Conversion[@[Units of Energy Savings]]",null,1.4979301096747561,{"$f":"CONCATENATE(AE83,\"*\",AG83)","v":"Conversion[@[Units of Energy Savings]]*1.49793010967476"}]
["CO, Smoke, or Radon Detectors ",{"$f":"CONCATENATE(Conversion[[#This Row],[Savings Unit Type]],Conversion[[#This Row],[Unit Type Consumed by Home]])","v":{"$error":"#VALUE!"}},null,null,null,{"$error":"#N/A"},{"$f":"IF(OR(Conversion[[#This Row],[Units of Energy Savings]]=\"\",Conversion[[#This Row],[Units of Energy Savings]]=\"n/a\"),\"n/a\",Calc)","v":{"$error":"#VALUE!"}},{"$f":"INDEX(Lookups_Heating_Fuel_Prices,MATCH(Conversion[[#This Row],[Heating Fuel Consumed by Home]],Lookups_Heating_Fuel_For_Price,),1)","v":{"$error":"#VALUE!"}},"n/a",null,null,null,"Electricity",{"$error":"#N/A"},"n/a","N",{"$f":"SUM(Conversion[[#This Row],[Dollar Savings9]],Conversion[[#This Row],[Dollar Savings]])","v":{"$error":"#VALUE!"}},null,0,"Hard wired or battery operated "]
["DHW pressure relief valve",{"$f":"CONCATENATE(Conversion[[#This Row],[Savings Unit Type]],Conversion[[#This Row],[Unit Type Consumed by Home]])","v":{"$error":"#VALUE!"}},null,null,null,{"$error":"#N/A"},{"$f":"IF(OR(Conversion[[#This Row],[Units of Energy Savings]]=\"\",Conversion[[#This Row],[Units of Energy Savings]]=\"n/a\"),\"n/a\",Calc)","v":{"$error":"#VALUE!"}},{"$f":"INDEX(Lookups_Heating_Fuel_Prices,MATCH(Conversion[[#This Row],[Heating Fuel Consumed by Home]],Lookups_Heating_Fuel_For_Price,),1)","v":{"$error":"#VALUE!"}},"n/a",null,null,null,"Electricity",{"$error":"#N/A"},"n/a","N",{"$f":"SUM(Conversion[[#This Row],[Dollar Savings9]],Conversion[[#This Row],[Dollar Savings]])","v":{"$error":"#VALUE!"}},null,0,""]
["Ground Source Heat Pump",{"$f":"CONCATENATE(Conversion[[#This Row],[Savings Unit Type]],Conversion[[#This Row],[Unit Type Consumed by Home]])","v":{"$error":"#VALUE!"}},null,null,0,{"$error":"#N/A"},{"$f":"IF(OR(Conversion[[#This Row],[Units of Energy Savings]]=\"\",Conversion[[#This Row],[Units of Energy Savings]]=\"n/a\"),\"n/a\",Calc)","v":{"$error":"#VALUE!"}},{"$f":"INDEX(Lookups_Heating_Fuel_Prices,MATCH(Conversion[[#This Row],[Heating Fuel Consumed by Home]],Lookups_Heating_Fuel_For_Price,),1)","v":{"$error":"#VALUE!"}},"n/a",null,null,null,"Electricity",{"$error":"#N/A"},"n/a","N",{"$f":"SUM(Conversion[[#This Row],[Dollar Savings9]],Conversion[[#This Row],[Dollar Savings]])","v":{"$error":"#VALUE!"}},null,20,"ENERGY STAR Qualified (closed-loop, open-loop, or direct expansion) ",null,null,null,null,null,null,null,{"$f":"CONCATENATE(AC86,AD86)","v":"Gallon - PropaneTherm"},"Gallon - Propane","Therm","Conversion[@[Units of Energy Savings]]",null,{"$f":"1/AG6","v":0.95500000000000684},{"$f":"CONCATENATE(AE86,\"*\",AG86)","v":"Conversion[@[Units of Energy Savings]]*0.955000000000007"}]
["Solar Photovoltaic (PV)",{"$f":"CONCATENATE(Conversion[[#This Row],[Savings Unit Type]],Conversion[[#This Row],[Unit Type Consumed by Home]])","v":{"$error":"#VALUE!"}},null,null,null,{"$error":"#N/A"},{"$f":"IF(OR(Conversion[[#This Row],[Units of Energy Savings]]=\"\",Conversion[[#This Row],[Units of Energy Savings]]=\"n/a\"),\"n/a\",Calc)","v":{"$error":"#VALUE!"}},{"$f":"INDEX(Lookups_Heating_Fuel_Prices,MATCH(Conversion[[#This Row],[Heating Fuel Consumed by Home]],Lookups_Heating_Fuel_For_Price,),1)","v":{"$error":"#VALUE!"}},"n/a",null,null,null,"Electricity",{"$error":"#N/A"},"n/a","N",{"$f":"SUM(Conversion[[#This Row],[Dollar Savings9]],Conversion[[#This Row],[Dollar Savings]])","v":{"$error":"#VALUE!"}},null,20,"Warranty: 5 years on the system.  System needs to be reviewed and approved by PSEGLI Solar Pioneer Program or the NYSERDA Solar PV Incentive Program prior to submission to HPwES."]
["Solar Thermal",{"$f":"CONCATENATE(Conversion[[#This Row],[Savings Unit Type]],Conversion[[#This Row],[Unit Type Consumed by Home]])","v":{"$error":"#VALUE!"}},null,null,null,{"$error":"#N/A"},{"$f":"IF(OR(Conversion[[#This Row],[Units of Energy Savings]]=\"\",Conversion[[#This Row],[Units of Energy Savings]]=\"n/a\"),\"n/a\",Calc)","v":{"$error":"#VALUE!"}},{"$f":"INDEX(Lookups_Heating_Fuel_Prices,MATCH(Conversion[[#This Row],[Heating Fuel Consumed by Home]],Lookups_Heating_Fuel_For_Price,),1)","v":{"$error":"#VALUE!"}},"n/a",null,null,null,"Electricity",{"$error":"#N/A"},"n/a","N",{"$f":"SUM(Conversion[[#This Row],[Dollar Savings9]],Conversion[[#This Row],[Dollar Savings]])","v":{"$error":"#VALUE!"}},null,20,"OG-100 or OG-300 certification from SRCC. SF 0.5. Warranty: 10 years-collector,5 years on the system.  System Needs to be reviewed and approved by the NYSERDA or PSEGLI Solar Thermal Program prior to submission to HPwES. "]

{"sheet":"Notes","index":8,"n_rows":11,"n_cols":7,"rows_kept":11,"cut":false,"hidden":true,"merged":[[5,10,5,12],[6,10,6,12]]}
[]
[]
["Tab","Cell"]
["Audit Data Collection","A141","Edit the formula in 'Audit Data Collection'!$A$141",null,"Version 2-4-2020",null,{"$f":"CONCATENATE(\"Version \",MONTH(TODAY()),\"-\",DAY(TODAY()),\"-\",YEAR(TODAY()))","v":"Version 3-11-2020"}]
["AdminUse ONLY-Evaluation Output","Rows 2 and 3","Hide"]
["Audit Data Collection","All Input","Clear/Delete"]
["(Whole workbook)",null,"Update Entire workbook name/date"]
["All Unused",null,"Hide"]
["All Visible Tabs",null,"Password Protect"]
["(Whole workbook)",null,"Protect Structure"]
["Audit Data Collection","B52:B55","Ensure that \"15%\" is inputted into each of these cells"]

{"sheet":"ASHP Calculator","index":9,"n_rows":62,"n_cols":64,"rows_kept":62,"cut":false,"hidden":true,"merged":[[9,1,19,1],[9,13,9,15],[10,35,18,35],[19,13,19,15],[21,1,27,1],[21,13,21,15],[27,13,27,15],[10,39,18,41],[11,13,11,15],[13,13,13,15],[14,25,16,27],[15,13,15,15],[17,13,17,15],[0,18,27,18],[2,24,7,27],[5,31,6,36],[29,1,29,2],[29,13,29,15],[31,13,31,15],[40,19,40,22],[83,4,83,6]]}
[null,null,null,null,null,null,null,null,null,null,null,null,null,null,null,null,null,null,"BASE CASE TOOLS -These calculation tools can be used to estimate efficiency and energy use for the base case systems ",null,"Room AC","10 SEER","13 SEER ","14.5 SEER",null,null,null,null,null,null,null,null,null,null,null,null,null,null,null,null,null,null,null,"MBTU to CF conversion",1.032,null,null,null,null,null,null,null,null,"Lookup by Fuel Type",null,null,"Unit","Cost per","MBtu per",null,"additional",null,null,"Old way for Rates to be calculated"]
[null,null,null,null,null,null,null,null,null,null,null,null,null,null,null,null,null,null,null,"Base Case Cooling Systems",null,"Unit","Unit","Const Spd","Reference",null,null,null,null,null,null,null,null,null,null,null,null,null,null,null,null,null,null,null,null,null,null,null,null,null,"Room AC",null,"Fuels From Data Collection","Fuels",null,"eff","Name","Unit","Unit","Electric Utility/Source","elect factor",null,"kWh Savings"]
[null,null,null,null,null,null,null,null,null,null,null,null,null,null,null,null,null,null,null,"Rated SEER (Btu/Wh)",null,10,13,14.5,"Rudd, A., H.I. Henderson, D. Bergey & D. Shirey. 2013. ‘Energy Efficiency and Cost Assessment of Humidity Control Options for Residential Buildings’.  ASHRAE Research Report RP1449, April.  Table 5.",null,null,null,null,null,null,null,null,null,null,null,null,null,null,null,null,null,null,null,null,null,null,null,null,0,"10 SEER",null,"Electricity","Elect Resist","per kWh",{"$f":"IF($D$24=$BC$17,BC18,BD18)","v":1},"(kWh)",{"$f":"VLOOKUP(Customer_Zip,'Lookups (2)'!CJ:CS,6,)","v":{"$error":"#N/A"}},3.4129999999999998,{"$error":"#REF!"},0,"Electric",{"$f":"F33","v":{"$error":"#N/A"}},{"$f":"'Fuel 1 - Savings Calculator'!H7","v":{"$error":"#N/A"}}]
[null,null,null,null,null,null,null,"Values that \"Override\" default values",null,null,null,null,null,null,null,null,null,null,null,"Rated fan power (W/cfm)",null,0.25,0.25,0.18,null,null,null,null,null,null,null,null,null,null,null,null,null,null,null,null,null,null,null,null,null,null,null,null,null,12,"13 SEER ",null,"Oil","Fuel Oil","per gal",0.79,"(gal)",{"$f":"VLOOKUP(Customer_Zip,'Lookups (2)'!CJ:CS,8,)","v":{"$error":"#N/A"}},139,"NY 3 yr avg",1,"Oil",{"$f":"F33*43.9000000000001","v":{"$error":"#N/A"}},{"$f":"AK19","v":{"$error":"#N/A"}}]
[null,null,null,null,null,null,null,"Light grey text are values used in calculations",null,null,null,null,null,null,null,null,null,null,null,"Actual fan power (W/cfm)",null,0.5,0.5,0.35,null,null,null,null,null,null,null,null,null,null,null,null,null,null,null,null,null,null,null,null,null,null,null,null,null,14,"14.5 SEER",null,"NaturalGas","Natural Gas","per therm",0.79,"(therms)",{"$f":"VLOOKUP(Customer_Zip,'Lookups (2)'!CJ:CS,7,)","v":{"$error":"#N/A"}},100,"National Grid",1,"Natural Gas",{"$f":"F33*29.3001","v":{"$error":"#N/A"}},{"$f":"'Fuel 1 - Savings Calculator'!H4/10","v":{"$error":"#VALUE!"}}]
[null,null,null,null,null,null,null,null,null,null,null,null,null,null,null,null,null,null,null,"Rated airflow (cfm per ton)",null,375,375,375,null,null,null,null,null,null,null,"LOOKUP TABLE BY REGION",null,null,null,null,null,null,null,null,null,null,null,null,null,null,null,null,null,null,null,null,"Propane","Propane","per gal",0.77,"(gal)",{"$f":"VLOOKUP(Customer_Zip,'Lookups (2)'!CJ:CS,10,)","v":{"$error":"#N/A"}},92,"NY 3 yr avg",1,"Propane",{"$f":"F33*27.9882884583333","v":{"$error":"#N/A"}},{"$f":"AL19","v":{"$error":"#N/A"}}]
[null,null,"Air Source Heat Pump",null,null,null,null,null,null,null,null,null,"Customer Information",null,null,null,null,null,null,"Rated power (kW per ton)",null,{"$f":"12/V3","v":1.2},{"$f":"12/W3","v":0.92307692307692313},{"$f":"12/X3","v":0.82758620689655171},null,null,null,null,null,null,null,null,null,null,null,null,null,null,null,null,null,null,null,null,null,null,null,null,null,null,null,null,"Wood","Wood","per cord",0.7,"(cord)",225,24000,"Statewide Dec-18",0,"Cord Wood",{"$f":"F33*3690","v":{"$error":"#N/A"}},225]
[null,null,"Will this ASHP project satisfy a whole house full load? (90-120% of full load)",null,null,null,"Yes",null,null,null,null,null,null,null,null,null,null,null,null,"Additional fan power (W per ton)",null,{"$f":"(V5-V4)*V6","v":93.75},{"$f":"(W5-W4)*W6","v":93.75},63.749999999999993,null,null,null,null,null,null,null,"FROM:  Bruce Harley Table (assuming UL is 1.5).   ",null,null,null,"             From Nov 16 Memo, Tables 3, 4,5",null,null,null,null,null,null,null,null,null,null,null,25,null,{"$f":"VLOOKUP(AV8,AX3:AY5,2,TRUE)","v":"14.5 SEER"},null,null,"Pellets","Wood Pellets","per ton",0.77,"(ton)",{"$f":"AM19","v":{"$error":"#N/A"}},{"$f":"16500","v":16500},"Dec-18 40# bags",1,"Wood Pellets",{"$f":"F33*4800","v":{"$error":"#N/A"}},{"$f":"AM19","v":{"$error":"#N/A"}}]
[null,null,null,null,null,null,null,null,null,null,null,null,null,null,null,null,null,null,null,"Actual power (kW per ton)",null,{"$f":"V7+V8/1000","v":1.29375},{"$f":"W7+W8/1000","v":1.0168269230769231},{"$f":"X7+X8/1000","v":0.89133620689655169},null,null,null,null,null,null,null," AND: Eight Regions from Appendix B of Nov 16, 2018 Memo",null,null,null,"Gas","Fuel Oil","Propane","Pellets","Electric","Default Gas","Default Electric","COOLING",null,null,"Base Calcs",null,null,null,null,null,null,"Coal","Coal"]
[null,"ASHP System","ASHP Size (rated cooling capacity)",null,{"$f":"Raw_ASHP_Size_New","v":0},"Btu/h",null,"No. of Outdoor Units:",{"$f":"Raw_ASHP_Unit_Count_New","v":0},null,null,null,"Name:",{"$f":"Customer_Name","v":0},null,null,null,null,null,"Actual capacity (tons)",null,{"$f":"(12-V8*3.413/1000)/12","v":0.97333593750000003},{"$f":"(12-W8*3.413/1000)/12","v":0.97333593750000003},{"$f":"(12-X8*3.413/1000)/12","v":0.98186843750000008},null,null,null,null,null,null,null,null,"MMBtu/size","kWh/size","Implied COP","$/therm","$/gal","$/gal","$/ton","$/kWh",null,null,"MMBtu/size","kWh/size","Implied EER","City",null,null,null,{"$f":"INDEX(Lookups_ASHP_SEER,MATCH(AV8,Lookups_Data_Collection_SEER,1),1)","v":"14.5 SEER"},null,null,"Kerosene","Kerosene",null,null,null,{"$f":"VLOOKUP(Customer_Zip,'Lookups (2)'!$CJ$4:$CR$2189,9,)","v":{"$error":"#N/A"}}]
[null,null,null,null,null,null,null,"Total Installed Cost:",{"$f":"'Loan Application - Step 1'!G43","v":0},null,null,null,null,null,null,null,null,null,null,"Avg EER (Corrected SEER)",10,{"$f":"V10*12/V9","v":9.0280434782608712},{"$f":"W10*12/W9","v":11.486744680851064},13.218829392136952,null,null,null,null,null,null,null,"NYC",0.9,104,{"$f":"AG11*1000/3.413/AH11","v":2.5355541030899955},"No longer used.  Prices from \"Fuel 1….\" Sheet",2.7547000000000001,2.9581,350,"No Longer used.  Prices from \"Fuel 1….\" sheet",null,null,1.05,{"$f":"787/12","v":65.583333333333329},{"$f":"AQ11*1000/AR11","v":16.010165184243967},"New York"]
[null,null,null,null,"Weather Region:",{"$f":"VLOOKUP(N16,'Fuel 1 - Savings Calculator'!M:W,11,)","v":{"$error":"#N/A"}},null,null,null,null,null,null,"Address:",{"$f":"Customer_Address","v":0},null,null,null,null,null,null,null,{"$f":"V11/V3","v":0.90280434782608709},{"$f":"W11/W3","v":0.88359574468085111},{"$f":"X11/X3","v":0.91164340635427255},null,null,null,null,null,null,null,"Western",1.1000000000000001,111,2.9035774714063614,null,2.6776,2.2052,249.56,null,null,null,{"$f":"AQ13","v":0.38},{"$f":"AR13","v":23.25},16.344086021505376,"Rochester"]
[null,null,null,"Key Load Assumptions -",null,null,{"$f":"AH19","v":{"$error":"#N/A"}},{"$f":"AG19","v":{"$error":"#N/A"}},{"$f":"IF(G26,I26,IF(I14<>\"\",I14,E10*H13/1000))","v":{"$error":"#N/A"}},"MBtu/yr",{"$f":"IF(G26,\"(Meas Fuel)\",IF(I14,\"(Override)\",\"(default)\"))","v":"(default)"},null,null,null,null,null,null,null,null,null,null,null,null,null,null,null,null,null,null,null,null,"Central",1.1000000000000001,111,2.9035774714063614,null,2.4470999999999998,2.2435999999999998,243.16,null,null,null,0.38,{"$f":"279/12","v":23.25},{"$f":"AQ13*1000/AR13","v":16.344086021505376},"Binghamton"]
[null,null,null,null,null,null,null,"Htg Load Override: ",null,"Annual MBtu",null,null,"City, State:",{"$f":"Customer_City&\", \"&Customer_State","v":", NY"},null,null,null,null,null,"Base Case Fan/Pump Power",null,"Basis:  150 Watts for 40 MBtu/h Furnace",null,null,null,null,null,null,null,null,null,"North Country",1.1000000000000001,123,2.6203016205374481,null,2.5133000000000001,2.8854000000000002,253.64,null,null,null,0.39,{"$f":"289/12","v":24.083333333333332},{"$f":"AQ14*1000/AR14","v":16.193771626297579},"Massena"]
[null,null,null,null,null,null,null,null,{"$f":"IF(I16,I16,AI19)","v":{"$error":"#N/A"}},"Avg COP ",{"$f":"IF(I16,\"(Override)\",\"(default)\")","v":"(default)"},null,null,null,null,null,null,null,null,null,null,null,null,null,null,"Based on bin analysis using heating load line with NY Locations",null,null,null,null,null,"Capital District",1.1000000000000001,111,2.9035774714063614,null,2.4870999999999999,2.6608000000000001,261.08,null,null,null,{"$f":"AQ13","v":0.38},{"$f":"AR13","v":23.25},16.344086021505376,"Albany"]
[null,null,"Seasonal AVG HEATING COP (including unit, fan)",null,null,null,null,"COP Override: ",{"$f":"Raw_ASHP_COP_New","v":0},"Avg COP",null,null,"Zip:",{"$f":"Customer_Zip","v":0},null,null,null,null,null,"Fan/Pump Power (W)",null,{"$f":"150*E10/40000","v":0},"Seasonal hrs =",{"$f":"HLOOKUP($V$20,$V$21:$Z$28,8)","v":{"$error":"#N/A"}},null,null,null,null,null,null,null,"Lower Hudson",0.9,104,2.5355541030899955,null,2.6861999999999999,2.4398,275.11,null,null,null,{"$f":"AQ11","v":1.05},{"$f":"AR11","v":65.583333333333329},16.010165184243967,"New York",null,null,null,null,null,null,null,null,"Efficiency based on Equipment Life"]
[null,null,"Annual COOLING Load (MMBtu/yr):",null,{"$f":"I17/I13","v":{"$error":"#N/A"}},null,"of Htg             Clg Load Override:",{"$f":"Total_Btu_c_Pre","v":0},{"$f":"IF(H17<>\"\",H17,E10*AQ19/1000)","v":0},"MMBtu/yr",{"$f":"IF(H17,\"(Override)\",\"(default)\")","v":"(default)"},null,null,null,null,null,null,null,null,{"$f":"AT19","v":{"$error":"#N/A"}},null,null,"Seasonal kWh=",{"$f":"V16*X16/1000","v":{"$error":"#N/A"}},null,null,null,null,null,null,null,"Upper Hudson",1.1000000000000001,111,2.9035774714063614,null,2.5346000000000002,2.4398,275.11,null,null,null,{"$f":"AQ13","v":0.38},{"$f":"AR13","v":23.25},16.344086021505376,"Albany",null,null,null,null,null,null,null,null,"≤10 yrs","11+ yrs"]
[null,null,"Seasonal COOLING Efficiency (avg EER w/ fan; not Rated)",null,null,null,"(set to zero for no clg)",null,{"$f":"IF(I19,I19,AS19)","v":{"$error":"#N/A"}},"Btu/Wh",{"$f":"IF(I19,\"(Override)\",\"(default)\")","v":"(default)"},null,"County:",{"$f":"VLOOKUP(Customer_Zip,'Lookups (2)'!A10:C2290,3,FALSE)","v":{"$error":"#N/A"}},null,null,null,null,null,null,null,null,null,null,null,null,null,null,null,null,null,"Long Island",0.9,104,2.5355541030899955,null,2.7887,2.9581,307.89,null,null,null,{"$f":"AQ11","v":1.05},{"$f":"AR11","v":65.583333333333329},16.010165184243967,"New York",null,null,null,null,null,null,null,"Elect Resist",1,1]
[null,null,null,null,null,null,null,"EER Override: ",null,"Avg Btu/Wh",null,null,null,null,null,null,null,null,null,"Heating Balance Point",null,"55F",null,null,null,null,null,null,null,null,"CURRENT",{"$f":"VLOOKUP($F$12,$AF$11:$AT$18,1,FALSE)","v":{"$error":"#N/A"}},{"$f":"VLOOKUP($F$12,$AF$11:$AT$18,2,FALSE)","v":{"$error":"#N/A"}},{"$f":"VLOOKUP($F$12,$AF$11:$AT$18,3,FALSE)","v":{"$error":"#N/A"}},{"$f":"VLOOKUP($F$12,$AF$11:$AT$18,4,FALSE)","v":{"$error":"#N/A"}},null,{"$f":"VLOOKUP($F$12,$AF$11:$AT$18,6,FALSE)","v":{"$error":"#N/A"}},{"$f":"VLOOKUP($F$12,$AF$11:$AT$18,7,FALSE)","v":{"$error":"#N/A"}},{"$f":"VLOOKUP($F$12,$AF$11:$AT$18,8,FALSE)","v":{"$error":"#N/A"}},null,null,null,{"$f":"VLOOKUP($F$12,$AF$11:$AT$18,12,FALSE)","v":{"$error":"#N/A"}},{"$f":"VLOOKUP($F$12,$AF$11:$AT$18,13,FALSE)","v":{"$error":"#N/A"}},{"$f":"VLOOKUP($F$12,$AF$11:$AT$18,14,FALSE)","v":{"$error":"#N/A"}},{"$f":"VLOOKUP($F$12,$AF$11:$AT$18,15,FALSE)","v":{"$error":"#N/A"}},null,null,null,null,null,null,null,"Fuel Oil",0.85,0.79]
[null,null,"Electric Cost ($/kWh):",null,null,null,null,{"$f":"BF3","v":{"$error":"#N/A"}},"per kWh",null,null,null,"Electric Utility:",{"$f":"VLOOKUP(Customer_Zip,'Lookups (2)'!CJ:CN,4,)","v":{"$error":"#N/A"}},null,null,null,null,null,"Furnace/Boiler Oversizing",null,0.5,"    Full Load Hours (using Manual J Design Load at Local Design Temp)",null,null,null,null,null,null,null,null,null,null,null,null,null,null,null,null,null,null,null,null,null,null,null,null,null,null,null,null,null,null,"Natural Gas",0.92,0.79]
[null,null,null,null,null,null,null,null,{"$f":"BH3","v":{"$error":"#REF!"}},null,null,null,null,null,null,null,null,null,null,"(relative to htg load @ 0F)",null,0,0.25,0.5,0.75,1,"55F","60F","65F","Design Pt (F)",null,null,null,null,null,null,null,null,null,null,null,null,null,null,null,null,null,null,null,null,null,null,null,"Propane",0.92,0.77]
[null,"Base Case  System","Base Case Fuel/System (choose one):",null,null,null,null,null,null,null,null,null,"Gas Utility:",{"$f":"VLOOKUP(Customer_Zip,'Lookups (2)'!CJ:CN,5,)","v":{"$error":"#N/A"}},null,null,null,null,null,"Albany",null,{"$f":"HLOOKUP($V$19,$AA$21:$AC$26,2)","v":2144.5},{"$f":"$V22/(1+W$21)","v":1715.6},1429.6666666666667,1225.4285714285713,1072.25,2144.5,2448.9,2760.6,3.9,null,null,null,null,null,null,null,null,null,null,null,null,null,null,null,null,null,null,null,null,null,null,null,"Wood",0.7,0.7]
[null,null,{"$f":"INDEX(Lookups_ASHP_Fuels,MATCH(Raw_HVAC_1_Heating_Fuel,Lookups_Fuels_From_Data_Collection,),1)","v":{"$error":"#N/A"}},null,null,null,"Fuel Cost:",{"$f":"VLOOKUP(C23,BB3:BF10,5)","v":{"$error":"#N/A"}},{"$f":"VLOOKUP(C23,BB3:BC10,2)","v":{"$error":"#N/A"}},null,null,null,null,null,null,null,null,null,null,"Binghamton",null,{"$f":"HLOOKUP($V$19,$AA$21:$AC$26,3)","v":2284.1},1827.28,1522.7333333333333,1305.2,1142.05,2284.1,2604.1999999999998,2937.9,4.0999999999999996,null,null,null,null,null,null,null,null,null,null,null,null,null,null,null,null,null,null,null,null,null,null,null,"Wood Pellets",0.77,0.77]
[null,null,"Equipment Age:",{"$f":"IF(YEAR(TODAY())-'Audit Data Collection'!B63>=11,\"11+ yrs\",\"≤10 yrs\")","v":"11+ yrs"},"(sets equipment efficiency)",null,null,null,{"$f":"VLOOKUP(C23,BB3:BH10,7)","v":{"$error":"#N/A"}},null,null,null,null,null,null,null,null,null,null,"Massena",null,{"$f":"HLOOKUP($V$19,$AA$21:$AC$26,4)","v":2272.9},1818.3200000000002,1515.2666666666667,1298.8,1136.45,2272.9,2560.1999999999998,2850.2,-5.0999999999999996]
[null,null,"Base Case factors & Seasonal Combustion Efficiency",null,null,null,{"$f":"VLOOKUP(C23,BB3:$BG$10,6)","v":{"$error":"#N/A"}},{"$f":"\"MBtu \"&I23","v":{"$error":"#N/A"}},{"$f":"IF(System1_Type=\"Electric Baseboard or Wall\",100,Raw_Sys1_H_Efficiency_Existing)/100","v":0},"eff",null,null,null,null,null,null,null,null,null,"New York",null,{"$f":"HLOOKUP($V$19,$AA$21:$AC$26,5)","v":1888.1},1510.48,1258.7333333333333,1078.9142857142856,944.05,1888.1,2230,2578.6999999999998,18]
[null,null,"MEASURED Annual Fuel Use (for Space Heating ONLY)      Override:",null,null,null,null,{"$f":"MID(I23,4,6)&\" per yr\"","v":{"$error":"#N/A"}},{"$f":"IF(G26,G26*G25/1000*I25,\"\")","v":""},{"$f":"IF(G26,\"MMBtu\",\"\")","v":""},null,null,"ASHP Installer/Contractor Information",null,null,null,null,null,null,"Rochester",null,{"$f":"HLOOKUP($V$19,$AA$21:$AC$26,6)","v":2136.3000000000002},1709.0400000000002,1424.2,1220.7428571428572,1068.1500000000001,2136.3000000000002,2445.8000000000002,2764.9,6.9]
[null,null,"Base Case Boiler/Furnace Electric Use (fans, pumps, etc)",null,null,null,"Base Case AC:",null,{"$f":"VLOOKUP(C23,$BB$3:$BI$10,8,FALSE)*X17","v":{"$error":"#N/A"}},"kWh/yr",null,null,null,null,null,null,null,null,null,null,null,3,4,5,6,{"$f":"Y27+1","v":7},{"$f":"Z27+1","v":8},{"$f":"AA27+1","v":9},{"$f":"AB27+1","v":10},{"$f":"AC27+1","v":11}]
[null,null,"Base Case Cooling Efficiency (avg EER w/ extra fan for Central AC)",null,null,null,{"$f":"IF(System1_Capacity_c>0,INDEX(Lookups_ASHP_SEER,MATCH(Raw_Sys1_C_Efficiency_Existing,Lookups_Data_Collection_SEER,1),1),IF(Raw_Room_AC_Present=\"Yes\",\"Room AC\",\"\"))","v":""},"Avg EER:",{"$f":"HLOOKUP(G28,$U$1:$X$11,11,FALSE)","v":{"$error":"#N/A"}},"Btu/Wh",null,null,"Name:",{"$f":"Auditor","v":0},null,null,null,null,null,{"$f":"VLOOKUP($T$17,$T$22:$Z$26,1,FALSE)","v":{"$error":"#N/A"}},null,{"$f":"VLOOKUP($T$17,$T$22:$AD$26,V27)","v":{"$error":"#N/A"}},{"$f":"VLOOKUP($T$17,$T$22:$AD$26,W27)","v":{"$error":"#N/A"}},{"$f":"VLOOKUP($T$17,$T$22:$AD$26,X27)","v":{"$error":"#N/A"}},{"$f":"VLOOKUP($T$17,$T$22:$AD$26,Y27)","v":{"$error":"#N/A"}},{"$f":"VLOOKUP($T$17,$T$22:$AD$26,Z27)","v":{"$error":"#N/A"}},null,null,null,{"$f":"VLOOKUP($T$17,$T$22:$AD$26,AD27)","v":{"$error":"#N/A"}}]
[null,null,null,null,null,null,null,null,null,null,null,null,null,null,null,null,null,null,"CURRENT:"]
[null,null,null,"Heating Elect (kWh/yr)","Cooling Elect (kWh/yr)",{"$f":"\"Displaced Annual Htg Fuel \"&VLOOKUP(C23,BB3:BE10,4)","v":{"$error":"#N/A"}},"Annual Heating Cost","Annual Cooling Cost","Total Annual Cost",null,"Fuel Energy (MMBtu/yr) ",null,"Address:","345 Heat Pump Lane"]
[null,null,"Base Case",{"$f":"I27","v":{"$error":"#N/A"}},{"$f":"IF(ISERROR((I17*1000/I28)),0,(I17*1000/I28))","v":0},{"$f":"I13*1000/I25/G25","v":{"$error":"#N/A"}},{"$f":"D31*$H$20+F31*$H$23","v":{"$error":"#N/A"}},{"$f":"E31*$H$20","v":{"$error":"#N/A"}},{"$f":"G31+H31","v":{"$error":"#N/A"}},null,{"$f":"F31*G25/1000","v":{"$error":"#N/A"}}]
[null,null,"ASHP System",{"$f":"(I13*1000/3.413/I15)","v":{"$error":"#N/A"}},{"$f":"(I17*1000/I18)","v":{"$error":"#N/A"}},null,{"$f":"D32*$H$20+F32*$H$23","v":{"$error":"#N/A"}},{"$f":"E32*$H$20","v":{"$error":"#N/A"}},{"$f":"G32+H32","v":{"$error":"#N/A"}},null,null,null,"City, State, Zip:","Pipetown, NY  22222"]
[null,null,"Savings",{"$f":"D31-D32","v":{"$error":"#N/A"}},{"$f":"E31-E32","v":{"$error":"#N/A"}},{"$f":"F31-F32","v":{"$error":"#N/A"}},{"$f":"G31-G32","v":{"$error":"#N/A"}},{"$f":"H31-H32","v":{"$error":"#N/A"}},{"$error":"#N/A"}]
[null,null,"Savings (kWh)",{"$f":"Savings_ASHP_Heat_kWh","v":{"$error":"#N/A"}},{"$f":"Savings_ASHP_Cool_kWh","v":{"$error":"#N/A"}},{"$f":"VLOOKUP(C23,BB3:BZ10,10)","v":{"$error":"#N/A"}}]
[null,null,"Total Rebate ","($500 per outdoor unit for ductless units)",null,null,null,null,{"$f":"500*I10","v":0}]
[null,null,"Net kWh Savings",null,null,null,null,null,{"$f":"SUMIF(D34:F34,\"<>#N/A\")","v":0},{"$f":"Savings_ASHP_Net_kWh/F34","v":{"$error":"#N/A"}}]
[null,null,"Post-Incentive Costs:",null,null,null,null,null,{"$f":"I11-I35","v":0},null,null,null,"NaturalGas",29.3001]
[null,null,null,null,null,null,null,null,null,null,null,null,"Electricity",1]
[null,null,"Simple Payback Based on Total Costs",null,null,null,null,null,{"$f":"I11/I33","v":{"$error":"#N/A"}},"years",null,null,"Oil",43.900000000000063]
[null,null,"Simple Payback After Rebate",null,null,null,null,null,{"$f":"I37/I33","v":{"$error":"#N/A"}},"years",null,null,"Kerosene",39.5]
[null,null,null,null,null,null,null,null,null,null,null,null,"Propane",27.988288458333273]
[null,null,"Expected ASHP System Life",null,null,null,null,null,15,"years",null,null,"Wood",3690]
[null,null,null,null,null,null,null,null,null,"v4 (9/11/2019)",null,null,"Pellets",4800]
[null,null,null,null,null,null,null,null,null,null,null,null,"Coal"]
[]
[null,null,null," ",null,"Old","New",null,"Old","New"]
[null,null,null,"Fuel",null,{"$f":"F31*(VLOOKUP(C23,$D$55:$H$60,4,))","v":{"$error":"#N/A"}},0,{"$f":"F47-G47","v":{"$error":"#N/A"}}]
[null,null,null,"Electricity - Heating"," ",{"$f":"D31*G56","v":{"$error":"#N/A"}},{"$f":"D32*G56","v":{"$error":"#N/A"}},{"$f":"F48-G48","v":{"$error":"#N/A"}},{"$f":"D31/1000","v":{"$error":"#N/A"}},{"$f":"D32/1000","v":{"$error":"#N/A"}},{"$f":"I48-J48","v":{"$error":"#N/A"}}]
[null,null,null,"Electricity - Cooling",null,{"$f":"E31*G56","v":0},{"$f":"E32*G56","v":{"$error":"#N/A"}},{"$f":"F49-G49","v":{"$error":"#N/A"}},{"$f":"E31/1000","v":0},{"$f":"E32/1000","v":{"$error":"#N/A"}},{"$f":"I49-J49","v":{"$error":"#N/A"}}]
[null,null,null,"Total",null,null,null,{"$f":"SUM(H48:H49)","v":{"$error":"#N/A"}},{"$f":"SUM(I48:I49)","v":{"$error":"#N/A"}},{"$f":"SUM(J48:J49)","v":{"$error":"#N/A"}},{"$f":"I50-J50","v":{"$error":"#N/A"}}]
[null,null,null,null,null,null,"Total MMBTU Savings",{"$f":"SUM(H50,H47)","v":{"$error":"#N/A"}}]
[]
[]
[]
[null,null,null,"Wood",5500000,"Btu / cord",{"$f":"E55/1000000","v":5.5},"MMBtu / cord"]
[null,null,null,"Elect Resist",3412,"Btu / kWh",{"$f":"E56/1000000","v":3.4120000000000001E-3},"MMBtu / kWh"]
[null,null,null,"Fuel Oil",111200,"Btu / gallon",0.11119999999999999,"MMBtu / gallon"]
[null,null,null,"Wood Pellets",7200000,"Btu / ton ",7.2,"MMBtu / ton "]
[null,null,null,"Propane",77775,"Btu / gallon",7.7774999999999997E-2,"MMBtu / gallon"]
[null,null,null,"Natural Gas",null,"Btu / gallon",null,"MMBtu / gallon"]
[null,null,null,null,null,null,null,null,"Base Case Load",{"$f":"SUM(D31,E31,(F31*VLOOKUP(Raw_HVAC_1_Heating_Fuel,$M$37:$N$44,2,)),Output!D45,Output!D46)","v":{"$error":"#N/A"}}]
[null,null,null,null,null,null,null,null,"Savings",{"$f":"Savings_ASHP_Net_kWh/J61","v":{"$error":"#N/A"}}]

{"sheet":"Instructions","index":10,"n_rows":47,"n_cols":2,"rows_kept":47,"cut":false,"hidden":true,"merged":[[46,1,48,14],[1,1,1,14],[3,1,6,14],[12,1,16,14],[18,1,20,14],[24,1,25,14],[29,1,31,14],[33,1,34,14],[37,1,38,14],[40,1,41,14],[43,1,44,14],[35,1,35,8]]}
[]
[null,"ProForma Financial Workbook (v2) Instructions"]
[]
[null,"Step 1: Model the home and proposed improvements using a NYSERDA approved energy modeling tool. Please ensure that the model has been trued-up to the customer’s actual fuel bills, if possible, and the correct fuel rates were entered. It is very important that the savings predictions are accurate.  There should be a reasonable expectation that the customer will actually realize the projected dollar savings. Spot check the total percentage of energy savings, as well. The average realized savings of most Home Performance projects is 20% - 30%."]
[]
[]
[]
[]
[null,"Step 2: Enter project information in the “Measures” tab."]
[]
[null,"a)      Select project type from the drop down menu (HEMI/AHP/Market Rate)."]
[]
[null,"b)      Enter prequalified measures in the first section, “Eligible for Incentives (if Applicable)”. When you click on a yellow cell in column “C”, a drop down box will appear with a list of the prequalified measures. Once you’ve selected an improvement, enter the measure cost and interactive* dollar savings from the energy modeling software in the yellow columns “G” and “H”. Like measures (such as insulation) may be grouped together on a single row, as long as the entire cost will be receiving the same incentive(s). You may add notes in column “F” if you wish."]
[]
[]
[]
[]
[]
[null,"c)       For insulation and central AC, you must also indicate whether the measure passes the Insulation Rules or the CAC electric utility requirements for pre-approval (column I). If the answer is “No”, then the measure information will automatically move to the “Loan Eligible Measures (if Applicable)” section below."]
[]
[]
[]
[null,"d)      Enter measures which are eligible for financing only in the second section, “Loan Eligible Measures (if Applicable)”."]
[]
[null,"e)      The “Other” option allows you to enter a measure that may not appear in the drop down menu. You must enter the effective useful life and a brief description to continue."]
[]
[]
[null,"Step 3: Check that project meet loan eligibility criteria in the “2. Loan Calculator” tab."]
[]
[null,"a)      Once the “Measures” tab has been filled out, then the total project cost, incentives, loan only costs, non-energy saving measure costs, FY energy savings, and average measure life on the “Loan Calculator” tab will auto-populate. Select the applicable interest rate, loan term, and enter any additional incentives the customer is receiving, such as utility rebates or 3rd party grants."]
[]
[]
[]
[null,"b)      Verify that the project “Passes All Criteria” on row 70 for the desired loan type (OBR or Smart Energy), interest rate, and length of term (5, 10, or 15 years).  A green “YES” or red “NO” indicates whether or not the project passes."]
[]
[null,"Click here for a description of the loan Cost Effectiveness Requirements."]
[]
[null,"SIR = Savings-to-Investment Ratio. The minimum 0.80 requirement is waived for Smart Energy Loans under $13,000 if loan only costs are also less than 15% up to $2000 of the total project cost."]
[]
[]
[null,"Cash Flow = 1/12th rule for OBR Loans or Simple Payback Period (Years) for Smart Energy Loans. The minimum 15 year payback requirement is waived for Smart Energy Loans less than or equal to $13,000."]
[]
[]
[null,"c)       If the project fails one or both of the criteria, check the “Required Customer Contribution” and “Required FY Savings” for the appropriate loan type and term. The options are to increase the annual savings of the proposal, ask the customer to contribute the required out of pocket costs, or reduce the amount of the workscope. Please revise the Measures tab, or enter the Customer Contribution to reflect a passing result. A project that fails for OBR may switch loan products if it “Passes All Criteria” for the Smart Energy Loan."]
[]
[]
[null,"*Interactive savings are the measure level savings when calculated as part of the whole proposed workscope, not as a standalone measure. For example, insulation by itself will save more energy if the existing furnace is low efficiency. However, if the furnace is also replaced, then the subsequent insulation measures will have lower savings because the new furnace is using less energy. The interactive savings will almost always be slightly lower than the standalone savings. Make sure to use the appropriate savings numbers from the modeling tool."]

{"sheet":"Published Fuel Rates","index":11,"n_rows":46,"n_cols":9,"rows_kept":46,"cut":false,"hidden":true,"merged":[[18,3,19,5],[19,1,19,2]]}
["Customer Bill Savings Rates"]
[]
["Electricity Rates"]
[null,"Residential"]
["Utility","Basis: 600 kWh/month"]
["Units of Measure","$/kWh"]
["Central Hudson",0.13370000000000001]
["ConEdison NYC",0.22109999999999999]
["ConEdison Westchester",0.21260000000000001]
["National Grid",0.1041]
["NYSEG",0.105]
["Rochester Gas & Electric",9.5799999999999996E-2]
["PSEG Long Island",0.18329999999999999]
["Orange & Rockland",0.1782]
[]
[null,null,null,null,null,null,"Biomass (Cord Wood and Pellets)"]
[]
["Natural Gas Rates",null,null,null,null,null,"Cord Wood: Dec 2018","Statewide: $225/cord"]
[null,"Residential",null,"Assumption: One thousand cu ft (Mcf) natural gas equals 1.032 million Btu (MMBtu), 10.32 therms",null,null,"Pellets"]
["Utility","Basis: 1,000 therms/yr (100 MMBtu)",null,null,null,null,"Hardwood (bagged - 40 lbs)","Region","Average (Mar 2017 - Dec 2018)"]
["Units of Measure","$/mmBtu",null,"$/McF","$/therm",null,null,null,"$/ton"]
["Central Hudson G&E",14.686,null,15.156000000000001,1.4690000000000001,null,null,"Capital District",261.08237344426408]
["ConEdison",14.032,null,14.481,1.403]
["National Grid",8.2629999999999999,null,8.5269999999999992,0.82599999999999996,null,null,"Central Region",243.16233149801241]
["NYSEG",9.5809999999999995,null,9.8879999999999999,0.95799999999999996]
["Rochester Gas & Electric",8.4109999999999996,null,8.68,0.84099999999999997,null,null,"Hudson Valley",275.11028647914583]
["Orange & Rockland",11.577,null,11.946999999999999,1.1579999999999999]
["National Fuel Gas",7.3579999999999997,null,7.5940000000000003,0.73599999999999999,null,null,"Long Island",307.89408055555555]
["KEDLI [Keyspan Energy (National Grid)]",12.151999999999999,null,12.541,1.2150000000000001]
["KEDNY [Brooklyn Union Gas (National Grid)]",11.326000000000001,null,11.688000000000001,1.133,null,null,"North Country",253.63949583333331]
["St. Lawrence*",11.342000000000001,null,11.705,1.1339999999999999]
["Corning Natural Gas*",9,null,9.2880000000000003,0.9,null,null,"Western Region",249.56101880787034]
[]
[]
[]
["HEATING OIL","Source: NYSERDA New York Home Heating Oil Price Monitoring Program",null,"KEROSENE","Source: NYSERDA New York Home Kerosene Price Monitoring Program",null,"PROPANE","Source: NYSERDA New York Home Propane Price Monitoring Program"]
[null,"3-year Average (2015-2017)",null,null,"3-year Average (2015-2017)",null,null,"3-year Average (2015-2017)"]
["Units of Measure","$/gallon",null,"Units of Measure","$/gallon",null,"Units of Measure","$/gallon"]
["Long Island",2.7887413333333329,null,null,null,null,"Long Island",2.9581087797619032]
["NYC",2.7546683333333313]
["Lower Hudson",2.6862187037037013,null,"Mid-Hudson",3.184905917874397,null,"Middle Hudson",2.4398365583075337]
["Upper Hudson",2.5345615079365071]
["Capital District",2.4871160256410261,null,"Capital District",2.9966020833333356,null,"Capital District",2.660757651515151]
["North County",2.5133023809523802,null,"North Country",3.0929006944444439,null,"North Country",2.8854408173076935]
["Central",2.4470744444444432,null,"Central",2.9829493589743583,null,"Central",2.2435595175438618]
["Western",2.6776113636363634,null,"Western",3.0516222222222225,null,"Western",2.2051507352941182]

{"sheet":"Output","index":12,"n_rows":111,"n_cols":19,"rows_kept":111,"cut":false,"hidden":true,"merged":[]}
["System 1","Overall Power Savings","Season Savings (Based on pre)","Season Savings (Based on post)","$avings (based on post)",null,null,null,null,null,null,null,null,null,null,{"$f":"1/0.29307","v":3.4121540928788345}]
["Heat_Dist_Save",{"$f":" PercentLoad_h * (Total_kWh_h_Post / (Heat_DistEff_Pre * Heat_SysEff_Post) - Total_kWh_h_Post / (Heat_DistEff_Post * Heat_SysEff_Post)) / Total_kWh_Input_Pre","v":{"$error":"#DIV/0!"}},{"$f":" PercentLoad_h * (Total_kWh_h_Post / (Heat_DistEff_Pre * Heat_SysEff_Pre) - Total_kWh_h_Post / (Heat_DistEff_Post * Heat_SysEff_Pre)) / Total_kWh_h_Pre","v":{"$error":"#DIV/0!"}},{"$f":" PercentLoad_h * (Total_kWh_h_Post / (Heat_DistEff_Pre * Heat_SysEff_Post) - Total_kWh_h_Post / (Heat_DistEff_Post * Heat_SysEff_Post)) / Total_kWh_h_Pre","v":{"$error":"#DIV/0!"}},{"$f":"(D2)*Total_kWh_h_Post*N16","v":{"$error":"#DIV/0!"}},null,{"$f":"SUM('Audit Summary Report'!M14:N59)","v":0},"Sum all thermal/HVAC above"]
["Heat_Sys_Save",{"$f":" PercentLoad_h * (Total_kWh_h_Post / (Heat_SysEff_Pre * Heat_DistEff_Post) - Total_kWh_h_Post / (Heat_SysEff_Post * Heat_DistEff_Post)) / Total_kWh_Input_Pre","v":{"$error":"#DIV/0!"}},{"$f":" PercentLoad_h * Total_kWh_h_Post *((1/ (Heat_SysEff_Pre * Heat_DistEff_Pre)) - (1 / (Heat_SysEff_Post * Heat_DistEff_Pre))) / Total_kWh_h_Pre","v":{"$error":"#DIV/0!"}},{"$f":" PercentLoad_h * (Total_kWh_h_Post / (Heat_SysEff_Pre * Heat_DistEff_Post) - Total_kWh_h_Post / (Heat_SysEff_Post * Heat_DistEff_Post)) / Total_kWh_h_Pre","v":{"$error":"#DIV/0!"}},{"$f":"(D3)*Total_kWh_h_Post*N16","v":{"$error":"#DIV/0!"}},null,{"$f":"'Inputs-Results'!K22","v":{"$error":"#N/A"}},"total all heating&cooling from model",null,null,null,null,null,null,null,3.4121540928788345]
["Cool_Dist_Save",{"$f":"IF(System1_Capacity_c=\"\",0, PercentLoad_c * (Total_kWh_c_Post / (Cool_DistEff_Pre * Cool_SysEff_Post) - Total_kWh_c_Post / (Cool_DistEff_Post * Cool_SysEff_Post)) / Total_kWh_Input_Pre)","v":0},{"$f":" PercentLoad_c * (Total_kWh_c_Post / (Cool_DistEff_Pre * Cool_SysEff_Pre) - Total_kWh_c_Post / (Cool_DistEff_Post * Cool_SysEff_Pre)) / Total_kWh_c_Pre","v":{"$error":"#N/A"}},{"$f":" PercentLoad_c * (Total_kWh_c_Post / (Cool_DistEff_Pre * Cool_SysEff_Post) - Total_kWh_c_Post / (Cool_DistEff_Post * Cool_SysEff_Post)) / Total_kWh_c_Pre","v":{"$error":"#N/A"}},{"$f":"(D4)*Total_kWh_c_Post*N16","v":{"$error":"#N/A"}},null,null,null,null,null,null,null,"Total_kWh_Input_Pre"]
["Cool_Sys_Save",{"$f":"IF(System1_Capacity_c=\"\",0,  PercentLoad_c * (Total_kWh_c_Post / (Cool_SysEff_Pre * Cool_DistEff_Post) - Total_kWh_c_Post / (Cool_SysEff_Post * Cool_DistEff_Post)) / Total_kWh_Input_Pre)","v":0},{"$f":" PercentLoad_c * (Total_kWh_c_Post / (Cool_SysEff_Pre * Cool_DistEff_Pre) - Total_kWh_c_Post / (Cool_SysEff_Post * Cool_DistEff_Pre)) / Total_kWh_c_Pre","v":{"$error":"#N/A"}},{"$f":" PercentLoad_c * (Total_kWh_c_Post / (Cool_SysEff_Pre * Cool_DistEff_Post) - Total_kWh_c_Post / (Cool_SysEff_Post * Cool_DistEff_Post)) / Total_kWh_c_Pre","v":{"$error":"#N/A"}},{"$f":"(D5)*Total_kWh_c_Post*N16","v":{"$error":"#N/A"}},null,"Deemed Savings From Tech Manual (therms) - For Comparison",null,null,null,{"$f":" 0.5 * (4774.310623292 / (1.46541617819461 * 0.948326029147136) - 4774.310623292 / (5.86166471277843 * 0.948326029147136)) / 73262.3262743385","v":1.7585008465252579E-2},null,"Total_kWh_c_Post"]
[null,null,null,null,null,null,{"$f":"Ecap*0.8*((1/(Heat_DistEff_Pre*Heat_SysEff_Pre))-(1/(Heat_DistEff_Post*Heat_SysEff_Post)))*1076/1000/100","v":{"$error":"#N/A"}},"Therm"]
["Systems 2",null,null,null,null,null,{"$f":"G6*29.30722","v":{"$error":"#N/A"}},"kwh"]
["Heat_Dist_Save",{"$f":" PercentLoad_h_Sys2 * (Total_kWh_h_Post / (Heat_DistEff_Pre_Sys2 * Heat_SysEff_Post_Sys2) - Total_kWh_h_Post / (Heat_DistEff_Post_Sys2 * Heat_SysEff_Post_Sys2)) / Total_kWh_Input_Pre","v":{"$error":"#DIV/0!"}},{"$f":" PercentLoad_h_Sys2 * (Total_kWh_h_Post / (Heat_DistEff_Pre_Sys2 * Heat_SysEff_Pre_Sys2) - Total_kWh_h_Post / (Heat_DistEff_Post_Sys2 * Heat_SysEff_Pre_Sys2)) / Total_kWh_h_Pre","v":{"$error":"#DIV/0!"}},{"$f":" PercentLoad_h_Sys2 * (Total_kWh_h_Post / (Heat_DistEff_Pre_Sys2 * Heat_SysEff_Post_Sys2) - Total_kWh_h_Post / (Heat_DistEff_Post_Sys2 * Heat_SysEff_Post_Sys2)) / Total_kWh_h_Pre","v":{"$error":"#DIV/0!"}},{"$f":"(D8)*Total_kWh_h_Post*N16","v":{"$error":"#DIV/0!"}},null,{"$f":"G7*N16","v":{"$error":"#N/A"}},"$","not used"]
["Heat_Sys_Save",{"$f":" PercentLoad_h_Sys2 * (Total_kWh_h_Post / (Heat_SysEff_Pre_Sys2 * Heat_DistEff_Post_Sys2) - Total_kWh_h_Post / (Heat_SysEff_Post_Sys2 * Heat_DistEff_Post_Sys2)) /Total_kWh_Input_Pre","v":{"$error":"#DIV/0!"}},{"$f":" PercentLoad_h_Sys2 * (Total_kWh_h_Post / (Heat_SysEff_Pre_Sys2 * Heat_DistEff_Pre_Sys2) - Total_kWh_h_Post / (Heat_SysEff_Post_Sys2 * Heat_DistEff_Pre_Sys2)) / Total_kWh_h_Pre","v":{"$error":"#DIV/0!"}},{"$f":" PercentLoad_h_Sys2 * (Total_kWh_h_Post / (Heat_SysEff_Pre_Sys2 * Heat_DistEff_Post_Sys2) - Total_kWh_h_Post / (Heat_SysEff_Post_Sys2 * Heat_DistEff_Post_Sys2)) /Total_kWh_h_Pre","v":{"$error":"#DIV/0!"}},{"$f":"(D9)*Total_kWh_h_Post*N16","v":{"$error":"#DIV/0!"}}]
["Cool_Dist_Save",{"$f":" PercentLoad_c_Sys2 * (Total_kWh_c_Post / (Cool_DistEff_Pre_Sys2 * Cool_SysEff_Post_Sys2) - Total_kWh_c_Post / (Cool_DistEff_Post_Sys2 * Cool_SysEff_Post_Sys2)) /Total_kWh_Input_Pre","v":{"$error":"#DIV/0!"}},{"$f":" PercentLoad_c_Sys2 * (Total_kWh_c_Post / (Cool_DistEff_Pre_Sys2 * Cool_SysEff_Pre_Sys2) - Total_kWh_c_Post / (Cool_DistEff_Post_Sys2 * Cool_SysEff_Pre_Sys2)) / Total_kWh_c_Pre","v":{"$error":"#DIV/0!"}},{"$f":" PercentLoad_c_Sys2 * (Total_kWh_c_Post / (Cool_DistEff_Pre_Sys2 * Cool_SysEff_Post_Sys2) - Total_kWh_c_Post / (Cool_DistEff_Post_Sys2 * Cool_SysEff_Post_Sys2)) /Total_kWh_c_Pre","v":{"$error":"#DIV/0!"}},{"$f":"(D10)*Total_kWh_c_Post*N16","v":{"$error":"#DIV/0!"}}]
["Cool_Sys_Save",{"$f":" PercentLoad_c_Sys2 * (Total_kWh_c_Post / (Cool_SysEff_Pre_Sys2 * Cool_DistEff_Post_Sys2) - Total_kWh_c_Post / (Cool_SysEff_Post_Sys2 * Cool_DistEff_Post_Sys2)) / Total_kWh_Input_Pre","v":{"$error":"#N/A"}},{"$f":" PercentLoad_c_Sys2 * (Total_kWh_c_Post / (Cool_SysEff_Pre_Sys2 * Cool_DistEff_Pre_Sys2) - Total_kWh_c_Post / (Cool_SysEff_Post_Sys2 * Cool_DistEff_Pre_Sys2)) / Total_kWh_c_Pre","v":{"$error":"#DIV/0!"}},{"$f":" PercentLoad_c_Sys2 * (Total_kWh_c_Post / (Cool_SysEff_Pre_Sys2 * Cool_DistEff_Post_Sys2) - Total_kWh_c_Post / (Cool_SysEff_Post_Sys2 * Cool_DistEff_Post_Sys2)) / Total_kWh_c_Pre","v":{"$error":"#N/A"}},{"$f":"(D11)*Total_kWh_c_Post*N16","v":{"$error":"#N/A"}},null,{"$f":"DistEff_h","v":{"$error":"#N/A"}}]
[null,null,null,null,null,null,{"$f":"Heat_DistEff_Pre","v":{"$error":"#N/A"}},null,null,null,null,{"$f":"PRE-((PRE-post)*Raw_Window_Prc_Upgraded)","v":{"$error":"#NAME?"}}]
["DHW_save",{"$f":"('Inputs-Results'!F19-'Inputs-Results'!H19)/'Inputs-Results'!F19","v":0},"not used",null,null,null,null,null,"IF(Ecap_c=0,0,Building!I116+Building!M133)",null,null,null,null,null,null,"IF(Ecap_c=0,0,'Building-2'!I116+'Building-2'!M133)"]
["C18/Net_Eff_h_Sys1*PercentLoad_h*1000/3.413",null,null,"HEATING SYSTEM and DHW kWh are adjusted for relative cost of gas when fossil equipment is chosen"]
["Pre",null,null,{"$f":"C18/0.37313775574796*0.5*1000/3.413","v":{"$error":"#N/A"}},{"$f":"IF(System2_Type<>\"\",C18/0.0126228644508775*0.5*1000/3.413,0)","v":0},null,"Post",null,null,"Building Input load @ old efficiency",null,"Savings (KWh)",null,"Savings ($)"]
["IF(System2_Type<>\"\",C18/Net_Eff_h_Sys2*PercentLoad_h_Sys2*1000/3.413,0)",null,null,"System 1","System 2",null,null,null,null,"System 1","System 2","System 1","System 2",{"$f":"IF('Audit Data Collection'!B58=\"Electricity\",ElectricKWH,IF(OR('Audit Data Collection'!B58=\"Natural Gas\",'Audit Data Collection'!B58=\"NaturalGas\"),gasKWH,IF('Audit Data Collection'!B58=\"Oil\",oilKWH,IF('Audit Data Collection'!B58=\"Propane\",propaneKWH))))","v":false},{"$f":"N16","v":false},null,null,"kWh Input Based on Proforma Work Sold"]
["Heating","% losses","Mbtu load","Input kWh_sys 1","Input kWh_sys 2",null,"Heating","% losses","MBtu","Input kWh_sys 1","Input kWh_sys 2","Input kWh_sys 1","Input kWh_sys 2"]
["Air leakage",{"$f":"C18/SUM($C$18:$C$23)","v":{"$error":"#N/A"}},{"$f":"Building!L141","v":{"$error":"#N/A"}},{"$f":"C18/Net_Eff_h_Sys1*PercentLoad_h*1000/3.413","v":{"$error":"#N/A"}},{"$f":"IF(System2_Type<>\"\",C18/Net_Eff_h_Sys2*PercentLoad_h_Sys2*1000/3.413,0)","v":0},null,"Air leakage",{"$f":"I18/SUM($I$18:$I$23)","v":{"$error":"#N/A"}},{"$f":"'Building-2'!L141","v":{"$error":"#N/A"}},{"$f":"I18/Net_Eff_h_Sys1*PercentLoad_h*1000/3.413","v":{"$error":"#N/A"}},{"$f":"IF(System2_Type<>\"\",I18/Net_Eff_h_Sys2*PercentLoad_h_Sys2*1000/3.413,0)","v":0},{"$f":"D18-J18","v":{"$error":"#N/A"}},0,{"$f":"L18*$N$16","v":{"$error":"#N/A"}},{"$f":"M18*$O$16","v":0},null,null,{"$f":"IF(COUNTIFS('Loan Application - Step 1'!C43:C82,\"*\"&S18&\"*\")>0,I18,C18)","v":{"$error":"#N/A"}},"Air Sealing"]
["Roof",{"$error":"#DIV/0!"},{"$f":"SUM(Building!H109:'Building'!H112)","v":{"$error":"#DIV/0!"}},{"$f":"C19/Net_Eff_h_Sys1*PercentLoad_h*1000/3.413","v":{"$error":"#DIV/0!"}},{"$f":"IF(System2_Type<>\"\",C19/Net_Eff_h_Sys2*PercentLoad_h_Sys2*1000/3.413,0)","v":0},null,"Roof",{"$error":"#DIV/0!"},{"$f":"SUM('Building-2'!H109                                                                                                                                                                                  : 'Building-2'!H112)","v":{"$error":"#DIV/0!"}},{"$f":"I19/Net_Eff_h_Sys1*PercentLoad_h*1000/3.413","v":{"$error":"#DIV/0!"}},0,{"$error":"#DIV/0!"},0,{"$f":"L19*$N$16","v":{"$error":"#DIV/0!"}},{"$f":"M19*$O$16","v":0},null,null,{"$f":"IF(COUNTIFS('Loan Application - Step 1'!C44:C83,\"*\"&S19&\"*\")>0,I19,C19)","v":{"$error":"#DIV/0!"}},"Insulation (att"]
["Walls",{"$error":"#N/A"},{"$f":"Building!H113+Building!H114+Building!H115","v":0},{"$f":"C20/Net_Eff_h_Sys1*PercentLoad_h*1000/3.413","v":{"$error":"#N/A"}},{"$f":"IF(System2_Type<>\"\",C20/Net_Eff_h_Sys2*PercentLoad_h_Sys2*1000/3.413,0)","v":0},null,"Walls",{"$error":"#N/A"},{"$f":"'Building-2'!H113+'Building-2'!H114+'Building-2'!H115","v":0},{"$error":"#N/A"},0,{"$error":"#N/A"},0,{"$error":"#N/A"},0,null,null,{"$f":"IF(COUNTIFS('Loan Application - Step 1'!C45:C84,\"*\"&S20&\"*\")>0,I20,C20)","v":0},"Insulation (att"]
["Foundation",{"$error":"#DIV/0!"},{"$f":"Building!H120+Building!H121+Building!H122","v":{"$error":"#DIV/0!"}},{"$f":"C21/Net_Eff_h_Sys1*PercentLoad_h*1000/3.413","v":{"$error":"#DIV/0!"}},{"$f":"IF(System2_Type<>\"\",C21/Net_Eff_h_Sys2*PercentLoad_h_Sys2*1000/3.413,0)","v":0},null,"Foundation",{"$error":"#DIV/0!"},{"$f":"'Building-2'!H120+'Building-2'!H121+'Building-2'!H122","v":{"$error":"#DIV/0!"}},{"$error":"#DIV/0!"},0,{"$error":"#DIV/0!"},0,{"$error":"#DIV/0!"},0,null,null,{"$f":"IF(COUNTIFS('Loan Application - Step 1'!C46:C85,\"*\"&S21&\"*\")>0,I21,C21)","v":{"$error":"#DIV/0!"}},"Insulation (att"]
["Floors",{"$error":"#N/A"},{"$f":"Building!H117+Building!H118","v":0},{"$f":"C22/Net_Eff_h_Sys1*PercentLoad_h*1000/3.413","v":{"$error":"#N/A"}},{"$f":"IF(System2_Type<>\"\",C22/Net_Eff_h_Sys2*PercentLoad_h_Sys2*1000/3.413,0)","v":0},null,"Floors",{"$error":"#N/A"},{"$f":"'Building-2'!H117+'Building-2'!H118","v":0},{"$error":"#N/A"},0,{"$error":"#N/A"},0,{"$error":"#N/A"},0,null,null,{"$f":"IF(COUNTIFS('Loan Application - Step 1'!C47:C86,\"*\"&S22&\"*\")>0,I22,C22)","v":0},"Insulation (att"]
["Windows and Doors",{"$f":"C23/SUM($C$18:$C$23)","v":{"$error":"#N/A"}},{"$f":"Building!H116+Building!L133","v":{"$error":"#N/A"}},{"$f":"C23/Net_Eff_h_Sys1*PercentLoad_h*1000/3.413","v":{"$error":"#N/A"}},{"$f":"IF(System2_Type<>\"\",C23/Net_Eff_h_Sys2*PercentLoad_h_Sys2*1000/3.413,0)","v":0},null,"Windows and Doors",{"$error":"#N/A"},{"$f":"(Building!H116+Building!L133)-(((Building!H116+Building!L133)-('Building-2'!H116+'Building-2'!L133))*Raw_Window_Prc_Upgraded)","v":{"$error":"#N/A"}},{"$f":"I23/Net_Eff_h_Sys1*PercentLoad_h*1000/3.413","v":{"$error":"#N/A"}},0,{"$error":"#N/A"},0,{"$error":"#N/A"},0,null,null,{"$f":"IF(COUNTIFS('Loan Application - Step 1'!C48:C87,\"*\"&S23&\"*\")>0,I23,C23)","v":{"$error":"#N/A"}},"Replacement Windows"]
["Internal Gains",null,{"$f":"Building!C10","v":-2.7321527540198427},{"$error":"#N/A"},0,null,"Internal Gains",null,{"$f":"'Building-2'!C10","v":-2.7321527540198427},{"$error":"#N/A"},0,{"$f":"D24-J24","v":{"$error":"#N/A"}},0,{"$error":"#N/A"},0,null,null,{"$f":"IF(COUNTIFS('Loan Application - Step 1'!C49:C88,\"*\"&S24&\"*\")>0,I24,C24)","v":-2.7321527540198427}]
[null,"Total_Btu_Pre",{"$f":"SUM(C18:C24)","v":{"$error":"#N/A"}},{"$f":"SUM(D18:D24)","v":{"$error":"#N/A"}},{"$f":"SUM(E18:E24)","v":0},null,null,"Total_Btu_Post",{"$f":"SUM(I18:I24)","v":{"$error":"#N/A"}},{"$f":"SUM(J18:J24)","v":{"$error":"#N/A"}},0,{"$error":"#N/A"},0,{"$error":"#N/A"},0,{"$f":"D25-J25","v":{"$error":"#N/A"}},null,{"$f":"SUM(R18:R24)","v":{"$error":"#N/A"}}]
[null,"Total_kWh_h_Pre",{"$f":"IFERROR(D25,0)+IFERROR(E25,0)","v":0},null,null,null,null,"Total_kWh_Post",{"$f":"Total_Btu_h_Post*1000000/3413","v":{"$error":"#N/A"}},null,null,null,null,null,null,null,null,{"$f":"R25*1000000/3413","v":{"$error":"#N/A"}}]
["Cooling","% losses","Mbtu load","kWh input",null,null,"Cooling","% losses","Mbtu load","kWh input","Savings (KWh)","Savings($)"]
["Air leakage",{"$f":"C28/SUM($C$28:$C$33)","v":{"$error":"#DIV/0!"}},{"$f":"IF(Ecap_c=0,0,Building!M140)","v":0},{"$f":"IF(Ecap_c=0,0,C28/Net_Eff_c)*1000/3.413","v":0},null,null,"Air leakage",{"$f":"I28/SUM($I$28:$I$33)","v":{"$error":"#DIV/0!"}},{"$f":"IF(Ecap_c=0,0,'Building-2'!M140)","v":0},{"$f":"IF(Ecap_c=0,0,I28/Net_Eff_c)*1000/3.413","v":0},{"$f":"D28-J28","v":0},{"$f":"Lookups_Electric_Rate*K28","v":{"$error":"#N/A"}}]
["Roof",{"$error":"#DIV/0!"},{"$f":"IF(Ecap_c=0,0,SUM(Building!I109:'Building'!I112))","v":0},0,null,null,"Roof",{"$error":"#DIV/0!"},{"$f":"IF(Ecap_c=0,0,SUM('Building-2'!I109:'Building-2'!I112))","v":0},0,{"$f":"D29-J29","v":0},{"$error":"#N/A"}]
["Walls",{"$error":"#DIV/0!"},{"$f":"IF(Ecap_c=0,0,Building!I113+Building!I114+Building!I115)","v":0},0,null,null,"Walls",{"$error":"#DIV/0!"},{"$f":"IF(Ecap_c=0,0,'Building-2'!I113+'Building-2'!I114+'Building-2'!I115)","v":0},0,0,{"$error":"#N/A"}]
["Foundation",{"$error":"#DIV/0!"},{"$f":"IF(Ecap_c=0,0,Building!I120+Building!I121+Building!I122)","v":0},0,null,null,"Foundation",{"$error":"#DIV/0!"},{"$f":"IF(Ecap_c=0,0,'Building-2'!I120+'Building-2'!I121+'Building-2'!I122)","v":0},0,0,{"$error":"#N/A"}]
["Floors",{"$error":"#DIV/0!"},{"$f":"IF(Ecap_c=0,0,Building!I117+Building!I118)","v":0},0,null,null,"Floors",{"$error":"#DIV/0!"},{"$f":"IF(Ecap_c=0,0,'Building-2'!I117+'Building-2'!I118)","v":0},0,0,{"$error":"#N/A"}]
["Windows and Doors",{"$error":"#DIV/0!"},{"$f":"IF(Ecap_c=0,0,Building!I116+Building!M133)","v":0},0,null,null,"Windows and Doors",{"$error":"#DIV/0!"},{"$f":"(IF(Ecap_c=0,0,Building!I116+Building!M133))-(((IF(Ecap_c=0,0,Building!I116+Building!M133))-(IF(Ecap_c=0,0,'Building-2'!I116+'Building-2'!M133)))*Raw_Window_Prc_Upgraded)","v":0},{"$f":"IF(Ecap_c=0,0,I33/Net_Eff_c)*1000/3.413","v":0},{"$f":"(D33-J33)","v":0},{"$error":"#N/A"}]
["Internal Gains",null,{"$f":"IF(Ecap_c=0,0,Building!B10)","v":0},0,null,null,"Internal Gains",null,{"$f":"IF(Ecap_c=0,0,'Building-2'!B10)","v":0},0,0,{"$error":"#N/A"}]
[null,"Total_Btu_Pre",{"$f":"SUM(C28:C34)","v":0},{"$f":"SUM(D28:D34)","v":0},null,null,null,"Total_Btu_Post",{"$f":"SUM(I28:I34)","v":0},{"$f":"SUM(J28:J34)","v":0},{"$f":"SUM(K28:K34)","v":0},{"$f":"SUM(L28:L34)","v":{"$error":"#N/A"}}]
[null,"Total_kWh_c_Pre",{"$f":"Total_Btu_c_Pre*1000000/3413","v":0},null,null,null,null,"Total_kWh_Post",{"$f":"Total_Btu_c_Post*1000000/3413","v":0},null,null,null,null,null,null,"Lighting"]
["Both","% losses","Mbtu load","kWh input",null,null,"Both","% losses","Mbtu load","kWh input","% Save-load","% save-input","$ save",null,null,"Blubs Replaced",{"$f":"'Rpt#3 HVAC DHW'!D46","v":0}]
["Air leakage",{"$f":"C38/SUM($C$38:$C$43)","v":{"$error":"#N/A"}},{"$f":"C18+C28","v":{"$error":"#N/A"}},{"$f":"D18+E18+D28","v":{"$error":"#N/A"}},null,null,"Air leakage",{"$f":"I38/SUM($I$38:$I$43)","v":{"$error":"#N/A"}},{"$f":"I18+I28","v":{"$error":"#N/A"}},{"$f":"J18+K18+J28","v":{"$error":"#N/A"}},{"$f":"(C38-I38)/Total_Btu_Pre","v":{"$error":"#N/A"}},{"$f":"(D38-J38)/Total_kWh_Input_Pre","v":{"$error":"#N/A"}},{"$f":"N18+O18+L28","v":{"$error":"#N/A"}},null,null,"Watts / Bulb (existing)",60]
["Roof",{"$error":"#DIV/0!"},{"$error":"#DIV/0!"},{"$error":"#DIV/0!"},null,null,"Roof",{"$error":"#DIV/0!"},{"$error":"#DIV/0!"},{"$f":"J19+K19+J29","v":{"$error":"#DIV/0!"}},{"$error":"#DIV/0!"},{"$error":"#DIV/0!"},{"$f":"N19+O19+L29","v":{"$error":"#DIV/0!"}},null,null,"Watts / Bulb (replaced)",15]
["Walls",{"$error":"#N/A"},0,{"$error":"#N/A"},null,null,"Walls",{"$error":"#N/A"},0,{"$error":"#N/A"},{"$error":"#N/A"},{"$error":"#N/A"},{"$error":"#N/A"},null,null,"Hours Per Day",2]
["Foundation",{"$error":"#DIV/0!"},{"$error":"#DIV/0!"},{"$error":"#DIV/0!"},null,null,"Foundation",{"$error":"#DIV/0!"},{"$error":"#DIV/0!"},{"$error":"#DIV/0!"},{"$error":"#DIV/0!"},{"$error":"#DIV/0!"},{"$error":"#DIV/0!"},null,null,"KWh / day (saved)",{"$f":"Q37*(Q38-Q39)*Q40/1000","v":0}]
["Floors",{"$error":"#N/A"},0,{"$error":"#N/A"},null,null,"Floors",{"$error":"#N/A"},0,{"$error":"#N/A"},{"$error":"#N/A"},{"$error":"#N/A"},{"$error":"#N/A"},null,null,"KWh / year (saved)",{"$f":"Q41*365","v":0}]
["Windows and Doors",{"$error":"#N/A"},{"$f":"C23+C33","v":{"$error":"#N/A"}},{"$error":"#N/A"},null,null,"Windows and Doors",{"$error":"#N/A"},{"$error":"#N/A"},{"$error":"#N/A"},{"$error":"#N/A"},{"$error":"#N/A"},{"$error":"#N/A"},null,null,"$ / year (saved)",{"$f":"Q42*Lookups_Electric_Rate","v":{"$error":"#N/A"}}]
["Internal Gains",null,-2.7321527540198427,{"$f":"D24+E24+D34","v":{"$error":"#N/A"}},null,null,"Internal Gains",null,-2.7321527540198427,{"$error":"#N/A"},{"$f":"(C44-I44)/Total_Btu_Pre","v":{"$error":"#N/A"}},{"$error":"#N/A"},{"$error":"#N/A"}]
["Water heating (adjusted if gas)",null,null,{"$f":"'Inputs-Results'!F19","v":2092.9463532418577},null,null,"Water heating",null,null,{"$f":"'Inputs-Results'!H19","v":2092.9463532418577},null,0]
["Misc. lights/appliances",null,null,{"$f":"MIN(0.59*SUM(D38:D45),10000)","v":{"$error":"#N/A"}},null,null,"Misc. lights/appliances",null,null,{"$f":"D46","v":{"$error":"#N/A"}}]
[null,"Total_kWh_Pre (adjusted)",{"$f":"SUM(C38:C44)","v":{"$error":"#N/A"}},{"$f":"SUMIFS(D38:D46,D38:D46,\"<>#N/A\",D38:D46,\"<>#DIV/0!\")","v":2092.9463532418577},{"$f":"D45/Total_kWh_Input_Pre","v":1},null,null,"Total_kWh_Post (adjusted)",{"$f":"SUM(I38:I44)","v":{"$error":"#N/A"}},{"$f":"SUM(J38:J46)","v":{"$error":"#N/A"}},null,{"$f":"SUM(L38:L44)","v":{"$error":"#N/A"}}]
[null,"(cost adjusted for gas heating)",null,null,null,null,null,null,null,{"$f":"(Total_kWh_Input_Pre-J47)/Total_kWh_Input_Pre","v":{"$error":"#N/A"}},"check"]
[null,null,null,{"$f":"Total_kWh_Input_Pre*0.003412","v":7.1411329572612186},null,null,null,null,null,null,null,null,{"$f":"(D45-J45)/Total_kWh_Input_Pre","v":0}]
["Airsealing_Pre",{"$f":"AVERAGE(Building!I140:I141)","v":{"$error":"#N/A"}},null,{"$f":"D49*0.055","v":0.39276231264936701},null,null,"Airsealing_Post",{"$f":"AVERAGE('Building-2'!I140:I141)","v":{"$error":"#N/A"}}]
["Roof_Rvalue_Pre",{"$f":"Building!C90","v":""},null,null,null,null,"Roof_Rvalue_Post",{"$f":"'Building-2'!C90","v":""}]
["Roof_Area",{"$f":"Building!F90","v":{"$error":"#DIV/0!"}},null,null,null,null,"Roof_Message",{"$f":"\"Insulate approximately \" & Roof_Area & \" square feet of attic / roof \" & IF('Audit Data Collection'!B35 = Roof_RVal_unknown, \"to achieve at least R-\" &  Roof_Rvalue_Post, \"with at least R-\" & Roof_Rvalue_Post - Roof_Rvalue_Pre & \" insulation\")","v":{"$error":"#DIV/0!"}}]
["Roof2_Rvalue_Pre",{"$f":"IF(Building!C91<>\"\", Building!C91, 0)","v":0},null,null,null,null,"Roof2_Rvalue_Post",{"$f":"'Building-2'!C91","v":""}]
["Roof2_Area",{"$f":"Building!F91","v":0},null,null,null,null,"Roof2_Message",{"$f":"\"Insulate approximately \" & Roof2_Area & \" square feet of attic / roof \" & IF('Audit Data Collection'!B36 = Roof_RVal_unknown, \"to achieve at least R-\" &  Roof2_Rvalue_Post, \"with at least R-\" & Roof2_Rvalue_Post - Roof2_Rvalue_Pre & \" insulation\")","v":{"$error":"#VALUE!"}}]
["Roof3_Rvalue_Pre",{"$f":"IF(Building!C92<>\"\", Building!C92, 0)","v":0},null,null,null,null,"Roof3_Rvalue_Post",{"$f":"'Building-2'!C92","v":""}]
["Roof3_Area",{"$f":"Building!F92","v":0},null,null,null,null,"Roof3_Message",{"$f":"\"Insulate approximately \" & Roof3_Area & \" square feet of attic / roof \" & IF('Audit Data Collection'!B36 = Roof_RVal_unknown, \"to achieve at least R-\" &  Roof3_Rvalue_Post, \"with at least R-\" & Roof3_Rvalue_Post - Roof3_Rvalue_Pre & \" insulation\")","v":{"$error":"#VALUE!"}}]
["Wall_Rvalue_Pre",{"$f":"IF(OR(Building!C94 = 1, Building!C94 = \"\"), 0, Building!C94)","v":0},null,null,null,null,"Wall_Rvalue_Post",{"$f":"IF(OR('Building-2'!C94=1, 'Building-2'!C94=\"\"), 0, 'Building-2'!C94)","v":0}]
["Wall_Area",{"$f":"Building!F94","v":0},null,null,null,null,"Wall_Message",{"$f":"\"Insulate approximately \"&Wall_Area&\" square feet of exterior framed walls \"&IF('Audit Data Collection'!B38=Wall_RVal_Unknown,\"to achieve at least R-\"&Wall_Rvalue_Post,\"with at least R-\"&Wall_Rvalue_Post-Wall_Rvalue_Pre&\" insulation\")","v":"Insulate approximately 0 square feet of exterior framed walls with at least R-0 insulation"}]
["WallMasonary_Rvalue_Pre",{"$f":"IF(Building!C95 = 1, 0, Building!C95)","v":""},null,null,null,null,"WallMasonary_Rvalue_Post",{"$f":"IF('Building-2'!C95=1, 0, 'Building-2'!C95)","v":""}]
["WallMasonary_Area",{"$f":"Building!F95","v":0},null,null,null,null,"WallMasonary_Message",{"$f":"\"Insulate approximately \"&WallMasonary_Area&\" square feet of exterior masonry walls \"&IF('Audit Data Collection'!B39=Wall_RVal_Unknown,\"to achieve at least R-\"&WallMasonary_Rvalue_Post,\"with at least R-\"&WallMasonary_Rvalue_Post-WallMasonary_Rvalue_Pre&\" insulation\")","v":{"$error":"#VALUE!"}}]
["BufferedWall_Rvalue_Pre",{"$f":"IF(Building!C96=\"\",0,Building!C96)","v":0},null,null,null,null,"BufferedWall_Rvalue_Post",{"$f":"IF('Building-2'!C96=\"\",0,'Building-2'!C96)","v":0}]
["BufferedWall_Area",{"$f":"Building!B115","v":0},null,null,null,null,"BufferedWall_Message",{"$f":"\"Insulate approximately \"&BufferedWall_Area&\" square feet of buffered walls \"&IF('Audit Data Collection'!B40=Wall_RVal_Unknown,\"to achieve at least R-\"&BufferedWall_Rvalue_Post,\"with at least R-\"& BufferedWall_Rvalue_Post&\" insulation\")","v":"Insulate approximately 0 square feet of buffered walls with at least R-0 insulation"}]
[]
["Floor_Exposed_Rvalue_Pre",{"$f":"IF(Building!C98=1, 0, Building!C98)","v":""},null,null,null,null,"Floor_Exposed_Rvalue_Post",{"$f":"IF('Building-2'!C98=1,0,'Building-2'!C98)","v":""}]
["Floor_Exposed_Area",{"$f":"Building!B98","v":""},null,null,null,null,"Floor_Exposed_Message",{"$f":" \"Insulate approximately \" & Floor_Exposed_Area & \" square feet of exposed floors \"&IF('Audit Data Collection'!B41=Wall_RVal_Unknown,\"to achieve at least R-\"& Floor_Exposed_Rvalue_Post,\"with at least R-\" & Floor_Exposed_Rvalue_Post - Floor_Exposed_Rvalue_Pre & \" insulation\")","v":{"$error":"#VALUE!"}}]
["Floor_Over_Rvalue_Pre",{"$f":"IF(Building!C99=1, 0, Building!C99)","v":""},null,null,null,null,"Floor_Over_Rvalue_Post",{"$f":"IF('Building-2'!C99=1,0,'Building-2'!C99)","v":""}]
["Floor_Over_Area",{"$f":"Building!B99","v":""},null,null,null,null,"Floor_Over_Message",{"$f":"\"Insulate approximately \"&Floor_Over_Area&\" square feet of buffered floors \"&IF('Audit Data Collection'!B42=Wall_RVal_Unknown,\"to achieve at least R-\"&Floor_Over_Rvalue_Post,\"with at least R-\"&Floor_Over_Rvalue_Post-Floor_Over_Rvalue_Pre&\" insulation\")","v":{"$error":"#VALUE!"}}]
[]
["Foundation_Basement_Rvalue_Pre",{"$f":"IF(Building!C101=1, 0, Building!C101)","v":""},null,null,null,null,"Foundation_Basement_Rvalue_Post",{"$f":"IF('Building-2'!C101=1,0,'Building-2'!C101)","v":""}]
["Foundation_Basement_Perim",{"$f":"Building!B101","v":""},null,null,null,null,"Foundation_Basement_Message",{"$f":"\"Insulate approximately \"&Foundation_Basement_Perim&\" linear feet of basement perimeter \"&IF('Audit Data Collection'!B44=Wall_RVal_Unknown,\"to achieve at least R-\"&Foundation_Basement_Rvalue_Post,\"with at least R-\"&Foundation_Basement_Rvalue_Post-Foundation_Basement_Rvalue_Pre&\" insulation\")","v":{"$error":"#VALUE!"}}]
["Foundation_Slab_Rvalue_Pre",{"$f":"IF( Building!C102 = 1, 0, Building!C102)","v":""},null,null,null,null,"Foundation_Slab_Rvalue_Post",{"$f":"IF('Building-2'!C102=1,0,'Building-2'!C102)","v":""}]
["Foundation_Slab_Perim",{"$f":"Building!B102","v":""},null,null,null,null,"Foundation_Slab_Message",{"$f":"\"Insulate approximately \"&Foundation_Slab_Perim&\" linear feet of basement perimeter \"&IF('Audit Data Collection'!B45=Wall_RVal_Unknown,\"to achieve at least R-\"&Foundation_Slab_Rvalue_Post,\"with at least R-\"&Foundation_Slab_Rvalue_Post-Foundation_Slab_Rvalue_Pre&\" insulation\")","v":{"$error":"#VALUE!"}}]
["Foundation_Crawlspace_Rvalue_Pre",{"$f":"IF( Building!C103 = 1, 0, Building!C103)","v":""},null,null,null,null,"Foundation_Crawlspace_Rvalue_Post",{"$f":"IF('Building-2'!C103=1,0,'Building-2'!C103)","v":""}]
["Foundation_Crawlspace_Perim",{"$f":"Building!B103","v":""},null,null,null,null,"Foundation_Crawlspace_Message",{"$f":"\"Insulate approximately \"&Foundation_Crawlspace_Perim&\" linear feet of basement perimeter \"&IF('Audit Data Collection'!B46=Wall_RVal_Unknown,\"to achieve at least R-\" & Foundation_Crawlspace_Rvalue_Post,\"with at least R-\"&Foundation_Crawlspace_Rvalue_Post-Foundation_Crawlspace_Rvalue_Pre&\" insulation\")","v":{"$error":"#VALUE!"}}]
[]
["Window_SHGC_Pre",{"$f":"rWin_shgcadj_n","v":{"$error":"#N/A"}}]
["Window_U_Pre",{"$f":"Building!C129","v":{"$error":"#N/A"}}]
[]
[]
[]
[]
[]
[]
[]
[]
[]
[]
[]
[]
[]
[]
[]
[]
[]
[]
[]
[]
[]
[]
[]
[]
[]
[]
[]
[]
[]
[]
[null,57637]
[null,"kwh to therm"]
[null,3.4129E-2]
[null,{"$f":"B108*B110","v":1967.093173}]

{"sheet":"2019 Measures","index":13,"n_rows":76,"n_cols":22,"rows_kept":76,"cut":false,"hidden":true,"merged":[]}
[null,null,null,null,null,null,null,null,null,null,null,null,{"$f":"Raw_HVAC_1_Heating_Fuel","v":0},null,null,null,null,"   "]
[null,null,null,{"$f":"'Audit Data Collection'!C28","v":""},null,null,null,null,null,null,null,null,null,null,"Total Usage"]
[null,null,null,null,null,null,null,null,null,null,null,{"$f":"978*System1_Capacity_H","v":0},null,null,"kWh","Therm","MMBTU"]
["Thermostat",null,null,null,null,null,null,null,null,null,null,null,null,null,{"$f":"Household_Electric_Consumption","v":6961},{"$f":"Total_Btu_Pre","v":{"$error":"#N/A"}}]
[]
["Inputs",null,null,null,null,null,"Calculations",null,null,null,null,null,null,null,"Outputs (units)",null,null,null,"Outputs (%)"]
[null,null,null,null,null,null,"Calc Vintage","Calc F EH","Calc F CEC","Calc F GH","Climate Zone","TRM Nearest City","Cooling System Capacity",null,"kWh","Therm","MMBTU",null,"kWh","Therm"]
[null,null,null,null,null,null,{"$f":"IF(Raw_Home_Construction_Vintage=\"Before 1979\",\"Old\",IF(Raw_Home_Construction_Vintage=\"Between 1979 and 2007\",\"Average\",\"New\"))","v":"New"},{"$f":"IF(ISNUMBER(SEARCH(\"electricity\",Raw_HVAC_1_Heating_Fuel,1)),1,0)","v":0},{"$f":"IF(Calc_CAC_capacity__tons>0,1,0)","v":0},{"$f":"IF(OR(ISNUMBER(SEARCH(\"Gas\",Raw_HVAC_1_Heating_Fuel,1)),ISNUMBER(SEARCH(\"Oil\",Raw_HVAC_1_Heating_Fuel,1))),1,0)","v":0},{"$f":"INDEX(Lookups_TRM_Climate_Zone,MATCH(Customer_Zip,Lookups_TRM_Zipcode,),1)","v":{"$error":"#N/A"}},{"$f":"INDEX(Lookups_TRM_City,MATCH(Customer_Zip,Lookups_TRM_Zipcode,),1)","v":{"$error":"#N/A"}},{"$f":"IF(System2_Capacity_c<>\"\",System2_Capacity_c/12000,IF(Is_cooling_1,(INDEX(Lookups_CAC_Avg_Cap_SF,MATCH(Calc_Climate_Zone,Lookups_CAC_Capacity_CZ,),1)*Raw_SF)/12000,0))","v":0},null,{"$f":"IF(AND(Raw_Existing_Thermostat=\"Manual\",Raw_New_Thermostat=\"Programmable\"),0.06*(Total_kWh_h_Pre+Total_kWh_c_Pre),(IF(Raw_New_Thermostat=\"\",\"n/a\",(IF(Raw_New_Thermostat=\"Learning\",((Calc_CAC_capacity__tons*12)/12*12/EER*INDEX(Lookups_EFLH_Cooling_Table,MATCH(Calc_TRM_City_Nearest,Lookup_EFLH_Cooling_City,),MATCH(Calc_Vintage,Lookups_EFLH_Cooling_Vintage,))*Lookups_ESFcooling_learning_Constant*Calc_F_CEC)+IF(Raw_HVAC_1_Heating_Fuel=\"Electricity\",((Calc_Heating_1_Capacity/1000)/Lookups_TRM_HSPF_Baseline*INDEX(Lookups_EFLH_Heating_Table,MATCH(Calc_TRM_City_Nearest,Lookups_EFLH_Heating_City,),MATCH(Calc_Vintage,Lookups_EFLH_Heating_Vintage,))*Lookups_ESFheating_learning_Constant*Calc_F_EH),0),IF(AND( Raw_New_Thermostat=\"WiFi\",OR(Raw_Existing_Thermostat=\"Manual\",Raw_Existing_Thermostat=\"Programmable\")),104,\"n/a\"))))))","v":"n/a"},{"$f":"IF(AND(Raw_Existing_Thermostat=\"Manual\",Raw_New_Thermostat=\"Programmable\"),0.06*((Total_kWh_h_Pre+Total_kWh_c_Pre)/29.3),IF(Raw_New_Thermostat=\"\",\"n/a\",(IF(Raw_New_Thermostat=\"Learning\",((Calc_Heating_0_Capacity/1000)/Calc_Heating_Efficiency)/100*INDEX(Lookups_EFLH_Heating_Table,MATCH(Calc_TRM_City_Nearest,Lookups_EFLH_Heating_City,),MATCH(Calc_Vintage,Lookups_EFLH_Heating_Vintage,))*Lookups_ESFheating_learning_Constant*Calc_F_GH,IF(AND( Raw_New_Thermostat=\"WiFi\",OR(Raw_Existing_Thermostat=\"Manual\",Raw_Existing_Thermostat=\"Programmable\")),66,\"n/a\")))))","v":"n/a"},{"$f":"IF(Raw_New_Thermostat=\"\",\"n/a\",(IF((AND(Savings_Thermostat_Therms<>\"n/a\",Savings_Thermostat_Therms<>\"Not Upgraded\")),Savings_Thermostat_Therms/10,Savings_Thermostat_Therms)))","v":"n/a"},null,{"$f":"IF(AND(Raw_HVAC_1_Heating_Fuel=\"electricity\", Raw_Existing_Thermostat=\"manual\",Raw_New_Thermostat=\"programmable\"),6*(Total_kWh_h_Pre+Total_kWh_c_Pre)/Total_kWh_Input_Pre&\"%\",IF(Savings_Thermostat_kWh=\"n/a\",\"n/a\",IF(Savings_Thermostat_kWh=0,\"n/a\",Savings_Thermostat_kWh/Total_kWh_Input_Pre)))","v":"n/a"},{"$f":"IF(AND(OR(Raw_HVAC_1_Heating_Fuel=\"NaturalGas\",Raw_HVAC_1_Heating_Fuel=\"Propane\",Raw_HVAC_1_Heating_Fuel=\"Oil\"), Raw_Existing_Thermostat=\"manual\",Raw_New_Thermostat=\"programmable\"),6*(Total_kWh_h_Pre+Total_kWh_c_Pre)/Total_kWh_Input_Pre&\"%\",IF(Q8=\"n/a\",\"n/a\",IF(Q8=0,\"n/a\",Q8*293.3/Total_kWh_Input_Pre)))","v":"n/a"},"% Checked"]
[]
[]
[]
["Room AC"]
["Inputs",null,null,null,null,null,"Calculations",null,null,null,null,null,null,null,"Outputs (units)",null,null,null,"Outputs (%)"]
[null,null,null,null,null,null,"CEER Baseline",null,null,null,null,null,null,null,"kWh","Therm",null,null,"kWh","Therm"]
[null,null,null,null,null,null,{"$f":"INDEX(Lookups_CEERbase_CZ,MATCH(Calc_Climate_Zone,Lookups_Room_AC_CZ,),1)","v":{"$error":"#N/A"}},null,null,null,null,null,null,null,{"$f":"IF(Raw_New_Room_AC_CEER=\"\",\"\",(Calc_CAC_capacity__tons*(12/Calc_CEER_Baseline-12/Raw_New_Room_AC_CEER)*INDEX(Lookup_EFLH_Room_AC,MATCH(Calc_TRM_City_Nearest,Lookup_EFLH_Room_AC_Cooling_City,),1)))","v":""},null,{"$f":"Savings_Room_AC_Therms/10","v":0},null,{"$f":"IF(OR(Savings_Room_AC_kWh=\"n/a\",Savings_Room_AC_kWh=\"\"),\"n/a\",IF(Savings_Room_AC_kWh=0,\"n/a\",Savings_Room_AC_kWh/Total_kWh_Input_Pre))","v":"n/a"},{"$f":"IF(P15=\"n/a\",\"n/a\",IF(P15=0,\"n/a\",P15/Total_Btu_Pre))","v":"n/a"},"% Checked"]
[]
["Fridge and Freezer"]
["Inputs",null,null,null,null,null,"Calculations",null,null,null,null,null,null,null,"Outputs (units)",null,null,null,"Outputs (%)"]
[null,null,null,null,null,null,null,null,null,null,null,null,null,null,"kWh","Therm",null,null,"kWh","Therm"]
[null,null,null,null,null,null,null,null,null,null,null,null,null,null,{"$f":"IF(OR(Raw_Primary_Existing_Fridge_Efficiency=\"\",Raw_Primary_New_Fridge_Efficiency=\"\"),\"n/a\",(INDEX(Lookups_Fridge_Freezer_Efficiency_Types_Table,MATCH(Raw_Primary_Existing_Fridge_Efficiency,Lookups_Fridge_Freezer_Efficiency_Types_Old,),MATCH(Raw_Primary_New_Fridge_Efficiency,Lookups_Fridge_Freezer_Efficiency_Types_New,))))","v":"n/a"},null,{"$f":"Savings_Room_AC_Therms/10","v":0},null,{"$f":"IF(Savings_Primary_Refrigerator_kWh=\"n/a\",\"n/a\",IF(Savings_Primary_Refrigerator_kWh=0,\"n/a\",Savings_Primary_Refrigerator_kWh/Total_kWh_Input_Pre))","v":"n/a"},{"$f":"IF(P20=\"n/a\",\"n/a\",IF(P20=0,\"n/a\",P20/Total_Btu_Pre))","v":"n/a"},"% Checked"]
[null,null,null,null,null,null,"Calculations",null,null,null,null,null,null,null,"Outputs (units)",null,null,null,"Outputs (%)"]
[null,null,null,null,null,null,null,null,null,null,null,null,null,null,"kWh","Therm"," ",null,"kWh","Therm"]
[null,null,null,null,null,null,null,null,null,null,null,null,null,null,{"$f":"IF(OR(Raw_Secondary_Existing_Fridge_Efficiency=\"\",Raw_Secondary_New_Fridge_Efficiency=\"\"),\"n/a\",(INDEX(Lookups_Fridge_Freezer_Efficiency_Types_Table,MATCH(Raw_Secondary_Existing_Fridge_Efficiency,Lookups_Fridge_Freezer_Efficiency_Types_Old,),MATCH(Raw_Secondary_New_Fridge_Efficiency,Lookups_Fridge_Freezer_Efficiency_Types_New,))))","v":"n/a"},null,null,null,{"$f":"IF(OR(Savings_Secondary_Refrigerator_Freezer_kWh=\"n/a\",Savings_Secondary_Refrigerator_Freezer_kWh=\"\"),\"n/a\",IF(Savings_Secondary_Refrigerator_Freezer_kWh=0,\"n/a\",Savings_Secondary_Refrigerator_Freezer_kWh/Total_kWh_Input_Pre))","v":"n/a"},{"$f":"IF(P23=\"n/a\",\"n/a\",IF(P23=0,\"n/a\",P23/Total_Btu_Pre))","v":"n/a"},"% Checked"]
[]
[]
[]
["Lighting"]
["Inputs",null,null,null,null,null,"Calculations",null,null,null,null,null,null,null,"Outputs (units)",null,null,null,"Outputs (%)"]
[null,null,null,null,null,null,"Existing NOT CFL/LED Cnt","Existing CFL Cnt","Existing LED Cnt","New NOT CFL/LED Cnt","New CFL Cnt","New LED Cnt","TRM Heating System",null,"kWh","Therm",null,null,"kWh","Therm"]
[null,null,null,null,null,null,{"$f":"Raw_Existing_Not_CFL_LED_Prc_of_Lighting*INDEX(Lookups_Lighting_Ave_Bulbs_Cond_Sq_Ft,MATCH(Calc_Climate_Zone,Lookups_Lighting_Climate_Zone,),1)*Raw_SF","v":{"$error":"#N/A"}},{"$f":"Raw_Existing_CFL_Prc_of_Lighting*INDEX(Lookups_Lighting_Ave_Bulbs_Cond_Sq_Ft,MATCH(Calc_Climate_Zone,Lookups_Lighting_Climate_Zone,),1)*Raw_SF","v":{"$error":"#N/A"}},{"$f":"Raw_Existing_LED_Prc_of_Lighting*INDEX(Lookups_Lighting_Ave_Bulbs_Cond_Sq_Ft,MATCH(Calc_Climate_Zone,Lookups_Lighting_Climate_Zone,),1)*Raw_SF","v":{"$error":"#N/A"}},{"$f":"Raw_New_Not_CFL_LED_Prc_of_Lighting*INDEX(Lookups_Lighting_Ave_Bulbs_Cond_Sq_Ft,MATCH(Calc_Climate_Zone,Lookups_Lighting_Climate_Zone,),1)*Raw_SF","v":{"$error":"#N/A"}},{"$f":"Raw_New_CFL_Prc_of_Lighting*INDEX(Lookups_Lighting_Ave_Bulbs_Cond_Sq_Ft,MATCH(Calc_Climate_Zone,Lookups_Lighting_Climate_Zone,),1)*Raw_SF","v":{"$error":"#N/A"}},{"$f":"Raw_New_LED_Prc_of_Lighting*INDEX(Lookups_Lighting_Ave_Bulbs_Cond_Sq_Ft,MATCH(Calc_Climate_Zone,Lookups_Lighting_Climate_Zone,),1)*Raw_SF","v":{"$error":"#N/A"}},{"$f":"IF(OR(Raw_HVAC_1_Heating_Fuel=\"Oil\",Raw_HVAC_1_Heating_Fuel=\"Kerosene\",Raw_HVAC_1_Heating_Fuel=\"Coal\",Raw_HVAC_1_Heating_Fuel=\"Pellets\",Raw_HVAC_1_Heating_Fuel=\"Wood\"),\"n/a\",(INDEX(Lookups_TRM_Heating_System,MATCH(CONCATENATE(System1_Type,Raw_HVAC_1_Heating_Fuel,Is_cooling_1),Lookups_Raw_Heating_System_UI,),1)))","v":{"$error":"#N/A"}},null,{"$f":"IF(SUM(Raw_New_LED_Prc_of_Lighting,Raw_New_Not_CFL_LED_Prc_of_Lighting,Raw_New_CFL_Prc_of_Lighting)>0,(SUMPRODUCT(Lookups_Lighting_Bulb_Wattage,Calc_Lighting_Existing_Bulbs)-SUMPRODUCT(Calc_Lighting_New_Bulbs,Lookups_Lighting_Bulb_Wattage))/1000*Lookups_Lighting_Hours_Of_Use_Constant*(1+IF(Calc_TRM_Heating_System=\"n/a\",0,INDEX(Lookups_LIghting_HVACc,MATCH(CONCATENATE(Calc_TRM_City_Nearest,Calc_TRM_Heating_System),Lookups_LIghting_UI,),1))),\"n/a\")","v":"n/a"},null,null,null,{"$f":"IF(OR(Savings_Lighting_kWh=\"n/a\",Savings_Lighting_kWh=0,Savings_Lighting_kWh=\"\"),\"n/a\",Savings_Lighting_kWh/Total_kWh_Input_Pre)","v":"n/a"},{"$f":"IF(P30=\"n/a\",\"n/a\",IF(P30=0,\"n/a\",P30/Total_Btu_Pre))","v":"n/a"},"% Checked","=(SUMPRODUCT(Lookups_Lighting_Bulb_Wattage,Calc_Lighting_Existing_Bulbs)-SUMPRODUCT(Calc_Lighting_New_Bulbs,Lookups_Lighting_Bulb_Wattage))/1000*Lookups_Lighting_Hours_Of_Use_Constant*(1+IF(Calc_TRM_Heating_System=\"n/a\",0,INDEX(Lookups_LIghting_HVACc,MATCH(CONCATENATE(Calc_TRM_City_Nearest,Calc_TRM_Heating_System),Lookups_LIghting_UI,),1)))"]
[null,null,null,null,null,null,{"$f":"G30-D30","v":{"$error":"#N/A"}},{"$f":"H30-E30","v":{"$error":"#N/A"}},{"$f":"I30-F30","v":{"$error":"#N/A"}},{"$f":"J30-G30","v":{"$error":"#N/A"}},{"$f":"K30-H30","v":{"$error":"#N/A"}},{"$f":"L30-Raw_Existing_LED_Cnt","v":{"$error":"#N/A"}},null,null,null,null,null,null,null,null,null,"Heat PumpElectricityTRUE"]
[null,null,null,null,null,null,{"$f":"G31*Lookups_Watts__Non_CFL_LED","v":{"$error":"#N/A"}},{"$f":"H31*Lookups_Watts__Non_CFL_LED","v":{"$error":"#N/A"}},{"$f":"I31*Lookups_Watts__Non_CFL_LED","v":{"$error":"#N/A"}},{"$f":"J31*Lookups_Watts__Non_CFL_LED","v":{"$error":"#N/A"}},{"$f":"K31*Lookups_Watts__CFL","v":{"$error":"#N/A"}},{"$f":"L31*Lookups_Watts__LED","v":{"$error":"#N/A"}}]
[null,null,null,null,null,null,{"$f":"(G32*Lookups_Lighting_Hours_Of_Use_Constant)/1000","v":{"$error":"#N/A"}},{"$f":"(H32*Lookups_Lighting_Hours_Of_Use_Constant)/1000","v":{"$error":"#N/A"}},{"$f":"(I32*Lookups_Lighting_Hours_Of_Use_Constant)/1000","v":{"$error":"#N/A"}},{"$f":"(J32*Lookups_Lighting_Hours_Of_Use_Constant)/1000","v":{"$error":"#N/A"}},{"$f":"(K32*Lookups_Lighting_Hours_Of_Use_Constant)/1000","v":{"$error":"#N/A"}},{"$f":"((L32*Lookups_Lighting_Hours_Of_Use_Constant)/1000)","v":{"$error":"#N/A"}}]
[null,null,null,null,null,null,null,null,null,{"$f":"IF(J33<=0,\"n/a\",1-(J33/SUMIFS($J$33:$L$33,$J$33:$L$33,\">0\")))","v":{"$error":"#N/A"}},{"$f":"IF(K33<=0,\"n/a\",1-(K33/SUMIFS($J$33:$L$33,$J$33:$L$33,\">0\")))","v":{"$error":"#N/A"}},{"$f":"IF(L33<=0,\"n/a\",1-(L33/SUMIFS($J$33:$L$33,$J$33:$L$33,\">0\")))","v":{"$error":"#N/A"}}]
[]
[null,null,null,null,"Bulb Count",null,{"$f":"G30","v":{"$error":"#N/A"}},{"$f":"H30","v":{"$error":"#N/A"}},{"$error":"#N/A"},{"$error":"#N/A"},{"$error":"#N/A"},{"$error":"#N/A"}]
[null,null,null,null,"Watts Per",null,{"$f":"Lookups_Watts__Non_CFL_LED","v":43},{"$f":"Lookups_Watts__CFL","v":13},{"$f":"Lookups_Watts__LED","v":10},{"$f":"Lookups_Watts__Non_CFL_LED","v":43},{"$f":"Lookups_Watts__CFL","v":13},{"$f":"Lookups_Watts__LED","v":10}]
[null,null,null,null,"Total Watts",null,{"$f":"G36*G37","v":{"$error":"#N/A"}},{"$f":"H36*H37","v":{"$error":"#N/A"}},{"$error":"#N/A"},{"$error":"#N/A"},{"$error":"#N/A"},{"$error":"#N/A"}]
[null,null,null,null,"Hours of Use",null,{"$f":"Lookups_Lighting_Hours_Of_Use_Constant","v":1040.5},1040.5,1040.5,1040.5,1040.5,1040.5]
[null,null,null,null,"kWh",null,{"$f":"G38*G39/1000","v":{"$error":"#N/A"}},{"$f":"H38*H39/1000","v":{"$error":"#N/A"}},{"$error":"#N/A"},{"$error":"#N/A"},{"$error":"#N/A"},{"$error":"#N/A"}]
[null,null,null,null,"kWh Change",null,null,null,null,{"$f":"G40-J40","v":{"$error":"#N/A"}},{"$f":"H40-K40","v":{"$error":"#N/A"}},{"$error":"#N/A"}]
[null,null,null,null,null,null,null,null,{"$f":"SUM(G40:I40)","v":{"$error":"#N/A"}},null,null,{"$f":"SUM(J40:L40)","v":{"$error":"#N/A"}}]
[null,null,null,null,"Net Savings kWh",null,null,null,null,null,null,{"$f":"I42-L42","v":{"$error":"#N/A"}}]
[null,null,null,null,null,null,null,null,null,{"$f":"IF(J41<0,1-(J41/SUMIFS($J$41:$L$41,$J$41:$L$41,\"<0\")),0)","v":{"$error":"#N/A"}},{"$f":"IF(K41<0,1-(K41/SUMIFS($J$41:$L$41,$J$41:$L$41,\"<0\")),0)","v":{"$error":"#N/A"}},{"$f":"IF(L41<0,1-(L41/SUMIFS($J$41:$L$41,$J$41:$L$41,\"<0\")),0)","v":{"$error":"#N/A"}}]
[]
[]
["Dishwasher",null,null,null,null,null,"Calculations",null,null,null,null,null,null,null,"Outputs (units)",null,null,null,"Outputs (%)"]
[null,null,null,null,null,null,"ElectricSF wH","GasSF wH",null,null,null,null,null,null,"kWh","Therms",null,null,"kWh","Therm"]
[null,null,null,null,null,null,{"$f":"IF(Raw_Water_Heating_Fuel_Existing=\"Electricity\",1,IF(Raw_Water_Heating_Fuel_Existing=\"Natural Gas\",0,0.31))","v":0.31},{"$f":"IF(Raw_Water_Heating_Fuel_Existing=\"Electric\",0,IF(Raw_Water_Heating_Fuel_Existing=\"Natural Gas\",1,0.56))","v":0.56000000000000005},null,null,null,null,null,null,{"$f":"IF(AND(Raw_Existing_Dishwasher_Efficiency=\"Not ENERGY STAR\",OR(Raw_New_Dishwasher_Efficiency=\"ENERGY STAR\",Raw_New_Dishwasher_Efficiency=\"ENERGY STAR Most Efficient\")),(Lookups_TRM_Constant_DW_kWh_Baseline-Lookups_TRM_Constant_DW_kWh_New)*(Lookups_TRM_Constant_DW_F_Machine+Lookups_TRM_Constant_DW_F_wH*Calc_ElectricSF_wH),0)","v":0},{"$f":"IF(AND(Raw_Existing_Dishwasher_Efficiency=\"Not ENERGY STAR\",OR(Raw_New_Dishwasher_Efficiency=\"ENERGY STAR\",Raw_New_Dishwasher_Efficiency=\"ENERGY STAR Most Efficient\")),(Lookups_TRM_Constant_DW_kWh_Baseline-Lookups_TRM_Constant_DW_kWh_New)*Lookups_TRM_Constant_DW_F_wH*Calc_GasSF_wH*Lookups_Constant_DW_RE_Electric/Lookups_Constant_DW_RE_Gas*3412/100000)","v":false},null,null,{"$f":"IF(OR(Savings_Dishwasher_kWh=\"n/a\",Savings_Dishwasher_kWh=\"\",Savings_Dishwasher_kWh=0),\"n/a\",Savings_Dishwasher_kWh/Total_kWh_Input_Pre)","v":"n/a"},{"$f":"IF(Savings_Dishwasher_Therm=\"n/a\",\"n/a\",IF(Savings_Dishwasher_Therm=0,\"n/a\",Savings_Dishwasher_Therm/Total_Btu_Pre))","v":{"$error":"#N/A"}},"% Checked"]
[]
[]
["Showerheads",null,null,null,null,null,"Calculations",null,null,null,null,null,null,null,"Outputs (units)",null,null,null,"Outputs (%)"]
[null,null,null,null,null,null,null,null,null,null,null,null,null,null,null,null,null,null,"Water Savings"]
[null,null,null,null,null,null,null,null,null,null,null,null,null,null,null,null,null,null,{"$f":"IF(ISNUMBER((INDEX(Lookups_Showerheads_Table,MATCH(Raw_Showerhead_Existing,Lookups_Showerheads_Old,),MATCH(Raw_Showerhead_New,Lookups_Showerheads_New,)))),(INDEX(Lookups_Showerheads_Table,MATCH(Raw_Showerhead_Existing,Lookups_Showerheads_Old,),MATCH(Raw_Showerhead_New,Lookups_Showerheads_New,))),\"n/a\")","v":"n/a"}]
[]
["Clothes Washer",null,null,null,null,null,"Calculations",null,null,null,null,null,null,null,"Outputs (units)",null,null,null,"Outputs (%)"]
[null,null,null,null,null,null,null,null,null,null,null,null,null,null,"kWh","Therms"]
[null,null,null,null,null,null,null,null,null,null,null,null,null,null,{"$f":"IF(ISNUMBER((INDEX(Lookups_Clothes_Washer_Table,MATCH(Raw_Existing_Clothes_Washer_Efficiency,Lookups_Clothes_Washer_Old,),MATCH(Raw_New_Clothes_Washer_Efficiency,Lookups_Clothes_Washer_New,)))),(INDEX(Lookups_Clothes_Washer_Table,MATCH(Raw_Existing_Clothes_Washer_Efficiency,Lookups_Clothes_Washer_Old,),MATCH(Raw_New_Clothes_Washer_Efficiency,Lookups_Clothes_Washer_New,))),\"n/a\")","v":"n/a"},null,null,null,{"$f":"IF(OR(Savings_Clothes_Washer_kWh=\"n/a\",Savings_Clothes_Washer_kWh=\"\",Savings_Clothes_Washer_kWh=0),\"n/a\",Savings_Clothes_Washer_kWh/Total_kWh_Input_Pre)","v":"n/a"},null,"% Checked"]
[]
["Dehumidifier",null,null,null,null,null,"Calculations",null,null,null,null,null,null,null,"Outputs (units)",null,null,null,"Outputs (%)"]
["Existing Dehumidifier Efficiency","Existing Dehumidifier Year of Mfg. (vintage)","New Dehumidifier Efficiency","New Dehumidifier Year of Mfg. (vintage)","Pints / Day",null,"Existing EF","New EF",null,null,null,null,null,null,"kWh","Therms"]
[null,null,null,null,null,null,{"$f":"IF(Raw_Existing_Dehumidifier_Year_of_Mfg.__vintage=\"Before 2019\",Raw_Existing_Dehumidifier_Efficiency,(Raw_Existing_Dehumidifier_Efficiency*0.605201)+0.942308)","v":0.94230800000000003},{"$f":"IF(Lookups_New_Dehumidifier_Year_of_Mfg.__vintage_Constant<2019,Raw_New_Dehumidifier_Efficiency,(Raw_New_Dehumidifier_Efficiency*0.605201)+0.942308)","v":0.94230800000000003},null,null,null,null,null,null,{"$f":"IF(Raw_New_Dehumidifier_Efficiency>0,IF(ISNUMBER(((Raw_Existing_Dehumidifier_Pints_Per_Day*Lookups_Conversion_Factor_Liters_Per_Pint_Constant*Lookups_Dehumidifier_Operation_Hours_Per_Year_Constant)/24)*((1/Calc_Dehumidifier_Existing_EF)-(1/Calc_Dehumidifier_New_EF))),((Raw_Existing_Dehumidifier_Pints_Per_Day*Lookups_Conversion_Factor_Liters_Per_Pint_Constant*Lookups_Dehumidifier_Operation_Hours_Per_Year_Constant)/24)*((1/Calc_Dehumidifier_Existing_EF)-(1/Calc_Dehumidifier_New_EF)),\"n/a\"),\"n/a\")","v":"n/a"},null,null,null,{"$f":"IF(OR(Savings_Dehumidifier_kWh=\"n/a\",Savings_Dehumidifier_kWh=\"\",Savings_Dehumidifier_kWh=0),\"n/a\",Savings_Dehumidifier_kWh/Total_kWh_Input_Pre)","v":"n/a"},null,"% Checked"]
[]
[]
[]
["Showerheads - Water Heater Savings",null,null,null,null,null,"Calculations",null,null,null,null,null,null,null,"Outputs (units)",null,null,null,"Outputs (%)"]
[null,null,null,null,null,null,null,null,null,null,null,null,null,null,"kWh","Therms",null,null,"Water Heating Savings"]
[null,null,null,null,null,null,null,null,null,null,null,null,null,null,{"$f":"IF(AND(Raw_Showerhead_Existing<>\"\",Raw_Showerhead_New<>\"\"),INDEX(Lookups_Showerheads_DHW_Table,MATCH(Raw_Showerhead_Existing,Lookups_Showerheads_DHW_Old,),MATCH(Raw_Showerhead_New,Lookups_Showerheads_DHW_New,)),\"n/a\")","v":"n/a"},null,null,null,{"$f":"O68/Total_kWh_Input_Pre","v":{"$error":"#VALUE!"}},null,"% Checked"]
[]
["Faucet Aerators",null,null,null,null,null,"Calculations",null,null,null,null,null,null,null,"Outputs (units)",null,null,null,"Outputs (%)"]
[null,null,null,null,null,null,null,null,null,null,null,null,null,null,"kWh","Therms",null,null,"Water Heating Savings"]
[null,null,null,null,null,null,null,null,null,null,null,null,null,null,70,{"$f":"350/96.7","v":3.6194415718717683},{"$f":"P72/10","v":0.36194415718717682},null,{"$f":"O72/Total_kWh_Input_Pre","v":3.3445673316745021E-2},{"$f":"Q72/Total_Btu_Pre","v":{"$error":"#N/A"}}," "]
[]
["Air Infiltration",null,null,null,null,null,"Calculations"]
[null,null,null,null,null,null,"CFM_Pre","CFM_Post"]
[null,null,null,null,null,null,{"$f":"INDEX(Lookups_CFM_Pre,MATCH(CONCATENATE(Raw_Stories,INDEX(Lookup_House_Size_Category,MATCH(Raw_SF,Lookup_House_Size_SF_Range,1),1),Raw_Infiltration),Lookups_CFM_Pre_UI,),1)","v":{"$error":"#N/A"}},{"$f":"Calc_CFM_Pre-(Calc_CFM_Pre*INDEX(Lookups_Infiltration_Improvement_Prc,MATCH(Raw_Target_Infiltration_Improvement,Lookups_Infiltration_Improvement_Prc_Range,),1))","v":{"$error":"#N/A"}}]

{"sheet":"HVAC","index":14,"n_rows":103,"n_cols":15,"rows_kept":103,"cut":false,"hidden":true,"merged":[]}
[null,"fixed defaults",null,"fixed DE_h_Sys3faults"]
[null,"will come from somewhere",null,"will come from somewhere"]
[null,"calculated defaults if data not measured/entered",null,"calculated DE_h_Sys3faults if data not measured/entered"]
["DO NOT EDIT THIS DATA",null,"Net heat dist",null,null,"Net cool dist",null,null,null,null,"DistEff_h_Sys3"]
[null,null,{"$f":"(DistEff_h*Ecap+IF(System2_Type<>\"\",DistEff_h_Sys2*Ecap_Sys2,0))/(Ecap+Ecap_Sys2)","v":{"$error":"#N/A"}},null,null,{"$f":"(DistEff_c*Ecap_c+IF(Is_cooling_2,DistEff_c_Sys2*Ecap_c_Sys2,0))/(Ecap_c+Ecap_c_Sys2)","v":{"$error":"#N/A"}}]
["PRE","Heating1","Heating2","Heating3","Cooling1","Cooling2","Cooling3",null,null,"Heating Naming Columns",null,"Cooling Naming Columns"]
["DistEff",{"$f":"IF('Audit Data Collection'!$B$59 = \"Electric Baseboard or Wall\",1, IF('Audit Data Collection'!$B$59 = \"Boiler\", 0.87, MIN(Dec * Fequip * FloadPre * (1 - Fcycleloss), 1)))","v":{"$error":"#N/A"}},{"$f":"IF('Audit Data Collection'!$B$75 = Electric_Baseboard,1, IF('Audit Data Collection'!$B$75 = Fossil_Boiler, 0.87, MIN(Dec_Sys2 * Fequip_Sys2 * FloadPre_sys2 * (1 - Fcycleloss), 1)))","v":{"$error":"#DIV/0!"}},{"$f":"IF(System1_Type = \"Electric Baseboard or Wall\",1, IF(System1_Type = \"Boiler\", 0.87, MIN(DE_h_Sys3c_Sys3 * Fequip_Sys3 * FloadPre_sys3 * (1 - Fcycleloss), 1)))","v":{"$error":"#NAME?"}},{"$f":" MIN(DEc_c * Fequip_c * FloadPre_c * (1 - Fcycleloss), 1)","v":{"$error":"#N/A"}},{"$f":" MIN(DEc_c_Sys2 * Fequip_c_Sys2 * FloadPre_c_Sys2 * (1 - Fcycleloss), 1)","v":{"$error":"#DIV/0!"}},{"$f":" MIN(DE_h_Sys3c_Sys3_c_Sys3 * Fequip_c_Sys3 * FloadPre_sys3_c_Sys3 * (1 - Fcycleloss), 1)","v":{"$error":"#NAME?"}},"see footnote 4 and 5",0.25406909951714113,"DistEff_h","DistEff_h_Sys3","DistEff_c","DistEff_c_Sys3",null,"MIN(0.949838100821237 * 1 * 1.01878374929585 * (1 - 0.02), 1)"]
["Dec",{"$f":" DE_h + Fregain_s * (1-DE_h)-(Fregain_s - Fregain_r - RcondEff * (RLeakPercent*Fregain_s-Fregain_r)) * Dtr / Dte","v":{"$error":"#N/A"}},{"$f":" DE_h_Sys2 + Fregain_s_Sys2 * (1-DE_h_Sys2)-(Fregain_s_Sys2 - Fregain_r_Sys2 - RcondEff_Sys2 * (RLeakPercent_Sys2*Fregain_s_Sys2-Fregain_r_Sys2)) * Dtr_Sys2 / Dte_Sys2","v":{"$error":"#DIV/0!"}},{"$f":" DE_h_Sys3_h_Sys3 + Fregain_s_Sys3 * (1-DE_h_Sys3_h_Sys3)-(Fregain_s_Sys3 - Fregain_r_Sys3 - RconDE_h_Sys3ff_Sys3 * (Rleak_Sys3Percent_Sys3*Fregain_s_Sys3-Fregain_r_Sys3)) * Dtr_Sys3 / Dte_Sys3","v":{"$error":"#NAME?"}},{"$f":" DE_c + Fregain_s * (1-DE_c)-(Fregain_s - Fregain_r - RcondEff_c * (RLeakPercent_c*Fregain_s-Fregain_r)) * Dtr_c / Dte_c","v":{"$error":"#N/A"}},{"$f":" DE_c_Sys2 + Fregain_s_Sys2 * (1 - DE_c_Sys2) - (Fregain_s_Sys2 - Fregain_r_Sys2 - RcondEff_c_Sys2 * (RLeakPercent_c_Sys2 * Fregain_s_Sys2 - Fregain_r_Sys2)) * Dtr_c_Sys2 / Dte_c_Sys2","v":{"$error":"#DIV/0!"}},{"$f":" DE_h_Sys3_c_Sys3 + Fregain_s_Sys3 * (1-DE_h_Sys3_c_Sys3)-(Fregain_s_Sys3 - Fregain_r_Sys3 - RconDE_h_Sys3ff_c_Sys3 * (Rleak_Sys3Percent_c_Sys3*Fregain_s_Sys3-Fregain_r_Sys3)) * Dtr_Sys3_c_Sys3 / Dte_Sys3_c_Sys3","v":{"$error":"#NAME?"}},null,0.24670065028532151,"Dec","Dec_Sys3","DEc_c","DEc_c_Sys3",null,"MIN(DEc_c * Fequip_c * FloadPre_c * (1 - Fcycleloss), 1)"]
["Fload",{"$f":" 1 - (1.08 * (TempIn- TempEx) * (QnetPre-Qinf)/\n(Ecap*DE))","v":{"$error":"#N/A"}},{"$f":" 1 - (1.08 * (TempIn- TempEx) * (QnetPre_Sys2-Qinf)/\n(Ecap_Sys2*DE_Sys2))","v":{"$error":"#DIV/0!"}},{"$f":" 1 - (1.08 * (TempIn- TempEx) * (QnetPre_Sys3-Qinf_Sys3)/(Ecap_Sys3*DE_h_Sys3_h_Sys3))","v":{"$error":"#NAME?"}},{"$f":" 1 - (1.08 * (TempIn_c- TempEx_c) * (QnetPre-Qinf)/\n(-SensibleCap*DE_c))","v":{"$error":"#N/A"}},{"$f":" 1 - (1.08 * (TempIn_c- TempEx_c) * (QnetPre_Sys2 - Qinf) / (-SensibleCap_Sys2 * DE_c_Sys2))","v":{"$error":"#DIV/0!"}},{"$f":" 1 - (1.08 * (TempIn_c- TempEx_c) * (QnetPre_Sys3-Qinf_Sys3)/\n(-SensibleCap_Sys3*DE_h_Sys3_c_Sys3))","v":{"$error":"#NAME?"}},null,1.0508856903332682,"FloadPre","FloadPre_sys3","FloadPre_c","FloadPre_c_Sys3"]
["DE",{"$f":" SLeakPercent * ScondEff - SLeakPercent * ScondEff * (1-RLeakPercent * RcondEff) * Dtr/Dte\n - SLeakPercent * (1 - ScondEff) * Dts/Dte","v":{"$error":"#N/A"}},{"$f":" SLeakPercent_Sys2 * ScondEff_Sys2 - SLeakPercent_Sys2 * ScondEff_Sys2 * (1-RLeakPercent_Sys2 * RcondEff_Sys2) * Dtr_Sys2/Dte_Sys2\n - SLeakPercent_Sys2 * (1 - ScondEff_Sys2) * Dts_Sys2/Dte_Sys2","v":{"$error":"#DIV/0!"}},{"$f":" Sleak_Sys3Percent_Sys3 * SconDE_h_Sys3ff_Sys3 - Sleak_Sys3Percent_Sys3 * SconDE_h_Sys3ff_Sys3 * (1-Rleak_Sys3Percent_Sys3 * RconDE_h_Sys3ff_Sys3) * Dtr_Sys3/Dte_Sys3 - Sleak_Sys3Percent_Sys3 * (1 - SconDE_h_Sys3ff_Sys3) * Dts_Sys3/Dte_Sys3","v":{"$error":"#NAME?"}},{"$f":" SLeakPercent_c * ScondEff_c - SLeakPercent_c * ScondEff_c * (1-RLeakPercent_c * RcondEff_c) * Dtr_c/Dte_c\n - SLeakPercent_c * (1 - ScondEff_c) * Dts_c/Dte_c","v":{"$error":"#N/A"}},{"$f":" SLeakPercent_c_Sys2 * ScondEff_c_Sys2 - SLeakPercent_c_Sys2 * ScondEff_c_Sys2 * (1-RLeakPercent_c_Sys2 * RcondEff_c_Sys2) * Dtr_c_Sys2/Dte_c_Sys2\n - SLeakPercent_c_Sys2 * (1 - ScondEff_c_Sys2) * Dts_c_Sys2/Dte_c_Sys2","v":{"$error":"#DIV/0!"}},{"$f":" Sleak_Sys3Percent_c_Sys3 * SconDE_h_Sys3ff_c_Sys3 - Sleak_Sys3Percent_c_Sys3 * SconDE_h_Sys3ff_c_Sys3 * (1-Rleak_Sys3Percent_c_Sys3 * RconDE_h_Sys3ff_c_Sys3) * Dtr_Sys3_c_Sys3/Dte_Sys3_c_Sys3\n - Sleak_Sys3Percent_c_Sys3 * (1 - SconDE_h_Sys3ff_c_Sys3) * Dts_Sys3_c_Sys3/Dte_Sys3_c_Sys3","v":{"$error":"#NAME?"}},{"$f":"DE_h","v":{"$error":"#N/A"}},0.21415420610418856,"DE","DE_h_Sys3","DE_c","DE_c_Sys3"]
["Qnet",{"$f":" ABS(Sleak-Rleak)","v":{"$error":"#N/A"}},{"$f":" ABS(Sleak_Sys2-Rleak_Sys2)","v":0},{"$f":" ABS(Sleak_Sys3-Rleak_Sys3)","v":0},null,null,null,null,null,"QnetPre","QnetPre_Sys3"]
["SLeakPercent ",{"$f":" 1 - Sleak / Airflow1","v":{"$error":"#N/A"}},{"$f":" 1 - Sleak_Sys2 / Airflow1_Sys2","v":{"$error":"#DIV/0!"}},{"$f":" 1 - Sleak_Sys3 / Airflow1_Sys3","v":{"$error":"#DIV/0!"}},{"$f":" 1 - Sleak / Airflow1_c","v":{"$error":"#N/A"}},{"$f":" 1 - Sleak_Sys2 / Airflow1_c_Sys2","v":{"$error":"#DIV/0!"}},{"$f":" 1 - Sleak_Sys3 / Airflow1_Sys3_c_Sys3","v":{"$error":"#NAME?"}},null,0.53462603878116344,"SLeakPercent","SLeakPercent_Sys3","SLeakPercent_c","SLeakPercent_c_Sys3"]
["RLeakPercent ",{"$f":" 1 - Rleak / Airflow1","v":{"$error":"#N/A"}},{"$f":" 1 - Rleak_Sys2 / Airflow1_Sys2","v":{"$error":"#DIV/0!"}},{"$f":" 1 - Rleak_Sys3 / Airflow1_Sys3","v":{"$error":"#DIV/0!"}},{"$f":" 1 - Rleak / Airflow1_c","v":{"$error":"#N/A"}},{"$f":" 1 - Rleak_Sys2 / Airflow1_c_Sys2","v":{"$error":"#DIV/0!"}},{"$f":" 1 - Rleak_Sys3 / Airflow1_Sys3_c_Sys3","v":{"$error":"#NAME?"}},null,0.44155124653739619,"RLeakPercent","RLeakPercent_Sys3","RLeakPercent_c","RLeakPercent_c_Sys3"]
["Sleak",{"$f":"IF('Inputs-Results'!B67=\"\",'Inputs-Results'!C67,'Inputs-Results'!B67)","v":{"$error":"#N/A"}},{"$f":"IF('Inputs-Results'!B87=\"\",'Inputs-Results'!C87,'Inputs-Results'!B87)","v":0},{"$f":"IF('Inputs-Results'!D67=\"\",'Inputs-Results'!E67,'Inputs-Results'!D67)","v":0},{"$f":"IF(B14=\"\",SleakFrac*Airflow1_c,B14)","v":{"$error":"#N/A"}},{"$f":"C14","v":0},{"$f":"IF(D14=\"\",Sleak_Sys3Frac*Airflow1_Sys3_c_Sys3,D14)","v":0},null,336,null,null,"Sleak","Sleak_Sys3"]
["Rleak",{"$f":"IF('Inputs-Results'!B68=\"\",'Inputs-Results'!C68,'Inputs-Results'!B68)","v":{"$error":"#N/A"}},{"$f":"IF('Inputs-Results'!B88=\"\",'Inputs-Results'!C88,'Inputs-Results'!B88)","v":0},{"$f":"IF('Inputs-Results'!D68=\"\",'Inputs-Results'!E68,'Inputs-Results'!D68)","v":0},{"$f":"IF(B15=\"\",RleakFrac*Airflow1_c,B15)","v":{"$error":"#N/A"}},{"$f":"C15","v":0},{"$f":"IF(D15=\"\",Rleak_Sys3Frac*Airflow1_Sys3_c_Sys3,D15)","v":0},null,403.2,null,null,"Rleak","Rleak_Sys3"]
[]
[{"$f":"'HVAC-2'!A4","v":"DistEff"},{"$f":"'HVAC-2'!B4","v":{"$error":"#N/A"}},{"$f":"'HVAC-2'!C4","v":{"$error":"#N/A"}},{"$f":"'HVAC-2'!D4","v":{"$error":"#N/A"}},{"$f":"'HVAC-2'!D4","v":{"$error":"#N/A"}},{"$f":"'HVAC-2'!E4","v":{"$error":"#N/A"}},{"$f":"'HVAC-2'!F4","v":0},"THIS IS HERE JUST SO WE CAN SEE",0.51755857358008284]
[{"$f":"'HVAC-2'!A5","v":"Dec"},{"$f":"'HVAC-2'!B5","v":{"$error":"#N/A"}},{"$f":"'HVAC-2'!C5","v":{"$error":"#N/A"}},{"$f":"'HVAC-2'!D5","v":{"$error":"#N/A"}},{"$f":"'HVAC-2'!D5","v":{"$error":"#N/A"}},{"$f":"'HVAC-2'!E5","v":{"$error":"#N/A"}},{"$f":"'HVAC-2'!F5","v":0},"THE POST DATA. IT SHOULD NOT BE ",0.50163974051925608]
[{"$f":"'HVAC-2'!A6","v":"Fload"},{"$f":"'HVAC-2'!B6","v":{"$error":"#N/A"}},{"$f":"'HVAC-2'!C6","v":{"$error":"#N/A"}},{"$f":"'HVAC-2'!D6","v":{"$error":"#N/A"}},{"$f":"'HVAC-2'!D6","v":{"$error":"#N/A"}},{"$f":"'HVAC-2'!E6","v":{"$error":"#N/A"}},{"$f":"'HVAC-2'!F6","v":0},"USED ANYWHERE",1.0527893840755058]
[{"$f":"'HVAC-2'!A7","v":"DE"},{"$f":"'HVAC-2'!B7","v":{"$error":"#N/A"}},{"$f":"'HVAC-2'!C7","v":{"$error":"#N/A"}},{"$f":"'HVAC-2'!D7","v":{"$error":"#N/A"}},{"$f":"'HVAC-2'!D7","v":{"$error":"#N/A"}},{"$f":"'HVAC-2'!E7","v":{"$error":"#N/A"}},{"$f":"'HVAC-2'!F7","v":0},null,0.4718431201372002]
[{"$f":"'HVAC-2'!A8","v":"Qnet"},{"$f":"'HVAC-2'!B8","v":{"$error":"#N/A"}},{"$f":"'HVAC-2'!C8","v":{"$error":"#N/A"}},{"$f":"'HVAC-2'!D8","v":0}]
[{"$f":"'HVAC-2'!A9","v":"SLeakPercent "},{"$f":"'HVAC-2'!B9","v":{"$error":"#N/A"}},{"$f":"'HVAC-2'!C9","v":{"$error":"#N/A"}},{"$f":"'HVAC-2'!D9","v":{"$error":"#N/A"}},{"$f":"'HVAC-2'!D9","v":{"$error":"#N/A"}},{"$f":"'HVAC-2'!E9","v":{"$error":"#N/A"}},{"$f":"'HVAC-2'!F9","v":0},null,0.76731301939058172]
[{"$f":"'HVAC-2'!A10","v":"RLeakPercent "},{"$f":"'HVAC-2'!B10","v":{"$error":"#N/A"}},{"$f":"'HVAC-2'!C10","v":{"$error":"#N/A"}},{"$f":"'HVAC-2'!D10","v":{"$error":"#N/A"}},{"$f":"'HVAC-2'!D10","v":{"$error":"#N/A"}},{"$f":"'HVAC-2'!E10","v":{"$error":"#N/A"}},{"$f":"'HVAC-2'!F10","v":0},null,0.72077562326869815]
[{"$f":"'HVAC-2'!A11","v":"Sleak"},{"$f":"'HVAC-2'!B11","v":{"$error":"#N/A"}},{"$f":"'HVAC-2'!C11","v":{"$error":"#N/A"}},{"$f":"'HVAC-2'!D11","v":{"$error":"#N/A"}},{"$f":"'HVAC-2'!D11","v":{"$error":"#N/A"}},{"$f":"'HVAC-2'!E11","v":{"$error":"#N/A"}},{"$f":"'HVAC-2'!F11","v":0},null,168]
[{"$f":"'HVAC-2'!A12","v":"Rleak"},{"$f":"'HVAC-2'!B12","v":{"$error":"#N/A"}},{"$f":"'HVAC-2'!C12","v":{"$error":"#N/A"}},{"$f":"'HVAC-2'!D12","v":{"$error":"#N/A"}},{"$f":"'HVAC-2'!D12","v":{"$error":"#N/A"}},{"$f":"'HVAC-2'!E12","v":{"$error":"#N/A"}},{"$f":"'HVAC-2'!F12","v":0},null,201.6]
[]
["Airflow Measured",{"$f":"IF('Inputs-Results'!B65=\"\",\"\",'Inputs-Results'!B65)","v":""},null,{"$f":"IF('Inputs-Results'!D65=\"\",\"\",'Inputs-Results'!D65)","v":""}]
["Airflow",{"$f":"IF(B27=\"\",HVAC!B81,B27)","v":0},{"$f":"IF(C27=\"\",HVAC!E81,C27)","v":0},{"$f":"IF(D27=\"\",HVAC!D81,D27)","v":0},{"$f":"IF(B27=\"\",HVAC!C81,B27)","v":0},{"$f":"IF(C27=\"\",HVAC!F81,C27)","v":0},{"$f":"IF(D27=\"\",HVAC!E81,D27)","v":0},"from airflow table, see footnote 16",722,"Airflow1","Airflow1_Sys3","Airflow1_c","Airflow1_c_Sys3"]
[]
["SleakFrac",{"$f":"IF(ductlocation_s_id=14, 0.05,  0.25)","v":{"$error":"#N/A"}},{"$f":"IF(ductlocation_s_id_Sys2=14, 0.05,  0.25)","v":0.25},{"$f":"IF(ductlocation_s_id=14, 0.05,  0.25)","v":{"$error":"#N/A"}},null,null,null,"fixed, see footnote 20",null,"SleakFrac","SleakFrac_Sys3"]
["RLeakFrac",{"$f":"IF(ductlocation_r_id=14, 0.05,  0.3)","v":{"$error":"#N/A"}},{"$f":"IF(ductlocation_r_id_Sys2=14, 0.05,  0.3)","v":0.3},{"$f":"IF(ductlocation_r_id=14, 0.05,  0.3)","v":{"$error":"#N/A"}},null,null,null,"fixed, see footnote 18",null,"RleakFrac","RleakFrac_Sys3"]
["ScondEff",{"$f":" EXP(-(1/SRValPre * SAreaUncon) / (Airflow1* 0.018 * 60))","v":{"$error":"#DIV/0!"}},{"$f":" EXP(-(1/SRValPre_Sys2 * SAreaUncon_Sys2) / (Airflow1_Sys2* 0.018 * 60))","v":{"$error":"#DIV/0!"}},{"$f":" EXP(-(1/SRValPre_Sys3 * SAreaUncon_Sys3) / (Airflow1_Sys3* 0.018 * 60))","v":{"$error":"#NAME?"}},{"$f":" EXP(-(1/SRValPre * SAreaUncon) / (Airflow1_c* 0.018 * 60))","v":{"$error":"#DIV/0!"}},{"$f":" EXP(-(1/SRValPre_Sys2 * SAreaUncon_Sys2) / (Airflow1_c_Sys2* 0.018 * 60))","v":{"$error":"#DIV/0!"}},{"$f":" EXP(-(1/SRValPre_Sys3 * SAreaUncon_Sys3) / (Airflow1_Sys3_c_Sys3* 0.018 * 60))","v":{"$error":"#NAME?"}},null,0.93123185561933741,"ScondEff","ScondEff_Sys3","ScondEff_c","ScondEff_c_Sys3"]
["RcondEff",{"$f":" EXP(-(1/RRValPre * RAreaUncon) / ( Airflow1* 0.018 * 60))","v":{"$error":"#DIV/0!"}},{"$f":" EXP(-(1/RRValPre_Sys2 * RAreaUncon_Sys2) / ( Airflow1_Sys2* 0.018 * 60))","v":{"$error":"#DIV/0!"}},{"$f":" EXP(-(1/RRValPre_Sys3 * RAreaUncon_Sys3) / ( Airflow1_Sys3* 0.018 * 60))","v":{"$error":"#DIV/0!"}},{"$f":" EXP(-(1/RRValPre * RAreaUncon) / ( Airflow1_c* 0.018 * 60))","v":{"$error":"#DIV/0!"}},{"$f":" EXP(-(1/RRValPre_Sys2 * RAreaUncon_Sys2) / ( Airflow1_c_Sys2* 0.018 * 60))","v":{"$error":"#DIV/0!"}},{"$f":" EXP(-(1/RRValPre_Sys3 * RAreaUncon_Sys3) / ( Airflow1_Sys3_c_Sys3* 0.018 * 60))","v":{"$error":"#DIV/0!"}},null,0.94796732460947986,"RcondEff","RcondEff_Sys3","RcondEff_c","RcondEff_c_Sys3"]
["SAreaUncon",{"$f":"IF('Inputs-Results'!B69=\"\",\"\",'Inputs-Results'!B69)","v":""},null,{"$f":"IF('Inputs-Results'!D69=\"\",\"\",'Inputs-Results'!D69)","v":""},{"$f":"IF(B34=\"\",0.2*E58,B34)","v":0},{"$f":"IF(C34=\"\",0.2*F58,C34)","v":0},{"$f":"IF(D34=\"\",0.2*G58,D34)","v":{"$error":"#NAME?"}},null,400,null,null,"SAreaUncon","SAreaUncon_Sys3"]
["RAreaUncon",{"$f":"IF('Inputs-Results'!B70=\"\",\"\",'Inputs-Results'!B70)","v":""},null,{"$f":"IF('Inputs-Results'!D70=\"\",\"\",'Inputs-Results'!D70)","v":""},{"$f":"IF(B35=\"\",FloorArea_Served*MIN(0.187,0.0375*NRegisters),B35)","v":{"$error":"#DIV/0!"}},{"$f":"IF(C35=\"\",FloorArea_Served_Sys2*MIN(0.187,0.0375*NRegisters_Sys2),C35)","v":{"$error":"#DIV/0!"}},{"$f":"IF(D35=\"\",FloorArea_Served_Sys3*MIN(0.187,0.0375*NRegisters_Sys3),D35)","v":{"$error":"#DIV/0!"}},null,300,null,null,"RAreaUncon","RAreaUncon_Sys3"]
["Dtr",{"$f":" TempIn-TambR","v":{"$error":"#N/A"}},{"$f":" TempIn-TambR_Sys2","v":25.983074648928309},{"$f":" TempIn-TambR_Sys3","v":{"$error":"#N/A"}},{"$f":" TempIn_c-TambR_c","v":{"$error":"#N/A"}},{"$f":" TempIn_c-TambR_c_Sys2","v":-18.87189132706375},{"$f":" TempIn_c-TambR_Sys3_c_Sys3","v":{"$error":"#NAME?"}},null,-21.413186813186812,"Dtr","Dtr_Sys3","Dtr_c","Dtr_c_Sys3"]
["Dts",{"$f":" TempIn-TambS","v":{"$error":"#N/A"}},{"$f":" TempIn-TambS_sys2","v":25.983074648928309},{"$f":" TempIn-TambS_sys3","v":{"$error":"#N/A"}},{"$f":" TempIn_c-TambS_c","v":{"$error":"#N/A"}},{"$f":" TempIn_c-TambS_c_Sys2","v":-18.87189132706375},{"$f":" TempIn_c-TambS_sys3_c_Sys3","v":{"$error":"#NAME?"}},null,-21.413186813186812,"Dts","Dts_Sys3","Dts_c","Dts_c_Sys3"]
["UnconTempR",{"$f":"VLOOKUP(ductlocation_r_id,lu_ductlocation,3)","v":{"$error":"#N/A"}},{"$f":"VLOOKUP(ductlocation_r_id_Sys2,lu_ductlocation,3)","v":42.016925351071691},{"$f":"VLOOKUP(ductlocation_r_id,lu_ductlocation,3)","v":{"$error":"#N/A"}},{"$f":"VLOOKUP(ductlocation_r_id,lu_ductlocation,4)","v":{"$error":"#N/A"}},{"$f":"VLOOKUP(ductlocation_r_id_Sys2,lu_ductlocation,4)","v":92.87189132706375},{"$f":"VLOOKUP(ductlocation_r_id,lu_ductlocation,4)","v":{"$error":"#N/A"}},"From regain table",95.413186813186812,"TambR","TambR_Sys3","TambR_c","TambR_c_Sys3"]
["UnconTempS",{"$f":"VLOOKUP(ductlocation_s_id,lu_ductlocation,3)","v":{"$error":"#N/A"}},{"$f":"VLOOKUP(ductlocation_s_id_Sys2,lu_ductlocation,3)","v":42.016925351071691},{"$f":"VLOOKUP(ductlocation_s_id,lu_ductlocation,3)","v":{"$error":"#N/A"}},{"$f":"VLOOKUP(ductlocation_s_id,lu_ductlocation,4)","v":{"$error":"#N/A"}},{"$f":"VLOOKUP(ductlocation_s_id_Sys2,lu_ductlocation,4)","v":92.87189132706375},{"$f":"VLOOKUP(ductlocation_s_id,lu_ductlocation,4)","v":{"$error":"#N/A"}},"From regain table",95.413186813186812,"TambS","TambS_sys3","TambS_c","TambS_c_Sys3"]
["Fregain_s",{"$f":"VLOOKUP(ductlocation_s_id,lu_ductlocation,2)","v":{"$error":"#N/A"}},{"$f":"VLOOKUP(ductlocation_s_id_Sys2,lu_ductlocation,2)","v":0.1},{"$f":"VLOOKUP(ductlocation_s_id,lu_ductlocation,2)","v":{"$error":"#N/A"}},null,null,null,"From regain table",null,"Fregain_s","Fregain_s_Sys3"]
["Fregain_r",{"$f":"VLOOKUP(ductlocation_r_id,lu_ductlocation,2)","v":{"$error":"#N/A"}},{"$f":"VLOOKUP(ductlocation_r_id_Sys2,lu_ductlocation,2)","v":0.1},{"$f":"VLOOKUP(ductlocation_r_id,lu_ductlocation,2)","v":{"$error":"#N/A"}},null,null,null,"From regain table",null,"Fregain_r","Fregain_r_Sys3"]
["SLocUncon",{"$f":"ductlocation_s","v":0},{"$f":"ductlocation_s_Sys2","v":"Attic (Well vented)"},{"$f":"ductlocation_s","v":0},null,null,null,null,null,"SLocUncon","SLocUncon_Sys3"]
["RLocUncon",{"$f":"ductlocation_r","v":0},{"$f":"ductlocation_r_Sys2","v":"Attic (Well vented)"},{"$f":"ductlocation_r","v":0},null,null,null,null,null,"RLocUncon","RLocUncon_Sys3"]
["SRVal",{"$f":"SRValIns+DuctRVal","v":1.2},{"$f":"SRValIns_Sys2+DuctRVal","v":1.2},{"$f":"SRValIns_Sys3+DuctRVal","v":1.2},null,null,null,null,null,"SRValPre","SRValPre_Sys3"]
["RRVal",{"$f":"RRValIns+DuctRVal","v":1.2},{"$f":"RRValIns_Sys2+DuctRVal","v":1.2},{"$f":"RRValIns_Sys3+DuctRVal","v":1.2},null,null,null," ",null,"RRValPre","RRValPre_Sys3"]
["SRValIns",{"$f":"'Inputs-Results'!B73","v":0},{"$f":"'Inputs-Results'!B93","v":0},{"$f":"'Inputs-Results'!D73","v":0},null,null,null,null,null,"SRValIns","SRValIns_Sys3"]
["RRValIns",{"$f":"'Inputs-Results'!B74","v":0},{"$f":"'Inputs-Results'!B94","v":0},{"$f":"'Inputs-Results'!D74","v":0},null,null,null,null,null,"RRValIns","RRValIns_Sys3"]
[]
["Ecap",{"$f":"'Inputs-Results'!B57","v":0},{"$f":"'Inputs-Results'!B77","v":0},{"$f":"'Inputs-Results'!D57","v":0},{"$f":"'Inputs-Results'!B58","v":0},{"$f":"'Inputs-Results'!B78","v":0},{"$f":"'Inputs-Results'!D58","v":0},null,24000,"Ecap","Ecap_Sys3","Ecap_c","Ecap_c_Sys3"]
["Sensible Cap",{"$f":"IF('Inputs-Results'!B59=\"\",\"\",'Inputs-Results'!B59)","v":""},null,{"$f":"IF('Inputs-Results'!D59=\"\",\"\",'Inputs-Results'!D59)","v":""},{"$f":"IF(B50=\"\",Ecap_c*0.8,B50)","v":0},{"$f":"IF(C50=\"\",Ecap_c_Sys2*0.8,C50)","v":0},{"$f":"IF(D50=\"\",Ecap_Sys3_c_Sys3*0.8,D50)","v":{"$error":"#NAME?"}},"see footnote 11",19200,null,null,"SensibleCap","SensibleCap_Sys3"]
["Percent Load",{"$f":"Ecap / (Ecap + Ecap_Sys2)","v":{"$error":"#DIV/0!"}},{"$f":"Ecap_Sys2 / (Ecap + Ecap_Sys2)","v":{"$error":"#DIV/0!"}},{"$f":"Ecap / (Ecap + Ecap_Sys2)","v":{"$error":"#DIV/0!"}},{"$f":"IF(Ecap_c=0,0,Ecap_c / (Ecap_c + Ecap_c_Sys2))","v":0},{"$f":"IF(Ecap_c=0,0,Ecap_c_Sys2 / (Ecap_c + Ecap_c_Sys2))","v":0},{"$f":"IF(Ecap_Sys3_c_Sys3=0,0,Ecap_Sys3_c_Sys3 / (Ecap_Sys3_c_Sys3 + Ecap_Sys3_c_Sys3_Sys2))","v":{"$error":"#NAME?"}},null,1,"PercentLoad_h","PercentLoad_h_Sys3","PercentLoad_c","PercentLoad_c_Sys3"]
["System Type",{"$f":"HVAC_TYPE","v":0},{"$f":"HVAC_TYPE_Sys2","v":0},{"$f":"HVAC_TYPE","v":0}]
["Variable Speed",{"$f":"VariableSpeed","v":0},{"$f":"VariableSpeed_Sys2","v":0},{"$f":"VariableSpeed","v":0}]
["SysAge",{"$f":"'Inputs-Results'!B64","v":0},{"$f":"'Inputs-Results'!B84","v":0},{"$f":"'Inputs-Results'!D64","v":0}]
["Dte",{"$f":"Ecap/(1.08*Airflow1)","v":{"$error":"#DIV/0!"}},{"$f":"Ecap_Sys2/(1.08*Airflow1_Sys2)","v":{"$error":"#DIV/0!"}},{"$f":"Ecap/(1.08*Airflow1_Sys3)","v":{"$error":"#DIV/0!"}},{"$f":"-SensibleCap/(1.08*Airflow1_c)","v":{"$error":"#DIV/0!"}},{"$f":"-SensibleCap_Sys2/(1.08*Airflow1_c_Sys2)","v":{"$error":"#DIV/0!"}},{"$f":"-SensibleCap_Sys3/(1.08*Airflow1_Sys3_c_Sys3)","v":{"$error":"#NAME?"}},null,-24.62296091104955,"Dte","Dte_Sys3","Dte_c","Dte_c_Sys3"]
["Fequip",{"$f":"B95","v":{"$error":"#N/A"}},{"$f":"C95","v":{"$error":"#N/A"}},{"$f":"D95","v":{"$error":"#N/A"}},{"$f":"B96","v":1},{"$f":"C96","v":1},{"$f":"D96","v":1},"From Fequip table",null,"Fequip","Fequip_Sys3","Fequip_c","Fequip_c_Sys3"]
["Nregisters",{"$f":"IF('Inputs-Results'!B75=\"\",\"\",'Inputs-Results'!B75)","v":""},null,{"$f":"IF('Inputs-Results'!D75=\"\",\"\",'Inputs-Results'!D75)","v":""},{"$f":"IF(B57=\"\",ROUND(FloorArea_Served/500,0),B57)","v":{"$error":"#DIV/0!"}},{"$f":"IF(C57=\"\",ROUND(FloorArea_Served_Sys2/500,0),C57)","v":{"$error":"#DIV/0!"}},{"$f":"IF(D57=\"\",ROUND(FloorArea_Served_Sys3/500,0),D57)","v":{"$error":"#DIV/0!"}},"see footnote 26",null,null,null,"NRegisters","NRegisters_Sys3"]
["FloorArea Served",{"$f":"rBldgI_FloorArea * B51","v":{"$error":"#DIV/0!"}},{"$error":"#DIV/0!"},{"$error":"#DIV/0!"},0,0,{"$error":"#NAME?"},null,null,"FloorArea_Served","FloorArea_Served_Sys3"]
[]
["BUILDING RELATED"]
["TempIn",{"$f":"Building!$D$70","v":68},null,null,{"$f":"Building!D73","v":74},null,null,"see footnote 12"]
["TempEx",{"$f":"Building!$C$34","v":40.016925351071691},null,null,{"$f":"Building!B34","v":83.87189132706375},null,null,"??, see footnote 13"]
["TempGrd",{"$f":"TempEx+10","v":50.016925351071691},null,null,{"$f":"TempEx_c-10","v":73.87189132706375},null,null,"??, see footnote 14"]
[]
["Qinf",{"$f":" 0.35* (rBldgI_FloorArea * 8) /60","v":0},{"$f":" 0.35* (rBldgI_FloorArea * 8) /60","v":0},{"$f":" 0.35* (rBldgI_FloorArea * 8) /60","v":0},null,null,null,null,null,"Qinf","Qinf_Sys3"]
[]
["CONSTANTS"]
["Fcycleloss",0.02,null,0.02]
["DuctRVal",1.2,null,1.2]
[]
["Duct Location"]
["Supply",{"$f":"VLOOKUP(ductlocation_s,lu_ductlocation_id,2)","v":{"$error":"#N/A"}},{"$f":"VLOOKUP(ductlocation_s_Sys2,lu_ductlocation_id,2)","v":0},{"$f":"VLOOKUP(ductlocation_s,lu_ductlocation_id,2)","v":{"$error":"#N/A"}}]
["Return",{"$f":"VLOOKUP(ductlocation_r,lu_ductlocation_id,2)","v":{"$error":"#N/A"}},{"$f":"VLOOKUP(ductlocation_r_Sys2,lu_ductlocation_id,2)","v":0},{"$f":"VLOOKUP(ductlocation_r,lu_ductlocation_id,2)","v":{"$error":"#N/A"}}]
[]
["Airflow","AIRFLOW_SYS1 - H","- C","AIRFLOW_SYS1 - H","AIRFLOW_SYS2 - H"," - C","AIRFLOW_SYS2 - H"]
["HP Heating or Electric Furnace",0,{"$f":"361*Ecap/12000","v":0},0,0,{"$f":"361*Ecap_Sys2/12000","v":0},0]
["Furnace pre 1990",1,{"$f":"0.01*Ecap","v":0},1,1,{"$f":"0.01*Ecap_Sys2","v":0},1]
["Furnace 1990+",2,{"$f":"0.0168*Ecap","v":0},2,2,{"$f":"0.0168*Ecap_Sys2","v":0},2]
["AC",3,{"$f":"ROUND(361*Ecap_c/12000,0)","v":0},3,3,{"$f":"ROUND(361*Ecap_c_Sys2/12000,0)","v":0},3]
["HeatID",{"$f":"IF(OR(System1_Type = Heat_Pump, System1_Type = Electric_Furnace), 0, IF(System1_Type = Electric_Baseboard, 0, IF('Inputs-Results'!B55<1990,1,2)))","v":1},null,{"$f":"IF(OR(System1_Type = Heat_Pump, System1_Type = Electric_Furnace), 0, IF(System1_Type = Electric_Baseboard, 0, IF('Inputs-Results'!D55<1990,1,2)))","v":1},{"$f":"IF(OR(System2_Type = Heat_Pump, System2_Type = Electric_Furnace), 0, IF(System2_Type = Electric_Baseboard, 0, IF('Inputs-Results'!B69<1990,1,2)))","v":1},null,{"$f":"IF(OR(System2_Type = Heat_Pump, System2_Type = Electric_Furnace), 0, IF(System2_Type = Electric_Baseboard, 0, IF('Inputs-Results'!D69<1990,1,2)))","v":1}]
[null,{"$f":"ROUND(VLOOKUP(B80,tblAirflow,2),0)","v":0},{"$f":"C79","v":0},{"$f":"ROUND(VLOOKUP(D80,tblAirflow,2),0)","v":0},{"$f":"ROUND(VLOOKUP(E80,tblAirflow_Sys2,2),0)","v":0},{"$f":"F79","v":0},{"$f":"ROUND(VLOOKUP(G80,tblAirflow_Sys2,2),0)","v":0}]
[]
[]
["Fequip","Sys1","Sys2","Sys1"]
["Electric Furnace",1,1,1]
["Furnace - fixed speed",1,1,1]
["Furnace - variable speed",1,1,1]
["Heat pump",1,1,1]
[]
["Electric Furnace",0,null,0]
["Furnace",1,null,1]
["Heat pump",2,null,2]
[null,{"$f":"VLOOKUP(HVAC_TYPE,A90:B92,2)","v":{"$error":"#N/A"}},{"$f":"VLOOKUP(HVAC_TYPE_Sys2,A90:B92,2)","v":{"$error":"#N/A"}},{"$f":"VLOOKUP(HVAC_TYPE,C90:D92,2)","v":{"$error":"#N/A"}}]
[]
["Fequip (heat)",{"$f":"IF(B93=0,1,IF(B93=1,IF(VariableSpeed=\"Yes\",B87,B86),B88))","v":{"$error":"#N/A"}},{"$f":"IF(C93=0,1,IF(C93=1,IF(VariableSpeed_Sys2 = \"Yes\",C87,C86),C88))","v":{"$error":"#N/A"}},{"$f":"IF(D93=0,1,IF(D93=1,IF(VariableSpeed=\"Yes\",D87,D86),D88))","v":{"$error":"#N/A"}}]
["cool",1,1,1]
[]
["Venting"]
["ID",{"$f":"VLOOKUP(rAtticI_VentilationList,lu_venting_id,2)","v":1},null,{"$f":"VLOOKUP(rAtticI_VentilationList,lu_venting_id,2)","v":1}]
["0 - High",0,0.45,0]
["1 - Code",1,0.3,1]
["2 - Low",2,0.15,2]
["3 - None",3,0.08,3]

{"sheet":"Fuel 1 - Savings Calculator","index":15,"n_rows":2159,"n_cols":25,"rows_kept":2159,"cut":false,"hidden":true,"merged":[]}
["Inputs",null,"          ","          ","Project Fuel Costs",null,null,null,"      "]
["Zip",{"$f":"'ASHP Calculator'!N16","v":0},null,null,"Price",null,null,"Final",null,null,"Unique ID for Zip/County Combo","ZIP Code","ZIP Code","NYISO Zone","Utility","County","Electric REDC Name - Region","Heating Oil Region-County Mapping","KEROSENSE REGION_COUNTY MAPPING","PROPANE REGION_COUNTY MAPPING","Consolidated Edison Region","NYISO Zone","Mmbtu/kBtu - Added KWh/kbtu/h","Pellets","Electric Rate"]
["County",{"$f":"'ASHP Calculator'!N18","v":{"$error":"#N/A"}},null,null,"Oil",{"$f":"IF(ISERROR($H$90),\"\",OFFSET(F90,-2,0))","v":""},null,{"$f":"IF(ISERROR($H$90),\"\",H90)","v":""},null,null,{"$f":"CONCATENATE(M3,P3)","v":"12009Albany"},12009,12009,"Zone F - Capital","National Grid","Albany","Capital Region","Capital District","Capital District","Capital District",null,"Zone F - Capital",{"$f":"R3","v":"Capital District"},"Capital District",{"$f":"VLOOKUP(L3,'Lookups (2)'!$CJ$4:$CS$2189,6,)","v":0.1167}]
["Fuel",{"$f":"VLOOKUP('ASHP Calculator'!C23,'ASHP Calculator'!$BB$3:$BJ$10,9,)","v":{"$error":"#N/A"}},null,null,"Natural Gas",null,null,{"$f":"IF(ISERROR(VLOOKUP($B$6,$E$65:$H$92,4,)),\"\",VLOOKUP($B$6,$E$65:$H$92,4,))","v":""},null,null,{"$f":"CONCATENATE(M4,P4)","v":"12023Albany"},12023,12023,"Zone F - Capital","National Grid","Albany","Capital Region","Capital District","Capital District","Capital District",null,"Zone F - Capital",{"$f":"R4","v":"Capital District"},"Capital District",{"$f":"VLOOKUP(L4,'Lookups (2)'!$CJ$4:$CS$2189,6,)","v":0.1167}]
["Electric Utility",{"$f":"'ASHP Calculator'!N20","v":{"$error":"#N/A"}},null,null,"Propane",{"$f":"IF(ISERROR($H$116),\"\",OFFSET(F116,-2,0))","v":""},null,{"$f":"IF(ISERROR($H$116),\"\",H116)","v":""},null,null,"12041Albany",12041,12041,"Zone F - Capital","National Grid","Albany","Capital Region","Capital District","Capital District","Capital District",null,"Zone F - Capital","Capital District","Capital District",{"$f":"VLOOKUP(L5,'Lookups (2)'!$CJ$4:$CS$2189,6,)","v":0.1167}]
["Natural Gas Utility",{"$f":"'ASHP Calculator'!N22","v":{"$error":"#N/A"}},null,null,"Kerosene",{"$f":"IF(ISERROR(F$101),\"\",F$101)","v":""},null,{"$f":"IF(ISERROR(H$101),\"\",H$101)","v":""},null,null,"12047Albany",12047,12047,"Zone F - Capital","National Grid","Albany","Capital Region","Capital District","Capital District","Capital District",null,"Zone F - Capital","Capital District","Capital District",{"$f":"VLOOKUP(L6,'Lookups (2)'!$CJ$4:$CS$2189,6,)","v":0.1167}]
["Price per Unit of Energy",{"$f":"IF(ISERROR(VLOOKUP(B4,E3:H10,4,)),\"\",VLOOKUP(B4,E3:H10,4,))","v":""},null,null,"Electric",{"$f":"F22","v":{"$error":"#N/A"}},null,{"$f":"IF(H22=0,VLOOKUP(Customer_Zip,'Lookups (2)'!$CJ$4:$CS$2189,6,),H22)","v":{"$error":"#N/A"}},null,null,"12054Albany",12054,12054,"Zone F - Capital","National Grid","Albany","Capital Region","Capital District","Capital District","Capital District",null,"Zone F - Capital","Capital District","Capital District",{"$f":"VLOOKUP(L7,'Lookups (2)'!$CJ$4:$CS$2189,6,)","v":0.1167}]
[null,null,null,null,"Cord Wood",225,null,225,null,null,"12059Albany",12059,12059,"Zone F - Capital","National Grid","Albany","Capital Region","Capital District","Capital District","Capital District",null,"Zone F - Capital","Capital District","Capital District",{"$f":"VLOOKUP(L8,'Lookups (2)'!$CJ$4:$CS$2189,6,)","v":0.1167}]
[null,null,null,null,"Wood Pellets",{"$f":"F127","v":{"$error":"#N/A"}},null,{"$f":"H129","v":{"$error":"#N/A"}},null,null,"12067Albany",12067,12067,"Zone F - Capital","National Grid","Albany","Capital Region","Capital District","Capital District","Capital District",null,"Zone F - Capital","Capital District","Capital District",{"$f":"VLOOKUP(L9,'Lookups (2)'!$CJ$4:$CS$2189,6,)","v":0.1167}]
[null,null,null,null,null,null,null,null,null,null,"12077Albany",12077,12077,"Zone F - Capital","National Grid","Albany","Capital Region","Capital District","Capital District","Capital District",null,"Zone F - Capital","Capital District","Capital District",{"$f":"VLOOKUP(L10,'Lookups (2)'!$CJ$4:$CS$2189,6,)","v":0.1167}]
[null,null,null,null,null,null,null,null,null,null,"12084Albany",12084,12084,"Zone F - Capital","National Grid","Albany","Capital Region","Capital District","Capital District","Capital District",null,"Zone F - Capital","Capital District","Capital District",{"$f":"VLOOKUP(L11,'Lookups (2)'!$CJ$4:$CS$2189,6,)","v":0.1167}]
[null,null,null,null,"Residential Electric Rates MTPA 2016",null,null,null,null,null,"12085Albany",12085,12085,"Zone F - Capital","National Grid","Albany","Capital Region","Capital District","Capital District","Capital District",null,"Zone F - Capital","Capital District","Capital District",{"$f":"VLOOKUP(L12,'Lookups (2)'!$CJ$4:$CS$2189,6,)","v":0.1167}]
[null,null,null,null,"Electric Utility Company",null,null,"$ / kWh",null,null,"12107Albany",12107,12107,"Zone F - Capital","National Grid","Albany","Capital Region","Capital District","Capital District","Capital District",null,"Zone F - Capital","Capital District","Capital District",{"$f":"VLOOKUP(L13,'Lookups (2)'!$CJ$4:$CS$2189,6,)","v":0.1167}]
[null,null,null,null,"Central Hudson Gas and Electric",null,null,0.15,null,null,"12110Albany",12110,12110,"Zone F - Capital","National Grid","Albany","Capital Region","Capital District","Capital District","Capital District",null,"Zone F - Capital","Capital District","Capital District",{"$f":"VLOOKUP(L14,'Lookups (2)'!$CJ$4:$CS$2189,6,)","v":0.1167}]
[null,null,null,null,"Consolidated Edison",{"$f":"F61","v":{"$error":"#N/A"}},null,{"$f":"H61","v":""},null,null,"12128Albany",12128,12128,"Zone F - Capital","National Grid","Albany","Capital Region","Capital District","Capital District","Capital District",null,"Zone F - Capital","Capital District","Capital District",{"$f":"VLOOKUP(L15,'Lookups (2)'!$CJ$4:$CS$2189,6,)","v":0.1167}]
[null,null,null,null,"National Grid",{"$f":"F35","v":{"$error":"#N/A"}},null,{"$f":"H35","v":""},null,null,"12158Albany",12158,12158,"Zone F - Capital","National Grid","Albany","Capital Region","Capital District","Capital District","Capital District",null,"Zone F - Capital","Capital District","Capital District",{"$f":"VLOOKUP(L16,'Lookups (2)'!$CJ$4:$CS$2189,6,)","v":0.1167}]
[null,null,null,null,"New York State Electric and Gas",{"$f":"F50","v":{"$error":"#N/A"}},null,{"$f":"H52","v":{"$error":"#N/A"}},null,null,"12159Albany",12159,12159,"Zone F - Capital","National Grid","Albany","Capital Region","Capital District","Capital District","Capital District",null,"Zone F - Capital","Capital District","Capital District",{"$f":"VLOOKUP(L17,'Lookups (2)'!$CJ$4:$CS$2189,6,)","v":0.1167}]
[null,null,null,null,"Orange and Rockland",null,null,0.13,null,null,"12161Albany",12161,12161,"Zone F - Capital","National Grid","Albany","Capital Region","Capital District","Capital District","Capital District",null,"Zone F - Capital","Capital District","Capital District",{"$f":"VLOOKUP(L18,'Lookups (2)'!$CJ$4:$CS$2189,6,)","v":0.1167}]
[null,null,null,null,"Rochester Gas and Electric",null,null,0.09,null,null,"12186Albany",12186,12186,"Zone F - Capital","National Grid","Albany","Capital Region","Capital District","Capital District","Capital District",null,"Zone F - Capital","Capital District","Capital District",{"$f":"VLOOKUP(L19,'Lookups (2)'!$CJ$4:$CS$2189,6,)","v":0.1167}]
[null,null,null,null,"PSEG Long Island",null,null,0.18329999999999999,null,null,"12189Albany",12189,12189,"Zone F - Capital","National Grid","Albany","Capital Region","Capital District","Capital District","Capital District",null,"Zone F - Capital","Capital District","Capital District",{"$f":"VLOOKUP(L20,'Lookups (2)'!$CJ$4:$CS$2189,6,)","v":0.1167}]
[null,null,null,null,"Other",null,null,null,null,null,"12201Albany",12201,12201,"Zone F - Capital","National Grid","Albany","Capital Region","Capital District","Capital District","Capital District",null,"Zone F - Capital","Capital District","Capital District",{"$f":"VLOOKUP(L21,'Lookups (2)'!$CJ$4:$CS$2189,6,)","v":0.1167}]
[null,null,null,null,null,{"$f":"VLOOKUP(B5,$E$14:$F$21,2,)","v":{"$error":"#N/A"}},null,{"$f":"VLOOKUP(B5,$E$14:$H$21,4,)","v":{"$error":"#N/A"}},null,null,"12202Albany",12202,12202,"Zone F - Capital","National Grid","Albany","Capital Region","Capital District","Capital District","Capital District",null,"Zone F - Capital","Capital District","Capital District",{"$f":"VLOOKUP(L22,'Lookups (2)'!$CJ$4:$CS$2189,6,)","v":0.1167}]
[null,null,null,null,null,null,null,null,null,null,"12203Albany",12203,12203,"Zone F - Capital","National Grid","Albany","Capital Region","Capital District","Capital District","Capital District",null,"Zone F - Capital","Capital District","Capital District",{"$f":"VLOOKUP(L23,'Lookups (2)'!$CJ$4:$CS$2189,6,)","v":0.1167}]
[null,null,null,null,null,null,null,null,null,null,"12204Albany",12204,12204,"Zone F - Capital","National Grid","Albany","Capital Region","Capital District","Capital District","Capital District",null,"Zone F - Capital","Capital District","Capital District",{"$f":"VLOOKUP(L24,'Lookups (2)'!$CJ$4:$CS$2189,6,)","v":0.1167}]
[null,null,null,null,"National Grid",null,null,null,null,null,"12205Albany",12205,12205,"Zone F - Capital","National Grid","Albany","Capital Region","Capital District","Capital District","Capital District",null,"Zone F - Capital","Capital District","Capital District",{"$f":"VLOOKUP(L25,'Lookups (2)'!$CJ$4:$CS$2189,6,)","v":0.1167}]
[null,null,null,null,"National Grid Zone A","Zone A - West",null,0.1052,null,null,"12206Albany",12206,12206,"Zone F - Capital","National Grid","Albany","Capital Region","Capital District","Capital District","Capital District",null,"Zone F - Capital","Capital District","Capital District",{"$f":"VLOOKUP(L26,'Lookups (2)'!$CJ$4:$CS$2189,6,)","v":0.1167}]
[null,null,null,null,"National Grid Zone B","Zone B - Genesee",null,0.10150000000000001,null,null,"12207Albany",12207,12207,"Zone F - Capital","National Grid","Albany","Capital Region","Capital District","Capital District","Capital District",null,"Zone F - Capital","Capital District","Capital District",{"$f":"VLOOKUP(L27,'Lookups (2)'!$CJ$4:$CS$2189,6,)","v":0.1167}]
[null,null,null,null,"National Grid Zone C","Zone C - Central",null,9.98E-2,null,null,"12208Albany",12208,12208,"Zone F - Capital","National Grid","Albany","Capital Region","Capital District","Capital District","Capital District",null,"Zone F - Capital","Capital District","Capital District",{"$f":"VLOOKUP(L28,'Lookups (2)'!$CJ$4:$CS$2189,6,)","v":0.1167}]
[null,null,null,null,"National Grid Zone D","Zone D - North",null,9.8500000000000004E-2,null,null,"12209Albany",12209,12209,"Zone F - Capital","National Grid","Albany","Capital Region","Capital District","Capital District","Capital District",null,"Zone F - Capital","Capital District","Capital District",{"$f":"VLOOKUP(L29,'Lookups (2)'!$CJ$4:$CS$2189,6,)","v":0.1167}]
[null,null,null,null,"National Grid Zone E","Zone E - Mohawk Valley",null,0.10299999999999999,null,null,"12210Albany",12210,12210,"Zone F - Capital","National Grid","Albany","Capital Region","Capital District","Capital District","Capital District",null,"Zone F - Capital","Capital District","Capital District",{"$f":"VLOOKUP(L30,'Lookups (2)'!$CJ$4:$CS$2189,6,)","v":0.1167}]
[null,null,null,null,"National Grid Zone F","Zone F - Capital",null,0.1167,null,null,"12211Albany",12211,12211,"Zone F - Capital","National Grid","Albany","Capital Region","Capital District","Capital District","Capital District",null,"Zone F - Capital","Capital District","Capital District",{"$f":"VLOOKUP(L31,'Lookups (2)'!$CJ$4:$CS$2189,6,)","v":0.1167}]
[null,null,null,null,null,null,null,null,null,null,"12212Albany",12212,12212,"Zone F - Capital","National Grid","Albany","Capital Region","Capital District","Capital District","Capital District",null,"Zone F - Capital","Capital District","Capital District",{"$f":"VLOOKUP(L32,'Lookups (2)'!$CJ$4:$CS$2189,6,)","v":0.1167}]
[null,null,null,null,"Zip",{"$f":"VLOOKUP(B2,$M$2:$N$2159,2,)","v":{"$error":"#N/A"}},null,{"$f":"IF(ISERROR(VLOOKUP(F33,$F$26:$H$31,3,)),\"\",VLOOKUP(F33,$F$26:$H$31,3,))","v":""},null,null,"12214Albany",12214,12214,"Zone F - Capital","National Grid","Albany","Capital Region","Capital District","Capital District","Capital District",null,"Zone F - Capital","Capital District","Capital District",{"$f":"VLOOKUP(L33,'Lookups (2)'!$CJ$4:$CS$2189,6,)","v":0.1167}]
[null,null,null,null,"County",null,null,null,null,null,"12220Albany",12220,12220,"Zone F - Capital","National Grid","Albany","Capital Region","Capital District","Capital District","Capital District",null,"Zone F - Capital","Capital District","Capital District",{"$f":"VLOOKUP(L34,'Lookups (2)'!$CJ$4:$CS$2189,6,)","v":0.1167}]
[null,null,null,null,"Final",{"$f":"F33","v":{"$error":"#N/A"}},null,{"$f":"H33","v":""},null,null,"12222Albany",12222,12222,"Zone F - Capital","National Grid","Albany","Capital Region","Capital District","Capital District","Capital District",null,"Zone F - Capital","Capital District","Capital District",{"$f":"VLOOKUP(L35,'Lookups (2)'!$CJ$4:$CS$2189,6,)","v":0.1167}]
[null,null,null,null,null,null,null,null,null,null,"12223Albany",12223,12223,"Zone F - Capital","National Grid","Albany","Capital Region","Capital District","Capital District","Capital District",null,"Zone F - Capital","Capital District","Capital District",{"$f":"VLOOKUP(L36,'Lookups (2)'!$CJ$4:$CS$2189,6,)","v":0.1167}]
[null,null,null,null,null,null,null,null,null,null,"12224Albany",12224,12224,"Zone F - Capital","National Grid","Albany","Capital Region","Capital District","Capital District","Capital District",null,"Zone F - Capital","Capital District","Capital District",{"$f":"VLOOKUP(L37,'Lookups (2)'!$CJ$4:$CS$2189,6,)","v":0.1167}]
[null,null,null,null,null,null,null,null,null,null,"12225Albany",12225,12225,"Zone F - Capital","National Grid","Albany","Capital Region","Capital District","Capital District","Capital District",null,"Zone F - Capital","Capital District","Capital District",{"$f":"VLOOKUP(L38,'Lookups (2)'!$CJ$4:$CS$2189,6,)","v":0.1167}]
[null,null,null,null,"NYSEG Sub Lookup",null,null,null,null,null,"12226Albany",12226,12226,"Zone F - Capital","National Grid","Albany","Capital Region","Capital District","Capital District","Capital District",null,"Zone F - Capital","Capital District","Capital District",{"$f":"VLOOKUP(L39,'Lookups (2)'!$CJ$4:$CS$2189,6,)","v":0.1167}]
[null,null,null,null,"NYSEG West (Zones A-E)","Zone A - West",null,9.2600000000000002E-2,null,null,"12227Albany",12227,12227,"Zone F - Capital","National Grid","Albany","Capital Region","Capital District","Capital District","Capital District",null,"Zone F - Capital","Capital District","Capital District",{"$f":"VLOOKUP(L40,'Lookups (2)'!$CJ$4:$CS$2189,6,)","v":0.1167}]
[null,null,null,null,"NYSEG West (Zones A-E)","Zone B - Genesee",null,9.2600000000000002E-2,null,null,"12228Albany",12228,12228,"Zone F - Capital","National Grid","Albany","Capital Region","Capital District","Capital District","Capital District",null,"Zone F - Capital","Capital District","Capital District",{"$f":"VLOOKUP(L41,'Lookups (2)'!$CJ$4:$CS$2189,6,)","v":0.1167}]
[null,null,null,null,"NYSEG West (Zones A-E)","Zone C - Central",null,9.2600000000000002E-2,null,null,"12229Albany",12229,12229,"Zone F - Capital","National Grid","Albany","Capital Region","Capital District","Capital District","Capital District",null,"Zone F - Capital","Capital District","Capital District",{"$f":"VLOOKUP(L42,'Lookups (2)'!$CJ$4:$CS$2189,6,)","v":0.1167}]
[null,null,null,null,"NYSEG West (Zones A-E)","Zone D - North",null,9.2600000000000002E-2,null,null,"12230Albany",12230,12230,"Zone F - Capital","National Grid","Albany","Capital Region","Capital District","Capital District","Capital District",null,"Zone F - Capital","Capital District","Capital District",{"$f":"VLOOKUP(L43,'Lookups (2)'!$CJ$4:$CS$2189,6,)","v":0.1167}]
[null,null,null,null,"NYSEG West (Zones A-E)","Zone E - Mohawk Valley",null,9.2600000000000002E-2,null,null,"12231Albany",12231,12231,"Zone F - Capital","National Grid","Albany","Capital Region","Capital District","Capital District","Capital District",null,"Zone F - Capital","Capital District","Capital District",{"$f":"VLOOKUP(L44,'Lookups (2)'!$CJ$4:$CS$2189,6,)","v":0.1167}]
[null,null,null,null,"NYSEG East (Zones F)","Zone F - Capital",null,0.106,null,null,"12232Albany",12232,12232,"Zone F - Capital","National Grid","Albany","Capital Region","Capital District","Capital District","Capital District",null,"Zone F - Capital","Capital District","Capital District",{"$f":"VLOOKUP(L45,'Lookups (2)'!$CJ$4:$CS$2189,6,)","v":0.1167}]
[null,null,null,null,"NYSEG Lower Hudson (Zone G-I)","Zone G - Hudson Valley",null,0.1163,null,null,"12233Albany",12233,12233,"Zone F - Capital","National Grid","Albany","Capital Region","Capital District","Capital District","Capital District",null,"Zone F - Capital","Capital District","Capital District",{"$f":"VLOOKUP(L46,'Lookups (2)'!$CJ$4:$CS$2189,6,)","v":0.1167}]
[null,null,null,null,"NYSEG Lower Hudson (Zone G-I)","Zone H - Millwood",null,0.1163,null,null,"12234Albany",12234,12234,"Zone F - Capital","National Grid","Albany","Capital Region","Capital District","Capital District","Capital District",null,"Zone F - Capital","Capital District","Capital District",{"$f":"VLOOKUP(L47,'Lookups (2)'!$CJ$4:$CS$2189,6,)","v":0.1167}]
[null,null,null,null,"NYSEG Lower Hudson (Zone G-I)","Zone I - Dunwoodie",null,0.1163,null,null,"12235Albany",12235,12235,"Zone F - Capital","National Grid","Albany","Capital Region","Capital District","Capital District","Capital District",null,"Zone F - Capital","Capital District","Capital District",{"$f":"VLOOKUP(L48,'Lookups (2)'!$CJ$4:$CS$2189,6,)","v":0.1167}]
[null,null,null,null,null,null,null,null,null,null,"12236Albany",12236,12236,"Zone F - Capital","National Grid","Albany","Capital Region","Capital District","Capital District","Capital District",null,"Zone F - Capital","Capital District","Capital District",{"$f":"VLOOKUP(L49,'Lookups (2)'!$CJ$4:$CS$2189,6,)","v":0.1167}]
[null,null,null,null,"Zip",{"$f":"VLOOKUP(B2,$M$2:$N$2159,2,)","v":{"$error":"#N/A"}},null,{"$f":"VLOOKUP(F50,$F$40:$H$48,3,)","v":{"$error":"#N/A"}},null,null,"12237Albany",12237,12237,"Zone F - Capital","National Grid","Albany","Capital Region","Capital District","Capital District","Capital District",null,"Zone F - Capital","Capital District","Capital District",{"$f":"VLOOKUP(L50,'Lookups (2)'!$CJ$4:$CS$2189,6,)","v":0.1167}]
[null,null,null,null,"County",{"$f":"VLOOKUP(B3,P:W,7,)","v":{"$error":"#N/A"}},null,{"$f":"VLOOKUP(F51,$F$40:$H$48,3,)","v":{"$error":"#N/A"}},null,null,"12238Albany",12238,12238,"Zone F - Capital","National Grid","Albany","Capital Region","Capital District","Capital District","Capital District",null,"Zone F - Capital","Capital District","Capital District",{"$f":"VLOOKUP(L51,'Lookups (2)'!$CJ$4:$CS$2189,6,)","v":0.1167}]
[null,null,null,null,"Final","                                                                                                                                    ",null,{"$f":"H51","v":{"$error":"#N/A"}},null,null,"12239Albany",12239,12239,"Zone F - Capital","National Grid","Albany","Capital Region","Capital District","Capital District","Capital District",null,"Zone F - Capital","Capital District","Capital District",{"$f":"VLOOKUP(L52,'Lookups (2)'!$CJ$4:$CS$2189,6,)","v":0.1167}]
[null,null,null,null,null,null,null,null,null,null,"12240Albany",12240,12240,"Zone F - Capital","National Grid","Albany","Capital Region","Capital District","Capital District","Capital District",null,"Zone F - Capital","Capital District","Capital District",{"$f":"VLOOKUP(L53,'Lookups (2)'!$CJ$4:$CS$2189,6,)","v":0.1167}]
[null,null,null,null,null,null,null,null,null,null,"12241Albany",12241,12241,"Zone F - Capital","National Grid","Albany","Capital Region","Capital District","Capital District","Capital District",null,"Zone F - Capital","Capital District","Capital District",{"$f":"VLOOKUP(L54,'Lookups (2)'!$CJ$4:$CS$2189,6,)","v":0.1167}]
[null,null,null,null,"Consolidated Edison - Electric Sub Lookup",null,null,null,null,null,"12242Albany",12242,12242,"Zone F - Capital","National Grid","Albany","Capital Region","Capital District","Capital District","Capital District",null,"Zone F - Capital","Capital District","Capital District",{"$f":"VLOOKUP(L55,'Lookups (2)'!$CJ$4:$CS$2189,6,)","v":0.1167}]
[null,null,null,null,"Region",null,null,"$ / kWh",null,null,"12243Albany",12243,12243,"Zone F - Capital","National Grid","Albany","Capital Region","Capital District","Capital District","Capital District",null,"Zone F - Capital","Capital District","Capital District",{"$f":"VLOOKUP(L56,'Lookups (2)'!$CJ$4:$CS$2189,6,)","v":0.1167}]
[null,null,null,null,"ConEd NYC",null,null,0.21,null,null,"12244Albany",12244,12244,"Zone F - Capital","National Grid","Albany","Capital Region","Capital District","Capital District","Capital District",null,"Zone F - Capital","Capital District","Capital District",{"$f":"VLOOKUP(L57,'Lookups (2)'!$CJ$4:$CS$2189,6,)","v":0.1167}]
[null,null,null,null,"ConEd Westchester",null,null,0.2,null,null,"12245Albany",12245,12245,"Zone F - Capital","National Grid","Albany","Capital Region","Capital District","Capital District","Capital District",null,"Zone F - Capital","Capital District","Capital District",{"$f":"VLOOKUP(L58,'Lookups (2)'!$CJ$4:$CS$2189,6,)","v":0.1167}]
[null,null,null,null,null,null,null,null,null,null,"12246Albany",12246,12246,"Zone F - Capital","National Grid","Albany","Capital Region","Capital District","Capital District","Capital District",null,"Zone F - Capital","Capital District","Capital District",{"$f":"VLOOKUP(L59,'Lookups (2)'!$CJ$4:$CS$2189,6,)","v":0.1167}]
[null,null,null,null,"Zip",{"$f":"IF(VLOOKUP(B2,M2:U2159,9,)=0,\"\",VLOOKUP(B2,M2:U2159,9,))","v":{"$error":"#N/A"}},null,{"$f":"IF(ISERROR(VLOOKUP(F60,$E$57:$H$58,4,)),\"\",VLOOKUP(F60,$E$57:$H$58,4,))","v":""},null,null,"12247Albany",12247,12247,"Zone F - Capital","National Grid","Albany","Capital Region","Capital District","Capital District","Capital District",null,"Zone F - Capital","Capital District","Capital District",{"$f":"VLOOKUP(L60,'Lookups (2)'!$CJ$4:$CS$2189,6,)","v":0.1167}]
[null,null,null,null,"Final",{"$f":"F60","v":{"$error":"#N/A"}},null,{"$f":"IF(ISERROR(H60),\"\",H60)","v":""},null,null,"12248Albany",12248,12248,"Zone F - Capital","National Grid","Albany","Capital Region","Capital District","Capital District","Capital District",null,"Zone F - Capital","Capital District","Capital District",{"$f":"VLOOKUP(L61,'Lookups (2)'!$CJ$4:$CS$2189,6,)","v":0.1167}]
[null,null,null,null,null,null,null,null,null,null,"12249Albany",12249,12249,"Zone F - Capital","National Grid","Albany","Capital Region","Capital District","Capital District","Capital District",null,"Zone F - Capital","Capital District","Capital District",{"$f":"VLOOKUP(L62,'Lookups (2)'!$CJ$4:$CS$2189,6,)","v":0.1167}]
[null,null,null,null,"Residential Natural Gas  MTPA 2016",null,null,null,null,null,"12250Albany",12250,12250,"Zone F - Capital","National Grid","Albany","Capital Region","Capital District","Capital District","Capital District",null,"Zone F - Capital","Capital District","Capital District",{"$f":"VLOOKUP(L63,'Lookups (2)'!$CJ$4:$CS$2189,6,)","v":0.1167}]
[null,null,null,null,"Company",null,null,"$ / MMBTU",null,null,"12252Albany",12252,12252,"Zone F - Capital","National Grid","Albany","Capital Region","Capital District","Capital District","Capital District",null,"Zone F - Capital","Capital District","Capital District",{"$f":"VLOOKUP(L64,'Lookups (2)'!$CJ$4:$CS$2189,6,)","v":0.1167}]
[null,null,null,null,"National Grid - NYC",null,null,11.326000000000001,null,null,"12255Albany",12255,12255,"Zone F - Capital","National Grid","Albany","Capital Region","Capital District","Capital District","Capital District",null,"Zone F - Capital","Capital District","Capital District",{"$f":"VLOOKUP(L65,'Lookups (2)'!$CJ$4:$CS$2189,6,)","v":0.1167}]
[null,null,null,null,"Central Hudson Gas and Electric",null,null,14.686,null,null,"12256Albany",12256,12256,"Zone F - Capital","National Grid","Albany","Capital Region","Capital District","Capital District","Capital District",null,"Zone F - Capital","Capital District","Capital District",{"$f":"VLOOKUP(L66,'Lookups (2)'!$CJ$4:$CS$2189,6,)","v":0.1167}]
[null,null,null,null,"Consolidated Edison",null,null,14.032,null,null,"12257Albany",12257,12257,"Zone F - Capital","National Grid","Albany","Capital Region","Capital District","Capital District","Capital District",null,"Zone F - Capital","Capital District","Capital District",{"$f":"VLOOKUP(L67,'Lookups (2)'!$CJ$4:$CS$2189,6,)","v":0.1167}]
[null,null,null,null,"Corning Natural Gas",null,null,9,null,null,{"$f":"CONCATENATE(M68,P68)","v":"12260Albany"},12260,12260,"Zone F - Capital","National Grid","Albany","Capital Region","Capital District","Capital District","Capital District",null,"Zone F - Capital",{"$f":"R68","v":"Capital District"},"Capital District",{"$f":"VLOOKUP(L68,'Lookups (2)'!$CJ$4:$CS$2189,6,)","v":0.1167}]
[null,null,null,null,"National Grid - Long Island",null,null,12.151999999999999,null,null,"12261Albany",12261,12261,"Zone F - Capital","National Grid","Albany","Capital Region","Capital District","Capital District","Capital District",null,"Zone F - Capital","Capital District","Capital District",{"$f":"VLOOKUP(L69,'Lookups (2)'!$CJ$4:$CS$2189,6,)","v":0.1167}]
[null,null,null,null,"National Fuel Gas Distribution",null,null,7.3579999999999997,null,null,"12288Albany",12288,12288,"Zone F - Capital","National Grid","Albany","Capital Region","Capital District","Capital District","Capital District",null,"Zone F - Capital","Capital District","Capital District",{"$f":"VLOOKUP(L70,'Lookups (2)'!$CJ$4:$CS$2189,6,)","v":0.1167}]
[null,null,null,null,"NYS Electric and Gas",null,null,9.5809999999999995,null,null,"12183Albany",12183,12183,"Zone F - Capital","Municipal Utilities","Albany","Capital Region","Capital District","Capital District","Capital District",null,"Zone F - Capital","Capital District","Capital District",{"$f":"VLOOKUP(L71,'Lookups (2)'!$CJ$4:$CS$2189,6,)","v":0.1595}]
[null,null,null,null,"National Grid",null,null,8.2629999999999999,null,null,"12007Albany",12007,12007,"Zone G - Hudson Valley","National Grid","Albany","Capital Region","Capital District","Capital District","Capital District",null,"Zone G - Hudson Valley","Capital District","Capital District",{"$f":"VLOOKUP(L72,'Lookups (2)'!$CJ$4:$CS$2189,6,)","v":0.1167}]
[null,null,null,null,"Orange and Rockland Utilities",null,null,11.577,null,null,"12046Albany",12046,12046,"Zone G - Hudson Valley","National Grid","Albany","Capital Region","Capital District","Capital District","Capital District",null,"Zone G - Hudson Valley","Capital District","Capital District",{"$f":"VLOOKUP(L73,'Lookups (2)'!$CJ$4:$CS$2189,6,)","v":0.1167}]
[null,null,null,null,"St. Lawrence Gas",null,null,11.342000000000001,null,null,null,null,null,null,null,null,null,null,null,null,null,null,null,null,{"$f":"VLOOKUP(L74,'Lookups (2)'!$CJ$4:$CS$2189,6,)","v":{"$error":"#N/A"}}]
[null,null,null,null,"Rochester Gas and Electric",null,null,8.4109999999999996,null,null,"12045Albany",12045,12045,"Zone G - Hudson Valley","Central Hudson Gas and Electric","Albany","Capital Region","Capital District","Capital District","Capital District",null,"Zone G - Hudson Valley","Capital District","Capital District",{"$f":"VLOOKUP(L75,'Lookups (2)'!$CJ$4:$CS$2189,6,)","v":0.13370000000000001}]
[null,null,null,null,null,null,null,null,null,null,"12055Albany",12055,12055,"Zone G - Hudson Valley","Central Hudson Gas and Electric","Albany","Capital Region","Capital District","Capital District","Capital District",null,"Zone G - Hudson Valley","Capital District","Capital District",{"$f":"VLOOKUP(L76,'Lookups (2)'!$CJ$4:$CS$2189,6,)","v":0.13370000000000001}]
[null,null,null,null,"Heating Oil (Home Monitoring Program, 2015-2017 Avg)",null,null,null,null,null,"12120Albany",12120,12120,"Zone G - Hudson Valley","Central Hudson Gas and Electric","Albany","Capital Region","Capital District","Capital District","Capital District",null,"Zone G - Hudson Valley","Capital District","Capital District",{"$f":"VLOOKUP(L77,'Lookups (2)'!$CJ$4:$CS$2189,6,)","v":0.13370000000000001}]
[null,null,null,null,"Region",null,null,"$ / Gal",null,null,"12143Albany",12143,12143,"Zone G - Hudson Valley","Central Hudson Gas and Electric","Albany","Capital Region","Capital District","Capital District","Capital District",null,"Zone G - Hudson Valley","Capital District","Capital District",{"$f":"VLOOKUP(L78,'Lookups (2)'!$CJ$4:$CS$2189,6,)","v":0.13370000000000001}]
[null,null,null,null,"Long Island",null,null,2.7887413333333329,null,null,"12147Albany",12147,12147,"Zone G - Hudson Valley","Central Hudson Gas and Electric","Albany","Capital Region","Capital District","Capital District","Capital District",null,"Zone G - Hudson Valley","Capital District","Capital District",{"$f":"VLOOKUP(L79,'Lookups (2)'!$CJ$4:$CS$2189,6,)","v":0.13370000000000001}]
[null,null,null,null,"NYC",null,null,2.7546683333333313,null,null,"12193Albany",12193,12193,"Zone G - Hudson Valley","Central Hudson Gas and Electric","Albany","Capital Region","Capital District","Capital District","Capital District",null,"Zone G - Hudson Valley","Capital District","Capital District",{"$f":"VLOOKUP(L80,'Lookups (2)'!$CJ$4:$CS$2189,6,)","v":0.13370000000000001}]
[null,null,null,null,"Lower Hudson",null,null,2.6862187037037013,null,null,"12469Albany",12469,12469,"Zone G - Hudson Valley","Central Hudson Gas and Electric","Albany","Capital Region","Capital District","Capital District","Capital District",null,"Zone G - Hudson Valley","Capital District","Capital District",{"$f":"VLOOKUP(L81,'Lookups (2)'!$CJ$4:$CS$2189,6,)","v":0.13370000000000001}]
[null,null,null,null,"Upper Hudson",null,null,2.5345615079365071,null,null,"14029Allegany",14029,14029,"Zone A - West","National Grid","Allegany","Western New York","Western","Western","Western",null,"Zone A - West","Western","Western Region",{"$f":"VLOOKUP(L82,'Lookups (2)'!$CJ$4:$CS$2189,6,)","v":0.1052}]
[null,null,null,null,"Capital District",null,null,2.4871160256410261,null,null,"14727Allegany",14727,14727,"Zone A - West","National Grid","Allegany","Western New York","Western","Western","Western",null,"Zone A - West","Western","Western Region",{"$f":"VLOOKUP(L83,'Lookups (2)'!$CJ$4:$CS$2189,6,)","v":0.1052}]
[null,null,null,null,"North County",null,null,2.5133023809523802,null,null,"14786Allegany",14786,14786,"Zone A - West","National Grid","Allegany","Western New York","Western","Western","Western",null,"Zone A - West","Western","Western Region",{"$f":"VLOOKUP(L84,'Lookups (2)'!$CJ$4:$CS$2189,6,)","v":0.1052}]
[null,null,null,null,"Central",null,null,2.4470744444444432,null,null,"14709Allegany",14709,14709,"Zone B - Genesee","Rochester Gas and Electric","Allegany","Western New York","Western","Western","Western",null,"Zone B - Genesee","Western","Western Region",{"$f":"VLOOKUP(L85,'Lookups (2)'!$CJ$4:$CS$2189,6,)","v":9.5799999999999996E-2}]
[null,null,null,null,"Western",null,null,2.6776113636363634,null,null,"14711Allegany",14711,14711,"Zone B - Genesee","Rochester Gas and Electric","Allegany","Western New York","Western","Western","Western",null,"Zone B - Genesee","Western","Western Region",{"$f":"VLOOKUP(L86,'Lookups (2)'!$CJ$4:$CS$2189,6,)","v":9.5799999999999996E-2}]
[null,null,null,null,null,null,null,null,null,null,"14715Allegany",14715,14715,"Zone B - Genesee","Rochester Gas and Electric","Allegany","Western New York","Western","Western","Western",null,"Zone B - Genesee","Western","Western Region",{"$f":"VLOOKUP(L87,'Lookups (2)'!$CJ$4:$CS$2189,6,)","v":9.5799999999999996E-2}]
[null,null,null,null,"Zip",{"$f":"VLOOKUP(B2,$M$2:$R$2159,6,)","v":{"$error":"#N/A"}},null,{"$f":"VLOOKUP(F88,E79:H86,4,)","v":{"$error":"#N/A"}},null,null,"14717Allegany",14717,14717,"Zone B - Genesee","Rochester Gas and Electric","Allegany","Western New York","Western","Western","Western",null,"Zone B - Genesee","Western","Western Region",{"$f":"VLOOKUP(L88,'Lookups (2)'!$CJ$4:$CS$2189,6,)","v":9.5799999999999996E-2}]
[null,null,null,null,"County",{"$f":"VLOOKUP(B3,P2:R2159,3,)","v":{"$error":"#N/A"}},null,{"$f":"VLOOKUP(F89,E79:H86,4,)","v":{"$error":"#N/A"}},null,null,"14721Allegany",14721,14721,"Zone B - Genesee","Rochester Gas and Electric","Allegany","Western New York","Western","Western","Western",null,"Zone B - Genesee","Western","Western Region",{"$f":"VLOOKUP(L89,'Lookups (2)'!$CJ$4:$CS$2189,6,)","v":9.5799999999999996E-2}]
[null,null,null,null,null,"Final",null,{"$f":"IF(ISERROR(H88),H89,H88)","v":{"$error":"#N/A"}},null,null,"14735Allegany",14735,14735,"Zone B - Genesee","Rochester Gas and Electric","Allegany","Western New York","Western","Western","Western",null,"Zone B - Genesee","Western","Western Region",{"$f":"VLOOKUP(L90,'Lookups (2)'!$CJ$4:$CS$2189,6,)","v":9.5799999999999996E-2}]
[null,null,null,null,null,null,null,null,null,null,"14739Allegany",14739,14739,"Zone B - Genesee","Rochester Gas and Electric","Allegany","Western New York","Western","Western","Western",null,"Zone B - Genesee","Western","Western Region",{"$f":"VLOOKUP(L91,'Lookups (2)'!$CJ$4:$CS$2189,6,)","v":9.5799999999999996E-2}]
[null,null,null,null,null,null,null,null,null,null,"14744Allegany",14744,14744,"Zone B - Genesee","Rochester Gas and Electric","Allegany","Western New York","Western","Western","Western",null,"Zone B - Genesee","Western","Western Region",{"$f":"VLOOKUP(L92,'Lookups (2)'!$CJ$4:$CS$2189,6,)","v":9.5799999999999996E-2}]
[null,null,null,null,"Kerosene (Home Monitoring Program, 2015-2017 Avg)",null,null,null,null,null,"14745Allegany",14745,14745,"Zone B - Genesee","Rochester Gas and Electric","Allegany","Western New York","Western","Western","Western",null,"Zone B - Genesee","Western","Western Region",{"$f":"VLOOKUP(L93,'Lookups (2)'!$CJ$4:$CS$2189,6,)","v":9.5799999999999996E-2}]
[null,null,null,null,"Region",null,null,"$ / Gal",null,null,"14754Allegany",14754,14754,"Zone B - Genesee","Rochester Gas and Electric","Allegany","Western New York","Western","Western","Western",null,"Zone B - Genesee","Western","Western Region",{"$f":"VLOOKUP(L94,'Lookups (2)'!$CJ$4:$CS$2189,6,)","v":9.5799999999999996E-2}]
[null,null,null,null,"Mid-Hudson",null,null,3.184905917874397,null,null,"14774Allegany",14774,14774,"Zone B - Genesee","Rochester Gas and Electric","Allegany","Western New York","Western","Western","Western",null,"Zone B - Genesee","Western","Western Region",{"$f":"VLOOKUP(L95,'Lookups (2)'!$CJ$4:$CS$2189,6,)","v":9.5799999999999996E-2}]
[null,null,null,null,"Capital District",null,null,2.9966020833333356,null,null,"14777Allegany",14777,14777,"Zone B - Genesee","Rochester Gas and Electric","Allegany","Western New York","Western","Western","Western",null,"Zone B - Genesee","Western","Western Region",{"$f":"VLOOKUP(L96,'Lookups (2)'!$CJ$4:$CS$2189,6,)","v":9.5799999999999996E-2}]
[null,null,null,null,"North Country",null,null,3.0929006944444439,null,null,"14813Allegany",14813,14813,"Zone B - Genesee","Rochester Gas and Electric","Allegany","Western New York","Western","Western","Western",null,"Zone B - Genesee","Western","Western Region",{"$f":"VLOOKUP(L97,'Lookups (2)'!$CJ$4:$CS$2189,6,)","v":9.5799999999999996E-2}]
[null,null,null,null,"Central",null,null,2.9829493589743583,null,null,"14707Allegany",14707,14707,"Zone B - Genesee","National Grid","Allegany","Western New York","Western","Western","Western",null,"Zone B - Genesee","Western","Western Region",{"$f":"VLOOKUP(L98,'Lookups (2)'!$CJ$4:$CS$2189,6,)","v":0.10150000000000001}]
[null,null,null,null,"Western",null,null,3.0516222222222225,null,null,"14708Allegany",14708,14708,"Zone B - Genesee","National Grid","Allegany","Western New York","Western","Western","Western",null,"Zone B - Genesee","Western","Western Region",{"$f":"VLOOKUP(L99,'Lookups (2)'!$CJ$4:$CS$2189,6,)","v":0.10150000000000001}]
[null,null,null,null,null,null,null,null,null,null,"14714Allegany",14714,14714,"Zone B - Genesee","National Grid","Allegany","Western New York","Western","Western","Western",null,"Zone B - Genesee","Western","Western Region",{"$f":"VLOOKUP(L100,'Lookups (2)'!$CJ$4:$CS$2189,6,)","v":0.10150000000000001}]
[null,null,null,null,"Zip",{"$f":"VLOOKUP(B2,$M$2:$S$2159,7,)","v":{"$error":"#N/A"}},null,{"$f":"VLOOKUP(F101,E95:H99,4,)","v":{"$error":"#N/A"}},null,null,"14880Allegany",14880,14880,"Zone B - Genesee","National Grid","Allegany","Western New York","Western","Western","Western",null,"Zone B - Genesee","Western","Western Region",{"$f":"VLOOKUP(L101,'Lookups (2)'!$CJ$4:$CS$2189,6,)","v":0.10150000000000001}]
[null,null,null,null,"County",{"$f":"VLOOKUP(B3,P2:S2159,4,)","v":{"$error":"#N/A"}},null,{"$f":"VLOOKUP(F102,E95:H99,4,)","v":{"$error":"#N/A"}},null,null,"14897Allegany",14897,14897,"Zone C - Central","National Grid","Allegany","Western New York","Western","Western","Western",null,"Zone C - Central","Western","Western Region",{"$f":"VLOOKUP(L102,'Lookups (2)'!$CJ$4:$CS$2189,6,)","v":9.98E-2}]
[" ",null,null,null,null,"Final",null,{"$f":"IF(ISERROR(H101),H102,H101)","v":{"$error":"#N/A"}},null,null,"14802Allegany",14802,14802,"Zone C - Central","NYS Electric and Gas","Allegany","Western New York","Western","Western","Western",null,"Zone C - Central","Western","Western Region",{"$f":"VLOOKUP(L103,'Lookups (2)'!$CJ$4:$CS$2189,6,)","v":9.2600000000000002E-2}]
[null,null,null,null,null,null,null,null,null,null,"14803Allegany",14803,14803,"Zone C - Central","NYS Electric and Gas","Allegany","Western New York","Western","Western","Western",null,"Zone C - Central","Western","Western Region",{"$f":"VLOOKUP(L104,'Lookups (2)'!$CJ$4:$CS$2189,6,)","v":9.2600000000000002E-2}]
[null,null,null,null,"Propane (Home Monitoring Program, 2015-2017 Avg)",null,null,null,null,null,"14804Allegany",14804,14804,"Zone C - Central","NYS Electric and Gas","Allegany","Western New York","Western","Western","Western",null,"Zone C - Central","Western","Western Region",{"$f":"VLOOKUP(L105,'Lookups (2)'!$CJ$4:$CS$2189,6,)","v":9.2600000000000002E-2}]
[null,null,null,null,"Region",null,null,"$ / Gal",null,null,"14822Allegany",14822,14822,"Zone C - Central","NYS Electric and Gas","Allegany","Western New York","Western","Western","Western",null,"Zone C - Central","Western","Western Region",{"$f":"VLOOKUP(L106,'Lookups (2)'!$CJ$4:$CS$2189,6,)","v":9.2600000000000002E-2}]
[null,null,null,null,"Long Island",null,null,2.9581087797619032,null,null,"14884Allegany",14884,14884,"Zone C - Central","NYS Electric and Gas","Allegany","Western New York","Western","Western","Western",null,"Zone C - Central","Western","Western Region",{"$f":"VLOOKUP(L107,'Lookups (2)'!$CJ$4:$CS$2189,6,)","v":9.2600000000000002E-2}]
[null,null,null,null,"Mid-Hudson",null,null,2.4398365583075337,null,null,"14806Allegany",14806,14806,"Zone C - Central","Municipal Utilities","Allegany","Western New York","Western","Western","Western",null,"Zone C - Central","Western","Western Region",{"$f":"VLOOKUP(L108,'Lookups (2)'!$CJ$4:$CS$2189,6,)","v":0.1595}]
[null,null,null,null,"Capital District",null,null,2.660757651515151,null,null,"14895Allegany",14895,14895,"Zone C - Central","Municipal Utilities","Allegany","Western New York","Western","Western","Western",null,"Zone C - Central","Western","Western Region",{"$f":"VLOOKUP(L109,'Lookups (2)'!$CJ$4:$CS$2189,6,)","v":0.1595}]
[null,null,null,null,"North Country",null,null,2.8854408173076935,null,null,"10453Bronx",10453,10453,"Zone I - Dunwoodie","Consolidated Edison","Bronx","New York City","NYC",{"$error":"#N/A"},{"$error":"#N/A"},"ConEd NYC","Zone I - Dunwoodie","NYC",null,{"$f":"VLOOKUP(L110,'Lookups (2)'!$CJ$4:$CS$2189,6,)","v":0.22109999999999999}]
[null,null,null,null,"Central",null,null,2.2435595175438618,null,null,"10458Bronx",10458,10458,"Zone I - Dunwoodie","Consolidated Edison","Bronx","New York City","NYC",{"$error":"#N/A"},{"$error":"#N/A"},"ConEd NYC","Zone I - Dunwoodie","NYC",null,{"$f":"VLOOKUP(L111,'Lookups (2)'!$CJ$4:$CS$2189,6,)","v":0.22109999999999999}]
[null,null,null,null,"Western",null,null,2.2051507352941182,null,null,"10463Bronx",10463,10463,"Zone I - Dunwoodie","Consolidated Edison","Bronx","New York City","NYC",{"$error":"#N/A"},{"$error":"#N/A"},"ConEd NYC","Zone I - Dunwoodie","NYC",null,{"$f":"VLOOKUP(L112,'Lookups (2)'!$CJ$4:$CS$2189,6,)","v":0.22109999999999999}]
[null,null,null,null,null,null,null,null,null,null,"10466Bronx",10466,10466,"Zone I - Dunwoodie","Consolidated Edison","Bronx","New York City","NYC",{"$error":"#N/A"},{"$error":"#N/A"},"ConEd NYC","Zone I - Dunwoodie","NYC",null,{"$f":"VLOOKUP(L113,'Lookups (2)'!$CJ$4:$CS$2189,6,)","v":0.22109999999999999}]
[null,null,null,null,"Zip",{"$f":"VLOOKUP(B2,$M$2:$T$2159,8,)","v":{"$error":"#N/A"}},null,{"$f":"VLOOKUP(F114,E107:H112,4,)","v":{"$error":"#N/A"}},null,null,"10467Bronx",10467,10467,"Zone I - Dunwoodie","Consolidated Edison","Bronx","New York City","NYC",{"$error":"#N/A"},{"$error":"#N/A"},"ConEd NYC","Zone I - Dunwoodie","NYC",null,{"$f":"VLOOKUP(L114,'Lookups (2)'!$CJ$4:$CS$2189,6,)","v":0.22109999999999999}]
[null,null,null,null,"County",{"$f":"VLOOKUP(B3,P2:T2159,5,)","v":{"$error":"#N/A"}},null,{"$f":"VLOOKUP(F115,E107:H112,4,)","v":{"$error":"#N/A"}},null,null,"10468Bronx",10468,10468,"Zone I - Dunwoodie","Consolidated Edison","Bronx","New York City","NYC",{"$error":"#N/A"},{"$error":"#N/A"},"ConEd NYC","Zone I - Dunwoodie","NYC",null,{"$f":"VLOOKUP(L115,'Lookups (2)'!$CJ$4:$CS$2189,6,)","v":0.22109999999999999}]
[null,null,null,null,null,"Final",null,{"$f":"IF(ISERROR(H114),H115,H114)","v":{"$error":"#N/A"}},null,null,"10469Bronx",10469,10469,"Zone I - Dunwoodie","Consolidated Edison","Bronx","New York City","NYC",{"$error":"#N/A"},{"$error":"#N/A"},"ConEd NYC","Zone I - Dunwoodie","NYC",null,{"$f":"VLOOKUP(L116,'Lookups (2)'!$CJ$4:$CS$2189,6,)","v":0.22109999999999999}]
[null,null,null,null,null,null,null,null,null,null,"10470Bronx",10470,10470,"Zone I - Dunwoodie","Consolidated Edison","Bronx","New York City","NYC",{"$error":"#N/A"},{"$error":"#N/A"},"ConEd NYC","Zone I - Dunwoodie","NYC",null,{"$f":"VLOOKUP(L117,'Lookups (2)'!$CJ$4:$CS$2189,6,)","v":0.22109999999999999}]
[null,null,null,null,"Pellet Wood (Home Monitoring Program, 2015-2017 Avg)",null,null,null,null,null,"10471Bronx",10471,10471,"Zone I - Dunwoodie","Consolidated Edison","Bronx","New York City","NYC",{"$error":"#N/A"},{"$error":"#N/A"},"ConEd NYC","Zone I - Dunwoodie","NYC",null,{"$f":"VLOOKUP(L118,'Lookups (2)'!$CJ$4:$CS$2189,6,)","v":0.22109999999999999}]
[null,null,null,null,"Region",null,null,"$ / Ton",null,null,"10475Bronx",10475,10475,"Zone I - Dunwoodie","Consolidated Edison","Bronx","New York City","NYC",{"$error":"#N/A"},{"$error":"#N/A"},"ConEd NYC","Zone I - Dunwoodie","NYC",null,{"$f":"VLOOKUP(L119,'Lookups (2)'!$CJ$4:$CS$2189,6,)","v":0.22109999999999999}]
[null,null,null,null,"Long Island",null,null,307.89408055555555,null,null,"10451Bronx",10451,10451,"Zone J - New York City","Consolidated Edison","Bronx","New York City","NYC",{"$error":"#N/A"},{"$error":"#N/A"},"ConEd NYC","Zone J - New York City","NYC",null,{"$f":"VLOOKUP(L120,'Lookups (2)'!$CJ$4:$CS$2189,6,)","v":0.22109999999999999}]
[null,null,null,null,"Hudson Valley",null,null,275.11028647914583,null,null,"10452Bronx",10452,10452,"Zone J - New York City","Consolidated Edison","Bronx","New York City","NYC",{"$error":"#N/A"},{"$error":"#N/A"},"ConEd NYC","Zone J - New York City","NYC",null,{"$f":"VLOOKUP(L121,'Lookups (2)'!$CJ$4:$CS$2189,6,)","v":0.22109999999999999}]
[null,null,null,null,"Capital District",null,null,261.08237344426408,null,null,"10454Bronx",10454,10454,"Zone J - New York City","Consolidated Edison","Bronx","New York City","NYC",{"$error":"#N/A"},{"$error":"#N/A"},"ConEd NYC","Zone J - New York City","NYC",null,{"$f":"VLOOKUP(L122,'Lookups (2)'!$CJ$4:$CS$2189,6,)","v":0.22109999999999999}]
[null,null,null,null,"North Country",null,null,253.63949583333331,null,null,"10455Bronx",10455,10455,"Zone J - New York City","Consolidated Edison","Bronx","New York City","NYC",{"$error":"#N/A"},{"$error":"#N/A"},"ConEd NYC","Zone J - New York City","NYC",null,{"$f":"VLOOKUP(L123,'Lookups (2)'!$CJ$4:$CS$2189,6,)","v":0.22109999999999999}]
[null,null,null,null,"Central Region",null,null,243.16233149801241,null,null,"10456Bronx",10456,10456,"Zone J - New York City","Consolidated Edison","Bronx","New York City","NYC",{"$error":"#N/A"},{"$error":"#N/A"},"ConEd NYC","Zone J - New York City","NYC",null,{"$f":"VLOOKUP(L124,'Lookups (2)'!$CJ$4:$CS$2189,6,)","v":0.22109999999999999}]
[null,null,null,null,"Western Region",null,null,249.56101880787034,null,null,"10457Bronx",10457,10457,"Zone J - New York City","Consolidated Edison","Bronx","New York City","NYC",{"$error":"#N/A"},{"$error":"#N/A"},"ConEd NYC","Zone J - New York City","NYC",null,{"$f":"VLOOKUP(L125,'Lookups (2)'!$CJ$4:$CS$2189,6,)","v":0.22109999999999999}]
[null,null,null,null,null,null,null,null,null,null,"10459Bronx",10459,10459,"Zone J - New York City","Consolidated Edison","Bronx","New York City","NYC",{"$error":"#N/A"},{"$error":"#N/A"},"ConEd NYC","Zone J - New York City","NYC",null,{"$f":"VLOOKUP(L126,'Lookups (2)'!$CJ$4:$CS$2189,6,)","v":0.22109999999999999}]
[null,null,null,null,"Zip",{"$f":"VLOOKUP(B2,$M$2:$X$215801,12,)","v":{"$error":"#N/A"}},null,{"$f":"VLOOKUP(F127,E120:H125,4,)","v":{"$error":"#N/A"}},null,null,"10460Bronx",10460,10460,"Zone J - New York City","Consolidated Edison","Bronx","New York City","NYC",{"$error":"#N/A"},{"$error":"#N/A"},"ConEd NYC","Zone J - New York City","NYC",null,{"$f":"VLOOKUP(L127,'Lookups (2)'!$CJ$4:$CS$2189,6,)","v":0.22109999999999999}]
[null,null,null,null,"County",{"$f":"VLOOKUP(B3,P2:X21581,9,)","v":{"$error":"#N/A"}},null,{"$f":"VLOOKUP(F128,E120:H125,4,)","v":{"$error":"#N/A"}},null,null,"10461Bronx",10461,10461,"Zone J - New York City","Consolidated Edison","Bronx","New York City","NYC",{"$error":"#N/A"},{"$error":"#N/A"},"ConEd NYC","Zone J - New York City","NYC",null,{"$f":"VLOOKUP(L128,'Lookups (2)'!$CJ$4:$CS$2189,6,)","v":0.22109999999999999}]
[null,null,null,null,null,"Final",null,{"$f":"IF(ISERROR(H127),H128,H127)","v":{"$error":"#N/A"}},null,null,"10462Bronx",10462,10462,"Zone J - New York City","Consolidated Edison","Bronx","New York City","NYC",{"$error":"#N/A"},{"$error":"#N/A"},"ConEd NYC","Zone J - New York City","NYC",null,{"$f":"VLOOKUP(L129,'Lookups (2)'!$CJ$4:$CS$2189,6,)","v":0.22109999999999999}]
[null,null,null,null,null,null,null,null,null,null,"10465Bronx",10465,10465,"Zone J - New York City","Consolidated Edison","Bronx","New York City","NYC",{"$error":"#N/A"},{"$error":"#N/A"},"ConEd NYC","Zone J - New York City","NYC",null,{"$f":"VLOOKUP(L130,'Lookups (2)'!$CJ$4:$CS$2189,6,)","v":0.22109999999999999}]
[null,null,null,null,null,null,null,null,null,null,"10472Bronx",10472,10472,"Zone J - New York City","Consolidated Edison","Bronx","New York City","NYC",{"$error":"#N/A"},{"$error":"#N/A"},"ConEd NYC","Zone J - New York City","NYC",null,{"$f":"VLOOKUP(L131,'Lookups (2)'!$CJ$4:$CS$2189,6,)","v":0.22109999999999999}]
[null,null,null,null,null,null,null,null,null,null,"10473Bronx",10473,10473,"Zone J - New York City","Consolidated Edison","Bronx","New York City","NYC",{"$error":"#N/A"},{"$error":"#N/A"},"ConEd NYC","Zone J - New York City","NYC",null,{"$f":"VLOOKUP(L132,'Lookups (2)'!$CJ$4:$CS$2189,6,)","v":0.22109999999999999}]
[null,null,null,null,null,null,null,null,null,null,{"$f":"CONCATENATE(M133,P133)","v":"10474Bronx"},10474,10474,"Zone J - New York City","Consolidated Edison","Bronx","New York City","NYC",{"$error":"#N/A"},{"$error":"#N/A"},"ConEd NYC","Zone J - New York City",{"$f":"R133","v":"NYC"},null,{"$f":"VLOOKUP(L133,'Lookups (2)'!$CJ$4:$CS$2189,6,)","v":0.22109999999999999}]
[null,null,null,null,null,null,null,null,null,null,"10464Bronx",10464,10464,null,null,"Bronx","New York City","NYC",{"$error":"#N/A"},{"$error":"#N/A"},"ConEd NYC",null,"NYC",null,{"$f":"VLOOKUP(L134,'Lookups (2)'!$CJ$4:$CS$2189,6,)","v":0.22109999999999999}]
[null,null,null,null,null,null,null,null,null,null,"13737Broome",13737,13737,"Zone C - Central","NYS Electric and Gas","Broome","Southern Tier","Central","Central","Central",null,"Zone C - Central","Central","Central Region",{"$f":"VLOOKUP(L135,'Lookups (2)'!$CJ$4:$CS$2189,6,)","v":9.2600000000000002E-2}]
[null,null,null,null,null,null,null,null,null,null,"13744Broome",13744,13744,"Zone C - Central","NYS Electric and Gas","Broome","Southern Tier","Central","Central","Central",null,"Zone C - Central","Central","Central Region",{"$f":"VLOOKUP(L136,'Lookups (2)'!$CJ$4:$CS$2189,6,)","v":9.2600000000000002E-2}]
[null,null,null,null,null,null,null,null,null,null,"13745Broome",13745,13745,"Zone C - Central","NYS Electric and Gas","Broome","Southern Tier","Central","Central","Central",null,"Zone C - Central","Central","Central Region",{"$f":"VLOOKUP(L137,'Lookups (2)'!$CJ$4:$CS$2189,6,)","v":9.2600000000000002E-2}]
[null,null,null,null,null,null,null,null,null,null,"13748Broome",13748,13748,"Zone C - Central","NYS Electric and Gas","Broome","Southern Tier","Central","Central","Central",null,"Zone C - Central","Central","Central Region",{"$f":"VLOOKUP(L138,'Lookups (2)'!$CJ$4:$CS$2189,6,)","v":9.2600000000000002E-2}]
[null,null,null,null,null,null,null,null,null,null,"13749Broome",13749,13749,"Zone C - Central","NYS Electric and Gas","Broome","Southern Tier","Central","Central","Central",null,"Zone C - Central","Central","Central Region",{"$f":"VLOOKUP(L139,'Lookups (2)'!$CJ$4:$CS$2189,6,)","v":9.2600000000000002E-2}]
[null,null,null,null,null,null,null,null,null,null,"13760Broome",13760,13760,"Zone C - Central","NYS Electric and Gas","Broome","Southern Tier","Central","Central","Central",null,"Zone C - Central","Central","Central Region",{"$f":"VLOOKUP(L140,'Lookups (2)'!$CJ$4:$CS$2189,6,)","v":9.2600000000000002E-2}]
[null,null,null,null,null,null,null,null,null,null,"13761Broome",13761,13761,"Zone C - Central","NYS Electric and Gas","Broome","Southern Tier","Central","Central","Central",null,"Zone C - Central","Central","Central Region",{"$f":"VLOOKUP(L141,'Lookups (2)'!$CJ$4:$CS$2189,6,)","v":9.2600000000000002E-2}]
[null,null,null,null,null,null,null,null,null,null,"13762Broome",13762,13762,"Zone C - Central","NYS Electric and Gas","Broome","Southern Tier","Central","Central","Central",null,"Zone C - Central","Central","Central Region",{"$f":"VLOOKUP(L142,'Lookups (2)'!$CJ$4:$CS$2189,6,)","v":9.2600000000000002E-2}]
[null,null,null,null,null,null,null,null,null,null,"13763Broome",13763,13763,"Zone C - Central","NYS Electric and Gas","Broome","Southern Tier","Central","Central","Central",null,"Zone C - Central","Central","Central Region",{"$f":"VLOOKUP(L143,'Lookups (2)'!$CJ$4:$CS$2189,6,)","v":9.2600000000000002E-2}]
[null,null,null,null,null,null,null,null,null,null,"13777Broome",13777,13777,"Zone C - Central","NYS Electric and Gas","Broome","Southern Tier","Central","Central","Central",null,"Zone C - Central","Central","Central Region",{"$f":"VLOOKUP(L144,'Lookups (2)'!$CJ$4:$CS$2189,6,)","v":9.2600000000000002E-2}]
[null,null,null,null,null,null,null,null,null,null,"13790Broome",13790,13790,"Zone C - Central","NYS Electric and Gas","Broome","Southern Tier","Central","Central","Central",null,"Zone C - Central","Central","Central Region",{"$f":"VLOOKUP(L145,'Lookups (2)'!$CJ$4:$CS$2189,6,)","v":9.2600000000000002E-2}]
[null,null,null,null,null,null,null,null,null,null,"13794Broome",13794,13794,"Zone C - Central","NYS Electric and Gas","Broome","Southern Tier","Central","Central","Central",null,"Zone C - Central","Central","Central Region",{"$f":"VLOOKUP(L146,'Lookups (2)'!$CJ$4:$CS$2189,6,)","v":9.2600000000000002E-2}]
[null,null,null,null,null,null,null,null,null,null,"13795Broome",13795,13795,"Zone C - Central","NYS Electric and Gas","Broome","Southern Tier","Central","Central","Central",null,"Zone C - Central","Central","Central Region",{"$f":"VLOOKUP(L147,'Lookups (2)'!$CJ$4:$CS$2189,6,)","v":9.2600000000000002E-2}]
[null,null,null,null,null,null,null,null,null,null,"13797Broome",13797,13797,"Zone C - Central","NYS Electric and Gas","Broome","Southern Tier","Central","Central","Central",null,"Zone C - Central","Central","Central Region",{"$f":"VLOOKUP(L148,'Lookups (2)'!$CJ$4:$CS$2189,6,)","v":9.2600000000000002E-2}]
[null,null,null,null,null,null,null,null,null,null,"13802Broome",13802,13802,"Zone C - Central","NYS Electric and Gas","Broome","Southern Tier","Central","Central","Central",null,"Zone C - Central","Central","Central Region",{"$f":"VLOOKUP(L149,'Lookups (2)'!$CJ$4:$CS$2189,6,)","v":9.2600000000000002E-2}]
[null,null,null,null,null,null,null,null,null,null,"13833Broome",13833,13833,"Zone C - Central","NYS Electric and Gas","Broome","Southern Tier","Central","Central","Central",null,"Zone C - Central","Central","Central Region",{"$f":"VLOOKUP(L150,'Lookups (2)'!$CJ$4:$CS$2189,6,)","v":9.2600000000000002E-2}]
[null,null,null,null,null,null,null,null,null,null,"13848Broome",13848,13848,"Zone C - Central","NYS Electric and Gas","Broome","Southern Tier","Central","Central","Central",null,"Zone C - Central","Central","Central Region",{"$f":"VLOOKUP(L151,'Lookups (2)'!$CJ$4:$CS$2189,6,)","v":9.2600000000000002E-2}]
[null,null,null,null,null,null,null,null,null,null,"13850Broome",13850,13850,"Zone C - Central","NYS Electric and Gas","Broome","Southern Tier","Central","Central","Central",null,"Zone C - Central","Central","Central Region",{"$f":"VLOOKUP(L152,'Lookups (2)'!$CJ$4:$CS$2189,6,)","v":9.2600000000000002E-2}]
[null,null,null,null,null,null,null,null,null,null,"13851Broome",13851,13851,"Zone C - Central","NYS Electric and Gas","Broome","Southern Tier","Central","Central","Central",null,"Zone C - Central","Central","Central Region",{"$f":"VLOOKUP(L153,'Lookups (2)'!$CJ$4:$CS$2189,6,)","v":9.2600000000000002E-2}]
[null,null,null,null,null,null,null,null,null,null,"13862Broome",13862,13862,"Zone C - Central","NYS Electric and Gas","Broome","Southern Tier","Central","Central","Central",null,"Zone C - Central","Central","Central Region",{"$f":"VLOOKUP(L154,'Lookups (2)'!$CJ$4:$CS$2189,6,)","v":9.2600000000000002E-2}]
[null,null,null,null,null,null,null,null,null,null,"13865Broome",13865,13865,"Zone C - Central","NYS Electric and Gas","Broome","Southern Tier","Central","Central","Central",null,"Zone C - Central","Central","Central Region",{"$f":"VLOOKUP(L155,'Lookups (2)'!$CJ$4:$CS$2189,6,)","v":9.2600000000000002E-2}]
[null,null,null,null,null,null,null,null,null,null,"13901Broome",13901,13901,"Zone C - Central","NYS Electric and Gas","Broome","Southern Tier","Central","Central","Central",null,"Zone C - Central","Central","Central Region",{"$f":"VLOOKUP(L156,'Lookups (2)'!$CJ$4:$CS$2189,6,)","v":9.2600000000000002E-2}]
[null,null,null,null,null,null,null,null,null,null,"13902Broome",13902,13902,"Zone C - Central","NYS Electric and Gas","Broome","Southern Tier","Central","Central","Central",null,"Zone C - Central","Central","Central Region",{"$f":"VLOOKUP(L157,'Lookups (2)'!$CJ$4:$CS$2189,6,)","v":9.2600000000000002E-2}]
[null,null,null,null,null,null,null,null,null,null,"13903Broome",13903,13903,"Zone C - Central","NYS Electric and Gas","Broome","Southern Tier","Central","Central","Central",null,"Zone C - Central","Central","Central Region",{"$f":"VLOOKUP(L158,'Lookups (2)'!$CJ$4:$CS$2189,6,)","v":9.2600000000000002E-2}]
[null,null,null,null,null,null,null,null,null,null,"13904Broome",13904,13904,"Zone C - Central","NYS Electric and Gas","Broome","Southern Tier","Central","Central","Central",null,"Zone C - Central","Central","Central Region",{"$f":"VLOOKUP(L159,'Lookups (2)'!$CJ$4:$CS$2189,6,)","v":9.2600000000000002E-2}]
[null,null,null,null,null,null,null,null,null,null,"13905Broome",13905,13905,"Zone C - Central","NYS Electric and Gas","Broome","Southern Tier","Central","Central","Central",null,"Zone C - Central","Central","Central Region",{"$f":"VLOOKUP(L160,'Lookups (2)'!$CJ$4:$CS$2189,6,)","v":9.2600000000000002E-2}]
[null,null,null,null,null,null,null,null,null,null,"13754Broome",13754,13754,"Zone E - Mohawk Valley","NYS Electric and Gas","Broome","Southern Tier","Central","Central","Central",null,"Zone E - Mohawk Valley","Central","Central Region",{"$f":"VLOOKUP(L161,'Lookups (2)'!$CJ$4:$CS$2189,6,)","v":9.2600000000000002E-2}]
[null,null,null,null,null,null,null,null,null,null,"13787Broome",13787,13787,"Zone E - Mohawk Valley","NYS Electric and Gas","Broome","Southern Tier","Central","Central","Central",null,"Zone E - Mohawk Valley","Central","Central Region",{"$f":"VLOOKUP(L162,'Lookups (2)'!$CJ$4:$CS$2189,6,)","v":9.2600000000000002E-2}]
[null,null,null,null,null,null,null,null,null,null,"13813Broome",13813,13813,"Zone E - Mohawk Valley","NYS Electric and Gas","Broome","Southern Tier","Central","Central","Central",null,"Zone E - Mohawk Valley","Central","Central Region",{"$f":"VLOOKUP(L163,'Lookups (2)'!$CJ$4:$CS$2189,6,)","v":9.2600000000000002E-2}]
[null,null,null,null,null,null,null,null,null,null,"13826Broome",13826,13826,"Zone E - Mohawk Valley","NYS Electric and Gas","Broome","Southern Tier","Central","Central","Central",null,"Zone E - Mohawk Valley","Central","Central Region",{"$f":"VLOOKUP(L164,'Lookups (2)'!$CJ$4:$CS$2189,6,)","v":9.2600000000000002E-2}]
[null,null,null,null,null,null,null,null,null,null,"14042Cattaraugus",14042,14042,"Zone A - West","National Grid","Cattaraugus","Western New York","Western","Western","Western",null,"Zone A - West","Western","Western Region",{"$f":"VLOOKUP(L165,'Lookups (2)'!$CJ$4:$CS$2189,6,)","v":0.1052}]
[null,null,null,null,null,null,null,null,null,null,"14060Cattaraugus",14060,14060,"Zone A - West","National Grid","Cattaraugus","Western New York","Western","Western","Western",null,"Zone A - West","Western","Western Region",{"$f":"VLOOKUP(L166,'Lookups (2)'!$CJ$4:$CS$2189,6,)","v":0.1052}]
[null,null,null,null,null,null,null,null,null,null,"14065Cattaraugus",14065,14065,"Zone A - West","National Grid","Cattaraugus","Western New York","Western","Western","Western",null,"Zone A - West","Western","Western Region",{"$f":"VLOOKUP(L167,'Lookups (2)'!$CJ$4:$CS$2189,6,)","v":0.1052}]
[null,null,null,null,null,null,null,null,null,null,"14101Cattaraugus",14101,14101,"Zone A - West","National Grid","Cattaraugus","Western New York","Western","Western","Western",null,"Zone A - West","Western","Western Region",{"$f":"VLOOKUP(L168,'Lookups (2)'!$CJ$4:$CS$2189,6,)","v":0.1052}]
[null,null,null,null,null,null,null,null,null,null,"14133Cattaraugus",14133,14133,"Zone A - West","National Grid","Cattaraugus","Western New York","Western","Western","Western",null,"Zone A - West","Western","Western Region",{"$f":"VLOOKUP(L169,'Lookups (2)'!$CJ$4:$CS$2189,6,)","v":0.1052}]
[null,null,null,null,null,null,null,null,null,null,"14171Cattaraugus",14171,14171,"Zone A - West","National Grid","Cattaraugus","Western New York","Western","Western","Western",null,"Zone A - West","Western","Western Region",{"$f":"VLOOKUP(L170,'Lookups (2)'!$CJ$4:$CS$2189,6,)","v":0.1052}]
[null,null,null,null,null,null,null,null,null,null,"14173Cattaraugus",14173,14173,"Zone A - West","National Grid","Cattaraugus","Western New York","Western","Western","Western",null,"Zone A - West","Western","Western Region",{"$f":"VLOOKUP(L171,'Lookups (2)'!$CJ$4:$CS$2189,6,)","v":0.1052}]
[null,null,null,null,null,null,null,null,null,null,"14706Cattaraugus",14706,14706,"Zone A - West","National Grid","Cattaraugus","Western New York","Western","Western","Western",null,"Zone A - West","Western","Western Region",{"$f":"VLOOKUP(L172,'Lookups (2)'!$CJ$4:$CS$2189,6,)","v":0.1052}]
[null,null,null,null,null,null,null,null,null,null,"14719Cattaraugus",14719,14719,"Zone A - West","National Grid","Cattaraugus","Western New York","Western","Western","Western",null,"Zone A - West","Western","Western Region",{"$f":"VLOOKUP(L173,'Lookups (2)'!$CJ$4:$CS$2189,6,)","v":0.1052}]
[null,null,null,null,null,null,null,null,null,null,"14729Cattaraugus",14729,14729,"Zone A - West","National Grid","Cattaraugus","Western New York","Western","Western","Western",null,"Zone A - West","Western","Western Region",{"$f":"VLOOKUP(L174,'Lookups (2)'!$CJ$4:$CS$2189,6,)","v":0.1052}]
[null,null,null,null,null,null,null,null,null,null,"14731Cattaraugus",14731,14731,"Zone A - West","National Grid","Cattaraugus","Western New York","Western","Western","Western",null,"Zone A - West","Western","Western Region",{"$f":"VLOOKUP(L175,'Lookups (2)'!$CJ$4:$CS$2189,6,)","v":0.1052}]
[null,null,null,null,null,null,null,null,null,null,"14737Cattaraugus",14737,14737,"Zone A - West","National Grid","Cattaraugus","Western New York","Western","Western","Western",null,"Zone A - West","Western","Western Region",{"$f":"VLOOKUP(L176,'Lookups (2)'!$CJ$4:$CS$2189,6,)","v":0.1052}]
[null,null,null,null,null,null,null,null,null,null,"14741Cattaraugus",14741,14741,"Zone A - West","National Grid","Cattaraugus","Western New York","Western","Western","Western",null,"Zone A - West","Western","Western Region",{"$f":"VLOOKUP(L177,'Lookups (2)'!$CJ$4:$CS$2189,6,)","v":0.1052}]
[null,null,null,null,null,null,null,null,null,null,"14743Cattaraugus",14743,14743,"Zone A - West","National Grid","Cattaraugus","Western New York","Western","Western","Western",null,"Zone A - West","Western","Western Region",{"$f":"VLOOKUP(L178,'Lookups (2)'!$CJ$4:$CS$2189,6,)","v":0.1052}]
[null,null,null,null,null,null,null,null,null,null,"14748Cattaraugus",14748,14748,"Zone A - West","National Grid","Cattaraugus","Western New York","Western","Western","Western",null,"Zone A - West","Western","Western Region",{"$f":"VLOOKUP(L179,'Lookups (2)'!$CJ$4:$CS$2189,6,)","v":0.1052}]
[null,null,null,null,null,null,null,null,null,null,"14753Cattaraugus",14753,14753,"Zone A - West","National Grid","Cattaraugus","Western New York","Western","Western","Western",null,"Zone A - West","Western","Western Region",{"$f":"VLOOKUP(L180,'Lookups (2)'!$CJ$4:$CS$2189,6,)","v":0.1052}]
[null,null,null,null,null,null,null,null,null,null,"14760Cattaraugus",14760,14760,"Zone A - West","National Grid","Cattaraugus","Western New York","Western","Western","Western",null,"Zone A - West","Western","Western Region",{"$f":"VLOOKUP(L181,'Lookups (2)'!$CJ$4:$CS$2189,6,)","v":0.1052}]
[null,null,null,null,null,null,null,null,null,null,"14766Cattaraugus",14766,14766,"Zone A - West","National Grid","Cattaraugus","Western New York","Western","Western","Western",null,"Zone A - West","Western","Western Region",{"$f":"VLOOKUP(L182,'Lookups (2)'!$CJ$4:$CS$2189,6,)","v":0.1052}]
[null,null,null,null,null,null,null,null,null,null,"14770Cattaraugus",14770,14770,"Zone A - West","National Grid","Cattaraugus","Western New York","Western","Western","Western",null,"Zone A - West","Western","Western Region",{"$f":"VLOOKUP(L183,'Lookups (2)'!$CJ$4:$CS$2189,6,)","v":0.1052}]
[null,null,null,null,null,null,null,null,null,null,"14778Cattaraugus",14778,14778,"Zone A - West","National Grid","Cattaraugus","Western New York","Western","Western","Western",null,"Zone A - West","Western","Western Region",{"$f":"VLOOKUP(L184,'Lookups (2)'!$CJ$4:$CS$2189,6,)","v":0.1052}]
[null,null,null,null,null,null,null,null,null,null,"14788Cattaraugus",14788,14788,"Zone A - West","National Grid","Cattaraugus","Western New York","Western","Western","Western",null,"Zone A - West","Western","Western Region",{"$f":"VLOOKUP(L185,'Lookups (2)'!$CJ$4:$CS$2189,6,)","v":0.1052}]
[null,null,null,null,null,null,null,null,null,null,"14041Cattaraugus",14041,14041,"Zone A - West","NYS Electric and Gas","Cattaraugus","Western New York","Western","Western","Western",null,"Zone A - West","Western","Western Region",{"$f":"VLOOKUP(L186,'Lookups (2)'!$CJ$4:$CS$2189,6,)","v":9.2600000000000002E-2}]
[null,null,null,null,null,null,null,null,null,null,"14070Cattaraugus",14070,14070,"Zone A - West","NYS Electric and Gas","Cattaraugus","Western New York","Western","Western","Western",null,"Zone A - West","Western","Western Region",{"$f":"VLOOKUP(L187,'Lookups (2)'!$CJ$4:$CS$2189,6,)","v":9.2600000000000002E-2}]
[null,null,null,null,null,null,null,null,null,null,"14129Cattaraugus",14129,14129,"Zone A - West","NYS Electric and Gas","Cattaraugus","Western New York","Western","Western","Western",null,"Zone A - West","Western","Western Region",{"$f":"VLOOKUP(L188,'Lookups (2)'!$CJ$4:$CS$2189,6,)","v":9.2600000000000002E-2}]
[null,null,null,null,null,null,null,null,null,null,"14138Cattaraugus",14138,14138,"Zone A - West","NYS Electric and Gas","Cattaraugus","Western New York","Western","Western","Western",null,"Zone A - West","Western","Western Region",{"$f":"VLOOKUP(L189,'Lookups (2)'!$CJ$4:$CS$2189,6,)","v":9.2600000000000002E-2}]
[null,null,null,null,null,null,null,null,null,null,"14168Cattaraugus",14168,14168,"Zone A - West","NYS Electric and Gas","Cattaraugus","Western New York","Western","Western","Western",null,"Zone A - West","Western","Western Region",{"$f":"VLOOKUP(L190,'Lookups (2)'!$CJ$4:$CS$2189,6,)","v":9.2600000000000002E-2}]
[null,null,null,null,null,null,null,null,null,null,"14726Cattaraugus",14726,14726,"Zone A - West","NYS Electric and Gas","Cattaraugus","Western New York","Western","Western","Western",null,"Zone A - West","Western","Western Region",{"$f":"VLOOKUP(L191,'Lookups (2)'!$CJ$4:$CS$2189,6,)","v":9.2600000000000002E-2}]
[null,null,null,null,null,null,null,null,null,null,"14730Cattaraugus",14730,14730,"Zone A - West","NYS Electric and Gas","Cattaraugus","Western New York","Western","Western","Western",null,"Zone A - West","Western","Western Region",{"$f":"VLOOKUP(L192,'Lookups (2)'!$CJ$4:$CS$2189,6,)","v":9.2600000000000002E-2}]
[null,null,null,null,null,null,null,null,null,null,"14751Cattaraugus",14751,14751,"Zone A - West","NYS Electric and Gas","Cattaraugus","Western New York","Western","Western","Western",null,"Zone A - West","Western","Western Region",{"$f":"VLOOKUP(L193,'Lookups (2)'!$CJ$4:$CS$2189,6,)","v":9.2600000000000002E-2}]
[null,null,null,null,null,null,null,null,null,null,"14772Cattaraugus",14772,14772,"Zone A - West","NYS Electric and Gas","Cattaraugus","Western New York","Western","Western","Western",null,"Zone A - West","Western","Western Region",{"$f":"VLOOKUP(L194,'Lookups (2)'!$CJ$4:$CS$2189,6,)","v":9.2600000000000002E-2}]
[null,null,null,null,null,null,null,null,null,null,"14783Cattaraugus",14783,14783,"Zone A - West","NYS Electric and Gas","Cattaraugus","Western New York","Western","Western","Western",null,"Zone A - West","Western","Western Region",{"$f":"VLOOKUP(L195,'Lookups (2)'!$CJ$4:$CS$2189,6,)","v":9.2600000000000002E-2}]
[null,null,null,null,null,null,null,null,null,null,"14755Cattaraugus",14755,14755,"Zone A - West","Municipal Utilities","Cattaraugus","Western New York","Western","Western","Western",null,"Zone A - West","Western","Western Region",{"$f":"VLOOKUP(L196,'Lookups (2)'!$CJ$4:$CS$2189,6,)","v":0.1595}]
[null,null,null,null,null,null,null,null,null,null,{"$f":"CONCATENATE(M197,P197)","v":"14779Cattaraugus"},14779,14779,"Zone A - West","Municipal Utilities","Cattaraugus","Western New York","Western","Western","Western",null,"Zone A - West",{"$f":"R197","v":"Western"},"Western Region",{"$f":"VLOOKUP(L197,'Lookups (2)'!$CJ$4:$CS$2189,6,)","v":0.1595}]
[null,null,null,null,null,null,null,null,null,null,"13033Cayuga",13033,13033,"Zone B - Genesee","Rochester Gas and Electric","Cayuga","Central New York","Central","Central","Central",null,"Zone B - Genesee","Central","Central Region",{"$f":"VLOOKUP(L198,'Lookups (2)'!$CJ$4:$CS$2189,6,)","v":9.5799999999999996E-2}]
[null,null,null,null,null,null,null,null,null,null,"13064Cayuga",13064,13064,"Zone B - Genesee","Rochester Gas and Electric","Cayuga","Central New York","Central","Central","Central",null,"Zone B - Genesee","Central","Central Region",{"$f":"VLOOKUP(L199,'Lookups (2)'!$CJ$4:$CS$2189,6,)","v":9.5799999999999996E-2}]
[null,null,null,null,null,null,null,null,null,null,"13111Cayuga",13111,13111,"Zone B - Genesee","Rochester Gas and Electric","Cayuga","Central New York","Central","Central","Central",null,"Zone B - Genesee","Central","Central Region",{"$f":"VLOOKUP(L200,'Lookups (2)'!$CJ$4:$CS$2189,6,)","v":9.5799999999999996E-2}]
[null,null,null,null,null,null,null,null,null,null,"13113Cayuga",13113,13113,"Zone B - Genesee","Rochester Gas and Electric","Cayuga","Central New York","Central","Central","Central",null,"Zone B - Genesee","Central","Central Region",{"$f":"VLOOKUP(L201,'Lookups (2)'!$CJ$4:$CS$2189,6,)","v":9.5799999999999996E-2}]
[null,null,null,null,null,null,null,null,null,null,"13156Cayuga",13156,13156,"Zone B - Genesee","Rochester Gas and Electric","Cayuga","Central New York","Central","Central","Central",null,"Zone B - Genesee","Central","Central Region",{"$f":"VLOOKUP(L202,'Lookups (2)'!$CJ$4:$CS$2189,6,)","v":9.5799999999999996E-2}]
[null,null,null,null,null,null,null,null,null,null,"13117Cayuga",13117,13117,"Zone B - Genesee","NYS Electric and Gas","Cayuga","Central New York","Central","Central","Central",null,"Zone B - Genesee","Central","Central Region",{"$f":"VLOOKUP(L203,'Lookups (2)'!$CJ$4:$CS$2189,6,)","v":9.2600000000000002E-2}]
[null,null,null,null,null,null,null,null,null,null,"13140Cayuga",13140,13140,"Zone B - Genesee","NYS Electric and Gas","Cayuga","Central New York","Central","Central","Central",null,"Zone B - Genesee","Central","Central Region",{"$f":"VLOOKUP(L204,'Lookups (2)'!$CJ$4:$CS$2189,6,)","v":9.2600000000000002E-2}]
[null,null,null,null,null,null,null,null,null,null,"13021Cayuga",13021,13021,"Zone C - Central","NYS Electric and Gas","Cayuga","Central New York","Central","Central","Central",null,"Zone C - Central","Central","Central Region",{"$f":"VLOOKUP(L205,'Lookups (2)'!$CJ$4:$CS$2189,6,)","v":9.2600000000000002E-2}]
[null,null,null,null,null,null,null,null,null,null,"13022Cayuga",13022,13022,"Zone C - Central","NYS Electric and Gas","Cayuga","Central New York","Central","Central","Central",null,"Zone C - Central","Central","Central Region",{"$f":"VLOOKUP(L206,'Lookups (2)'!$CJ$4:$CS$2189,6,)","v":9.2600000000000002E-2}]
[null,null,null,null,null,null,null,null,null,null,"13024Cayuga",13024,13024,"Zone C - Central","NYS Electric and Gas","Cayuga","Central New York","Central","Central","Central",null,"Zone C - Central","Central","Central Region",{"$f":"VLOOKUP(L207,'Lookups (2)'!$CJ$4:$CS$2189,6,)","v":9.2600000000000002E-2}]
[null,null,null,null,null,null,null,null,null,null,"13026Cayuga",13026,13026,"Zone C - Central","NYS Electric and Gas","Cayuga","Central New York","Central","Central","Central",null,"Zone C - Central","Central","Central Region",{"$f":"VLOOKUP(L208,'Lookups (2)'!$CJ$4:$CS$2189,6,)","v":9.2600000000000002E-2}]
[null,null,null,null,null,null,null,null,null,null,"13034Cayuga",13034,13034,"Zone C - Central","NYS Electric and Gas","Cayuga","Central New York","Central","Central","Central",null,"Zone C - Central","Central","Central Region",{"$f":"VLOOKUP(L209,'Lookups (2)'!$CJ$4:$CS$2189,6,)","v":9.2600000000000002E-2}]
[null,null,null,null,null,null,null,null,null,null,"13071Cayuga",13071,13071,"Zone C - Central","NYS Electric and Gas","Cayuga","Central New York","Central","Central","Central",null,"Zone C - Central","Central","Central Region",{"$f":"VLOOKUP(L210,'Lookups (2)'!$CJ$4:$CS$2189,6,)","v":9.2600000000000002E-2}]
[null,null,null,null,null,null,null,null,null,null,"13081Cayuga",13081,13081,"Zone C - Central","NYS Electric and Gas","Cayuga","Central New York","Central","Central","Central",null,"Zone C - Central","Central","Central Region",{"$f":"VLOOKUP(L211,'Lookups (2)'!$CJ$4:$CS$2189,6,)","v":9.2600000000000002E-2}]
[null,null,null,null,null,null,null,null,null,null,"13139Cayuga",13139,13139,"Zone C - Central","NYS Electric and Gas","Cayuga","Central New York","Central","Central","Central",null,"Zone C - Central","Central","Central Region",{"$f":"VLOOKUP(L212,'Lookups (2)'!$CJ$4:$CS$2189,6,)","v":9.2600000000000002E-2}]
[null,null,null,null,null,null,null,null,null,null,"13147Cayuga",13147,13147,"Zone C - Central","NYS Electric and Gas","Cayuga","Central New York","Central","Central","Central",null,"Zone C - Central","Central","Central Region",{"$f":"VLOOKUP(L213,'Lookups (2)'!$CJ$4:$CS$2189,6,)","v":9.2600000000000002E-2}]
[null,null,null,null,null,null,null,null,null,null,"13160Cayuga",13160,13160,"Zone C - Central","NYS Electric and Gas","Cayuga","Central New York","Central","Central","Central",null,"Zone C - Central","Central","Central Region",{"$f":"VLOOKUP(L214,'Lookups (2)'!$CJ$4:$CS$2189,6,)","v":9.2600000000000002E-2}]
[null,null,null,null,null,null,null,null,null,null,"13166Cayuga",13166,13166,"Zone C - Central","NYS Electric and Gas","Cayuga","Central New York","Central","Central","Central",null,"Zone C - Central","Central","Central Region",{"$f":"VLOOKUP(L215,'Lookups (2)'!$CJ$4:$CS$2189,6,)","v":9.2600000000000002E-2}]
[null,null,null,null,null,null,null,null,null,null,"13092Cayuga",13092,13092,"Zone C - Central","NYS Electric and Gas","Cayuga","Central New York","Central","Central","Central",null,"Zone C - Central","Central","Central Region",{"$f":"VLOOKUP(L216,'Lookups (2)'!$CJ$4:$CS$2189,6,)","v":9.2600000000000002E-2}]
[null,null,null,null,null,null,null,null,null,null,"13118Cayuga",13118,13118,"Zone C - Central","NYS Electric and Gas","Cayuga","Central New York","Central","Central","Central",null,"Zone C - Central","Central","Central Region",{"$f":"VLOOKUP(L217,'Lookups (2)'!$CJ$4:$CS$2189,6,)","v":9.2600000000000002E-2}]
[null,null,null,null,null,null,null,null,null,null,"14048Chautauqua",14048,14048,"Zone A - West","National Grid","Chautauqua","Western New York","Western","Western","Western",null,"Zone A - West","Western","Western Region",{"$f":"VLOOKUP(L218,'Lookups (2)'!$CJ$4:$CS$2189,6,)","v":0.1052}]
[null,null,null,null,null,null,null,null,null,null,"14063Chautauqua",14063,14063,"Zone A - West","National Grid","Chautauqua","Western New York","Western","Western","Western",null,"Zone A - West","Western","Western Region",{"$f":"VLOOKUP(L219,'Lookups (2)'!$CJ$4:$CS$2189,6,)","v":0.1052}]
[null,null,null,null,null,null,null,null,null,null,"14135Chautauqua",14135,14135,"Zone A - West","National Grid","Chautauqua","Western New York","Western","Western","Western",null,"Zone A - West","Western","Western Region",{"$f":"VLOOKUP(L220,'Lookups (2)'!$CJ$4:$CS$2189,6,)","v":0.1052}]
[null,null,null,null,null,null,null,null,null,null,"14166Chautauqua",14166,14166,"Zone A - West","National Grid","Chautauqua","Western New York","Western","Western","Western",null,"Zone A - West","Western","Western Region",{"$f":"VLOOKUP(L221,'Lookups (2)'!$CJ$4:$CS$2189,6,)","v":0.1052}]
[null,null,null,null,null,null,null,null,null,null,"14710Chautauqua",14710,14710,"Zone A - West","National Grid","Chautauqua","Western New York","Western","Western","Western",null,"Zone A - West","Western","Western Region",{"$f":"VLOOKUP(L222,'Lookups (2)'!$CJ$4:$CS$2189,6,)","v":0.1052}]
[null,null,null,null,null,null,null,null,null,null,"14712Chautauqua",14712,14712,"Zone A - West","National Grid","Chautauqua","Western New York","Western","Western","Western",null,"Zone A - West","Western","Western Region",{"$f":"VLOOKUP(L223,'Lookups (2)'!$CJ$4:$CS$2189,6,)","v":0.1052}]
[null,null,null,null,null,null,null,null,null,null,"14718Chautauqua",14718,14718,"Zone A - West","National Grid","Chautauqua","Western New York","Western","Western","Western",null,"Zone A - West","Western","Western Region",{"$f":"VLOOKUP(L224,'Lookups (2)'!$CJ$4:$CS$2189,6,)","v":0.1052}]
[null,null,null,null,null,null,null,null,null,null,"14720Chautauqua",14720,14720,"Zone A - West","National Grid","Chautauqua","Western New York","Western","Western","Western",null,"Zone A - West","Western","Western Region",{"$f":"VLOOKUP(L225,'Lookups (2)'!$CJ$4:$CS$2189,6,)","v":0.1052}]
[null,null,null,null,null,null,null,null,null,null,"14722Chautauqua",14722,14722,"Zone A - West","National Grid","Chautauqua","Western New York","Western","Western","Western",null,"Zone A - West","Western","Western Region",{"$f":"VLOOKUP(L226,'Lookups (2)'!$CJ$4:$CS$2189,6,)","v":0.1052}]
[null,null,null,null,null,null,null,null,null,null,"14724Chautauqua",14724,14724,"Zone A - West","National Grid","Chautauqua","Western New York","Western","Western","Western",null,"Zone A - West","Western","Western Region",{"$f":"VLOOKUP(L227,'Lookups (2)'!$CJ$4:$CS$2189,6,)","v":0.1052}]
[null,null,null,null,null,null,null,null,null,null,"14728Chautauqua",14728,14728,"Zone A - West","National Grid","Chautauqua","Western New York","Western","Western","Western",null,"Zone A - West","Western","Western Region",{"$f":"VLOOKUP(L228,'Lookups (2)'!$CJ$4:$CS$2189,6,)","v":0.1052}]
[null,null,null,null,null,null,null,null,null,null,"14736Chautauqua",14736,14736,"Zone A - West","National Grid","Chautauqua","Western New York","Western","Western","Western",null,"Zone A - West","Western","Western Region",{"$f":"VLOOKUP(L229,'Lookups (2)'!$CJ$4:$CS$2189,6,)","v":0.1052}]
[null,null,null,null,null,null,null,null,null,null,"14738Chautauqua",14738,14738,"Zone A - West","National Grid","Chautauqua","Western New York","Western","Western","Western",null,"Zone A - West","Western","Western Region",{"$f":"VLOOKUP(L230,'Lookups (2)'!$CJ$4:$CS$2189,6,)","v":0.1052}]
[null,null,null,null,null,null,null,null,null,null,"14740Chautauqua",14740,14740,"Zone A - West","National Grid","Chautauqua","Western New York","Western","Western","Western",null,"Zone A - West","Western","Western Region",{"$f":"VLOOKUP(L231,'Lookups (2)'!$CJ$4:$CS$2189,6,)","v":0.1052}]
[null,null,null,null,null,null,null,null,null,null,"14747Chautauqua",14747,14747,"Zone A - West","National Grid","Chautauqua","Western New York","Western","Western","Western",null,"Zone A - West","Western","Western Region",{"$f":"VLOOKUP(L232,'Lookups (2)'!$CJ$4:$CS$2189,6,)","v":0.1052}]
[null,null,null,null,null,null,null,null,null,null,"14750Chautauqua",14750,14750,"Zone A - West","National Grid","Chautauqua","Western New York","Western","Western","Western",null,"Zone A - West","Western","Western Region",{"$f":"VLOOKUP(L233,'Lookups (2)'!$CJ$4:$CS$2189,6,)","v":0.1052}]
[null,null,null,null,null,null,null,null,null,null,"14752Chautauqua",14752,14752,"Zone A - West","National Grid","Chautauqua","Western New York","Western","Western","Western",null,"Zone A - West","Western","Western Region",{"$f":"VLOOKUP(L234,'Lookups (2)'!$CJ$4:$CS$2189,6,)","v":0.1052}]
[null,null,null,null,null,null,null,null,null,null,"14756Chautauqua",14756,14756,"Zone A - West","National Grid","Chautauqua","Western New York","Western","Western","Western",null,"Zone A - West","Western","Western Region",{"$f":"VLOOKUP(L235,'Lookups (2)'!$CJ$4:$CS$2189,6,)","v":0.1052}]
[null,null,null,null,null,null,null,null,null,null,"14758Chautauqua",14758,14758,"Zone A - West","National Grid","Chautauqua","Western New York","Western","Western","Western",null,"Zone A - West","Western","Western Region",{"$f":"VLOOKUP(L236,'Lookups (2)'!$CJ$4:$CS$2189,6,)","v":0.1052}]
[null,null,null,null,null,null,null,null,null,null,"14767Chautauqua",14767,14767,"Zone A - West","National Grid","Chautauqua","Western New York","Western","Western","Western",null,"Zone A - West","Western","Western Region",{"$f":"VLOOKUP(L237,'Lookups (2)'!$CJ$4:$CS$2189,6,)","v":0.1052}]
[null,null,null,null,null,null,null,null,null,null,"14769Chautauqua",14769,14769,"Zone A - West","National Grid","Chautauqua","Western New York","Western","Western","Western",null,"Zone A - West","Western","Western Region",{"$f":"VLOOKUP(L238,'Lookups (2)'!$CJ$4:$CS$2189,6,)","v":0.1052}]
[null,null,null,null,null,null,null,null,null,null,"14775Chautauqua",14775,14775,"Zone A - West","National Grid","Chautauqua","Western New York","Western","Western","Western",null,"Zone A - West","Western","Western Region",{"$f":"VLOOKUP(L239,'Lookups (2)'!$CJ$4:$CS$2189,6,)","v":0.1052}]
[null,null,null,null,null,null,null,null,null,null,"14781Chautauqua",14781,14781,"Zone A - West","National Grid","Chautauqua","Western New York","Western","Western","Western",null,"Zone A - West","Western","Western Region",{"$f":"VLOOKUP(L240,'Lookups (2)'!$CJ$4:$CS$2189,6,)","v":0.1052}]
[null,null,null,null,null,null,null,null,null,null,"14782Chautauqua",14782,14782,"Zone A - West","National Grid","Chautauqua","Western New York","Western","Western","Western",null,"Zone A - West","Western","Western Region",{"$f":"VLOOKUP(L241,'Lookups (2)'!$CJ$4:$CS$2189,6,)","v":0.1052}]
[null,null,null,null,null,null,null,null,null,null,"14784Chautauqua",14784,14784,"Zone A - West","National Grid","Chautauqua","Western New York","Western","Western","Western",null,"Zone A - West","Western","Western Region",{"$f":"VLOOKUP(L242,'Lookups (2)'!$CJ$4:$CS$2189,6,)","v":0.1052}]
[null,null,null,null,null,null,null,null,null,null,"14785Chautauqua",14785,14785,"Zone A - West","National Grid","Chautauqua","Western New York","Western","Western","Western",null,"Zone A - West","Western","Western Region",{"$f":"VLOOKUP(L243,'Lookups (2)'!$CJ$4:$CS$2189,6,)","v":0.1052}]
[null,null,null,null,null,null,null,null,null,null,"14062Chautauqua",14062,14062,"Zone A - West","NYS Electric and Gas","Chautauqua","Western New York","Western","Western","Western",null,"Zone A - West","Western","Western Region",{"$f":"VLOOKUP(L244,'Lookups (2)'!$CJ$4:$CS$2189,6,)","v":9.2600000000000002E-2}]
[null,null,null,null,null,null,null,null,null,null,"14136Chautauqua",14136,14136,"Zone A - West","NYS Electric and Gas","Chautauqua","Western New York","Western","Western","Western",null,"Zone A - West","Western","Western Region",{"$f":"VLOOKUP(L245,'Lookups (2)'!$CJ$4:$CS$2189,6,)","v":9.2600000000000002E-2}]
[null,null,null,null,null,null,null,null,null,null,"14723Chautauqua",14723,14723,"Zone A - West","NYS Electric and Gas","Chautauqua","Western New York","Western","Western","Western",null,"Zone A - West","Western","Western Region",{"$f":"VLOOKUP(L246,'Lookups (2)'!$CJ$4:$CS$2189,6,)","v":9.2600000000000002E-2}]
[null,null,null,null,null,null,null,null,null,null,"14732Chautauqua",14732,14732,"Zone A - West","NYS Electric and Gas","Chautauqua","Western New York","Western","Western","Western",null,"Zone A - West","Western","Western Region",{"$f":"VLOOKUP(L247,'Lookups (2)'!$CJ$4:$CS$2189,6,)","v":9.2600000000000002E-2}]
[null,null,null,null,null,null,null,null,null,null,"14716Chautauqua",14716,14716,"Zone A - West","Municipal Utilities","Chautauqua","Western New York","Western","Western","Western",null,"Zone A - West","Western","Western Region",{"$f":"VLOOKUP(L248,'Lookups (2)'!$CJ$4:$CS$2189,6,)","v":0.1595}]
[null,null,null,null,null,null,null,null,null,null,"14787Chautauqua",14787,14787,"Zone A - West","Municipal Utilities","Chautauqua","Western New York","Western","Western","Western",null,"Zone A - West","Western","Western Region",{"$f":"VLOOKUP(L249,'Lookups (2)'!$CJ$4:$CS$2189,6,)","v":0.1595}]
[null,null,null,null,null,null,null,null,null,null,"14757Chautauqua",14757,14757,"Zone A - West","Municipal Utilities","Chautauqua","Western New York","Western","Western","Western",null,"Zone A - West","Western","Western Region",{"$f":"VLOOKUP(L250,'Lookups (2)'!$CJ$4:$CS$2189,6,)","v":0.1595}]
[null,null,null,null,null,null,null,null,null,null,"14701Chautauqua",14701,14701,"Zone A - West","Municipal Utilities","Chautauqua","Western New York","Western","Western","Western",null,"Zone A - West","Western","Western Region",{"$f":"VLOOKUP(L251,'Lookups (2)'!$CJ$4:$CS$2189,6,)","v":0.1595}]
[null,null,null,null,null,null,null,null,null,null,"14702Chautauqua",14702,14702,"Zone A - West","Municipal Utilities","Chautauqua","Western New York","Western","Western","Western",null,"Zone A - West","Western","Western Region",{"$f":"VLOOKUP(L252,'Lookups (2)'!$CJ$4:$CS$2189,6,)","v":0.1595}]
[null,null,null,null,null,null,null,null,null,null,"14733Chautauqua",14733,14733,"Zone A - West","Municipal Utilities","Chautauqua","Western New York","Western","Western","Western",null,"Zone A - West","Western","Western Region",{"$f":"VLOOKUP(L253,'Lookups (2)'!$CJ$4:$CS$2189,6,)","v":0.1595}]
[null,null,null,null,null,null,null,null,null,null,"14742Chautauqua",14742,14742,"Zone A - West","Municipal Utilities","Chautauqua","Western New York","Western","Western","Western",null,"Zone A - West","Western","Western Region",{"$f":"VLOOKUP(L254,'Lookups (2)'!$CJ$4:$CS$2189,6,)","v":0.1595}]
[null,null,null,null,null,null,null,null,null,null,"14889Chemung",14889,14889,"Zone C - Central","NYS Electric and Gas","Chemung","Southern Tier","Western","Western","Western",null,"Zone C - Central","Western","Western Region",{"$f":"VLOOKUP(L255,'Lookups (2)'!$CJ$4:$CS$2189,6,)","v":9.2600000000000002E-2}]
[null,null,null,null,null,null,null,null,null,null,"14812Chemung",14812,14812,"Zone C - Central","NYS Electric and Gas","Chemung","Southern Tier","Western","Western","Western",null,"Zone C - Central","Western","Western Region",{"$f":"VLOOKUP(L256,'Lookups (2)'!$CJ$4:$CS$2189,6,)","v":9.2600000000000002E-2}]
[null,null,null,null,null,null,null,null,null,null,"14814Chemung",14814,14814,"Zone C - Central","NYS Electric and Gas","Chemung","Southern Tier","Western","Western","Western",null,"Zone C - Central","Western","Western Region",{"$f":"VLOOKUP(L257,'Lookups (2)'!$CJ$4:$CS$2189,6,)","v":9.2600000000000002E-2}]
[null,null,null,null,null,null,null,null,null,null,"14816Chemung",14816,14816,"Zone C - Central","NYS Electric and Gas","Chemung","Southern Tier","Western","Western","Western",null,"Zone C - Central","Western","Western Region",{"$f":"VLOOKUP(L258,'Lookups (2)'!$CJ$4:$CS$2189,6,)","v":9.2600000000000002E-2}]
[null,null,null,null,null,null,null,null,null,null,"14825Chemung",14825,14825,"Zone C - Central","NYS Electric and Gas","Chemung","Southern Tier","Western","Western","Western",null,"Zone C - Central","Western","Western Region",{"$f":"VLOOKUP(L259,'Lookups (2)'!$CJ$4:$CS$2189,6,)","v":9.2600000000000002E-2}]
[null,null,null,null,null,null,null,null,null,null,"14838Chemung",14838,14838,"Zone C - Central","NYS Electric and Gas","Chemung","Southern Tier","Western","Western","Western",null,"Zone C - Central","Western","Western Region",{"$f":"VLOOKUP(L260,'Lookups (2)'!$CJ$4:$CS$2189,6,)","v":9.2600000000000002E-2}]
[null,null,null,null,null,null,null,null,null,null,{"$f":"CONCATENATE(M261,P261)","v":"14845Chemung"},14845,14845,"Zone C - Central","NYS Electric and Gas","Chemung","Southern Tier","Western","Western","Western",null,"Zone C - Central",{"$f":"R261","v":"Western"},"Western Region",{"$f":"VLOOKUP(L261,'Lookups (2)'!$CJ$4:$CS$2189,6,)","v":9.2600000000000002E-2}]
[null,null,null,null,null,null,null,null,null,null,"14861Chemung",14861,14861,"Zone C - Central","NYS Electric and Gas","Chemung","Southern Tier","Western","Western","Western",null,"Zone C - Central","Western","Western Region",{"$f":"VLOOKUP(L262,'Lookups (2)'!$CJ$4:$CS$2189,6,)","v":9.2600000000000002E-2}]
[null,null,null,null,null,null,null,null,null,null,"14864Chemung",14864,14864,"Zone C - Central","NYS Electric and Gas","Chemung","Southern Tier","Western","Western","Western",null,"Zone C - Central","Western","Western Region",{"$f":"VLOOKUP(L263,'Lookups (2)'!$CJ$4:$CS$2189,6,)","v":9.2600000000000002E-2}]
[null,null,null,null,null,null,null,null,null,null,"14871Chemung",14871,14871,"Zone C - Central","NYS Electric and Gas","Chemung","Southern Tier","Western","Western","Western",null,"Zone C - Central","Western","Western Region",{"$f":"VLOOKUP(L264,'Lookups (2)'!$CJ$4:$CS$2189,6,)","v":9.2600000000000002E-2}]
[null,null,null,null,null,null,null,null,null,null,"14872Chemung",14872,14872,"Zone C - Central","NYS Electric and Gas","Chemung","Southern Tier","Western","Western","Western",null,"Zone C - Central","Western","Western Region",{"$f":"VLOOKUP(L265,'Lookups (2)'!$CJ$4:$CS$2189,6,)","v":9.2600000000000002E-2}]
[null,null,null,null,null,null,null,null,null,null,"14894Chemung",14894,14894,"Zone C - Central","NYS Electric and Gas","Chemung","Southern Tier","Western","Western","Western",null,"Zone C - Central","Western","Western Region",{"$f":"VLOOKUP(L266,'Lookups (2)'!$CJ$4:$CS$2189,6,)","v":9.2600000000000002E-2}]
[null,null,null,null,null,null,null,null,null,null,"14901Chemung",14901,14901,"Zone C - Central","NYS Electric and Gas","Chemung","Southern Tier","Western","Western","Western",null,"Zone C - Central","Western","Western Region",{"$f":"VLOOKUP(L267,'Lookups (2)'!$CJ$4:$CS$2189,6,)","v":9.2600000000000002E-2}]
[null,null,null,null,null,null,null,null,null,null,"14902Chemung",14902,14902,"Zone C - Central","NYS Electric and Gas","Chemung","Southern Tier","Western","Western","Western",null,"Zone C - Central","Western","Western Region",{"$f":"VLOOKUP(L268,'Lookups (2)'!$CJ$4:$CS$2189,6,)","v":9.2600000000000002E-2}]
[null,null,null,null,null,null,null,null,null,null,"14903Chemung",14903,14903,"Zone C - Central","NYS Electric and Gas","Chemung","Southern Tier","Western","Western","Western",null,"Zone C - Central","Western","Western Region",{"$f":"VLOOKUP(L269,'Lookups (2)'!$CJ$4:$CS$2189,6,)","v":9.2600000000000002E-2}]
[null,null,null,null,null,null,null,null,null,null,"14904Chemung",14904,14904,"Zone C - Central","NYS Electric and Gas","Chemung","Southern Tier","Western","Western","Western",null,"Zone C - Central","Western","Western Region",{"$f":"VLOOKUP(L270,'Lookups (2)'!$CJ$4:$CS$2189,6,)","v":9.2600000000000002E-2}]
[null,null,null,null,null,null,null,null,null,null,"14905Chemung",14905,14905,"Zone C - Central","NYS Electric and Gas","Chemung","Southern Tier","Western","Western","Western",null,"Zone C - Central","Western","Western Region",{"$f":"VLOOKUP(L271,'Lookups (2)'!$CJ$4:$CS$2189,6,)","v":9.2600000000000002E-2}]
[null,null,null,null,null,null,null,null,null,null,"13746Chenango",13746,13746,"Zone C - Central","NYS Electric and Gas","Chenango","Southern Tier","Central","Central","Central",null,"Zone C - Central","Central","Central Region",{"$f":"VLOOKUP(L272,'Lookups (2)'!$CJ$4:$CS$2189,6,)","v":9.2600000000000002E-2}]
[null,null,null,null,null,null,null,null,null,null,"13124Chenango",13124,13124,"Zone E - Mohawk Valley","National Grid","Chenango","Southern Tier","Central","Central","Central",null,"Zone E - Mohawk Valley","Central","Central Region",{"$f":"VLOOKUP(L273,'Lookups (2)'!$CJ$4:$CS$2189,6,)","v":0.10299999999999999}]
[null,null,null,null,null,null,null,null,null,null,"13411Chenango",13411,13411,"Zone E - Mohawk Valley","NYS Electric and Gas","Chenango","Southern Tier","Central","Central","Central",null,"Zone E - Mohawk Valley","Central","Central Region",{"$f":"VLOOKUP(L274,'Lookups (2)'!$CJ$4:$CS$2189,6,)","v":9.2600000000000002E-2}]
[null,null,null,null,null,null,null,null,null,null,"13460Chenango",13460,13460,"Zone E - Mohawk Valley","NYS Electric and Gas","Chenango","Southern Tier","Central","Central","Central",null,"Zone E - Mohawk Valley","Central","Central Region",{"$f":"VLOOKUP(L275,'Lookups (2)'!$CJ$4:$CS$2189,6,)","v":9.2600000000000002E-2}]
[null,null,null,null,null,null,null,null,null,null,"13464Chenango",13464,13464,"Zone E - Mohawk Valley","NYS Electric and Gas","Chenango","Southern Tier","Central","Central","Central",null,"Zone E - Mohawk Valley","Central","Central Region",{"$f":"VLOOKUP(L276,'Lookups (2)'!$CJ$4:$CS$2189,6,)","v":9.2600000000000002E-2}]
[null,null,null,null,null,null,null,null,null,null,"13733Chenango",13733,13733,"Zone E - Mohawk Valley","NYS Electric and Gas","Chenango","Southern Tier","Central","Central","Central",null,"Zone E - Mohawk Valley","Central","Central Region",{"$f":"VLOOKUP(L277,'Lookups (2)'!$CJ$4:$CS$2189,6,)","v":9.2600000000000002E-2}]
[null,null,null,null,null,null,null,null,null,null,"13758Chenango",13758,13758,"Zone E - Mohawk Valley","NYS Electric and Gas","Chenango","Southern Tier","Central","Central","Central",null,"Zone E - Mohawk Valley","Central","Central Region",{"$f":"VLOOKUP(L278,'Lookups (2)'!$CJ$4:$CS$2189,6,)","v":9.2600000000000002E-2}]
[null,null,null,null,null,null,null,null,null,null,"13780Chenango",13780,13780,"Zone E - Mohawk Valley","NYS Electric and Gas","Chenango","Southern Tier","Central","Central","Central",null,"Zone E - Mohawk Valley","Central","Central Region",{"$f":"VLOOKUP(L279,'Lookups (2)'!$CJ$4:$CS$2189,6,)","v":9.2600000000000002E-2}]
[null,null,null,null,null,null,null,null,null,null,"13809Chenango",13809,13809,"Zone E - Mohawk Valley","NYS Electric and Gas","Chenango","Southern Tier","Central","Central","Central",null,"Zone E - Mohawk Valley","Central","Central Region",{"$f":"VLOOKUP(L280,'Lookups (2)'!$CJ$4:$CS$2189,6,)","v":9.2600000000000002E-2}]
[null,null,null,null,null,null,null,null,null,null,"13814Chenango",13814,13814,"Zone E - Mohawk Valley","NYS Electric and Gas","Chenango","Southern Tier","Central","Central","Central",null,"Zone E - Mohawk Valley","Central","Central Region",{"$f":"VLOOKUP(L281,'Lookups (2)'!$CJ$4:$CS$2189,6,)","v":9.2600000000000002E-2}]
[null,null,null,null,null,null,null,null,null,null,"13815Chenango",13815,13815,"Zone E - Mohawk Valley","NYS Electric and Gas","Chenango","Southern Tier","Central","Central","Central",null,"Zone E - Mohawk Valley","Central","Central Region",{"$f":"VLOOKUP(L282,'Lookups (2)'!$CJ$4:$CS$2189,6,)","v":9.2600000000000002E-2}]
[null,null,null,null,null,null,null,null,null,null,"13830Chenango",13830,13830,"Zone E - Mohawk Valley","NYS Electric and Gas","Chenango","Southern Tier","Central","Central","Central",null,"Zone E - Mohawk Valley","Central","Central Region",{"$f":"VLOOKUP(L283,'Lookups (2)'!$CJ$4:$CS$2189,6,)","v":9.2600000000000002E-2}]
[null,null,null,null,null,null,null,null,null,null,"13832Chenango",13832,13832,"Zone E - Mohawk Valley","NYS Electric and Gas","Chenango","Southern Tier","Central","Central","Central",null,"Zone E - Mohawk Valley","Central","Central Region",{"$f":"VLOOKUP(L284,'Lookups (2)'!$CJ$4:$CS$2189,6,)","v":9.2600000000000002E-2}]
[null,null,null,null,null,null,null,null,null,null,"13843Chenango",13843,13843,"Zone E - Mohawk Valley","NYS Electric and Gas","Chenango","Southern Tier","Central","Central","Central",null,"Zone E - Mohawk Valley","Central","Central Region",{"$f":"VLOOKUP(L285,'Lookups (2)'!$CJ$4:$CS$2189,6,)","v":9.2600000000000002E-2}]
[null,null,null,null,null,null,null,null,null,null,"13844Chenango",13844,13844,"Zone E - Mohawk Valley","NYS Electric and Gas","Chenango","Southern Tier","Central","Central","Central",null,"Zone E - Mohawk Valley","Central","Central Region",{"$f":"VLOOKUP(L286,'Lookups (2)'!$CJ$4:$CS$2189,6,)","v":9.2600000000000002E-2}]
[null,null,null,null,null,null,null,null,null,null,"13778Chenango",13778,13778,"Zone E - Mohawk Valley","Municipal Utilities","Chenango","Southern Tier","Central","Central","Central",null,"Zone E - Mohawk Valley","Central","Central Region",{"$f":"VLOOKUP(L287,'Lookups (2)'!$CJ$4:$CS$2189,6,)","v":0.1595}]
[null,null,null,null,null,null,null,null,null,null,"13136Chenango",13136,13136,"Zone E - Mohawk Valley","NYS Electric and Gas","Chenango","Southern Tier","Central","Central","Central",null,"Zone E - Mohawk Valley","Central","Central Region",{"$f":"VLOOKUP(L288,'Lookups (2)'!$CJ$4:$CS$2189,6,)","v":9.2600000000000002E-2}]
[null,null,null,null,null,null,null,null,null,null,"13155Chenango",13155,13155,"Zone E - Mohawk Valley","NYS Electric and Gas","Chenango","Southern Tier","Central","Central","Central",null,"Zone E - Mohawk Valley","Central","Central Region",{"$f":"VLOOKUP(L289,'Lookups (2)'!$CJ$4:$CS$2189,6,)","v":9.2600000000000002E-2}]
[null,null,null,null,null,null,null,null,null,null,"13730Chenango",13730,13730,"Zone E - Mohawk Valley","NYS Electric and Gas","Chenango","Southern Tier","Central","Central","Central",null,"Zone E - Mohawk Valley","Central","Central Region",{"$f":"VLOOKUP(L290,'Lookups (2)'!$CJ$4:$CS$2189,6,)","v":9.2600000000000002E-2}]
[null,null,null,null,null,null,null,null,null,null,"13801Chenango",13801,13801,"Zone E - Mohawk Valley","NYS Electric and Gas","Chenango","Southern Tier","Central","Central","Central",null,"Zone E - Mohawk Valley","Central","Central Region",{"$f":"VLOOKUP(L291,'Lookups (2)'!$CJ$4:$CS$2189,6,)","v":9.2600000000000002E-2}]
[null,null,null,null,null,null,null,null,null,null,"13841Chenango",13841,13841,"Zone E - Mohawk Valley","NYS Electric and Gas","Chenango","Southern Tier","Central","Central","Central",null,"Zone E - Mohawk Valley","Central","Central Region",{"$f":"VLOOKUP(L292,'Lookups (2)'!$CJ$4:$CS$2189,6,)","v":9.2600000000000002E-2}]
[null,null,null,null,null,null,null,null,null,null,"12979Clinton",12979,12979,"Zone D - North","Municipal Utilities","Clinton","North Country","North County","North Country","North Country",null,"Zone D - North","North County","North Country",{"$f":"VLOOKUP(L293,'Lookups (2)'!$CJ$4:$CS$2189,6,)","v":0.1595}]
[null,null,null,null,null,null,null,null,null,null,"12903Clinton",12903,12903,"Zone D - North","NYS Electric and Gas","Clinton","North Country","North County","North Country","North Country",null,"Zone D - North","North County","North Country",{"$f":"VLOOKUP(L294,'Lookups (2)'!$CJ$4:$CS$2189,6,)","v":9.2600000000000002E-2}]
[null,null,null,null,null,null,null,null,null,null,"12910Clinton",12910,12910,"Zone D - North","NYS Electric and Gas","Clinton","North Country","North County","North Country","North Country",null,"Zone D - North","North County","North Country",{"$f":"VLOOKUP(L295,'Lookups (2)'!$CJ$4:$CS$2189,6,)","v":9.2600000000000002E-2}]
[null,null,null,null,null,null,null,null,null,null,"12911Clinton",12911,12911,"Zone D - North","NYS Electric and Gas","Clinton","North Country","North County","North Country","North Country",null,"Zone D - North","North County","North Country",{"$f":"VLOOKUP(L296,'Lookups (2)'!$CJ$4:$CS$2189,6,)","v":9.2600000000000002E-2}]
[null,null,null,null,null,null,null,null,null,null,"12918Clinton",12918,12918,"Zone D - North","NYS Electric and Gas","Clinton","North Country","North County","North Country","North Country",null,"Zone D - North","North County","North Country",{"$f":"VLOOKUP(L297,'Lookups (2)'!$CJ$4:$CS$2189,6,)","v":9.2600000000000002E-2}]
[null,null,null,null,null,null,null,null,null,null,"12919Clinton",12919,12919,"Zone D - North","NYS Electric and Gas","Clinton","North Country","North County","North Country","North Country",null,"Zone D - North","North County","North Country",{"$f":"VLOOKUP(L298,'Lookups (2)'!$CJ$4:$CS$2189,6,)","v":9.2600000000000002E-2}]
[null,null,null,null,null,null,null,null,null,null,"12921Clinton",12921,12921,"Zone D - North","NYS Electric and Gas","Clinton","North Country","North County","North Country","North Country",null,"Zone D - North","North County","North Country",{"$f":"VLOOKUP(L299,'Lookups (2)'!$CJ$4:$CS$2189,6,)","v":9.2600000000000002E-2}]
[null,null,null,null,null,null,null,null,null,null,"12923Clinton",12923,12923,"Zone D - North","NYS Electric and Gas","Clinton","North Country","North County","North Country","North Country",null,"Zone D - North","North County","North Country",{"$f":"VLOOKUP(L300,'Lookups (2)'!$CJ$4:$CS$2189,6,)","v":9.2600000000000002E-2}]
[null,null,null,null,null,null,null,null,null,null,"12924Clinton",12924,12924,"Zone D - North","NYS Electric and Gas","Clinton","North Country","North County","North Country","North Country",null,"Zone D - North","North County","North Country",{"$f":"VLOOKUP(L301,'Lookups (2)'!$CJ$4:$CS$2189,6,)","v":9.2600000000000002E-2}]
[null,null,null,null,null,null,null,null,null,null,"12929Clinton",12929,12929,"Zone D - North","NYS Electric and Gas","Clinton","North Country","North County","North Country","North Country",null,"Zone D - North","North County","North Country",{"$f":"VLOOKUP(L302,'Lookups (2)'!$CJ$4:$CS$2189,6,)","v":9.2600000000000002E-2}]
[null,null,null,null,null,null,null,null,null,null,"12933Clinton",12933,12933,"Zone D - North","NYS Electric and Gas","Clinton","North Country","North County","North Country","North Country",null,"Zone D - North","North County","North Country",{"$f":"VLOOKUP(L303,'Lookups (2)'!$CJ$4:$CS$2189,6,)","v":9.2600000000000002E-2}]
[null,null,null,null,null,null,null,null,null,null,"12934Clinton",12934,12934,"Zone D - North","NYS Electric and Gas","Clinton","North Country","North County","North Country","North Country",null,"Zone D - North","North County","North Country",{"$f":"VLOOKUP(L304,'Lookups (2)'!$CJ$4:$CS$2189,6,)","v":9.2600000000000002E-2}]
[null,null,null,null,null,null,null,null,null,null,"12935Clinton",12935,12935,"Zone D - North","NYS Electric and Gas","Clinton","North Country","North County","North Country","North Country",null,"Zone D - North","North County","North Country",{"$f":"VLOOKUP(L305,'Lookups (2)'!$CJ$4:$CS$2189,6,)","v":9.2600000000000002E-2}]
[null,null,null,null,null,null,null,null,null,null,"12952Clinton",12952,12952,"Zone D - North","NYS Electric and Gas","Clinton","North Country","North County","North Country","North Country",null,"Zone D - North","North County","North Country",{"$f":"VLOOKUP(L306,'Lookups (2)'!$CJ$4:$CS$2189,6,)","v":9.2600000000000002E-2}]
[null,null,null,null,null,null,null,null,null,null,"12955Clinton",12955,12955,"Zone D - North","NYS Electric and Gas","Clinton","North Country","North County","North Country","North Country",null,"Zone D - North","North County","North Country",{"$f":"VLOOKUP(L307,'Lookups (2)'!$CJ$4:$CS$2189,6,)","v":9.2600000000000002E-2}]
[null,null,null,null,null,null,null,null,null,null,"12958Clinton",12958,12958,"Zone D - North","NYS Electric and Gas","Clinton","North Country","North County","North Country","North Country",null,"Zone D - North","North County","North Country",{"$f":"VLOOKUP(L308,'Lookups (2)'!$CJ$4:$CS$2189,6,)","v":9.2600000000000002E-2}]
[null,null,null,null,null,null,null,null,null,null,"12959Clinton",12959,12959,"Zone D - North","NYS Electric and Gas","Clinton","North Country","North County","North Country","North Country",null,"Zone D - North","North County","North Country",{"$f":"VLOOKUP(L309,'Lookups (2)'!$CJ$4:$CS$2189,6,)","v":9.2600000000000002E-2}]
[null,null,null,null,null,null,null,null,null,null,"12962Clinton",12962,12962,"Zone D - North","NYS Electric and Gas","Clinton","North Country","North County","North Country","North Country",null,"Zone D - North","North County","North Country",{"$f":"VLOOKUP(L310,'Lookups (2)'!$CJ$4:$CS$2189,6,)","v":9.2600000000000002E-2}]
[null,null,null,null,null,null,null,null,null,null,"12972Clinton",12972,12972,"Zone D - North","NYS Electric and Gas","Clinton","North Country","North County","North Country","North Country",null,"Zone D - North","North County","North Country",{"$f":"VLOOKUP(L311,'Lookups (2)'!$CJ$4:$CS$2189,6,)","v":9.2600000000000002E-2}]
[null,null,null,null,null,null,null,null,null,null,"12981Clinton",12981,12981,"Zone D - North","NYS Electric and Gas","Clinton","North Country","North County","North Country","North Country",null,"Zone D - North","North County","North Country",{"$f":"VLOOKUP(L312,'Lookups (2)'!$CJ$4:$CS$2189,6,)","v":9.2600000000000002E-2}]
[null,null,null,null,null,null,null,null,null,null,"12992Clinton",12992,12992,"Zone D - North","NYS Electric and Gas","Clinton","North Country","North County","North Country","North Country",null,"Zone D - North","North County","North Country",{"$f":"VLOOKUP(L313,'Lookups (2)'!$CJ$4:$CS$2189,6,)","v":9.2600000000000002E-2}]
[null,null,null,null,null,null,null,null,null,null,"12901Clinton",12901,12901,"Zone D - North","Municipal Utilities","Clinton","North Country","North County","North Country","North Country",null,"Zone D - North","North County","North Country",{"$f":"VLOOKUP(L314,'Lookups (2)'!$CJ$4:$CS$2189,6,)","v":0.1595}]
[null,null,null,null,null,null,null,null,null,null,"12978Clinton",12978,12978,"Zone E - Mohawk Valley","NYS Electric and Gas","Clinton","North Country","North County","North Country","North Country",null,"Zone E - Mohawk Valley","North County","North Country",{"$f":"VLOOKUP(L315,'Lookups (2)'!$CJ$4:$CS$2189,6,)","v":9.2600000000000002E-2}]
[null,null,null,null,null,null,null,null,null,null,"12985Clinton",12985,12985,"Zone E - Mohawk Valley","NYS Electric and Gas","Clinton","North Country","North County","North Country","North Country",null,"Zone E - Mohawk Valley","North County","North Country",{"$f":"VLOOKUP(L316,'Lookups (2)'!$CJ$4:$CS$2189,6,)","v":9.2600000000000002E-2}]
[null,null,null,null,null,null,null,null,null,null,"12912Clinton",12912,12912,"Zone E - Mohawk Valley","National Grid","Clinton","North Country","North County","North Country","North Country",null,"Zone E - Mohawk Valley","North County","North Country",{"$f":"VLOOKUP(L317,'Lookups (2)'!$CJ$4:$CS$2189,6,)","v":0.10299999999999999}]
[null,null,null,null,null,null,null,null,null,null,"12050Columbia",12050,12050,"Zone F - Capital","National Grid","Columbia","Capital Region","Upper Hudson","Mid-Hudson","Mid-Hudson",null,"Zone F - Capital","Upper Hudson","Hudson Valley",{"$f":"VLOOKUP(L318,'Lookups (2)'!$CJ$4:$CS$2189,6,)","v":0.1167}]
[null,null,null,null,null,null,null,null,null,null,"12106Columbia",12106,12106,"Zone F - Capital","National Grid","Columbia","Capital Region","Upper Hudson","Mid-Hudson","Mid-Hudson",null,"Zone F - Capital","Upper Hudson","Hudson Valley",{"$f":"VLOOKUP(L319,'Lookups (2)'!$CJ$4:$CS$2189,6,)","v":0.1167}]
[null,null,null,null,null,null,null,null,null,null,"12130Columbia",12130,12130,"Zone F - Capital","National Grid","Columbia","Capital Region","Upper Hudson","Mid-Hudson","Mid-Hudson",null,"Zone F - Capital","Upper Hudson","Hudson Valley",{"$f":"VLOOKUP(L320,'Lookups (2)'!$CJ$4:$CS$2189,6,)","v":0.1167}]
[null,null,null,null,null,null,null,null,null,null,"12132Columbia",12132,12132,"Zone F - Capital","National Grid","Columbia","Capital Region","Upper Hudson","Mid-Hudson","Mid-Hudson",null,"Zone F - Capital","Upper Hudson","Hudson Valley",{"$f":"VLOOKUP(L321,'Lookups (2)'!$CJ$4:$CS$2189,6,)","v":0.1167}]
[null,null,null,null,null,null,null,null,null,null,"12172Columbia",12172,12172,"Zone F - Capital","National Grid","Columbia","Capital Region","Upper Hudson","Mid-Hudson","Mid-Hudson",null,"Zone F - Capital","Upper Hudson","Hudson Valley",{"$f":"VLOOKUP(L322,'Lookups (2)'!$CJ$4:$CS$2189,6,)","v":0.1167}]
[null,null,null,null,null,null,null,null,null,null,"12174Columbia",12174,12174,"Zone F - Capital","National Grid","Columbia","Capital Region","Upper Hudson","Mid-Hudson","Mid-Hudson",null,"Zone F - Capital","Upper Hudson","Hudson Valley",{"$f":"VLOOKUP(L323,'Lookups (2)'!$CJ$4:$CS$2189,6,)","v":0.1167}]
[null,null,null,null,null,null,null,null,null,null,"12184Columbia",12184,12184,"Zone F - Capital","National Grid","Columbia","Capital Region","Upper Hudson","Mid-Hudson","Mid-Hudson",null,"Zone F - Capital","Upper Hudson","Hudson Valley",{"$f":"VLOOKUP(L324,'Lookups (2)'!$CJ$4:$CS$2189,6,)","v":0.1167}]
[null,null,null,null,null,null,null,null,null,null,{"$f":"CONCATENATE(M325,P325)","v":"12513Columbia"},12513,12513,"Zone F - Capital","National Grid","Columbia","Capital Region","Upper Hudson","Mid-Hudson","Mid-Hudson",null,"Zone F - Capital",{"$f":"R325","v":"Upper Hudson"},"Hudson Valley",{"$f":"VLOOKUP(L325,'Lookups (2)'!$CJ$4:$CS$2189,6,)","v":0.1167}]
[null,null,null,null,null,null,null,null,null,null,"12523Columbia",12523,12523,"Zone F - Capital","National Grid","Columbia","Capital Region","Upper Hudson","Mid-Hudson","Mid-Hudson",null,"Zone F - Capital","Upper Hudson","Hudson Valley",{"$f":"VLOOKUP(L326,'Lookups (2)'!$CJ$4:$CS$2189,6,)","v":0.1167}]
[null,null,null,null,null,null,null,null,null,null,"12526Columbia",12526,12526,"Zone F - Capital","National Grid","Columbia","Capital Region","Upper Hudson","Mid-Hudson","Mid-Hudson",null,"Zone F - Capital","Upper Hudson","Hudson Valley",{"$f":"VLOOKUP(L327,'Lookups (2)'!$CJ$4:$CS$2189,6,)","v":0.1167}]
[null,null,null,null,null,null,null,null,null,null,"12530Columbia",12530,12530,"Zone F - Capital","National Grid","Columbia","Capital Region","Upper Hudson","Mid-Hudson","Mid-Hudson",null,"Zone F - Capital","Upper Hudson","Hudson Valley",{"$f":"VLOOKUP(L328,'Lookups (2)'!$CJ$4:$CS$2189,6,)","v":0.1167}]
[null,null,null,null,null,null,null,null,null,null,"12534Columbia",12534,12534,"Zone F - Capital","National Grid","Columbia","Capital Region","Upper Hudson","Mid-Hudson","Mid-Hudson",null,"Zone F - Capital","Upper Hudson","Hudson Valley",{"$f":"VLOOKUP(L329,'Lookups (2)'!$CJ$4:$CS$2189,6,)","v":0.1167}]
[null,null,null,null,null,null,null,null,null,null,"12017Columbia",12017,12017,"Zone F - Capital","NYS Electric and Gas","Columbia","Capital Region","Upper Hudson","Mid-Hudson","Mid-Hudson",null,"Zone F - Capital","Upper Hudson","Hudson Valley",{"$f":"VLOOKUP(L330,'Lookups (2)'!$CJ$4:$CS$2189,6,)","v":0.106}]
[null,null,null,null,null,null,null,null,null,null,"12024Columbia",12024,12024,"Zone F - Capital","NYS Electric and Gas","Columbia","Capital Region","Upper Hudson","Mid-Hudson","Mid-Hudson",null,"Zone F - Capital","Upper Hudson","Hudson Valley",{"$f":"VLOOKUP(L331,'Lookups (2)'!$CJ$4:$CS$2189,6,)","v":0.106}]
[null,null,null,null,null,null,null,null,null,null,"12029Columbia",12029,12029,"Zone F - Capital","NYS Electric and Gas","Columbia","Capital Region","Upper Hudson","Mid-Hudson","Mid-Hudson",null,"Zone F - Capital","Upper Hudson","Hudson Valley",{"$f":"VLOOKUP(L332,'Lookups (2)'!$CJ$4:$CS$2189,6,)","v":0.106}]
[null,null,null,null,null,null,null,null,null,null,"12037Columbia",12037,12037,"Zone F - Capital","NYS Electric and Gas","Columbia","Capital Region","Upper Hudson","Mid-Hudson","Mid-Hudson",null,"Zone F - Capital","Upper Hudson","Hudson Valley",{"$f":"VLOOKUP(L333,'Lookups (2)'!$CJ$4:$CS$2189,6,)","v":0.106}]
[null,null,null,null,null,null,null,null,null,null,"12060Columbia",12060,12060,"Zone F - Capital","NYS Electric and Gas","Columbia","Capital Region","Upper Hudson","Mid-Hudson","Mid-Hudson",null,"Zone F - Capital","Upper Hudson","Hudson Valley",{"$f":"VLOOKUP(L334,'Lookups (2)'!$CJ$4:$CS$2189,6,)","v":0.106}]
[null,null,null,null,null,null,null,null,null,null,"12075Columbia",12075,12075,"Zone F - Capital","NYS Electric and Gas","Columbia","Capital Region","Upper Hudson","Mid-Hudson","Mid-Hudson",null,"Zone F - Capital","Upper Hudson","Hudson Valley",{"$f":"VLOOKUP(L335,'Lookups (2)'!$CJ$4:$CS$2189,6,)","v":0.106}]
[null,null,null,null,null,null,null,null,null,null,"12115Columbia",12115,12115,"Zone F - Capital","NYS Electric and Gas","Columbia","Capital Region","Upper Hudson","Mid-Hudson","Mid-Hudson",null,"Zone F - Capital","Upper Hudson","Hudson Valley",{"$f":"VLOOKUP(L336,'Lookups (2)'!$CJ$4:$CS$2189,6,)","v":0.106}]
[null,null,null,null,null,null,null,null,null,null,"12125Columbia",12125,12125,"Zone F - Capital","NYS Electric and Gas","Columbia","Capital Region","Upper Hudson","Mid-Hudson","Mid-Hudson",null,"Zone F - Capital","Upper Hudson","Hudson Valley",{"$f":"VLOOKUP(L337,'Lookups (2)'!$CJ$4:$CS$2189,6,)","v":0.106}]
[null,null,null,null,null,null,null,null,null,null,"12136Columbia",12136,12136,"Zone F - Capital","NYS Electric and Gas","Columbia","Capital Region","Upper Hudson","Mid-Hudson","Mid-Hudson",null,"Zone F - Capital","Upper Hudson","Hudson Valley",{"$f":"VLOOKUP(L338,'Lookups (2)'!$CJ$4:$CS$2189,6,)","v":0.106}]
[null,null,null,null,null,null,null,null,null,null,"12165Columbia",12165,12165,"Zone F - Capital","NYS Electric and Gas","Columbia","Capital Region","Upper Hudson","Mid-Hudson","Mid-Hudson",null,"Zone F - Capital","Upper Hudson","Hudson Valley",{"$f":"VLOOKUP(L339,'Lookups (2)'!$CJ$4:$CS$2189,6,)","v":0.106}]
[null,null,null,null,null,null,null,null,null,null,"12195Columbia",12195,12195,"Zone F - Capital","NYS Electric and Gas","Columbia","Capital Region","Upper Hudson","Mid-Hudson","Mid-Hudson",null,"Zone F - Capital","Upper Hudson","Hudson Valley",{"$f":"VLOOKUP(L340,'Lookups (2)'!$CJ$4:$CS$2189,6,)","v":0.106}]
[null,null,null,null,null,null,null,null,null,null,"12521Columbia",12521,12521,"Zone F - Capital","NYS Electric and Gas","Columbia","Capital Region","Upper Hudson","Mid-Hudson","Mid-Hudson",null,"Zone F - Capital","Upper Hudson","Hudson Valley",{"$f":"VLOOKUP(L341,'Lookups (2)'!$CJ$4:$CS$2189,6,)","v":0.106}]
[null,null,null,null,null,null,null,null,null,null,"12529Columbia",12529,12529,"Zone F - Capital","NYS Electric and Gas","Columbia","Capital Region","Upper Hudson","Mid-Hudson","Mid-Hudson",null,"Zone F - Capital","Upper Hudson","Hudson Valley",{"$f":"VLOOKUP(L342,'Lookups (2)'!$CJ$4:$CS$2189,6,)","v":0.106}]
[null,null,null,null,null,null,null,null,null,null,"12544Columbia",12544,12544,"Zone F - Capital","NYS Electric and Gas","Columbia","Capital Region","Upper Hudson","Mid-Hudson","Mid-Hudson",null,"Zone F - Capital","Upper Hudson","Hudson Valley",{"$f":"VLOOKUP(L343,'Lookups (2)'!$CJ$4:$CS$2189,6,)","v":0.106}]
[null,null,null,null,null,null,null,null,null,null,"12565Columbia",12565,12565,"Zone F - Capital","NYS Electric and Gas","Columbia","Capital Region","Upper Hudson","Mid-Hudson","Mid-Hudson",null,"Zone F - Capital","Upper Hudson","Hudson Valley",{"$f":"VLOOKUP(L344,'Lookups (2)'!$CJ$4:$CS$2189,6,)","v":0.106}]
[null,null,null,null,null,null,null,null,null,null,"12173Columbia",12173,12173,"Zone G - Hudson Valley","National Grid","Columbia","Capital Region","Upper Hudson","Mid-Hudson","Mid-Hudson",null,"Zone G - Hudson Valley","Upper Hudson","Hudson Valley",{"$f":"VLOOKUP(L345,'Lookups (2)'!$CJ$4:$CS$2189,6,)","v":0.1167}]
[null,null,null,null,null,null,null,null,null,null,"12541Columbia",12541,12541,"Zone G - Hudson Valley","National Grid","Columbia","Capital Region","Upper Hudson","Mid-Hudson","Mid-Hudson",null,"Zone G - Hudson Valley","Upper Hudson","Hudson Valley",{"$f":"VLOOKUP(L346,'Lookups (2)'!$CJ$4:$CS$2189,6,)","v":0.1167}]
[null,null,null,null,null,null,null,null,null,null,"12516Columbia",12516,12516,"Zone G - Hudson Valley","NYS Electric and Gas","Columbia","Capital Region","Upper Hudson","Mid-Hudson","Mid-Hudson",null,"Zone G - Hudson Valley","Upper Hudson","Hudson Valley",{"$f":"VLOOKUP(L347,'Lookups (2)'!$CJ$4:$CS$2189,6,)","v":0.1163}]
[null,null,null,null,null,null,null,null,null,null,"12517Columbia",12517,12517,"Zone G - Hudson Valley","NYS Electric and Gas","Columbia","Capital Region","Upper Hudson","Mid-Hudson","Mid-Hudson",null,"Zone G - Hudson Valley","Upper Hudson","Hudson Valley",{"$f":"VLOOKUP(L348,'Lookups (2)'!$CJ$4:$CS$2189,6,)","v":0.1163}]
[null,null,null,null,null,null,null,null,null,null,"12502Columbia",12502,12502,"Zone G - Hudson Valley","Central Hudson Gas and Electric","Columbia","Capital Region","Upper Hudson","Mid-Hudson","Mid-Hudson",null,"Zone G - Hudson Valley","Upper Hudson","Hudson Valley",{"$f":"VLOOKUP(L349,'Lookups (2)'!$CJ$4:$CS$2189,6,)","v":0.13370000000000001}]
[null,null,null,null,null,null,null,null,null,null,"12503Columbia",12503,12503,"Zone G - Hudson Valley","Central Hudson Gas and Electric","Columbia","Capital Region","Upper Hudson","Mid-Hudson","Mid-Hudson",null,"Zone G - Hudson Valley","Upper Hudson","Hudson Valley",{"$f":"VLOOKUP(L350,'Lookups (2)'!$CJ$4:$CS$2189,6,)","v":0.13370000000000001}]
[null,null,null,null,null,null,null,null,null,null,"13045Cortland",13045,13045,"Zone C - Central","National Grid","Cortland","Central New York","Central","Central","Central",null,"Zone C - Central","Central","Central Region",{"$f":"VLOOKUP(L351,'Lookups (2)'!$CJ$4:$CS$2189,6,)","v":9.98E-2}]
[null,null,null,null,null,null,null,null,null,null,"13056Cortland",13056,13056,"Zone C - Central","National Grid","Cortland","Central New York","Central","Central","Central",null,"Zone C - Central","Central","Central Region",{"$f":"VLOOKUP(L352,'Lookups (2)'!$CJ$4:$CS$2189,6,)","v":9.98E-2}]
[null,null,null,null,null,null,null,null,null,null,"13077Cortland",13077,13077,"Zone C - Central","National Grid","Cortland","Central New York","Central","Central","Central",null,"Zone C - Central","Central","Central Region",{"$f":"VLOOKUP(L353,'Lookups (2)'!$CJ$4:$CS$2189,6,)","v":9.98E-2}]
[null,null,null,null,null,null,null,null,null,null,"13087Cortland",13087,13087,"Zone C - Central","National Grid","Cortland","Central New York","Central","Central","Central",null,"Zone C - Central","Central","Central Region",{"$f":"VLOOKUP(L354,'Lookups (2)'!$CJ$4:$CS$2189,6,)","v":9.98E-2}]
[null,null,null,null,null,null,null,null,null,null,"13101Cortland",13101,13101,"Zone C - Central","National Grid","Cortland","Central New York","Central","Central","Central",null,"Zone C - Central","Central","Central Region",{"$f":"VLOOKUP(L355,'Lookups (2)'!$CJ$4:$CS$2189,6,)","v":9.98E-2}]
[null,null,null,null,null,null,null,null,null,null,"13158Cortland",13158,13158,"Zone C - Central","National Grid","Cortland","Central New York","Central","Central","Central",null,"Zone C - Central","Central","Central Region",{"$f":"VLOOKUP(L356,'Lookups (2)'!$CJ$4:$CS$2189,6,)","v":9.98E-2}]
[null,null,null,null,null,null,null,null,null,null,"13738Cortland",13738,13738,"Zone C - Central","National Grid","Cortland","Central New York","Central","Central","Central",null,"Zone C - Central","Central","Central Region",{"$f":"VLOOKUP(L357,'Lookups (2)'!$CJ$4:$CS$2189,6,)","v":9.98E-2}]
[null,null,null,null,null,null,null,null,null,null,"13040Cortland",13040,13040,"Zone C - Central","NYS Electric and Gas","Cortland","Central New York","Central","Central","Central",null,"Zone C - Central","Central","Central Region",{"$f":"VLOOKUP(L358,'Lookups (2)'!$CJ$4:$CS$2189,6,)","v":9.2600000000000002E-2}]
[null,null,null,null,null,null,null,null,null,null,"13784Cortland",13784,13784,"Zone C - Central","NYS Electric and Gas","Cortland","Central New York","Central","Central","Central",null,"Zone C - Central","Central","Central Region",{"$f":"VLOOKUP(L359,'Lookups (2)'!$CJ$4:$CS$2189,6,)","v":9.2600000000000002E-2}]
[null,null,null,null,null,null,null,null,null,null,"13803Cortland",13803,13803,"Zone C - Central","NYS Electric and Gas","Cortland","Central New York","Central","Central","Central",null,"Zone C - Central","Central","Central Region",{"$f":"VLOOKUP(L360,'Lookups (2)'!$CJ$4:$CS$2189,6,)","v":9.2600000000000002E-2}]
[null,null,null,null,null,null,null,null,null,null,"13863Cortland",13863,13863,"Zone C - Central","NYS Electric and Gas","Cortland","Central New York","Central","Central","Central",null,"Zone C - Central","Central","Central Region",{"$f":"VLOOKUP(L361,'Lookups (2)'!$CJ$4:$CS$2189,6,)","v":9.2600000000000002E-2}]
[null,null,null,null,null,null,null,null,null,null,"12167Delaware",12167,12167,"Zone E - Mohawk Valley","NYS Electric and Gas","Delaware","Southern Tier","Central","Central","Central",null,"Zone E - Mohawk Valley","Central","Central Region",{"$f":"VLOOKUP(L362,'Lookups (2)'!$CJ$4:$CS$2189,6,)","v":9.2600000000000002E-2}]
[null,null,null,null,null,null,null,null,null,null,"12406Delaware",12406,12406,"Zone E - Mohawk Valley","NYS Electric and Gas","Delaware","Southern Tier","Central","Central","Central",null,"Zone E - Mohawk Valley","Central","Central Region",{"$f":"VLOOKUP(L363,'Lookups (2)'!$CJ$4:$CS$2189,6,)","v":9.2600000000000002E-2}]
[null,null,null,null,null,null,null,null,null,null,"12421Delaware",12421,12421,"Zone E - Mohawk Valley","NYS Electric and Gas","Delaware","Southern Tier","Central","Central","Central",null,"Zone E - Mohawk Valley","Central","Central Region",{"$f":"VLOOKUP(L364,'Lookups (2)'!$CJ$4:$CS$2189,6,)","v":9.2600000000000002E-2}]
[null,null,null,null,null,null,null,null,null,null,"12434Delaware",12434,12434,"Zone E - Mohawk Valley","NYS Electric and Gas","Delaware","Southern Tier","Central","Central","Central",null,"Zone E - Mohawk Valley","Central","Central Region",{"$f":"VLOOKUP(L365,'Lookups (2)'!$CJ$4:$CS$2189,6,)","v":9.2600000000000002E-2}]
[null,null,null,null,null,null,null,null,null,null,"12438Delaware",12438,12438,"Zone E - Mohawk Valley","NYS Electric and Gas","Delaware","Southern Tier","Central","Central","Central",null,"Zone E - Mohawk Valley","Central","Central Region",{"$f":"VLOOKUP(L366,'Lookups (2)'!$CJ$4:$CS$2189,6,)","v":9.2600000000000002E-2}]
[null,null,null,null,null,null,null,null,null,null,"12455Delaware",12455,12455,"Zone E - Mohawk Valley","NYS Electric and Gas","Delaware","Southern Tier","Central","Central","Central",null,"Zone E - Mohawk Valley","Central","Central Region",{"$f":"VLOOKUP(L367,'Lookups (2)'!$CJ$4:$CS$2189,6,)","v":9.2600000000000002E-2}]
[null,null,null,null,null,null,null,null,null,null,"12459Delaware",12459,12459,"Zone E - Mohawk Valley","NYS Electric and Gas","Delaware","Southern Tier","Central","Central","Central",null,"Zone E - Mohawk Valley","Central","Central Region",{"$f":"VLOOKUP(L368,'Lookups (2)'!$CJ$4:$CS$2189,6,)","v":9.2600000000000002E-2}]
[null,null,null,null,null,null,null,null,null,null,"12474Delaware",12474,12474,"Zone E - Mohawk Valley","NYS Electric and Gas","Delaware","Southern Tier","Central","Central","Central",null,"Zone E - Mohawk Valley","Central","Central Region",{"$f":"VLOOKUP(L369,'Lookups (2)'!$CJ$4:$CS$2189,6,)","v":9.2600000000000002E-2}]
[null,null,null,null,null,null,null,null,null,null,"13731Delaware",13731,13731,"Zone E - Mohawk Valley","NYS Electric and Gas","Delaware","Southern Tier","Central","Central","Central",null,"Zone E - Mohawk Valley","Central","Central Region",{"$f":"VLOOKUP(L370,'Lookups (2)'!$CJ$4:$CS$2189,6,)","v":9.2600000000000002E-2}]
[null,null,null,null,null,null,null,null,null,null,"13739Delaware",13739,13739,"Zone E - Mohawk Valley","NYS Electric and Gas","Delaware","Southern Tier","Central","Central","Central",null,"Zone E - Mohawk Valley","Central","Central Region",{"$f":"VLOOKUP(L371,'Lookups (2)'!$CJ$4:$CS$2189,6,)","v":9.2600000000000002E-2}]
[null,null,null,null,null,null,null,null,null,null,"13740Delaware",13740,13740,"Zone E - Mohawk Valley","NYS Electric and Gas","Delaware","Southern Tier","Central","Central","Central",null,"Zone E - Mohawk Valley","Central","Central Region",{"$f":"VLOOKUP(L372,'Lookups (2)'!$CJ$4:$CS$2189,6,)","v":9.2600000000000002E-2}]
[null,null,null,null,null,null,null,null,null,null,"13750Delaware",13750,13750,"Zone E - Mohawk Valley","NYS Electric and Gas","Delaware","Southern Tier","Central","Central","Central",null,"Zone E - Mohawk Valley","Central","Central Region",{"$f":"VLOOKUP(L373,'Lookups (2)'!$CJ$4:$CS$2189,6,)","v":9.2600000000000002E-2}]
[null,null,null,null,null,null,null,null,null,null,"13751Delaware",13751,13751,"Zone E - Mohawk Valley","NYS Electric and Gas","Delaware","Southern Tier","Central","Central","Central",null,"Zone E - Mohawk Valley","Central","Central Region",{"$f":"VLOOKUP(L374,'Lookups (2)'!$CJ$4:$CS$2189,6,)","v":9.2600000000000002E-2}]
[null,null,null,null,null,null,null,null,null,null,"13752Delaware",13752,13752,"Zone E - Mohawk Valley","NYS Electric and Gas","Delaware","Southern Tier","Central","Central","Central",null,"Zone E - Mohawk Valley","Central","Central Region",{"$f":"VLOOKUP(L375,'Lookups (2)'!$CJ$4:$CS$2189,6,)","v":9.2600000000000002E-2}]
[null,null,null,null,null,null,null,null,null,null,"13753Delaware",13753,13753,"Zone E - Mohawk Valley","NYS Electric and Gas","Delaware","Southern Tier","Central","Central","Central",null,"Zone E - Mohawk Valley","Central","Central Region",{"$f":"VLOOKUP(L376,'Lookups (2)'!$CJ$4:$CS$2189,6,)","v":9.2600000000000002E-2}]
[null,null,null,null,null,null,null,null,null,null,"13755Delaware",13755,13755,"Zone E - Mohawk Valley","NYS Electric and Gas","Delaware","Southern Tier","Central","Central","Central",null,"Zone E - Mohawk Valley","Central","Central Region",{"$f":"VLOOKUP(L377,'Lookups (2)'!$CJ$4:$CS$2189,6,)","v":9.2600000000000002E-2}]
[null,null,null,null,null,null,null,null,null,null,"13756Delaware",13756,13756,"Zone E - Mohawk Valley","NYS Electric and Gas","Delaware","Southern Tier","Central","Central","Central",null,"Zone E - Mohawk Valley","Central","Central Region",{"$f":"VLOOKUP(L378,'Lookups (2)'!$CJ$4:$CS$2189,6,)","v":9.2600000000000002E-2}]
[null,null,null,null,null,null,null,null,null,null,"13757Delaware",13757,13757,"Zone E - Mohawk Valley","NYS Electric and Gas","Delaware","Southern Tier","Central","Central","Central",null,"Zone E - Mohawk Valley","Central","Central Region",{"$f":"VLOOKUP(L379,'Lookups (2)'!$CJ$4:$CS$2189,6,)","v":9.2600000000000002E-2}]
[null,null,null,null,null,null,null,null,null,null,"13774Delaware",13774,13774,"Zone E - Mohawk Valley","NYS Electric and Gas","Delaware","Southern Tier","Central","Central","Central",null,"Zone E - Mohawk Valley","Central","Central Region",{"$f":"VLOOKUP(L380,'Lookups (2)'!$CJ$4:$CS$2189,6,)","v":9.2600000000000002E-2}]
[null,null,null,null,null,null,null,null,null,null,"13775Delaware",13775,13775,"Zone E - Mohawk Valley","NYS Electric and Gas","Delaware","Southern Tier","Central","Central","Central",null,"Zone E - Mohawk Valley","Central","Central Region",{"$f":"VLOOKUP(L381,'Lookups (2)'!$CJ$4:$CS$2189,6,)","v":9.2600000000000002E-2}]
[null,null,null,null,null,null,null,null,null,null,"13782Delaware",13782,13782,"Zone E - Mohawk Valley","NYS Electric and Gas","Delaware","Southern Tier","Central","Central","Central",null,"Zone E - Mohawk Valley","Central","Central Region",{"$f":"VLOOKUP(L382,'Lookups (2)'!$CJ$4:$CS$2189,6,)","v":9.2600000000000002E-2}]
[null,null,null,null,null,null,null,null,null,null,"13783Delaware",13783,13783,"Zone E - Mohawk Valley","NYS Electric and Gas","Delaware","Southern Tier","Central","Central","Central",null,"Zone E - Mohawk Valley","Central","Central Region",{"$f":"VLOOKUP(L383,'Lookups (2)'!$CJ$4:$CS$2189,6,)","v":9.2600000000000002E-2}]
[null,null,null,null,null,null,null,null,null,null,"13786Delaware",13786,13786,"Zone E - Mohawk Valley","NYS Electric and Gas","Delaware","Southern Tier","Central","Central","Central",null,"Zone E - Mohawk Valley","Central","Central Region",{"$f":"VLOOKUP(L384,'Lookups (2)'!$CJ$4:$CS$2189,6,)","v":9.2600000000000002E-2}]
[null,null,null,null,null,null,null,null,null,null,"13788Delaware",13788,13788,"Zone E - Mohawk Valley","NYS Electric and Gas","Delaware","Southern Tier","Central","Central","Central",null,"Zone E - Mohawk Valley","Central","Central Region",{"$f":"VLOOKUP(L385,'Lookups (2)'!$CJ$4:$CS$2189,6,)","v":9.2600000000000002E-2}]
[null,null,null,null,null,null,null,null,null,null,"13804Delaware",13804,13804,"Zone E - Mohawk Valley","NYS Electric and Gas","Delaware","Southern Tier","Central","Central","Central",null,"Zone E - Mohawk Valley","Central","Central Region",{"$f":"VLOOKUP(L386,'Lookups (2)'!$CJ$4:$CS$2189,6,)","v":9.2600000000000002E-2}]
[null,null,null,null,null,null,null,null,null,null,"13806Delaware",13806,13806,"Zone E - Mohawk Valley","NYS Electric and Gas","Delaware","Southern Tier","Central","Central","Central",null,"Zone E - Mohawk Valley","Central","Central Region",{"$f":"VLOOKUP(L387,'Lookups (2)'!$CJ$4:$CS$2189,6,)","v":9.2600000000000002E-2}]
[null,null,null,null,null,null,null,null,null,null,"13838Delaware",13838,13838,"Zone E - Mohawk Valley","NYS Electric and Gas","Delaware","Southern Tier","Central","Central","Central",null,"Zone E - Mohawk Valley","Central","Central Region",{"$f":"VLOOKUP(L388,'Lookups (2)'!$CJ$4:$CS$2189,6,)","v":9.2600000000000002E-2}]
[null,null,null,null,null,null,null,null,null,null,{"$f":"CONCATENATE(M389,P389)","v":"13839Delaware"},13839,13839,"Zone E - Mohawk Valley","NYS Electric and Gas","Delaware","Southern Tier","Central","Central","Central",null,"Zone E - Mohawk Valley",{"$f":"R389","v":"Central"},"Central Region",{"$f":"VLOOKUP(L389,'Lookups (2)'!$CJ$4:$CS$2189,6,)","v":9.2600000000000002E-2}]
[null,null,null,null,null,null,null,null,null,null,"13842Delaware",13842,13842,"Zone E - Mohawk Valley","NYS Electric and Gas","Delaware","Southern Tier","Central","Central","Central",null,"Zone E - Mohawk Valley","Central","Central Region",{"$f":"VLOOKUP(L390,'Lookups (2)'!$CJ$4:$CS$2189,6,)","v":9.2600000000000002E-2}]
[null,null,null,null,null,null,null,null,null,null,"13846Delaware",13846,13846,"Zone E - Mohawk Valley","NYS Electric and Gas","Delaware","Southern Tier","Central","Central","Central",null,"Zone E - Mohawk Valley","Central","Central Region",{"$f":"VLOOKUP(L391,'Lookups (2)'!$CJ$4:$CS$2189,6,)","v":9.2600000000000002E-2}]
[null,null,null,null,null,null,null,null,null,null,"13847Delaware",13847,13847,"Zone E - Mohawk Valley","NYS Electric and Gas","Delaware","Southern Tier","Central","Central","Central",null,"Zone E - Mohawk Valley","Central","Central Region",{"$f":"VLOOKUP(L392,'Lookups (2)'!$CJ$4:$CS$2189,6,)","v":9.2600000000000002E-2}]
[null,null,null,null,null,null,null,null,null,null,"13856Delaware",13856,13856,"Zone E - Mohawk Valley","NYS Electric and Gas","Delaware","Southern Tier","Central","Central","Central",null,"Zone E - Mohawk Valley","Central","Central Region",{"$f":"VLOOKUP(L393,'Lookups (2)'!$CJ$4:$CS$2189,6,)","v":9.2600000000000002E-2}]
[null,null,null,null,null,null,null,null,null,null,"13860Delaware",13860,13860,"Zone E - Mohawk Valley","NYS Electric and Gas","Delaware","Southern Tier","Central","Central","Central",null,"Zone E - Mohawk Valley","Central","Central Region",{"$f":"VLOOKUP(L394,'Lookups (2)'!$CJ$4:$CS$2189,6,)","v":9.2600000000000002E-2}]
[null,null,null,null,null,null,null,null,null,null,"12776Delaware",12776,12776,"Zone E - Mohawk Valley","NYS Electric and Gas","Delaware","Southern Tier","Central","Central","Central",null,"Zone E - Mohawk Valley","Central","Central Region",{"$f":"VLOOKUP(L395,'Lookups (2)'!$CJ$4:$CS$2189,6,)","v":9.2600000000000002E-2}]
[null,null,null,null,null,null,null,null,null,null,"12504Dutchess",12504,12504,"Zone G - Hudson Valley","Central Hudson Gas and Electric","Dutchess","Mid-Hudson","Lower Hudson","Mid-Hudson","Mid-Hudson",null,"Zone G - Hudson Valley","Lower Hudson","Hudson Valley",{"$f":"VLOOKUP(L396,'Lookups (2)'!$CJ$4:$CS$2189,6,)","v":0.13370000000000001}]
[null,null,null,null,null,null,null,null,null,null,"12506Dutchess",12506,12506,"Zone G - Hudson Valley","Central Hudson Gas and Electric","Dutchess","Mid-Hudson","Lower Hudson","Mid-Hudson","Mid-Hudson",null,"Zone G - Hudson Valley","Lower Hudson","Hudson Valley",{"$f":"VLOOKUP(L397,'Lookups (2)'!$CJ$4:$CS$2189,6,)","v":0.13370000000000001}]
[null,null,null,null,null,null,null,null,null,null,"12507Dutchess",12507,12507,"Zone G - Hudson Valley","Central Hudson Gas and Electric","Dutchess","Mid-Hudson","Lower Hudson","Mid-Hudson","Mid-Hudson",null,"Zone G - Hudson Valley","Lower Hudson","Hudson Valley",{"$f":"VLOOKUP(L398,'Lookups (2)'!$CJ$4:$CS$2189,6,)","v":0.13370000000000001}]
[null,null,null,null,null,null,null,null,null,null,"12510Dutchess",12510,12510,"Zone G - Hudson Valley","Central Hudson Gas and Electric","Dutchess","Mid-Hudson","Lower Hudson","Mid-Hudson","Mid-Hudson",null,"Zone G - Hudson Valley","Lower Hudson","Hudson Valley",{"$f":"VLOOKUP(L399,'Lookups (2)'!$CJ$4:$CS$2189,6,)","v":0.13370000000000001}]
[null,null,null,null,null,null,null,null,null,null,"12514Dutchess",12514,12514,"Zone G - Hudson Valley","Central Hudson Gas and Electric","Dutchess","Mid-Hudson","Lower Hudson","Mid-Hudson","Mid-Hudson",null,"Zone G - Hudson Valley","Lower Hudson","Hudson Valley",{"$f":"VLOOKUP(L400,'Lookups (2)'!$CJ$4:$CS$2189,6,)","v":0.13370000000000001}]
[null,null,null,null,null,null,null,null,null,null,"12538Dutchess",12538,12538,"Zone G - Hudson Valley","Central Hudson Gas and Electric","Dutchess","Mid-Hudson","Lower Hudson","Mid-Hudson","Mid-Hudson",null,"Zone G - Hudson Valley","Lower Hudson","Hudson Valley",{"$f":"VLOOKUP(L401,'Lookups (2)'!$CJ$4:$CS$2189,6,)","v":0.13370000000000001}]
[null,null,null,null,null,null,null,null,null,null,"12540Dutchess",12540,12540,"Zone G - Hudson Valley","Central Hudson Gas and Electric","Dutchess","Mid-Hudson","Lower Hudson","Mid-Hudson","Mid-Hudson",null,"Zone G - Hudson Valley","Lower Hudson","Hudson Valley",{"$f":"VLOOKUP(L402,'Lookups (2)'!$CJ$4:$CS$2189,6,)","v":0.13370000000000001}]
[null,null,null,null,null,null,null,null,null,null,"12545Dutchess",12545,12545,"Zone G - Hudson Valley","Central Hudson Gas and Electric","Dutchess","Mid-Hudson","Lower Hudson","Mid-Hudson","Mid-Hudson",null,"Zone G - Hudson Valley","Lower Hudson","Hudson Valley",{"$f":"VLOOKUP(L403,'Lookups (2)'!$CJ$4:$CS$2189,6,)","v":0.13370000000000001}]
[null,null,null,null,null,null,null,null,null,null,"12546Dutchess",12546,12546,"Zone G - Hudson Valley","Central Hudson Gas and Electric","Dutchess","Mid-Hudson","Lower Hudson","Mid-Hudson","Mid-Hudson",null,"Zone G - Hudson Valley","Lower Hudson","Hudson Valley",{"$f":"VLOOKUP(L404,'Lookups (2)'!$CJ$4:$CS$2189,6,)","v":0.13370000000000001}]
[null,null,null,null,null,null,null,null,null,null,"12567Dutchess",12567,12567,"Zone G - Hudson Valley","Central Hudson Gas and Electric","Dutchess","Mid-Hudson","Lower Hudson","Mid-Hudson","Mid-Hudson",null,"Zone G - Hudson Valley","Lower Hudson","Hudson Valley",{"$f":"VLOOKUP(L405,'Lookups (2)'!$CJ$4:$CS$2189,6,)","v":0.13370000000000001}]
[null,null,null,null,null,null,null,null,null,null,"12569Dutchess",12569,12569,"Zone G - Hudson Valley","Central Hudson Gas and Electric","Dutchess","Mid-Hudson","Lower Hudson","Mid-Hudson","Mid-Hudson",null,"Zone G - Hudson Valley","Lower Hudson","Hudson Valley",{"$f":"VLOOKUP(L406,'Lookups (2)'!$CJ$4:$CS$2189,6,)","v":0.13370000000000001}]
[null,null,null,null,null,null,null,null,null,null,"12571Dutchess",12571,12571,"Zone G - Hudson Valley","Central Hudson Gas and Electric","Dutchess","Mid-Hudson","Lower Hudson","Mid-Hudson","Mid-Hudson",null,"Zone G - Hudson Valley","Lower Hudson","Hudson Valley",{"$f":"VLOOKUP(L407,'Lookups (2)'!$CJ$4:$CS$2189,6,)","v":0.13370000000000001}]
[null,null,null,null,null,null,null,null,null,null,"12572Dutchess",12572,12572,"Zone G - Hudson Valley","Central Hudson Gas and Electric","Dutchess","Mid-Hudson","Lower Hudson","Mid-Hudson","Mid-Hudson",null,"Zone G - Hudson Valley","Lower Hudson","Hudson Valley",{"$f":"VLOOKUP(L408,'Lookups (2)'!$CJ$4:$CS$2189,6,)","v":0.13370000000000001}]
[null,null,null,null,null,null,null,null,null,null,"12574Dutchess",12574,12574,"Zone G - Hudson Valley","Central Hudson Gas and Electric","Dutchess","Mid-Hudson","Lower Hudson","Mid-Hudson","Mid-Hudson",null,"Zone G - Hudson Valley","Lower Hudson","Hudson Valley",{"$f":"VLOOKUP(L409,'Lookups (2)'!$CJ$4:$CS$2189,6,)","v":0.13370000000000001}]
[null,null,null,null,null,null,null,null,null,null,"12578Dutchess",12578,12578,"Zone G - Hudson Valley","Central Hudson Gas and Electric","Dutchess","Mid-Hudson","Lower Hudson","Mid-Hudson","Mid-Hudson",null,"Zone G - Hudson Valley","Lower Hudson","Hudson Valley",{"$f":"VLOOKUP(L410,'Lookups (2)'!$CJ$4:$CS$2189,6,)","v":0.13370000000000001}]
[null,null,null,null,null,null,null,null,null,null,"12580Dutchess",12580,12580,"Zone G - Hudson Valley","Central Hudson Gas and Electric","Dutchess","Mid-Hudson","Lower Hudson","Mid-Hudson","Mid-Hudson",null,"Zone G - Hudson Valley","Lower Hudson","Hudson Valley",{"$f":"VLOOKUP(L411,'Lookups (2)'!$CJ$4:$CS$2189,6,)","v":0.13370000000000001}]
[null,null,null,null,null,null,null,null,null,null,"12581Dutchess",12581,12581,"Zone G - Hudson Valley","Central Hudson Gas and Electric","Dutchess","Mid-Hudson","Lower Hudson","Mid-Hudson","Mid-Hudson",null,"Zone G - Hudson Valley","Lower Hudson","Hudson Valley",{"$f":"VLOOKUP(L412,'Lookups (2)'!$CJ$4:$CS$2189,6,)","v":0.13370000000000001}]
[null,null,null,null,null,null,null,null,null,null,"12583Dutchess",12583,12583,"Zone G - Hudson Valley","Central Hudson Gas and Electric","Dutchess","Mid-Hudson","Lower Hudson","Mid-Hudson","Mid-Hudson",null,"Zone G - Hudson Valley","Lower Hudson","Hudson Valley",{"$f":"VLOOKUP(L413,'Lookups (2)'!$CJ$4:$CS$2189,6,)","v":0.13370000000000001}]
[null,null,null,null,null,null,null,null,null,null,"12585Dutchess",12585,12585,"Zone G - Hudson Valley","Central Hudson Gas and Electric","Dutchess","Mid-Hudson","Lower Hudson","Mid-Hudson","Mid-Hudson",null,"Zone G - Hudson Valley","Lower Hudson","Hudson Valley",{"$f":"VLOOKUP(L414,'Lookups (2)'!$CJ$4:$CS$2189,6,)","v":0.13370000000000001}]
[null,null,null,null,null,null,null,null,null,null,"12601Dutchess",12601,12601,"Zone G - Hudson Valley","Central Hudson Gas and Electric","Dutchess","Mid-Hudson","Lower Hudson","Mid-Hudson","Mid-Hudson",null,"Zone G - Hudson Valley","Lower Hudson","Hudson Valley",{"$f":"VLOOKUP(L415,'Lookups (2)'!$CJ$4:$CS$2189,6,)","v":0.13370000000000001}]
[null,null,null,null,null,null,null,null,null,null,"12602Dutchess",12602,12602,"Zone G - Hudson Valley","Central Hudson Gas and Electric","Dutchess","Mid-Hudson","Lower Hudson","Mid-Hudson","Mid-Hudson",null,"Zone G - Hudson Valley","Lower Hudson","Hudson Valley",{"$f":"VLOOKUP(L416,'Lookups (2)'!$CJ$4:$CS$2189,6,)","v":0.13370000000000001}]
[null,null,null,null,null,null,null,null,null,null,"12603Dutchess",12603,12603,"Zone G - Hudson Valley","Central Hudson Gas and Electric","Dutchess","Mid-Hudson","Lower Hudson","Mid-Hudson","Mid-Hudson",null,"Zone G - Hudson Valley","Lower Hudson","Hudson Valley",{"$f":"VLOOKUP(L417,'Lookups (2)'!$CJ$4:$CS$2189,6,)","v":0.13370000000000001}]
[null,null,null,null,null,null,null,null,null,null,"12604Dutchess",12604,12604,"Zone G - Hudson Valley","Central Hudson Gas and Electric","Dutchess","Mid-Hudson","Lower Hudson","Mid-Hudson","Mid-Hudson",null,"Zone G - Hudson Valley","Lower Hudson","Hudson Valley",{"$f":"VLOOKUP(L418,'Lookups (2)'!$CJ$4:$CS$2189,6,)","v":0.13370000000000001}]
[null,null,null,null,null,null,null,null,null,null,"12508Dutchess",12508,12508,"Zone G - Hudson Valley","Central Hudson Gas and Electric","Dutchess","Mid-Hudson","Lower Hudson","Mid-Hudson","Mid-Hudson",null,"Zone G - Hudson Valley","Lower Hudson","Hudson Valley",{"$f":"VLOOKUP(L419,'Lookups (2)'!$CJ$4:$CS$2189,6,)","v":0.13370000000000001}]
[null,null,null,null,null,null,null,null,null,null,"12511Dutchess",12511,12511,"Zone G - Hudson Valley","Central Hudson Gas and Electric","Dutchess","Mid-Hudson","Lower Hudson","Mid-Hudson","Mid-Hudson",null,"Zone G - Hudson Valley","Lower Hudson","Hudson Valley",{"$f":"VLOOKUP(L420,'Lookups (2)'!$CJ$4:$CS$2189,6,)","v":0.13370000000000001}]
[null,null,null,null,null,null,null,null,null,null,"12512Dutchess",12512,12512,"Zone G - Hudson Valley","Central Hudson Gas and Electric","Dutchess","Mid-Hudson","Lower Hudson","Mid-Hudson","Mid-Hudson",null,"Zone G - Hudson Valley","Lower Hudson","Hudson Valley",{"$f":"VLOOKUP(L421,'Lookups (2)'!$CJ$4:$CS$2189,6,)","v":0.13370000000000001}]
[null,null,null,null,null,null,null,null,null,null,"12524Dutchess",12524,12524,"Zone G - Hudson Valley","Central Hudson Gas and Electric","Dutchess","Mid-Hudson","Lower Hudson","Mid-Hudson","Mid-Hudson",null,"Zone G - Hudson Valley","Lower Hudson","Hudson Valley",{"$f":"VLOOKUP(L422,'Lookups (2)'!$CJ$4:$CS$2189,6,)","v":0.13370000000000001}]
[null,null,null,null,null,null,null,null,null,null,"12527Dutchess",12527,12527,"Zone G - Hudson Valley","Central Hudson Gas and Electric","Dutchess","Mid-Hudson","Lower Hudson","Mid-Hudson","Mid-Hudson",null,"Zone G - Hudson Valley","Lower Hudson","Hudson Valley",{"$f":"VLOOKUP(L423,'Lookups (2)'!$CJ$4:$CS$2189,6,)","v":0.13370000000000001}]
[null,null,null,null,null,null,null,null,null,null,"12533Dutchess",12533,12533,"Zone G - Hudson Valley","Central Hudson Gas and Electric","Dutchess","Mid-Hudson","Lower Hudson","Mid-Hudson","Mid-Hudson",null,"Zone G - Hudson Valley","Lower Hudson","Hudson Valley",{"$f":"VLOOKUP(L424,'Lookups (2)'!$CJ$4:$CS$2189,6,)","v":0.13370000000000001}]
[null,null,null,null,null,null,null,null,null,null,"12537Dutchess",12537,12537,"Zone G - Hudson Valley","Central Hudson Gas and Electric","Dutchess","Mid-Hudson","Lower Hudson","Mid-Hudson","Mid-Hudson",null,"Zone G - Hudson Valley","Lower Hudson","Hudson Valley",{"$f":"VLOOKUP(L425,'Lookups (2)'!$CJ$4:$CS$2189,6,)","v":0.13370000000000001}]
[null,null,null,null,null,null,null,null,null,null,"12582Dutchess",12582,12582,"Zone G - Hudson Valley","Central Hudson Gas and Electric","Dutchess","Mid-Hudson","Lower Hudson","Mid-Hudson","Mid-Hudson",null,"Zone G - Hudson Valley","Lower Hudson","Hudson Valley",{"$f":"VLOOKUP(L426,'Lookups (2)'!$CJ$4:$CS$2189,6,)","v":0.13370000000000001}]
[null,null,null,null,null,null,null,null,null,null,"12590Dutchess",12590,12590,"Zone G - Hudson Valley","Central Hudson Gas and Electric","Dutchess","Mid-Hudson","Lower Hudson","Mid-Hudson","Mid-Hudson",null,"Zone G - Hudson Valley","Lower Hudson","Hudson Valley",{"$f":"VLOOKUP(L427,'Lookups (2)'!$CJ$4:$CS$2189,6,)","v":0.13370000000000001}]
[null,null,null,null,null,null,null,null,null,null,"12501Dutchess",12501,12501,"Zone G - Hudson Valley","NYS Electric and Gas","Dutchess","Mid-Hudson","Lower Hudson","Mid-Hudson","Mid-Hudson",null,"Zone G - Hudson Valley","Lower Hudson","Hudson Valley",{"$f":"VLOOKUP(L428,'Lookups (2)'!$CJ$4:$CS$2189,6,)","v":0.1163}]
[null,null,null,null,null,null,null,null,null,null,"12522Dutchess",12522,12522,"Zone G - Hudson Valley","NYS Electric and Gas","Dutchess","Mid-Hudson","Lower Hudson","Mid-Hudson","Mid-Hudson",null,"Zone G - Hudson Valley","Lower Hudson","Hudson Valley",{"$f":"VLOOKUP(L429,'Lookups (2)'!$CJ$4:$CS$2189,6,)","v":0.1163}]
[null,null,null,null,null,null,null,null,null,null,"12531Dutchess",12531,12531,"Zone G - Hudson Valley","NYS Electric and Gas","Dutchess","Mid-Hudson","Lower Hudson","Mid-Hudson","Mid-Hudson",null,"Zone G - Hudson Valley","Lower Hudson","Hudson Valley",{"$f":"VLOOKUP(L430,'Lookups (2)'!$CJ$4:$CS$2189,6,)","v":0.1163}]
[null,null,null,null,null,null,null,null,null,null,"12564Dutchess",12564,12564,"Zone G - Hudson Valley","NYS Electric and Gas","Dutchess","Mid-Hudson","Lower Hudson","Mid-Hudson","Mid-Hudson",null,"Zone G - Hudson Valley","Lower Hudson","Hudson Valley",{"$f":"VLOOKUP(L431,'Lookups (2)'!$CJ$4:$CS$2189,6,)","v":0.1163}]
[null,null,null,null,null,null,null,null,null,null,"12570Dutchess",12570,12570,"Zone G - Hudson Valley","NYS Electric and Gas","Dutchess","Mid-Hudson","Lower Hudson","Mid-Hudson","Mid-Hudson",null,"Zone G - Hudson Valley","Lower Hudson","Hudson Valley",{"$f":"VLOOKUP(L432,'Lookups (2)'!$CJ$4:$CS$2189,6,)","v":0.1163}]
[null,null,null,null,null,null,null,null,null,null,"12592Dutchess",12592,12592,"Zone G - Hudson Valley","NYS Electric and Gas","Dutchess","Mid-Hudson","Lower Hudson","Mid-Hudson","Mid-Hudson",null,"Zone G - Hudson Valley","Lower Hudson","Hudson Valley",{"$f":"VLOOKUP(L433,'Lookups (2)'!$CJ$4:$CS$2189,6,)","v":0.1163}]
[null,null,null,null,null,null,null,null,null,null,"12594Dutchess",12594,12594,"Zone G - Hudson Valley","NYS Electric and Gas","Dutchess","Mid-Hudson","Lower Hudson","Mid-Hudson","Mid-Hudson",null,"Zone G - Hudson Valley","Lower Hudson","Hudson Valley",{"$f":"VLOOKUP(L434,'Lookups (2)'!$CJ$4:$CS$2189,6,)","v":0.1163}]
[null,null,null,null,null,null,null,null,null,null,"14051Erie",14051,14051,"Zone A - West","National Grid","Erie","Western New York","Western","Western","Western",null,"Zone A - West","Western","Western Region",{"$f":"VLOOKUP(L435,'Lookups (2)'!$CJ$4:$CS$2189,6,)","v":0.1052}]
[null,null,null,null,null,null,null,null,null,null,"14068Erie",14068,14068,"Zone A - West","National Grid","Erie","Western New York","Western","Western","Western",null,"Zone A - West","Western","Western Region",{"$f":"VLOOKUP(L436,'Lookups (2)'!$CJ$4:$CS$2189,6,)","v":0.1052}]
[null,null,null,null,null,null,null,null,null,null,"14150Erie",14150,14150,"Zone A - West","National Grid","Erie","Western New York","Western","Western","Western",null,"Zone A - West","Western","Western Region",{"$f":"VLOOKUP(L437,'Lookups (2)'!$CJ$4:$CS$2189,6,)","v":0.1052}]
[null,null,null,null,null,null,null,null,null,null,"14151Erie",14151,14151,"Zone A - West","National Grid","Erie","Western New York","Western","Western","Western",null,"Zone A - West","Western","Western Region",{"$f":"VLOOKUP(L438,'Lookups (2)'!$CJ$4:$CS$2189,6,)","v":0.1052}]
[null,null,null,null,null,null,null,null,null,null,"14201Erie",14201,14201,"Zone A - West","National Grid","Erie","Western New York","Western","Western","Western",null,"Zone A - West","Western","Western Region",{"$f":"VLOOKUP(L439,'Lookups (2)'!$CJ$4:$CS$2189,6,)","v":0.1052}]
[null,null,null,null,null,null,null,null,null,null,"14202Erie",14202,14202,"Zone A - West","National Grid","Erie","Western New York","Western","Western","Western",null,"Zone A - West","Western","Western Region",{"$f":"VLOOKUP(L440,'Lookups (2)'!$CJ$4:$CS$2189,6,)","v":0.1052}]
[null,null,null,null,null,null,null,null,null,null,"14203Erie",14203,14203,"Zone A - West","National Grid","Erie","Western New York","Western","Western","Western",null,"Zone A - West","Western","Western Region",{"$f":"VLOOKUP(L441,'Lookups (2)'!$CJ$4:$CS$2189,6,)","v":0.1052}]
[null,null,null,null,null,null,null,null,null,null,"14204Erie",14204,14204,"Zone A - West","National Grid","Erie","Western New York","Western","Western","Western",null,"Zone A - West","Western","Western Region",{"$f":"VLOOKUP(L442,'Lookups (2)'!$CJ$4:$CS$2189,6,)","v":0.1052}]
[null,null,null,null,null,null,null,null,null,null,"14205Erie",14205,14205,"Zone A - West","National Grid","Erie","Western New York","Western","Western","Western",null,"Zone A - West","Western","Western Region",{"$f":"VLOOKUP(L443,'Lookups (2)'!$CJ$4:$CS$2189,6,)","v":0.1052}]
[null,null,null,null,null,null,null,null,null,null,"14206Erie",14206,14206,"Zone A - West","National Grid","Erie","Western New York","Western","Western","Western",null,"Zone A - West","Western","Western Region",{"$f":"VLOOKUP(L444,'Lookups (2)'!$CJ$4:$CS$2189,6,)","v":0.1052}]
[null,null,null,null,null,null,null,null,null,null,"14207Erie",14207,14207,"Zone A - West","National Grid","Erie","Western New York","Western","Western","Western",null,"Zone A - West","Western","Western Region",{"$f":"VLOOKUP(L445,'Lookups (2)'!$CJ$4:$CS$2189,6,)","v":0.1052}]
[null,null,null,null,null,null,null,null,null,null,"14208Erie",14208,14208,"Zone A - West","National Grid","Erie","Western New York","Western","Western","Western",null,"Zone A - West","Western","Western Region",{"$f":"VLOOKUP(L446,'Lookups (2)'!$CJ$4:$CS$2189,6,)","v":0.1052}]
[null,null,null,null,null,null,null,null,null,null,"14209Erie",14209,14209,"Zone A - West","National Grid","Erie","Western New York","Western","Western","Western",null,"Zone A - West","Western","Western Region",{"$f":"VLOOKUP(L447,'Lookups (2)'!$CJ$4:$CS$2189,6,)","v":0.1052}]
[null,null,null,null,null,null,null,null,null,null,"14210Erie",14210,14210,"Zone A - West","National Grid","Erie","Western New York","Western","Western","Western",null,"Zone A - West","Western","Western Region",{"$f":"VLOOKUP(L448,'Lookups (2)'!$CJ$4:$CS$2189,6,)","v":0.1052}]
[null,null,null,null,null,null,null,null,null,null,"14211Erie",14211,14211,"Zone A - West","National Grid","Erie","Western New York","Western","Western","Western",null,"Zone A - West","Western","Western Region",{"$f":"VLOOKUP(L449,'Lookups (2)'!$CJ$4:$CS$2189,6,)","v":0.1052}]
[null,null,null,null,null,null,null,null,null,null,"14212Erie",14212,14212,"Zone A - West","National Grid","Erie","Western New York","Western","Western","Western",null,"Zone A - West","Western","Western Region",{"$f":"VLOOKUP(L450,'Lookups (2)'!$CJ$4:$CS$2189,6,)","v":0.1052}]
[null,null,null,null,null,null,null,null,null,null,"14213Erie",14213,14213,"Zone A - West","National Grid","Erie","Western New York","Western","Western","Western",null,"Zone A - West","Western","Western Region",{"$f":"VLOOKUP(L451,'Lookups (2)'!$CJ$4:$CS$2189,6,)","v":0.1052}]
[null,null,null,null,null,null,null,null,null,null,"14214Erie",14214,14214,"Zone A - West","National Grid","Erie","Western New York","Western","Western","Western",null,"Zone A - West","Western","Western Region",{"$f":"VLOOKUP(L452,'Lookups (2)'!$CJ$4:$CS$2189,6,)","v":0.1052}]
[null,null,null,null,null,null,null,null,null,null,{"$f":"CONCATENATE(M453,P453)","v":"14215Erie"},14215,14215,"Zone A - West","National Grid","Erie","Western New York","Western","Western","Western",null,"Zone A - West",{"$f":"R453","v":"Western"},"Western Region",{"$f":"VLOOKUP(L453,'Lookups (2)'!$CJ$4:$CS$2189,6,)","v":0.1052}]
[null,null,null,null,null,null,null,null,null,null,"14216Erie",14216,14216,"Zone A - West","National Grid","Erie","Western New York","Western","Western","Western",null,"Zone A - West","Western","Western Region",{"$f":"VLOOKUP(L454,'Lookups (2)'!$CJ$4:$CS$2189,6,)","v":0.1052}]
[null,null,null,null,null,null,null,null,null,null,"14217Erie",14217,14217,"Zone A - West","National Grid","Erie","Western New York","Western","Western","Western",null,"Zone A - West","Western","Western Region",{"$f":"VLOOKUP(L455,'Lookups (2)'!$CJ$4:$CS$2189,6,)","v":0.1052}]
[null,null,null,null,null,null,null,null,null,null,"14218Erie",14218,14218,"Zone A - West","National Grid","Erie","Western New York","Western","Western","Western",null,"Zone A - West","Western","Western Region",{"$f":"VLOOKUP(L456,'Lookups (2)'!$CJ$4:$CS$2189,6,)","v":0.1052}]
[null,null,null,null,null,null,null,null,null,null,"14220Erie",14220,14220,"Zone A - West","National Grid","Erie","Western New York","Western","Western","Western",null,"Zone A - West","Western","Western Region",{"$f":"VLOOKUP(L457,'Lookups (2)'!$CJ$4:$CS$2189,6,)","v":0.1052}]
[null,null,null,null,null,null,null,null,null,null,"14221Erie",14221,14221,"Zone A - West","National Grid","Erie","Western New York","Western","Western","Western",null,"Zone A - West","Western","Western Region",{"$f":"VLOOKUP(L458,'Lookups (2)'!$CJ$4:$CS$2189,6,)","v":0.1052}]
[null,null,null,null,null,null,null,null,null,null,"14222Erie",14222,14222,"Zone A - West","National Grid","Erie","Western New York","Western","Western","Western",null,"Zone A - West","Western","Western Region",{"$f":"VLOOKUP(L459,'Lookups (2)'!$CJ$4:$CS$2189,6,)","v":0.1052}]
[null,null,null,null,null,null,null,null,null,null,"14223Erie",14223,14223,"Zone A - West","National Grid","Erie","Western New York","Western","Western","Western",null,"Zone A - West","Western","Western Region",{"$f":"VLOOKUP(L460,'Lookups (2)'!$CJ$4:$CS$2189,6,)","v":0.1052}]
[null,null,null,null,null,null,null,null,null,null,"14226Erie",14226,14226,"Zone A - West","National Grid","Erie","Western New York","Western","Western","Western",null,"Zone A - West","Western","Western Region",{"$f":"VLOOKUP(L461,'Lookups (2)'!$CJ$4:$CS$2189,6,)","v":0.1052}]
[null,null,null,null,null,null,null,null,null,null,"14228Erie",14228,14228,"Zone A - West","National Grid","Erie","Western New York","Western","Western","Western",null,"Zone A - West","Western","Western Region",{"$f":"VLOOKUP(L462,'Lookups (2)'!$CJ$4:$CS$2189,6,)","v":0.1052}]
[null,null,null,null,null,null,null,null,null,null,"14231Erie",14231,14231,"Zone A - West","National Grid","Erie","Western New York","Western","Western","Western",null,"Zone A - West","Western","Western Region",{"$f":"VLOOKUP(L463,'Lookups (2)'!$CJ$4:$CS$2189,6,)","v":0.1052}]
[null,null,null,null,null,null,null,null,null,null,"14233Erie",14233,14233,"Zone A - West","National Grid","Erie","Western New York","Western","Western","Western",null,"Zone A - West","Western","Western Region",{"$f":"VLOOKUP(L464,'Lookups (2)'!$CJ$4:$CS$2189,6,)","v":0.1052}]
[null,null,null,null,null,null,null,null,null,null,"14240Erie",14240,14240,"Zone A - West","National Grid","Erie","Western New York","Western","Western","Western",null,"Zone A - West","Western","Western Region",{"$f":"VLOOKUP(L465,'Lookups (2)'!$CJ$4:$CS$2189,6,)","v":0.1052}]
[null,null,null,null,null,null,null,null,null,null,"14260Erie",14260,14260,"Zone A - West","National Grid","Erie","Western New York","Western","Western","Western",null,"Zone A - West","Western","Western Region",{"$f":"VLOOKUP(L466,'Lookups (2)'!$CJ$4:$CS$2189,6,)","v":0.1052}]
[null,null,null,null,null,null,null,null,null,null,"14261Erie",14261,14261,"Zone A - West","National Grid","Erie","Western New York","Western","Western","Western",null,"Zone A - West","Western","Western Region",{"$f":"VLOOKUP(L467,'Lookups (2)'!$CJ$4:$CS$2189,6,)","v":0.1052}]
[null,null,null,null,null,null,null,null,null,null,"14263Erie",14263,14263,"Zone A - West","National Grid","Erie","Western New York","Western","Western","Western",null,"Zone A - West","Western","Western Region",{"$f":"VLOOKUP(L468,'Lookups (2)'!$CJ$4:$CS$2189,6,)","v":0.1052}]
[null,null,null,null,null,null,null,null,null,null,"14264Erie",14264,14264,"Zone A - West","National Grid","Erie","Western New York","Western","Western","Western",null,"Zone A - West","Western","Western Region",{"$f":"VLOOKUP(L469,'Lookups (2)'!$CJ$4:$CS$2189,6,)","v":0.1052}]
[null,null,null,null,null,null,null,null,null,null,"14265Erie",14265,14265,"Zone A - West","National Grid","Erie","Western New York","Western","Western","Western",null,"Zone A - West","Western","Western Region",{"$f":"VLOOKUP(L470,'Lookups (2)'!$CJ$4:$CS$2189,6,)","v":0.1052}]
[null,null,null,null,null,null,null,null,null,null,"14267Erie",14267,14267,"Zone A - West","National Grid","Erie","Western New York","Western","Western","Western",null,"Zone A - West","Western","Western Region",{"$f":"VLOOKUP(L471,'Lookups (2)'!$CJ$4:$CS$2189,6,)","v":0.1052}]
[null,null,null,null,null,null,null,null,null,null,"14270Erie",14270,14270,"Zone A - West","National Grid","Erie","Western New York","Western","Western","Western",null,"Zone A - West","Western","Western Region",{"$f":"VLOOKUP(L472,'Lookups (2)'!$CJ$4:$CS$2189,6,)","v":0.1052}]
[null,null,null,null,null,null,null,null,null,null,"14273Erie",14273,14273,"Zone A - West","National Grid","Erie","Western New York","Western","Western","Western",null,"Zone A - West","Western","Western Region",{"$f":"VLOOKUP(L473,'Lookups (2)'!$CJ$4:$CS$2189,6,)","v":0.1052}]
[null,null,null,null,null,null,null,null,null,null,"14276Erie",14276,14276,"Zone A - West","National Grid","Erie","Western New York","Western","Western","Western",null,"Zone A - West","Western","Western Region",{"$f":"VLOOKUP(L474,'Lookups (2)'!$CJ$4:$CS$2189,6,)","v":0.1052}]
[null,null,null,null,null,null,null,null,null,null,"14280Erie",14280,14280,"Zone A - West","National Grid","Erie","Western New York","Western","Western","Western",null,"Zone A - West","Western","Western Region",{"$f":"VLOOKUP(L475,'Lookups (2)'!$CJ$4:$CS$2189,6,)","v":0.1052}]
[null,null,null,null,null,null,null,null,null,null,"14001Erie",14001,14001,"Zone A - West","Municipal Utilities","Erie","Western New York","Western","Western","Western",null,"Zone A - West","Western","Western Region",{"$f":"VLOOKUP(L476,'Lookups (2)'!$CJ$4:$CS$2189,6,)","v":0.1595}]
[null,null,null,null,null,null,null,null,null,null,"14006Erie",14006,14006,"Zone A - West","National Grid","Erie","Western New York","Western","Western","Western",null,"Zone A - West","Western","Western Region",{"$f":"VLOOKUP(L477,'Lookups (2)'!$CJ$4:$CS$2189,6,)","v":0.1052}]
[null,null,null,null,null,null,null,null,null,null,"14027Erie",14027,14027,"Zone A - West","National Grid","Erie","Western New York","Western","Western","Western",null,"Zone A - West","Western","Western Region",{"$f":"VLOOKUP(L478,'Lookups (2)'!$CJ$4:$CS$2189,6,)","v":0.1052}]
[null,null,null,null,null,null,null,null,null,null,"14034Erie",14034,14034,"Zone A - West","National Grid","Erie","Western New York","Western","Western","Western",null,"Zone A - West","Western","Western Region",{"$f":"VLOOKUP(L479,'Lookups (2)'!$CJ$4:$CS$2189,6,)","v":0.1052}]
[null,null,null,null,null,null,null,null,null,null,"14035Erie",14035,14035,"Zone A - West","National Grid","Erie","Western New York","Western","Western","Western",null,"Zone A - West","Western","Western Region",{"$f":"VLOOKUP(L480,'Lookups (2)'!$CJ$4:$CS$2189,6,)","v":0.1052}]
[null,null,null,null,null,null,null,null,null,null,"14047Erie",14047,14047,"Zone A - West","National Grid","Erie","Western New York","Western","Western","Western",null,"Zone A - West","Western","Western Region",{"$f":"VLOOKUP(L481,'Lookups (2)'!$CJ$4:$CS$2189,6,)","v":0.1052}]
[null,null,null,null,null,null,null,null,null,null,"14057Erie",14057,14057,"Zone A - West","National Grid","Erie","Western New York","Western","Western","Western",null,"Zone A - West","Western","Western Region",{"$f":"VLOOKUP(L482,'Lookups (2)'!$CJ$4:$CS$2189,6,)","v":0.1052}]
[null,null,null,null,null,null,null,null,null,null,"14061Erie",14061,14061,"Zone A - West","National Grid","Erie","Western New York","Western","Western","Western",null,"Zone A - West","Western","Western Region",{"$f":"VLOOKUP(L483,'Lookups (2)'!$CJ$4:$CS$2189,6,)","v":0.1052}]
[null,null,null,null,null,null,null,null,null,null,"14081Erie",14081,14081,"Zone A - West","National Grid","Erie","Western New York","Western","Western","Western",null,"Zone A - West","Western","Western Region",{"$f":"VLOOKUP(L484,'Lookups (2)'!$CJ$4:$CS$2189,6,)","v":0.1052}]
[null,null,null,null,null,null,null,null,null,null,"14085Erie",14085,14085,"Zone A - West","National Grid","Erie","Western New York","Western","Western","Western",null,"Zone A - West","Western","Western Region",{"$f":"VLOOKUP(L485,'Lookups (2)'!$CJ$4:$CS$2189,6,)","v":0.1052}]
[null,null,null,null,null,null,null,null,null,null,"14091Erie",14091,14091,"Zone A - West","National Grid","Erie","Western New York","Western","Western","Western",null,"Zone A - West","Western","Western Region",{"$f":"VLOOKUP(L486,'Lookups (2)'!$CJ$4:$CS$2189,6,)","v":0.1052}]
[null,null,null,null,null,null,null,null,null,null,"14111Erie",14111,14111,"Zone A - West","National Grid","Erie","Western New York","Western","Western","Western",null,"Zone A - West","Western","Western Region",{"$f":"VLOOKUP(L487,'Lookups (2)'!$CJ$4:$CS$2189,6,)","v":0.1052}]
[null,null,null,null,null,null,null,null,null,null,"14112Erie",14112,14112,"Zone A - West","National Grid","Erie","Western New York","Western","Western","Western",null,"Zone A - West","Western","Western Region",{"$f":"VLOOKUP(L488,'Lookups (2)'!$CJ$4:$CS$2189,6,)","v":0.1052}]
[null,null,null,null,null,null,null,null,null,null,"14004Erie",14004,14004,"Zone A - West","NYS Electric and Gas","Erie","Western New York","Western","Western","Western",null,"Zone A - West","Western","Western Region",{"$f":"VLOOKUP(L489,'Lookups (2)'!$CJ$4:$CS$2189,6,)","v":9.2600000000000002E-2}]
[null,null,null,null,null,null,null,null,null,null,"14010Erie",14010,14010,"Zone A - West","NYS Electric and Gas","Erie","Western New York","Western","Western","Western",null,"Zone A - West","Western","Western Region",{"$f":"VLOOKUP(L490,'Lookups (2)'!$CJ$4:$CS$2189,6,)","v":9.2600000000000002E-2}]
[null,null,null,null,null,null,null,null,null,null,"14025Erie",14025,14025,"Zone A - West","NYS Electric and Gas","Erie","Western New York","Western","Western","Western",null,"Zone A - West","Western","Western Region",{"$f":"VLOOKUP(L491,'Lookups (2)'!$CJ$4:$CS$2189,6,)","v":9.2600000000000002E-2}]
[null,null,null,null,null,null,null,null,null,null,"14026Erie",14026,14026,"Zone A - West","NYS Electric and Gas","Erie","Western New York","Western","Western","Western",null,"Zone A - West","Western","Western Region",{"$f":"VLOOKUP(L492,'Lookups (2)'!$CJ$4:$CS$2189,6,)","v":9.2600000000000002E-2}]
[null,null,null,null,null,null,null,null,null,null,"14030Erie",14030,14030,"Zone A - West","NYS Electric and Gas","Erie","Western New York","Western","Western","Western",null,"Zone A - West","Western","Western Region",{"$f":"VLOOKUP(L493,'Lookups (2)'!$CJ$4:$CS$2189,6,)","v":9.2600000000000002E-2}]
[null,null,null,null,null,null,null,null,null,null,"14031Erie",14031,14031,"Zone A - West","NYS Electric and Gas","Erie","Western New York","Western","Western","Western",null,"Zone A - West","Western","Western Region",{"$f":"VLOOKUP(L494,'Lookups (2)'!$CJ$4:$CS$2189,6,)","v":9.2600000000000002E-2}]
[null,null,null,null,null,null,null,null,null,null,"14032Erie",14032,14032,"Zone A - West","NYS Electric and Gas","Erie","Western New York","Western","Western","Western",null,"Zone A - West","Western","Western Region",{"$f":"VLOOKUP(L495,'Lookups (2)'!$CJ$4:$CS$2189,6,)","v":9.2600000000000002E-2}]
[null,null,null,null,null,null,null,null,null,null,"14033Erie",14033,14033,"Zone A - West","NYS Electric and Gas","Erie","Western New York","Western","Western","Western",null,"Zone A - West","Western","Western Region",{"$f":"VLOOKUP(L496,'Lookups (2)'!$CJ$4:$CS$2189,6,)","v":9.2600000000000002E-2}]
[null,null,null,null,null,null,null,null,null,null,"14038Erie",14038,14038,"Zone A - West","NYS Electric and Gas","Erie","Western New York","Western","Western","Western",null,"Zone A - West","Western","Western Region",{"$f":"VLOOKUP(L497,'Lookups (2)'!$CJ$4:$CS$2189,6,)","v":9.2600000000000002E-2}]
[null,null,null,null,null,null,null,null,null,null,"14043Erie",14043,14043,"Zone A - West","NYS Electric and Gas","Erie","Western New York","Western","Western","Western",null,"Zone A - West","Western","Western Region",{"$f":"VLOOKUP(L498,'Lookups (2)'!$CJ$4:$CS$2189,6,)","v":9.2600000000000002E-2}]
[null,null,null,null,null,null,null,null,null,null,"14052Erie",14052,14052,"Zone A - West","NYS Electric and Gas","Erie","Western New York","Western","Western","Western",null,"Zone A - West","Western","Western Region",{"$f":"VLOOKUP(L499,'Lookups (2)'!$CJ$4:$CS$2189,6,)","v":9.2600000000000002E-2}]
[null,null,null,null,null,null,null,null,null,null,"14055Erie",14055,14055,"Zone A - West","NYS Electric and Gas","Erie","Western New York","Western","Western","Western",null,"Zone A - West","Western","Western Region",{"$f":"VLOOKUP(L500,'Lookups (2)'!$CJ$4:$CS$2189,6,)","v":9.2600000000000002E-2}]
[null,null,null,null,null,null,null,null,null,null,"14059Erie",14059,14059,"Zone A - West","NYS Electric and Gas","Erie","Western New York","Western","Western","Western",null,"Zone A - West","Western","Western Region",{"$f":"VLOOKUP(L501,'Lookups (2)'!$CJ$4:$CS$2189,6,)","v":9.2600000000000002E-2}]
[null,null,null,null,null,null,null,null,null,null,"14069Erie",14069,14069,"Zone A - West","NYS Electric and Gas","Erie","Western New York","Western","Western","Western",null,"Zone A - West","Western","Western Region",{"$f":"VLOOKUP(L502,'Lookups (2)'!$CJ$4:$CS$2189,6,)","v":9.2600000000000002E-2}]
[null,null,null,null,null,null,null,null,null,null,"14075Erie",14075,14075,"Zone A - West","NYS Electric and Gas","Erie","Western New York","Western","Western","Western",null,"Zone A - West","Western","Western Region",{"$f":"VLOOKUP(L503,'Lookups (2)'!$CJ$4:$CS$2189,6,)","v":9.2600000000000002E-2}]
[null,null,null,null,null,null,null,null,null,null,"14080Erie",14080,14080,"Zone A - West","NYS Electric and Gas","Erie","Western New York","Western","Western","Western",null,"Zone A - West","Western","Western Region",{"$f":"VLOOKUP(L504,'Lookups (2)'!$CJ$4:$CS$2189,6,)","v":9.2600000000000002E-2}]
[null,null,null,null,null,null,null,null,null,null,"14086Erie",14086,14086,"Zone A - West","NYS Electric and Gas","Erie","Western New York","Western","Western","Western",null,"Zone A - West","Western","Western Region",{"$f":"VLOOKUP(L505,'Lookups (2)'!$CJ$4:$CS$2189,6,)","v":9.2600000000000002E-2}]
[null,null,null,null,null,null,null,null,null,null,"14102Erie",14102,14102,"Zone A - West","NYS Electric and Gas","Erie","Western New York","Western","Western","Western",null,"Zone A - West","Western","Western Region",{"$f":"VLOOKUP(L506,'Lookups (2)'!$CJ$4:$CS$2189,6,)","v":9.2600000000000002E-2}]
[null,null,null,null,null,null,null,null,null,null,"14110Erie",14110,14110,"Zone A - West","NYS Electric and Gas","Erie","Western New York","Western","Western","Western",null,"Zone A - West","Western","Western Region",{"$f":"VLOOKUP(L507,'Lookups (2)'!$CJ$4:$CS$2189,6,)","v":9.2600000000000002E-2}]
[null,null,null,null,null,null,null,null,null,null,"14127Erie",14127,14127,"Zone A - West","NYS Electric and Gas","Erie","Western New York","Western","Western","Western",null,"Zone A - West","Western","Western Region",{"$f":"VLOOKUP(L508,'Lookups (2)'!$CJ$4:$CS$2189,6,)","v":9.2600000000000002E-2}]
[null,null,null,null,null,null,null,null,null,null,"14134Erie",14134,14134,"Zone A - West","NYS Electric and Gas","Erie","Western New York","Western","Western","Western",null,"Zone A - West","Western","Western Region",{"$f":"VLOOKUP(L509,'Lookups (2)'!$CJ$4:$CS$2189,6,)","v":9.2600000000000002E-2}]
[null,null,null,null,null,null,null,null,null,null,"14139Erie",14139,14139,"Zone A - West","NYS Electric and Gas","Erie","Western New York","Western","Western","Western",null,"Zone A - West","Western","Western Region",{"$f":"VLOOKUP(L510,'Lookups (2)'!$CJ$4:$CS$2189,6,)","v":9.2600000000000002E-2}]
[null,null,null,null,null,null,null,null,null,null,"14140Erie",14140,14140,"Zone A - West","NYS Electric and Gas","Erie","Western New York","Western","Western","Western",null,"Zone A - West","Western","Western Region",{"$f":"VLOOKUP(L511,'Lookups (2)'!$CJ$4:$CS$2189,6,)","v":9.2600000000000002E-2}]
[null,null,null,null,null,null,null,null,null,null,"14169Erie",14169,14169,"Zone A - West","NYS Electric and Gas","Erie","Western New York","Western","Western","Western",null,"Zone A - West","Western","Western Region",{"$f":"VLOOKUP(L512,'Lookups (2)'!$CJ$4:$CS$2189,6,)","v":9.2600000000000002E-2}]
[null,null,null,null,null,null,null,null,null,null,"14170Erie",14170,14170,"Zone A - West","NYS Electric and Gas","Erie","Western New York","Western","Western","Western",null,"Zone A - West","Western","Western Region",{"$f":"VLOOKUP(L513,'Lookups (2)'!$CJ$4:$CS$2189,6,)","v":9.2600000000000002E-2}]
[null,null,null,null,null,null,null,null,null,null,"14219Erie",14219,14219,"Zone A - West","NYS Electric and Gas","Erie","Western New York","Western","Western","Western",null,"Zone A - West","Western","Western Region",{"$f":"VLOOKUP(L514,'Lookups (2)'!$CJ$4:$CS$2189,6,)","v":9.2600000000000002E-2}]
[null,null,null,null,null,null,null,null,null,null,"14224Erie",14224,14224,"Zone A - West","NYS Electric and Gas","Erie","Western New York","Western","Western","Western",null,"Zone A - West","Western","Western Region",{"$f":"VLOOKUP(L515,'Lookups (2)'!$CJ$4:$CS$2189,6,)","v":9.2600000000000002E-2}]
[null,null,null,null,null,null,null,null,null,null,"14225Erie",14225,14225,"Zone A - West","NYS Electric and Gas","Erie","Western New York","Western","Western","Western",null,"Zone A - West","Western","Western Region",{"$f":"VLOOKUP(L516,'Lookups (2)'!$CJ$4:$CS$2189,6,)","v":9.2600000000000002E-2}]
[null,null,null,null,null,null,null,null,null,null,{"$f":"CONCATENATE(M517,P517)","v":"14227Erie"},14227,14227,"Zone A - West","NYS Electric and Gas","Erie","Western New York","Western","Western","Western",null,"Zone A - West",{"$f":"R517","v":"Western"},"Western Region",{"$f":"VLOOKUP(L517,'Lookups (2)'!$CJ$4:$CS$2189,6,)","v":9.2600000000000002E-2}]
[null,null,null,null,null,null,null,null,null,null,"14241Erie",14241,14241,"Zone A - West","NYS Electric and Gas","Erie","Western New York","Western","Western","Western",null,"Zone A - West","Western","Western Region",{"$f":"VLOOKUP(L518,'Lookups (2)'!$CJ$4:$CS$2189,6,)","v":9.2600000000000002E-2}]
[null,null,null,null,null,null,null,null,null,null,"14269Erie",14269,14269,"Zone A - West","NYS Electric and Gas","Erie","Western New York","Western","Western","Western",null,"Zone A - West","Western","Western Region",{"$f":"VLOOKUP(L519,'Lookups (2)'!$CJ$4:$CS$2189,6,)","v":9.2600000000000002E-2}]
[null,null,null,null,null,null,null,null,null,null,"14272Erie",14272,14272,"Zone A - West","NYS Electric and Gas","Erie","Western New York","Western","Western","Western",null,"Zone A - West","Western","Western Region",{"$f":"VLOOKUP(L520,'Lookups (2)'!$CJ$4:$CS$2189,6,)","v":9.2600000000000002E-2}]
[null,null,null,null,null,null,null,null,null,null,"14141Erie",14141,14141,"Zone A - West","Municipal Utilities","Erie","Western New York","Western","Western","Western",null,"Zone A - West","Western","Western Region",{"$f":"VLOOKUP(L521,'Lookups (2)'!$CJ$4:$CS$2189,6,)","v":0.1595}]
[null,null,null,null,null,null,null,null,null,null,"14072Erie",14072,14072,null,null,"Erie","Western New York","Western","Western","Western",null,null,"Western","Western Region",{"$f":"VLOOKUP(L522,'Lookups (2)'!$CJ$4:$CS$2189,6,)","v":9.2600000000000002E-2}]
[null,null,null,null,null,null,null,null,null,null,"12852Essex",12852,12852,"Zone D - North","NYS Electric and Gas","Essex","North Country","North County","North Country","North Country",null,"Zone D - North","North County","North Country",{"$f":"VLOOKUP(L523,'Lookups (2)'!$CJ$4:$CS$2189,6,)","v":9.2600000000000002E-2}]
[null,null,null,null,null,null,null,null,null,null,"12879Essex",12879,12879,"Zone D - North","NYS Electric and Gas","Essex","North Country","North County","North Country","North Country",null,"Zone D - North","North County","North Country",{"$f":"VLOOKUP(L524,'Lookups (2)'!$CJ$4:$CS$2189,6,)","v":9.2600000000000002E-2}]
[null,null,null,null,null,null,null,null,null,null,"12941Essex",12941,12941,"Zone D - North","NYS Electric and Gas","Essex","North Country","North County","North Country","North Country",null,"Zone D - North","North County","North Country",{"$f":"VLOOKUP(L525,'Lookups (2)'!$CJ$4:$CS$2189,6,)","v":9.2600000000000002E-2}]
[null,null,null,null,null,null,null,null,null,null,"12942Essex",12942,12942,"Zone D - North","NYS Electric and Gas","Essex","North Country","North County","North Country","North Country",null,"Zone D - North","North County","North Country",{"$f":"VLOOKUP(L526,'Lookups (2)'!$CJ$4:$CS$2189,6,)","v":9.2600000000000002E-2}]
[null,null,null,null,null,null,null,null,null,null,"12943Essex",12943,12943,"Zone D - North","NYS Electric and Gas","Essex","North Country","North County","North Country","North Country",null,"Zone D - North","North County","North Country",{"$f":"VLOOKUP(L527,'Lookups (2)'!$CJ$4:$CS$2189,6,)","v":9.2600000000000002E-2}]
[null,null,null,null,null,null,null,null,null,null,"12944Essex",12944,12944,"Zone D - North","NYS Electric and Gas","Essex","North Country","North County","North Country","North Country",null,"Zone D - North","North County","North Country",{"$f":"VLOOKUP(L528,'Lookups (2)'!$CJ$4:$CS$2189,6,)","v":9.2600000000000002E-2}]
[null,null,null,null,null,null,null,null,null,null,"12950Essex",12950,12950,"Zone D - North","NYS Electric and Gas","Essex","North Country","North County","North Country","North Country",null,"Zone D - North","North County","North Country",{"$f":"VLOOKUP(L529,'Lookups (2)'!$CJ$4:$CS$2189,6,)","v":9.2600000000000002E-2}]
[null,null,null,null,null,null,null,null,null,null,"12975Essex",12975,12975,"Zone D - North","NYS Electric and Gas","Essex","North Country","North County","North Country","North Country",null,"Zone D - North","North County","North Country",{"$f":"VLOOKUP(L530,'Lookups (2)'!$CJ$4:$CS$2189,6,)","v":9.2600000000000002E-2}]
[null,null,null,null,null,null,null,null,null,null,"12987Essex",12987,12987,"Zone D - North","NYS Electric and Gas","Essex","North Country","North County","North Country","North Country",null,"Zone D - North","North County","North Country",{"$f":"VLOOKUP(L531,'Lookups (2)'!$CJ$4:$CS$2189,6,)","v":9.2600000000000002E-2}]
[null,null,null,null,null,null,null,null,null,null,"12997Essex",12997,12997,"Zone D - North","NYS Electric and Gas","Essex","North Country","North County","North Country","North Country",null,"Zone D - North","North County","North Country",{"$f":"VLOOKUP(L532,'Lookups (2)'!$CJ$4:$CS$2189,6,)","v":9.2600000000000002E-2}]
[null,null,null,null,null,null,null,null,null,null,"12913Essex",12913,12913,"Zone E - Mohawk Valley","National Grid","Essex","North Country","North County","North Country","North Country",null,"Zone E - Mohawk Valley","North County","North Country",{"$f":"VLOOKUP(L533,'Lookups (2)'!$CJ$4:$CS$2189,6,)","v":0.10299999999999999}]
[null,null,null,null,null,null,null,null,null,null,"12977Essex",12977,12977,"Zone E - Mohawk Valley","National Grid","Essex","North Country","North County","North Country","North Country",null,"Zone E - Mohawk Valley","North County","North Country",{"$f":"VLOOKUP(L534,'Lookups (2)'!$CJ$4:$CS$2189,6,)","v":0.10299999999999999}]
[null,null,null,null,null,null,null,null,null,null,"12946Essex",12946,12946,"Zone E - Mohawk Valley","Municipal Utilities","Essex","North Country","North County","North Country","North Country",null,"Zone E - Mohawk Valley","North County","North Country",{"$f":"VLOOKUP(L535,'Lookups (2)'!$CJ$4:$CS$2189,6,)","v":0.1595}]
[null,null,null,null,null,null,null,null,null,null,"12932Essex",12932,12932,"Zone F - Capital","NYS Electric and Gas","Essex","North Country","North County","North Country","North Country",null,"Zone F - Capital","North County","North Country",{"$f":"VLOOKUP(L536,'Lookups (2)'!$CJ$4:$CS$2189,6,)","v":0.106}]
[null,null,null,null,null,null,null,null,null,null,"12936Essex",12936,12936,"Zone F - Capital","NYS Electric and Gas","Essex","North Country","North County","North Country","North Country",null,"Zone F - Capital","North County","North Country",{"$f":"VLOOKUP(L537,'Lookups (2)'!$CJ$4:$CS$2189,6,)","v":0.106}]
[null,null,null,null,null,null,null,null,null,null,"12964Essex",12964,12964,"Zone F - Capital","NYS Electric and Gas","Essex","North Country","North County","North Country","North Country",null,"Zone F - Capital","North County","North Country",{"$f":"VLOOKUP(L538,'Lookups (2)'!$CJ$4:$CS$2189,6,)","v":0.106}]
[null,null,null,null,null,null,null,null,null,null,"12996Essex",12996,12996,"Zone F - Capital","NYS Electric and Gas","Essex","North Country","North County","North Country","North Country",null,"Zone F - Capital","North County","North Country",{"$f":"VLOOKUP(L539,'Lookups (2)'!$CJ$4:$CS$2189,6,)","v":0.106}]
[null,null,null,null,null,null,null,null,null,null,"12851Essex",12851,12851,"Zone F - Capital","National Grid","Essex","North Country","North County","North Country","North Country",null,"Zone F - Capital","North County","North Country",{"$f":"VLOOKUP(L540,'Lookups (2)'!$CJ$4:$CS$2189,6,)","v":0.1167}]
[null,null,null,null,null,null,null,null,null,null,"12855Essex",12855,12855,"Zone F - Capital","National Grid","Essex","North Country","North County","North Country","North Country",null,"Zone F - Capital","North County","North Country",{"$f":"VLOOKUP(L541,'Lookups (2)'!$CJ$4:$CS$2189,6,)","v":0.1167}]
[null,null,null,null,null,null,null,null,null,null,"12857Essex",12857,12857,"Zone F - Capital","National Grid","Essex","North Country","North County","North Country","North Country",null,"Zone F - Capital","North County","North Country",{"$f":"VLOOKUP(L542,'Lookups (2)'!$CJ$4:$CS$2189,6,)","v":0.1167}]
[null,null,null,null,null,null,null,null,null,null,"12858Essex",12858,12858,"Zone F - Capital","National Grid","Essex","North Country","North County","North Country","North Country",null,"Zone F - Capital","North County","North Country",{"$f":"VLOOKUP(L543,'Lookups (2)'!$CJ$4:$CS$2189,6,)","v":0.1167}]
[null,null,null,null,null,null,null,null,null,null,"12870Essex",12870,12870,"Zone F - Capital","National Grid","Essex","North Country","North County","North Country","North Country",null,"Zone F - Capital","North County","North Country",{"$f":"VLOOKUP(L544,'Lookups (2)'!$CJ$4:$CS$2189,6,)","v":0.1167}]
[null,null,null,null,null,null,null,null,null,null,"12872Essex",12872,12872,"Zone F - Capital","National Grid","Essex","North Country","North County","North Country","North Country",null,"Zone F - Capital","North County","North Country",{"$f":"VLOOKUP(L545,'Lookups (2)'!$CJ$4:$CS$2189,6,)","v":0.1167}]
[null,null,null,null,null,null,null,null,null,null,"12883Essex",12883,12883,"Zone F - Capital","National Grid","Essex","North Country","North County","North Country","North Country",null,"Zone F - Capital","North County","North Country",{"$f":"VLOOKUP(L546,'Lookups (2)'!$CJ$4:$CS$2189,6,)","v":0.1167}]
[null,null,null,null,null,null,null,null,null,null,"12928Essex",12928,12928,"Zone F - Capital","National Grid","Essex","North Country","North County","North Country","North Country",null,"Zone F - Capital","North County","North Country",{"$f":"VLOOKUP(L547,'Lookups (2)'!$CJ$4:$CS$2189,6,)","v":0.1167}]
[null,null,null,null,null,null,null,null,null,null,"12956Essex",12956,12956,"Zone F - Capital","National Grid","Essex","North Country","North County","North Country","North Country",null,"Zone F - Capital","North County","North Country",{"$f":"VLOOKUP(L548,'Lookups (2)'!$CJ$4:$CS$2189,6,)","v":0.1167}]
[null,null,null,null,null,null,null,null,null,null,"12960Essex",12960,12960,"Zone F - Capital","National Grid","Essex","North Country","North County","North Country","North Country",null,"Zone F - Capital","North County","North Country",{"$f":"VLOOKUP(L549,'Lookups (2)'!$CJ$4:$CS$2189,6,)","v":0.1167}]
[null,null,null,null,null,null,null,null,null,null,"12961Essex",12961,12961,"Zone F - Capital","National Grid","Essex","North Country","North County","North Country","North Country",null,"Zone F - Capital","North County","North Country",{"$f":"VLOOKUP(L550,'Lookups (2)'!$CJ$4:$CS$2189,6,)","v":0.1167}]
[null,null,null,null,null,null,null,null,null,null,"12974Essex",12974,12974,"Zone F - Capital","National Grid","Essex","North Country","North County","North Country","North Country",null,"Zone F - Capital","North County","North Country",{"$f":"VLOOKUP(L551,'Lookups (2)'!$CJ$4:$CS$2189,6,)","v":0.1167}]
[null,null,null,null,null,null,null,null,null,null,"12993Essex",12993,12993,"Zone F - Capital","National Grid","Essex","North Country","North County","North Country","North Country",null,"Zone F - Capital","North County","North Country",{"$f":"VLOOKUP(L552,'Lookups (2)'!$CJ$4:$CS$2189,6,)","v":0.1167}]
[null,null,null,null,null,null,null,null,null,null,"12998Essex",12998,12998,"Zone F - Capital","National Grid","Essex","North Country","North County","North Country","North Country",null,"Zone F - Capital","North County","North Country",{"$f":"VLOOKUP(L553,'Lookups (2)'!$CJ$4:$CS$2189,6,)","v":0.1167}]
[null,null,null,null,null,null,null,null,null,null,"12915Franklin",12915,12915,"Zone D - North","NYS Electric and Gas","Franklin","North Country","North County","North Country","North Country",null,"Zone D - North","North County","North Country",{"$f":"VLOOKUP(L554,'Lookups (2)'!$CJ$4:$CS$2189,6,)","v":9.2600000000000002E-2}]
[null,null,null,null,null,null,null,null,null,null,"12917Franklin",12917,12917,"Zone D - North","NYS Electric and Gas","Franklin","North Country","North County","North Country","North Country",null,"Zone D - North","North County","North Country",{"$f":"VLOOKUP(L555,'Lookups (2)'!$CJ$4:$CS$2189,6,)","v":9.2600000000000002E-2}]
[null,null,null,null,null,null,null,null,null,null,"12920Franklin",12920,12920,"Zone D - North","NYS Electric and Gas","Franklin","North Country","North County","North Country","North Country",null,"Zone D - North","North County","North Country",{"$f":"VLOOKUP(L556,'Lookups (2)'!$CJ$4:$CS$2189,6,)","v":9.2600000000000002E-2}]
[null,null,null,null,null,null,null,null,null,null,"12926Franklin",12926,12926,"Zone D - North","NYS Electric and Gas","Franklin","North Country","North County","North Country","North Country",null,"Zone D - North","North County","North Country",{"$f":"VLOOKUP(L557,'Lookups (2)'!$CJ$4:$CS$2189,6,)","v":9.2600000000000002E-2}]
[null,null,null,null,null,null,null,null,null,null,"12914Franklin",12914,12914,"Zone D - North","National Grid","Franklin","North Country","North County","North Country","North Country",null,"Zone D - North","North County","North Country",{"$f":"VLOOKUP(L558,'Lookups (2)'!$CJ$4:$CS$2189,6,)","v":9.8500000000000004E-2}]
[null,null,null,null,null,null,null,null,null,null,"12937Franklin",12937,12937,"Zone D - North","National Grid","Franklin","North Country","North County","North Country","North Country",null,"Zone D - North","North County","North Country",{"$f":"VLOOKUP(L559,'Lookups (2)'!$CJ$4:$CS$2189,6,)","v":9.8500000000000004E-2}]
[null,null,null,null,null,null,null,null,null,null,"12953Franklin",12953,12953,"Zone D - North","National Grid","Franklin","North Country","North County","North Country","North Country",null,"Zone D - North","North County","North Country",{"$f":"VLOOKUP(L560,'Lookups (2)'!$CJ$4:$CS$2189,6,)","v":9.8500000000000004E-2}]
[null,null,null,null,null,null,null,null,null,null,"13655Franklin",13655,13655,"Zone D - North","National Grid","Franklin","North Country","North County","North Country","North Country",null,"Zone D - North","North County","North Country",{"$f":"VLOOKUP(L561,'Lookups (2)'!$CJ$4:$CS$2189,6,)","v":9.8500000000000004E-2}]
[null,null,null,null,null,null,null,null,null,null,"13683Franklin",13683,13683,"Zone D - North","National Grid","Franklin","North Country","North County","North Country","North Country",null,"Zone D - North","North County","North Country",{"$f":"VLOOKUP(L562,'Lookups (2)'!$CJ$4:$CS$2189,6,)","v":9.8500000000000004E-2}]
[null,null,null,null,null,null,null,null,null,null,"12916Franklin",12916,12916,"Zone E - Mohawk Valley","National Grid","Franklin","North Country","North County","North Country","North Country",null,"Zone E - Mohawk Valley","North County","North Country",{"$f":"VLOOKUP(L563,'Lookups (2)'!$CJ$4:$CS$2189,6,)","v":0.10299999999999999}]
[null,null,null,null,null,null,null,null,null,null,"12930Franklin",12930,12930,"Zone E - Mohawk Valley","National Grid","Franklin","North Country","North County","North Country","North Country",null,"Zone E - Mohawk Valley","North County","North Country",{"$f":"VLOOKUP(L564,'Lookups (2)'!$CJ$4:$CS$2189,6,)","v":0.10299999999999999}]
[null,null,null,null,null,null,null,null,null,null,"12939Franklin",12939,12939,"Zone E - Mohawk Valley","National Grid","Franklin","North Country","North County","North Country","North Country",null,"Zone E - Mohawk Valley","North County","North Country",{"$f":"VLOOKUP(L565,'Lookups (2)'!$CJ$4:$CS$2189,6,)","v":0.10299999999999999}]
[null,null,null,null,null,null,null,null,null,null,"12945Franklin",12945,12945,"Zone E - Mohawk Valley","National Grid","Franklin","North Country","North County","North Country","North Country",null,"Zone E - Mohawk Valley","North County","North Country",{"$f":"VLOOKUP(L566,'Lookups (2)'!$CJ$4:$CS$2189,6,)","v":0.10299999999999999}]
[null,null,null,null,null,null,null,null,null,null,"12957Franklin",12957,12957,"Zone E - Mohawk Valley","National Grid","Franklin","North Country","North County","North Country","North Country",null,"Zone E - Mohawk Valley","North County","North Country",{"$f":"VLOOKUP(L567,'Lookups (2)'!$CJ$4:$CS$2189,6,)","v":0.10299999999999999}]
[null,null,null,null,null,null,null,null,null,null,"12966Franklin",12966,12966,"Zone E - Mohawk Valley","National Grid","Franklin","North Country","North County","North Country","North Country",null,"Zone E - Mohawk Valley","North County","North Country",{"$f":"VLOOKUP(L568,'Lookups (2)'!$CJ$4:$CS$2189,6,)","v":0.10299999999999999}]
[null,null,null,null,null,null,null,null,null,null,"12969Franklin",12969,12969,"Zone E - Mohawk Valley","National Grid","Franklin","North Country","North County","North Country","North Country",null,"Zone E - Mohawk Valley","North County","North Country",{"$f":"VLOOKUP(L569,'Lookups (2)'!$CJ$4:$CS$2189,6,)","v":0.10299999999999999}]
[null,null,null,null,null,null,null,null,null,null,"12970Franklin",12970,12970,"Zone E - Mohawk Valley","National Grid","Franklin","North Country","North County","North Country","North Country",null,"Zone E - Mohawk Valley","North County","North Country",{"$f":"VLOOKUP(L570,'Lookups (2)'!$CJ$4:$CS$2189,6,)","v":0.10299999999999999}]
[null,null,null,null,null,null,null,null,null,null,"12976Franklin",12976,12976,"Zone E - Mohawk Valley","National Grid","Franklin","North Country","North County","North Country","North Country",null,"Zone E - Mohawk Valley","North County","North Country",{"$f":"VLOOKUP(L571,'Lookups (2)'!$CJ$4:$CS$2189,6,)","v":0.10299999999999999}]
[null,null,null,null,null,null,null,null,null,null,"12980Franklin",12980,12980,"Zone E - Mohawk Valley","National Grid","Franklin","North Country","North County","North Country","North Country",null,"Zone E - Mohawk Valley","North County","North Country",{"$f":"VLOOKUP(L572,'Lookups (2)'!$CJ$4:$CS$2189,6,)","v":0.10299999999999999}]
[null,null,null,null,null,null,null,null,null,null,"12983Franklin",12983,12983,"Zone E - Mohawk Valley","National Grid","Franklin","North Country","North County","North Country","North Country",null,"Zone E - Mohawk Valley","North County","North Country",{"$f":"VLOOKUP(L573,'Lookups (2)'!$CJ$4:$CS$2189,6,)","v":0.10299999999999999}]
[null,null,null,null,null,null,null,null,null,null,"12989Franklin",12989,12989,"Zone E - Mohawk Valley","National Grid","Franklin","North Country","North County","North Country","North Country",null,"Zone E - Mohawk Valley","North County","North Country",{"$f":"VLOOKUP(L574,'Lookups (2)'!$CJ$4:$CS$2189,6,)","v":0.10299999999999999}]
[null,null,null,null,null,null,null,null,null,null,"12995Franklin",12995,12995,"Zone E - Mohawk Valley","National Grid","Franklin","North Country","North County","North Country","North Country",null,"Zone E - Mohawk Valley","North County","North Country",{"$f":"VLOOKUP(L575,'Lookups (2)'!$CJ$4:$CS$2189,6,)","v":0.10299999999999999}]
[null,null,null,null,null,null,null,null,null,null,"12986Franklin",12986,12986,"Zone E - Mohawk Valley","Municipal Utilities","Franklin","North Country","North County","North Country","North Country",null,"Zone E - Mohawk Valley","North County","North Country",{"$f":"VLOOKUP(L576,'Lookups (2)'!$CJ$4:$CS$2189,6,)","v":0.1595}]
[null,null,null,null,null,null,null,null,null,null,"12025Fulton",12025,12025,"Zone F - Capital","National Grid","Fulton","Mohawk Valley","Capital District","Capital District","Capital District",null,"Zone F - Capital","Capital District","Capital District",{"$f":"VLOOKUP(L577,'Lookups (2)'!$CJ$4:$CS$2189,6,)","v":0.1167}]
[null,null,null,null,null,null,null,null,null,null,"12032Fulton",12032,12032,"Zone F - Capital","National Grid","Fulton","Mohawk Valley","Capital District","Capital District","Capital District",null,"Zone F - Capital","Capital District","Capital District",{"$f":"VLOOKUP(L578,'Lookups (2)'!$CJ$4:$CS$2189,6,)","v":0.1167}]
[null,null,null,null,null,null,null,null,null,null,"12078Fulton",12078,12078,"Zone F - Capital","National Grid","Fulton","Mohawk Valley","Capital District","Capital District","Capital District",null,"Zone F - Capital","Capital District","Capital District",{"$f":"VLOOKUP(L579,'Lookups (2)'!$CJ$4:$CS$2189,6,)","v":0.1167}]
[null,null,null,null,null,null,null,null,null,null,"12086Fulton",12086,12086,"Zone F - Capital","National Grid","Fulton","Mohawk Valley","Capital District","Capital District","Capital District",null,"Zone F - Capital","Capital District","Capital District",{"$f":"VLOOKUP(L580,'Lookups (2)'!$CJ$4:$CS$2189,6,)","v":0.1167}]
[null,null,null,null,null,null,null,null,null,null,{"$f":"CONCATENATE(M581,P581)","v":"12095Fulton"},12095,12095,"Zone F - Capital","National Grid","Fulton","Mohawk Valley","Capital District","Capital District","Capital District",null,"Zone F - Capital",{"$f":"R581","v":"Capital District"},"Capital District",{"$f":"VLOOKUP(L581,'Lookups (2)'!$CJ$4:$CS$2189,6,)","v":0.1167}]
[null,null,null,null,null,null,null,null,null,null,"12117Fulton",12117,12117,"Zone F - Capital","National Grid","Fulton","Mohawk Valley","Capital District","Capital District","Capital District",null,"Zone F - Capital","Capital District","Capital District",{"$f":"VLOOKUP(L582,'Lookups (2)'!$CJ$4:$CS$2189,6,)","v":0.1167}]
[null,null,null,null,null,null,null,null,null,null,"12134Fulton",12134,12134,"Zone F - Capital","National Grid","Fulton","Mohawk Valley","Capital District","Capital District","Capital District",null,"Zone F - Capital","Capital District","Capital District",{"$f":"VLOOKUP(L583,'Lookups (2)'!$CJ$4:$CS$2189,6,)","v":0.1167}]
[null,null,null,null,null,null,null,null,null,null,"13452Fulton",13452,13452,"Zone F - Capital","National Grid","Fulton","Mohawk Valley","Capital District","Capital District","Capital District",null,"Zone F - Capital","Capital District","Capital District",{"$f":"VLOOKUP(L584,'Lookups (2)'!$CJ$4:$CS$2189,6,)","v":0.1167}]
[null,null,null,null,null,null,null,null,null,null,"13470Fulton",13470,13470,"Zone F - Capital","National Grid","Fulton","Mohawk Valley","Capital District","Capital District","Capital District",null,"Zone F - Capital","Capital District","Capital District",{"$f":"VLOOKUP(L585,'Lookups (2)'!$CJ$4:$CS$2189,6,)","v":0.1167}]
[null,null,null,null,null,null,null,null,null,null,"14005Genesee",14005,14005,"Zone A - West","National Grid","Genesee","Finger Lakes","Western","Western","Western",null,"Zone A - West","Western","Western Region",{"$f":"VLOOKUP(L586,'Lookups (2)'!$CJ$4:$CS$2189,6,)","v":0.1052}]
[null,null,null,null,null,null,null,null,null,null,"14013Genesee",14013,14013,"Zone A - West","National Grid","Genesee","Finger Lakes","Western","Western","Western",null,"Zone A - West","Western","Western Region",{"$f":"VLOOKUP(L587,'Lookups (2)'!$CJ$4:$CS$2189,6,)","v":0.1052}]
[null,null,null,null,null,null,null,null,null,null,"14020Genesee",14020,14020,"Zone A - West","National Grid","Genesee","Finger Lakes","Western","Western","Western",null,"Zone A - West","Western","Western Region",{"$f":"VLOOKUP(L588,'Lookups (2)'!$CJ$4:$CS$2189,6,)","v":0.1052}]
[null,null,null,null,null,null,null,null,null,null,"14021Genesee",14021,14021,"Zone A - West","National Grid","Genesee","Finger Lakes","Western","Western","Western",null,"Zone A - West","Western","Western Region",{"$f":"VLOOKUP(L589,'Lookups (2)'!$CJ$4:$CS$2189,6,)","v":0.1052}]
[null,null,null,null,null,null,null,null,null,null,"14036Genesee",14036,14036,"Zone A - West","National Grid","Genesee","Finger Lakes","Western","Western","Western",null,"Zone A - West","Western","Western Region",{"$f":"VLOOKUP(L590,'Lookups (2)'!$CJ$4:$CS$2189,6,)","v":0.1052}]
[null,null,null,null,null,null,null,null,null,null,"14040Genesee",14040,14040,"Zone A - West","National Grid","Genesee","Finger Lakes","Western","Western","Western",null,"Zone A - West","Western","Western Region",{"$f":"VLOOKUP(L591,'Lookups (2)'!$CJ$4:$CS$2189,6,)","v":0.1052}]
[null,null,null,null,null,null,null,null,null,null,"14054Genesee",14054,14054,"Zone A - West","National Grid","Genesee","Finger Lakes","Western","Western","Western",null,"Zone A - West","Western","Western Region",{"$f":"VLOOKUP(L592,'Lookups (2)'!$CJ$4:$CS$2189,6,)","v":0.1052}]
[null,null,null,null,null,null,null,null,null,null,"14056Genesee",14056,14056,"Zone A - West","National Grid","Genesee","Finger Lakes","Western","Western","Western",null,"Zone A - West","Western","Western Region",{"$f":"VLOOKUP(L593,'Lookups (2)'!$CJ$4:$CS$2189,6,)","v":0.1052}]
[null,null,null,null,null,null,null,null,null,null,"14058Genesee",14058,14058,"Zone A - West","National Grid","Genesee","Finger Lakes","Western","Western","Western",null,"Zone A - West","Western","Western Region",{"$f":"VLOOKUP(L594,'Lookups (2)'!$CJ$4:$CS$2189,6,)","v":0.1052}]
[null,null,null,null,null,null,null,null,null,null,"14125Genesee",14125,14125,"Zone A - West","National Grid","Genesee","Finger Lakes","Western","Western","Western",null,"Zone A - West","Western","Western Region",{"$f":"VLOOKUP(L595,'Lookups (2)'!$CJ$4:$CS$2189,6,)","v":0.1052}]
[null,null,null,null,null,null,null,null,null,null,"14143Genesee",14143,14143,"Zone A - West","National Grid","Genesee","Finger Lakes","Western","Western","Western",null,"Zone A - West","Western","Western Region",{"$f":"VLOOKUP(L596,'Lookups (2)'!$CJ$4:$CS$2189,6,)","v":0.1052}]
[null,null,null,null,null,null,null,null,null,null,"14416Genesee",14416,14416,"Zone A - West","National Grid","Genesee","Finger Lakes","Western","Western","Western",null,"Zone A - West","Western","Western Region",{"$f":"VLOOKUP(L597,'Lookups (2)'!$CJ$4:$CS$2189,6,)","v":0.1052}]
[null,null,null,null,null,null,null,null,null,null,"14422Genesee",14422,14422,"Zone A - West","National Grid","Genesee","Finger Lakes","Western","Western","Western",null,"Zone A - West","Western","Western Region",{"$f":"VLOOKUP(L598,'Lookups (2)'!$CJ$4:$CS$2189,6,)","v":0.1052}]
[null,null,null,null,null,null,null,null,null,null,"14482Genesee",14482,14482,"Zone A - West","National Grid","Genesee","Finger Lakes","Western","Western","Western",null,"Zone A - West","Western","Western Region",{"$f":"VLOOKUP(L599,'Lookups (2)'!$CJ$4:$CS$2189,6,)","v":0.1052}]
[null,null,null,null,null,null,null,null,null,null,"14525Genesee",14525,14525,"Zone A - West","National Grid","Genesee","Finger Lakes","Western","Western","Western",null,"Zone A - West","Western","Western Region",{"$f":"VLOOKUP(L600,'Lookups (2)'!$CJ$4:$CS$2189,6,)","v":0.1052}]
[null,null,null,null,null,null,null,null,null,null,"14557Genesee",14557,14557,"Zone A - West","National Grid","Genesee","Finger Lakes","Western","Western","Western",null,"Zone A - West","Western","Western Region",{"$f":"VLOOKUP(L601,'Lookups (2)'!$CJ$4:$CS$2189,6,)","v":0.1052}]
[null,null,null,null,null,null,null,null,null,null,"12439Greene",12439,12439,"Zone E - Mohawk Valley","NYS Electric and Gas","Greene","Capital Region","Upper Hudson","Mid-Hudson","Mid-Hudson",null,"Zone E - Mohawk Valley","Upper Hudson","Hudson Valley",{"$f":"VLOOKUP(L602,'Lookups (2)'!$CJ$4:$CS$2189,6,)","v":9.2600000000000002E-2}]
[null,null,null,null,null,null,null,null,null,null,"12454Greene",12454,12454,"Zone E - Mohawk Valley","NYS Electric and Gas","Greene","Capital Region","Upper Hudson","Mid-Hudson","Mid-Hudson",null,"Zone E - Mohawk Valley","Upper Hudson","Hudson Valley",{"$f":"VLOOKUP(L603,'Lookups (2)'!$CJ$4:$CS$2189,6,)","v":9.2600000000000002E-2}]
[null,null,null,null,null,null,null,null,null,null,"12496Greene",12496,12496,"Zone E - Mohawk Valley","NYS Electric and Gas","Greene","Capital Region","Upper Hudson","Mid-Hudson","Mid-Hudson",null,"Zone E - Mohawk Valley","Upper Hudson","Hudson Valley",{"$f":"VLOOKUP(L604,'Lookups (2)'!$CJ$4:$CS$2189,6,)","v":9.2600000000000002E-2}]
[null,null,null,null,null,null,null,null,null,null,"12444Greene",12444,12444,"Zone E - Mohawk Valley","Central Hudson Gas and Electric","Greene","Capital Region","Upper Hudson","Mid-Hudson","Mid-Hudson",null,"Zone E - Mohawk Valley","Upper Hudson","Hudson Valley",{"$f":"VLOOKUP(L605,'Lookups (2)'!$CJ$4:$CS$2189,6,)","v":0.13370000000000001}]
[null,null,null,null,null,null,null,null,null,null,"12424Greene",12424,12424,"Zone G - Hudson Valley","NYS Electric and Gas","Greene","Capital Region","Upper Hudson","Mid-Hudson","Mid-Hudson",null,"Zone G - Hudson Valley","Upper Hudson","Hudson Valley",{"$f":"VLOOKUP(L606,'Lookups (2)'!$CJ$4:$CS$2189,6,)","v":0.1163}]
[null,null,null,null,null,null,null,null,null,null,"12430Greene",12430,12430,"Zone G - Hudson Valley","NYS Electric and Gas","Greene","Capital Region","Upper Hudson","Mid-Hudson","Mid-Hudson",null,"Zone G - Hudson Valley","Upper Hudson","Hudson Valley",{"$f":"VLOOKUP(L607,'Lookups (2)'!$CJ$4:$CS$2189,6,)","v":0.1163}]
[null,null,null,null,null,null,null,null,null,null,"12468Greene",12468,12468,"Zone G - Hudson Valley","NYS Electric and Gas","Greene","Capital Region","Upper Hudson","Mid-Hudson","Mid-Hudson",null,"Zone G - Hudson Valley","Upper Hudson","Hudson Valley",{"$f":"VLOOKUP(L608,'Lookups (2)'!$CJ$4:$CS$2189,6,)","v":0.1163}]
[null,null,null,null,null,null,null,null,null,null,"12015Greene",12015,12015,"Zone G - Hudson Valley","Central Hudson Gas and Electric","Greene","Capital Region","Upper Hudson","Mid-Hudson","Mid-Hudson",null,"Zone G - Hudson Valley","Upper Hudson","Hudson Valley",{"$f":"VLOOKUP(L609,'Lookups (2)'!$CJ$4:$CS$2189,6,)","v":0.13370000000000001}]
[null,null,null,null,null,null,null,null,null,null,"12042Greene",12042,12042,"Zone G - Hudson Valley","Central Hudson Gas and Electric","Greene","Capital Region","Upper Hudson","Mid-Hudson","Mid-Hudson",null,"Zone G - Hudson Valley","Upper Hudson","Hudson Valley",{"$f":"VLOOKUP(L610,'Lookups (2)'!$CJ$4:$CS$2189,6,)","v":0.13370000000000001}]
[null,null,null,null,null,null,null,null,null,null,"12051Greene",12051,12051,"Zone G - Hudson Valley","Central Hudson Gas and Electric","Greene","Capital Region","Upper Hudson","Mid-Hudson","Mid-Hudson",null,"Zone G - Hudson Valley","Upper Hudson","Hudson Valley",{"$f":"VLOOKUP(L611,'Lookups (2)'!$CJ$4:$CS$2189,6,)","v":0.13370000000000001}]
[null,null,null,null,null,null,null,null,null,null,"12058Greene",12058,12058,"Zone G - Hudson Valley","Central Hudson Gas and Electric","Greene","Capital Region","Upper Hudson","Mid-Hudson","Mid-Hudson",null,"Zone G - Hudson Valley","Upper Hudson","Hudson Valley",{"$f":"VLOOKUP(L612,'Lookups (2)'!$CJ$4:$CS$2189,6,)","v":0.13370000000000001}]
[null,null,null,null,null,null,null,null,null,null,"12083Greene",12083,12083,"Zone G - Hudson Valley","Central Hudson Gas and Electric","Greene","Capital Region","Upper Hudson","Mid-Hudson","Mid-Hudson",null,"Zone G - Hudson Valley","Upper Hudson","Hudson Valley",{"$f":"VLOOKUP(L613,'Lookups (2)'!$CJ$4:$CS$2189,6,)","v":0.13370000000000001}]
[null,null,null,null,null,null,null,null,null,null,"12087Greene",12087,12087,"Zone G - Hudson Valley","Central Hudson Gas and Electric","Greene","Capital Region","Upper Hudson","Mid-Hudson","Mid-Hudson",null,"Zone G - Hudson Valley","Upper Hudson","Hudson Valley",{"$f":"VLOOKUP(L614,'Lookups (2)'!$CJ$4:$CS$2189,6,)","v":0.13370000000000001}]
[null,null,null,null,null,null,null,null,null,null,"12124Greene",12124,12124,"Zone G - Hudson Valley","Central Hudson Gas and Electric","Greene","Capital Region","Upper Hudson","Mid-Hudson","Mid-Hudson",null,"Zone G - Hudson Valley","Upper Hudson","Hudson Valley",{"$f":"VLOOKUP(L615,'Lookups (2)'!$CJ$4:$CS$2189,6,)","v":0.13370000000000001}]
[null,null,null,null,null,null,null,null,null,null,"12176Greene",12176,12176,"Zone G - Hudson Valley","Central Hudson Gas and Electric","Greene","Capital Region","Upper Hudson","Mid-Hudson","Mid-Hudson",null,"Zone G - Hudson Valley","Upper Hudson","Hudson Valley",{"$f":"VLOOKUP(L616,'Lookups (2)'!$CJ$4:$CS$2189,6,)","v":0.13370000000000001}]
[null,null,null,null,null,null,null,null,null,null,"12192Greene",12192,12192,"Zone G - Hudson Valley","Central Hudson Gas and Electric","Greene","Capital Region","Upper Hudson","Mid-Hudson","Mid-Hudson",null,"Zone G - Hudson Valley","Upper Hudson","Hudson Valley",{"$f":"VLOOKUP(L617,'Lookups (2)'!$CJ$4:$CS$2189,6,)","v":0.13370000000000001}]
[null,null,null,null,null,null,null,null,null,null,"12405Greene",12405,12405,"Zone G - Hudson Valley","Central Hudson Gas and Electric","Greene","Capital Region","Upper Hudson","Mid-Hudson","Mid-Hudson",null,"Zone G - Hudson Valley","Upper Hudson","Hudson Valley",{"$f":"VLOOKUP(L618,'Lookups (2)'!$CJ$4:$CS$2189,6,)","v":0.13370000000000001}]
[null,null,null,null,null,null,null,null,null,null,"12407Greene",12407,12407,"Zone G - Hudson Valley","Central Hudson Gas and Electric","Greene","Capital Region","Upper Hudson","Mid-Hudson","Mid-Hudson",null,"Zone G - Hudson Valley","Upper Hudson","Hudson Valley",{"$f":"VLOOKUP(L619,'Lookups (2)'!$CJ$4:$CS$2189,6,)","v":0.13370000000000001}]
[null,null,null,null,null,null,null,null,null,null,"12413Greene",12413,12413,"Zone G - Hudson Valley","Central Hudson Gas and Electric","Greene","Capital Region","Upper Hudson","Mid-Hudson","Mid-Hudson",null,"Zone G - Hudson Valley","Upper Hudson","Hudson Valley",{"$f":"VLOOKUP(L620,'Lookups (2)'!$CJ$4:$CS$2189,6,)","v":0.13370000000000001}]
[null,null,null,null,null,null,null,null,null,null,"12414Greene",12414,12414,"Zone G - Hudson Valley","Central Hudson Gas and Electric","Greene","Capital Region","Upper Hudson","Mid-Hudson","Mid-Hudson",null,"Zone G - Hudson Valley","Upper Hudson","Hudson Valley",{"$f":"VLOOKUP(L621,'Lookups (2)'!$CJ$4:$CS$2189,6,)","v":0.13370000000000001}]
[null,null,null,null,null,null,null,null,null,null,"12418Greene",12418,12418,"Zone G - Hudson Valley","Central Hudson Gas and Electric","Greene","Capital Region","Upper Hudson","Mid-Hudson","Mid-Hudson",null,"Zone G - Hudson Valley","Upper Hudson","Hudson Valley",{"$f":"VLOOKUP(L622,'Lookups (2)'!$CJ$4:$CS$2189,6,)","v":0.13370000000000001}]
[null,null,null,null,null,null,null,null,null,null,"12422Greene",12422,12422,"Zone G - Hudson Valley","Central Hudson Gas and Electric","Greene","Capital Region","Upper Hudson","Mid-Hudson","Mid-Hudson",null,"Zone G - Hudson Valley","Upper Hudson","Hudson Valley",{"$f":"VLOOKUP(L623,'Lookups (2)'!$CJ$4:$CS$2189,6,)","v":0.13370000000000001}]
[null,null,null,null,null,null,null,null,null,null,"12423Greene",12423,12423,"Zone G - Hudson Valley","Central Hudson Gas and Electric","Greene","Capital Region","Upper Hudson","Mid-Hudson","Mid-Hudson",null,"Zone G - Hudson Valley","Upper Hudson","Hudson Valley",{"$f":"VLOOKUP(L624,'Lookups (2)'!$CJ$4:$CS$2189,6,)","v":0.13370000000000001}]
[null,null,null,null,null,null,null,null,null,null,"12427Greene",12427,12427,"Zone G - Hudson Valley","Central Hudson Gas and Electric","Greene","Capital Region","Upper Hudson","Mid-Hudson","Mid-Hudson",null,"Zone G - Hudson Valley","Upper Hudson","Hudson Valley",{"$f":"VLOOKUP(L625,'Lookups (2)'!$CJ$4:$CS$2189,6,)","v":0.13370000000000001}]
[null,null,null,null,null,null,null,null,null,null,"12431Greene",12431,12431,"Zone G - Hudson Valley","Central Hudson Gas and Electric","Greene","Capital Region","Upper Hudson","Mid-Hudson","Mid-Hudson",null,"Zone G - Hudson Valley","Upper Hudson","Hudson Valley",{"$f":"VLOOKUP(L626,'Lookups (2)'!$CJ$4:$CS$2189,6,)","v":0.13370000000000001}]
[null,null,null,null,null,null,null,null,null,null,"12436Greene",12436,12436,"Zone G - Hudson Valley","Central Hudson Gas and Electric","Greene","Capital Region","Upper Hudson","Mid-Hudson","Mid-Hudson",null,"Zone G - Hudson Valley","Upper Hudson","Hudson Valley",{"$f":"VLOOKUP(L627,'Lookups (2)'!$CJ$4:$CS$2189,6,)","v":0.13370000000000001}]
[null,null,null,null,null,null,null,null,null,null,"12442Greene",12442,12442,"Zone G - Hudson Valley","Central Hudson Gas and Electric","Greene","Capital Region","Upper Hudson","Mid-Hudson","Mid-Hudson",null,"Zone G - Hudson Valley","Upper Hudson","Hudson Valley",{"$f":"VLOOKUP(L628,'Lookups (2)'!$CJ$4:$CS$2189,6,)","v":0.13370000000000001}]
[null,null,null,null,null,null,null,null,null,null,"12450Greene",12450,12450,"Zone G - Hudson Valley","Central Hudson Gas and Electric","Greene","Capital Region","Upper Hudson","Mid-Hudson","Mid-Hudson",null,"Zone G - Hudson Valley","Upper Hudson","Hudson Valley",{"$f":"VLOOKUP(L629,'Lookups (2)'!$CJ$4:$CS$2189,6,)","v":0.13370000000000001}]
[null,null,null,null,null,null,null,null,null,null,"12451Greene",12451,12451,"Zone G - Hudson Valley","Central Hudson Gas and Electric","Greene","Capital Region","Upper Hudson","Mid-Hudson","Mid-Hudson",null,"Zone G - Hudson Valley","Upper Hudson","Hudson Valley",{"$f":"VLOOKUP(L630,'Lookups (2)'!$CJ$4:$CS$2189,6,)","v":0.13370000000000001}]
[null,null,null,null,null,null,null,null,null,null,"12452Greene",12452,12452,"Zone G - Hudson Valley","Central Hudson Gas and Electric","Greene","Capital Region","Upper Hudson","Mid-Hudson","Mid-Hudson",null,"Zone G - Hudson Valley","Upper Hudson","Hudson Valley",{"$f":"VLOOKUP(L631,'Lookups (2)'!$CJ$4:$CS$2189,6,)","v":0.13370000000000001}]
[null,null,null,null,null,null,null,null,null,null,"12460Greene",12460,12460,"Zone G - Hudson Valley","Central Hudson Gas and Electric","Greene","Capital Region","Upper Hudson","Mid-Hudson","Mid-Hudson",null,"Zone G - Hudson Valley","Upper Hudson","Hudson Valley",{"$f":"VLOOKUP(L632,'Lookups (2)'!$CJ$4:$CS$2189,6,)","v":0.13370000000000001}]
[null,null,null,null,null,null,null,null,null,null,"12463Greene",12463,12463,"Zone G - Hudson Valley","Central Hudson Gas and Electric","Greene","Capital Region","Upper Hudson","Mid-Hudson","Mid-Hudson",null,"Zone G - Hudson Valley","Upper Hudson","Hudson Valley",{"$f":"VLOOKUP(L633,'Lookups (2)'!$CJ$4:$CS$2189,6,)","v":0.13370000000000001}]
[null,null,null,null,null,null,null,null,null,null,"12470Greene",12470,12470,"Zone G - Hudson Valley","Central Hudson Gas and Electric","Greene","Capital Region","Upper Hudson","Mid-Hudson","Mid-Hudson",null,"Zone G - Hudson Valley","Upper Hudson","Hudson Valley",{"$f":"VLOOKUP(L634,'Lookups (2)'!$CJ$4:$CS$2189,6,)","v":0.13370000000000001}]
[null,null,null,null,null,null,null,null,null,null,"12473Greene",12473,12473,"Zone G - Hudson Valley","Central Hudson Gas and Electric","Greene","Capital Region","Upper Hudson","Mid-Hudson","Mid-Hudson",null,"Zone G - Hudson Valley","Upper Hudson","Hudson Valley",{"$f":"VLOOKUP(L635,'Lookups (2)'!$CJ$4:$CS$2189,6,)","v":0.13370000000000001}]
[null,null,null,null,null,null,null,null,null,null,"12482Greene",12482,12482,"Zone G - Hudson Valley","Central Hudson Gas and Electric","Greene","Capital Region","Upper Hudson","Mid-Hudson","Mid-Hudson",null,"Zone G - Hudson Valley","Upper Hudson","Hudson Valley",{"$f":"VLOOKUP(L636,'Lookups (2)'!$CJ$4:$CS$2189,6,)","v":0.13370000000000001}]
[null,null,null,null,null,null,null,null,null,null,"12485Greene",12485,12485,"Zone G - Hudson Valley","Central Hudson Gas and Electric","Greene","Capital Region","Upper Hudson","Mid-Hudson","Mid-Hudson",null,"Zone G - Hudson Valley","Upper Hudson","Hudson Valley",{"$f":"VLOOKUP(L637,'Lookups (2)'!$CJ$4:$CS$2189,6,)","v":0.13370000000000001}]
[null,null,null,null,null,null,null,null,null,null,"12492Greene",12492,12492,"Zone G - Hudson Valley","Central Hudson Gas and Electric","Greene","Capital Region","Upper Hudson","Mid-Hudson","Mid-Hudson",null,"Zone G - Hudson Valley","Upper Hudson","Hudson Valley",{"$f":"VLOOKUP(L638,'Lookups (2)'!$CJ$4:$CS$2189,6,)","v":0.13370000000000001}]
[null,null,null,null,null,null,null,null,null,null,"12847Hamilton",12847,12847,"Zone D - North","NYS Electric and Gas","Hamilton","North Country","North County","North Country","North Country",null,"Zone D - North","North County","North Country",{"$f":"VLOOKUP(L639,'Lookups (2)'!$CJ$4:$CS$2189,6,)","v":9.2600000000000002E-2}]
[null,null,null,null,null,null,null,null,null,null,"12812Hamilton",12812,12812,"Zone F - Capital","NYS Electric and Gas","Hamilton","North Country","North County","North Country","North Country",null,"Zone F - Capital","North County","North Country",{"$f":"VLOOKUP(L640,'Lookups (2)'!$CJ$4:$CS$2189,6,)","v":0.106}]
[null,null,null,null,null,null,null,null,null,null,"12108Hamilton",12108,12108,"Zone F - Capital","National Grid","Hamilton","North Country","North County","North Country","North Country",null,"Zone F - Capital","North County","North Country",{"$f":"VLOOKUP(L641,'Lookups (2)'!$CJ$4:$CS$2189,6,)","v":0.1167}]
[null,null,null,null,null,null,null,null,null,null,"12139Hamilton",12139,12139,"Zone F - Capital","National Grid","Hamilton","North Country","North County","North Country","North Country",null,"Zone F - Capital","North County","North Country",{"$f":"VLOOKUP(L642,'Lookups (2)'!$CJ$4:$CS$2189,6,)","v":0.1167}]
[null,null,null,null,null,null,null,null,null,null,"12164Hamilton",12164,12164,"Zone F - Capital","National Grid","Hamilton","North Country","North County","North Country","North Country",null,"Zone F - Capital","North County","North Country",{"$f":"VLOOKUP(L643,'Lookups (2)'!$CJ$4:$CS$2189,6,)","v":0.1167}]
[null,null,null,null,null,null,null,null,null,null,"12190Hamilton",12190,12190,"Zone F - Capital","National Grid","Hamilton","North Country","North County","North Country","North Country",null,"Zone F - Capital","North County","North Country",{"$f":"VLOOKUP(L644,'Lookups (2)'!$CJ$4:$CS$2189,6,)","v":0.1167}]
[null,null,null,null,null,null,null,null,null,null,{"$f":"CONCATENATE(M645,P645)","v":"12842Hamilton"},12842,12842,"Zone F - Capital","National Grid","Hamilton","North Country","North County","North Country","North Country",null,"Zone F - Capital",{"$f":"R645","v":"North County"},"North Country",{"$f":"VLOOKUP(L645,'Lookups (2)'!$CJ$4:$CS$2189,6,)","v":0.1167}]
[null,null,null,null,null,null,null,null,null,null,"12864Hamilton",12864,12864,"Zone F - Capital","National Grid","Hamilton","North Country","North County","North Country","North Country",null,"Zone F - Capital","North County","North Country",{"$f":"VLOOKUP(L646,'Lookups (2)'!$CJ$4:$CS$2189,6,)","v":0.1167}]
[null,null,null,null,null,null,null,null,null,null,"13436Hamilton",13436,13436,"Zone F - Capital","National Grid","Hamilton","North Country","North County","North Country","North Country",null,"Zone F - Capital","North County","North Country",{"$f":"VLOOKUP(L647,'Lookups (2)'!$CJ$4:$CS$2189,6,)","v":0.1167}]
[null,null,null,null,null,null,null,null,null,null,"13353Hamilton",13353,13353,"Zone F - Capital","National Grid","Hamilton","North Country","North County","North Country","North Country",null,"Zone F - Capital","North County","North Country",{"$f":"VLOOKUP(L648,'Lookups (2)'!$CJ$4:$CS$2189,6,)","v":0.1167}]
[null,null,null,null,null,null,null,null,null,null,"13360Hamilton",13360,13360,"Zone F - Capital","National Grid","Hamilton","North Country","North County","North Country","North Country",null,"Zone F - Capital","North County","North Country",{"$f":"VLOOKUP(L649,'Lookups (2)'!$CJ$4:$CS$2189,6,)","v":0.1167}]
[null,null,null,null,null,null,null,null,null,null,"13475Herkimer",13475,13475,"Zone E - Mohawk Valley","National Grid","Herkimer","Mohawk Valley","Central","Central","Central",null,"Zone E - Mohawk Valley","Central","Central Region",{"$f":"VLOOKUP(L650,'Lookups (2)'!$CJ$4:$CS$2189,6,)","v":0.10299999999999999}]
[null,null,null,null,null,null,null,null,null,null,"13324Herkimer",13324,13324,"Zone E - Mohawk Valley","National Grid","Herkimer","Mohawk Valley","Central","Central","Central",null,"Zone E - Mohawk Valley","Central","Central Region",{"$f":"VLOOKUP(L651,'Lookups (2)'!$CJ$4:$CS$2189,6,)","v":0.10299999999999999}]
[null,null,null,null,null,null,null,null,null,null,"13329Herkimer",13329,13329,"Zone E - Mohawk Valley","National Grid","Herkimer","Mohawk Valley","Central","Central","Central",null,"Zone E - Mohawk Valley","Central","Central Region",{"$f":"VLOOKUP(L652,'Lookups (2)'!$CJ$4:$CS$2189,6,)","v":0.10299999999999999}]
[null,null,null,null,null,null,null,null,null,null,"13331Herkimer",13331,13331,"Zone E - Mohawk Valley","National Grid","Herkimer","Mohawk Valley","Central","Central","Central",null,"Zone E - Mohawk Valley","Central","Central Region",{"$f":"VLOOKUP(L653,'Lookups (2)'!$CJ$4:$CS$2189,6,)","v":0.10299999999999999}]
[null,null,null,null,null,null,null,null,null,null,"13340Herkimer",13340,13340,"Zone E - Mohawk Valley","National Grid","Herkimer","Mohawk Valley","Central","Central","Central",null,"Zone E - Mohawk Valley","Central","Central Region",{"$f":"VLOOKUP(L654,'Lookups (2)'!$CJ$4:$CS$2189,6,)","v":0.10299999999999999}]
[null,null,null,null,null,null,null,null,null,null,"13350Herkimer",13350,13350,"Zone E - Mohawk Valley","National Grid","Herkimer","Mohawk Valley","Central","Central","Central",null,"Zone E - Mohawk Valley","Central","Central Region",{"$f":"VLOOKUP(L655,'Lookups (2)'!$CJ$4:$CS$2189,6,)","v":0.10299999999999999}]
[null,null,null,null,null,null,null,null,null,null,"13357Herkimer",13357,13357,"Zone E - Mohawk Valley","National Grid","Herkimer","Mohawk Valley","Central","Central","Central",null,"Zone E - Mohawk Valley","Central","Central Region",{"$f":"VLOOKUP(L656,'Lookups (2)'!$CJ$4:$CS$2189,6,)","v":0.10299999999999999}]
[null,null,null,null,null,null,null,null,null,null,"13365Herkimer",13365,13365,"Zone E - Mohawk Valley","National Grid","Herkimer","Mohawk Valley","Central","Central","Central",null,"Zone E - Mohawk Valley","Central","Central Region",{"$f":"VLOOKUP(L657,'Lookups (2)'!$CJ$4:$CS$2189,6,)","v":0.10299999999999999}]
[null,null,null,null,null,null,null,null,null,null,"13406Herkimer",13406,13406,"Zone E - Mohawk Valley","National Grid","Herkimer","Mohawk Valley","Central","Central","Central",null,"Zone E - Mohawk Valley","Central","Central Region",{"$f":"VLOOKUP(L658,'Lookups (2)'!$CJ$4:$CS$2189,6,)","v":0.10299999999999999}]
[null,null,null,null,null,null,null,null,null,null,"13407Herkimer",13407,13407,"Zone E - Mohawk Valley","National Grid","Herkimer","Mohawk Valley","Central","Central","Central",null,"Zone E - Mohawk Valley","Central","Central Region",{"$f":"VLOOKUP(L659,'Lookups (2)'!$CJ$4:$CS$2189,6,)","v":0.10299999999999999}]
[null,null,null,null,null,null,null,null,null,null,"13416Herkimer",13416,13416,"Zone E - Mohawk Valley","National Grid","Herkimer","Mohawk Valley","Central","Central","Central",null,"Zone E - Mohawk Valley","Central","Central Region",{"$f":"VLOOKUP(L660,'Lookups (2)'!$CJ$4:$CS$2189,6,)","v":0.10299999999999999}]
[null,null,null,null,null,null,null,null,null,null,"13420Herkimer",13420,13420,"Zone E - Mohawk Valley","National Grid","Herkimer","Mohawk Valley","Central","Central","Central",null,"Zone E - Mohawk Valley","Central","Central Region",{"$f":"VLOOKUP(L661,'Lookups (2)'!$CJ$4:$CS$2189,6,)","v":0.10299999999999999}]
[null,null,null,null,null,null,null,null,null,null,"13431Herkimer",13431,13431,"Zone E - Mohawk Valley","National Grid","Herkimer","Mohawk Valley","Central","Central","Central",null,"Zone E - Mohawk Valley","Central","Central Region",{"$f":"VLOOKUP(L662,'Lookups (2)'!$CJ$4:$CS$2189,6,)","v":0.10299999999999999}]
[null,null,null,null,null,null,null,null,null,null,"13454Herkimer",13454,13454,"Zone E - Mohawk Valley","National Grid","Herkimer","Mohawk Valley","Central","Central","Central",null,"Zone E - Mohawk Valley","Central","Central Region",{"$f":"VLOOKUP(L663,'Lookups (2)'!$CJ$4:$CS$2189,6,)","v":0.10299999999999999}]
[null,null,null,null,null,null,null,null,null,null,"13472Herkimer",13472,13472,"Zone E - Mohawk Valley","National Grid","Herkimer","Mohawk Valley","Central","Central","Central",null,"Zone E - Mohawk Valley","Central","Central Region",{"$f":"VLOOKUP(L664,'Lookups (2)'!$CJ$4:$CS$2189,6,)","v":0.10299999999999999}]
[null,null,null,null,null,null,null,null,null,null,"13361Herkimer",13361,13361,"Zone E - Mohawk Valley","NYS Electric and Gas","Herkimer","Mohawk Valley","Central","Central","Central",null,"Zone E - Mohawk Valley","Central","Central Region",{"$f":"VLOOKUP(L665,'Lookups (2)'!$CJ$4:$CS$2189,6,)","v":9.2600000000000002E-2}]
[null,null,null,null,null,null,null,null,null,null,"13491Herkimer",13491,13491,"Zone E - Mohawk Valley","NYS Electric and Gas","Herkimer","Mohawk Valley","Central","Central","Central",null,"Zone E - Mohawk Valley","Central","Central Region",{"$f":"VLOOKUP(L666,'Lookups (2)'!$CJ$4:$CS$2189,6,)","v":9.2600000000000002E-2}]
[null,null,null,null,null,null,null,null,null,null,"13601Jefferson",13601,13601,"Zone E - Mohawk Valley","National Grid","Jefferson","North Country","North County","North Country","North Country",null,"Zone E - Mohawk Valley","North County","North Country",{"$f":"VLOOKUP(L667,'Lookups (2)'!$CJ$4:$CS$2189,6,)","v":0.10299999999999999}]
[null,null,null,null,null,null,null,null,null,null,"13602Jefferson",13602,13602,"Zone E - Mohawk Valley","National Grid","Jefferson","North Country","North County","North Country","North Country",null,"Zone E - Mohawk Valley","North County","North Country",{"$f":"VLOOKUP(L668,'Lookups (2)'!$CJ$4:$CS$2189,6,)","v":0.10299999999999999}]
[null,null,null,null,null,null,null,null,null,null,"13603Jefferson",13603,13603,"Zone E - Mohawk Valley","National Grid","Jefferson","North Country","North County","North Country","North Country",null,"Zone E - Mohawk Valley","North County","North Country",{"$f":"VLOOKUP(L669,'Lookups (2)'!$CJ$4:$CS$2189,6,)","v":0.10299999999999999}]
[null,null,null,null,null,null,null,null,null,null,"13605Jefferson",13605,13605,"Zone E - Mohawk Valley","National Grid","Jefferson","North Country","North County","North Country","North Country",null,"Zone E - Mohawk Valley","North County","North Country",{"$f":"VLOOKUP(L670,'Lookups (2)'!$CJ$4:$CS$2189,6,)","v":0.10299999999999999}]
[null,null,null,null,null,null,null,null,null,null,"13606Jefferson",13606,13606,"Zone E - Mohawk Valley","National Grid","Jefferson","North Country","North County","North Country","North Country",null,"Zone E - Mohawk Valley","North County","North Country",{"$f":"VLOOKUP(L671,'Lookups (2)'!$CJ$4:$CS$2189,6,)","v":0.10299999999999999}]
[null,null,null,null,null,null,null,null,null,null,"13607Jefferson",13607,13607,"Zone E - Mohawk Valley","National Grid","Jefferson","North Country","North County","North Country","North Country",null,"Zone E - Mohawk Valley","North County","North Country",{"$f":"VLOOKUP(L672,'Lookups (2)'!$CJ$4:$CS$2189,6,)","v":0.10299999999999999}]
[null,null,null,null,null,null,null,null,null,null,"13608Jefferson",13608,13608,"Zone E - Mohawk Valley","National Grid","Jefferson","North Country","North County","North Country","North Country",null,"Zone E - Mohawk Valley","North County","North Country",{"$f":"VLOOKUP(L673,'Lookups (2)'!$CJ$4:$CS$2189,6,)","v":0.10299999999999999}]
[null,null,null,null,null,null,null,null,null,null,"13611Jefferson",13611,13611,"Zone E - Mohawk Valley","National Grid","Jefferson","North Country","North County","North Country","North Country",null,"Zone E - Mohawk Valley","North County","North Country",{"$f":"VLOOKUP(L674,'Lookups (2)'!$CJ$4:$CS$2189,6,)","v":0.10299999999999999}]
[null,null,null,null,null,null,null,null,null,null,"13612Jefferson",13612,13612,"Zone E - Mohawk Valley","National Grid","Jefferson","North Country","North County","North Country","North Country",null,"Zone E - Mohawk Valley","North County","North Country",{"$f":"VLOOKUP(L675,'Lookups (2)'!$CJ$4:$CS$2189,6,)","v":0.10299999999999999}]
[null,null,null,null,null,null,null,null,null,null,"13615Jefferson",13615,13615,"Zone E - Mohawk Valley","National Grid","Jefferson","North Country","North County","North Country","North Country",null,"Zone E - Mohawk Valley","North County","North Country",{"$f":"VLOOKUP(L676,'Lookups (2)'!$CJ$4:$CS$2189,6,)","v":0.10299999999999999}]
[null,null,null,null,null,null,null,null,null,null,"13616Jefferson",13616,13616,"Zone E - Mohawk Valley","National Grid","Jefferson","North Country","North County","North Country","North Country",null,"Zone E - Mohawk Valley","North County","North Country",{"$f":"VLOOKUP(L677,'Lookups (2)'!$CJ$4:$CS$2189,6,)","v":0.10299999999999999}]
[null,null,null,null,null,null,null,null,null,null,"13618Jefferson",13618,13618,"Zone E - Mohawk Valley","National Grid","Jefferson","North Country","North County","North Country","North Country",null,"Zone E - Mohawk Valley","North County","North Country",{"$f":"VLOOKUP(L678,'Lookups (2)'!$CJ$4:$CS$2189,6,)","v":0.10299999999999999}]
[null,null,null,null,null,null,null,null,null,null,"13619Jefferson",13619,13619,"Zone E - Mohawk Valley","National Grid","Jefferson","North Country","North County","North Country","North Country",null,"Zone E - Mohawk Valley","North County","North Country",{"$f":"VLOOKUP(L679,'Lookups (2)'!$CJ$4:$CS$2189,6,)","v":0.10299999999999999}]
[null,null,null,null,null,null,null,null,null,null,"13622Jefferson",13622,13622,"Zone E - Mohawk Valley","National Grid","Jefferson","North Country","North County","North Country","North Country",null,"Zone E - Mohawk Valley","North County","North Country",{"$f":"VLOOKUP(L680,'Lookups (2)'!$CJ$4:$CS$2189,6,)","v":0.10299999999999999}]
[null,null,null,null,null,null,null,null,null,null,"13624Jefferson",13624,13624,"Zone E - Mohawk Valley","National Grid","Jefferson","North Country","North County","North Country","North Country",null,"Zone E - Mohawk Valley","North County","North Country",{"$f":"VLOOKUP(L681,'Lookups (2)'!$CJ$4:$CS$2189,6,)","v":0.10299999999999999}]
[null,null,null,null,null,null,null,null,null,null,"13628Jefferson",13628,13628,"Zone E - Mohawk Valley","National Grid","Jefferson","North Country","North County","North Country","North Country",null,"Zone E - Mohawk Valley","North County","North Country",{"$f":"VLOOKUP(L682,'Lookups (2)'!$CJ$4:$CS$2189,6,)","v":0.10299999999999999}]
[null,null,null,null,null,null,null,null,null,null,"13631Jefferson",13631,13631,"Zone E - Mohawk Valley","National Grid","Jefferson","North Country","North County","North Country","North Country",null,"Zone E - Mohawk Valley","North County","North Country",{"$f":"VLOOKUP(L683,'Lookups (2)'!$CJ$4:$CS$2189,6,)","v":0.10299999999999999}]
[null,null,null,null,null,null,null,null,null,null,"13632Jefferson",13632,13632,"Zone E - Mohawk Valley","National Grid","Jefferson","North Country","North County","North Country","North Country",null,"Zone E - Mohawk Valley","North County","North Country",{"$f":"VLOOKUP(L684,'Lookups (2)'!$CJ$4:$CS$2189,6,)","v":0.10299999999999999}]
[null,null,null,null,null,null,null,null,null,null,"13634Jefferson",13634,13634,"Zone E - Mohawk Valley","National Grid","Jefferson","North Country","North County","North Country","North Country",null,"Zone E - Mohawk Valley","North County","North Country",{"$f":"VLOOKUP(L685,'Lookups (2)'!$CJ$4:$CS$2189,6,)","v":0.10299999999999999}]
[null,null,null,null,null,null,null,null,null,null,"13636Jefferson",13636,13636,"Zone E - Mohawk Valley","National Grid","Jefferson","North Country","North County","North Country","North Country",null,"Zone E - Mohawk Valley","North County","North Country",{"$f":"VLOOKUP(L686,'Lookups (2)'!$CJ$4:$CS$2189,6,)","v":0.10299999999999999}]
[null,null,null,null,null,null,null,null,null,null,"13637Jefferson",13637,13637,"Zone E - Mohawk Valley","National Grid","Jefferson","North Country","North County","North Country","North Country",null,"Zone E - Mohawk Valley","North County","North Country",{"$f":"VLOOKUP(L687,'Lookups (2)'!$CJ$4:$CS$2189,6,)","v":0.10299999999999999}]
[null,null,null,null,null,null,null,null,null,null,"13638Jefferson",13638,13638,"Zone E - Mohawk Valley","National Grid","Jefferson","North Country","North County","North Country","North Country",null,"Zone E - Mohawk Valley","North County","North Country",{"$f":"VLOOKUP(L688,'Lookups (2)'!$CJ$4:$CS$2189,6,)","v":0.10299999999999999}]
[null,null,null,null,null,null,null,null,null,null,"13640Jefferson",13640,13640,"Zone E - Mohawk Valley","National Grid","Jefferson","North Country","North County","North Country","North Country",null,"Zone E - Mohawk Valley","North County","North Country",{"$f":"VLOOKUP(L689,'Lookups (2)'!$CJ$4:$CS$2189,6,)","v":0.10299999999999999}]
[null,null,null,null,null,null,null,null,null,null,"13641Jefferson",13641,13641,"Zone E - Mohawk Valley","National Grid","Jefferson","North Country","North County","North Country","North Country",null,"Zone E - Mohawk Valley","North County","North Country",{"$f":"VLOOKUP(L690,'Lookups (2)'!$CJ$4:$CS$2189,6,)","v":0.10299999999999999}]
[null,null,null,null,null,null,null,null,null,null,"13643Jefferson",13643,13643,"Zone E - Mohawk Valley","National Grid","Jefferson","North Country","North County","North Country","North Country",null,"Zone E - Mohawk Valley","North County","North Country",{"$f":"VLOOKUP(L691,'Lookups (2)'!$CJ$4:$CS$2189,6,)","v":0.10299999999999999}]
[null,null,null,null,null,null,null,null,null,null,"13650Jefferson",13650,13650,"Zone E - Mohawk Valley","National Grid","Jefferson","North Country","North County","North Country","North Country",null,"Zone E - Mohawk Valley","North County","North Country",{"$f":"VLOOKUP(L692,'Lookups (2)'!$CJ$4:$CS$2189,6,)","v":0.10299999999999999}]
[null,null,null,null,null,null,null,null,null,null,"13651Jefferson",13651,13651,"Zone E - Mohawk Valley","National Grid","Jefferson","North Country","North County","North Country","North Country",null,"Zone E - Mohawk Valley","North County","North Country",{"$f":"VLOOKUP(L693,'Lookups (2)'!$CJ$4:$CS$2189,6,)","v":0.10299999999999999}]
[null,null,null,null,null,null,null,null,null,null,"13656Jefferson",13656,13656,"Zone E - Mohawk Valley","National Grid","Jefferson","North Country","North County","North Country","North Country",null,"Zone E - Mohawk Valley","North County","North Country",{"$f":"VLOOKUP(L694,'Lookups (2)'!$CJ$4:$CS$2189,6,)","v":0.10299999999999999}]
[null,null,null,null,null,null,null,null,null,null,"13657Jefferson",13657,13657,"Zone E - Mohawk Valley","National Grid","Jefferson","North Country","North County","North Country","North Country",null,"Zone E - Mohawk Valley","North County","North Country",{"$f":"VLOOKUP(L695,'Lookups (2)'!$CJ$4:$CS$2189,6,)","v":0.10299999999999999}]
[null,null,null,null,null,null,null,null,null,null,"13659Jefferson",13659,13659,"Zone E - Mohawk Valley","National Grid","Jefferson","North Country","North County","North Country","North Country",null,"Zone E - Mohawk Valley","North County","North Country",{"$f":"VLOOKUP(L696,'Lookups (2)'!$CJ$4:$CS$2189,6,)","v":0.10299999999999999}]
[null,null,null,null,null,null,null,null,null,null,"13661Jefferson",13661,13661,"Zone E - Mohawk Valley","National Grid","Jefferson","North Country","North County","North Country","North Country",null,"Zone E - Mohawk Valley","North County","North Country",{"$f":"VLOOKUP(L697,'Lookups (2)'!$CJ$4:$CS$2189,6,)","v":0.10299999999999999}]
[null,null,null,null,null,null,null,null,null,null,"13665Jefferson",13665,13665,"Zone E - Mohawk Valley","National Grid","Jefferson","North Country","North County","North Country","North Country",null,"Zone E - Mohawk Valley","North County","North Country",{"$f":"VLOOKUP(L698,'Lookups (2)'!$CJ$4:$CS$2189,6,)","v":0.10299999999999999}]
[null,null,null,null,null,null,null,null,null,null,"13671Jefferson",13671,13671,"Zone E - Mohawk Valley","National Grid","Jefferson","North Country","North County","North Country","North Country",null,"Zone E - Mohawk Valley","North County","North Country",{"$f":"VLOOKUP(L699,'Lookups (2)'!$CJ$4:$CS$2189,6,)","v":0.10299999999999999}]
[null,null,null,null,null,null,null,null,null,null,"13674Jefferson",13674,13674,"Zone E - Mohawk Valley","National Grid","Jefferson","North Country","North County","North Country","North Country",null,"Zone E - Mohawk Valley","North County","North Country",{"$f":"VLOOKUP(L700,'Lookups (2)'!$CJ$4:$CS$2189,6,)","v":0.10299999999999999}]
[null,null,null,null,null,null,null,null,null,null,"13675Jefferson",13675,13675,"Zone E - Mohawk Valley","National Grid","Jefferson","North Country","North County","North Country","North Country",null,"Zone E - Mohawk Valley","North County","North Country",{"$f":"VLOOKUP(L701,'Lookups (2)'!$CJ$4:$CS$2189,6,)","v":0.10299999999999999}]
[null,null,null,null,null,null,null,null,null,null,"13679Jefferson",13679,13679,"Zone E - Mohawk Valley","National Grid","Jefferson","North Country","North County","North Country","North Country",null,"Zone E - Mohawk Valley","North County","North Country",{"$f":"VLOOKUP(L702,'Lookups (2)'!$CJ$4:$CS$2189,6,)","v":0.10299999999999999}]
[null,null,null,null,null,null,null,null,null,null,"13682Jefferson",13682,13682,"Zone E - Mohawk Valley","National Grid","Jefferson","North Country","North County","North Country","North Country",null,"Zone E - Mohawk Valley","North County","North Country",{"$f":"VLOOKUP(L703,'Lookups (2)'!$CJ$4:$CS$2189,6,)","v":0.10299999999999999}]
[null,null,null,null,null,null,null,null,null,null,"13685Jefferson",13685,13685,"Zone E - Mohawk Valley","National Grid","Jefferson","North Country","North County","North Country","North Country",null,"Zone E - Mohawk Valley","North County","North Country",{"$f":"VLOOKUP(L704,'Lookups (2)'!$CJ$4:$CS$2189,6,)","v":0.10299999999999999}]
[null,null,null,null,null,null,null,null,null,null,"13692Jefferson",13692,13692,"Zone E - Mohawk Valley","National Grid","Jefferson","North Country","North County","North Country","North Country",null,"Zone E - Mohawk Valley","North County","North Country",{"$f":"VLOOKUP(L705,'Lookups (2)'!$CJ$4:$CS$2189,6,)","v":0.10299999999999999}]
[null,null,null,null,null,null,null,null,null,null,"13693Jefferson",13693,13693,"Zone E - Mohawk Valley","National Grid","Jefferson","North Country","North County","North Country","North Country",null,"Zone E - Mohawk Valley","North County","North Country",{"$f":"VLOOKUP(L706,'Lookups (2)'!$CJ$4:$CS$2189,6,)","v":0.10299999999999999}]
[null,null,null,null,null,null,null,null,null,null,"13691Jefferson",13691,13691,"Zone E - Mohawk Valley","Municipal Utilities","Jefferson","North Country","North County","North Country","North Country",null,"Zone E - Mohawk Valley","North County","North Country",{"$f":"VLOOKUP(L707,'Lookups (2)'!$CJ$4:$CS$2189,6,)","v":0.1595}]
[null,null,null,null,null,null,null,null,null,null,"13673Jefferson",13673,13673,"Zone E - Mohawk Valley","Municipal Utilities","Jefferson","North Country","North County","North Country","North Country",null,"Zone E - Mohawk Valley","North County","North Country",{"$f":"VLOOKUP(L708,'Lookups (2)'!$CJ$4:$CS$2189,6,)","v":0.1595}]
[null,null,null,null,null,null,null,null,null,null,{"$f":"CONCATENATE(M709,P709)","v":"11201Kings"},11201,11201,"Zone J - New York City","Consolidated Edison","Kings","New York City","NYC",{"$error":"#N/A"},{"$error":"#N/A"},"ConEd NYC","Zone J - New York City",{"$f":"R709","v":"NYC"},null,{"$f":"VLOOKUP(L709,'Lookups (2)'!$CJ$4:$CS$2189,6,)","v":0.22109999999999999}]
[null,null,null,null,null,null,null,null,null,null,"11202Kings",11202,11202,"Zone J - New York City","Consolidated Edison","Kings","New York City","NYC",{"$error":"#N/A"},{"$error":"#N/A"},"ConEd NYC","Zone J - New York City","NYC",null,{"$f":"VLOOKUP(L710,'Lookups (2)'!$CJ$4:$CS$2189,6,)","v":0.22109999999999999}]
[null,null,null,null,null,null,null,null,null,null,"11203Kings",11203,11203,"Zone J - New York City","Consolidated Edison","Kings","New York City","NYC",{"$error":"#N/A"},{"$error":"#N/A"},"ConEd NYC","Zone J - New York City","NYC",null,{"$f":"VLOOKUP(L711,'Lookups (2)'!$CJ$4:$CS$2189,6,)","v":0.22109999999999999}]
[null,null,null,null,null,null,null,null,null,null,"11204Kings",11204,11204,"Zone J - New York City","Consolidated Edison","Kings","New York City","NYC",{"$error":"#N/A"},{"$error":"#N/A"},"ConEd NYC","Zone J - New York City","NYC",null,{"$f":"VLOOKUP(L712,'Lookups (2)'!$CJ$4:$CS$2189,6,)","v":0.22109999999999999}]
[null,null,null,null,null,null,null,null,null,null,"11205Kings",11205,11205,"Zone J - New York City","Consolidated Edison","Kings","New York City","NYC",{"$error":"#N/A"},{"$error":"#N/A"},"ConEd NYC","Zone J - New York City","NYC",null,{"$f":"VLOOKUP(L713,'Lookups (2)'!$CJ$4:$CS$2189,6,)","v":0.22109999999999999}]
[null,null,null,null,null,null,null,null,null,null,"11206Kings",11206,11206,"Zone J - New York City","Consolidated Edison","Kings","New York City","NYC",{"$error":"#N/A"},{"$error":"#N/A"},"ConEd NYC","Zone J - New York City","NYC",null,{"$f":"VLOOKUP(L714,'Lookups (2)'!$CJ$4:$CS$2189,6,)","v":0.22109999999999999}]
[null,null,null,null,null,null,null,null,null,null,"11207Kings",11207,11207,"Zone J - New York City","Consolidated Edison","Kings","New York City","NYC",{"$error":"#N/A"},{"$error":"#N/A"},"ConEd NYC","Zone J - New York City","NYC",null,{"$f":"VLOOKUP(L715,'Lookups (2)'!$CJ$4:$CS$2189,6,)","v":0.22109999999999999}]
[null,null,null,null,null,null,null,null,null,null,"11208Kings",11208,11208,"Zone J - New York City","Consolidated Edison","Kings","New York City","NYC",{"$error":"#N/A"},{"$error":"#N/A"},"ConEd NYC","Zone J - New York City","NYC",null,{"$f":"VLOOKUP(L716,'Lookups (2)'!$CJ$4:$CS$2189,6,)","v":0.22109999999999999}]
[null,null,null,null,null,null,null,null,null,null,"11209Kings",11209,11209,"Zone J - New York City","Consolidated Edison","Kings","New York City","NYC",{"$error":"#N/A"},{"$error":"#N/A"},"ConEd NYC","Zone J - New York City","NYC",null,{"$f":"VLOOKUP(L717,'Lookups (2)'!$CJ$4:$CS$2189,6,)","v":0.22109999999999999}]
[null,null,null,null,null,null,null,null,null,null,"11210Kings",11210,11210,"Zone J - New York City","Consolidated Edison","Kings","New York City","NYC",{"$error":"#N/A"},{"$error":"#N/A"},"ConEd NYC","Zone J - New York City","NYC",null,{"$f":"VLOOKUP(L718,'Lookups (2)'!$CJ$4:$CS$2189,6,)","v":0.22109999999999999}]
[null,null,null,null,null,null,null,null,null,null,"11211Kings",11211,11211,"Zone J - New York City","Consolidated Edison","Kings","New York City","NYC",{"$error":"#N/A"},{"$error":"#N/A"},"ConEd NYC","Zone J - New York City","NYC",null,{"$f":"VLOOKUP(L719,'Lookups (2)'!$CJ$4:$CS$2189,6,)","v":0.22109999999999999}]
[null,null,null,null,null,null,null,null,null,null,"11212Kings",11212,11212,"Zone J - New York City","Consolidated Edison","Kings","New York City","NYC",{"$error":"#N/A"},{"$error":"#N/A"},"ConEd NYC","Zone J - New York City","NYC",null,{"$f":"VLOOKUP(L720,'Lookups (2)'!$CJ$4:$CS$2189,6,)","v":0.22109999999999999}]
[null,null,null,null,null,null,null,null,null,null,"11213Kings",11213,11213,"Zone J - New York City","Consolidated Edison","Kings","New York City","NYC",{"$error":"#N/A"},{"$error":"#N/A"},"ConEd NYC","Zone J - New York City","NYC",null,{"$f":"VLOOKUP(L721,'Lookups (2)'!$CJ$4:$CS$2189,6,)","v":0.22109999999999999}]
[null,null,null,null,null,null,null,null,null,null,"11214Kings",11214,11214,"Zone J - New York City","Consolidated Edison","Kings","New York City","NYC",{"$error":"#N/A"},{"$error":"#N/A"},"ConEd NYC","Zone J - New York City","NYC",null,{"$f":"VLOOKUP(L722,'Lookups (2)'!$CJ$4:$CS$2189,6,)","v":0.22109999999999999}]
[null,null,null,null,null,null,null,null,null,null,"11215Kings",11215,11215,"Zone J - New York City","Consolidated Edison","Kings","New York City","NYC",{"$error":"#N/A"},{"$error":"#N/A"},"ConEd NYC","Zone J - New York City","NYC",null,{"$f":"VLOOKUP(L723,'Lookups (2)'!$CJ$4:$CS$2189,6,)","v":0.22109999999999999}]
[null,null,null,null,null,null,null,null,null,null,"11216Kings",11216,11216,"Zone J - New York City","Consolidated Edison","Kings","New York City","NYC",{"$error":"#N/A"},{"$error":"#N/A"},"ConEd NYC","Zone J - New York City","NYC",null,{"$f":"VLOOKUP(L724,'Lookups (2)'!$CJ$4:$CS$2189,6,)","v":0.22109999999999999}]
[null,null,null,null,null,null,null,null,null,null,"11217Kings",11217,11217,"Zone J - New York City","Consolidated Edison","Kings","New York City","NYC",{"$error":"#N/A"},{"$error":"#N/A"},"ConEd NYC","Zone J - New York City","NYC",null,{"$f":"VLOOKUP(L725,'Lookups (2)'!$CJ$4:$CS$2189,6,)","v":0.22109999999999999}]
[null,null,null,null,null,null,null,null,null,null,"11218Kings",11218,11218,"Zone J - New York City","Consolidated Edison","Kings","New York City","NYC",{"$error":"#N/A"},{"$error":"#N/A"},"ConEd NYC","Zone J - New York City","NYC",null,{"$f":"VLOOKUP(L726,'Lookups (2)'!$CJ$4:$CS$2189,6,)","v":0.22109999999999999}]
[null,null,null,null,null,null,null,null,null,null,"11219Kings",11219,11219,"Zone J - New York City","Consolidated Edison","Kings","New York City","NYC",{"$error":"#N/A"},{"$error":"#N/A"},"ConEd NYC","Zone J - New York City","NYC",null,{"$f":"VLOOKUP(L727,'Lookups (2)'!$CJ$4:$CS$2189,6,)","v":0.22109999999999999}]
[null,null,null,null,null,null,null,null,null,null,"11220Kings",11220,11220,"Zone J - New York City","Consolidated Edison","Kings","New York City","NYC",{"$error":"#N/A"},{"$error":"#N/A"},"ConEd NYC","Zone J - New York City","NYC",null,{"$f":"VLOOKUP(L728,'Lookups (2)'!$CJ$4:$CS$2189,6,)","v":0.22109999999999999}]
[null,null,null,null,null,null,null,null,null,null,"11221Kings",11221,11221,"Zone J - New York City","Consolidated Edison","Kings","New York City","NYC",{"$error":"#N/A"},{"$error":"#N/A"},"ConEd NYC","Zone J - New York City","NYC",null,{"$f":"VLOOKUP(L729,'Lookups (2)'!$CJ$4:$CS$2189,6,)","v":0.22109999999999999}]
[null,null,null,null,null,null,null,null,null,null,"11222Kings",11222,11222,"Zone J - New York City","Consolidated Edison","Kings","New York City","NYC",{"$error":"#N/A"},{"$error":"#N/A"},"ConEd NYC","Zone J - New York City","NYC",null,{"$f":"VLOOKUP(L730,'Lookups (2)'!$CJ$4:$CS$2189,6,)","v":0.22109999999999999}]
[null,null,null,null,null,null,null,null,null,null,"11223Kings",11223,11223,"Zone J - New York City","Consolidated Edison","Kings","New York City","NYC",{"$error":"#N/A"},{"$error":"#N/A"},"ConEd NYC","Zone J - New York City","NYC",null,{"$f":"VLOOKUP(L731,'Lookups (2)'!$CJ$4:$CS$2189,6,)","v":0.22109999999999999}]
[null,null,null,null,null,null,null,null,null,null,"11224Kings",11224,11224,"Zone J - New York City","Consolidated Edison","Kings","New York City","NYC",{"$error":"#N/A"},{"$error":"#N/A"},"ConEd NYC","Zone J - New York City","NYC",null,{"$f":"VLOOKUP(L732,'Lookups (2)'!$CJ$4:$CS$2189,6,)","v":0.22109999999999999}]
[null,null,null,null,null,null,null,null,null,null,"11225Kings",11225,11225,"Zone J - New York City","Consolidated Edison","Kings","New York City","NYC",{"$error":"#N/A"},{"$error":"#N/A"},"ConEd NYC","Zone J - New York City","NYC",null,{"$f":"VLOOKUP(L733,'Lookups (2)'!$CJ$4:$CS$2189,6,)","v":0.22109999999999999}]
[null,null,null,null,null,null,null,null,null,null,"11226Kings",11226,11226,"Zone J - New York City","Consolidated Edison","Kings","New York City","NYC",{"$error":"#N/A"},{"$error":"#N/A"},"ConEd NYC","Zone J - New York City","NYC",null,{"$f":"VLOOKUP(L734,'Lookups (2)'!$CJ$4:$CS$2189,6,)","v":0.22109999999999999}]
[null,null,null,null,null,null,null,null,null,null,"11228Kings",11228,11228,"Zone J - New York City","Consolidated Edison","Kings","New York City","NYC",{"$error":"#N/A"},{"$error":"#N/A"},"ConEd NYC","Zone J - New York City","NYC",null,{"$f":"VLOOKUP(L735,'Lookups (2)'!$CJ$4:$CS$2189,6,)","v":0.22109999999999999}]
[null,null,null,null,null,null,null,null,null,null,"11229Kings",11229,11229,"Zone J - New York City","Consolidated Edison","Kings","New York City","NYC",{"$error":"#N/A"},{"$error":"#N/A"},"ConEd NYC","Zone J - New York City","NYC",null,{"$f":"VLOOKUP(L736,'Lookups (2)'!$CJ$4:$CS$2189,6,)","v":0.22109999999999999}]
[null,null,null,null,null,null,null,null,null,null,"11230Kings",11230,11230,"Zone J - New York City","Consolidated Edison","Kings","New York City","NYC",{"$error":"#N/A"},{"$error":"#N/A"},"ConEd NYC","Zone J - New York City","NYC",null,{"$f":"VLOOKUP(L737,'Lookups (2)'!$CJ$4:$CS$2189,6,)","v":0.22109999999999999}]
[null,null,null,null,null,null,null,null,null,null,"11231Kings",11231,11231,"Zone J - New York City","Consolidated Edison","Kings","New York City","NYC",{"$error":"#N/A"},{"$error":"#N/A"},"ConEd NYC","Zone J - New York City","NYC",null,{"$f":"VLOOKUP(L738,'Lookups (2)'!$CJ$4:$CS$2189,6,)","v":0.22109999999999999}]
[null,null,null,null,null,null,null,null,null,null,"11232Kings",11232,11232,"Zone J - New York City","Consolidated Edison","Kings","New York City","NYC",{"$error":"#N/A"},{"$error":"#N/A"},"ConEd NYC","Zone J - New York City","NYC",null,{"$f":"VLOOKUP(L739,'Lookups (2)'!$CJ$4:$CS$2189,6,)","v":0.22109999999999999}]
[null,null,null,null,null,null,null,null,null,null,"11233Kings",11233,11233,"Zone J - New York City","Consolidated Edison","Kings","New York City","NYC",{"$error":"#N/A"},{"$error":"#N/A"},"ConEd NYC","Zone J - New York City","NYC",null,{"$f":"VLOOKUP(L740,'Lookups (2)'!$CJ$4:$CS$2189,6,)","v":0.22109999999999999}]
[null,null,null,null,null,null,null,null,null,null,"11234Kings",11234,11234,"Zone J - New York City","Consolidated Edison","Kings","New York City","NYC",{"$error":"#N/A"},{"$error":"#N/A"},"ConEd NYC","Zone J - New York City","NYC",null,{"$f":"VLOOKUP(L741,'Lookups (2)'!$CJ$4:$CS$2189,6,)","v":0.22109999999999999}]
[null,null,null,null,null,null,null,null,null,null,"11235Kings",11235,11235,"Zone J - New York City","Consolidated Edison","Kings","New York City","NYC",{"$error":"#N/A"},{"$error":"#N/A"},"ConEd NYC","Zone J - New York City","NYC",null,{"$f":"VLOOKUP(L742,'Lookups (2)'!$CJ$4:$CS$2189,6,)","v":0.22109999999999999}]
[null,null,null,null,null,null,null,null,null,null,"11236Kings",11236,11236,"Zone J - New York City","Consolidated Edison","Kings","New York City","NYC",{"$error":"#N/A"},{"$error":"#N/A"},"ConEd NYC","Zone J - New York City","NYC",null,{"$f":"VLOOKUP(L743,'Lookups (2)'!$CJ$4:$CS$2189,6,)","v":0.22109999999999999}]
[null,null,null,null,null,null,null,null,null,null,"11237Kings",11237,11237,"Zone J - New York City","Consolidated Edison","Kings","New York City","NYC",{"$error":"#N/A"},{"$error":"#N/A"},"ConEd NYC","Zone J - New York City","NYC",null,{"$f":"VLOOKUP(L744,'Lookups (2)'!$CJ$4:$CS$2189,6,)","v":0.22109999999999999}]
[null,null,null,null,null,null,null,null,null,null,"11238Kings",11238,11238,"Zone J - New York City","Consolidated Edison","Kings","New York City","NYC",{"$error":"#N/A"},{"$error":"#N/A"},"ConEd NYC","Zone J - New York City","NYC",null,{"$f":"VLOOKUP(L745,'Lookups (2)'!$CJ$4:$CS$2189,6,)","v":0.22109999999999999}]
[null,null,null,null,null,null,null,null,null,null,"11239Kings",11239,11239,"Zone J - New York City","Consolidated Edison","Kings","New York City","NYC",{"$error":"#N/A"},{"$error":"#N/A"},"ConEd NYC","Zone J - New York City","NYC",null,{"$f":"VLOOKUP(L746,'Lookups (2)'!$CJ$4:$CS$2189,6,)","v":0.22109999999999999}]
[null,null,null,null,null,null,null,null,null,null,"11241Kings",11241,11241,"Zone J - New York City","Consolidated Edison","Kings","New York City","NYC",{"$error":"#N/A"},{"$error":"#N/A"},"ConEd NYC","Zone J - New York City","NYC",null,{"$f":"VLOOKUP(L747,'Lookups (2)'!$CJ$4:$CS$2189,6,)","v":0.22109999999999999}]
[null,null,null,null,null,null,null,null,null,null,"11242Kings",11242,11242,"Zone J - New York City","Consolidated Edison","Kings","New York City","NYC",{"$error":"#N/A"},{"$error":"#N/A"},"ConEd NYC","Zone J - New York City","NYC",null,{"$f":"VLOOKUP(L748,'Lookups (2)'!$CJ$4:$CS$2189,6,)","v":0.22109999999999999}]
[null,null,null,null,null,null,null,null,null,null,"11243Kings",11243,11243,"Zone J - New York City","Consolidated Edison","Kings","New York City","NYC",{"$error":"#N/A"},{"$error":"#N/A"},"ConEd NYC","Zone J - New York City","NYC",null,{"$f":"VLOOKUP(L749,'Lookups (2)'!$CJ$4:$CS$2189,6,)","v":0.22109999999999999}]
[null,null,null,null,null,null,null,null,null,null,"11245Kings",11245,11245,"Zone J - New York City","Consolidated Edison","Kings","New York City","NYC",{"$error":"#N/A"},{"$error":"#N/A"},"ConEd NYC","Zone J - New York City","NYC",null,{"$f":"VLOOKUP(L750,'Lookups (2)'!$CJ$4:$CS$2189,6,)","v":0.22109999999999999}]
[null,null,null,null,null,null,null,null,null,null,"11247Kings",11247,11247,"Zone J - New York City","Consolidated Edison","Kings","New York City","NYC",{"$error":"#N/A"},{"$error":"#N/A"},"ConEd NYC","Zone J - New York City","NYC",null,{"$f":"VLOOKUP(L751,'Lookups (2)'!$CJ$4:$CS$2189,6,)","v":0.22109999999999999}]
[null,null,null,null,null,null,null,null,null,null,"11249Kings",11249,11249,"Zone J - New York City","Consolidated Edison","Kings","New York City","NYC",{"$error":"#N/A"},{"$error":"#N/A"},"ConEd NYC","Zone J - New York City","NYC",null,{"$f":"VLOOKUP(L752,'Lookups (2)'!$CJ$4:$CS$2189,6,)","v":0.22109999999999999}]
[null,null,null,null,null,null,null,null,null,null,"11251Kings",11251,11251,"Zone J - New York City","Consolidated Edison","Kings","New York City","NYC",{"$error":"#N/A"},{"$error":"#N/A"},"ConEd NYC","Zone J - New York City","NYC",null,{"$f":"VLOOKUP(L753,'Lookups (2)'!$CJ$4:$CS$2189,6,)","v":0.22109999999999999}]
[null,null,null,null,null,null,null,null,null,null,"11252Kings",11252,11252,"Zone J - New York City","Consolidated Edison","Kings","New York City","NYC",{"$error":"#N/A"},{"$error":"#N/A"},"ConEd NYC","Zone J - New York City","NYC",null,{"$f":"VLOOKUP(L754,'Lookups (2)'!$CJ$4:$CS$2189,6,)","v":0.22109999999999999}]
[null,null,null,null,null,null,null,null,null,null,"11256Kings",11256,11256,"Zone J - New York City","Consolidated Edison","Kings","New York City","NYC",{"$error":"#N/A"},{"$error":"#N/A"},"ConEd NYC","Zone J - New York City","NYC",null,{"$f":"VLOOKUP(L755,'Lookups (2)'!$CJ$4:$CS$2189,6,)","v":0.22109999999999999}]
[null,null,null,null,null,null,null,null,null,null,"13305Lewis",13305,13305,"Zone E - Mohawk Valley","National Grid","Lewis","North Country","North County","North Country","North Country",null,"Zone E - Mohawk Valley","North County","North Country",{"$f":"VLOOKUP(L756,'Lookups (2)'!$CJ$4:$CS$2189,6,)","v":0.10299999999999999}]
[null,null,null,null,null,null,null,null,null,null,"13312Lewis",13312,13312,"Zone E - Mohawk Valley","National Grid","Lewis","North Country","North County","North Country","North Country",null,"Zone E - Mohawk Valley","North County","North Country",{"$f":"VLOOKUP(L757,'Lookups (2)'!$CJ$4:$CS$2189,6,)","v":0.10299999999999999}]
[null,null,null,null,null,null,null,null,null,null,"13325Lewis",13325,13325,"Zone E - Mohawk Valley","National Grid","Lewis","North Country","North County","North Country","North Country",null,"Zone E - Mohawk Valley","North County","North Country",{"$f":"VLOOKUP(L758,'Lookups (2)'!$CJ$4:$CS$2189,6,)","v":0.10299999999999999}]
[null,null,null,null,null,null,null,null,null,null,"13327Lewis",13327,13327,"Zone E - Mohawk Valley","National Grid","Lewis","North Country","North County","North Country","North Country",null,"Zone E - Mohawk Valley","North County","North Country",{"$f":"VLOOKUP(L759,'Lookups (2)'!$CJ$4:$CS$2189,6,)","v":0.10299999999999999}]
[null,null,null,null,null,null,null,null,null,null,"13343Lewis",13343,13343,"Zone E - Mohawk Valley","National Grid","Lewis","North Country","North County","North Country","North Country",null,"Zone E - Mohawk Valley","North County","North Country",{"$f":"VLOOKUP(L760,'Lookups (2)'!$CJ$4:$CS$2189,6,)","v":0.10299999999999999}]
[null,null,null,null,null,null,null,null,null,null,"13345Lewis",13345,13345,"Zone E - Mohawk Valley","National Grid","Lewis","North Country","North County","North Country","North Country",null,"Zone E - Mohawk Valley","North County","North Country",{"$f":"VLOOKUP(L761,'Lookups (2)'!$CJ$4:$CS$2189,6,)","v":0.10299999999999999}]
[null,null,null,null,null,null,null,null,null,null,"13367Lewis",13367,13367,"Zone E - Mohawk Valley","National Grid","Lewis","North Country","North County","North Country","North Country",null,"Zone E - Mohawk Valley","North County","North Country",{"$f":"VLOOKUP(L762,'Lookups (2)'!$CJ$4:$CS$2189,6,)","v":0.10299999999999999}]
[null,null,null,null,null,null,null,null,null,null,"13368Lewis",13368,13368,"Zone E - Mohawk Valley","National Grid","Lewis","North Country","North County","North Country","North Country",null,"Zone E - Mohawk Valley","North County","North Country",{"$f":"VLOOKUP(L763,'Lookups (2)'!$CJ$4:$CS$2189,6,)","v":0.10299999999999999}]
[null,null,null,null,null,null,null,null,null,null,"13404Lewis",13404,13404,"Zone E - Mohawk Valley","National Grid","Lewis","North Country","North County","North Country","North Country",null,"Zone E - Mohawk Valley","North County","North Country",{"$f":"VLOOKUP(L764,'Lookups (2)'!$CJ$4:$CS$2189,6,)","v":0.10299999999999999}]
[null,null,null,null,null,null,null,null,null,null,"13433Lewis",13433,13433,"Zone E - Mohawk Valley","National Grid","Lewis","North Country","North County","North Country","North Country",null,"Zone E - Mohawk Valley","North County","North Country",{"$f":"VLOOKUP(L765,'Lookups (2)'!$CJ$4:$CS$2189,6,)","v":0.10299999999999999}]
[null,null,null,null,null,null,null,null,null,null,"13473Lewis",13473,13473,"Zone E - Mohawk Valley","National Grid","Lewis","North Country","North County","North Country","North Country",null,"Zone E - Mohawk Valley","North County","North Country",{"$f":"VLOOKUP(L766,'Lookups (2)'!$CJ$4:$CS$2189,6,)","v":0.10299999999999999}]
[null,null,null,null,null,null,null,null,null,null,"13620Lewis",13620,13620,"Zone E - Mohawk Valley","National Grid","Lewis","North Country","North County","North Country","North Country",null,"Zone E - Mohawk Valley","North County","North Country",{"$f":"VLOOKUP(L767,'Lookups (2)'!$CJ$4:$CS$2189,6,)","v":0.10299999999999999}]
[null,null,null,null,null,null,null,null,null,null,"13626Lewis",13626,13626,"Zone E - Mohawk Valley","National Grid","Lewis","North Country","North County","North Country","North Country",null,"Zone E - Mohawk Valley","North County","North Country",{"$f":"VLOOKUP(L768,'Lookups (2)'!$CJ$4:$CS$2189,6,)","v":0.10299999999999999}]
[null,null,null,null,null,null,null,null,null,null,"13627Lewis",13627,13627,"Zone E - Mohawk Valley","National Grid","Lewis","North Country","North County","North Country","North Country",null,"Zone E - Mohawk Valley","North County","North Country",{"$f":"VLOOKUP(L769,'Lookups (2)'!$CJ$4:$CS$2189,6,)","v":0.10299999999999999}]
[null,null,null,null,null,null,null,null,null,null,"13648Lewis",13648,13648,"Zone E - Mohawk Valley","National Grid","Lewis","North Country","North County","North Country","North Country",null,"Zone E - Mohawk Valley","North County","North Country",{"$f":"VLOOKUP(L770,'Lookups (2)'!$CJ$4:$CS$2189,6,)","v":0.10299999999999999}]
[null,null,null,null,null,null,null,null,null,null,"13489Lewis",13489,13489,"Zone E - Mohawk Valley","National Grid","Lewis","North Country","North County","North Country","North Country",null,"Zone E - Mohawk Valley","North County","North Country",{"$f":"VLOOKUP(L771,'Lookups (2)'!$CJ$4:$CS$2189,6,)","v":0.10299999999999999}]
[null,null,null,null,null,null,null,null,null,null,"14414Livingston",14414,14414,"Zone A - West","National Grid","Livingston","Finger Lakes","Western","Western","Western",null,"Zone A - West","Western","Western Region",{"$f":"VLOOKUP(L772,'Lookups (2)'!$CJ$4:$CS$2189,6,)","v":0.1052}]
[null,null,null,null,null,null,null,null,null,null,{"$f":"CONCATENATE(M773,P773)","v":"14423Livingston"},14423,14423,"Zone A - West","National Grid","Livingston","Finger Lakes","Western","Western","Western",null,"Zone A - West",{"$f":"R773","v":"Western"},"Western Region",{"$f":"VLOOKUP(L773,'Lookups (2)'!$CJ$4:$CS$2189,6,)","v":0.1052}]
[null,null,null,null,null,null,null,null,null,null,"14435Livingston",14435,14435,"Zone A - West","National Grid","Livingston","Finger Lakes","Western","Western","Western",null,"Zone A - West","Western","Western Region",{"$f":"VLOOKUP(L774,'Lookups (2)'!$CJ$4:$CS$2189,6,)","v":0.1052}]
[null,null,null,null,null,null,null,null,null,null,"14454Livingston",14454,14454,"Zone A - West","National Grid","Livingston","Finger Lakes","Western","Western","Western",null,"Zone A - West","Western","Western Region",{"$f":"VLOOKUP(L775,'Lookups (2)'!$CJ$4:$CS$2189,6,)","v":0.1052}]
[null,null,null,null,null,null,null,null,null,null,"14462Livingston",14462,14462,"Zone A - West","National Grid","Livingston","Finger Lakes","Western","Western","Western",null,"Zone A - West","Western","Western Region",{"$f":"VLOOKUP(L776,'Lookups (2)'!$CJ$4:$CS$2189,6,)","v":0.1052}]
[null,null,null,null,null,null,null,null,null,null,"14466Livingston",14466,14466,"Zone A - West","National Grid","Livingston","Finger Lakes","Western","Western","Western",null,"Zone A - West","Western","Western Region",{"$f":"VLOOKUP(L777,'Lookups (2)'!$CJ$4:$CS$2189,6,)","v":0.1052}]
[null,null,null,null,null,null,null,null,null,null,"14480Livingston",14480,14480,"Zone A - West","National Grid","Livingston","Finger Lakes","Western","Western","Western",null,"Zone A - West","Western","Western Region",{"$f":"VLOOKUP(L778,'Lookups (2)'!$CJ$4:$CS$2189,6,)","v":0.1052}]
[null,null,null,null,null,null,null,null,null,null,"14485Livingston",14485,14485,"Zone A - West","National Grid","Livingston","Finger Lakes","Western","Western","Western",null,"Zone A - West","Western","Western Region",{"$f":"VLOOKUP(L779,'Lookups (2)'!$CJ$4:$CS$2189,6,)","v":0.1052}]
[null,null,null,null,null,null,null,null,null,null,"14486Livingston",14486,14486,"Zone A - West","National Grid","Livingston","Finger Lakes","Western","Western","Western",null,"Zone A - West","Western","Western Region",{"$f":"VLOOKUP(L780,'Lookups (2)'!$CJ$4:$CS$2189,6,)","v":0.1052}]
[null,null,null,null,null,null,null,null,null,null,"14487Livingston",14487,14487,"Zone A - West","National Grid","Livingston","Finger Lakes","Western","Western","Western",null,"Zone A - West","Western","Western Region",{"$f":"VLOOKUP(L781,'Lookups (2)'!$CJ$4:$CS$2189,6,)","v":0.1052}]
[null,null,null,null,null,null,null,null,null,null,"14488Livingston",14488,14488,"Zone A - West","National Grid","Livingston","Finger Lakes","Western","Western","Western",null,"Zone A - West","Western","Western Region",{"$f":"VLOOKUP(L782,'Lookups (2)'!$CJ$4:$CS$2189,6,)","v":0.1052}]
[null,null,null,null,null,null,null,null,null,null,"14533Livingston",14533,14533,"Zone A - West","National Grid","Livingston","Finger Lakes","Western","Western","Western",null,"Zone A - West","Western","Western Region",{"$f":"VLOOKUP(L783,'Lookups (2)'!$CJ$4:$CS$2189,6,)","v":0.1052}]
[null,null,null,null,null,null,null,null,null,null,"14539Livingston",14539,14539,"Zone A - West","National Grid","Livingston","Finger Lakes","Western","Western","Western",null,"Zone A - West","Western","Western Region",{"$f":"VLOOKUP(L784,'Lookups (2)'!$CJ$4:$CS$2189,6,)","v":0.1052}]
[null,null,null,null,null,null,null,null,null,null,"14556Livingston",14556,14556,"Zone A - West","National Grid","Livingston","Finger Lakes","Western","Western","Western",null,"Zone A - West","Western","Western Region",{"$f":"VLOOKUP(L785,'Lookups (2)'!$CJ$4:$CS$2189,6,)","v":0.1052}]
[null,null,null,null,null,null,null,null,null,null,"14558Livingston",14558,14558,"Zone A - West","National Grid","Livingston","Finger Lakes","Western","Western","Western",null,"Zone A - West","Western","Western Region",{"$f":"VLOOKUP(L786,'Lookups (2)'!$CJ$4:$CS$2189,6,)","v":0.1052}]
[null,null,null,null,null,null,null,null,null,null,"14592Livingston",14592,14592,"Zone A - West","National Grid","Livingston","Finger Lakes","Western","Western","Western",null,"Zone A - West","Western","Western Region",{"$f":"VLOOKUP(L787,'Lookups (2)'!$CJ$4:$CS$2189,6,)","v":0.1052}]
[null,null,null,null,null,null,null,null,null,null,"14510Livingston",14510,14510,"Zone A - West","Rochester Gas and Electric","Livingston","Finger Lakes","Western","Western","Western",null,"Zone A - West","Western","Western Region",{"$f":"VLOOKUP(L788,'Lookups (2)'!$CJ$4:$CS$2189,6,)","v":9.5799999999999996E-2}]
[null,null,null,null,null,null,null,null,null,null,"14481Livingston",14481,14481,"Zone A - West","NYS Electric and Gas","Livingston","Finger Lakes","Western","Western","Western",null,"Zone A - West","Western","Western Region",{"$f":"VLOOKUP(L789,'Lookups (2)'!$CJ$4:$CS$2189,6,)","v":9.2600000000000002E-2}]
[null,null,null,null,null,null,null,null,null,null,"14545Livingston",14545,14545,"Zone A - West","NYS Electric and Gas","Livingston","Finger Lakes","Western","Western","Western",null,"Zone A - West","Western","Western Region",{"$f":"VLOOKUP(L790,'Lookups (2)'!$CJ$4:$CS$2189,6,)","v":9.2600000000000002E-2}]
[null,null,null,null,null,null,null,null,null,null,"14517Livingston",14517,14517,"Zone B - Genesee","Rochester Gas and Electric","Livingston","Finger Lakes","Western","Western","Western",null,"Zone B - Genesee","Western","Western Region",{"$f":"VLOOKUP(L791,'Lookups (2)'!$CJ$4:$CS$2189,6,)","v":9.5799999999999996E-2}]
[null,null,null,null,null,null,null,null,null,null,"14836Livingston",14836,14836,"Zone B - Genesee","Rochester Gas and Electric","Livingston","Finger Lakes","Western","Western","Western",null,"Zone B - Genesee","Western","Western Region",{"$f":"VLOOKUP(L792,'Lookups (2)'!$CJ$4:$CS$2189,6,)","v":9.5799999999999996E-2}]
[null,null,null,null,null,null,null,null,null,null,"14846Livingston",14846,14846,"Zone B - Genesee","Rochester Gas and Electric","Livingston","Finger Lakes","Western","Western","Western",null,"Zone B - Genesee","Western","Western Region",{"$f":"VLOOKUP(L793,'Lookups (2)'!$CJ$4:$CS$2189,6,)","v":9.5799999999999996E-2}]
[null,null,null,null,null,null,null,null,null,null,"14437Livingston",14437,14437,"Zone C - Central","NYS Electric and Gas","Livingston","Finger Lakes","Western","Western","Western",null,"Zone C - Central","Western","Western Region",{"$f":"VLOOKUP(L794,'Lookups (2)'!$CJ$4:$CS$2189,6,)","v":9.2600000000000002E-2}]
[null,null,null,null,null,null,null,null,null,null,"13030Madison",13030,13030,"Zone C - Central","National Grid","Madison","Central New York","Central","Central","Central",null,"Zone C - Central","Central","Central Region",{"$f":"VLOOKUP(L795,'Lookups (2)'!$CJ$4:$CS$2189,6,)","v":9.98E-2}]
[null,null,null,null,null,null,null,null,null,null,"13037Madison",13037,13037,"Zone C - Central","National Grid","Madison","Central New York","Central","Central","Central",null,"Zone C - Central","Central","Central Region",{"$f":"VLOOKUP(L796,'Lookups (2)'!$CJ$4:$CS$2189,6,)","v":9.98E-2}]
[null,null,null,null,null,null,null,null,null,null,"13032Madison",13032,13032,"Zone E - Mohawk Valley","National Grid","Madison","Central New York","Central","Central","Central",null,"Zone E - Mohawk Valley","Central","Central Region",{"$f":"VLOOKUP(L797,'Lookups (2)'!$CJ$4:$CS$2189,6,)","v":0.10299999999999999}]
[null,null,null,null,null,null,null,null,null,null,"13043Madison",13043,13043,"Zone E - Mohawk Valley","National Grid","Madison","Central New York","Central","Central","Central",null,"Zone E - Mohawk Valley","Central","Central Region",{"$f":"VLOOKUP(L798,'Lookups (2)'!$CJ$4:$CS$2189,6,)","v":0.10299999999999999}]
[null,null,null,null,null,null,null,null,null,null,"13163Madison",13163,13163,"Zone E - Mohawk Valley","National Grid","Madison","Central New York","Central","Central","Central",null,"Zone E - Mohawk Valley","Central","Central Region",{"$f":"VLOOKUP(L799,'Lookups (2)'!$CJ$4:$CS$2189,6,)","v":0.10299999999999999}]
[null,null,null,null,null,null,null,null,null,null,"13409Madison",13409,13409,"Zone E - Mohawk Valley","National Grid","Madison","Central New York","Central","Central","Central",null,"Zone E - Mohawk Valley","Central","Central Region",{"$f":"VLOOKUP(L800,'Lookups (2)'!$CJ$4:$CS$2189,6,)","v":0.10299999999999999}]
[null,null,null,null,null,null,null,null,null,null,"13421Madison",13421,13421,"Zone E - Mohawk Valley","National Grid","Madison","Central New York","Central","Central","Central",null,"Zone E - Mohawk Valley","Central","Central Region",{"$f":"VLOOKUP(L801,'Lookups (2)'!$CJ$4:$CS$2189,6,)","v":0.10299999999999999}]
[null,null,null,null,null,null,null,null,null,null,"13035Madison",13035,13035,"Zone E - Mohawk Valley","National Grid","Madison","Central New York","Central","Central","Central",null,"Zone E - Mohawk Valley","Central","Central Region",{"$f":"VLOOKUP(L802,'Lookups (2)'!$CJ$4:$CS$2189,6,)","v":0.10299999999999999}]
[null,null,null,null,null,null,null,null,null,null,"13052Madison",13052,13052,"Zone E - Mohawk Valley","National Grid","Madison","Central New York","Central","Central","Central",null,"Zone E - Mohawk Valley","Central","Central Region",{"$f":"VLOOKUP(L803,'Lookups (2)'!$CJ$4:$CS$2189,6,)","v":0.10299999999999999}]
[null,null,null,null,null,null,null,null,null,null,"13061Madison",13061,13061,"Zone E - Mohawk Valley","National Grid","Madison","Central New York","Central","Central","Central",null,"Zone E - Mohawk Valley","Central","Central Region",{"$f":"VLOOKUP(L804,'Lookups (2)'!$CJ$4:$CS$2189,6,)","v":0.10299999999999999}]
[null,null,null,null,null,null,null,null,null,null,"13122Madison",13122,13122,"Zone E - Mohawk Valley","National Grid","Madison","Central New York","Central","Central","Central",null,"Zone E - Mohawk Valley","Central","Central Region",{"$f":"VLOOKUP(L805,'Lookups (2)'!$CJ$4:$CS$2189,6,)","v":0.10299999999999999}]
[null,null,null,null,null,null,null,null,null,null,"13134Madison",13134,13134,"Zone E - Mohawk Valley","NYS Electric and Gas","Madison","Central New York","Central","Central","Central",null,"Zone E - Mohawk Valley","Central","Central Region",{"$f":"VLOOKUP(L806,'Lookups (2)'!$CJ$4:$CS$2189,6,)","v":9.2600000000000002E-2}]
[null,null,null,null,null,null,null,null,null,null,"13310Madison",13310,13310,"Zone E - Mohawk Valley","NYS Electric and Gas","Madison","Central New York","Central","Central","Central",null,"Zone E - Mohawk Valley","Central","Central Region",{"$f":"VLOOKUP(L807,'Lookups (2)'!$CJ$4:$CS$2189,6,)","v":9.2600000000000002E-2}]
[null,null,null,null,null,null,null,null,null,null,"13314Madison",13314,13314,"Zone E - Mohawk Valley","NYS Electric and Gas","Madison","Central New York","Central","Central","Central",null,"Zone E - Mohawk Valley","Central","Central Region",{"$f":"VLOOKUP(L808,'Lookups (2)'!$CJ$4:$CS$2189,6,)","v":9.2600000000000002E-2}]
[null,null,null,null,null,null,null,null,null,null,"13332Madison",13332,13332,"Zone E - Mohawk Valley","NYS Electric and Gas","Madison","Central New York","Central","Central","Central",null,"Zone E - Mohawk Valley","Central","Central Region",{"$f":"VLOOKUP(L809,'Lookups (2)'!$CJ$4:$CS$2189,6,)","v":9.2600000000000002E-2}]
[null,null,null,null,null,null,null,null,null,null,"13334Madison",13334,13334,"Zone E - Mohawk Valley","NYS Electric and Gas","Madison","Central New York","Central","Central","Central",null,"Zone E - Mohawk Valley","Central","Central Region",{"$f":"VLOOKUP(L810,'Lookups (2)'!$CJ$4:$CS$2189,6,)","v":9.2600000000000002E-2}]
[null,null,null,null,null,null,null,null,null,null,"13355Madison",13355,13355,"Zone E - Mohawk Valley","NYS Electric and Gas","Madison","Central New York","Central","Central","Central",null,"Zone E - Mohawk Valley","Central","Central Region",{"$f":"VLOOKUP(L811,'Lookups (2)'!$CJ$4:$CS$2189,6,)","v":9.2600000000000002E-2}]
[null,null,null,null,null,null,null,null,null,null,"13364Madison",13364,13364,"Zone E - Mohawk Valley","NYS Electric and Gas","Madison","Central New York","Central","Central","Central",null,"Zone E - Mohawk Valley","Central","Central Region",{"$f":"VLOOKUP(L812,'Lookups (2)'!$CJ$4:$CS$2189,6,)","v":9.2600000000000002E-2}]
[null,null,null,null,null,null,null,null,null,null,"13402Madison",13402,13402,"Zone E - Mohawk Valley","NYS Electric and Gas","Madison","Central New York","Central","Central","Central",null,"Zone E - Mohawk Valley","Central","Central Region",{"$f":"VLOOKUP(L813,'Lookups (2)'!$CJ$4:$CS$2189,6,)","v":9.2600000000000002E-2}]
[null,null,null,null,null,null,null,null,null,null,"13408Madison",13408,13408,"Zone E - Mohawk Valley","NYS Electric and Gas","Madison","Central New York","Central","Central","Central",null,"Zone E - Mohawk Valley","Central","Central Region",{"$f":"VLOOKUP(L814,'Lookups (2)'!$CJ$4:$CS$2189,6,)","v":9.2600000000000002E-2}]
[null,null,null,null,null,null,null,null,null,null,"13418Madison",13418,13418,"Zone E - Mohawk Valley","NYS Electric and Gas","Madison","Central New York","Central","Central","Central",null,"Zone E - Mohawk Valley","Central","Central Region",{"$f":"VLOOKUP(L815,'Lookups (2)'!$CJ$4:$CS$2189,6,)","v":9.2600000000000002E-2}]
[null,null,null,null,null,null,null,null,null,null,"13465Madison",13465,13465,"Zone E - Mohawk Valley","NYS Electric and Gas","Madison","Central New York","Central","Central","Central",null,"Zone E - Mohawk Valley","Central","Central Region",{"$f":"VLOOKUP(L816,'Lookups (2)'!$CJ$4:$CS$2189,6,)","v":9.2600000000000002E-2}]
[null,null,null,null,null,null,null,null,null,null,"13484Madison",13484,13484,"Zone E - Mohawk Valley","NYS Electric and Gas","Madison","Central New York","Central","Central","Central",null,"Zone E - Mohawk Valley","Central","Central Region",{"$f":"VLOOKUP(L817,'Lookups (2)'!$CJ$4:$CS$2189,6,)","v":9.2600000000000002E-2}]
[null,null,null,null,null,null,null,null,null,null,"13485Madison",13485,13485,"Zone E - Mohawk Valley","NYS Electric and Gas","Madison","Central New York","Central","Central","Central",null,"Zone E - Mohawk Valley","Central","Central Region",{"$f":"VLOOKUP(L818,'Lookups (2)'!$CJ$4:$CS$2189,6,)","v":9.2600000000000002E-2}]
[null,null,null,null,null,null,null,null,null,null,"13346Madison",13346,13346,"Zone E - Mohawk Valley","Municipal Utilities","Madison","Central New York","Central","Central","Central",null,"Zone E - Mohawk Valley","Central","Central Region",{"$f":"VLOOKUP(L819,'Lookups (2)'!$CJ$4:$CS$2189,6,)","v":0.1595}]
[null,null,null,null,null,null,null,null,null,null,"13072Madison",13072,13072,"Zone E - Mohawk Valley","NYS Electric and Gas","Madison","Central New York","Central","Central","Central",null,"Zone E - Mohawk Valley","Central","Central Region",{"$f":"VLOOKUP(L820,'Lookups (2)'!$CJ$4:$CS$2189,6,)","v":9.2600000000000002E-2}]
[null,null,null,null,null,null,null,null,null,null,"14420Monroe",14420,14420,"Zone A - West","National Grid","Monroe","Finger Lakes","Western","Western","Western",null,"Zone A - West","Western","Western Region",{"$f":"VLOOKUP(L821,'Lookups (2)'!$CJ$4:$CS$2189,6,)","v":0.1052}]
[null,null,null,null,null,null,null,null,null,null,"14430Monroe",14430,14430,"Zone A - West","National Grid","Monroe","Finger Lakes","Western","Western","Western",null,"Zone A - West","Western","Western Region",{"$f":"VLOOKUP(L822,'Lookups (2)'!$CJ$4:$CS$2189,6,)","v":0.1052}]
[null,null,null,null,null,null,null,null,null,null,"14464Monroe",14464,14464,"Zone A - West","National Grid","Monroe","Finger Lakes","Western","Western","Western",null,"Zone A - West","Western","Western Region",{"$f":"VLOOKUP(L823,'Lookups (2)'!$CJ$4:$CS$2189,6,)","v":0.1052}]
[null,null,null,null,null,null,null,null,null,null,"14472Monroe",14472,14472,"Zone A - West","National Grid","Monroe","Finger Lakes","Western","Western","Western",null,"Zone A - West","Western","Western Region",{"$f":"VLOOKUP(L824,'Lookups (2)'!$CJ$4:$CS$2189,6,)","v":0.1052}]
[null,null,null,null,null,null,null,null,null,null,"14508Monroe",14508,14508,"Zone A - West","National Grid","Monroe","Finger Lakes","Western","Western","Western",null,"Zone A - West","Western","Western Region",{"$f":"VLOOKUP(L825,'Lookups (2)'!$CJ$4:$CS$2189,6,)","v":0.1052}]
[null,null,null,null,null,null,null,null,null,null,"14511Monroe",14511,14511,"Zone A - West","National Grid","Monroe","Finger Lakes","Western","Western","Western",null,"Zone A - West","Western","Western Region",{"$f":"VLOOKUP(L826,'Lookups (2)'!$CJ$4:$CS$2189,6,)","v":0.1052}]
[null,null,null,null,null,null,null,null,null,null,"14543Monroe",14543,14543,"Zone A - West","National Grid","Monroe","Finger Lakes","Western","Western","Western",null,"Zone A - West","Western","Western Region",{"$f":"VLOOKUP(L827,'Lookups (2)'!$CJ$4:$CS$2189,6,)","v":0.1052}]
[null,null,null,null,null,null,null,null,null,null,"14546Monroe",14546,14546,"Zone A - West","National Grid","Monroe","Finger Lakes","Western","Western","Western",null,"Zone A - West","Western","Western Region",{"$f":"VLOOKUP(L828,'Lookups (2)'!$CJ$4:$CS$2189,6,)","v":0.1052}]
[null,null,null,null,null,null,null,null,null,null,"14428Monroe",14428,14428,"Zone A - West","Municipal Utilities","Monroe","Finger Lakes","Western","Western","Western",null,"Zone A - West","Western","Western Region",{"$f":"VLOOKUP(L829,'Lookups (2)'!$CJ$4:$CS$2189,6,)","v":0.1595}]
[null,null,null,null,null,null,null,null,null,null,"14410Monroe",14410,14410,"Zone A - West","Rochester Gas and Electric","Monroe","Finger Lakes","Western","Western","Western",null,"Zone A - West","Western","Western Region",{"$f":"VLOOKUP(L830,'Lookups (2)'!$CJ$4:$CS$2189,6,)","v":9.5799999999999996E-2}]
[null,null,null,null,null,null,null,null,null,null,"14467Monroe",14467,14467,"Zone A - West","Rochester Gas and Electric","Monroe","Finger Lakes","Western","Western","Western",null,"Zone A - West","Western","Western Region",{"$f":"VLOOKUP(L831,'Lookups (2)'!$CJ$4:$CS$2189,6,)","v":9.5799999999999996E-2}]
[null,null,null,null,null,null,null,null,null,null,"14468Monroe",14468,14468,"Zone A - West","Rochester Gas and Electric","Monroe","Finger Lakes","Western","Western","Western",null,"Zone A - West","Western","Western Region",{"$f":"VLOOKUP(L832,'Lookups (2)'!$CJ$4:$CS$2189,6,)","v":9.5799999999999996E-2}]
[null,null,null,null,null,null,null,null,null,null,"14506Monroe",14506,14506,"Zone A - West","Rochester Gas and Electric","Monroe","Finger Lakes","Western","Western","Western",null,"Zone A - West","Western","Western Region",{"$f":"VLOOKUP(L833,'Lookups (2)'!$CJ$4:$CS$2189,6,)","v":9.5799999999999996E-2}]
[null,null,null,null,null,null,null,null,null,null,"14586Monroe",14586,14586,"Zone A - West","Rochester Gas and Electric","Monroe","Finger Lakes","Western","Western","Western",null,"Zone A - West","Western","Western Region",{"$f":"VLOOKUP(L834,'Lookups (2)'!$CJ$4:$CS$2189,6,)","v":9.5799999999999996E-2}]
[null,null,null,null,null,null,null,null,null,null,"14559Monroe",14559,14559,"Zone B - Genesee","Municipal Utilities","Monroe","Finger Lakes","Western","Western","Western",null,"Zone B - Genesee","Western","Western Region",{"$f":"VLOOKUP(L835,'Lookups (2)'!$CJ$4:$CS$2189,6,)","v":0.1595}]
[null,null,null,null,null,null,null,null,null,null,"14450Monroe",14450,14450,"Zone B - Genesee","Municipal Utilities","Monroe","Finger Lakes","Western","Western","Western",null,"Zone B - Genesee","Western","Western Region",{"$f":"VLOOKUP(L836,'Lookups (2)'!$CJ$4:$CS$2189,6,)","v":0.1595}]
[null,null,null,null,null,null,null,null,null,null,{"$f":"CONCATENATE(M837,P837)","v":"14445Monroe"},14445,14445,"Zone B - Genesee","Rochester Gas and Electric","Monroe","Finger Lakes","Western","Western","Western",null,"Zone B - Genesee",{"$f":"R837","v":"Western"},"Western Region",{"$f":"VLOOKUP(L837,'Lookups (2)'!$CJ$4:$CS$2189,6,)","v":9.5799999999999996E-2}]
[null,null,null,null,null,null,null,null,null,null,"14514Monroe",14514,14514,"Zone B - Genesee","Rochester Gas and Electric","Monroe","Finger Lakes","Western","Western","Western",null,"Zone B - Genesee","Western","Western Region",{"$f":"VLOOKUP(L838,'Lookups (2)'!$CJ$4:$CS$2189,6,)","v":9.5799999999999996E-2}]
[null,null,null,null,null,null,null,null,null,null,"14515Monroe",14515,14515,"Zone B - Genesee","Rochester Gas and Electric","Monroe","Finger Lakes","Western","Western","Western",null,"Zone B - Genesee","Western","Western Region",{"$f":"VLOOKUP(L839,'Lookups (2)'!$CJ$4:$CS$2189,6,)","v":9.5799999999999996E-2}]
[null,null,null,null,null,null,null,null,null,null,"14526Monroe",14526,14526,"Zone B - Genesee","Rochester Gas and Electric","Monroe","Finger Lakes","Western","Western","Western",null,"Zone B - Genesee","Western","Western Region",{"$f":"VLOOKUP(L840,'Lookups (2)'!$CJ$4:$CS$2189,6,)","v":9.5799999999999996E-2}]
[null,null,null,null,null,null,null,null,null,null,"14534Monroe",14534,14534,"Zone B - Genesee","Rochester Gas and Electric","Monroe","Finger Lakes","Western","Western","Western",null,"Zone B - Genesee","Western","Western Region",{"$f":"VLOOKUP(L841,'Lookups (2)'!$CJ$4:$CS$2189,6,)","v":9.5799999999999996E-2}]
[null,null,null,null,null,null,null,null,null,null,"14580Monroe",14580,14580,"Zone B - Genesee","Rochester Gas and Electric","Monroe","Finger Lakes","Western","Western","Western",null,"Zone B - Genesee","Western","Western Region",{"$f":"VLOOKUP(L842,'Lookups (2)'!$CJ$4:$CS$2189,6,)","v":9.5799999999999996E-2}]
[null,null,null,null,null,null,null,null,null,null,"14602Monroe",14602,14602,"Zone B - Genesee","Rochester Gas and Electric","Monroe","Finger Lakes","Western","Western","Western",null,"Zone B - Genesee","Western","Western Region",{"$f":"VLOOKUP(L843,'Lookups (2)'!$CJ$4:$CS$2189,6,)","v":9.5799999999999996E-2}]
[null,null,null,null,null,null,null,null,null,null,"14603Monroe",14603,14603,"Zone B - Genesee","Rochester Gas and Electric","Monroe","Finger Lakes","Western","Western","Western",null,"Zone B - Genesee","Western","Western Region",{"$f":"VLOOKUP(L844,'Lookups (2)'!$CJ$4:$CS$2189,6,)","v":9.5799999999999996E-2}]
[null,null,null,null,null,null,null,null,null,null,"14604Monroe",14604,14604,"Zone B - Genesee","Rochester Gas and Electric","Monroe","Finger Lakes","Western","Western","Western",null,"Zone B - Genesee","Western","Western Region",{"$f":"VLOOKUP(L845,'Lookups (2)'!$CJ$4:$CS$2189,6,)","v":9.5799999999999996E-2}]
[null,null,null,null,null,null,null,null,null,null,"14605Monroe",14605,14605,"Zone B - Genesee","Rochester Gas and Electric","Monroe","Finger Lakes","Western","Western","Western",null,"Zone B - Genesee","Western","Western Region",{"$f":"VLOOKUP(L846,'Lookups (2)'!$CJ$4:$CS$2189,6,)","v":9.5799999999999996E-2}]
[null,null,null,null,null,null,null,null,null,null,"14606Monroe",14606,14606,"Zone B - Genesee","Rochester Gas and Electric","Monroe","Finger Lakes","Western","Western","Western",null,"Zone B - Genesee","Western","Western Region",{"$f":"VLOOKUP(L847,'Lookups (2)'!$CJ$4:$CS$2189,6,)","v":9.5799999999999996E-2}]
[null,null,null,null,null,null,null,null,null,null,"14607Monroe",14607,14607,"Zone B - Genesee","Rochester Gas and Electric","Monroe","Finger Lakes","Western","Western","Western",null,"Zone B - Genesee","Western","Western Region",{"$f":"VLOOKUP(L848,'Lookups (2)'!$CJ$4:$CS$2189,6,)","v":9.5799999999999996E-2}]
[null,null,null,null,null,null,null,null,null,null,"14608Monroe",14608,14608,"Zone B - Genesee","Rochester Gas and Electric","Monroe","Finger Lakes","Western","Western","Western",null,"Zone B - Genesee","Western","Western Region",{"$f":"VLOOKUP(L849,'Lookups (2)'!$CJ$4:$CS$2189,6,)","v":9.5799999999999996E-2}]
[null,null,null,null,null,null,null,null,null,null,"14609Monroe",14609,14609,"Zone B - Genesee","Rochester Gas and Electric","Monroe","Finger Lakes","Western","Western","Western",null,"Zone B - Genesee","Western","Western Region",{"$f":"VLOOKUP(L850,'Lookups (2)'!$CJ$4:$CS$2189,6,)","v":9.5799999999999996E-2}]
[null,null,null,null,null,null,null,null,null,null,"14610Monroe",14610,14610,"Zone B - Genesee","Rochester Gas and Electric","Monroe","Finger Lakes","Western","Western","Western",null,"Zone B - Genesee","Western","Western Region",{"$f":"VLOOKUP(L851,'Lookups (2)'!$CJ$4:$CS$2189,6,)","v":9.5799999999999996E-2}]
[null,null,null,null,null,null,null,null,null,null,"14611Monroe",14611,14611,"Zone B - Genesee","Rochester Gas and Electric","Monroe","Finger Lakes","Western","Western","Western",null,"Zone B - Genesee","Western","Western Region",{"$f":"VLOOKUP(L852,'Lookups (2)'!$CJ$4:$CS$2189,6,)","v":9.5799999999999996E-2}]
[null,null,null,null,null,null,null,null,null,null,"14612Monroe",14612,14612,"Zone B - Genesee","Rochester Gas and Electric","Monroe","Finger Lakes","Western","Western","Western",null,"Zone B - Genesee","Western","Western Region",{"$f":"VLOOKUP(L853,'Lookups (2)'!$CJ$4:$CS$2189,6,)","v":9.5799999999999996E-2}]
[null,null,null,null,null,null,null,null,null,null,"14613Monroe",14613,14613,"Zone B - Genesee","Rochester Gas and Electric","Monroe","Finger Lakes","Western","Western","Western",null,"Zone B - Genesee","Western","Western Region",{"$f":"VLOOKUP(L854,'Lookups (2)'!$CJ$4:$CS$2189,6,)","v":9.5799999999999996E-2}]
[null,null,null,null,null,null,null,null,null,null,"14614Monroe",14614,14614,"Zone B - Genesee","Rochester Gas and Electric","Monroe","Finger Lakes","Western","Western","Western",null,"Zone B - Genesee","Western","Western Region",{"$f":"VLOOKUP(L855,'Lookups (2)'!$CJ$4:$CS$2189,6,)","v":9.5799999999999996E-2}]
[null,null,null,null,null,null,null,null,null,null,"14615Monroe",14615,14615,"Zone B - Genesee","Rochester Gas and Electric","Monroe","Finger Lakes","Western","Western","Western",null,"Zone B - Genesee","Western","Western Region",{"$f":"VLOOKUP(L856,'Lookups (2)'!$CJ$4:$CS$2189,6,)","v":9.5799999999999996E-2}]
[null,null,null,null,null,null,null,null,null,null,"14616Monroe",14616,14616,"Zone B - Genesee","Rochester Gas and Electric","Monroe","Finger Lakes","Western","Western","Western",null,"Zone B - Genesee","Western","Western Region",{"$f":"VLOOKUP(L857,'Lookups (2)'!$CJ$4:$CS$2189,6,)","v":9.5799999999999996E-2}]
[null,null,null,null,null,null,null,null,null,null,"14617Monroe",14617,14617,"Zone B - Genesee","Rochester Gas and Electric","Monroe","Finger Lakes","Western","Western","Western",null,"Zone B - Genesee","Western","Western Region",{"$f":"VLOOKUP(L858,'Lookups (2)'!$CJ$4:$CS$2189,6,)","v":9.5799999999999996E-2}]
[null,null,null,null,null,null,null,null,null,null,"14618Monroe",14618,14618,"Zone B - Genesee","Rochester Gas and Electric","Monroe","Finger Lakes","Western","Western","Western",null,"Zone B - Genesee","Western","Western Region",{"$f":"VLOOKUP(L859,'Lookups (2)'!$CJ$4:$CS$2189,6,)","v":9.5799999999999996E-2}]
[null,null,null,null,null,null,null,null,null,null,"14619Monroe",14619,14619,"Zone B - Genesee","Rochester Gas and Electric","Monroe","Finger Lakes","Western","Western","Western",null,"Zone B - Genesee","Western","Western Region",{"$f":"VLOOKUP(L860,'Lookups (2)'!$CJ$4:$CS$2189,6,)","v":9.5799999999999996E-2}]
[null,null,null,null,null,null,null,null,null,null,"14620Monroe",14620,14620,"Zone B - Genesee","Rochester Gas and Electric","Monroe","Finger Lakes","Western","Western","Western",null,"Zone B - Genesee","Western","Western Region",{"$f":"VLOOKUP(L861,'Lookups (2)'!$CJ$4:$CS$2189,6,)","v":9.5799999999999996E-2}]
[null,null,null,null,null,null,null,null,null,null,"14621Monroe",14621,14621,"Zone B - Genesee","Rochester Gas and Electric","Monroe","Finger Lakes","Western","Western","Western",null,"Zone B - Genesee","Western","Western Region",{"$f":"VLOOKUP(L862,'Lookups (2)'!$CJ$4:$CS$2189,6,)","v":9.5799999999999996E-2}]
[null,null,null,null,null,null,null,null,null,null,"14622Monroe",14622,14622,"Zone B - Genesee","Rochester Gas and Electric","Monroe","Finger Lakes","Western","Western","Western",null,"Zone B - Genesee","Western","Western Region",{"$f":"VLOOKUP(L863,'Lookups (2)'!$CJ$4:$CS$2189,6,)","v":9.5799999999999996E-2}]
[null,null,null,null,null,null,null,null,null,null,"14623Monroe",14623,14623,"Zone B - Genesee","Rochester Gas and Electric","Monroe","Finger Lakes","Western","Western","Western",null,"Zone B - Genesee","Western","Western Region",{"$f":"VLOOKUP(L864,'Lookups (2)'!$CJ$4:$CS$2189,6,)","v":9.5799999999999996E-2}]
[null,null,null,null,null,null,null,null,null,null,"14624Monroe",14624,14624,"Zone B - Genesee","Rochester Gas and Electric","Monroe","Finger Lakes","Western","Western","Western",null,"Zone B - Genesee","Western","Western Region",{"$f":"VLOOKUP(L865,'Lookups (2)'!$CJ$4:$CS$2189,6,)","v":9.5799999999999996E-2}]
[null,null,null,null,null,null,null,null,null,null,"14625Monroe",14625,14625,"Zone B - Genesee","Rochester Gas and Electric","Monroe","Finger Lakes","Western","Western","Western",null,"Zone B - Genesee","Western","Western Region",{"$f":"VLOOKUP(L866,'Lookups (2)'!$CJ$4:$CS$2189,6,)","v":9.5799999999999996E-2}]
[null,null,null,null,null,null,null,null,null,null,"14626Monroe",14626,14626,"Zone B - Genesee","Rochester Gas and Electric","Monroe","Finger Lakes","Western","Western","Western",null,"Zone B - Genesee","Western","Western Region",{"$f":"VLOOKUP(L867,'Lookups (2)'!$CJ$4:$CS$2189,6,)","v":9.5799999999999996E-2}]
[null,null,null,null,null,null,null,null,null,null,"14627Monroe",14627,14627,"Zone B - Genesee","Rochester Gas and Electric","Monroe","Finger Lakes","Western","Western","Western",null,"Zone B - Genesee","Western","Western Region",{"$f":"VLOOKUP(L868,'Lookups (2)'!$CJ$4:$CS$2189,6,)","v":9.5799999999999996E-2}]
[null,null,null,null,null,null,null,null,null,null,"14638Monroe",14638,14638,"Zone B - Genesee","Rochester Gas and Electric","Monroe","Finger Lakes","Western","Western","Western",null,"Zone B - Genesee","Western","Western Region",{"$f":"VLOOKUP(L869,'Lookups (2)'!$CJ$4:$CS$2189,6,)","v":9.5799999999999996E-2}]
[null,null,null,null,null,null,null,null,null,null,"14639Monroe",14639,14639,"Zone B - Genesee","Rochester Gas and Electric","Monroe","Finger Lakes","Western","Western","Western",null,"Zone B - Genesee","Western","Western Region",{"$f":"VLOOKUP(L870,'Lookups (2)'!$CJ$4:$CS$2189,6,)","v":9.5799999999999996E-2}]
[null,null,null,null,null,null,null,null,null,null,"14642Monroe",14642,14642,"Zone B - Genesee","Rochester Gas and Electric","Monroe","Finger Lakes","Western","Western","Western",null,"Zone B - Genesee","Western","Western Region",{"$f":"VLOOKUP(L871,'Lookups (2)'!$CJ$4:$CS$2189,6,)","v":9.5799999999999996E-2}]
[null,null,null,null,null,null,null,null,null,null,"14643Monroe",14643,14643,"Zone B - Genesee","Rochester Gas and Electric","Monroe","Finger Lakes","Western","Western","Western",null,"Zone B - Genesee","Western","Western Region",{"$f":"VLOOKUP(L872,'Lookups (2)'!$CJ$4:$CS$2189,6,)","v":9.5799999999999996E-2}]
[null,null,null,null,null,null,null,null,null,null,"14644Monroe",14644,14644,"Zone B - Genesee","Rochester Gas and Electric","Monroe","Finger Lakes","Western","Western","Western",null,"Zone B - Genesee","Western","Western Region",{"$f":"VLOOKUP(L873,'Lookups (2)'!$CJ$4:$CS$2189,6,)","v":9.5799999999999996E-2}]
[null,null,null,null,null,null,null,null,null,null,"14646Monroe",14646,14646,"Zone B - Genesee","Rochester Gas and Electric","Monroe","Finger Lakes","Western","Western","Western",null,"Zone B - Genesee","Western","Western Region",{"$f":"VLOOKUP(L874,'Lookups (2)'!$CJ$4:$CS$2189,6,)","v":9.5799999999999996E-2}]
[null,null,null,null,null,null,null,null,null,null,"14647Monroe",14647,14647,"Zone B - Genesee","Rochester Gas and Electric","Monroe","Finger Lakes","Western","Western","Western",null,"Zone B - Genesee","Western","Western Region",{"$f":"VLOOKUP(L875,'Lookups (2)'!$CJ$4:$CS$2189,6,)","v":9.5799999999999996E-2}]
[null,null,null,null,null,null,null,null,null,null,"14649Monroe",14649,14649,"Zone B - Genesee","Rochester Gas and Electric","Monroe","Finger Lakes","Western","Western","Western",null,"Zone B - Genesee","Western","Western Region",{"$f":"VLOOKUP(L876,'Lookups (2)'!$CJ$4:$CS$2189,6,)","v":9.5799999999999996E-2}]
[null,null,null,null,null,null,null,null,null,null,"14650Monroe",14650,14650,"Zone B - Genesee","Rochester Gas and Electric","Monroe","Finger Lakes","Western","Western","Western",null,"Zone B - Genesee","Western","Western Region",{"$f":"VLOOKUP(L877,'Lookups (2)'!$CJ$4:$CS$2189,6,)","v":9.5799999999999996E-2}]
[null,null,null,null,null,null,null,null,null,null,"14651Monroe",14651,14651,"Zone B - Genesee","Rochester Gas and Electric","Monroe","Finger Lakes","Western","Western","Western",null,"Zone B - Genesee","Western","Western Region",{"$f":"VLOOKUP(L878,'Lookups (2)'!$CJ$4:$CS$2189,6,)","v":9.5799999999999996E-2}]
[null,null,null,null,null,null,null,null,null,null,"14652Monroe",14652,14652,"Zone B - Genesee","Rochester Gas and Electric","Monroe","Finger Lakes","Western","Western","Western",null,"Zone B - Genesee","Western","Western Region",{"$f":"VLOOKUP(L879,'Lookups (2)'!$CJ$4:$CS$2189,6,)","v":9.5799999999999996E-2}]
[null,null,null,null,null,null,null,null,null,null,"14653Monroe",14653,14653,"Zone B - Genesee","Rochester Gas and Electric","Monroe","Finger Lakes","Western","Western","Western",null,"Zone B - Genesee","Western","Western Region",{"$f":"VLOOKUP(L880,'Lookups (2)'!$CJ$4:$CS$2189,6,)","v":9.5799999999999996E-2}]
[null,null,null,null,null,null,null,null,null,null,"14692Monroe",14692,14692,"Zone B - Genesee","Rochester Gas and Electric","Monroe","Finger Lakes","Western","Western","Western",null,"Zone B - Genesee","Western","Western Region",{"$f":"VLOOKUP(L881,'Lookups (2)'!$CJ$4:$CS$2189,6,)","v":9.5799999999999996E-2}]
[null,null,null,null,null,null,null,null,null,null,"14694Monroe",14694,14694,"Zone B - Genesee","Rochester Gas and Electric","Monroe","Finger Lakes","Western","Western","Western",null,"Zone B - Genesee","Western","Western Region",{"$f":"VLOOKUP(L882,'Lookups (2)'!$CJ$4:$CS$2189,6,)","v":9.5799999999999996E-2}]
[null,null,null,null,null,null,null,null,null,null,"12010Montgomery",12010,12010,"Zone F - Capital","National Grid","Montgomery","Mohawk Valley","Capital District","Capital District","Capital District",null,"Zone F - Capital","Capital District","Capital District",{"$f":"VLOOKUP(L883,'Lookups (2)'!$CJ$4:$CS$2189,6,)","v":0.1167}]
[null,null,null,null,null,null,null,null,null,null,"12016Montgomery",12016,12016,"Zone F - Capital","National Grid","Montgomery","Mohawk Valley","Capital District","Capital District","Capital District",null,"Zone F - Capital","Capital District","Capital District",{"$f":"VLOOKUP(L884,'Lookups (2)'!$CJ$4:$CS$2189,6,)","v":0.1167}]
[null,null,null,null,null,null,null,null,null,null,"12068Montgomery",12068,12068,"Zone F - Capital","National Grid","Montgomery","Mohawk Valley","Capital District","Capital District","Capital District",null,"Zone F - Capital","Capital District","Capital District",{"$f":"VLOOKUP(L885,'Lookups (2)'!$CJ$4:$CS$2189,6,)","v":0.1167}]
[null,null,null,null,null,null,null,null,null,null,"12069Montgomery",12069,12069,"Zone F - Capital","National Grid","Montgomery","Mohawk Valley","Capital District","Capital District","Capital District",null,"Zone F - Capital","Capital District","Capital District",{"$f":"VLOOKUP(L886,'Lookups (2)'!$CJ$4:$CS$2189,6,)","v":0.1167}]
[null,null,null,null,null,null,null,null,null,null,"12070Montgomery",12070,12070,"Zone F - Capital","National Grid","Montgomery","Mohawk Valley","Capital District","Capital District","Capital District",null,"Zone F - Capital","Capital District","Capital District",{"$f":"VLOOKUP(L887,'Lookups (2)'!$CJ$4:$CS$2189,6,)","v":0.1167}]
[null,null,null,null,null,null,null,null,null,null,"12072Montgomery",12072,12072,"Zone F - Capital","National Grid","Montgomery","Mohawk Valley","Capital District","Capital District","Capital District",null,"Zone F - Capital","Capital District","Capital District",{"$f":"VLOOKUP(L888,'Lookups (2)'!$CJ$4:$CS$2189,6,)","v":0.1167}]
[null,null,null,null,null,null,null,null,null,null,"12166Montgomery",12166,12166,"Zone F - Capital","National Grid","Montgomery","Mohawk Valley","Capital District","Capital District","Capital District",null,"Zone F - Capital","Capital District","Capital District",{"$f":"VLOOKUP(L889,'Lookups (2)'!$CJ$4:$CS$2189,6,)","v":0.1167}]
[null,null,null,null,null,null,null,null,null,null,"12177Montgomery",12177,12177,"Zone F - Capital","National Grid","Montgomery","Mohawk Valley","Capital District","Capital District","Capital District",null,"Zone F - Capital","Capital District","Capital District",{"$f":"VLOOKUP(L890,'Lookups (2)'!$CJ$4:$CS$2189,6,)","v":0.1167}]
[null,null,null,null,null,null,null,null,null,null,"13317Montgomery",13317,13317,"Zone F - Capital","National Grid","Montgomery","Mohawk Valley","Capital District","Capital District","Capital District",null,"Zone F - Capital","Capital District","Capital District",{"$f":"VLOOKUP(L891,'Lookups (2)'!$CJ$4:$CS$2189,6,)","v":0.1167}]
[null,null,null,null,null,null,null,null,null,null,"13339Montgomery",13339,13339,"Zone F - Capital","National Grid","Montgomery","Mohawk Valley","Capital District","Capital District","Capital District",null,"Zone F - Capital","Capital District","Capital District",{"$f":"VLOOKUP(L892,'Lookups (2)'!$CJ$4:$CS$2189,6,)","v":0.1167}]
[null,null,null,null,null,null,null,null,null,null,"13410Montgomery",13410,13410,"Zone F - Capital","National Grid","Montgomery","Mohawk Valley","Capital District","Capital District","Capital District",null,"Zone F - Capital","Capital District","Capital District",{"$f":"VLOOKUP(L893,'Lookups (2)'!$CJ$4:$CS$2189,6,)","v":0.1167}]
[null,null,null,null,null,null,null,null,null,null,"13428Montgomery",13428,13428,"Zone F - Capital","National Grid","Montgomery","Mohawk Valley","Capital District","Capital District","Capital District",null,"Zone F - Capital","Capital District","Capital District",{"$f":"VLOOKUP(L894,'Lookups (2)'!$CJ$4:$CS$2189,6,)","v":0.1167}]
[null,null,null,null,null,null,null,null,null,null,"11001Nassau",11001,11001,"Zone K - Long Island","Long Island Power Authority","Nassau","Long Island","Long Island",{"$error":"#N/A"},{"$error":"#N/A"},null,"Zone K - Long Island","Long Island","Long Island",{"$f":"VLOOKUP(L895,'Lookups (2)'!$CJ$4:$CS$2189,6,)","v":0}]
[null,null,null,null,null,null,null,null,null,null,"11002Nassau",11002,11002,"Zone K - Long Island","Long Island Power Authority","Nassau","Long Island","Long Island",{"$error":"#N/A"},{"$error":"#N/A"},null,"Zone K - Long Island","Long Island","Long Island",{"$f":"VLOOKUP(L896,'Lookups (2)'!$CJ$4:$CS$2189,6,)","v":0}]
[null,null,null,null,null,null,null,null,null,null,"11020Nassau",11020,11020,"Zone K - Long Island","Long Island Power Authority","Nassau","Long Island","Long Island",{"$error":"#N/A"},{"$error":"#N/A"},null,"Zone K - Long Island","Long Island","Long Island",{"$f":"VLOOKUP(L897,'Lookups (2)'!$CJ$4:$CS$2189,6,)","v":0}]
[null,null,null,null,null,null,null,null,null,null,"11021Nassau",11021,11021,"Zone K - Long Island","Long Island Power Authority","Nassau","Long Island","Long Island",{"$error":"#N/A"},{"$error":"#N/A"},null,"Zone K - Long Island","Long Island","Long Island",{"$f":"VLOOKUP(L898,'Lookups (2)'!$CJ$4:$CS$2189,6,)","v":0}]
[null,null,null,null,null,null,null,null,null,null,"11022Nassau",11022,11022,"Zone K - Long Island","Long Island Power Authority","Nassau","Long Island","Long Island",{"$error":"#N/A"},{"$error":"#N/A"},null,"Zone K - Long Island","Long Island","Long Island",{"$f":"VLOOKUP(L899,'Lookups (2)'!$CJ$4:$CS$2189,6,)","v":0}]
[null,null,null,null,null,null,null,null,null,null,"11023Nassau",11023,11023,"Zone K - Long Island","Long Island Power Authority","Nassau","Long Island","Long Island",{"$error":"#N/A"},{"$error":"#N/A"},null,"Zone K - Long Island","Long Island","Long Island",{"$f":"VLOOKUP(L900,'Lookups (2)'!$CJ$4:$CS$2189,6,)","v":0}]
[null,null,null,null,null,null,null,null,null,null,{"$f":"CONCATENATE(M901,P901)","v":"11024Nassau"},11024,11024,"Zone K - Long Island","Long Island Power Authority","Nassau","Long Island","Long Island",{"$error":"#N/A"},{"$error":"#N/A"},null,"Zone K - Long Island",{"$f":"R901","v":"Long Island"},"Long Island",{"$f":"VLOOKUP(L901,'Lookups (2)'!$CJ$4:$CS$2189,6,)","v":0}]
[null,null,null,null,null,null,null,null,null,null,"11026Nassau",11026,11026,"Zone K - Long Island","Long Island Power Authority","Nassau","Long Island","Long Island",{"$error":"#N/A"},{"$error":"#N/A"},null,"Zone K - Long Island","Long Island","Long Island",{"$f":"VLOOKUP(L902,'Lookups (2)'!$CJ$4:$CS$2189,6,)","v":0}]
[null,null,null,null,null,null,null,null,null,null,"11027Nassau",11027,11027,"Zone K - Long Island","Long Island Power Authority","Nassau","Long Island","Long Island",{"$error":"#N/A"},{"$error":"#N/A"},null,"Zone K - Long Island","Long Island","Long Island",{"$f":"VLOOKUP(L903,'Lookups (2)'!$CJ$4:$CS$2189,6,)","v":0}]
[null,null,null,null,null,null,null,null,null,null,"11030Nassau",11030,11030,"Zone K - Long Island","Long Island Power Authority","Nassau","Long Island","Long Island",{"$error":"#N/A"},{"$error":"#N/A"},null,"Zone K - Long Island","Long Island","Long Island",{"$f":"VLOOKUP(L904,'Lookups (2)'!$CJ$4:$CS$2189,6,)","v":0}]
[null,null,null,null,null,null,null,null,null,null,"11040Nassau",11040,11040,"Zone K - Long Island","Long Island Power Authority","Nassau","Long Island","Long Island",{"$error":"#N/A"},{"$error":"#N/A"},null,"Zone K - Long Island","Long Island","Long Island",{"$f":"VLOOKUP(L905,'Lookups (2)'!$CJ$4:$CS$2189,6,)","v":0}]
[null,null,null,null,null,null,null,null,null,null,"11042Nassau",11042,11042,"Zone K - Long Island","Long Island Power Authority","Nassau","Long Island","Long Island",{"$error":"#N/A"},{"$error":"#N/A"},null,"Zone K - Long Island","Long Island","Long Island",{"$f":"VLOOKUP(L906,'Lookups (2)'!$CJ$4:$CS$2189,6,)","v":0}]
[null,null,null,null,null,null,null,null,null,null,"11050Nassau",11050,11050,"Zone K - Long Island","Long Island Power Authority","Nassau","Long Island","Long Island",{"$error":"#N/A"},{"$error":"#N/A"},null,"Zone K - Long Island","Long Island","Long Island",{"$f":"VLOOKUP(L907,'Lookups (2)'!$CJ$4:$CS$2189,6,)","v":0}]
[null,null,null,null,null,null,null,null,null,null,"11051Nassau",11051,11051,"Zone K - Long Island","Long Island Power Authority","Nassau","Long Island","Long Island",{"$error":"#N/A"},{"$error":"#N/A"},null,"Zone K - Long Island","Long Island","Long Island",{"$f":"VLOOKUP(L908,'Lookups (2)'!$CJ$4:$CS$2189,6,)","v":0}]
[null,null,null,null,null,null,null,null,null,null,"11052Nassau",11052,11052,"Zone K - Long Island","Long Island Power Authority","Nassau","Long Island","Long Island",{"$error":"#N/A"},{"$error":"#N/A"},null,"Zone K - Long Island","Long Island","Long Island",{"$f":"VLOOKUP(L909,'Lookups (2)'!$CJ$4:$CS$2189,6,)","v":0}]
[null,null,null,null,null,null,null,null,null,null,"11053Nassau",11053,11053,"Zone K - Long Island","Long Island Power Authority","Nassau","Long Island","Long Island",{"$error":"#N/A"},{"$error":"#N/A"},null,"Zone K - Long Island","Long Island","Long Island",{"$f":"VLOOKUP(L910,'Lookups (2)'!$CJ$4:$CS$2189,6,)","v":0}]
[null,null,null,null,null,null,null,null,null,null,"11054Nassau",11054,11054,"Zone K - Long Island","Long Island Power Authority","Nassau","Long Island","Long Island",{"$error":"#N/A"},{"$error":"#N/A"},null,"Zone K - Long Island","Long Island","Long Island",{"$f":"VLOOKUP(L911,'Lookups (2)'!$CJ$4:$CS$2189,6,)","v":0}]
[null,null,null,null,null,null,null,null,null,null,"11055Nassau",11055,11055,"Zone K - Long Island","Long Island Power Authority","Nassau","Long Island","Long Island",{"$error":"#N/A"},{"$error":"#N/A"},null,"Zone K - Long Island","Long Island","Long Island",{"$f":"VLOOKUP(L912,'Lookups (2)'!$CJ$4:$CS$2189,6,)","v":0}]
[null,null,null,null,null,null,null,null,null,null,"11501Nassau",11501,11501,"Zone K - Long Island","Long Island Power Authority","Nassau","Long Island","Long Island",{"$error":"#N/A"},{"$error":"#N/A"},null,"Zone K - Long Island","Long Island","Long Island",{"$f":"VLOOKUP(L913,'Lookups (2)'!$CJ$4:$CS$2189,6,)","v":0}]
[null,null,null,null,null,null,null,null,null,null,"11507Nassau",11507,11507,"Zone K - Long Island","Long Island Power Authority","Nassau","Long Island","Long Island",{"$error":"#N/A"},{"$error":"#N/A"},null,"Zone K - Long Island","Long Island","Long Island",{"$f":"VLOOKUP(L914,'Lookups (2)'!$CJ$4:$CS$2189,6,)","v":0}]
[null,null,null,null,null,null,null,null,null,null,"11514Nassau",11514,11514,"Zone K - Long Island","Long Island Power Authority","Nassau","Long Island","Long Island",{"$error":"#N/A"},{"$error":"#N/A"},null,"Zone K - Long Island","Long Island","Long Island",{"$f":"VLOOKUP(L915,'Lookups (2)'!$CJ$4:$CS$2189,6,)","v":0}]
[null,null,null,null,null,null,null,null,null,null,"11542Nassau",11542,11542,"Zone K - Long Island","Long Island Power Authority","Nassau","Long Island","Long Island",{"$error":"#N/A"},{"$error":"#N/A"},null,"Zone K - Long Island","Long Island","Long Island",{"$f":"VLOOKUP(L916,'Lookups (2)'!$CJ$4:$CS$2189,6,)","v":0}]
[null,null,null,null,null,null,null,null,null,null,"11545Nassau",11545,11545,"Zone K - Long Island","Long Island Power Authority","Nassau","Long Island","Long Island",{"$error":"#N/A"},{"$error":"#N/A"},null,"Zone K - Long Island","Long Island","Long Island",{"$f":"VLOOKUP(L917,'Lookups (2)'!$CJ$4:$CS$2189,6,)","v":0}]
[null,null,null,null,null,null,null,null,null,null,"11547Nassau",11547,11547,"Zone K - Long Island","Long Island Power Authority","Nassau","Long Island","Long Island",{"$error":"#N/A"},{"$error":"#N/A"},null,"Zone K - Long Island","Long Island","Long Island",{"$f":"VLOOKUP(L918,'Lookups (2)'!$CJ$4:$CS$2189,6,)","v":0}]
[null,null,null,null,null,null,null,null,null,null,"11548Nassau",11548,11548,"Zone K - Long Island","Long Island Power Authority","Nassau","Long Island","Long Island",{"$error":"#N/A"},{"$error":"#N/A"},null,"Zone K - Long Island","Long Island","Long Island",{"$f":"VLOOKUP(L919,'Lookups (2)'!$CJ$4:$CS$2189,6,)","v":0}]
[null,null,null,null,null,null,null,null,null,null,"11554Nassau",11554,11554,"Zone K - Long Island","Long Island Power Authority","Nassau","Long Island","Long Island",{"$error":"#N/A"},{"$error":"#N/A"},null,"Zone K - Long Island","Long Island","Long Island",{"$f":"VLOOKUP(L920,'Lookups (2)'!$CJ$4:$CS$2189,6,)","v":0}]
[null,null,null,null,null,null,null,null,null,null,"11560Nassau",11560,11560,"Zone K - Long Island","Long Island Power Authority","Nassau","Long Island","Long Island",{"$error":"#N/A"},{"$error":"#N/A"},null,"Zone K - Long Island","Long Island","Long Island",{"$f":"VLOOKUP(L921,'Lookups (2)'!$CJ$4:$CS$2189,6,)","v":0}]
[null,null,null,null,null,null,null,null,null,null,"11566Nassau",11566,11566,"Zone K - Long Island","Long Island Power Authority","Nassau","Long Island","Long Island",{"$error":"#N/A"},{"$error":"#N/A"},null,"Zone K - Long Island","Long Island","Long Island",{"$f":"VLOOKUP(L922,'Lookups (2)'!$CJ$4:$CS$2189,6,)","v":0}]
[null,null,null,null,null,null,null,null,null,null,"11568Nassau",11568,11568,"Zone K - Long Island","Long Island Power Authority","Nassau","Long Island","Long Island",{"$error":"#N/A"},{"$error":"#N/A"},null,"Zone K - Long Island","Long Island","Long Island",{"$f":"VLOOKUP(L923,'Lookups (2)'!$CJ$4:$CS$2189,6,)","v":0}]
[null,null,null,null,null,null,null,null,null,null,"11576Nassau",11576,11576,"Zone K - Long Island","Long Island Power Authority","Nassau","Long Island","Long Island",{"$error":"#N/A"},{"$error":"#N/A"},null,"Zone K - Long Island","Long Island","Long Island",{"$f":"VLOOKUP(L924,'Lookups (2)'!$CJ$4:$CS$2189,6,)","v":0}]
[null,null,null,null,null,null,null,null,null,null,"11577Nassau",11577,11577,"Zone K - Long Island","Long Island Power Authority","Nassau","Long Island","Long Island",{"$error":"#N/A"},{"$error":"#N/A"},null,"Zone K - Long Island","Long Island","Long Island",{"$f":"VLOOKUP(L925,'Lookups (2)'!$CJ$4:$CS$2189,6,)","v":0}]
[null,null,null,null,null,null,null,null,null,null,"11579Nassau",11579,11579,"Zone K - Long Island","Long Island Power Authority","Nassau","Long Island","Long Island",{"$error":"#N/A"},{"$error":"#N/A"},null,"Zone K - Long Island","Long Island","Long Island",{"$f":"VLOOKUP(L926,'Lookups (2)'!$CJ$4:$CS$2189,6,)","v":0}]
[null,null,null,null,null,null,null,null,null,null,"11590Nassau",11590,11590,"Zone K - Long Island","Long Island Power Authority","Nassau","Long Island","Long Island",{"$error":"#N/A"},{"$error":"#N/A"},null,"Zone K - Long Island","Long Island","Long Island",{"$f":"VLOOKUP(L927,'Lookups (2)'!$CJ$4:$CS$2189,6,)","v":0}]
[null,null,null,null,null,null,null,null,null,null,"11596Nassau",11596,11596,"Zone K - Long Island","Long Island Power Authority","Nassau","Long Island","Long Island",{"$error":"#N/A"},{"$error":"#N/A"},null,"Zone K - Long Island","Long Island","Long Island",{"$f":"VLOOKUP(L928,'Lookups (2)'!$CJ$4:$CS$2189,6,)","v":0}]
[null,null,null,null,null,null,null,null,null,null,"11709Nassau",11709,11709,"Zone K - Long Island","Long Island Power Authority","Nassau","Long Island","Long Island",{"$error":"#N/A"},{"$error":"#N/A"},null,"Zone K - Long Island","Long Island","Long Island",{"$f":"VLOOKUP(L929,'Lookups (2)'!$CJ$4:$CS$2189,6,)","v":0}]
[null,null,null,null,null,null,null,null,null,null,"11710Nassau",11710,11710,"Zone K - Long Island","Long Island Power Authority","Nassau","Long Island","Long Island",{"$error":"#N/A"},{"$error":"#N/A"},null,"Zone K - Long Island","Long Island","Long Island",{"$f":"VLOOKUP(L930,'Lookups (2)'!$CJ$4:$CS$2189,6,)","v":0}]
[null,null,null,null,null,null,null,null,null,null,"11714Nassau",11714,11714,"Zone K - Long Island","Long Island Power Authority","Nassau","Long Island","Long Island",{"$error":"#N/A"},{"$error":"#N/A"},null,"Zone K - Long Island","Long Island","Long Island",{"$f":"VLOOKUP(L931,'Lookups (2)'!$CJ$4:$CS$2189,6,)","v":0}]
[null,null,null,null,null,null,null,null,null,null,"11732Nassau",11732,11732,"Zone K - Long Island","Long Island Power Authority","Nassau","Long Island","Long Island",{"$error":"#N/A"},{"$error":"#N/A"},null,"Zone K - Long Island","Long Island","Long Island",{"$f":"VLOOKUP(L932,'Lookups (2)'!$CJ$4:$CS$2189,6,)","v":0}]
[null,null,null,null,null,null,null,null,null,null,"11735Nassau",11735,11735,"Zone K - Long Island","Long Island Power Authority","Nassau","Long Island","Long Island",{"$error":"#N/A"},{"$error":"#N/A"},null,"Zone K - Long Island","Long Island","Long Island",{"$f":"VLOOKUP(L933,'Lookups (2)'!$CJ$4:$CS$2189,6,)","v":0}]
[null,null,null,null,null,null,null,null,null,null,"11753Nassau",11753,11753,"Zone K - Long Island","Long Island Power Authority","Nassau","Long Island","Long Island",{"$error":"#N/A"},{"$error":"#N/A"},null,"Zone K - Long Island","Long Island","Long Island",{"$f":"VLOOKUP(L934,'Lookups (2)'!$CJ$4:$CS$2189,6,)","v":0}]
[null,null,null,null,null,null,null,null,null,null,"11756Nassau",11756,11756,"Zone K - Long Island","Long Island Power Authority","Nassau","Long Island","Long Island",{"$error":"#N/A"},{"$error":"#N/A"},null,"Zone K - Long Island","Long Island","Long Island",{"$f":"VLOOKUP(L935,'Lookups (2)'!$CJ$4:$CS$2189,6,)","v":0}]
[null,null,null,null,null,null,null,null,null,null,"11758Nassau",11758,11758,"Zone K - Long Island","Long Island Power Authority","Nassau","Long Island","Long Island",{"$error":"#N/A"},{"$error":"#N/A"},null,"Zone K - Long Island","Long Island","Long Island",{"$f":"VLOOKUP(L936,'Lookups (2)'!$CJ$4:$CS$2189,6,)","v":0}]
[null,null,null,null,null,null,null,null,null,null,"11762Nassau",11762,11762,"Zone K - Long Island","Long Island Power Authority","Nassau","Long Island","Long Island",{"$error":"#N/A"},{"$error":"#N/A"},null,"Zone K - Long Island","Long Island","Long Island",{"$f":"VLOOKUP(L937,'Lookups (2)'!$CJ$4:$CS$2189,6,)","v":0}]
[null,null,null,null,null,null,null,null,null,null,"11765Nassau",11765,11765,"Zone K - Long Island","Long Island Power Authority","Nassau","Long Island","Long Island",{"$error":"#N/A"},{"$error":"#N/A"},null,"Zone K - Long Island","Long Island","Long Island",{"$f":"VLOOKUP(L938,'Lookups (2)'!$CJ$4:$CS$2189,6,)","v":0}]
[null,null,null,null,null,null,null,null,null,null,"11771Nassau",11771,11771,"Zone K - Long Island","Long Island Power Authority","Nassau","Long Island","Long Island",{"$error":"#N/A"},{"$error":"#N/A"},null,"Zone K - Long Island","Long Island","Long Island",{"$f":"VLOOKUP(L939,'Lookups (2)'!$CJ$4:$CS$2189,6,)","v":0}]
[null,null,null,null,null,null,null,null,null,null,"11773Nassau",11773,11773,"Zone K - Long Island","Long Island Power Authority","Nassau","Long Island","Long Island",{"$error":"#N/A"},{"$error":"#N/A"},null,"Zone K - Long Island","Long Island","Long Island",{"$f":"VLOOKUP(L940,'Lookups (2)'!$CJ$4:$CS$2189,6,)","v":0}]
[null,null,null,null,null,null,null,null,null,null,"11783Nassau",11783,11783,"Zone K - Long Island","Long Island Power Authority","Nassau","Long Island","Long Island",{"$error":"#N/A"},{"$error":"#N/A"},null,"Zone K - Long Island","Long Island","Long Island",{"$f":"VLOOKUP(L941,'Lookups (2)'!$CJ$4:$CS$2189,6,)","v":0}]
[null,null,null,null,null,null,null,null,null,null,"11791Nassau",11791,11791,"Zone K - Long Island","Long Island Power Authority","Nassau","Long Island","Long Island",{"$error":"#N/A"},{"$error":"#N/A"},null,"Zone K - Long Island","Long Island","Long Island",{"$f":"VLOOKUP(L942,'Lookups (2)'!$CJ$4:$CS$2189,6,)","v":0}]
[null,null,null,null,null,null,null,null,null,null,"11793Nassau",11793,11793,"Zone K - Long Island","Long Island Power Authority","Nassau","Long Island","Long Island",{"$error":"#N/A"},{"$error":"#N/A"},null,"Zone K - Long Island","Long Island","Long Island",{"$f":"VLOOKUP(L943,'Lookups (2)'!$CJ$4:$CS$2189,6,)","v":0}]
[null,null,null,null,null,null,null,null,null,null,"11797Nassau",11797,11797,"Zone K - Long Island","Long Island Power Authority","Nassau","Long Island","Long Island",{"$error":"#N/A"},{"$error":"#N/A"},null,"Zone K - Long Island","Long Island","Long Island",{"$f":"VLOOKUP(L944,'Lookups (2)'!$CJ$4:$CS$2189,6,)","v":0}]
[null,null,null,null,null,null,null,null,null,null,"11801Nassau",11801,11801,"Zone K - Long Island","Long Island Power Authority","Nassau","Long Island","Long Island",{"$error":"#N/A"},{"$error":"#N/A"},null,"Zone K - Long Island","Long Island","Long Island",{"$f":"VLOOKUP(L945,'Lookups (2)'!$CJ$4:$CS$2189,6,)","v":0}]
[null,null,null,null,null,null,null,null,null,null,"11802Nassau",11802,11802,"Zone K - Long Island","Long Island Power Authority","Nassau","Long Island","Long Island",{"$error":"#N/A"},{"$error":"#N/A"},null,"Zone K - Long Island","Long Island","Long Island",{"$f":"VLOOKUP(L946,'Lookups (2)'!$CJ$4:$CS$2189,6,)","v":0}]
[null,null,null,null,null,null,null,null,null,null,"11803Nassau",11803,11803,"Zone K - Long Island","Long Island Power Authority","Nassau","Long Island","Long Island",{"$error":"#N/A"},{"$error":"#N/A"},null,"Zone K - Long Island","Long Island","Long Island",{"$f":"VLOOKUP(L947,'Lookups (2)'!$CJ$4:$CS$2189,6,)","v":0}]
[null,null,null,null,null,null,null,null,null,null,"11804Nassau",11804,11804,"Zone K - Long Island","Long Island Power Authority","Nassau","Long Island","Long Island",{"$error":"#N/A"},{"$error":"#N/A"},null,"Zone K - Long Island","Long Island","Long Island",{"$f":"VLOOKUP(L948,'Lookups (2)'!$CJ$4:$CS$2189,6,)","v":0}]
[null,null,null,null,null,null,null,null,null,null,"11815Nassau",11815,11815,"Zone K - Long Island","Long Island Power Authority","Nassau","Long Island","Long Island",{"$error":"#N/A"},{"$error":"#N/A"},null,"Zone K - Long Island","Long Island","Long Island",{"$f":"VLOOKUP(L949,'Lookups (2)'!$CJ$4:$CS$2189,6,)","v":0}]
[null,null,null,null,null,null,null,null,null,null,"11819Nassau",11819,11819,"Zone K - Long Island","Long Island Power Authority","Nassau","Long Island","Long Island",{"$error":"#N/A"},{"$error":"#N/A"},null,"Zone K - Long Island","Long Island","Long Island",{"$f":"VLOOKUP(L950,'Lookups (2)'!$CJ$4:$CS$2189,6,)","v":0}]
[null,null,null,null,null,null,null,null,null,null,"11853Nassau",11853,11853,"Zone K - Long Island","Long Island Power Authority","Nassau","Long Island","Long Island",{"$error":"#N/A"},{"$error":"#N/A"},null,"Zone K - Long Island","Long Island","Long Island",{"$f":"VLOOKUP(L951,'Lookups (2)'!$CJ$4:$CS$2189,6,)","v":0}]
[null,null,null,null,null,null,null,null,null,null,"11854Nassau",11854,11854,"Zone K - Long Island","Long Island Power Authority","Nassau","Long Island","Long Island",{"$error":"#N/A"},{"$error":"#N/A"},null,"Zone K - Long Island","Long Island","Long Island",{"$f":"VLOOKUP(L952,'Lookups (2)'!$CJ$4:$CS$2189,6,)","v":0}]
[null,null,null,null,null,null,null,null,null,null,"11570Nassau",11570,11570,"Zone K - Long Island","Municipal Utilities","Nassau","Long Island","Long Island",{"$error":"#N/A"},{"$error":"#N/A"},null,"Zone K - Long Island","Long Island","Long Island",{"$f":"VLOOKUP(L953,'Lookups (2)'!$CJ$4:$CS$2189,6,)","v":0.1595}]
[null,null,null,null,null,null,null,null,null,null,"11571Nassau",11571,11571,"Zone K - Long Island","Municipal Utilities","Nassau","Long Island","Long Island",{"$error":"#N/A"},{"$error":"#N/A"},null,"Zone K - Long Island","Long Island","Long Island",{"$f":"VLOOKUP(L954,'Lookups (2)'!$CJ$4:$CS$2189,6,)","v":0.1595}]
[null,null,null,null,null,null,null,null,null,null,"11520Nassau",11520,11520,"Zone K - Long Island","Municipal Utilities","Nassau","Long Island","Long Island",{"$error":"#N/A"},{"$error":"#N/A"},null,"Zone K - Long Island","Long Island","Long Island",{"$f":"VLOOKUP(L955,'Lookups (2)'!$CJ$4:$CS$2189,6,)","v":0.1595}]
[null,null,null,null,null,null,null,null,null,null,"11003Nassau",11003,11003,"Zone K - Long Island","Long Island Power Authority","Nassau","Long Island","Long Island",{"$error":"#N/A"},{"$error":"#N/A"},null,"Zone K - Long Island","Long Island","Long Island",{"$f":"VLOOKUP(L956,'Lookups (2)'!$CJ$4:$CS$2189,6,)","v":0}]
[null,null,null,null,null,null,null,null,null,null,"11010Nassau",11010,11010,"Zone K - Long Island","Long Island Power Authority","Nassau","Long Island","Long Island",{"$error":"#N/A"},{"$error":"#N/A"},null,"Zone K - Long Island","Long Island","Long Island",{"$f":"VLOOKUP(L957,'Lookups (2)'!$CJ$4:$CS$2189,6,)","v":0}]
[null,null,null,null,null,null,null,null,null,null,"11096Nassau",11096,11096,"Zone K - Long Island","Long Island Power Authority","Nassau","Long Island","Long Island",{"$error":"#N/A"},{"$error":"#N/A"},null,"Zone K - Long Island","Long Island","Long Island",{"$f":"VLOOKUP(L958,'Lookups (2)'!$CJ$4:$CS$2189,6,)","v":0}]
[null,null,null,null,null,null,null,null,null,null,"11509Nassau",11509,11509,"Zone K - Long Island","Long Island Power Authority","Nassau","Long Island","Long Island",{"$error":"#N/A"},{"$error":"#N/A"},null,"Zone K - Long Island","Long Island","Long Island",{"$f":"VLOOKUP(L959,'Lookups (2)'!$CJ$4:$CS$2189,6,)","v":0}]
[null,null,null,null,null,null,null,null,null,null,"11510Nassau",11510,11510,"Zone K - Long Island","Long Island Power Authority","Nassau","Long Island","Long Island",{"$error":"#N/A"},{"$error":"#N/A"},null,"Zone K - Long Island","Long Island","Long Island",{"$f":"VLOOKUP(L960,'Lookups (2)'!$CJ$4:$CS$2189,6,)","v":0}]
[null,null,null,null,null,null,null,null,null,null,"11516Nassau",11516,11516,"Zone K - Long Island","Long Island Power Authority","Nassau","Long Island","Long Island",{"$error":"#N/A"},{"$error":"#N/A"},null,"Zone K - Long Island","Long Island","Long Island",{"$f":"VLOOKUP(L961,'Lookups (2)'!$CJ$4:$CS$2189,6,)","v":0}]
[null,null,null,null,null,null,null,null,null,null,"11518Nassau",11518,11518,"Zone K - Long Island","Long Island Power Authority","Nassau","Long Island","Long Island",{"$error":"#N/A"},{"$error":"#N/A"},null,"Zone K - Long Island","Long Island","Long Island",{"$f":"VLOOKUP(L962,'Lookups (2)'!$CJ$4:$CS$2189,6,)","v":0}]
[null,null,null,null,null,null,null,null,null,null,"11530Nassau",11530,11530,"Zone K - Long Island","Long Island Power Authority","Nassau","Long Island","Long Island",{"$error":"#N/A"},{"$error":"#N/A"},null,"Zone K - Long Island","Long Island","Long Island",{"$f":"VLOOKUP(L963,'Lookups (2)'!$CJ$4:$CS$2189,6,)","v":0}]
[null,null,null,null,null,null,null,null,null,null,"11531Nassau",11531,11531,"Zone K - Long Island","Long Island Power Authority","Nassau","Long Island","Long Island",{"$error":"#N/A"},{"$error":"#N/A"},null,"Zone K - Long Island","Long Island","Long Island",{"$f":"VLOOKUP(L964,'Lookups (2)'!$CJ$4:$CS$2189,6,)","v":0}]
[null,null,null,null,null,null,null,null,null,null,{"$f":"CONCATENATE(M965,P965)","v":"11549Nassau"},11549,11549,"Zone K - Long Island","Long Island Power Authority","Nassau","Long Island","Long Island",{"$error":"#N/A"},{"$error":"#N/A"},null,"Zone K - Long Island",{"$f":"R965","v":"Long Island"},"Long Island",{"$f":"VLOOKUP(L965,'Lookups (2)'!$CJ$4:$CS$2189,6,)","v":0}]
[null,null,null,null,null,null,null,null,null,null,"11550Nassau",11550,11550,"Zone K - Long Island","Long Island Power Authority","Nassau","Long Island","Long Island",{"$error":"#N/A"},{"$error":"#N/A"},null,"Zone K - Long Island","Long Island","Long Island",{"$f":"VLOOKUP(L966,'Lookups (2)'!$CJ$4:$CS$2189,6,)","v":0}]
[null,null,null,null,null,null,null,null,null,null,"11551Nassau",11551,11551,"Zone K - Long Island","Long Island Power Authority","Nassau","Long Island","Long Island",{"$error":"#N/A"},{"$error":"#N/A"},null,"Zone K - Long Island","Long Island","Long Island",{"$f":"VLOOKUP(L967,'Lookups (2)'!$CJ$4:$CS$2189,6,)","v":0}]
[null,null,null,null,null,null,null,null,null,null,"11552Nassau",11552,11552,"Zone K - Long Island","Long Island Power Authority","Nassau","Long Island","Long Island",{"$error":"#N/A"},{"$error":"#N/A"},null,"Zone K - Long Island","Long Island","Long Island",{"$f":"VLOOKUP(L968,'Lookups (2)'!$CJ$4:$CS$2189,6,)","v":0}]
[null,null,null,null,null,null,null,null,null,null,"11553Nassau",11553,11553,"Zone K - Long Island","Long Island Power Authority","Nassau","Long Island","Long Island",{"$error":"#N/A"},{"$error":"#N/A"},null,"Zone K - Long Island","Long Island","Long Island",{"$f":"VLOOKUP(L969,'Lookups (2)'!$CJ$4:$CS$2189,6,)","v":0}]
[null,null,null,null,null,null,null,null,null,null,"11555Nassau",11555,11555,"Zone K - Long Island","Long Island Power Authority","Nassau","Long Island","Long Island",{"$error":"#N/A"},{"$error":"#N/A"},null,"Zone K - Long Island","Long Island","Long Island",{"$f":"VLOOKUP(L970,'Lookups (2)'!$CJ$4:$CS$2189,6,)","v":0}]
[null,null,null,null,null,null,null,null,null,null,"11556Nassau",11556,11556,"Zone K - Long Island","Long Island Power Authority","Nassau","Long Island","Long Island",{"$error":"#N/A"},{"$error":"#N/A"},null,"Zone K - Long Island","Long Island","Long Island",{"$f":"VLOOKUP(L971,'Lookups (2)'!$CJ$4:$CS$2189,6,)","v":0}]
[null,null,null,null,null,null,null,null,null,null,"11557Nassau",11557,11557,"Zone K - Long Island","Long Island Power Authority","Nassau","Long Island","Long Island",{"$error":"#N/A"},{"$error":"#N/A"},null,"Zone K - Long Island","Long Island","Long Island",{"$f":"VLOOKUP(L972,'Lookups (2)'!$CJ$4:$CS$2189,6,)","v":0}]
[null,null,null,null,null,null,null,null,null,null,"11558Nassau",11558,11558,"Zone K - Long Island","Long Island Power Authority","Nassau","Long Island","Long Island",{"$error":"#N/A"},{"$error":"#N/A"},null,"Zone K - Long Island","Long Island","Long Island",{"$f":"VLOOKUP(L973,'Lookups (2)'!$CJ$4:$CS$2189,6,)","v":0}]
[null,null,null,null,null,null,null,null,null,null,"11559Nassau",11559,11559,"Zone K - Long Island","Long Island Power Authority","Nassau","Long Island","Long Island",{"$error":"#N/A"},{"$error":"#N/A"},null,"Zone K - Long Island","Long Island","Long Island",{"$f":"VLOOKUP(L974,'Lookups (2)'!$CJ$4:$CS$2189,6,)","v":0}]
[null,null,null,null,null,null,null,null,null,null,"11561Nassau",11561,11561,"Zone K - Long Island","Long Island Power Authority","Nassau","Long Island","Long Island",{"$error":"#N/A"},{"$error":"#N/A"},null,"Zone K - Long Island","Long Island","Long Island",{"$f":"VLOOKUP(L975,'Lookups (2)'!$CJ$4:$CS$2189,6,)","v":0}]
[null,null,null,null,null,null,null,null,null,null,"11563Nassau",11563,11563,"Zone K - Long Island","Long Island Power Authority","Nassau","Long Island","Long Island",{"$error":"#N/A"},{"$error":"#N/A"},null,"Zone K - Long Island","Long Island","Long Island",{"$f":"VLOOKUP(L976,'Lookups (2)'!$CJ$4:$CS$2189,6,)","v":0}]
[null,null,null,null,null,null,null,null,null,null,"11565Nassau",11565,11565,"Zone K - Long Island","Long Island Power Authority","Nassau","Long Island","Long Island",{"$error":"#N/A"},{"$error":"#N/A"},null,"Zone K - Long Island","Long Island","Long Island",{"$f":"VLOOKUP(L977,'Lookups (2)'!$CJ$4:$CS$2189,6,)","v":0}]
[null,null,null,null,null,null,null,null,null,null,"11569Nassau",11569,11569,"Zone K - Long Island","Long Island Power Authority","Nassau","Long Island","Long Island",{"$error":"#N/A"},{"$error":"#N/A"},null,"Zone K - Long Island","Long Island","Long Island",{"$f":"VLOOKUP(L978,'Lookups (2)'!$CJ$4:$CS$2189,6,)","v":0}]
[null,null,null,null,null,null,null,null,null,null,"11572Nassau",11572,11572,"Zone K - Long Island","Long Island Power Authority","Nassau","Long Island","Long Island",{"$error":"#N/A"},{"$error":"#N/A"},null,"Zone K - Long Island","Long Island","Long Island",{"$f":"VLOOKUP(L979,'Lookups (2)'!$CJ$4:$CS$2189,6,)","v":0}]
[null,null,null,null,null,null,null,null,null,null,"11575Nassau",11575,11575,"Zone K - Long Island","Long Island Power Authority","Nassau","Long Island","Long Island",{"$error":"#N/A"},{"$error":"#N/A"},null,"Zone K - Long Island","Long Island","Long Island",{"$f":"VLOOKUP(L980,'Lookups (2)'!$CJ$4:$CS$2189,6,)","v":0}]
[null,null,null,null,null,null,null,null,null,null,"11580Nassau",11580,11580,"Zone K - Long Island","Long Island Power Authority","Nassau","Long Island","Long Island",{"$error":"#N/A"},{"$error":"#N/A"},null,"Zone K - Long Island","Long Island","Long Island",{"$f":"VLOOKUP(L981,'Lookups (2)'!$CJ$4:$CS$2189,6,)","v":0}]
[null,null,null,null,null,null,null,null,null,null,"11581Nassau",11581,11581,"Zone K - Long Island","Long Island Power Authority","Nassau","Long Island","Long Island",{"$error":"#N/A"},{"$error":"#N/A"},null,"Zone K - Long Island","Long Island","Long Island",{"$f":"VLOOKUP(L982,'Lookups (2)'!$CJ$4:$CS$2189,6,)","v":0}]
[null,null,null,null,null,null,null,null,null,null,"11582Nassau",11582,11582,"Zone K - Long Island","Long Island Power Authority","Nassau","Long Island","Long Island",{"$error":"#N/A"},{"$error":"#N/A"},null,"Zone K - Long Island","Long Island","Long Island",{"$f":"VLOOKUP(L983,'Lookups (2)'!$CJ$4:$CS$2189,6,)","v":0}]
[null,null,null,null,null,null,null,null,null,null,"11598Nassau",11598,11598,"Zone K - Long Island","Long Island Power Authority","Nassau","Long Island","Long Island",{"$error":"#N/A"},{"$error":"#N/A"},null,"Zone K - Long Island","Long Island","Long Island",{"$f":"VLOOKUP(L984,'Lookups (2)'!$CJ$4:$CS$2189,6,)","v":0}]
[null,null,null,null,null,null,null,null,null,null,"11599Nassau",11599,11599,"Zone K - Long Island","Long Island Power Authority","Nassau","Long Island","Long Island",{"$error":"#N/A"},{"$error":"#N/A"},null,"Zone K - Long Island","Long Island","Long Island",{"$f":"VLOOKUP(L985,'Lookups (2)'!$CJ$4:$CS$2189,6,)","v":0}]
[null,null,null,null,null,null,null,null,null,null,"10034New York",10034,10034,"Zone I - Dunwoodie","Consolidated Edison","New York","New York City","NYC",{"$error":"#N/A"},{"$error":"#N/A"},"ConEd NYC","Zone I - Dunwoodie","NYC",null,{"$f":"VLOOKUP(L986,'Lookups (2)'!$CJ$4:$CS$2189,6,)","v":0.22109999999999999}]
[null,null,null,null,null,null,null,null,null,null,"10040New York",10040,10040,"Zone I - Dunwoodie","Consolidated Edison","New York","New York City","NYC",{"$error":"#N/A"},{"$error":"#N/A"},"ConEd NYC","Zone I - Dunwoodie","NYC",null,{"$f":"VLOOKUP(L987,'Lookups (2)'!$CJ$4:$CS$2189,6,)","v":0.22109999999999999}]
[null,null,null,null,null,null,null,null,null,null,"10001New York",10001,10001,"Zone J - New York City","Consolidated Edison","New York","New York City","NYC",{"$error":"#N/A"},{"$error":"#N/A"},"ConEd NYC","Zone J - New York City","NYC",null,{"$f":"VLOOKUP(L988,'Lookups (2)'!$CJ$4:$CS$2189,6,)","v":0.22109999999999999}]
[null,null,null,null,null,null,null,null,null,null,"10002New York",10002,10002,"Zone J - New York City","Consolidated Edison","New York","New York City","NYC",{"$error":"#N/A"},{"$error":"#N/A"},"ConEd NYC","Zone J - New York City","NYC",null,{"$f":"VLOOKUP(L989,'Lookups (2)'!$CJ$4:$CS$2189,6,)","v":0.22109999999999999}]
[null,null,null,null,null,null,null,null,null,null,"10003New York",10003,10003,"Zone J - New York City","Consolidated Edison","New York","New York City","NYC",{"$error":"#N/A"},{"$error":"#N/A"},"ConEd NYC","Zone J - New York City","NYC",null,{"$f":"VLOOKUP(L990,'Lookups (2)'!$CJ$4:$CS$2189,6,)","v":0.22109999999999999}]
[null,null,null,null,null,null,null,null,null,null,"10004New York",10004,10004,"Zone J - New York City","Consolidated Edison","New York","New York City","NYC",{"$error":"#N/A"},{"$error":"#N/A"},"ConEd NYC","Zone J - New York City","NYC",null,{"$f":"VLOOKUP(L991,'Lookups (2)'!$CJ$4:$CS$2189,6,)","v":0.22109999999999999}]
[null,null,null,null,null,null,null,null,null,null,"10005New York",10005,10005,"Zone J - New York City","Consolidated Edison","New York","New York City","NYC",{"$error":"#N/A"},{"$error":"#N/A"},"ConEd NYC","Zone J - New York City","NYC",null,{"$f":"VLOOKUP(L992,'Lookups (2)'!$CJ$4:$CS$2189,6,)","v":0.22109999999999999}]
[null,null,null,null,null,null,null,null,null,null,"10006New York",10006,10006,"Zone J - New York City","Consolidated Edison","New York","New York City","NYC",{"$error":"#N/A"},{"$error":"#N/A"},"ConEd NYC","Zone J - New York City","NYC",null,{"$f":"VLOOKUP(L993,'Lookups (2)'!$CJ$4:$CS$2189,6,)","v":0.22109999999999999}]
[null,null,null,null,null,null,null,null,null,null,"10007New York",10007,10007,"Zone J - New York City","Consolidated Edison","New York","New York City","NYC",{"$error":"#N/A"},{"$error":"#N/A"},"ConEd NYC","Zone J - New York City","NYC",null,{"$f":"VLOOKUP(L994,'Lookups (2)'!$CJ$4:$CS$2189,6,)","v":0.22109999999999999}]
[null,null,null,null,null,null,null,null,null,null,"10008New York",10008,10008,"Zone J - New York City","Consolidated Edison","New York","New York City","NYC",{"$error":"#N/A"},{"$error":"#N/A"},"ConEd NYC","Zone J - New York City","NYC",null,{"$f":"VLOOKUP(L995,'Lookups (2)'!$CJ$4:$CS$2189,6,)","v":0.22109999999999999}]
[null,null,null,null,null,null,null,null,null,null,"10009New York",10009,10009,"Zone J - New York City","Consolidated Edison","New York","New York City","NYC",{"$error":"#N/A"},{"$error":"#N/A"},"ConEd NYC","Zone J - New York City","NYC",null,{"$f":"VLOOKUP(L996,'Lookups (2)'!$CJ$4:$CS$2189,6,)","v":0.22109999999999999}]
[null,null,null,null,null,null,null,null,null,null,"10010New York",10010,10010,"Zone J - New York City","Consolidated Edison","New York","New York City","NYC",{"$error":"#N/A"},{"$error":"#N/A"},"ConEd NYC","Zone J - New York City","NYC",null,{"$f":"VLOOKUP(L997,'Lookups (2)'!$CJ$4:$CS$2189,6,)","v":0.22109999999999999}]
[null,null,null,null,null,null,null,null,null,null,"10011New York",10011,10011,"Zone J - New York City","Consolidated Edison","New York","New York City","NYC",{"$error":"#N/A"},{"$error":"#N/A"},"ConEd NYC","Zone J - New York City","NYC",null,{"$f":"VLOOKUP(L998,'Lookups (2)'!$CJ$4:$CS$2189,6,)","v":0.22109999999999999}]
[null,null,null,null,null,null,null,null,null,null,"10012New York",10012,10012,"Zone J - New York City","Consolidated Edison","New York","New York City","NYC",{"$error":"#N/A"},{"$error":"#N/A"},"ConEd NYC","Zone J - New York City","NYC",null,{"$f":"VLOOKUP(L999,'Lookups (2)'!$CJ$4:$CS$2189,6,)","v":0.22109999999999999}]
[null,null,null,null,null,null,null,null,null,null,"10013New York",10013,10013,"Zone J - New York City","Consolidated Edison","New York","New York City","NYC",{"$error":"#N/A"},{"$error":"#N/A"},"ConEd NYC","Zone J - New York City","NYC",null,{"$f":"VLOOKUP(L1000,'Lookups (2)'!$CJ$4:$CS$2189,6,)","v":0.22109999999999999}]
[null,null,null,null,null,null,null,null,null,null,"10014New York",10014,10014,"Zone J - New York City","Consolidated Edison","New York","New York City","NYC",{"$error":"#N/A"},{"$error":"#N/A"},"ConEd NYC","Zone J - New York City","NYC",null,{"$f":"VLOOKUP(L1001,'Lookups (2)'!$CJ$4:$CS$2189,6,)","v":0.22109999999999999}]
[null,null,null,null,null,null,null,null,null,null,"10016New York",10016,10016,"Zone J - New York City","Consolidated Edison","New York","New York City","NYC",{"$error":"#N/A"},{"$error":"#N/A"},"ConEd NYC","Zone J - New York City","NYC",null,{"$f":"VLOOKUP(L1002,'Lookups (2)'!$CJ$4:$CS$2189,6,)","v":0.22109999999999999}]
[null,null,null,null,null,null,null,null,null,null,"10017New York",10017,10017,"Zone J - New York City","Consolidated Edison","New York","New York City","NYC",{"$error":"#N/A"},{"$error":"#N/A"},"ConEd NYC","Zone J - New York City","NYC",null,{"$f":"VLOOKUP(L1003,'Lookups (2)'!$CJ$4:$CS$2189,6,)","v":0.22109999999999999}]
[null,null,null,null,null,null,null,null,null,null,"10018New York",10018,10018,"Zone J - New York City","Consolidated Edison","New York","New York City","NYC",{"$error":"#N/A"},{"$error":"#N/A"},"ConEd NYC","Zone J - New York City","NYC",null,{"$f":"VLOOKUP(L1004,'Lookups (2)'!$CJ$4:$CS$2189,6,)","v":0.22109999999999999}]
[null,null,null,null,null,null,null,null,null,null,"10019New York",10019,10019,"Zone J - New York City","Consolidated Edison","New York","New York City","NYC",{"$error":"#N/A"},{"$error":"#N/A"},"ConEd NYC","Zone J - New York City","NYC",null,{"$f":"VLOOKUP(L1005,'Lookups (2)'!$CJ$4:$CS$2189,6,)","v":0.22109999999999999}]
[null,null,null,null,null,null,null,null,null,null,"10020New York",10020,10020,"Zone J - New York City","Consolidated Edison","New York","New York City","NYC",{"$error":"#N/A"},{"$error":"#N/A"},"ConEd NYC","Zone J - New York City","NYC",null,{"$f":"VLOOKUP(L1006,'Lookups (2)'!$CJ$4:$CS$2189,6,)","v":0.22109999999999999}]
[null,null,null,null,null,null,null,null,null,null,"10021New York",10021,10021,"Zone J - New York City","Consolidated Edison","New York","New York City","NYC",{"$error":"#N/A"},{"$error":"#N/A"},"ConEd NYC","Zone J - New York City","NYC",null,{"$f":"VLOOKUP(L1007,'Lookups (2)'!$CJ$4:$CS$2189,6,)","v":0.22109999999999999}]
[null,null,null,null,null,null,null,null,null,null,"10022New York",10022,10022,"Zone J - New York City","Consolidated Edison","New York","New York City","NYC",{"$error":"#N/A"},{"$error":"#N/A"},"ConEd NYC","Zone J - New York City","NYC",null,{"$f":"VLOOKUP(L1008,'Lookups (2)'!$CJ$4:$CS$2189,6,)","v":0.22109999999999999}]
[null,null,null,null,null,null,null,null,null,null,"10023New York",10023,10023,"Zone J - New York City","Consolidated Edison","New York","New York City","NYC",{"$error":"#N/A"},{"$error":"#N/A"},"ConEd NYC","Zone J - New York City","NYC",null,{"$f":"VLOOKUP(L1009,'Lookups (2)'!$CJ$4:$CS$2189,6,)","v":0.22109999999999999}]
[null,null,null,null,null,null,null,null,null,null,"10024New York",10024,10024,"Zone J - New York City","Consolidated Edison","New York","New York City","NYC",{"$error":"#N/A"},{"$error":"#N/A"},"ConEd NYC","Zone J - New York City","NYC",null,{"$f":"VLOOKUP(L1010,'Lookups (2)'!$CJ$4:$CS$2189,6,)","v":0.22109999999999999}]
[null,null,null,null,null,null,null,null,null,null,"10025New York",10025,10025,"Zone J - New York City","Consolidated Edison","New York","New York City","NYC",{"$error":"#N/A"},{"$error":"#N/A"},"ConEd NYC","Zone J - New York City","NYC",null,{"$f":"VLOOKUP(L1011,'Lookups (2)'!$CJ$4:$CS$2189,6,)","v":0.22109999999999999}]
[null,null,null,null,null,null,null,null,null,null,"10026New York",10026,10026,"Zone J - New York City","Consolidated Edison","New York","New York City","NYC",{"$error":"#N/A"},{"$error":"#N/A"},"ConEd NYC","Zone J - New York City","NYC",null,{"$f":"VLOOKUP(L1012,'Lookups (2)'!$CJ$4:$CS$2189,6,)","v":0.22109999999999999}]
[null,null,null,null,null,null,null,null,null,null,"10027New York",10027,10027,"Zone J - New York City","Consolidated Edison","New York","New York City","NYC",{"$error":"#N/A"},{"$error":"#N/A"},"ConEd NYC","Zone J - New York City","NYC",null,{"$f":"VLOOKUP(L1013,'Lookups (2)'!$CJ$4:$CS$2189,6,)","v":0.22109999999999999}]
[null,null,null,null,null,null,null,null,null,null,"10028New York",10028,10028,"Zone J - New York City","Consolidated Edison","New York","New York City","NYC",{"$error":"#N/A"},{"$error":"#N/A"},"ConEd NYC","Zone J - New York City","NYC",null,{"$f":"VLOOKUP(L1014,'Lookups (2)'!$CJ$4:$CS$2189,6,)","v":0.22109999999999999}]
[null,null,null,null,null,null,null,null,null,null,"10029New York",10029,10029,"Zone J - New York City","Consolidated Edison","New York","New York City","NYC",{"$error":"#N/A"},{"$error":"#N/A"},"ConEd NYC","Zone J - New York City","NYC",null,{"$f":"VLOOKUP(L1015,'Lookups (2)'!$CJ$4:$CS$2189,6,)","v":0.22109999999999999}]
[null,null,null,null,null,null,null,null,null,null,"10030New York",10030,10030,"Zone J - New York City","Consolidated Edison","New York","New York City","NYC",{"$error":"#N/A"},{"$error":"#N/A"},"ConEd NYC","Zone J - New York City","NYC",null,{"$f":"VLOOKUP(L1016,'Lookups (2)'!$CJ$4:$CS$2189,6,)","v":0.22109999999999999}]
[null,null,null,null,null,null,null,null,null,null,"10031New York",10031,10031,"Zone J - New York City","Consolidated Edison","New York","New York City","NYC",{"$error":"#N/A"},{"$error":"#N/A"},"ConEd NYC","Zone J - New York City","NYC",null,{"$f":"VLOOKUP(L1017,'Lookups (2)'!$CJ$4:$CS$2189,6,)","v":0.22109999999999999}]
[null,null,null,null,null,null,null,null,null,null,"10032New York",10032,10032,"Zone J - New York City","Consolidated Edison","New York","New York City","NYC",{"$error":"#N/A"},{"$error":"#N/A"},"ConEd NYC","Zone J - New York City","NYC",null,{"$f":"VLOOKUP(L1018,'Lookups (2)'!$CJ$4:$CS$2189,6,)","v":0.22109999999999999}]
[null,null,null,null,null,null,null,null,null,null,"10033New York",10033,10033,"Zone J - New York City","Consolidated Edison","New York","New York City","NYC",{"$error":"#N/A"},{"$error":"#N/A"},"ConEd NYC","Zone J - New York City","NYC",null,{"$f":"VLOOKUP(L1019,'Lookups (2)'!$CJ$4:$CS$2189,6,)","v":0.22109999999999999}]
[null,null,null,null,null,null,null,null,null,null,"10035New York",10035,10035,"Zone J - New York City","Consolidated Edison","New York","New York City","NYC",{"$error":"#N/A"},{"$error":"#N/A"},"ConEd NYC","Zone J - New York City","NYC",null,{"$f":"VLOOKUP(L1020,'Lookups (2)'!$CJ$4:$CS$2189,6,)","v":0.22109999999999999}]
[null,null,null,null,null,null,null,null,null,null,"10036New York",10036,10036,"Zone J - New York City","Consolidated Edison","New York","New York City","NYC",{"$error":"#N/A"},{"$error":"#N/A"},"ConEd NYC","Zone J - New York City","NYC",null,{"$f":"VLOOKUP(L1021,'Lookups (2)'!$CJ$4:$CS$2189,6,)","v":0.22109999999999999}]
[null,null,null,null,null,null,null,null,null,null,"10037New York",10037,10037,"Zone J - New York City","Consolidated Edison","New York","New York City","NYC",{"$error":"#N/A"},{"$error":"#N/A"},"ConEd NYC","Zone J - New York City","NYC",null,{"$f":"VLOOKUP(L1022,'Lookups (2)'!$CJ$4:$CS$2189,6,)","v":0.22109999999999999}]
[null,null,null,null,null,null,null,null,null,null,"10038New York",10038,10038,"Zone J - New York City","Consolidated Edison","New York","New York City","NYC",{"$error":"#N/A"},{"$error":"#N/A"},"ConEd NYC","Zone J - New York City","NYC",null,{"$f":"VLOOKUP(L1023,'Lookups (2)'!$CJ$4:$CS$2189,6,)","v":0.22109999999999999}]
[null,null,null,null,null,null,null,null,null,null,"10039New York",10039,10039,"Zone J - New York City","Consolidated Edison","New York","New York City","NYC",{"$error":"#N/A"},{"$error":"#N/A"},"ConEd NYC","Zone J - New York City","NYC",null,{"$f":"VLOOKUP(L1024,'Lookups (2)'!$CJ$4:$CS$2189,6,)","v":0.22109999999999999}]
[null,null,null,null,null,null,null,null,null,null,"10041New York",10041,10041,"Zone J - New York City","Consolidated Edison","New York","New York City","NYC",{"$error":"#N/A"},{"$error":"#N/A"},"ConEd NYC","Zone J - New York City","NYC",null,{"$f":"VLOOKUP(L1025,'Lookups (2)'!$CJ$4:$CS$2189,6,)","v":0.22109999999999999}]
[null,null,null,null,null,null,null,null,null,null,"10043New York",10043,10043,"Zone J - New York City","Consolidated Edison","New York","New York City","NYC",{"$error":"#N/A"},{"$error":"#N/A"},"ConEd NYC","Zone J - New York City","NYC",null,{"$f":"VLOOKUP(L1026,'Lookups (2)'!$CJ$4:$CS$2189,6,)","v":0.22109999999999999}]
[null,null,null,null,null,null,null,null,null,null,"10044New York",10044,10044,"Zone J - New York City","Consolidated Edison","New York","New York City","NYC",{"$error":"#N/A"},{"$error":"#N/A"},"ConEd NYC","Zone J - New York City","NYC",null,{"$f":"VLOOKUP(L1027,'Lookups (2)'!$CJ$4:$CS$2189,6,)","v":0.22109999999999999}]
[null,null,null,null,null,null,null,null,null,null,"10045New York",10045,10045,"Zone J - New York City","Consolidated Edison","New York","New York City","NYC",{"$error":"#N/A"},{"$error":"#N/A"},"ConEd NYC","Zone J - New York City","NYC",null,{"$f":"VLOOKUP(L1028,'Lookups (2)'!$CJ$4:$CS$2189,6,)","v":0.22109999999999999}]
[null,null,null,null,null,null,null,null,null,null,{"$f":"CONCATENATE(M1029,P1029)","v":"10055New York"},10055,10055,"Zone J - New York City","Consolidated Edison","New York","New York City","NYC",{"$error":"#N/A"},{"$error":"#N/A"},"ConEd NYC","Zone J - New York City",{"$f":"R1029","v":"NYC"},null,{"$f":"VLOOKUP(L1029,'Lookups (2)'!$CJ$4:$CS$2189,6,)","v":0.22109999999999999}]
[null,null,null,null,null,null,null,null,null,null,"10060New York",10060,10060,"Zone J - New York City","Consolidated Edison","New York","New York City","NYC",{"$error":"#N/A"},{"$error":"#N/A"},"ConEd NYC","Zone J - New York City","NYC",null,{"$f":"VLOOKUP(L1030,'Lookups (2)'!$CJ$4:$CS$2189,6,)","v":0.22109999999999999}]
[null,null,null,null,null,null,null,null,null,null,"10065New York",10065,10065,"Zone J - New York City","Consolidated Edison","New York","New York City","NYC",{"$error":"#N/A"},{"$error":"#N/A"},"ConEd NYC","Zone J - New York City","NYC",null,{"$f":"VLOOKUP(L1031,'Lookups (2)'!$CJ$4:$CS$2189,6,)","v":0.22109999999999999}]
[null,null,null,null,null,null,null,null,null,null,"10069New York",10069,10069,"Zone J - New York City","Consolidated Edison","New York","New York City","NYC",{"$error":"#N/A"},{"$error":"#N/A"},"ConEd NYC","Zone J - New York City","NYC",null,{"$f":"VLOOKUP(L1032,'Lookups (2)'!$CJ$4:$CS$2189,6,)","v":0.22109999999999999}]
[null,null,null,null,null,null,null,null,null,null,"10075New York",10075,10075,"Zone J - New York City","Consolidated Edison","New York","New York City","NYC",{"$error":"#N/A"},{"$error":"#N/A"},"ConEd NYC","Zone J - New York City","NYC",null,{"$f":"VLOOKUP(L1033,'Lookups (2)'!$CJ$4:$CS$2189,6,)","v":0.22109999999999999}]
[null,null,null,null,null,null,null,null,null,null,"10081New York",10081,10081,"Zone J - New York City","Consolidated Edison","New York","New York City","NYC",{"$error":"#N/A"},{"$error":"#N/A"},"ConEd NYC","Zone J - New York City","NYC",null,{"$f":"VLOOKUP(L1034,'Lookups (2)'!$CJ$4:$CS$2189,6,)","v":0.22109999999999999}]
[null,null,null,null,null,null,null,null,null,null,"10087New York",10087,10087,"Zone J - New York City","Consolidated Edison","New York","New York City","NYC",{"$error":"#N/A"},{"$error":"#N/A"},"ConEd NYC","Zone J - New York City","NYC",null,{"$f":"VLOOKUP(L1035,'Lookups (2)'!$CJ$4:$CS$2189,6,)","v":0.22109999999999999}]
[null,null,null,null,null,null,null,null,null,null,"10090New York",10090,10090,"Zone J - New York City","Consolidated Edison","New York","New York City","NYC",{"$error":"#N/A"},{"$error":"#N/A"},"ConEd NYC","Zone J - New York City","NYC",null,{"$f":"VLOOKUP(L1036,'Lookups (2)'!$CJ$4:$CS$2189,6,)","v":0.22109999999999999}]
[null,null,null,null,null,null,null,null,null,null,"10101New York",10101,10101,"Zone J - New York City","Consolidated Edison","New York","New York City","NYC",{"$error":"#N/A"},{"$error":"#N/A"},"ConEd NYC","Zone J - New York City","NYC",null,{"$f":"VLOOKUP(L1037,'Lookups (2)'!$CJ$4:$CS$2189,6,)","v":0.22109999999999999}]
[null,null,null,null,null,null,null,null,null,null,"10102New York",10102,10102,"Zone J - New York City","Consolidated Edison","New York","New York City","NYC",{"$error":"#N/A"},{"$error":"#N/A"},"ConEd NYC","Zone J - New York City","NYC",null,{"$f":"VLOOKUP(L1038,'Lookups (2)'!$CJ$4:$CS$2189,6,)","v":0.22109999999999999}]
[null,null,null,null,null,null,null,null,null,null,"10103New York",10103,10103,"Zone J - New York City","Consolidated Edison","New York","New York City","NYC",{"$error":"#N/A"},{"$error":"#N/A"},"ConEd NYC","Zone J - New York City","NYC",null,{"$f":"VLOOKUP(L1039,'Lookups (2)'!$CJ$4:$CS$2189,6,)","v":0.22109999999999999}]
[null,null,null,null,null,null,null,null,null,null,"10104New York",10104,10104,"Zone J - New York City","Consolidated Edison","New York","New York City","NYC",{"$error":"#N/A"},{"$error":"#N/A"},"ConEd NYC","Zone J - New York City","NYC",null,{"$f":"VLOOKUP(L1040,'Lookups (2)'!$CJ$4:$CS$2189,6,)","v":0.22109999999999999}]
[null,null,null,null,null,null,null,null,null,null,"10105New York",10105,10105,"Zone J - New York City","Consolidated Edison","New York","New York City","NYC",{"$error":"#N/A"},{"$error":"#N/A"},"ConEd NYC","Zone J - New York City","NYC",null,{"$f":"VLOOKUP(L1041,'Lookups (2)'!$CJ$4:$CS$2189,6,)","v":0.22109999999999999}]
[null,null,null,null,null,null,null,null,null,null,"10106New York",10106,10106,"Zone J - New York City","Consolidated Edison","New York","New York City","NYC",{"$error":"#N/A"},{"$error":"#N/A"},"ConEd NYC","Zone J - New York City","NYC",null,{"$f":"VLOOKUP(L1042,'Lookups (2)'!$CJ$4:$CS$2189,6,)","v":0.22109999999999999}]
[null,null,null,null,null,null,null,null,null,null,"10107New York",10107,10107,"Zone J - New York City","Consolidated Edison","New York","New York City","NYC",{"$error":"#N/A"},{"$error":"#N/A"},"ConEd NYC","Zone J - New York City","NYC",null,{"$f":"VLOOKUP(L1043,'Lookups (2)'!$CJ$4:$CS$2189,6,)","v":0.22109999999999999}]
[null,null,null,null,null,null,null,null,null,null,"10108New York",10108,10108,"Zone J - New York City","Consolidated Edison","New York","New York City","NYC",{"$error":"#N/A"},{"$error":"#N/A"},"ConEd NYC","Zone J - New York City","NYC",null,{"$f":"VLOOKUP(L1044,'Lookups (2)'!$CJ$4:$CS$2189,6,)","v":0.22109999999999999}]
[null,null,null,null,null,null,null,null,null,null,"10109New York",10109,10109,"Zone J - New York City","Consolidated Edison","New York","New York City","NYC",{"$error":"#N/A"},{"$error":"#N/A"},"ConEd NYC","Zone J - New York City","NYC",null,{"$f":"VLOOKUP(L1045,'Lookups (2)'!$CJ$4:$CS$2189,6,)","v":0.22109999999999999}]
[null,null,null,null,null,null,null,null,null,null,"10110New York",10110,10110,"Zone J - New York City","Consolidated Edison","New York","New York City","NYC",{"$error":"#N/A"},{"$error":"#N/A"},"ConEd NYC","Zone J - New York City","NYC",null,{"$f":"VLOOKUP(L1046,'Lookups (2)'!$CJ$4:$CS$2189,6,)","v":0.22109999999999999}]
[null,null,null,null,null,null,null,null,null,null,"10111New York",10111,10111,"Zone J - New York City","Consolidated Edison","New York","New York City","NYC",{"$error":"#N/A"},{"$error":"#N/A"},"ConEd NYC","Zone J - New York City","NYC",null,{"$f":"VLOOKUP(L1047,'Lookups (2)'!$CJ$4:$CS$2189,6,)","v":0.22109999999999999}]
[null,null,null,null,null,null,null,null,null,null,"10112New York",10112,10112,"Zone J - New York City","Consolidated Edison","New York","New York City","NYC",{"$error":"#N/A"},{"$error":"#N/A"},"ConEd NYC","Zone J - New York City","NYC",null,{"$f":"VLOOKUP(L1048,'Lookups (2)'!$CJ$4:$CS$2189,6,)","v":0.22109999999999999}]
[null,null,null,null,null,null,null,null,null,null,"10113New York",10113,10113,"Zone J - New York City","Consolidated Edison","New York","New York City","NYC",{"$error":"#N/A"},{"$error":"#N/A"},"ConEd NYC","Zone J - New York City","NYC",null,{"$f":"VLOOKUP(L1049,'Lookups (2)'!$CJ$4:$CS$2189,6,)","v":0.22109999999999999}]
[null,null,null,null,null,null,null,null,null,null,"10114New York",10114,10114,"Zone J - New York City","Consolidated Edison","New York","New York City","NYC",{"$error":"#N/A"},{"$error":"#N/A"},"ConEd NYC","Zone J - New York City","NYC",null,{"$f":"VLOOKUP(L1050,'Lookups (2)'!$CJ$4:$CS$2189,6,)","v":0.22109999999999999}]
[null,null,null,null,null,null,null,null,null,null,"10115New York",10115,10115,"Zone J - New York City","Consolidated Edison","New York","New York City","NYC",{"$error":"#N/A"},{"$error":"#N/A"},"ConEd NYC","Zone J - New York City","NYC",null,{"$f":"VLOOKUP(L1051,'Lookups (2)'!$CJ$4:$CS$2189,6,)","v":0.22109999999999999}]
[null,null,null,null,null,null,null,null,null,null,"10116New York",10116,10116,"Zone J - New York City","Consolidated Edison","New York","New York City","NYC",{"$error":"#N/A"},{"$error":"#N/A"},"ConEd NYC","Zone J - New York City","NYC",null,{"$f":"VLOOKUP(L1052,'Lookups (2)'!$CJ$4:$CS$2189,6,)","v":0.22109999999999999}]
[null,null,null,null,null,null,null,null,null,null,"10117New York",10117,10117,"Zone J - New York City","Consolidated Edison","New York","New York City","NYC",{"$error":"#N/A"},{"$error":"#N/A"},"ConEd NYC","Zone J - New York City","NYC",null,{"$f":"VLOOKUP(L1053,'Lookups (2)'!$CJ$4:$CS$2189,6,)","v":0.22109999999999999}]
[null,null,null,null,null,null,null,null,null,null,"10118New York",10118,10118,"Zone J - New York City","Consolidated Edison","New York","New York City","NYC",{"$error":"#N/A"},{"$error":"#N/A"},"ConEd NYC","Zone J - New York City","NYC",null,{"$f":"VLOOKUP(L1054,'Lookups (2)'!$CJ$4:$CS$2189,6,)","v":0.22109999999999999}]
[null,null,null,null,null,null,null,null,null,null,"10119New York",10119,10119,"Zone J - New York City","Consolidated Edison","New York","New York City","NYC",{"$error":"#N/A"},{"$error":"#N/A"},"ConEd NYC","Zone J - New York City","NYC",null,{"$f":"VLOOKUP(L1055,'Lookups (2)'!$CJ$4:$CS$2189,6,)","v":0.22109999999999999}]
[null,null,null,null,null,null,null,null,null,null,"10120New York",10120,10120,"Zone J - New York City","Consolidated Edison","New York","New York City","NYC",{"$error":"#N/A"},{"$error":"#N/A"},"ConEd NYC","Zone J - New York City","NYC",null,{"$f":"VLOOKUP(L1056,'Lookups (2)'!$CJ$4:$CS$2189,6,)","v":0.22109999999999999}]
[null,null,null,null,null,null,null,null,null,null,"10121New York",10121,10121,"Zone J - New York City","Consolidated Edison","New York","New York City","NYC",{"$error":"#N/A"},{"$error":"#N/A"},"ConEd NYC","Zone J - New York City","NYC",null,{"$f":"VLOOKUP(L1057,'Lookups (2)'!$CJ$4:$CS$2189,6,)","v":0.22109999999999999}]
[null,null,null,null,null,null,null,null,null,null,"10122New York",10122,10122,"Zone J - New York City","Consolidated Edison","New York","New York City","NYC",{"$error":"#N/A"},{"$error":"#N/A"},"ConEd NYC","Zone J - New York City","NYC",null,{"$f":"VLOOKUP(L1058,'Lookups (2)'!$CJ$4:$CS$2189,6,)","v":0.22109999999999999}]
[null,null,null,null,null,null,null,null,null,null,"10123New York",10123,10123,"Zone J - New York City","Consolidated Edison","New York","New York City","NYC",{"$error":"#N/A"},{"$error":"#N/A"},"ConEd NYC","Zone J - New York City","NYC",null,{"$f":"VLOOKUP(L1059,'Lookups (2)'!$CJ$4:$CS$2189,6,)","v":0.22109999999999999}]
[null,null,null,null,null,null,null,null,null,null,"10124New York",10124,10124,"Zone J - New York City","Consolidated Edison","New York","New York City","NYC",{"$error":"#N/A"},{"$error":"#N/A"},"ConEd NYC","Zone J - New York City","NYC",null,{"$f":"VLOOKUP(L1060,'Lookups (2)'!$CJ$4:$CS$2189,6,)","v":0.22109999999999999}]
[null,null,null,null,null,null,null,null,null,null,"10125New York",10125,10125,"Zone J - New York City","Consolidated Edison","New York","New York City","NYC",{"$error":"#N/A"},{"$error":"#N/A"},"ConEd NYC","Zone J - New York City","NYC",null,{"$f":"VLOOKUP(L1061,'Lookups (2)'!$CJ$4:$CS$2189,6,)","v":0.22109999999999999}]
[null,null,null,null,null,null,null,null,null,null,"10126New York",10126,10126,"Zone J - New York City","Consolidated Edison","New York","New York City","NYC",{"$error":"#N/A"},{"$error":"#N/A"},"ConEd NYC","Zone J - New York City","NYC",null,{"$f":"VLOOKUP(L1062,'Lookups (2)'!$CJ$4:$CS$2189,6,)","v":0.22109999999999999}]
[null,null,null,null,null,null,null,null,null,null,"10128New York",10128,10128,"Zone J - New York City","Consolidated Edison","New York","New York City","NYC",{"$error":"#N/A"},{"$error":"#N/A"},"ConEd NYC","Zone J - New York City","NYC",null,{"$f":"VLOOKUP(L1063,'Lookups (2)'!$CJ$4:$CS$2189,6,)","v":0.22109999999999999}]
[null,null,null,null,null,null,null,null,null,null,"10129New York",10129,10129,"Zone J - New York City","Consolidated Edison","New York","New York City","NYC",{"$error":"#N/A"},{"$error":"#N/A"},"ConEd NYC","Zone J - New York City","NYC",null,{"$f":"VLOOKUP(L1064,'Lookups (2)'!$CJ$4:$CS$2189,6,)","v":0.22109999999999999}]
[null,null,null,null,null,null,null,null,null,null,"10130New York",10130,10130,"Zone J - New York City","Consolidated Edison","New York","New York City","NYC",{"$error":"#N/A"},{"$error":"#N/A"},"ConEd NYC","Zone J - New York City","NYC",null,{"$f":"VLOOKUP(L1065,'Lookups (2)'!$CJ$4:$CS$2189,6,)","v":0.22109999999999999}]
[null,null,null,null,null,null,null,null,null,null,"10131New York",10131,10131,"Zone J - New York City","Consolidated Edison","New York","New York City","NYC",{"$error":"#N/A"},{"$error":"#N/A"},"ConEd NYC","Zone J - New York City","NYC",null,{"$f":"VLOOKUP(L1066,'Lookups (2)'!$CJ$4:$CS$2189,6,)","v":0.22109999999999999}]
[null,null,null,null,null,null,null,null,null,null,"10132New York",10132,10132,"Zone J - New York City","Consolidated Edison","New York","New York City","NYC",{"$error":"#N/A"},{"$error":"#N/A"},"ConEd NYC","Zone J - New York City","NYC",null,{"$f":"VLOOKUP(L1067,'Lookups (2)'!$CJ$4:$CS$2189,6,)","v":0.22109999999999999}]
[null,null,null,null,null,null,null,null,null,null,"10133New York",10133,10133,"Zone J - New York City","Consolidated Edison","New York","New York City","NYC",{"$error":"#N/A"},{"$error":"#N/A"},"ConEd NYC","Zone J - New York City","NYC",null,{"$f":"VLOOKUP(L1068,'Lookups (2)'!$CJ$4:$CS$2189,6,)","v":0.22109999999999999}]
[null,null,null,null,null,null,null,null,null,null,"10138New York",10138,10138,"Zone J - New York City","Consolidated Edison","New York","New York City","NYC",{"$error":"#N/A"},{"$error":"#N/A"},"ConEd NYC","Zone J - New York City","NYC",null,{"$f":"VLOOKUP(L1069,'Lookups (2)'!$CJ$4:$CS$2189,6,)","v":0.22109999999999999}]
[null,null,null,null,null,null,null,null,null,null,"10150New York",10150,10150,"Zone J - New York City","Consolidated Edison","New York","New York City","NYC",{"$error":"#N/A"},{"$error":"#N/A"},"ConEd NYC","Zone J - New York City","NYC",null,{"$f":"VLOOKUP(L1070,'Lookups (2)'!$CJ$4:$CS$2189,6,)","v":0.22109999999999999}]
[null,null,null,null,null,null,null,null,null,null,"10151New York",10151,10151,"Zone J - New York City","Consolidated Edison","New York","New York City","NYC",{"$error":"#N/A"},{"$error":"#N/A"},"ConEd NYC","Zone J - New York City","NYC",null,{"$f":"VLOOKUP(L1071,'Lookups (2)'!$CJ$4:$CS$2189,6,)","v":0.22109999999999999}]
[null,null,null,null,null,null,null,null,null,null,"10152New York",10152,10152,"Zone J - New York City","Consolidated Edison","New York","New York City","NYC",{"$error":"#N/A"},{"$error":"#N/A"},"ConEd NYC","Zone J - New York City","NYC",null,{"$f":"VLOOKUP(L1072,'Lookups (2)'!$CJ$4:$CS$2189,6,)","v":0.22109999999999999}]
[null,null,null,null,null,null,null,null,null,null,"10153New York",10153,10153,"Zone J - New York City","Consolidated Edison","New York","New York City","NYC",{"$error":"#N/A"},{"$error":"#N/A"},"ConEd NYC","Zone J - New York City","NYC",null,{"$f":"VLOOKUP(L1073,'Lookups (2)'!$CJ$4:$CS$2189,6,)","v":0.22109999999999999}]
[null,null,null,null,null,null,null,null,null,null,"10154New York",10154,10154,"Zone J - New York City","Consolidated Edison","New York","New York City","NYC",{"$error":"#N/A"},{"$error":"#N/A"},"ConEd NYC","Zone J - New York City","NYC",null,{"$f":"VLOOKUP(L1074,'Lookups (2)'!$CJ$4:$CS$2189,6,)","v":0.22109999999999999}]
[null,null,null,null,null,null,null,null,null,null,"10155New York",10155,10155,"Zone J - New York City","Consolidated Edison","New York","New York City","NYC",{"$error":"#N/A"},{"$error":"#N/A"},"ConEd NYC","Zone J - New York City","NYC",null,{"$f":"VLOOKUP(L1075,'Lookups (2)'!$CJ$4:$CS$2189,6,)","v":0.22109999999999999}]
[null,null,null,null,null,null,null,null,null,null,"10156New York",10156,10156,"Zone J - New York City","Consolidated Edison","New York","New York City","NYC",{"$error":"#N/A"},{"$error":"#N/A"},"ConEd NYC","Zone J - New York City","NYC",null,{"$f":"VLOOKUP(L1076,'Lookups (2)'!$CJ$4:$CS$2189,6,)","v":0.22109999999999999}]
[null,null,null,null,null,null,null,null,null,null,"10157New York",10157,10157,"Zone J - New York City","Consolidated Edison","New York","New York City","NYC",{"$error":"#N/A"},{"$error":"#N/A"},"ConEd NYC","Zone J - New York City","NYC",null,{"$f":"VLOOKUP(L1077,'Lookups (2)'!$CJ$4:$CS$2189,6,)","v":0.22109999999999999}]
[null,null,null,null,null,null,null,null,null,null,"10158New York",10158,10158,"Zone J - New York City","Consolidated Edison","New York","New York City","NYC",{"$error":"#N/A"},{"$error":"#N/A"},"ConEd NYC","Zone J - New York City","NYC",null,{"$f":"VLOOKUP(L1078,'Lookups (2)'!$CJ$4:$CS$2189,6,)","v":0.22109999999999999}]
[null,null,null,null,null,null,null,null,null,null,"10159New York",10159,10159,"Zone J - New York City","Consolidated Edison","New York","New York City","NYC",{"$error":"#N/A"},{"$error":"#N/A"},"ConEd NYC","Zone J - New York City","NYC",null,{"$f":"VLOOKUP(L1079,'Lookups (2)'!$CJ$4:$CS$2189,6,)","v":0.22109999999999999}]
[null,null,null,null,null,null,null,null,null,null,"10160New York",10160,10160,"Zone J - New York City","Consolidated Edison","New York","New York City","NYC",{"$error":"#N/A"},{"$error":"#N/A"},"ConEd NYC","Zone J - New York City","NYC",null,{"$f":"VLOOKUP(L1080,'Lookups (2)'!$CJ$4:$CS$2189,6,)","v":0.22109999999999999}]
[null,null,null,null,null,null,null,null,null,null,"10161New York",10161,10161,"Zone J - New York City","Consolidated Edison","New York","New York City","NYC",{"$error":"#N/A"},{"$error":"#N/A"},"ConEd NYC","Zone J - New York City","NYC",null,{"$f":"VLOOKUP(L1081,'Lookups (2)'!$CJ$4:$CS$2189,6,)","v":0.22109999999999999}]
[null,null,null,null,null,null,null,null,null,null,"10162New York",10162,10162,"Zone J - New York City","Consolidated Edison","New York","New York City","NYC",{"$error":"#N/A"},{"$error":"#N/A"},"ConEd NYC","Zone J - New York City","NYC",null,{"$f":"VLOOKUP(L1082,'Lookups (2)'!$CJ$4:$CS$2189,6,)","v":0.22109999999999999}]
[null,null,null,null,null,null,null,null,null,null,"10163New York",10163,10163,"Zone J - New York City","Consolidated Edison","New York","New York City","NYC",{"$error":"#N/A"},{"$error":"#N/A"},"ConEd NYC","Zone J - New York City","NYC",null,{"$f":"VLOOKUP(L1083,'Lookups (2)'!$CJ$4:$CS$2189,6,)","v":0.22109999999999999}]
[null,null,null,null,null,null,null,null,null,null,"10164New York",10164,10164,"Zone J - New York City","Consolidated Edison","New York","New York City","NYC",{"$error":"#N/A"},{"$error":"#N/A"},"ConEd NYC","Zone J - New York City","NYC",null,{"$f":"VLOOKUP(L1084,'Lookups (2)'!$CJ$4:$CS$2189,6,)","v":0.22109999999999999}]
[null,null,null,null,null,null,null,null,null,null,"10165New York",10165,10165,"Zone J - New York City","Consolidated Edison","New York","New York City","NYC",{"$error":"#N/A"},{"$error":"#N/A"},"ConEd NYC","Zone J - New York City","NYC",null,{"$f":"VLOOKUP(L1085,'Lookups (2)'!$CJ$4:$CS$2189,6,)","v":0.22109999999999999}]
[null,null,null,null,null,null,null,null,null,null,"10166New York",10166,10166,"Zone J - New York City","Consolidated Edison","New York","New York City","NYC",{"$error":"#N/A"},{"$error":"#N/A"},"ConEd NYC","Zone J - New York City","NYC",null,{"$f":"VLOOKUP(L1086,'Lookups (2)'!$CJ$4:$CS$2189,6,)","v":0.22109999999999999}]
[null,null,null,null,null,null,null,null,null,null,"10167New York",10167,10167,"Zone J - New York City","Consolidated Edison","New York","New York City","NYC",{"$error":"#N/A"},{"$error":"#N/A"},"ConEd NYC","Zone J - New York City","NYC",null,{"$f":"VLOOKUP(L1087,'Lookups (2)'!$CJ$4:$CS$2189,6,)","v":0.22109999999999999}]
[null,null,null,null,null,null,null,null,null,null,"10168New York",10168,10168,"Zone J - New York City","Consolidated Edison","New York","New York City","NYC",{"$error":"#N/A"},{"$error":"#N/A"},"ConEd NYC","Zone J - New York City","NYC",null,{"$f":"VLOOKUP(L1088,'Lookups (2)'!$CJ$4:$CS$2189,6,)","v":0.22109999999999999}]
[null,null,null,null,null,null,null,null,null,null,"10169New York",10169,10169,"Zone J - New York City","Consolidated Edison","New York","New York City","NYC",{"$error":"#N/A"},{"$error":"#N/A"},"ConEd NYC","Zone J - New York City","NYC",null,{"$f":"VLOOKUP(L1089,'Lookups (2)'!$CJ$4:$CS$2189,6,)","v":0.22109999999999999}]
[null,null,null,null,null,null,null,null,null,null,"10170New York",10170,10170,"Zone J - New York City","Consolidated Edison","New York","New York City","NYC",{"$error":"#N/A"},{"$error":"#N/A"},"ConEd NYC","Zone J - New York City","NYC",null,{"$f":"VLOOKUP(L1090,'Lookups (2)'!$CJ$4:$CS$2189,6,)","v":0.22109999999999999}]
[null,null,null,null,null,null,null,null,null,null,"10171New York",10171,10171,"Zone J - New York City","Consolidated Edison","New York","New York City","NYC",{"$error":"#N/A"},{"$error":"#N/A"},"ConEd NYC","Zone J - New York City","NYC",null,{"$f":"VLOOKUP(L1091,'Lookups (2)'!$CJ$4:$CS$2189,6,)","v":0.22109999999999999}]
[null,null,null,null,null,null,null,null,null,null,"10172New York",10172,10172,"Zone J - New York City","Consolidated Edison","New York","New York City","NYC",{"$error":"#N/A"},{"$error":"#N/A"},"ConEd NYC","Zone J - New York City","NYC",null,{"$f":"VLOOKUP(L1092,'Lookups (2)'!$CJ$4:$CS$2189,6,)","v":0.22109999999999999}]
[null,null,null,null,null,null,null,null,null,null,{"$f":"CONCATENATE(M1093,P1093)","v":"10173New York"},10173,10173,"Zone J - New York City","Consolidated Edison","New York","New York City","NYC",{"$error":"#N/A"},{"$error":"#N/A"},"ConEd NYC","Zone J - New York City",{"$f":"R1093","v":"NYC"},null,{"$f":"VLOOKUP(L1093,'Lookups (2)'!$CJ$4:$CS$2189,6,)","v":0.22109999999999999}]
[null,null,null,null,null,null,null,null,null,null,"10174New York",10174,10174,"Zone J - New York City","Consolidated Edison","New York","New York City","NYC",{"$error":"#N/A"},{"$error":"#N/A"},"ConEd NYC","Zone J - New York City","NYC",null,{"$f":"VLOOKUP(L1094,'Lookups (2)'!$CJ$4:$CS$2189,6,)","v":0.22109999999999999}]
[null,null,null,null,null,null,null,null,null,null,"10175New York",10175,10175,"Zone J - New York City","Consolidated Edison","New York","New York City","NYC",{"$error":"#N/A"},{"$error":"#N/A"},"ConEd NYC","Zone J - New York City","NYC",null,{"$f":"VLOOKUP(L1095,'Lookups (2)'!$CJ$4:$CS$2189,6,)","v":0.22109999999999999}]
[null,null,null,null,null,null,null,null,null,null,"10176New York",10176,10176,"Zone J - New York City","Consolidated Edison","New York","New York City","NYC",{"$error":"#N/A"},{"$error":"#N/A"},"ConEd NYC","Zone J - New York City","NYC",null,{"$f":"VLOOKUP(L1096,'Lookups (2)'!$CJ$4:$CS$2189,6,)","v":0.22109999999999999}]
[null,null,null,null,null,null,null,null,null,null,"10177New York",10177,10177,"Zone J - New York City","Consolidated Edison","New York","New York City","NYC",{"$error":"#N/A"},{"$error":"#N/A"},"ConEd NYC","Zone J - New York City","NYC",null,{"$f":"VLOOKUP(L1097,'Lookups (2)'!$CJ$4:$CS$2189,6,)","v":0.22109999999999999}]
[null,null,null,null,null,null,null,null,null,null,"10178New York",10178,10178,"Zone J - New York City","Consolidated Edison","New York","New York City","NYC",{"$error":"#N/A"},{"$error":"#N/A"},"ConEd NYC","Zone J - New York City","NYC",null,{"$f":"VLOOKUP(L1098,'Lookups (2)'!$CJ$4:$CS$2189,6,)","v":0.22109999999999999}]
[null,null,null,null,null,null,null,null,null,null,"10179New York",10179,10179,"Zone J - New York City","Consolidated Edison","New York","New York City","NYC",{"$error":"#N/A"},{"$error":"#N/A"},"ConEd NYC","Zone J - New York City","NYC",null,{"$f":"VLOOKUP(L1099,'Lookups (2)'!$CJ$4:$CS$2189,6,)","v":0.22109999999999999}]
[null,null,null,null,null,null,null,null,null,null,"10185New York",10185,10185,"Zone J - New York City","Consolidated Edison","New York","New York City","NYC",{"$error":"#N/A"},{"$error":"#N/A"},"ConEd NYC","Zone J - New York City","NYC",null,{"$f":"VLOOKUP(L1100,'Lookups (2)'!$CJ$4:$CS$2189,6,)","v":0.22109999999999999}]
[null,null,null,null,null,null,null,null,null,null,"10199New York",10199,10199,"Zone J - New York City","Consolidated Edison","New York","New York City","NYC",{"$error":"#N/A"},{"$error":"#N/A"},"ConEd NYC","Zone J - New York City","NYC",null,{"$f":"VLOOKUP(L1101,'Lookups (2)'!$CJ$4:$CS$2189,6,)","v":0.22109999999999999}]
[null,null,null,null,null,null,null,null,null,null,"10203New York",10203,10203,"Zone J - New York City","Consolidated Edison","New York","New York City","NYC",{"$error":"#N/A"},{"$error":"#N/A"},"ConEd NYC","Zone J - New York City","NYC",null,{"$f":"VLOOKUP(L1102,'Lookups (2)'!$CJ$4:$CS$2189,6,)","v":0.22109999999999999}]
[null,null,null,null,null,null,null,null,null,null,"10211New York",10211,10211,"Zone J - New York City","Consolidated Edison","New York","New York City","NYC",{"$error":"#N/A"},{"$error":"#N/A"},"ConEd NYC","Zone J - New York City","NYC",null,{"$f":"VLOOKUP(L1103,'Lookups (2)'!$CJ$4:$CS$2189,6,)","v":0.22109999999999999}]
[null,null,null,null,null,null,null,null,null,null,"10212New York",10212,10212,"Zone J - New York City","Consolidated Edison","New York","New York City","NYC",{"$error":"#N/A"},{"$error":"#N/A"},"ConEd NYC","Zone J - New York City","NYC",null,{"$f":"VLOOKUP(L1104,'Lookups (2)'!$CJ$4:$CS$2189,6,)","v":0.22109999999999999}]
[null,null,null,null,null,null,null,null,null,null,"10213New York",10213,10213,"Zone J - New York City","Consolidated Edison","New York","New York City","NYC",{"$error":"#N/A"},{"$error":"#N/A"},"ConEd NYC","Zone J - New York City","NYC",null,{"$f":"VLOOKUP(L1105,'Lookups (2)'!$CJ$4:$CS$2189,6,)","v":0.22109999999999999}]
[null,null,null,null,null,null,null,null,null,null,"10242New York",10242,10242,"Zone J - New York City","Consolidated Edison","New York","New York City","NYC",{"$error":"#N/A"},{"$error":"#N/A"},"ConEd NYC","Zone J - New York City","NYC",null,{"$f":"VLOOKUP(L1106,'Lookups (2)'!$CJ$4:$CS$2189,6,)","v":0.22109999999999999}]
[null,null,null,null,null,null,null,null,null,null,"10249New York",10249,10249,"Zone J - New York City","Consolidated Edison","New York","New York City","NYC",{"$error":"#N/A"},{"$error":"#N/A"},"ConEd NYC","Zone J - New York City","NYC",null,{"$f":"VLOOKUP(L1107,'Lookups (2)'!$CJ$4:$CS$2189,6,)","v":0.22109999999999999}]
[null,null,null,null,null,null,null,null,null,null,"10256New York",10256,10256,"Zone J - New York City","Consolidated Edison","New York","New York City","NYC",{"$error":"#N/A"},{"$error":"#N/A"},"ConEd NYC","Zone J - New York City","NYC",null,{"$f":"VLOOKUP(L1108,'Lookups (2)'!$CJ$4:$CS$2189,6,)","v":0.22109999999999999}]
[null,null,null,null,null,null,null,null,null,null,"10257New York",10257,10257,"Zone J - New York City","Consolidated Edison","New York","New York City","NYC",{"$error":"#N/A"},{"$error":"#N/A"},"ConEd NYC","Zone J - New York City","NYC",null,{"$f":"VLOOKUP(L1109,'Lookups (2)'!$CJ$4:$CS$2189,6,)","v":0.22109999999999999}]
[null,null,null,null,null,null,null,null,null,null,"10258New York",10258,10258,"Zone J - New York City","Consolidated Edison","New York","New York City","NYC",{"$error":"#N/A"},{"$error":"#N/A"},"ConEd NYC","Zone J - New York City","NYC",null,{"$f":"VLOOKUP(L1110,'Lookups (2)'!$CJ$4:$CS$2189,6,)","v":0.22109999999999999}]
[null,null,null,null,null,null,null,null,null,null,"10259New York",10259,10259,"Zone J - New York City","Consolidated Edison","New York","New York City","NYC",{"$error":"#N/A"},{"$error":"#N/A"},"ConEd NYC","Zone J - New York City","NYC",null,{"$f":"VLOOKUP(L1111,'Lookups (2)'!$CJ$4:$CS$2189,6,)","v":0.22109999999999999}]
[null,null,null,null,null,null,null,null,null,null,"10260New York",10260,10260,"Zone J - New York City","Consolidated Edison","New York","New York City","NYC",{"$error":"#N/A"},{"$error":"#N/A"},"ConEd NYC","Zone J - New York City","NYC",null,{"$f":"VLOOKUP(L1112,'Lookups (2)'!$CJ$4:$CS$2189,6,)","v":0.22109999999999999}]
[null,null,null,null,null,null,null,null,null,null,"10261New York",10261,10261,"Zone J - New York City","Consolidated Edison","New York","New York City","NYC",{"$error":"#N/A"},{"$error":"#N/A"},"ConEd NYC","Zone J - New York City","NYC",null,{"$f":"VLOOKUP(L1113,'Lookups (2)'!$CJ$4:$CS$2189,6,)","v":0.22109999999999999}]
[null,null,null,null,null,null,null,null,null,null,"10265New York",10265,10265,"Zone J - New York City","Consolidated Edison","New York","New York City","NYC",{"$error":"#N/A"},{"$error":"#N/A"},"ConEd NYC","Zone J - New York City","NYC",null,{"$f":"VLOOKUP(L1114,'Lookups (2)'!$CJ$4:$CS$2189,6,)","v":0.22109999999999999}]
[null,null,null,null,null,null,null,null,null,null,"10268New York",10268,10268,"Zone J - New York City","Consolidated Edison","New York","New York City","NYC",{"$error":"#N/A"},{"$error":"#N/A"},"ConEd NYC","Zone J - New York City","NYC",null,{"$f":"VLOOKUP(L1115,'Lookups (2)'!$CJ$4:$CS$2189,6,)","v":0.22109999999999999}]
[null,null,null,null,null,null,null,null,null,null,"10269New York",10269,10269,"Zone J - New York City","Consolidated Edison","New York","New York City","NYC",{"$error":"#N/A"},{"$error":"#N/A"},"ConEd NYC","Zone J - New York City","NYC",null,{"$f":"VLOOKUP(L1116,'Lookups (2)'!$CJ$4:$CS$2189,6,)","v":0.22109999999999999}]
[null,null,null,null,null,null,null,null,null,null,"10270New York",10270,10270,"Zone J - New York City","Consolidated Edison","New York","New York City","NYC",{"$error":"#N/A"},{"$error":"#N/A"},"ConEd NYC","Zone J - New York City","NYC",null,{"$f":"VLOOKUP(L1117,'Lookups (2)'!$CJ$4:$CS$2189,6,)","v":0.22109999999999999}]
[null,null,null,null,null,null,null,null,null,null,"10271New York",10271,10271,"Zone J - New York City","Consolidated Edison","New York","New York City","NYC",{"$error":"#N/A"},{"$error":"#N/A"},"ConEd NYC","Zone J - New York City","NYC",null,{"$f":"VLOOKUP(L1118,'Lookups (2)'!$CJ$4:$CS$2189,6,)","v":0.22109999999999999}]
[null,null,null,null,null,null,null,null,null,null,"10272New York",10272,10272,"Zone J - New York City","Consolidated Edison","New York","New York City","NYC",{"$error":"#N/A"},{"$error":"#N/A"},"ConEd NYC","Zone J - New York City","NYC",null,{"$f":"VLOOKUP(L1119,'Lookups (2)'!$CJ$4:$CS$2189,6,)","v":0.22109999999999999}]
[null,null,null,null,null,null,null,null,null,null,"10273New York",10273,10273,"Zone J - New York City","Consolidated Edison","New York","New York City","NYC",{"$error":"#N/A"},{"$error":"#N/A"},"ConEd NYC","Zone J - New York City","NYC",null,{"$f":"VLOOKUP(L1120,'Lookups (2)'!$CJ$4:$CS$2189,6,)","v":0.22109999999999999}]
[null,null,null,null,null,null,null,null,null,null,"10274New York",10274,10274,"Zone J - New York City","Consolidated Edison","New York","New York City","NYC",{"$error":"#N/A"},{"$error":"#N/A"},"ConEd NYC","Zone J - New York City","NYC",null,{"$f":"VLOOKUP(L1121,'Lookups (2)'!$CJ$4:$CS$2189,6,)","v":0.22109999999999999}]
[null,null,null,null,null,null,null,null,null,null,"10275New York",10275,10275,"Zone J - New York City","Consolidated Edison","New York","New York City","NYC",{"$error":"#N/A"},{"$error":"#N/A"},"ConEd NYC","Zone J - New York City","NYC",null,{"$f":"VLOOKUP(L1122,'Lookups (2)'!$CJ$4:$CS$2189,6,)","v":0.22109999999999999}]
[null,null,null,null,null,null,null,null,null,null,"10276New York",10276,10276,"Zone J - New York City","Consolidated Edison","New York","New York City","NYC",{"$error":"#N/A"},{"$error":"#N/A"},"ConEd NYC","Zone J - New York City","NYC",null,{"$f":"VLOOKUP(L1123,'Lookups (2)'!$CJ$4:$CS$2189,6,)","v":0.22109999999999999}]
[null,null,null,null,null,null,null,null,null,null,"10277New York",10277,10277,"Zone J - New York City","Consolidated Edison","New York","New York City","NYC",{"$error":"#N/A"},{"$error":"#N/A"},"ConEd NYC","Zone J - New York City","NYC",null,{"$f":"VLOOKUP(L1124,'Lookups (2)'!$CJ$4:$CS$2189,6,)","v":0.22109999999999999}]
[null,null,null,null,null,null,null,null,null,null,"10278New York",10278,10278,"Zone J - New York City","Consolidated Edison","New York","New York City","NYC",{"$error":"#N/A"},{"$error":"#N/A"},"ConEd NYC","Zone J - New York City","NYC",null,{"$f":"VLOOKUP(L1125,'Lookups (2)'!$CJ$4:$CS$2189,6,)","v":0.22109999999999999}]
[null,null,null,null,null,null,null,null,null,null,"10279New York",10279,10279,"Zone J - New York City","Consolidated Edison","New York","New York City","NYC",{"$error":"#N/A"},{"$error":"#N/A"},"ConEd NYC","Zone J - New York City","NYC",null,{"$f":"VLOOKUP(L1126,'Lookups (2)'!$CJ$4:$CS$2189,6,)","v":0.22109999999999999}]
[null,null,null,null,null,null,null,null,null,null,"10280New York",10280,10280,"Zone J - New York City","Consolidated Edison","New York","New York City","NYC",{"$error":"#N/A"},{"$error":"#N/A"},"ConEd NYC","Zone J - New York City","NYC",null,{"$f":"VLOOKUP(L1127,'Lookups (2)'!$CJ$4:$CS$2189,6,)","v":0.22109999999999999}]
[null,null,null,null,null,null,null,null,null,null,"10285New York",10285,10285,"Zone J - New York City","Consolidated Edison","New York","New York City","NYC",{"$error":"#N/A"},{"$error":"#N/A"},"ConEd NYC","Zone J - New York City","NYC",null,{"$f":"VLOOKUP(L1128,'Lookups (2)'!$CJ$4:$CS$2189,6,)","v":0.22109999999999999}]
[null,null,null,null,null,null,null,null,null,null,"10286New York",10286,10286,"Zone J - New York City","Consolidated Edison","New York","New York City","NYC",{"$error":"#N/A"},{"$error":"#N/A"},"ConEd NYC","Zone J - New York City","NYC",null,{"$f":"VLOOKUP(L1129,'Lookups (2)'!$CJ$4:$CS$2189,6,)","v":0.22109999999999999}]
[null,null,null,null,null,null,null,null,null,null,"10292New York",10292,10292,"Zone J - New York City","Consolidated Edison","New York","New York City","NYC",{"$error":"#N/A"},{"$error":"#N/A"},"ConEd NYC","Zone J - New York City","NYC",null,{"$f":"VLOOKUP(L1130,'Lookups (2)'!$CJ$4:$CS$2189,6,)","v":0.22109999999999999}]
[null,null,null,null,null,null,null,null,null,null,"10080New York",10080,10080,null,null,"New York","New York City","NYC",{"$error":"#N/A"},{"$error":"#N/A"},"ConEd NYC",null,"NYC",null,{"$f":"VLOOKUP(L1131,'Lookups (2)'!$CJ$4:$CS$2189,6,)","v":0.22109999999999999}]
[null,null,null,null,null,null,null,null,null,null,"10281New York",10281,10281,null,null,"New York","New York City","NYC",{"$error":"#N/A"},{"$error":"#N/A"},"ConEd NYC",null,"NYC",null,{"$f":"VLOOKUP(L1132,'Lookups (2)'!$CJ$4:$CS$2189,6,)","v":0.22109999999999999}]
[null,null,null,null,null,null,null,null,null,null,"10282New York",10282,10282,null,null,"New York","New York City","NYC",{"$error":"#N/A"},{"$error":"#N/A"},"ConEd NYC",null,"NYC",null,{"$f":"VLOOKUP(L1133,'Lookups (2)'!$CJ$4:$CS$2189,6,)","v":0.22109999999999999}]
[null,null,null,null,null,null,null,null,null,null,"14012Niagara",14012,14012,"Zone A - West","National Grid","Niagara","Western New York","Western","Western","Western",null,"Zone A - West","Western","Western Region",{"$f":"VLOOKUP(L1134,'Lookups (2)'!$CJ$4:$CS$2189,6,)","v":0.1052}]
[null,null,null,null,null,null,null,null,null,null,"14067Niagara",14067,14067,"Zone A - West","National Grid","Niagara","Western New York","Western","Western","Western",null,"Zone A - West","Western","Western Region",{"$f":"VLOOKUP(L1135,'Lookups (2)'!$CJ$4:$CS$2189,6,)","v":0.1052}]
[null,null,null,null,null,null,null,null,null,null,"14105Niagara",14105,14105,"Zone A - West","National Grid","Niagara","Western New York","Western","Western","Western",null,"Zone A - West","Western","Western Region",{"$f":"VLOOKUP(L1136,'Lookups (2)'!$CJ$4:$CS$2189,6,)","v":0.1052}]
[null,null,null,null,null,null,null,null,null,null,"14094Niagara",14094,14094,"Zone A - West","NYS Electric and Gas","Niagara","Western New York","Western","Western","Western",null,"Zone A - West","Western","Western Region",{"$f":"VLOOKUP(L1137,'Lookups (2)'!$CJ$4:$CS$2189,6,)","v":9.2600000000000002E-2}]
[null,null,null,null,null,null,null,null,null,null,"14095Niagara",14095,14095,"Zone A - West","NYS Electric and Gas","Niagara","Western New York","Western","Western","Western",null,"Zone A - West","Western","Western Region",{"$f":"VLOOKUP(L1138,'Lookups (2)'!$CJ$4:$CS$2189,6,)","v":9.2600000000000002E-2}]
[null,null,null,null,null,null,null,null,null,null,"14008Niagara",14008,14008,"Zone A - West","National Grid","Niagara","Western New York","Western","Western","Western",null,"Zone A - West","Western","Western Region",{"$f":"VLOOKUP(L1139,'Lookups (2)'!$CJ$4:$CS$2189,6,)","v":0.1052}]
[null,null,null,null,null,null,null,null,null,null,"14028Niagara",14028,14028,"Zone A - West","National Grid","Niagara","Western New York","Western","Western","Western",null,"Zone A - West","Western","Western Region",{"$f":"VLOOKUP(L1140,'Lookups (2)'!$CJ$4:$CS$2189,6,)","v":0.1052}]
[null,null,null,null,null,null,null,null,null,null,"14092Niagara",14092,14092,"Zone A - West","National Grid","Niagara","Western New York","Western","Western","Western",null,"Zone A - West","Western","Western Region",{"$f":"VLOOKUP(L1141,'Lookups (2)'!$CJ$4:$CS$2189,6,)","v":0.1052}]
[null,null,null,null,null,null,null,null,null,null,"14107Niagara",14107,14107,"Zone A - West","National Grid","Niagara","Western New York","Western","Western","Western",null,"Zone A - West","Western","Western Region",{"$f":"VLOOKUP(L1142,'Lookups (2)'!$CJ$4:$CS$2189,6,)","v":0.1052}]
[null,null,null,null,null,null,null,null,null,null,"14108Niagara",14108,14108,"Zone A - West","National Grid","Niagara","Western New York","Western","Western","Western",null,"Zone A - West","Western","Western Region",{"$f":"VLOOKUP(L1143,'Lookups (2)'!$CJ$4:$CS$2189,6,)","v":0.1052}]
[null,null,null,null,null,null,null,null,null,null,"14109Niagara",14109,14109,"Zone A - West","National Grid","Niagara","Western New York","Western","Western","Western",null,"Zone A - West","Western","Western Region",{"$f":"VLOOKUP(L1144,'Lookups (2)'!$CJ$4:$CS$2189,6,)","v":0.1052}]
[null,null,null,null,null,null,null,null,null,null,"14120Niagara",14120,14120,"Zone A - West","National Grid","Niagara","Western New York","Western","Western","Western",null,"Zone A - West","Western","Western Region",{"$f":"VLOOKUP(L1145,'Lookups (2)'!$CJ$4:$CS$2189,6,)","v":0.1052}]
[null,null,null,null,null,null,null,null,null,null,"14126Niagara",14126,14126,"Zone A - West","National Grid","Niagara","Western New York","Western","Western","Western",null,"Zone A - West","Western","Western Region",{"$f":"VLOOKUP(L1146,'Lookups (2)'!$CJ$4:$CS$2189,6,)","v":0.1052}]
[null,null,null,null,null,null,null,null,null,null,"14131Niagara",14131,14131,"Zone A - West","National Grid","Niagara","Western New York","Western","Western","Western",null,"Zone A - West","Western","Western Region",{"$f":"VLOOKUP(L1147,'Lookups (2)'!$CJ$4:$CS$2189,6,)","v":0.1052}]
[null,null,null,null,null,null,null,null,null,null,"14132Niagara",14132,14132,"Zone A - West","National Grid","Niagara","Western New York","Western","Western","Western",null,"Zone A - West","Western","Western Region",{"$f":"VLOOKUP(L1148,'Lookups (2)'!$CJ$4:$CS$2189,6,)","v":0.1052}]
[null,null,null,null,null,null,null,null,null,null,"14144Niagara",14144,14144,"Zone A - West","National Grid","Niagara","Western New York","Western","Western","Western",null,"Zone A - West","Western","Western Region",{"$f":"VLOOKUP(L1149,'Lookups (2)'!$CJ$4:$CS$2189,6,)","v":0.1052}]
[null,null,null,null,null,null,null,null,null,null,"14172Niagara",14172,14172,"Zone A - West","National Grid","Niagara","Western New York","Western","Western","Western",null,"Zone A - West","Western","Western Region",{"$f":"VLOOKUP(L1150,'Lookups (2)'!$CJ$4:$CS$2189,6,)","v":0.1052}]
[null,null,null,null,null,null,null,null,null,null,"14174Niagara",14174,14174,"Zone A - West","National Grid","Niagara","Western New York","Western","Western","Western",null,"Zone A - West","Western","Western Region",{"$f":"VLOOKUP(L1151,'Lookups (2)'!$CJ$4:$CS$2189,6,)","v":0.1052}]
[null,null,null,null,null,null,null,null,null,null,"14301Niagara",14301,14301,"Zone A - West","National Grid","Niagara","Western New York","Western","Western","Western",null,"Zone A - West","Western","Western Region",{"$f":"VLOOKUP(L1152,'Lookups (2)'!$CJ$4:$CS$2189,6,)","v":0.1052}]
[null,null,null,null,null,null,null,null,null,null,"14302Niagara",14302,14302,"Zone A - West","National Grid","Niagara","Western New York","Western","Western","Western",null,"Zone A - West","Western","Western Region",{"$f":"VLOOKUP(L1153,'Lookups (2)'!$CJ$4:$CS$2189,6,)","v":0.1052}]
[null,null,null,null,null,null,null,null,null,null,"14303Niagara",14303,14303,"Zone A - West","National Grid","Niagara","Western New York","Western","Western","Western",null,"Zone A - West","Western","Western Region",{"$f":"VLOOKUP(L1154,'Lookups (2)'!$CJ$4:$CS$2189,6,)","v":0.1052}]
[null,null,null,null,null,null,null,null,null,null,"14304Niagara",14304,14304,"Zone A - West","National Grid","Niagara","Western New York","Western","Western","Western",null,"Zone A - West","Western","Western Region",{"$f":"VLOOKUP(L1155,'Lookups (2)'!$CJ$4:$CS$2189,6,)","v":0.1052}]
[null,null,null,null,null,null,null,null,null,null,"14305Niagara",14305,14305,"Zone A - West","National Grid","Niagara","Western New York","Western","Western","Western",null,"Zone A - West","Western","Western Region",{"$f":"VLOOKUP(L1156,'Lookups (2)'!$CJ$4:$CS$2189,6,)","v":0.1052}]
[null,null,null,null,null,null,null,null,null,null,{"$f":"CONCATENATE(M1157,P1157)","v":"13042Oneida"},13042,13042,"Zone C - Central","National Grid","Oneida","Mohawk Valley","Central","Central","Central",null,"Zone C - Central",{"$f":"R1157","v":"Central"},"Central Region",{"$f":"VLOOKUP(L1157,'Lookups (2)'!$CJ$4:$CS$2189,6,)","v":9.98E-2}]
[null,null,null,null,null,null,null,null,null,null,"13483Oneida",13483,13483,"Zone C - Central","National Grid","Oneida","Mohawk Valley","Central","Central","Central",null,"Zone C - Central","Central","Central Region",{"$f":"VLOOKUP(L1158,'Lookups (2)'!$CJ$4:$CS$2189,6,)","v":9.98E-2}]
[null,null,null,null,null,null,null,null,null,null,"13301Oneida",13301,13301,"Zone E - Mohawk Valley","Municipal Utilities","Oneida","Mohawk Valley","Central","Central","Central",null,"Zone E - Mohawk Valley","Central","Central Region",{"$f":"VLOOKUP(L1159,'Lookups (2)'!$CJ$4:$CS$2189,6,)","v":0.1595}]
[null,null,null,null,null,null,null,null,null,null,"13309Oneida",13309,13309,"Zone E - Mohawk Valley","Municipal Utilities","Oneida","Mohawk Valley","Central","Central","Central",null,"Zone E - Mohawk Valley","Central","Central Region",{"$f":"VLOOKUP(L1160,'Lookups (2)'!$CJ$4:$CS$2189,6,)","v":0.1595}]
[null,null,null,null,null,null,null,null,null,null,"13054Oneida",13054,13054,"Zone E - Mohawk Valley","National Grid","Oneida","Mohawk Valley","Central","Central","Central",null,"Zone E - Mohawk Valley","Central","Central Region",{"$f":"VLOOKUP(L1161,'Lookups (2)'!$CJ$4:$CS$2189,6,)","v":0.10299999999999999}]
[null,null,null,null,null,null,null,null,null,null,"13123Oneida",13123,13123,"Zone E - Mohawk Valley","National Grid","Oneida","Mohawk Valley","Central","Central","Central",null,"Zone E - Mohawk Valley","Central","Central Region",{"$f":"VLOOKUP(L1162,'Lookups (2)'!$CJ$4:$CS$2189,6,)","v":0.10299999999999999}]
[null,null,null,null,null,null,null,null,null,null,"13157Oneida",13157,13157,"Zone E - Mohawk Valley","National Grid","Oneida","Mohawk Valley","Central","Central","Central",null,"Zone E - Mohawk Valley","Central","Central Region",{"$f":"VLOOKUP(L1163,'Lookups (2)'!$CJ$4:$CS$2189,6,)","v":0.10299999999999999}]
[null,null,null,null,null,null,null,null,null,null,"13162Oneida",13162,13162,"Zone E - Mohawk Valley","National Grid","Oneida","Mohawk Valley","Central","Central","Central",null,"Zone E - Mohawk Valley","Central","Central Region",{"$f":"VLOOKUP(L1164,'Lookups (2)'!$CJ$4:$CS$2189,6,)","v":0.10299999999999999}]
[null,null,null,null,null,null,null,null,null,null,"13303Oneida",13303,13303,"Zone E - Mohawk Valley","National Grid","Oneida","Mohawk Valley","Central","Central","Central",null,"Zone E - Mohawk Valley","Central","Central Region",{"$f":"VLOOKUP(L1165,'Lookups (2)'!$CJ$4:$CS$2189,6,)","v":0.10299999999999999}]
[null,null,null,null,null,null,null,null,null,null,"13304Oneida",13304,13304,"Zone E - Mohawk Valley","National Grid","Oneida","Mohawk Valley","Central","Central","Central",null,"Zone E - Mohawk Valley","Central","Central Region",{"$f":"VLOOKUP(L1166,'Lookups (2)'!$CJ$4:$CS$2189,6,)","v":0.10299999999999999}]
[null,null,null,null,null,null,null,null,null,null,"13308Oneida",13308,13308,"Zone E - Mohawk Valley","National Grid","Oneida","Mohawk Valley","Central","Central","Central",null,"Zone E - Mohawk Valley","Central","Central Region",{"$f":"VLOOKUP(L1167,'Lookups (2)'!$CJ$4:$CS$2189,6,)","v":0.10299999999999999}]
[null,null,null,null,null,null,null,null,null,null,"13316Oneida",13316,13316,"Zone E - Mohawk Valley","National Grid","Oneida","Mohawk Valley","Central","Central","Central",null,"Zone E - Mohawk Valley","Central","Central Region",{"$f":"VLOOKUP(L1168,'Lookups (2)'!$CJ$4:$CS$2189,6,)","v":0.10299999999999999}]
[null,null,null,null,null,null,null,null,null,null,"13319Oneida",13319,13319,"Zone E - Mohawk Valley","National Grid","Oneida","Mohawk Valley","Central","Central","Central",null,"Zone E - Mohawk Valley","Central","Central Region",{"$f":"VLOOKUP(L1169,'Lookups (2)'!$CJ$4:$CS$2189,6,)","v":0.10299999999999999}]
[null,null,null,null,null,null,null,null,null,null,"13321Oneida",13321,13321,"Zone E - Mohawk Valley","National Grid","Oneida","Mohawk Valley","Central","Central","Central",null,"Zone E - Mohawk Valley","Central","Central Region",{"$f":"VLOOKUP(L1170,'Lookups (2)'!$CJ$4:$CS$2189,6,)","v":0.10299999999999999}]
[null,null,null,null,null,null,null,null,null,null,"13322Oneida",13322,13322,"Zone E - Mohawk Valley","National Grid","Oneida","Mohawk Valley","Central","Central","Central",null,"Zone E - Mohawk Valley","Central","Central Region",{"$f":"VLOOKUP(L1171,'Lookups (2)'!$CJ$4:$CS$2189,6,)","v":0.10299999999999999}]
[null,null,null,null,null,null,null,null,null,null,"13323Oneida",13323,13323,"Zone E - Mohawk Valley","National Grid","Oneida","Mohawk Valley","Central","Central","Central",null,"Zone E - Mohawk Valley","Central","Central Region",{"$f":"VLOOKUP(L1172,'Lookups (2)'!$CJ$4:$CS$2189,6,)","v":0.10299999999999999}]
[null,null,null,null,null,null,null,null,null,null,"13338Oneida",13338,13338,"Zone E - Mohawk Valley","National Grid","Oneida","Mohawk Valley","Central","Central","Central",null,"Zone E - Mohawk Valley","Central","Central Region",{"$f":"VLOOKUP(L1173,'Lookups (2)'!$CJ$4:$CS$2189,6,)","v":0.10299999999999999}]
[null,null,null,null,null,null,null,null,null,null,"13341Oneida",13341,13341,"Zone E - Mohawk Valley","National Grid","Oneida","Mohawk Valley","Central","Central","Central",null,"Zone E - Mohawk Valley","Central","Central Region",{"$f":"VLOOKUP(L1174,'Lookups (2)'!$CJ$4:$CS$2189,6,)","v":0.10299999999999999}]
[null,null,null,null,null,null,null,null,null,null,"13352Oneida",13352,13352,"Zone E - Mohawk Valley","National Grid","Oneida","Mohawk Valley","Central","Central","Central",null,"Zone E - Mohawk Valley","Central","Central Region",{"$f":"VLOOKUP(L1175,'Lookups (2)'!$CJ$4:$CS$2189,6,)","v":0.10299999999999999}]
[null,null,null,null,null,null,null,null,null,null,"13354Oneida",13354,13354,"Zone E - Mohawk Valley","National Grid","Oneida","Mohawk Valley","Central","Central","Central",null,"Zone E - Mohawk Valley","Central","Central Region",{"$f":"VLOOKUP(L1176,'Lookups (2)'!$CJ$4:$CS$2189,6,)","v":0.10299999999999999}]
[null,null,null,null,null,null,null,null,null,null,"13363Oneida",13363,13363,"Zone E - Mohawk Valley","National Grid","Oneida","Mohawk Valley","Central","Central","Central",null,"Zone E - Mohawk Valley","Central","Central Region",{"$f":"VLOOKUP(L1177,'Lookups (2)'!$CJ$4:$CS$2189,6,)","v":0.10299999999999999}]
[null,null,null,null,null,null,null,null,null,null,"13401Oneida",13401,13401,"Zone E - Mohawk Valley","National Grid","Oneida","Mohawk Valley","Central","Central","Central",null,"Zone E - Mohawk Valley","Central","Central Region",{"$f":"VLOOKUP(L1178,'Lookups (2)'!$CJ$4:$CS$2189,6,)","v":0.10299999999999999}]
[null,null,null,null,null,null,null,null,null,null,"13403Oneida",13403,13403,"Zone E - Mohawk Valley","National Grid","Oneida","Mohawk Valley","Central","Central","Central",null,"Zone E - Mohawk Valley","Central","Central Region",{"$f":"VLOOKUP(L1179,'Lookups (2)'!$CJ$4:$CS$2189,6,)","v":0.10299999999999999}]
[null,null,null,null,null,null,null,null,null,null,"13413Oneida",13413,13413,"Zone E - Mohawk Valley","National Grid","Oneida","Mohawk Valley","Central","Central","Central",null,"Zone E - Mohawk Valley","Central","Central Region",{"$f":"VLOOKUP(L1180,'Lookups (2)'!$CJ$4:$CS$2189,6,)","v":0.10299999999999999}]
[null,null,null,null,null,null,null,null,null,null,"13417Oneida",13417,13417,"Zone E - Mohawk Valley","National Grid","Oneida","Mohawk Valley","Central","Central","Central",null,"Zone E - Mohawk Valley","Central","Central Region",{"$f":"VLOOKUP(L1181,'Lookups (2)'!$CJ$4:$CS$2189,6,)","v":0.10299999999999999}]
[null,null,null,null,null,null,null,null,null,null,"13424Oneida",13424,13424,"Zone E - Mohawk Valley","National Grid","Oneida","Mohawk Valley","Central","Central","Central",null,"Zone E - Mohawk Valley","Central","Central Region",{"$f":"VLOOKUP(L1182,'Lookups (2)'!$CJ$4:$CS$2189,6,)","v":0.10299999999999999}]
[null,null,null,null,null,null,null,null,null,null,"13435Oneida",13435,13435,"Zone E - Mohawk Valley","National Grid","Oneida","Mohawk Valley","Central","Central","Central",null,"Zone E - Mohawk Valley","Central","Central Region",{"$f":"VLOOKUP(L1183,'Lookups (2)'!$CJ$4:$CS$2189,6,)","v":0.10299999999999999}]
[null,null,null,null,null,null,null,null,null,null,"13438Oneida",13438,13438,"Zone E - Mohawk Valley","National Grid","Oneida","Mohawk Valley","Central","Central","Central",null,"Zone E - Mohawk Valley","Central","Central Region",{"$f":"VLOOKUP(L1184,'Lookups (2)'!$CJ$4:$CS$2189,6,)","v":0.10299999999999999}]
[null,null,null,null,null,null,null,null,null,null,"13440Oneida",13440,13440,"Zone E - Mohawk Valley","National Grid","Oneida","Mohawk Valley","Central","Central","Central",null,"Zone E - Mohawk Valley","Central","Central Region",{"$f":"VLOOKUP(L1185,'Lookups (2)'!$CJ$4:$CS$2189,6,)","v":0.10299999999999999}]
[null,null,null,null,null,null,null,null,null,null,"13441Oneida",13441,13441,"Zone E - Mohawk Valley","National Grid","Oneida","Mohawk Valley","Central","Central","Central",null,"Zone E - Mohawk Valley","Central","Central Region",{"$f":"VLOOKUP(L1186,'Lookups (2)'!$CJ$4:$CS$2189,6,)","v":0.10299999999999999}]
[null,null,null,null,null,null,null,null,null,null,"13442Oneida",13442,13442,"Zone E - Mohawk Valley","National Grid","Oneida","Mohawk Valley","Central","Central","Central",null,"Zone E - Mohawk Valley","Central","Central Region",{"$f":"VLOOKUP(L1187,'Lookups (2)'!$CJ$4:$CS$2189,6,)","v":0.10299999999999999}]
[null,null,null,null,null,null,null,null,null,null,"13449Oneida",13449,13449,"Zone E - Mohawk Valley","National Grid","Oneida","Mohawk Valley","Central","Central","Central",null,"Zone E - Mohawk Valley","Central","Central Region",{"$f":"VLOOKUP(L1188,'Lookups (2)'!$CJ$4:$CS$2189,6,)","v":0.10299999999999999}]
[null,null,null,null,null,null,null,null,null,null,"13456Oneida",13456,13456,"Zone E - Mohawk Valley","National Grid","Oneida","Mohawk Valley","Central","Central","Central",null,"Zone E - Mohawk Valley","Central","Central Region",{"$f":"VLOOKUP(L1189,'Lookups (2)'!$CJ$4:$CS$2189,6,)","v":0.10299999999999999}]
[null,null,null,null,null,null,null,null,null,null,"13469Oneida",13469,13469,"Zone E - Mohawk Valley","National Grid","Oneida","Mohawk Valley","Central","Central","Central",null,"Zone E - Mohawk Valley","Central","Central Region",{"$f":"VLOOKUP(L1190,'Lookups (2)'!$CJ$4:$CS$2189,6,)","v":0.10299999999999999}]
[null,null,null,null,null,null,null,null,null,null,"13471Oneida",13471,13471,"Zone E - Mohawk Valley","National Grid","Oneida","Mohawk Valley","Central","Central","Central",null,"Zone E - Mohawk Valley","Central","Central Region",{"$f":"VLOOKUP(L1191,'Lookups (2)'!$CJ$4:$CS$2189,6,)","v":0.10299999999999999}]
[null,null,null,null,null,null,null,null,null,null,"13476Oneida",13476,13476,"Zone E - Mohawk Valley","National Grid","Oneida","Mohawk Valley","Central","Central","Central",null,"Zone E - Mohawk Valley","Central","Central Region",{"$f":"VLOOKUP(L1192,'Lookups (2)'!$CJ$4:$CS$2189,6,)","v":0.10299999999999999}]
[null,null,null,null,null,null,null,null,null,null,"13477Oneida",13477,13477,"Zone E - Mohawk Valley","National Grid","Oneida","Mohawk Valley","Central","Central","Central",null,"Zone E - Mohawk Valley","Central","Central Region",{"$f":"VLOOKUP(L1193,'Lookups (2)'!$CJ$4:$CS$2189,6,)","v":0.10299999999999999}]
[null,null,null,null,null,null,null,null,null,null,"13478Oneida",13478,13478,"Zone E - Mohawk Valley","National Grid","Oneida","Mohawk Valley","Central","Central","Central",null,"Zone E - Mohawk Valley","Central","Central Region",{"$f":"VLOOKUP(L1194,'Lookups (2)'!$CJ$4:$CS$2189,6,)","v":0.10299999999999999}]
[null,null,null,null,null,null,null,null,null,null,"13479Oneida",13479,13479,"Zone E - Mohawk Valley","National Grid","Oneida","Mohawk Valley","Central","Central","Central",null,"Zone E - Mohawk Valley","Central","Central Region",{"$f":"VLOOKUP(L1195,'Lookups (2)'!$CJ$4:$CS$2189,6,)","v":0.10299999999999999}]
[null,null,null,null,null,null,null,null,null,null,"13486Oneida",13486,13486,"Zone E - Mohawk Valley","National Grid","Oneida","Mohawk Valley","Central","Central","Central",null,"Zone E - Mohawk Valley","Central","Central Region",{"$f":"VLOOKUP(L1196,'Lookups (2)'!$CJ$4:$CS$2189,6,)","v":0.10299999999999999}]
[null,null,null,null,null,null,null,null,null,null,"13490Oneida",13490,13490,"Zone E - Mohawk Valley","National Grid","Oneida","Mohawk Valley","Central","Central","Central",null,"Zone E - Mohawk Valley","Central","Central Region",{"$f":"VLOOKUP(L1197,'Lookups (2)'!$CJ$4:$CS$2189,6,)","v":0.10299999999999999}]
[null,null,null,null,null,null,null,null,null,null,"13492Oneida",13492,13492,"Zone E - Mohawk Valley","National Grid","Oneida","Mohawk Valley","Central","Central","Central",null,"Zone E - Mohawk Valley","Central","Central Region",{"$f":"VLOOKUP(L1198,'Lookups (2)'!$CJ$4:$CS$2189,6,)","v":0.10299999999999999}]
[null,null,null,null,null,null,null,null,null,null,"13494Oneida",13494,13494,"Zone E - Mohawk Valley","National Grid","Oneida","Mohawk Valley","Central","Central","Central",null,"Zone E - Mohawk Valley","Central","Central Region",{"$f":"VLOOKUP(L1199,'Lookups (2)'!$CJ$4:$CS$2189,6,)","v":0.10299999999999999}]
[null,null,null,null,null,null,null,null,null,null,"13495Oneida",13495,13495,"Zone E - Mohawk Valley","National Grid","Oneida","Mohawk Valley","Central","Central","Central",null,"Zone E - Mohawk Valley","Central","Central Region",{"$f":"VLOOKUP(L1200,'Lookups (2)'!$CJ$4:$CS$2189,6,)","v":0.10299999999999999}]
[null,null,null,null,null,null,null,null,null,null,"13501Oneida",13501,13501,"Zone E - Mohawk Valley","National Grid","Oneida","Mohawk Valley","Central","Central","Central",null,"Zone E - Mohawk Valley","Central","Central Region",{"$f":"VLOOKUP(L1201,'Lookups (2)'!$CJ$4:$CS$2189,6,)","v":0.10299999999999999}]
[null,null,null,null,null,null,null,null,null,null,"13502Oneida",13502,13502,"Zone E - Mohawk Valley","National Grid","Oneida","Mohawk Valley","Central","Central","Central",null,"Zone E - Mohawk Valley","Central","Central Region",{"$f":"VLOOKUP(L1202,'Lookups (2)'!$CJ$4:$CS$2189,6,)","v":0.10299999999999999}]
[null,null,null,null,null,null,null,null,null,null,"13503Oneida",13503,13503,"Zone E - Mohawk Valley","National Grid","Oneida","Mohawk Valley","Central","Central","Central",null,"Zone E - Mohawk Valley","Central","Central Region",{"$f":"VLOOKUP(L1203,'Lookups (2)'!$CJ$4:$CS$2189,6,)","v":0.10299999999999999}]
[null,null,null,null,null,null,null,null,null,null,"13504Oneida",13504,13504,"Zone E - Mohawk Valley","National Grid","Oneida","Mohawk Valley","Central","Central","Central",null,"Zone E - Mohawk Valley","Central","Central Region",{"$f":"VLOOKUP(L1204,'Lookups (2)'!$CJ$4:$CS$2189,6,)","v":0.10299999999999999}]
[null,null,null,null,null,null,null,null,null,null,"13505Oneida",13505,13505,"Zone E - Mohawk Valley","National Grid","Oneida","Mohawk Valley","Central","Central","Central",null,"Zone E - Mohawk Valley","Central","Central Region",{"$f":"VLOOKUP(L1205,'Lookups (2)'!$CJ$4:$CS$2189,6,)","v":0.10299999999999999}]
[null,null,null,null,null,null,null,null,null,null,"13599Oneida",13599,13599,"Zone E - Mohawk Valley","National Grid","Oneida","Mohawk Valley","Central","Central","Central",null,"Zone E - Mohawk Valley","Central","Central Region",{"$f":"VLOOKUP(L1206,'Lookups (2)'!$CJ$4:$CS$2189,6,)","v":0.10299999999999999}]
[null,null,null,null,null,null,null,null,null,null,"13461Oneida",13461,13461,"Zone E - Mohawk Valley","Municipal Utilities","Oneida","Mohawk Valley","Central","Central","Central",null,"Zone E - Mohawk Valley","Central","Central Region",{"$f":"VLOOKUP(L1207,'Lookups (2)'!$CJ$4:$CS$2189,6,)","v":0.1595}]
[null,null,null,null,null,null,null,null,null,null,"13313Oneida",13313,13313,"Zone E - Mohawk Valley","NYS Electric and Gas","Oneida","Mohawk Valley","Central","Central","Central",null,"Zone E - Mohawk Valley","Central","Central Region",{"$f":"VLOOKUP(L1208,'Lookups (2)'!$CJ$4:$CS$2189,6,)","v":9.2600000000000002E-2}]
[null,null,null,null,null,null,null,null,null,null,"13318Oneida",13318,13318,"Zone E - Mohawk Valley","NYS Electric and Gas","Oneida","Mohawk Valley","Central","Central","Central",null,"Zone E - Mohawk Valley","Central","Central Region",{"$f":"VLOOKUP(L1209,'Lookups (2)'!$CJ$4:$CS$2189,6,)","v":9.2600000000000002E-2}]
[null,null,null,null,null,null,null,null,null,null,"13328Oneida",13328,13328,"Zone E - Mohawk Valley","NYS Electric and Gas","Oneida","Mohawk Valley","Central","Central","Central",null,"Zone E - Mohawk Valley","Central","Central Region",{"$f":"VLOOKUP(L1210,'Lookups (2)'!$CJ$4:$CS$2189,6,)","v":9.2600000000000002E-2}]
[null,null,null,null,null,null,null,null,null,null,"13362Oneida",13362,13362,"Zone E - Mohawk Valley","NYS Electric and Gas","Oneida","Mohawk Valley","Central","Central","Central",null,"Zone E - Mohawk Valley","Central","Central Region",{"$f":"VLOOKUP(L1211,'Lookups (2)'!$CJ$4:$CS$2189,6,)","v":9.2600000000000002E-2}]
[null,null,null,null,null,null,null,null,null,null,"13425Oneida",13425,13425,"Zone E - Mohawk Valley","NYS Electric and Gas","Oneida","Mohawk Valley","Central","Central","Central",null,"Zone E - Mohawk Valley","Central","Central Region",{"$f":"VLOOKUP(L1212,'Lookups (2)'!$CJ$4:$CS$2189,6,)","v":9.2600000000000002E-2}]
[null,null,null,null,null,null,null,null,null,null,"13455Oneida",13455,13455,"Zone E - Mohawk Valley","NYS Electric and Gas","Oneida","Mohawk Valley","Central","Central","Central",null,"Zone E - Mohawk Valley","Central","Central Region",{"$f":"VLOOKUP(L1213,'Lookups (2)'!$CJ$4:$CS$2189,6,)","v":9.2600000000000002E-2}]
[null,null,null,null,null,null,null,null,null,null,"13480Oneida",13480,13480,"Zone E - Mohawk Valley","NYS Electric and Gas","Oneida","Mohawk Valley","Central","Central","Central",null,"Zone E - Mohawk Valley","Central","Central Region",{"$f":"VLOOKUP(L1214,'Lookups (2)'!$CJ$4:$CS$2189,6,)","v":9.2600000000000002E-2}]
[null,null,null,null,null,null,null,null,null,null,"13209Onondaga",13209,13209,"Zone C - Central","Municipal Utilities","Onondaga","Central New York","Central","Central","Central",null,"Zone C - Central","Central","Central Region",{"$f":"VLOOKUP(L1215,'Lookups (2)'!$CJ$4:$CS$2189,6,)","v":0.1595}]
[null,null,null,null,null,null,null,null,null,null,"13020Onondaga",13020,13020,"Zone C - Central","National Grid","Onondaga","Central New York","Central","Central","Central",null,"Zone C - Central","Central","Central Region",{"$f":"VLOOKUP(L1216,'Lookups (2)'!$CJ$4:$CS$2189,6,)","v":9.98E-2}]
[null,null,null,null,null,null,null,null,null,null,"13027Onondaga",13027,13027,"Zone C - Central","National Grid","Onondaga","Central New York","Central","Central","Central",null,"Zone C - Central","Central","Central Region",{"$f":"VLOOKUP(L1217,'Lookups (2)'!$CJ$4:$CS$2189,6,)","v":9.98E-2}]
[null,null,null,null,null,null,null,null,null,null,"13029Onondaga",13029,13029,"Zone C - Central","National Grid","Onondaga","Central New York","Central","Central","Central",null,"Zone C - Central","Central","Central Region",{"$f":"VLOOKUP(L1218,'Lookups (2)'!$CJ$4:$CS$2189,6,)","v":9.98E-2}]
[null,null,null,null,null,null,null,null,null,null,"13031Onondaga",13031,13031,"Zone C - Central","National Grid","Onondaga","Central New York","Central","Central","Central",null,"Zone C - Central","Central","Central Region",{"$f":"VLOOKUP(L1219,'Lookups (2)'!$CJ$4:$CS$2189,6,)","v":9.98E-2}]
[null,null,null,null,null,null,null,null,null,null,"13039Onondaga",13039,13039,"Zone C - Central","National Grid","Onondaga","Central New York","Central","Central","Central",null,"Zone C - Central","Central","Central Region",{"$f":"VLOOKUP(L1220,'Lookups (2)'!$CJ$4:$CS$2189,6,)","v":9.98E-2}]
[null,null,null,null,null,null,null,null,null,null,{"$f":"CONCATENATE(M1221,P1221)","v":"13041Onondaga"},13041,13041,"Zone C - Central","National Grid","Onondaga","Central New York","Central","Central","Central",null,"Zone C - Central",{"$f":"R1221","v":"Central"},"Central Region",{"$f":"VLOOKUP(L1221,'Lookups (2)'!$CJ$4:$CS$2189,6,)","v":9.98E-2}]
[null,null,null,null,null,null,null,null,null,null,"13051Onondaga",13051,13051,"Zone C - Central","National Grid","Onondaga","Central New York","Central","Central","Central",null,"Zone C - Central","Central","Central Region",{"$f":"VLOOKUP(L1222,'Lookups (2)'!$CJ$4:$CS$2189,6,)","v":9.98E-2}]
[null,null,null,null,null,null,null,null,null,null,"13057Onondaga",13057,13057,"Zone C - Central","National Grid","Onondaga","Central New York","Central","Central","Central",null,"Zone C - Central","Central","Central Region",{"$f":"VLOOKUP(L1223,'Lookups (2)'!$CJ$4:$CS$2189,6,)","v":9.98E-2}]
[null,null,null,null,null,null,null,null,null,null,"13063Onondaga",13063,13063,"Zone C - Central","National Grid","Onondaga","Central New York","Central","Central","Central",null,"Zone C - Central","Central","Central Region",{"$f":"VLOOKUP(L1224,'Lookups (2)'!$CJ$4:$CS$2189,6,)","v":9.98E-2}]
[null,null,null,null,null,null,null,null,null,null,"13066Onondaga",13066,13066,"Zone C - Central","National Grid","Onondaga","Central New York","Central","Central","Central",null,"Zone C - Central","Central","Central Region",{"$f":"VLOOKUP(L1225,'Lookups (2)'!$CJ$4:$CS$2189,6,)","v":9.98E-2}]
[null,null,null,null,null,null,null,null,null,null,"13078Onondaga",13078,13078,"Zone C - Central","National Grid","Onondaga","Central New York","Central","Central","Central",null,"Zone C - Central","Central","Central Region",{"$f":"VLOOKUP(L1226,'Lookups (2)'!$CJ$4:$CS$2189,6,)","v":9.98E-2}]
[null,null,null,null,null,null,null,null,null,null,"13082Onondaga",13082,13082,"Zone C - Central","National Grid","Onondaga","Central New York","Central","Central","Central",null,"Zone C - Central","Central","Central Region",{"$f":"VLOOKUP(L1227,'Lookups (2)'!$CJ$4:$CS$2189,6,)","v":9.98E-2}]
[null,null,null,null,null,null,null,null,null,null,"13084Onondaga",13084,13084,"Zone C - Central","National Grid","Onondaga","Central New York","Central","Central","Central",null,"Zone C - Central","Central","Central Region",{"$f":"VLOOKUP(L1228,'Lookups (2)'!$CJ$4:$CS$2189,6,)","v":9.98E-2}]
[null,null,null,null,null,null,null,null,null,null,"13088Onondaga",13088,13088,"Zone C - Central","National Grid","Onondaga","Central New York","Central","Central","Central",null,"Zone C - Central","Central","Central Region",{"$f":"VLOOKUP(L1229,'Lookups (2)'!$CJ$4:$CS$2189,6,)","v":9.98E-2}]
[null,null,null,null,null,null,null,null,null,null,"13089Onondaga",13089,13089,"Zone C - Central","National Grid","Onondaga","Central New York","Central","Central","Central",null,"Zone C - Central","Central","Central Region",{"$f":"VLOOKUP(L1230,'Lookups (2)'!$CJ$4:$CS$2189,6,)","v":9.98E-2}]
[null,null,null,null,null,null,null,null,null,null,"13090Onondaga",13090,13090,"Zone C - Central","National Grid","Onondaga","Central New York","Central","Central","Central",null,"Zone C - Central","Central","Central Region",{"$f":"VLOOKUP(L1231,'Lookups (2)'!$CJ$4:$CS$2189,6,)","v":9.98E-2}]
[null,null,null,null,null,null,null,null,null,null,"13104Onondaga",13104,13104,"Zone C - Central","National Grid","Onondaga","Central New York","Central","Central","Central",null,"Zone C - Central","Central","Central Region",{"$f":"VLOOKUP(L1232,'Lookups (2)'!$CJ$4:$CS$2189,6,)","v":9.98E-2}]
[null,null,null,null,null,null,null,null,null,null,"13116Onondaga",13116,13116,"Zone C - Central","National Grid","Onondaga","Central New York","Central","Central","Central",null,"Zone C - Central","Central","Central Region",{"$f":"VLOOKUP(L1233,'Lookups (2)'!$CJ$4:$CS$2189,6,)","v":9.98E-2}]
[null,null,null,null,null,null,null,null,null,null,"13119Onondaga",13119,13119,"Zone C - Central","National Grid","Onondaga","Central New York","Central","Central","Central",null,"Zone C - Central","Central","Central Region",{"$f":"VLOOKUP(L1234,'Lookups (2)'!$CJ$4:$CS$2189,6,)","v":9.98E-2}]
[null,null,null,null,null,null,null,null,null,null,"13120Onondaga",13120,13120,"Zone C - Central","National Grid","Onondaga","Central New York","Central","Central","Central",null,"Zone C - Central","Central","Central Region",{"$f":"VLOOKUP(L1235,'Lookups (2)'!$CJ$4:$CS$2189,6,)","v":9.98E-2}]
[null,null,null,null,null,null,null,null,null,null,"13137Onondaga",13137,13137,"Zone C - Central","National Grid","Onondaga","Central New York","Central","Central","Central",null,"Zone C - Central","Central","Central Region",{"$f":"VLOOKUP(L1236,'Lookups (2)'!$CJ$4:$CS$2189,6,)","v":9.98E-2}]
[null,null,null,null,null,null,null,null,null,null,"13138Onondaga",13138,13138,"Zone C - Central","National Grid","Onondaga","Central New York","Central","Central","Central",null,"Zone C - Central","Central","Central Region",{"$f":"VLOOKUP(L1237,'Lookups (2)'!$CJ$4:$CS$2189,6,)","v":9.98E-2}]
[null,null,null,null,null,null,null,null,null,null,"13141Onondaga",13141,13141,"Zone C - Central","National Grid","Onondaga","Central New York","Central","Central","Central",null,"Zone C - Central","Central","Central Region",{"$f":"VLOOKUP(L1238,'Lookups (2)'!$CJ$4:$CS$2189,6,)","v":9.98E-2}]
[null,null,null,null,null,null,null,null,null,null,"13159Onondaga",13159,13159,"Zone C - Central","National Grid","Onondaga","Central New York","Central","Central","Central",null,"Zone C - Central","Central","Central Region",{"$f":"VLOOKUP(L1239,'Lookups (2)'!$CJ$4:$CS$2189,6,)","v":9.98E-2}]
[null,null,null,null,null,null,null,null,null,null,"13164Onondaga",13164,13164,"Zone C - Central","National Grid","Onondaga","Central New York","Central","Central","Central",null,"Zone C - Central","Central","Central Region",{"$f":"VLOOKUP(L1240,'Lookups (2)'!$CJ$4:$CS$2189,6,)","v":9.98E-2}]
[null,null,null,null,null,null,null,null,null,null,"13201Onondaga",13201,13201,"Zone C - Central","National Grid","Onondaga","Central New York","Central","Central","Central",null,"Zone C - Central","Central","Central Region",{"$f":"VLOOKUP(L1241,'Lookups (2)'!$CJ$4:$CS$2189,6,)","v":9.98E-2}]
[null,null,null,null,null,null,null,null,null,null,"13202Onondaga",13202,13202,"Zone C - Central","National Grid","Onondaga","Central New York","Central","Central","Central",null,"Zone C - Central","Central","Central Region",{"$f":"VLOOKUP(L1242,'Lookups (2)'!$CJ$4:$CS$2189,6,)","v":9.98E-2}]
[null,null,null,null,null,null,null,null,null,null,"13203Onondaga",13203,13203,"Zone C - Central","National Grid","Onondaga","Central New York","Central","Central","Central",null,"Zone C - Central","Central","Central Region",{"$f":"VLOOKUP(L1243,'Lookups (2)'!$CJ$4:$CS$2189,6,)","v":9.98E-2}]
[null,null,null,null,null,null,null,null,null,null,"13204Onondaga",13204,13204,"Zone C - Central","National Grid","Onondaga","Central New York","Central","Central","Central",null,"Zone C - Central","Central","Central Region",{"$f":"VLOOKUP(L1244,'Lookups (2)'!$CJ$4:$CS$2189,6,)","v":9.98E-2}]
[null,null,null,null,null,null,null,null,null,null,"13205Onondaga",13205,13205,"Zone C - Central","National Grid","Onondaga","Central New York","Central","Central","Central",null,"Zone C - Central","Central","Central Region",{"$f":"VLOOKUP(L1245,'Lookups (2)'!$CJ$4:$CS$2189,6,)","v":9.98E-2}]
[null,null,null,null,null,null,null,null,null,null,"13206Onondaga",13206,13206,"Zone C - Central","National Grid","Onondaga","Central New York","Central","Central","Central",null,"Zone C - Central","Central","Central Region",{"$f":"VLOOKUP(L1246,'Lookups (2)'!$CJ$4:$CS$2189,6,)","v":9.98E-2}]
[null,null,null,null,null,null,null,null,null,null,"13207Onondaga",13207,13207,"Zone C - Central","National Grid","Onondaga","Central New York","Central","Central","Central",null,"Zone C - Central","Central","Central Region",{"$f":"VLOOKUP(L1247,'Lookups (2)'!$CJ$4:$CS$2189,6,)","v":9.98E-2}]
[null,null,null,null,null,null,null,null,null,null,"13208Onondaga",13208,13208,"Zone C - Central","National Grid","Onondaga","Central New York","Central","Central","Central",null,"Zone C - Central","Central","Central Region",{"$f":"VLOOKUP(L1248,'Lookups (2)'!$CJ$4:$CS$2189,6,)","v":9.98E-2}]
[null,null,null,null,null,null,null,null,null,null,"13210Onondaga",13210,13210,"Zone C - Central","National Grid","Onondaga","Central New York","Central","Central","Central",null,"Zone C - Central","Central","Central Region",{"$f":"VLOOKUP(L1249,'Lookups (2)'!$CJ$4:$CS$2189,6,)","v":9.98E-2}]
[null,null,null,null,null,null,null,null,null,null,"13211Onondaga",13211,13211,"Zone C - Central","National Grid","Onondaga","Central New York","Central","Central","Central",null,"Zone C - Central","Central","Central Region",{"$f":"VLOOKUP(L1250,'Lookups (2)'!$CJ$4:$CS$2189,6,)","v":9.98E-2}]
[null,null,null,null,null,null,null,null,null,null,"13212Onondaga",13212,13212,"Zone C - Central","National Grid","Onondaga","Central New York","Central","Central","Central",null,"Zone C - Central","Central","Central Region",{"$f":"VLOOKUP(L1251,'Lookups (2)'!$CJ$4:$CS$2189,6,)","v":9.98E-2}]
[null,null,null,null,null,null,null,null,null,null,"13214Onondaga",13214,13214,"Zone C - Central","National Grid","Onondaga","Central New York","Central","Central","Central",null,"Zone C - Central","Central","Central Region",{"$f":"VLOOKUP(L1252,'Lookups (2)'!$CJ$4:$CS$2189,6,)","v":9.98E-2}]
[null,null,null,null,null,null,null,null,null,null,"13215Onondaga",13215,13215,"Zone C - Central","National Grid","Onondaga","Central New York","Central","Central","Central",null,"Zone C - Central","Central","Central Region",{"$f":"VLOOKUP(L1253,'Lookups (2)'!$CJ$4:$CS$2189,6,)","v":9.98E-2}]
[null,null,null,null,null,null,null,null,null,null,"13217Onondaga",13217,13217,"Zone C - Central","National Grid","Onondaga","Central New York","Central","Central","Central",null,"Zone C - Central","Central","Central Region",{"$f":"VLOOKUP(L1254,'Lookups (2)'!$CJ$4:$CS$2189,6,)","v":9.98E-2}]
[null,null,null,null,null,null,null,null,null,null,"13218Onondaga",13218,13218,"Zone C - Central","National Grid","Onondaga","Central New York","Central","Central","Central",null,"Zone C - Central","Central","Central Region",{"$f":"VLOOKUP(L1255,'Lookups (2)'!$CJ$4:$CS$2189,6,)","v":9.98E-2}]
[null,null,null,null,null,null,null,null,null,null,"13219Onondaga",13219,13219,"Zone C - Central","National Grid","Onondaga","Central New York","Central","Central","Central",null,"Zone C - Central","Central","Central Region",{"$f":"VLOOKUP(L1256,'Lookups (2)'!$CJ$4:$CS$2189,6,)","v":9.98E-2}]
[null,null,null,null,null,null,null,null,null,null,"13220Onondaga",13220,13220,"Zone C - Central","National Grid","Onondaga","Central New York","Central","Central","Central",null,"Zone C - Central","Central","Central Region",{"$f":"VLOOKUP(L1257,'Lookups (2)'!$CJ$4:$CS$2189,6,)","v":9.98E-2}]
[null,null,null,null,null,null,null,null,null,null,"13221Onondaga",13221,13221,"Zone C - Central","National Grid","Onondaga","Central New York","Central","Central","Central",null,"Zone C - Central","Central","Central Region",{"$f":"VLOOKUP(L1258,'Lookups (2)'!$CJ$4:$CS$2189,6,)","v":9.98E-2}]
[null,null,null,null,null,null,null,null,null,null,"13224Onondaga",13224,13224,"Zone C - Central","National Grid","Onondaga","Central New York","Central","Central","Central",null,"Zone C - Central","Central","Central Region",{"$f":"VLOOKUP(L1259,'Lookups (2)'!$CJ$4:$CS$2189,6,)","v":9.98E-2}]
[null,null,null,null,null,null,null,null,null,null,"13225Onondaga",13225,13225,"Zone C - Central","National Grid","Onondaga","Central New York","Central","Central","Central",null,"Zone C - Central","Central","Central Region",{"$f":"VLOOKUP(L1260,'Lookups (2)'!$CJ$4:$CS$2189,6,)","v":9.98E-2}]
[null,null,null,null,null,null,null,null,null,null,"13235Onondaga",13235,13235,"Zone C - Central","National Grid","Onondaga","Central New York","Central","Central","Central",null,"Zone C - Central","Central","Central Region",{"$f":"VLOOKUP(L1261,'Lookups (2)'!$CJ$4:$CS$2189,6,)","v":9.98E-2}]
[null,null,null,null,null,null,null,null,null,null,"13244Onondaga",13244,13244,"Zone C - Central","National Grid","Onondaga","Central New York","Central","Central","Central",null,"Zone C - Central","Central","Central Region",{"$f":"VLOOKUP(L1262,'Lookups (2)'!$CJ$4:$CS$2189,6,)","v":9.98E-2}]
[null,null,null,null,null,null,null,null,null,null,"13250Onondaga",13250,13250,"Zone C - Central","National Grid","Onondaga","Central New York","Central","Central","Central",null,"Zone C - Central","Central","Central Region",{"$f":"VLOOKUP(L1263,'Lookups (2)'!$CJ$4:$CS$2189,6,)","v":9.98E-2}]
[null,null,null,null,null,null,null,null,null,null,"13251Onondaga",13251,13251,"Zone C - Central","National Grid","Onondaga","Central New York","Central","Central","Central",null,"Zone C - Central","Central","Central Region",{"$f":"VLOOKUP(L1264,'Lookups (2)'!$CJ$4:$CS$2189,6,)","v":9.98E-2}]
[null,null,null,null,null,null,null,null,null,null,"13252Onondaga",13252,13252,"Zone C - Central","National Grid","Onondaga","Central New York","Central","Central","Central",null,"Zone C - Central","Central","Central Region",{"$f":"VLOOKUP(L1265,'Lookups (2)'!$CJ$4:$CS$2189,6,)","v":9.98E-2}]
[null,null,null,null,null,null,null,null,null,null,"13261Onondaga",13261,13261,"Zone C - Central","National Grid","Onondaga","Central New York","Central","Central","Central",null,"Zone C - Central","Central","Central Region",{"$f":"VLOOKUP(L1266,'Lookups (2)'!$CJ$4:$CS$2189,6,)","v":9.98E-2}]
[null,null,null,null,null,null,null,null,null,null,"13290Onondaga",13290,13290,"Zone C - Central","National Grid","Onondaga","Central New York","Central","Central","Central",null,"Zone C - Central","Central","Central Region",{"$f":"VLOOKUP(L1267,'Lookups (2)'!$CJ$4:$CS$2189,6,)","v":9.98E-2}]
[null,null,null,null,null,null,null,null,null,null,"13060Onondaga",13060,13060,"Zone C - Central","NYS Electric and Gas","Onondaga","Central New York","Central","Central","Central",null,"Zone C - Central","Central","Central Region",{"$f":"VLOOKUP(L1268,'Lookups (2)'!$CJ$4:$CS$2189,6,)","v":9.2600000000000002E-2}]
[null,null,null,null,null,null,null,null,null,null,"13080Onondaga",13080,13080,"Zone C - Central","NYS Electric and Gas","Onondaga","Central New York","Central","Central","Central",null,"Zone C - Central","Central","Central Region",{"$f":"VLOOKUP(L1269,'Lookups (2)'!$CJ$4:$CS$2189,6,)","v":9.2600000000000002E-2}]
[null,null,null,null,null,null,null,null,null,null,"13108Onondaga",13108,13108,"Zone C - Central","NYS Electric and Gas","Onondaga","Central New York","Central","Central","Central",null,"Zone C - Central","Central","Central Region",{"$f":"VLOOKUP(L1270,'Lookups (2)'!$CJ$4:$CS$2189,6,)","v":9.2600000000000002E-2}]
[null,null,null,null,null,null,null,null,null,null,"13110Onondaga",13110,13110,"Zone C - Central","NYS Electric and Gas","Onondaga","Central New York","Central","Central","Central",null,"Zone C - Central","Central","Central Region",{"$f":"VLOOKUP(L1271,'Lookups (2)'!$CJ$4:$CS$2189,6,)","v":9.2600000000000002E-2}]
[null,null,null,null,null,null,null,null,null,null,"13112Onondaga",13112,13112,"Zone C - Central","NYS Electric and Gas","Onondaga","Central New York","Central","Central","Central",null,"Zone C - Central","Central","Central Region",{"$f":"VLOOKUP(L1272,'Lookups (2)'!$CJ$4:$CS$2189,6,)","v":9.2600000000000002E-2}]
[null,null,null,null,null,null,null,null,null,null,"13153Onondaga",13153,13153,"Zone C - Central","NYS Electric and Gas","Onondaga","Central New York","Central","Central","Central",null,"Zone C - Central","Central","Central Region",{"$f":"VLOOKUP(L1273,'Lookups (2)'!$CJ$4:$CS$2189,6,)","v":9.2600000000000002E-2}]
[null,null,null,null,null,null,null,null,null,null,"13152Onondaga",13152,13152,"Zone C - Central","Municipal Utilities","Onondaga","Central New York","Central","Central","Central",null,"Zone C - Central","Central","Central Region",{"$f":"VLOOKUP(L1274,'Lookups (2)'!$CJ$4:$CS$2189,6,)","v":0.1595}]
[null,null,null,null,null,null,null,null,null,null,"14471Ontario",14471,14471,"Zone A - West","National Grid","Ontario","Finger Lakes","Western","Western","Western",null,"Zone A - West","Western","Western Region",{"$f":"VLOOKUP(L1275,'Lookups (2)'!$CJ$4:$CS$2189,6,)","v":0.1052}]
[null,null,null,null,null,null,null,null,null,null,"14475Ontario",14475,14475,"Zone A - West","National Grid","Ontario","Finger Lakes","Western","Western","Western",null,"Zone A - West","Western","Western Region",{"$f":"VLOOKUP(L1276,'Lookups (2)'!$CJ$4:$CS$2189,6,)","v":0.1052}]
[null,null,null,null,null,null,null,null,null,null,"14560Ontario",14560,14560,"Zone A - West","National Grid","Ontario","Finger Lakes","Western","Western","Western",null,"Zone A - West","Western","Western Region",{"$f":"VLOOKUP(L1277,'Lookups (2)'!$CJ$4:$CS$2189,6,)","v":0.1052}]
[null,null,null,null,null,null,null,null,null,null,"14585Ontario",14585,14585,"Zone A - West","National Grid","Ontario","Finger Lakes","Western","Western","Western",null,"Zone A - West","Western","Western Region",{"$f":"VLOOKUP(L1278,'Lookups (2)'!$CJ$4:$CS$2189,6,)","v":0.1052}]
[null,null,null,null,null,null,null,null,null,null,"14453Ontario",14453,14453,"Zone A - West","Rochester Gas and Electric","Ontario","Finger Lakes","Western","Western","Western",null,"Zone A - West","Western","Western Region",{"$f":"VLOOKUP(L1279,'Lookups (2)'!$CJ$4:$CS$2189,6,)","v":9.5799999999999996E-2}]
[null,null,null,null,null,null,null,null,null,null,"14432Ontario",14432,14432,"Zone B - Genesee","NYS Electric and Gas","Ontario","Finger Lakes","Western","Western","Western",null,"Zone B - Genesee","Western","Western Region",{"$f":"VLOOKUP(L1280,'Lookups (2)'!$CJ$4:$CS$2189,6,)","v":9.2600000000000002E-2}]
[null,null,null,null,null,null,null,null,null,null,"14424Ontario",14424,14424,"Zone B - Genesee","Rochester Gas and Electric","Ontario","Finger Lakes","Western","Western","Western",null,"Zone B - Genesee","Western","Western Region",{"$f":"VLOOKUP(L1281,'Lookups (2)'!$CJ$4:$CS$2189,6,)","v":9.5799999999999996E-2}]
[null,null,null,null,null,null,null,null,null,null,"14425Ontario",14425,14425,"Zone B - Genesee","Rochester Gas and Electric","Ontario","Finger Lakes","Western","Western","Western",null,"Zone B - Genesee","Western","Western Region",{"$f":"VLOOKUP(L1282,'Lookups (2)'!$CJ$4:$CS$2189,6,)","v":9.5799999999999996E-2}]
[null,null,null,null,null,null,null,null,null,null,"14443Ontario",14443,14443,"Zone B - Genesee","Rochester Gas and Electric","Ontario","Finger Lakes","Western","Western","Western",null,"Zone B - Genesee","Western","Western Region",{"$f":"VLOOKUP(L1283,'Lookups (2)'!$CJ$4:$CS$2189,6,)","v":9.5799999999999996E-2}]
[null,null,null,null,null,null,null,null,null,null,"14469Ontario",14469,14469,"Zone B - Genesee","Rochester Gas and Electric","Ontario","Finger Lakes","Western","Western","Western",null,"Zone B - Genesee","Western","Western Region",{"$f":"VLOOKUP(L1284,'Lookups (2)'!$CJ$4:$CS$2189,6,)","v":9.5799999999999996E-2}]
[null,null,null,null,null,null,null,null,null,null,{"$f":"CONCATENATE(M1285,P1285)","v":"14504Ontario"},14504,14504,"Zone B - Genesee","Rochester Gas and Electric","Ontario","Finger Lakes","Western","Western","Western",null,"Zone B - Genesee",{"$f":"R1285","v":"Western"},"Western Region",{"$f":"VLOOKUP(L1285,'Lookups (2)'!$CJ$4:$CS$2189,6,)","v":9.5799999999999996E-2}]
[null,null,null,null,null,null,null,null,null,null,"14537Ontario",14537,14537,"Zone B - Genesee","Rochester Gas and Electric","Ontario","Finger Lakes","Western","Western","Western",null,"Zone B - Genesee","Western","Western Region",{"$f":"VLOOKUP(L1286,'Lookups (2)'!$CJ$4:$CS$2189,6,)","v":9.5799999999999996E-2}]
[null,null,null,null,null,null,null,null,null,null,"14548Ontario",14548,14548,"Zone B - Genesee","Rochester Gas and Electric","Ontario","Finger Lakes","Western","Western","Western",null,"Zone B - Genesee","Western","Western Region",{"$f":"VLOOKUP(L1287,'Lookups (2)'!$CJ$4:$CS$2189,6,)","v":9.5799999999999996E-2}]
[null,null,null,null,null,null,null,null,null,null,"14564Ontario",14564,14564,"Zone B - Genesee","Rochester Gas and Electric","Ontario","Finger Lakes","Western","Western","Western",null,"Zone B - Genesee","Western","Western Region",{"$f":"VLOOKUP(L1288,'Lookups (2)'!$CJ$4:$CS$2189,6,)","v":9.5799999999999996E-2}]
[null,null,null,null,null,null,null,null,null,null,"14456Ontario",14456,14456,"Zone C - Central","NYS Electric and Gas","Ontario","Finger Lakes","Western","Western","Western",null,"Zone C - Central","Western","Western Region",{"$f":"VLOOKUP(L1289,'Lookups (2)'!$CJ$4:$CS$2189,6,)","v":9.2600000000000002E-2}]
[null,null,null,null,null,null,null,null,null,null,"14461Ontario",14461,14461,"Zone C - Central","NYS Electric and Gas","Ontario","Finger Lakes","Western","Western","Western",null,"Zone C - Central","Western","Western Region",{"$f":"VLOOKUP(L1290,'Lookups (2)'!$CJ$4:$CS$2189,6,)","v":9.2600000000000002E-2}]
[null,null,null,null,null,null,null,null,null,null,"14463Ontario",14463,14463,"Zone C - Central","NYS Electric and Gas","Ontario","Finger Lakes","Western","Western","Western",null,"Zone C - Central","Western","Western Region",{"$f":"VLOOKUP(L1291,'Lookups (2)'!$CJ$4:$CS$2189,6,)","v":9.2600000000000002E-2}]
[null,null,null,null,null,null,null,null,null,null,"14518Ontario",14518,14518,"Zone C - Central","NYS Electric and Gas","Ontario","Finger Lakes","Western","Western","Western",null,"Zone C - Central","Western","Western Region",{"$f":"VLOOKUP(L1292,'Lookups (2)'!$CJ$4:$CS$2189,6,)","v":9.2600000000000002E-2}]
[null,null,null,null,null,null,null,null,null,null,"14532Ontario",14532,14532,"Zone C - Central","NYS Electric and Gas","Ontario","Finger Lakes","Western","Western","Western",null,"Zone C - Central","Western","Western Region",{"$f":"VLOOKUP(L1293,'Lookups (2)'!$CJ$4:$CS$2189,6,)","v":9.2600000000000002E-2}]
[null,null,null,null,null,null,null,null,null,null,"14547Ontario",14547,14547,"Zone C - Central","NYS Electric and Gas","Ontario","Finger Lakes","Western","Western","Western",null,"Zone C - Central","Western","Western Region",{"$f":"VLOOKUP(L1294,'Lookups (2)'!$CJ$4:$CS$2189,6,)","v":9.2600000000000002E-2}]
[null,null,null,null,null,null,null,null,null,null,"14561Ontario",14561,14561,"Zone C - Central","NYS Electric and Gas","Ontario","Finger Lakes","Western","Western","Western",null,"Zone C - Central","Western","Western Region",{"$f":"VLOOKUP(L1295,'Lookups (2)'!$CJ$4:$CS$2189,6,)","v":9.2600000000000002E-2}]
[null,null,null,null,null,null,null,null,null,null,"14512Ontario",14512,14512,"Zone C - Central","NYS Electric and Gas","Ontario","Finger Lakes","Western","Western","Western",null,"Zone C - Central","Western","Western Region",{"$f":"VLOOKUP(L1296,'Lookups (2)'!$CJ$4:$CS$2189,6,)","v":9.2600000000000002E-2}]
[null,null,null,null,null,null,null,null,null,null,"12586Orange",12586,12586,"Zone G - Hudson Valley","NYS Electric and Gas","Orange","Mid-Hudson","Upper Hudson","Mid-Hudson","Mid-Hudson",null,"Zone G - Hudson Valley","Upper Hudson","Hudson Valley",{"$f":"VLOOKUP(L1297,'Lookups (2)'!$CJ$4:$CS$2189,6,)","v":0.1163}]
[null,null,null,null,null,null,null,null,null,null,"10915Orange",10915,10915,"Zone G - Hudson Valley","Orange and Rockland Utilities","Orange","Mid-Hudson","Upper Hudson","Mid-Hudson","Mid-Hudson",null,"Zone G - Hudson Valley","Upper Hudson","Hudson Valley",{"$f":"VLOOKUP(L1298,'Lookups (2)'!$CJ$4:$CS$2189,6,)","v":0.1163}]
[null,null,null,null,null,null,null,null,null,null,"10919Orange",10919,10919,"Zone G - Hudson Valley","Orange and Rockland Utilities","Orange","Mid-Hudson","Upper Hudson","Mid-Hudson","Mid-Hudson",null,"Zone G - Hudson Valley","Upper Hudson","Hudson Valley",{"$f":"VLOOKUP(L1299,'Lookups (2)'!$CJ$4:$CS$2189,6,)","v":0.1163}]
[null,null,null,null,null,null,null,null,null,null,"10932Orange",10932,10932,"Zone G - Hudson Valley","Orange and Rockland Utilities","Orange","Mid-Hudson","Upper Hudson","Mid-Hudson","Mid-Hudson",null,"Zone G - Hudson Valley","Upper Hudson","Hudson Valley",{"$f":"VLOOKUP(L1300,'Lookups (2)'!$CJ$4:$CS$2189,6,)","v":0.1163}]
[null,null,null,null,null,null,null,null,null,null,"10933Orange",10933,10933,"Zone G - Hudson Valley","Orange and Rockland Utilities","Orange","Mid-Hudson","Upper Hudson","Mid-Hudson","Mid-Hudson",null,"Zone G - Hudson Valley","Upper Hudson","Hudson Valley",{"$f":"VLOOKUP(L1301,'Lookups (2)'!$CJ$4:$CS$2189,6,)","v":0.1163}]
[null,null,null,null,null,null,null,null,null,null,"10940Orange",10940,10940,"Zone G - Hudson Valley","Orange and Rockland Utilities","Orange","Mid-Hudson","Upper Hudson","Mid-Hudson","Mid-Hudson",null,"Zone G - Hudson Valley","Upper Hudson","Hudson Valley",{"$f":"VLOOKUP(L1302,'Lookups (2)'!$CJ$4:$CS$2189,6,)","v":0.1163}]
[null,null,null,null,null,null,null,null,null,null,"10941Orange",10941,10941,"Zone G - Hudson Valley","Orange and Rockland Utilities","Orange","Mid-Hudson","Upper Hudson","Mid-Hudson","Mid-Hudson",null,"Zone G - Hudson Valley","Upper Hudson","Hudson Valley",{"$f":"VLOOKUP(L1303,'Lookups (2)'!$CJ$4:$CS$2189,6,)","v":0.1163}]
[null,null,null,null,null,null,null,null,null,null,"10958Orange",10958,10958,"Zone G - Hudson Valley","Orange and Rockland Utilities","Orange","Mid-Hudson","Upper Hudson","Mid-Hudson","Mid-Hudson",null,"Zone G - Hudson Valley","Upper Hudson","Hudson Valley",{"$f":"VLOOKUP(L1304,'Lookups (2)'!$CJ$4:$CS$2189,6,)","v":0.1163}]
[null,null,null,null,null,null,null,null,null,null,"10963Orange",10963,10963,"Zone G - Hudson Valley","Orange and Rockland Utilities","Orange","Mid-Hudson","Upper Hudson","Mid-Hudson","Mid-Hudson",null,"Zone G - Hudson Valley","Upper Hudson","Hudson Valley",{"$f":"VLOOKUP(L1305,'Lookups (2)'!$CJ$4:$CS$2189,6,)","v":0.1163}]
[null,null,null,null,null,null,null,null,null,null,"10973Orange",10973,10973,"Zone G - Hudson Valley","Orange and Rockland Utilities","Orange","Mid-Hudson","Upper Hudson","Mid-Hudson","Mid-Hudson",null,"Zone G - Hudson Valley","Upper Hudson","Hudson Valley",{"$f":"VLOOKUP(L1306,'Lookups (2)'!$CJ$4:$CS$2189,6,)","v":0.1163}]
[null,null,null,null,null,null,null,null,null,null,"10985Orange",10985,10985,"Zone G - Hudson Valley","Orange and Rockland Utilities","Orange","Mid-Hudson","Upper Hudson","Mid-Hudson","Mid-Hudson",null,"Zone G - Hudson Valley","Upper Hudson","Hudson Valley",{"$f":"VLOOKUP(L1307,'Lookups (2)'!$CJ$4:$CS$2189,6,)","v":0.1163}]
[null,null,null,null,null,null,null,null,null,null,"10988Orange",10988,10988,"Zone G - Hudson Valley","Orange and Rockland Utilities","Orange","Mid-Hudson","Upper Hudson","Mid-Hudson","Mid-Hudson",null,"Zone G - Hudson Valley","Upper Hudson","Hudson Valley",{"$f":"VLOOKUP(L1308,'Lookups (2)'!$CJ$4:$CS$2189,6,)","v":0.1163}]
[null,null,null,null,null,null,null,null,null,null,"10998Orange",10998,10998,"Zone G - Hudson Valley","Orange and Rockland Utilities","Orange","Mid-Hudson","Upper Hudson","Mid-Hudson","Mid-Hudson",null,"Zone G - Hudson Valley","Upper Hudson","Hudson Valley",{"$f":"VLOOKUP(L1309,'Lookups (2)'!$CJ$4:$CS$2189,6,)","v":0.1163}]
[null,null,null,null,null,null,null,null,null,null,"12729Orange",12729,12729,"Zone G - Hudson Valley","Orange and Rockland Utilities","Orange","Mid-Hudson","Upper Hudson","Mid-Hudson","Mid-Hudson",null,"Zone G - Hudson Valley","Upper Hudson","Hudson Valley",{"$f":"VLOOKUP(L1310,'Lookups (2)'!$CJ$4:$CS$2189,6,)","v":0.1163}]
[null,null,null,null,null,null,null,null,null,null,"12746Orange",12746,12746,"Zone G - Hudson Valley","Orange and Rockland Utilities","Orange","Mid-Hudson","Upper Hudson","Mid-Hudson","Mid-Hudson",null,"Zone G - Hudson Valley","Upper Hudson","Hudson Valley",{"$f":"VLOOKUP(L1311,'Lookups (2)'!$CJ$4:$CS$2189,6,)","v":0.1163}]
[null,null,null,null,null,null,null,null,null,null,"12771Orange",12771,12771,"Zone G - Hudson Valley","Orange and Rockland Utilities","Orange","Mid-Hudson","Upper Hudson","Mid-Hudson","Mid-Hudson",null,"Zone G - Hudson Valley","Upper Hudson","Hudson Valley",{"$f":"VLOOKUP(L1312,'Lookups (2)'!$CJ$4:$CS$2189,6,)","v":0.1163}]
[null,null,null,null,null,null,null,null,null,null,"12780Orange",12780,12780,"Zone G - Hudson Valley","Orange and Rockland Utilities","Orange","Mid-Hudson","Upper Hudson","Mid-Hudson","Mid-Hudson",null,"Zone G - Hudson Valley","Upper Hudson","Hudson Valley",{"$f":"VLOOKUP(L1313,'Lookups (2)'!$CJ$4:$CS$2189,6,)","v":0.1163}]
[null,null,null,null,null,null,null,null,null,null,"12785Orange",12785,12785,"Zone G - Hudson Valley","Orange and Rockland Utilities","Orange","Mid-Hudson","Upper Hudson","Mid-Hudson","Mid-Hudson",null,"Zone G - Hudson Valley","Upper Hudson","Hudson Valley",{"$f":"VLOOKUP(L1314,'Lookups (2)'!$CJ$4:$CS$2189,6,)","v":0.1163}]
[null,null,null,null,null,null,null,null,null,null,"10916Orange",10916,10916,"Zone G - Hudson Valley","Central Hudson Gas and Electric","Orange","Mid-Hudson","Upper Hudson","Mid-Hudson","Mid-Hudson",null,"Zone G - Hudson Valley","Upper Hudson","Hudson Valley",{"$f":"VLOOKUP(L1315,'Lookups (2)'!$CJ$4:$CS$2189,6,)","v":0.13370000000000001}]
[null,null,null,null,null,null,null,null,null,null,"10953Orange",10953,10953,"Zone G - Hudson Valley","Central Hudson Gas and Electric","Orange","Mid-Hudson","Upper Hudson","Mid-Hudson","Mid-Hudson",null,"Zone G - Hudson Valley","Upper Hudson","Hudson Valley",{"$f":"VLOOKUP(L1316,'Lookups (2)'!$CJ$4:$CS$2189,6,)","v":0.13370000000000001}]
[null,null,null,null,null,null,null,null,null,null,"12518Orange",12518,12518,"Zone G - Hudson Valley","Central Hudson Gas and Electric","Orange","Mid-Hudson","Upper Hudson","Mid-Hudson","Mid-Hudson",null,"Zone G - Hudson Valley","Upper Hudson","Hudson Valley",{"$f":"VLOOKUP(L1317,'Lookups (2)'!$CJ$4:$CS$2189,6,)","v":0.13370000000000001}]
[null,null,null,null,null,null,null,null,null,null,"12520Orange",12520,12520,"Zone G - Hudson Valley","Central Hudson Gas and Electric","Orange","Mid-Hudson","Upper Hudson","Mid-Hudson","Mid-Hudson",null,"Zone G - Hudson Valley","Upper Hudson","Hudson Valley",{"$f":"VLOOKUP(L1318,'Lookups (2)'!$CJ$4:$CS$2189,6,)","v":0.13370000000000001}]
[null,null,null,null,null,null,null,null,null,null,"12543Orange",12543,12543,"Zone G - Hudson Valley","Central Hudson Gas and Electric","Orange","Mid-Hudson","Upper Hudson","Mid-Hudson","Mid-Hudson",null,"Zone G - Hudson Valley","Upper Hudson","Hudson Valley",{"$f":"VLOOKUP(L1319,'Lookups (2)'!$CJ$4:$CS$2189,6,)","v":0.13370000000000001}]
[null,null,null,null,null,null,null,null,null,null,"12549Orange",12549,12549,"Zone G - Hudson Valley","Central Hudson Gas and Electric","Orange","Mid-Hudson","Upper Hudson","Mid-Hudson","Mid-Hudson",null,"Zone G - Hudson Valley","Upper Hudson","Hudson Valley",{"$f":"VLOOKUP(L1320,'Lookups (2)'!$CJ$4:$CS$2189,6,)","v":0.13370000000000001}]
[null,null,null,null,null,null,null,null,null,null,"12550Orange",12550,12550,"Zone G - Hudson Valley","Central Hudson Gas and Electric","Orange","Mid-Hudson","Upper Hudson","Mid-Hudson","Mid-Hudson",null,"Zone G - Hudson Valley","Upper Hudson","Hudson Valley",{"$f":"VLOOKUP(L1321,'Lookups (2)'!$CJ$4:$CS$2189,6,)","v":0.13370000000000001}]
[null,null,null,null,null,null,null,null,null,null,"12551Orange",12551,12551,"Zone G - Hudson Valley","Central Hudson Gas and Electric","Orange","Mid-Hudson","Upper Hudson","Mid-Hudson","Mid-Hudson",null,"Zone G - Hudson Valley","Upper Hudson","Hudson Valley",{"$f":"VLOOKUP(L1322,'Lookups (2)'!$CJ$4:$CS$2189,6,)","v":0.13370000000000001}]
[null,null,null,null,null,null,null,null,null,null,"12552Orange",12552,12552,"Zone G - Hudson Valley","Central Hudson Gas and Electric","Orange","Mid-Hudson","Upper Hudson","Mid-Hudson","Mid-Hudson",null,"Zone G - Hudson Valley","Upper Hudson","Hudson Valley",{"$f":"VLOOKUP(L1323,'Lookups (2)'!$CJ$4:$CS$2189,6,)","v":0.13370000000000001}]
[null,null,null,null,null,null,null,null,null,null,"12553Orange",12553,12553,"Zone G - Hudson Valley","Central Hudson Gas and Electric","Orange","Mid-Hudson","Upper Hudson","Mid-Hudson","Mid-Hudson",null,"Zone G - Hudson Valley","Upper Hudson","Hudson Valley",{"$f":"VLOOKUP(L1324,'Lookups (2)'!$CJ$4:$CS$2189,6,)","v":0.13370000000000001}]
[null,null,null,null,null,null,null,null,null,null,"12555Orange",12555,12555,"Zone G - Hudson Valley","Central Hudson Gas and Electric","Orange","Mid-Hudson","Upper Hudson","Mid-Hudson","Mid-Hudson",null,"Zone G - Hudson Valley","Upper Hudson","Hudson Valley",{"$f":"VLOOKUP(L1325,'Lookups (2)'!$CJ$4:$CS$2189,6,)","v":0.13370000000000001}]
[null,null,null,null,null,null,null,null,null,null,"12575Orange",12575,12575,"Zone G - Hudson Valley","Central Hudson Gas and Electric","Orange","Mid-Hudson","Upper Hudson","Mid-Hudson","Mid-Hudson",null,"Zone G - Hudson Valley","Upper Hudson","Hudson Valley",{"$f":"VLOOKUP(L1326,'Lookups (2)'!$CJ$4:$CS$2189,6,)","v":0.13370000000000001}]
[null,null,null,null,null,null,null,null,null,null,"12584Orange",12584,12584,"Zone G - Hudson Valley","Central Hudson Gas and Electric","Orange","Mid-Hudson","Upper Hudson","Mid-Hudson","Mid-Hudson",null,"Zone G - Hudson Valley","Upper Hudson","Hudson Valley",{"$f":"VLOOKUP(L1327,'Lookups (2)'!$CJ$4:$CS$2189,6,)","v":0.13370000000000001}]
[null,null,null,null,null,null,null,null,null,null,"10910Orange",10910,10910,"Zone G - Hudson Valley","Orange and Rockland Utilities","Orange","Mid-Hudson","Upper Hudson","Mid-Hudson","Mid-Hudson",null,"Zone G - Hudson Valley","Upper Hudson","Hudson Valley",{"$f":"VLOOKUP(L1328,'Lookups (2)'!$CJ$4:$CS$2189,6,)","v":0.1163}]
[null,null,null,null,null,null,null,null,null,null,"10912Orange",10912,10912,"Zone G - Hudson Valley","Orange and Rockland Utilities","Orange","Mid-Hudson","Upper Hudson","Mid-Hudson","Mid-Hudson",null,"Zone G - Hudson Valley","Upper Hudson","Hudson Valley",{"$f":"VLOOKUP(L1329,'Lookups (2)'!$CJ$4:$CS$2189,6,)","v":0.1163}]
[null,null,null,null,null,null,null,null,null,null,"10914Orange",10914,10914,"Zone G - Hudson Valley","Orange and Rockland Utilities","Orange","Mid-Hudson","Upper Hudson","Mid-Hudson","Mid-Hudson",null,"Zone G - Hudson Valley","Upper Hudson","Hudson Valley",{"$f":"VLOOKUP(L1330,'Lookups (2)'!$CJ$4:$CS$2189,6,)","v":0.1163}]
[null,null,null,null,null,null,null,null,null,null,"10917Orange",10917,10917,"Zone G - Hudson Valley","Orange and Rockland Utilities","Orange","Mid-Hudson","Upper Hudson","Mid-Hudson","Mid-Hudson",null,"Zone G - Hudson Valley","Upper Hudson","Hudson Valley",{"$f":"VLOOKUP(L1331,'Lookups (2)'!$CJ$4:$CS$2189,6,)","v":0.1163}]
[null,null,null,null,null,null,null,null,null,null,"10918Orange",10918,10918,"Zone G - Hudson Valley","Orange and Rockland Utilities","Orange","Mid-Hudson","Upper Hudson","Mid-Hudson","Mid-Hudson",null,"Zone G - Hudson Valley","Upper Hudson","Hudson Valley",{"$f":"VLOOKUP(L1332,'Lookups (2)'!$CJ$4:$CS$2189,6,)","v":0.1163}]
[null,null,null,null,null,null,null,null,null,null,"10921Orange",10921,10921,"Zone G - Hudson Valley","Orange and Rockland Utilities","Orange","Mid-Hudson","Upper Hudson","Mid-Hudson","Mid-Hudson",null,"Zone G - Hudson Valley","Upper Hudson","Hudson Valley",{"$f":"VLOOKUP(L1333,'Lookups (2)'!$CJ$4:$CS$2189,6,)","v":0.1163}]
[null,null,null,null,null,null,null,null,null,null,"10922Orange",10922,10922,"Zone G - Hudson Valley","Orange and Rockland Utilities","Orange","Mid-Hudson","Upper Hudson","Mid-Hudson","Mid-Hudson",null,"Zone G - Hudson Valley","Upper Hudson","Hudson Valley",{"$f":"VLOOKUP(L1334,'Lookups (2)'!$CJ$4:$CS$2189,6,)","v":0.1163}]
[null,null,null,null,null,null,null,null,null,null,"10924Orange",10924,10924,"Zone G - Hudson Valley","Orange and Rockland Utilities","Orange","Mid-Hudson","Upper Hudson","Mid-Hudson","Mid-Hudson",null,"Zone G - Hudson Valley","Upper Hudson","Hudson Valley",{"$f":"VLOOKUP(L1335,'Lookups (2)'!$CJ$4:$CS$2189,6,)","v":0.1163}]
[null,null,null,null,null,null,null,null,null,null,"10925Orange",10925,10925,"Zone G - Hudson Valley","Orange and Rockland Utilities","Orange","Mid-Hudson","Upper Hudson","Mid-Hudson","Mid-Hudson",null,"Zone G - Hudson Valley","Upper Hudson","Hudson Valley",{"$f":"VLOOKUP(L1336,'Lookups (2)'!$CJ$4:$CS$2189,6,)","v":0.1163}]
[null,null,null,null,null,null,null,null,null,null,"10926Orange",10926,10926,"Zone G - Hudson Valley","Orange and Rockland Utilities","Orange","Mid-Hudson","Upper Hudson","Mid-Hudson","Mid-Hudson",null,"Zone G - Hudson Valley","Upper Hudson","Hudson Valley",{"$f":"VLOOKUP(L1337,'Lookups (2)'!$CJ$4:$CS$2189,6,)","v":0.1163}]
[null,null,null,null,null,null,null,null,null,null,"10928Orange",10928,10928,"Zone G - Hudson Valley","Orange and Rockland Utilities","Orange","Mid-Hudson","Upper Hudson","Mid-Hudson","Mid-Hudson",null,"Zone G - Hudson Valley","Upper Hudson","Hudson Valley",{"$f":"VLOOKUP(L1338,'Lookups (2)'!$CJ$4:$CS$2189,6,)","v":0.1163}]
[null,null,null,null,null,null,null,null,null,null,"10930Orange",10930,10930,"Zone G - Hudson Valley","Orange and Rockland Utilities","Orange","Mid-Hudson","Upper Hudson","Mid-Hudson","Mid-Hudson",null,"Zone G - Hudson Valley","Upper Hudson","Hudson Valley",{"$f":"VLOOKUP(L1339,'Lookups (2)'!$CJ$4:$CS$2189,6,)","v":0.1163}]
[null,null,null,null,null,null,null,null,null,null,"10949Orange",10949,10949,"Zone G - Hudson Valley","Orange and Rockland Utilities","Orange","Mid-Hudson","Upper Hudson","Mid-Hudson","Mid-Hudson",null,"Zone G - Hudson Valley","Upper Hudson","Hudson Valley",{"$f":"VLOOKUP(L1340,'Lookups (2)'!$CJ$4:$CS$2189,6,)","v":0.1163}]
[null,null,null,null,null,null,null,null,null,null,"10950Orange",10950,10950,"Zone G - Hudson Valley","Orange and Rockland Utilities","Orange","Mid-Hudson","Upper Hudson","Mid-Hudson","Mid-Hudson",null,"Zone G - Hudson Valley","Upper Hudson","Hudson Valley",{"$f":"VLOOKUP(L1341,'Lookups (2)'!$CJ$4:$CS$2189,6,)","v":0.1163}]
[null,null,null,null,null,null,null,null,null,null,"10959Orange",10959,10959,"Zone G - Hudson Valley","Orange and Rockland Utilities","Orange","Mid-Hudson","Upper Hudson","Mid-Hudson","Mid-Hudson",null,"Zone G - Hudson Valley","Upper Hudson","Hudson Valley",{"$f":"VLOOKUP(L1342,'Lookups (2)'!$CJ$4:$CS$2189,6,)","v":0.1163}]
[null,null,null,null,null,null,null,null,null,null,"10969Orange",10969,10969,"Zone G - Hudson Valley","Orange and Rockland Utilities","Orange","Mid-Hudson","Upper Hudson","Mid-Hudson","Mid-Hudson",null,"Zone G - Hudson Valley","Upper Hudson","Hudson Valley",{"$f":"VLOOKUP(L1343,'Lookups (2)'!$CJ$4:$CS$2189,6,)","v":0.1163}]
[null,null,null,null,null,null,null,null,null,null,"10975Orange",10975,10975,"Zone G - Hudson Valley","Orange and Rockland Utilities","Orange","Mid-Hudson","Upper Hudson","Mid-Hudson","Mid-Hudson",null,"Zone G - Hudson Valley","Upper Hudson","Hudson Valley",{"$f":"VLOOKUP(L1344,'Lookups (2)'!$CJ$4:$CS$2189,6,)","v":0.1163}]
[null,null,null,null,null,null,null,null,null,null,"10979Orange",10979,10979,"Zone G - Hudson Valley","Orange and Rockland Utilities","Orange","Mid-Hudson","Upper Hudson","Mid-Hudson","Mid-Hudson",null,"Zone G - Hudson Valley","Upper Hudson","Hudson Valley",{"$f":"VLOOKUP(L1345,'Lookups (2)'!$CJ$4:$CS$2189,6,)","v":0.1163}]
[null,null,null,null,null,null,null,null,null,null,"10981Orange",10981,10981,"Zone G - Hudson Valley","Orange and Rockland Utilities","Orange","Mid-Hudson","Upper Hudson","Mid-Hudson","Mid-Hudson",null,"Zone G - Hudson Valley","Upper Hudson","Hudson Valley",{"$f":"VLOOKUP(L1346,'Lookups (2)'!$CJ$4:$CS$2189,6,)","v":0.1163}]
[null,null,null,null,null,null,null,null,null,null,"10987Orange",10987,10987,"Zone G - Hudson Valley","Orange and Rockland Utilities","Orange","Mid-Hudson","Upper Hudson","Mid-Hudson","Mid-Hudson",null,"Zone G - Hudson Valley","Upper Hudson","Hudson Valley",{"$f":"VLOOKUP(L1347,'Lookups (2)'!$CJ$4:$CS$2189,6,)","v":0.1163}]
[null,null,null,null,null,null,null,null,null,null,"10990Orange",10990,10990,"Zone G - Hudson Valley","Orange and Rockland Utilities","Orange","Mid-Hudson","Upper Hudson","Mid-Hudson","Mid-Hudson",null,"Zone G - Hudson Valley","Upper Hudson","Hudson Valley",{"$f":"VLOOKUP(L1348,'Lookups (2)'!$CJ$4:$CS$2189,6,)","v":0.1163}]
[null,null,null,null,null,null,null,null,null,null,{"$f":"CONCATENATE(M1349,P1349)","v":"10992Orange"},10992,10992,"Zone G - Hudson Valley","Orange and Rockland Utilities","Orange","Mid-Hudson","Upper Hudson","Mid-Hudson","Mid-Hudson",null,"Zone G - Hudson Valley",{"$f":"R1349","v":"Upper Hudson"},"Hudson Valley",{"$f":"VLOOKUP(L1349,'Lookups (2)'!$CJ$4:$CS$2189,6,)","v":0.1163}]
[null,null,null,null,null,null,null,null,null,null,"10996Orange",10996,10996,"Zone G - Hudson Valley","Orange and Rockland Utilities","Orange","Mid-Hudson","Upper Hudson","Mid-Hudson","Mid-Hudson",null,"Zone G - Hudson Valley","Upper Hudson","Hudson Valley",{"$f":"VLOOKUP(L1350,'Lookups (2)'!$CJ$4:$CS$2189,6,)","v":0.1163}]
[null,null,null,null,null,null,null,null,null,null,"10997Orange",10997,10997,"Zone G - Hudson Valley","Orange and Rockland Utilities","Orange","Mid-Hudson","Upper Hudson","Mid-Hudson","Mid-Hudson",null,"Zone G - Hudson Valley","Upper Hudson","Hudson Valley",{"$f":"VLOOKUP(L1351,'Lookups (2)'!$CJ$4:$CS$2189,6,)","v":0.1163}]
[null,null,null,null,null,null,null,null,null,null,"12577Orange",12577,12577,"Zone G - Hudson Valley","Orange and Rockland Utilities","Orange","Mid-Hudson","Upper Hudson","Mid-Hudson","Mid-Hudson",null,"Zone G - Hudson Valley","Upper Hudson","Hudson Valley",{"$f":"VLOOKUP(L1352,'Lookups (2)'!$CJ$4:$CS$2189,6,)","v":0.1163}]
[null,null,null,null,null,null,null,null,null,null,"14470Orleans",14470,14470,"Zone A - West","Municipal Utilities","Orleans","Finger Lakes","Western","Western","Western",null,"Zone A - West","Western","Western Region",{"$f":"VLOOKUP(L1353,'Lookups (2)'!$CJ$4:$CS$2189,6,)","v":0.1595}]
[null,null,null,null,null,null,null,null,null,null,"14098Orleans",14098,14098,"Zone A - West","National Grid","Orleans","Finger Lakes","Western","Western","Western",null,"Zone A - West","Western","Western Region",{"$f":"VLOOKUP(L1354,'Lookups (2)'!$CJ$4:$CS$2189,6,)","v":0.1052}]
[null,null,null,null,null,null,null,null,null,null,"14103Orleans",14103,14103,"Zone A - West","National Grid","Orleans","Finger Lakes","Western","Western","Western",null,"Zone A - West","Western","Western Region",{"$f":"VLOOKUP(L1355,'Lookups (2)'!$CJ$4:$CS$2189,6,)","v":0.1052}]
[null,null,null,null,null,null,null,null,null,null,"14411Orleans",14411,14411,"Zone A - West","National Grid","Orleans","Finger Lakes","Western","Western","Western",null,"Zone A - West","Western","Western Region",{"$f":"VLOOKUP(L1356,'Lookups (2)'!$CJ$4:$CS$2189,6,)","v":0.1052}]
[null,null,null,null,null,null,null,null,null,null,"14429Orleans",14429,14429,"Zone A - West","National Grid","Orleans","Finger Lakes","Western","Western","Western",null,"Zone A - West","Western","Western Region",{"$f":"VLOOKUP(L1357,'Lookups (2)'!$CJ$4:$CS$2189,6,)","v":0.1052}]
[null,null,null,null,null,null,null,null,null,null,"14452Orleans",14452,14452,"Zone A - West","National Grid","Orleans","Finger Lakes","Western","Western","Western",null,"Zone A - West","Western","Western Region",{"$f":"VLOOKUP(L1358,'Lookups (2)'!$CJ$4:$CS$2189,6,)","v":0.1052}]
[null,null,null,null,null,null,null,null,null,null,"14476Orleans",14476,14476,"Zone A - West","National Grid","Orleans","Finger Lakes","Western","Western","Western",null,"Zone A - West","Western","Western Region",{"$f":"VLOOKUP(L1359,'Lookups (2)'!$CJ$4:$CS$2189,6,)","v":0.1052}]
[null,null,null,null,null,null,null,null,null,null,"14477Orleans",14477,14477,"Zone A - West","National Grid","Orleans","Finger Lakes","Western","Western","Western",null,"Zone A - West","Western","Western Region",{"$f":"VLOOKUP(L1360,'Lookups (2)'!$CJ$4:$CS$2189,6,)","v":0.1052}]
[null,null,null,null,null,null,null,null,null,null,"14479Orleans",14479,14479,"Zone A - West","National Grid","Orleans","Finger Lakes","Western","Western","Western",null,"Zone A - West","Western","Western Region",{"$f":"VLOOKUP(L1361,'Lookups (2)'!$CJ$4:$CS$2189,6,)","v":0.1052}]
[null,null,null,null,null,null,null,null,null,null,"14571Orleans",14571,14571,"Zone A - West","National Grid","Orleans","Finger Lakes","Western","Western","Western",null,"Zone A - West","Western","Western Region",{"$f":"VLOOKUP(L1362,'Lookups (2)'!$CJ$4:$CS$2189,6,)","v":0.1052}]
[null,null,null,null,null,null,null,null,null,null,"13493Oswego",13493,13493,"Zone C - Central","National Grid","Oswego","Central New York","Central","Central","Central",null,"Zone C - Central","Central","Central Region",{"$f":"VLOOKUP(L1363,'Lookups (2)'!$CJ$4:$CS$2189,6,)","v":9.98E-2}]
[null,null,null,null,null,null,null,null,null,null,"13028Oswego",13028,13028,"Zone C - Central","National Grid","Oswego","Central New York","Central","Central","Central",null,"Zone C - Central","Central","Central Region",{"$f":"VLOOKUP(L1364,'Lookups (2)'!$CJ$4:$CS$2189,6,)","v":9.98E-2}]
[null,null,null,null,null,null,null,null,null,null,"13036Oswego",13036,13036,"Zone C - Central","National Grid","Oswego","Central New York","Central","Central","Central",null,"Zone C - Central","Central","Central Region",{"$f":"VLOOKUP(L1365,'Lookups (2)'!$CJ$4:$CS$2189,6,)","v":9.98E-2}]
[null,null,null,null,null,null,null,null,null,null,"13044Oswego",13044,13044,"Zone C - Central","National Grid","Oswego","Central New York","Central","Central","Central",null,"Zone C - Central","Central","Central Region",{"$f":"VLOOKUP(L1366,'Lookups (2)'!$CJ$4:$CS$2189,6,)","v":9.98E-2}]
[null,null,null,null,null,null,null,null,null,null,"13069Oswego",13069,13069,"Zone C - Central","National Grid","Oswego","Central New York","Central","Central","Central",null,"Zone C - Central","Central","Central Region",{"$f":"VLOOKUP(L1367,'Lookups (2)'!$CJ$4:$CS$2189,6,)","v":9.98E-2}]
[null,null,null,null,null,null,null,null,null,null,"13074Oswego",13074,13074,"Zone C - Central","National Grid","Oswego","Central New York","Central","Central","Central",null,"Zone C - Central","Central","Central Region",{"$f":"VLOOKUP(L1368,'Lookups (2)'!$CJ$4:$CS$2189,6,)","v":9.98E-2}]
[null,null,null,null,null,null,null,null,null,null,"13076Oswego",13076,13076,"Zone C - Central","National Grid","Oswego","Central New York","Central","Central","Central",null,"Zone C - Central","Central","Central Region",{"$f":"VLOOKUP(L1369,'Lookups (2)'!$CJ$4:$CS$2189,6,)","v":9.98E-2}]
[null,null,null,null,null,null,null,null,null,null,"13083Oswego",13083,13083,"Zone C - Central","National Grid","Oswego","Central New York","Central","Central","Central",null,"Zone C - Central","Central","Central Region",{"$f":"VLOOKUP(L1370,'Lookups (2)'!$CJ$4:$CS$2189,6,)","v":9.98E-2}]
[null,null,null,null,null,null,null,null,null,null,"13093Oswego",13093,13093,"Zone C - Central","National Grid","Oswego","Central New York","Central","Central","Central",null,"Zone C - Central","Central","Central Region",{"$f":"VLOOKUP(L1371,'Lookups (2)'!$CJ$4:$CS$2189,6,)","v":9.98E-2}]
[null,null,null,null,null,null,null,null,null,null,"13103Oswego",13103,13103,"Zone C - Central","National Grid","Oswego","Central New York","Central","Central","Central",null,"Zone C - Central","Central","Central Region",{"$f":"VLOOKUP(L1372,'Lookups (2)'!$CJ$4:$CS$2189,6,)","v":9.98E-2}]
[null,null,null,null,null,null,null,null,null,null,"13107Oswego",13107,13107,"Zone C - Central","National Grid","Oswego","Central New York","Central","Central","Central",null,"Zone C - Central","Central","Central Region",{"$f":"VLOOKUP(L1373,'Lookups (2)'!$CJ$4:$CS$2189,6,)","v":9.98E-2}]
[null,null,null,null,null,null,null,null,null,null,"13114Oswego",13114,13114,"Zone C - Central","National Grid","Oswego","Central New York","Central","Central","Central",null,"Zone C - Central","Central","Central Region",{"$f":"VLOOKUP(L1374,'Lookups (2)'!$CJ$4:$CS$2189,6,)","v":9.98E-2}]
[null,null,null,null,null,null,null,null,null,null,"13115Oswego",13115,13115,"Zone C - Central","National Grid","Oswego","Central New York","Central","Central","Central",null,"Zone C - Central","Central","Central Region",{"$f":"VLOOKUP(L1375,'Lookups (2)'!$CJ$4:$CS$2189,6,)","v":9.98E-2}]
[null,null,null,null,null,null,null,null,null,null,"13121Oswego",13121,13121,"Zone C - Central","National Grid","Oswego","Central New York","Central","Central","Central",null,"Zone C - Central","Central","Central Region",{"$f":"VLOOKUP(L1376,'Lookups (2)'!$CJ$4:$CS$2189,6,)","v":9.98E-2}]
[null,null,null,null,null,null,null,null,null,null,"13126Oswego",13126,13126,"Zone C - Central","National Grid","Oswego","Central New York","Central","Central","Central",null,"Zone C - Central","Central","Central Region",{"$f":"VLOOKUP(L1377,'Lookups (2)'!$CJ$4:$CS$2189,6,)","v":9.98E-2}]
[null,null,null,null,null,null,null,null,null,null,"13131Oswego",13131,13131,"Zone C - Central","National Grid","Oswego","Central New York","Central","Central","Central",null,"Zone C - Central","Central","Central Region",{"$f":"VLOOKUP(L1378,'Lookups (2)'!$CJ$4:$CS$2189,6,)","v":9.98E-2}]
[null,null,null,null,null,null,null,null,null,null,"13132Oswego",13132,13132,"Zone C - Central","National Grid","Oswego","Central New York","Central","Central","Central",null,"Zone C - Central","Central","Central Region",{"$f":"VLOOKUP(L1379,'Lookups (2)'!$CJ$4:$CS$2189,6,)","v":9.98E-2}]
[null,null,null,null,null,null,null,null,null,null,"13135Oswego",13135,13135,"Zone C - Central","National Grid","Oswego","Central New York","Central","Central","Central",null,"Zone C - Central","Central","Central Region",{"$f":"VLOOKUP(L1380,'Lookups (2)'!$CJ$4:$CS$2189,6,)","v":9.98E-2}]
[null,null,null,null,null,null,null,null,null,null,"13142Oswego",13142,13142,"Zone C - Central","National Grid","Oswego","Central New York","Central","Central","Central",null,"Zone C - Central","Central","Central Region",{"$f":"VLOOKUP(L1381,'Lookups (2)'!$CJ$4:$CS$2189,6,)","v":9.98E-2}]
[null,null,null,null,null,null,null,null,null,null,"13144Oswego",13144,13144,"Zone C - Central","National Grid","Oswego","Central New York","Central","Central","Central",null,"Zone C - Central","Central","Central Region",{"$f":"VLOOKUP(L1382,'Lookups (2)'!$CJ$4:$CS$2189,6,)","v":9.98E-2}]
[null,null,null,null,null,null,null,null,null,null,"13145Oswego",13145,13145,"Zone C - Central","National Grid","Oswego","Central New York","Central","Central","Central",null,"Zone C - Central","Central","Central Region",{"$f":"VLOOKUP(L1383,'Lookups (2)'!$CJ$4:$CS$2189,6,)","v":9.98E-2}]
[null,null,null,null,null,null,null,null,null,null,"13167Oswego",13167,13167,"Zone C - Central","National Grid","Oswego","Central New York","Central","Central","Central",null,"Zone C - Central","Central","Central Region",{"$f":"VLOOKUP(L1384,'Lookups (2)'!$CJ$4:$CS$2189,6,)","v":9.98E-2}]
[null,null,null,null,null,null,null,null,null,null,"13302Oswego",13302,13302,"Zone C - Central","National Grid","Oswego","Central New York","Central","Central","Central",null,"Zone C - Central","Central","Central Region",{"$f":"VLOOKUP(L1385,'Lookups (2)'!$CJ$4:$CS$2189,6,)","v":9.98E-2}]
[null,null,null,null,null,null,null,null,null,null,"13426Oswego",13426,13426,"Zone C - Central","National Grid","Oswego","Central New York","Central","Central","Central",null,"Zone C - Central","Central","Central Region",{"$f":"VLOOKUP(L1386,'Lookups (2)'!$CJ$4:$CS$2189,6,)","v":9.98E-2}]
[null,null,null,null,null,null,null,null,null,null,"13437Oswego",13437,13437,"Zone E - Mohawk Valley","National Grid","Oswego","Central New York","Central","Central","Central",null,"Zone E - Mohawk Valley","Central","Central Region",{"$f":"VLOOKUP(L1387,'Lookups (2)'!$CJ$4:$CS$2189,6,)","v":0.10299999999999999}]
[null,null,null,null,null,null,null,null,null,null,"12036Otsego",12036,12036,"Zone E - Mohawk Valley","National Grid","Otsego","Mohawk Valley","Central","Central","Central",null,"Zone E - Mohawk Valley","Central","Central Region",{"$f":"VLOOKUP(L1388,'Lookups (2)'!$CJ$4:$CS$2189,6,)","v":0.10299999999999999}]
[null,null,null,null,null,null,null,null,null,null,"13315Otsego",13315,13315,"Zone E - Mohawk Valley","NYS Electric and Gas","Otsego","Mohawk Valley","Central","Central","Central",null,"Zone E - Mohawk Valley","Central","Central Region",{"$f":"VLOOKUP(L1389,'Lookups (2)'!$CJ$4:$CS$2189,6,)","v":9.2600000000000002E-2}]
[null,null,null,null,null,null,null,null,null,null,"13326Otsego",13326,13326,"Zone E - Mohawk Valley","NYS Electric and Gas","Otsego","Mohawk Valley","Central","Central","Central",null,"Zone E - Mohawk Valley","Central","Central Region",{"$f":"VLOOKUP(L1390,'Lookups (2)'!$CJ$4:$CS$2189,6,)","v":9.2600000000000002E-2}]
[null,null,null,null,null,null,null,null,null,null,"13333Otsego",13333,13333,"Zone E - Mohawk Valley","NYS Electric and Gas","Otsego","Mohawk Valley","Central","Central","Central",null,"Zone E - Mohawk Valley","Central","Central Region",{"$f":"VLOOKUP(L1391,'Lookups (2)'!$CJ$4:$CS$2189,6,)","v":9.2600000000000002E-2}]
[null,null,null,null,null,null,null,null,null,null,"13335Otsego",13335,13335,"Zone E - Mohawk Valley","NYS Electric and Gas","Otsego","Mohawk Valley","Central","Central","Central",null,"Zone E - Mohawk Valley","Central","Central Region",{"$f":"VLOOKUP(L1392,'Lookups (2)'!$CJ$4:$CS$2189,6,)","v":9.2600000000000002E-2}]
[null,null,null,null,null,null,null,null,null,null,"13337Otsego",13337,13337,"Zone E - Mohawk Valley","NYS Electric and Gas","Otsego","Mohawk Valley","Central","Central","Central",null,"Zone E - Mohawk Valley","Central","Central Region",{"$f":"VLOOKUP(L1393,'Lookups (2)'!$CJ$4:$CS$2189,6,)","v":9.2600000000000002E-2}]
[null,null,null,null,null,null,null,null,null,null,"13342Otsego",13342,13342,"Zone E - Mohawk Valley","NYS Electric and Gas","Otsego","Mohawk Valley","Central","Central","Central",null,"Zone E - Mohawk Valley","Central","Central Region",{"$f":"VLOOKUP(L1394,'Lookups (2)'!$CJ$4:$CS$2189,6,)","v":9.2600000000000002E-2}]
[null,null,null,null,null,null,null,null,null,null,"13348Otsego",13348,13348,"Zone E - Mohawk Valley","NYS Electric and Gas","Otsego","Mohawk Valley","Central","Central","Central",null,"Zone E - Mohawk Valley","Central","Central Region",{"$f":"VLOOKUP(L1395,'Lookups (2)'!$CJ$4:$CS$2189,6,)","v":9.2600000000000002E-2}]
[null,null,null,null,null,null,null,null,null,null,"13415Otsego",13415,13415,"Zone E - Mohawk Valley","NYS Electric and Gas","Otsego","Mohawk Valley","Central","Central","Central",null,"Zone E - Mohawk Valley","Central","Central Region",{"$f":"VLOOKUP(L1396,'Lookups (2)'!$CJ$4:$CS$2189,6,)","v":9.2600000000000002E-2}]
[null,null,null,null,null,null,null,null,null,null,"13439Otsego",13439,13439,"Zone E - Mohawk Valley","NYS Electric and Gas","Otsego","Mohawk Valley","Central","Central","Central",null,"Zone E - Mohawk Valley","Central","Central Region",{"$f":"VLOOKUP(L1397,'Lookups (2)'!$CJ$4:$CS$2189,6,)","v":9.2600000000000002E-2}]
[null,null,null,null,null,null,null,null,null,null,"13450Otsego",13450,13450,"Zone E - Mohawk Valley","NYS Electric and Gas","Otsego","Mohawk Valley","Central","Central","Central",null,"Zone E - Mohawk Valley","Central","Central Region",{"$f":"VLOOKUP(L1398,'Lookups (2)'!$CJ$4:$CS$2189,6,)","v":9.2600000000000002E-2}]
[null,null,null,null,null,null,null,null,null,null,"13457Otsego",13457,13457,"Zone E - Mohawk Valley","NYS Electric and Gas","Otsego","Mohawk Valley","Central","Central","Central",null,"Zone E - Mohawk Valley","Central","Central Region",{"$f":"VLOOKUP(L1399,'Lookups (2)'!$CJ$4:$CS$2189,6,)","v":9.2600000000000002E-2}]
[null,null,null,null,null,null,null,null,null,null,"13468Otsego",13468,13468,"Zone E - Mohawk Valley","NYS Electric and Gas","Otsego","Mohawk Valley","Central","Central","Central",null,"Zone E - Mohawk Valley","Central","Central Region",{"$f":"VLOOKUP(L1400,'Lookups (2)'!$CJ$4:$CS$2189,6,)","v":9.2600000000000002E-2}]
[null,null,null,null,null,null,null,null,null,null,"13482Otsego",13482,13482,"Zone E - Mohawk Valley","NYS Electric and Gas","Otsego","Mohawk Valley","Central","Central","Central",null,"Zone E - Mohawk Valley","Central","Central Region",{"$f":"VLOOKUP(L1401,'Lookups (2)'!$CJ$4:$CS$2189,6,)","v":9.2600000000000002E-2}]
[null,null,null,null,null,null,null,null,null,null,"13747Otsego",13747,13747,"Zone E - Mohawk Valley","NYS Electric and Gas","Otsego","Mohawk Valley","Central","Central","Central",null,"Zone E - Mohawk Valley","Central","Central Region",{"$f":"VLOOKUP(L1402,'Lookups (2)'!$CJ$4:$CS$2189,6,)","v":9.2600000000000002E-2}]
[null,null,null,null,null,null,null,null,null,null,"13776Otsego",13776,13776,"Zone E - Mohawk Valley","NYS Electric and Gas","Otsego","Mohawk Valley","Central","Central","Central",null,"Zone E - Mohawk Valley","Central","Central Region",{"$f":"VLOOKUP(L1403,'Lookups (2)'!$CJ$4:$CS$2189,6,)","v":9.2600000000000002E-2}]
[null,null,null,null,null,null,null,null,null,null,"13796Otsego",13796,13796,"Zone E - Mohawk Valley","NYS Electric and Gas","Otsego","Mohawk Valley","Central","Central","Central",null,"Zone E - Mohawk Valley","Central","Central Region",{"$f":"VLOOKUP(L1404,'Lookups (2)'!$CJ$4:$CS$2189,6,)","v":9.2600000000000002E-2}]
[null,null,null,null,null,null,null,null,null,null,"13807Otsego",13807,13807,"Zone E - Mohawk Valley","NYS Electric and Gas","Otsego","Mohawk Valley","Central","Central","Central",null,"Zone E - Mohawk Valley","Central","Central Region",{"$f":"VLOOKUP(L1405,'Lookups (2)'!$CJ$4:$CS$2189,6,)","v":9.2600000000000002E-2}]
[null,null,null,null,null,null,null,null,null,null,"13808Otsego",13808,13808,"Zone E - Mohawk Valley","NYS Electric and Gas","Otsego","Mohawk Valley","Central","Central","Central",null,"Zone E - Mohawk Valley","Central","Central Region",{"$f":"VLOOKUP(L1406,'Lookups (2)'!$CJ$4:$CS$2189,6,)","v":9.2600000000000002E-2}]
[null,null,null,null,null,null,null,null,null,null,"13810Otsego",13810,13810,"Zone E - Mohawk Valley","NYS Electric and Gas","Otsego","Mohawk Valley","Central","Central","Central",null,"Zone E - Mohawk Valley","Central","Central Region",{"$f":"VLOOKUP(L1407,'Lookups (2)'!$CJ$4:$CS$2189,6,)","v":9.2600000000000002E-2}]
[null,null,null,null,null,null,null,null,null,null,"13820Otsego",13820,13820,"Zone E - Mohawk Valley","NYS Electric and Gas","Otsego","Mohawk Valley","Central","Central","Central",null,"Zone E - Mohawk Valley","Central","Central Region",{"$f":"VLOOKUP(L1408,'Lookups (2)'!$CJ$4:$CS$2189,6,)","v":9.2600000000000002E-2}]
[null,null,null,null,null,null,null,null,null,null,"13825Otsego",13825,13825,"Zone E - Mohawk Valley","NYS Electric and Gas","Otsego","Mohawk Valley","Central","Central","Central",null,"Zone E - Mohawk Valley","Central","Central Region",{"$f":"VLOOKUP(L1409,'Lookups (2)'!$CJ$4:$CS$2189,6,)","v":9.2600000000000002E-2}]
[null,null,null,null,null,null,null,null,null,null,"13834Otsego",13834,13834,"Zone E - Mohawk Valley","NYS Electric and Gas","Otsego","Mohawk Valley","Central","Central","Central",null,"Zone E - Mohawk Valley","Central","Central Region",{"$f":"VLOOKUP(L1410,'Lookups (2)'!$CJ$4:$CS$2189,6,)","v":9.2600000000000002E-2}]
[null,null,null,null,null,null,null,null,null,null,"13849Otsego",13849,13849,"Zone E - Mohawk Valley","NYS Electric and Gas","Otsego","Mohawk Valley","Central","Central","Central",null,"Zone E - Mohawk Valley","Central","Central Region",{"$f":"VLOOKUP(L1411,'Lookups (2)'!$CJ$4:$CS$2189,6,)","v":9.2600000000000002E-2}]
[null,null,null,null,null,null,null,null,null,null,"13859Otsego",13859,13859,"Zone E - Mohawk Valley","NYS Electric and Gas","Otsego","Mohawk Valley","Central","Central","Central",null,"Zone E - Mohawk Valley","Central","Central Region",{"$f":"VLOOKUP(L1412,'Lookups (2)'!$CJ$4:$CS$2189,6,)","v":9.2600000000000002E-2}]
[null,null,null,null,null,null,null,null,null,null,{"$f":"CONCATENATE(M1413,P1413)","v":"13861Otsego"},13861,13861,"Zone E - Mohawk Valley","NYS Electric and Gas","Otsego","Mohawk Valley","Central","Central","Central",null,"Zone E - Mohawk Valley",{"$f":"R1413","v":"Central"},"Central Region",{"$f":"VLOOKUP(L1413,'Lookups (2)'!$CJ$4:$CS$2189,6,)","v":9.2600000000000002E-2}]
[null,null,null,null,null,null,null,null,null,null,"12064Otsego",12064,12064,"Zone F - Capital","National Grid","Otsego","Mohawk Valley","Central","Central","Central",null,"Zone F - Capital","Central","Central Region",{"$f":"VLOOKUP(L1414,'Lookups (2)'!$CJ$4:$CS$2189,6,)","v":0.1167}]
[null,null,null,null,null,null,null,null,null,null,"12155Otsego",12155,12155,"Zone F - Capital","National Grid","Otsego","Mohawk Valley","Central","Central","Central",null,"Zone F - Capital","Central","Central Region",{"$f":"VLOOKUP(L1415,'Lookups (2)'!$CJ$4:$CS$2189,6,)","v":0.1167}]
[null,null,null,null,null,null,null,null,null,null,"12197Otsego",12197,12197,"Zone F - Capital","National Grid","Otsego","Mohawk Valley","Central","Central","Central",null,"Zone F - Capital","Central","Central Region",{"$f":"VLOOKUP(L1416,'Lookups (2)'!$CJ$4:$CS$2189,6,)","v":0.1167}]
[null,null,null,null,null,null,null,null,null,null,"13320Otsego",13320,13320,"Zone F - Capital","National Grid","Otsego","Mohawk Valley","Central","Central","Central",null,"Zone F - Capital","Central","Central Region",{"$f":"VLOOKUP(L1417,'Lookups (2)'!$CJ$4:$CS$2189,6,)","v":0.1167}]
[null,null,null,null,null,null,null,null,null,null,"12116Otsego",12116,12116,"Zone F - Capital","NYS Electric and Gas","Otsego","Mohawk Valley","Central","Central","Central",null,"Zone F - Capital","Central","Central Region",{"$f":"VLOOKUP(L1418,'Lookups (2)'!$CJ$4:$CS$2189,6,)","v":0.106}]
[null,null,null,null,null,null,null,null,null,null,"13488Otsego",13488,13488,"Zone F - Capital","NYS Electric and Gas","Otsego","Mohawk Valley","Central","Central","Central",null,"Zone F - Capital","Central","Central Region",{"$f":"VLOOKUP(L1419,'Lookups (2)'!$CJ$4:$CS$2189,6,)","v":0.106}]
[null,null,null,null,null,null,null,null,null,null,"10516Putnam",10516,10516,"Zone G - Hudson Valley","Central Hudson Gas and Electric","Putnam","Mid-Hudson","Lower Hudson","Mid-Hudson","Mid-Hudson",null,"Zone G - Hudson Valley","Lower Hudson","Hudson Valley",{"$f":"VLOOKUP(L1420,'Lookups (2)'!$CJ$4:$CS$2189,6,)","v":0.13370000000000001}]
[null,null,null,null,null,null,null,null,null,null,"10524Putnam",10524,10524,"Zone G - Hudson Valley","Central Hudson Gas and Electric","Putnam","Mid-Hudson","Lower Hudson","Mid-Hudson","Mid-Hudson",null,"Zone G - Hudson Valley","Lower Hudson","Hudson Valley",{"$f":"VLOOKUP(L1421,'Lookups (2)'!$CJ$4:$CS$2189,6,)","v":0.13370000000000001}]
[null,null,null,null,null,null,null,null,null,null,"10509Putnam",10509,10509,"Zone G - Hudson Valley","NYS Electric and Gas","Putnam","Mid-Hudson","Lower Hudson","Mid-Hudson","Mid-Hudson",null,"Zone G - Hudson Valley","Lower Hudson","Hudson Valley",{"$f":"VLOOKUP(L1422,'Lookups (2)'!$CJ$4:$CS$2189,6,)","v":0.1163}]
[null,null,null,null,null,null,null,null,null,null,"10512Putnam",10512,10512,"Zone G - Hudson Valley","NYS Electric and Gas","Putnam","Mid-Hudson","Lower Hudson","Mid-Hudson","Mid-Hudson",null,"Zone G - Hudson Valley","Lower Hudson","Hudson Valley",{"$f":"VLOOKUP(L1423,'Lookups (2)'!$CJ$4:$CS$2189,6,)","v":0.1163}]
[null,null,null,null,null,null,null,null,null,null,"10541Putnam",10541,10541,"Zone G - Hudson Valley","NYS Electric and Gas","Putnam","Mid-Hudson","Lower Hudson","Mid-Hudson","Mid-Hudson",null,"Zone G - Hudson Valley","Lower Hudson","Hudson Valley",{"$f":"VLOOKUP(L1424,'Lookups (2)'!$CJ$4:$CS$2189,6,)","v":0.1163}]
[null,null,null,null,null,null,null,null,null,null,"10542Putnam",10542,10542,"Zone G - Hudson Valley","NYS Electric and Gas","Putnam","Mid-Hudson","Lower Hudson","Mid-Hudson","Mid-Hudson",null,"Zone G - Hudson Valley","Lower Hudson","Hudson Valley",{"$f":"VLOOKUP(L1425,'Lookups (2)'!$CJ$4:$CS$2189,6,)","v":0.1163}]
[null,null,null,null,null,null,null,null,null,null,"10579Putnam",10579,10579,"Zone G - Hudson Valley","NYS Electric and Gas","Putnam","Mid-Hudson","Lower Hudson","Mid-Hudson","Mid-Hudson",null,"Zone G - Hudson Valley","Lower Hudson","Hudson Valley",{"$f":"VLOOKUP(L1426,'Lookups (2)'!$CJ$4:$CS$2189,6,)","v":0.1163}]
[null,null,null,null,null,null,null,null,null,null,"12563Putnam",12563,12563,"Zone G - Hudson Valley","NYS Electric and Gas","Putnam","Mid-Hudson","Lower Hudson","Mid-Hudson","Mid-Hudson",null,"Zone G - Hudson Valley","Lower Hudson","Hudson Valley",{"$f":"VLOOKUP(L1427,'Lookups (2)'!$CJ$4:$CS$2189,6,)","v":0.1163}]
[null,null,null,null,null,null,null,null,null,null,"10537Putnam",10537,10537,"Zone H - Millwood","NYS Electric and Gas","Putnam","Mid-Hudson","Lower Hudson","Mid-Hudson","Mid-Hudson",null,"Zone H - Millwood","Lower Hudson","Hudson Valley",{"$f":"VLOOKUP(L1428,'Lookups (2)'!$CJ$4:$CS$2189,6,)","v":0.1163}]
[null,null,null,null,null,null,null,null,null,null,"11004Queens",11004,11004,"Zone J - New York City","Consolidated Edison","Queens","New York City","NYC",{"$error":"#N/A"},{"$error":"#N/A"},"ConEd NYC","Zone J - New York City","NYC",null,{"$f":"VLOOKUP(L1429,'Lookups (2)'!$CJ$4:$CS$2189,6,)","v":0.22109999999999999}]
[null,null,null,null,null,null,null,null,null,null,"11101Queens",11101,11101,"Zone J - New York City","Consolidated Edison","Queens","New York City","NYC",{"$error":"#N/A"},{"$error":"#N/A"},"ConEd NYC","Zone J - New York City","NYC",null,{"$f":"VLOOKUP(L1430,'Lookups (2)'!$CJ$4:$CS$2189,6,)","v":0.22109999999999999}]
[null,null,null,null,null,null,null,null,null,null,"11102Queens",11102,11102,"Zone J - New York City","Consolidated Edison","Queens","New York City","NYC",{"$error":"#N/A"},{"$error":"#N/A"},"ConEd NYC","Zone J - New York City","NYC",null,{"$f":"VLOOKUP(L1431,'Lookups (2)'!$CJ$4:$CS$2189,6,)","v":0.22109999999999999}]
[null,null,null,null,null,null,null,null,null,null,"11103Queens",11103,11103,"Zone J - New York City","Consolidated Edison","Queens","New York City","NYC",{"$error":"#N/A"},{"$error":"#N/A"},"ConEd NYC","Zone J - New York City","NYC",null,{"$f":"VLOOKUP(L1432,'Lookups (2)'!$CJ$4:$CS$2189,6,)","v":0.22109999999999999}]
[null,null,null,null,null,null,null,null,null,null,"11104Queens",11104,11104,"Zone J - New York City","Consolidated Edison","Queens","New York City","NYC",{"$error":"#N/A"},{"$error":"#N/A"},"ConEd NYC","Zone J - New York City","NYC",null,{"$f":"VLOOKUP(L1433,'Lookups (2)'!$CJ$4:$CS$2189,6,)","v":0.22109999999999999}]
[null,null,null,null,null,null,null,null,null,null,"11105Queens",11105,11105,"Zone J - New York City","Consolidated Edison","Queens","New York City","NYC",{"$error":"#N/A"},{"$error":"#N/A"},"ConEd NYC","Zone J - New York City","NYC",null,{"$f":"VLOOKUP(L1434,'Lookups (2)'!$CJ$4:$CS$2189,6,)","v":0.22109999999999999}]
[null,null,null,null,null,null,null,null,null,null,"11106Queens",11106,11106,"Zone J - New York City","Consolidated Edison","Queens","New York City","NYC",{"$error":"#N/A"},{"$error":"#N/A"},"ConEd NYC","Zone J - New York City","NYC",null,{"$f":"VLOOKUP(L1435,'Lookups (2)'!$CJ$4:$CS$2189,6,)","v":0.22109999999999999}]
[null,null,null,null,null,null,null,null,null,null,"11109Queens",11109,11109,"Zone J - New York City","Consolidated Edison","Queens","New York City","NYC",{"$error":"#N/A"},{"$error":"#N/A"},"ConEd NYC","Zone J - New York City","NYC",null,{"$f":"VLOOKUP(L1436,'Lookups (2)'!$CJ$4:$CS$2189,6,)","v":0.22109999999999999}]
[null,null,null,null,null,null,null,null,null,null,"11120Queens",11120,11120,"Zone J - New York City","Consolidated Edison","Queens","New York City","NYC",{"$error":"#N/A"},{"$error":"#N/A"},"ConEd NYC","Zone J - New York City","NYC",null,{"$f":"VLOOKUP(L1437,'Lookups (2)'!$CJ$4:$CS$2189,6,)","v":0.22109999999999999}]
[null,null,null,null,null,null,null,null,null,null,"11351Queens",11351,11351,"Zone J - New York City","Consolidated Edison","Queens","New York City","NYC",{"$error":"#N/A"},{"$error":"#N/A"},"ConEd NYC","Zone J - New York City","NYC",null,{"$f":"VLOOKUP(L1438,'Lookups (2)'!$CJ$4:$CS$2189,6,)","v":0.22109999999999999}]
[null,null,null,null,null,null,null,null,null,null,"11352Queens",11352,11352,"Zone J - New York City","Consolidated Edison","Queens","New York City","NYC",{"$error":"#N/A"},{"$error":"#N/A"},"ConEd NYC","Zone J - New York City","NYC",null,{"$f":"VLOOKUP(L1439,'Lookups (2)'!$CJ$4:$CS$2189,6,)","v":0.22109999999999999}]
[null,null,null,null,null,null,null,null,null,null,"11354Queens",11354,11354,"Zone J - New York City","Consolidated Edison","Queens","New York City","NYC",{"$error":"#N/A"},{"$error":"#N/A"},"ConEd NYC","Zone J - New York City","NYC",null,{"$f":"VLOOKUP(L1440,'Lookups (2)'!$CJ$4:$CS$2189,6,)","v":0.22109999999999999}]
[null,null,null,null,null,null,null,null,null,null,"11355Queens",11355,11355,"Zone J - New York City","Consolidated Edison","Queens","New York City","NYC",{"$error":"#N/A"},{"$error":"#N/A"},"ConEd NYC","Zone J - New York City","NYC",null,{"$f":"VLOOKUP(L1441,'Lookups (2)'!$CJ$4:$CS$2189,6,)","v":0.22109999999999999}]
[null,null,null,null,null,null,null,null,null,null,"11356Queens",11356,11356,"Zone J - New York City","Consolidated Edison","Queens","New York City","NYC",{"$error":"#N/A"},{"$error":"#N/A"},"ConEd NYC","Zone J - New York City","NYC",null,{"$f":"VLOOKUP(L1442,'Lookups (2)'!$CJ$4:$CS$2189,6,)","v":0.22109999999999999}]
[null,null,null,null,null,null,null,null,null,null,"11357Queens",11357,11357,"Zone J - New York City","Consolidated Edison","Queens","New York City","NYC",{"$error":"#N/A"},{"$error":"#N/A"},"ConEd NYC","Zone J - New York City","NYC",null,{"$f":"VLOOKUP(L1443,'Lookups (2)'!$CJ$4:$CS$2189,6,)","v":0.22109999999999999}]
[null,null,null,null,null,null,null,null,null,null,"11358Queens",11358,11358,"Zone J - New York City","Consolidated Edison","Queens","New York City","NYC",{"$error":"#N/A"},{"$error":"#N/A"},"ConEd NYC","Zone J - New York City","NYC",null,{"$f":"VLOOKUP(L1444,'Lookups (2)'!$CJ$4:$CS$2189,6,)","v":0.22109999999999999}]
[null,null,null,null,null,null,null,null,null,null,"11359Queens",11359,11359,"Zone J - New York City","Consolidated Edison","Queens","New York City","NYC",{"$error":"#N/A"},{"$error":"#N/A"},"ConEd NYC","Zone J - New York City","NYC",null,{"$f":"VLOOKUP(L1445,'Lookups (2)'!$CJ$4:$CS$2189,6,)","v":0.22109999999999999}]
[null,null,null,null,null,null,null,null,null,null,"11360Queens",11360,11360,"Zone J - New York City","Consolidated Edison","Queens","New York City","NYC",{"$error":"#N/A"},{"$error":"#N/A"},"ConEd NYC","Zone J - New York City","NYC",null,{"$f":"VLOOKUP(L1446,'Lookups (2)'!$CJ$4:$CS$2189,6,)","v":0.22109999999999999}]
[null,null,null,null,null,null,null,null,null,null,"11361Queens",11361,11361,"Zone J - New York City","Consolidated Edison","Queens","New York City","NYC",{"$error":"#N/A"},{"$error":"#N/A"},"ConEd NYC","Zone J - New York City","NYC",null,{"$f":"VLOOKUP(L1447,'Lookups (2)'!$CJ$4:$CS$2189,6,)","v":0.22109999999999999}]
[null,null,null,null,null,null,null,null,null,null,"11362Queens",11362,11362,"Zone J - New York City","Consolidated Edison","Queens","New York City","NYC",{"$error":"#N/A"},{"$error":"#N/A"},"ConEd NYC","Zone J - New York City","NYC",null,{"$f":"VLOOKUP(L1448,'Lookups (2)'!$CJ$4:$CS$2189,6,)","v":0.22109999999999999}]
[null,null,null,null,null,null,null,null,null,null,"11363Queens",11363,11363,"Zone J - New York City","Consolidated Edison","Queens","New York City","NYC",{"$error":"#N/A"},{"$error":"#N/A"},"ConEd NYC","Zone J - New York City","NYC",null,{"$f":"VLOOKUP(L1449,'Lookups (2)'!$CJ$4:$CS$2189,6,)","v":0.22109999999999999}]
[null,null,null,null,null,null,null,null,null,null,"11364Queens",11364,11364,"Zone J - New York City","Consolidated Edison","Queens","New York City","NYC",{"$error":"#N/A"},{"$error":"#N/A"},"ConEd NYC","Zone J - New York City","NYC",null,{"$f":"VLOOKUP(L1450,'Lookups (2)'!$CJ$4:$CS$2189,6,)","v":0.22109999999999999}]
[null,null,null,null,null,null,null,null,null,null,"11365Queens",11365,11365,"Zone J - New York City","Consolidated Edison","Queens","New York City","NYC",{"$error":"#N/A"},{"$error":"#N/A"},"ConEd NYC","Zone J - New York City","NYC",null,{"$f":"VLOOKUP(L1451,'Lookups (2)'!$CJ$4:$CS$2189,6,)","v":0.22109999999999999}]
[null,null,null,null,null,null,null,null,null,null,"11366Queens",11366,11366,"Zone J - New York City","Consolidated Edison","Queens","New York City","NYC",{"$error":"#N/A"},{"$error":"#N/A"},"ConEd NYC","Zone J - New York City","NYC",null,{"$f":"VLOOKUP(L1452,'Lookups (2)'!$CJ$4:$CS$2189,6,)","v":0.22109999999999999}]
[null,null,null,null,null,null,null,null,null,null,"11367Queens",11367,11367,"Zone J - New York City","Consolidated Edison","Queens","New York City","NYC",{"$error":"#N/A"},{"$error":"#N/A"},"ConEd NYC","Zone J - New York City","NYC",null,{"$f":"VLOOKUP(L1453,'Lookups (2)'!$CJ$4:$CS$2189,6,)","v":0.22109999999999999}]
[null,null,null,null,null,null,null,null,null,null,"11368Queens",11368,11368,"Zone J - New York City","Consolidated Edison","Queens","New York City","NYC",{"$error":"#N/A"},{"$error":"#N/A"},"ConEd NYC","Zone J - New York City","NYC",null,{"$f":"VLOOKUP(L1454,'Lookups (2)'!$CJ$4:$CS$2189,6,)","v":0.22109999999999999}]
[null,null,null,null,null,null,null,null,null,null,"11369Queens",11369,11369,"Zone J - New York City","Consolidated Edison","Queens","New York City","NYC",{"$error":"#N/A"},{"$error":"#N/A"},"ConEd NYC","Zone J - New York City","NYC",null,{"$f":"VLOOKUP(L1455,'Lookups (2)'!$CJ$4:$CS$2189,6,)","v":0.22109999999999999}]
[null,null,null,null,null,null,null,null,null,null,"11370Queens",11370,11370,"Zone J - New York City","Consolidated Edison","Queens","New York City","NYC",{"$error":"#N/A"},{"$error":"#N/A"},"ConEd NYC","Zone J - New York City","NYC",null,{"$f":"VLOOKUP(L1456,'Lookups (2)'!$CJ$4:$CS$2189,6,)","v":0.22109999999999999}]
[null,null,null,null,null,null,null,null,null,null,"11371Queens",11371,11371,"Zone J - New York City","Consolidated Edison","Queens","New York City","NYC",{"$error":"#N/A"},{"$error":"#N/A"},"ConEd NYC","Zone J - New York City","NYC",null,{"$f":"VLOOKUP(L1457,'Lookups (2)'!$CJ$4:$CS$2189,6,)","v":0.22109999999999999}]
[null,null,null,null,null,null,null,null,null,null,"11372Queens",11372,11372,"Zone J - New York City","Consolidated Edison","Queens","New York City","NYC",{"$error":"#N/A"},{"$error":"#N/A"},"ConEd NYC","Zone J - New York City","NYC",null,{"$f":"VLOOKUP(L1458,'Lookups (2)'!$CJ$4:$CS$2189,6,)","v":0.22109999999999999}]
[null,null,null,null,null,null,null,null,null,null,"11373Queens",11373,11373,"Zone J - New York City","Consolidated Edison","Queens","New York City","NYC",{"$error":"#N/A"},{"$error":"#N/A"},"ConEd NYC","Zone J - New York City","NYC",null,{"$f":"VLOOKUP(L1459,'Lookups (2)'!$CJ$4:$CS$2189,6,)","v":0.22109999999999999}]
[null,null,null,null,null,null,null,null,null,null,"11374Queens",11374,11374,"Zone J - New York City","Consolidated Edison","Queens","New York City","NYC",{"$error":"#N/A"},{"$error":"#N/A"},"ConEd NYC","Zone J - New York City","NYC",null,{"$f":"VLOOKUP(L1460,'Lookups (2)'!$CJ$4:$CS$2189,6,)","v":0.22109999999999999}]
[null,null,null,null,null,null,null,null,null,null,"11375Queens",11375,11375,"Zone J - New York City","Consolidated Edison","Queens","New York City","NYC",{"$error":"#N/A"},{"$error":"#N/A"},"ConEd NYC","Zone J - New York City","NYC",null,{"$f":"VLOOKUP(L1461,'Lookups (2)'!$CJ$4:$CS$2189,6,)","v":0.22109999999999999}]
[null,null,null,null,null,null,null,null,null,null,"11377Queens",11377,11377,"Zone J - New York City","Consolidated Edison","Queens","New York City","NYC",{"$error":"#N/A"},{"$error":"#N/A"},"ConEd NYC","Zone J - New York City","NYC",null,{"$f":"VLOOKUP(L1462,'Lookups (2)'!$CJ$4:$CS$2189,6,)","v":0.22109999999999999}]
[null,null,null,null,null,null,null,null,null,null,"11378Queens",11378,11378,"Zone J - New York City","Consolidated Edison","Queens","New York City","NYC",{"$error":"#N/A"},{"$error":"#N/A"},"ConEd NYC","Zone J - New York City","NYC",null,{"$f":"VLOOKUP(L1463,'Lookups (2)'!$CJ$4:$CS$2189,6,)","v":0.22109999999999999}]
[null,null,null,null,null,null,null,null,null,null,"11379Queens",11379,11379,"Zone J - New York City","Consolidated Edison","Queens","New York City","NYC",{"$error":"#N/A"},{"$error":"#N/A"},"ConEd NYC","Zone J - New York City","NYC",null,{"$f":"VLOOKUP(L1464,'Lookups (2)'!$CJ$4:$CS$2189,6,)","v":0.22109999999999999}]
[null,null,null,null,null,null,null,null,null,null,"11380Queens",11380,11380,"Zone J - New York City","Consolidated Edison","Queens","New York City","NYC",{"$error":"#N/A"},{"$error":"#N/A"},"ConEd NYC","Zone J - New York City","NYC",null,{"$f":"VLOOKUP(L1465,'Lookups (2)'!$CJ$4:$CS$2189,6,)","v":0.22109999999999999}]
[null,null,null,null,null,null,null,null,null,null,"11381Queens",11381,11381,"Zone J - New York City","Consolidated Edison","Queens","New York City","NYC",{"$error":"#N/A"},{"$error":"#N/A"},"ConEd NYC","Zone J - New York City","NYC",null,{"$f":"VLOOKUP(L1466,'Lookups (2)'!$CJ$4:$CS$2189,6,)","v":0.22109999999999999}]
[null,null,null,null,null,null,null,null,null,null,"11385Queens",11385,11385,"Zone J - New York City","Consolidated Edison","Queens","New York City","NYC",{"$error":"#N/A"},{"$error":"#N/A"},"ConEd NYC","Zone J - New York City","NYC",null,{"$f":"VLOOKUP(L1467,'Lookups (2)'!$CJ$4:$CS$2189,6,)","v":0.22109999999999999}]
[null,null,null,null,null,null,null,null,null,null,"11386Queens",11386,11386,"Zone J - New York City","Consolidated Edison","Queens","New York City","NYC",{"$error":"#N/A"},{"$error":"#N/A"},"ConEd NYC","Zone J - New York City","NYC",null,{"$f":"VLOOKUP(L1468,'Lookups (2)'!$CJ$4:$CS$2189,6,)","v":0.22109999999999999}]
[null,null,null,null,null,null,null,null,null,null,"11405Queens",11405,11405,"Zone J - New York City","Consolidated Edison","Queens","New York City","NYC",{"$error":"#N/A"},{"$error":"#N/A"},"ConEd NYC","Zone J - New York City","NYC",null,{"$f":"VLOOKUP(L1469,'Lookups (2)'!$CJ$4:$CS$2189,6,)","v":0.22109999999999999}]
[null,null,null,null,null,null,null,null,null,null,"11411Queens",11411,11411,"Zone J - New York City","Consolidated Edison","Queens","New York City","NYC",{"$error":"#N/A"},{"$error":"#N/A"},"ConEd NYC","Zone J - New York City","NYC",null,{"$f":"VLOOKUP(L1470,'Lookups (2)'!$CJ$4:$CS$2189,6,)","v":0.22109999999999999}]
[null,null,null,null,null,null,null,null,null,null,"11412Queens",11412,11412,"Zone J - New York City","Consolidated Edison","Queens","New York City","NYC",{"$error":"#N/A"},{"$error":"#N/A"},"ConEd NYC","Zone J - New York City","NYC",null,{"$f":"VLOOKUP(L1471,'Lookups (2)'!$CJ$4:$CS$2189,6,)","v":0.22109999999999999}]
[null,null,null,null,null,null,null,null,null,null,"11413Queens",11413,11413,"Zone J - New York City","Consolidated Edison","Queens","New York City","NYC",{"$error":"#N/A"},{"$error":"#N/A"},"ConEd NYC","Zone J - New York City","NYC",null,{"$f":"VLOOKUP(L1472,'Lookups (2)'!$CJ$4:$CS$2189,6,)","v":0.22109999999999999}]
[null,null,null,null,null,null,null,null,null,null,"11414Queens",11414,11414,"Zone J - New York City","Consolidated Edison","Queens","New York City","NYC",{"$error":"#N/A"},{"$error":"#N/A"},"ConEd NYC","Zone J - New York City","NYC",null,{"$f":"VLOOKUP(L1473,'Lookups (2)'!$CJ$4:$CS$2189,6,)","v":0.22109999999999999}]
[null,null,null,null,null,null,null,null,null,null,"11415Queens",11415,11415,"Zone J - New York City","Consolidated Edison","Queens","New York City","NYC",{"$error":"#N/A"},{"$error":"#N/A"},"ConEd NYC","Zone J - New York City","NYC",null,{"$f":"VLOOKUP(L1474,'Lookups (2)'!$CJ$4:$CS$2189,6,)","v":0.22109999999999999}]
[null,null,null,null,null,null,null,null,null,null,"11416Queens",11416,11416,"Zone J - New York City","Consolidated Edison","Queens","New York City","NYC",{"$error":"#N/A"},{"$error":"#N/A"},"ConEd NYC","Zone J - New York City","NYC",null,{"$f":"VLOOKUP(L1475,'Lookups (2)'!$CJ$4:$CS$2189,6,)","v":0.22109999999999999}]
[null,null,null,null,null,null,null,null,null,null,"11417Queens",11417,11417,"Zone J - New York City","Consolidated Edison","Queens","New York City","NYC",{"$error":"#N/A"},{"$error":"#N/A"},"ConEd NYC","Zone J - New York City","NYC",null,{"$f":"VLOOKUP(L1476,'Lookups (2)'!$CJ$4:$CS$2189,6,)","v":0.22109999999999999}]
[null,null,null,null,null,null,null,null,null,null,{"$f":"CONCATENATE(M1477,P1477)","v":"11418Queens"},11418,11418,"Zone J - New York City","Consolidated Edison","Queens","New York City","NYC",{"$error":"#N/A"},{"$error":"#N/A"},"ConEd NYC","Zone J - New York City",{"$f":"R1477","v":"NYC"},null,{"$f":"VLOOKUP(L1477,'Lookups (2)'!$CJ$4:$CS$2189,6,)","v":0.22109999999999999}]
[null,null,null,null,null,null,null,null,null,null,"11419Queens",11419,11419,"Zone J - New York City","Consolidated Edison","Queens","New York City","NYC",{"$error":"#N/A"},{"$error":"#N/A"},"ConEd NYC","Zone J - New York City","NYC",null,{"$f":"VLOOKUP(L1478,'Lookups (2)'!$CJ$4:$CS$2189,6,)","v":0.22109999999999999}]
[null,null,null,null,null,null,null,null,null,null,"11420Queens",11420,11420,"Zone J - New York City","Consolidated Edison","Queens","New York City","NYC",{"$error":"#N/A"},{"$error":"#N/A"},"ConEd NYC","Zone J - New York City","NYC",null,{"$f":"VLOOKUP(L1479,'Lookups (2)'!$CJ$4:$CS$2189,6,)","v":0.22109999999999999}]
[null,null,null,null,null,null,null,null,null,null,"11421Queens",11421,11421,"Zone J - New York City","Consolidated Edison","Queens","New York City","NYC",{"$error":"#N/A"},{"$error":"#N/A"},"ConEd NYC","Zone J - New York City","NYC",null,{"$f":"VLOOKUP(L1480,'Lookups (2)'!$CJ$4:$CS$2189,6,)","v":0.22109999999999999}]
[null,null,null,null,null,null,null,null,null,null,"11422Queens",11422,11422,"Zone J - New York City","Consolidated Edison","Queens","New York City","NYC",{"$error":"#N/A"},{"$error":"#N/A"},"ConEd NYC","Zone J - New York City","NYC",null,{"$f":"VLOOKUP(L1481,'Lookups (2)'!$CJ$4:$CS$2189,6,)","v":0.22109999999999999}]
[null,null,null,null,null,null,null,null,null,null,"11423Queens",11423,11423,"Zone J - New York City","Consolidated Edison","Queens","New York City","NYC",{"$error":"#N/A"},{"$error":"#N/A"},"ConEd NYC","Zone J - New York City","NYC",null,{"$f":"VLOOKUP(L1482,'Lookups (2)'!$CJ$4:$CS$2189,6,)","v":0.22109999999999999}]
[null,null,null,null,null,null,null,null,null,null,"11424Queens",11424,11424,"Zone J - New York City","Consolidated Edison","Queens","New York City","NYC",{"$error":"#N/A"},{"$error":"#N/A"},"ConEd NYC","Zone J - New York City","NYC",null,{"$f":"VLOOKUP(L1483,'Lookups (2)'!$CJ$4:$CS$2189,6,)","v":0.22109999999999999}]
[null,null,null,null,null,null,null,null,null,null,"11425Queens",11425,11425,"Zone J - New York City","Consolidated Edison","Queens","New York City","NYC",{"$error":"#N/A"},{"$error":"#N/A"},"ConEd NYC","Zone J - New York City","NYC",null,{"$f":"VLOOKUP(L1484,'Lookups (2)'!$CJ$4:$CS$2189,6,)","v":0.22109999999999999}]
[null,null,null,null,null,null,null,null,null,null,"11427Queens",11427,11427,"Zone J - New York City","Consolidated Edison","Queens","New York City","NYC",{"$error":"#N/A"},{"$error":"#N/A"},"ConEd NYC","Zone J - New York City","NYC",null,{"$f":"VLOOKUP(L1485,'Lookups (2)'!$CJ$4:$CS$2189,6,)","v":0.22109999999999999}]
[null,null,null,null,null,null,null,null,null,null,"11428Queens",11428,11428,"Zone J - New York City","Consolidated Edison","Queens","New York City","NYC",{"$error":"#N/A"},{"$error":"#N/A"},"ConEd NYC","Zone J - New York City","NYC",null,{"$f":"VLOOKUP(L1486,'Lookups (2)'!$CJ$4:$CS$2189,6,)","v":0.22109999999999999}]
[null,null,null,null,null,null,null,null,null,null,"11429Queens",11429,11429,"Zone J - New York City","Consolidated Edison","Queens","New York City","NYC",{"$error":"#N/A"},{"$error":"#N/A"},"ConEd NYC","Zone J - New York City","NYC",null,{"$f":"VLOOKUP(L1487,'Lookups (2)'!$CJ$4:$CS$2189,6,)","v":0.22109999999999999}]
[null,null,null,null,null,null,null,null,null,null,"11430Queens",11430,11430,"Zone J - New York City","Consolidated Edison","Queens","New York City","NYC",{"$error":"#N/A"},{"$error":"#N/A"},"ConEd NYC","Zone J - New York City","NYC",null,{"$f":"VLOOKUP(L1488,'Lookups (2)'!$CJ$4:$CS$2189,6,)","v":0.22109999999999999}]
[null,null,null,null,null,null,null,null,null,null,"11431Queens",11431,11431,"Zone J - New York City","Consolidated Edison","Queens","New York City","NYC",{"$error":"#N/A"},{"$error":"#N/A"},"ConEd NYC","Zone J - New York City","NYC",null,{"$f":"VLOOKUP(L1489,'Lookups (2)'!$CJ$4:$CS$2189,6,)","v":0.22109999999999999}]
[null,null,null,null,null,null,null,null,null,null,"11432Queens",11432,11432,"Zone J - New York City","Consolidated Edison","Queens","New York City","NYC",{"$error":"#N/A"},{"$error":"#N/A"},"ConEd NYC","Zone J - New York City","NYC",null,{"$f":"VLOOKUP(L1490,'Lookups (2)'!$CJ$4:$CS$2189,6,)","v":0.22109999999999999}]
[null,null,null,null,null,null,null,null,null,null,"11433Queens",11433,11433,"Zone J - New York City","Consolidated Edison","Queens","New York City","NYC",{"$error":"#N/A"},{"$error":"#N/A"},"ConEd NYC","Zone J - New York City","NYC",null,{"$f":"VLOOKUP(L1491,'Lookups (2)'!$CJ$4:$CS$2189,6,)","v":0.22109999999999999}]
[null,null,null,null,null,null,null,null,null,null,"11434Queens",11434,11434,"Zone J - New York City","Consolidated Edison","Queens","New York City","NYC",{"$error":"#N/A"},{"$error":"#N/A"},"ConEd NYC","Zone J - New York City","NYC",null,{"$f":"VLOOKUP(L1492,'Lookups (2)'!$CJ$4:$CS$2189,6,)","v":0.22109999999999999}]
[null,null,null,null,null,null,null,null,null,null,"11435Queens",11435,11435,"Zone J - New York City","Consolidated Edison","Queens","New York City","NYC",{"$error":"#N/A"},{"$error":"#N/A"},"ConEd NYC","Zone J - New York City","NYC",null,{"$f":"VLOOKUP(L1493,'Lookups (2)'!$CJ$4:$CS$2189,6,)","v":0.22109999999999999}]
[null,null,null,null,null,null,null,null,null,null,"11436Queens",11436,11436,"Zone J - New York City","Consolidated Edison","Queens","New York City","NYC",{"$error":"#N/A"},{"$error":"#N/A"},"ConEd NYC","Zone J - New York City","NYC",null,{"$f":"VLOOKUP(L1494,'Lookups (2)'!$CJ$4:$CS$2189,6,)","v":0.22109999999999999}]
[null,null,null,null,null,null,null,null,null,null,"11439Queens",11439,11439,"Zone J - New York City","Consolidated Edison","Queens","New York City","NYC",{"$error":"#N/A"},{"$error":"#N/A"},"ConEd NYC","Zone J - New York City","NYC",null,{"$f":"VLOOKUP(L1495,'Lookups (2)'!$CJ$4:$CS$2189,6,)","v":0.22109999999999999}]
[null,null,null,null,null,null,null,null,null,null,"11451Queens",11451,11451,"Zone J - New York City","Consolidated Edison","Queens","New York City","NYC",{"$error":"#N/A"},{"$error":"#N/A"},"ConEd NYC","Zone J - New York City","NYC",null,{"$f":"VLOOKUP(L1496,'Lookups (2)'!$CJ$4:$CS$2189,6,)","v":0.22109999999999999}]
[null,null,null,null,null,null,null,null,null,null,"11499Queens",11499,11499,"Zone J - New York City","Consolidated Edison","Queens","New York City","NYC",{"$error":"#N/A"},{"$error":"#N/A"},"ConEd NYC","Zone J - New York City","NYC",null,{"$f":"VLOOKUP(L1497,'Lookups (2)'!$CJ$4:$CS$2189,6,)","v":0.22109999999999999}]
[null,null,null,null,null,null,null,null,null,null,"11695Queens",11695,11695,"Zone J - New York City","Consolidated Edison","Queens","New York City","NYC",{"$error":"#N/A"},{"$error":"#N/A"},"ConEd NYC","Zone J - New York City","NYC",null,{"$f":"VLOOKUP(L1498,'Lookups (2)'!$CJ$4:$CS$2189,6,)","v":0.22109999999999999}]
[null,null,null,null,null,null,null,null,null,null,"11690Queens",11690,11690,"Zone J - New York City","Long Island Power Authority","Queens","New York City","NYC",{"$error":"#N/A"},{"$error":"#N/A"},"ConEd NYC","Zone J - New York City","NYC",null,{"$f":"VLOOKUP(L1499,'Lookups (2)'!$CJ$4:$CS$2189,6,)","v":0}]
[null,null,null,null,null,null,null,null,null,null,"11691Queens",11691,11691,"Zone J - New York City","Long Island Power Authority","Queens","New York City","NYC",{"$error":"#N/A"},{"$error":"#N/A"},"ConEd NYC","Zone J - New York City","NYC",null,{"$f":"VLOOKUP(L1500,'Lookups (2)'!$CJ$4:$CS$2189,6,)","v":0}]
[null,null,null,null,null,null,null,null,null,null,"11692Queens",11692,11692,"Zone J - New York City","Long Island Power Authority","Queens","New York City","NYC",{"$error":"#N/A"},{"$error":"#N/A"},"ConEd NYC","Zone J - New York City","NYC",null,{"$f":"VLOOKUP(L1501,'Lookups (2)'!$CJ$4:$CS$2189,6,)","v":0}]
[null,null,null,null,null,null,null,null,null,null,"11693Queens",11693,11693,"Zone J - New York City","Long Island Power Authority","Queens","New York City","NYC",{"$error":"#N/A"},{"$error":"#N/A"},"ConEd NYC","Zone J - New York City","NYC",null,{"$f":"VLOOKUP(L1502,'Lookups (2)'!$CJ$4:$CS$2189,6,)","v":0}]
[null,null,null,null,null,null,null,null,null,null,"11694Queens",11694,11694,"Zone J - New York City","Long Island Power Authority","Queens","New York City","NYC",{"$error":"#N/A"},{"$error":"#N/A"},"ConEd NYC","Zone J - New York City","NYC",null,{"$f":"VLOOKUP(L1503,'Lookups (2)'!$CJ$4:$CS$2189,6,)","v":0}]
[null,null,null,null,null,null,null,null,null,null,"11697Queens",11697,11697,"Zone J - New York City","Long Island Power Authority","Queens","New York City","NYC",{"$error":"#N/A"},{"$error":"#N/A"},"ConEd NYC","Zone J - New York City","NYC",null,{"$f":"VLOOKUP(L1504,'Lookups (2)'!$CJ$4:$CS$2189,6,)","v":0}]
[null,null,null,null,null,null,null,null,null,null,"11005Queens",11005,11005,"Zone K - Long Island","Consolidated Edison","Queens","New York City","NYC",{"$error":"#N/A"},{"$error":"#N/A"},"ConEd NYC","Zone K - Long Island","NYC",null,{"$f":"VLOOKUP(L1505,'Lookups (2)'!$CJ$4:$CS$2189,6,)","v":0.22109999999999999}]
[null,null,null,null,null,null,null,null,null,null,"11426Queens",11426,11426,"Zone J - New York City","Consolidated Edison","Queens","New York City","NYC",{"$error":"#N/A"},{"$error":"#N/A"},"ConEd NYC","Zone J - New York City","NYC",null,{"$f":"VLOOKUP(L1506,'Lookups (2)'!$CJ$4:$CS$2189,6,)","v":0.22109999999999999}]
[null,null,null,null,null,null,null,null,null,null,"12028Rensselaer",12028,12028,"Zone F - Capital","National Grid","Rensselaer","Capital Region","Capital District","Capital District","Capital District",null,"Zone F - Capital","Capital District","Capital District",{"$f":"VLOOKUP(L1507,'Lookups (2)'!$CJ$4:$CS$2189,6,)","v":0.1167}]
[null,null,null,null,null,null,null,null,null,null,"12033Rensselaer",12033,12033,"Zone F - Capital","National Grid","Rensselaer","Capital Region","Capital District","Capital District","Capital District",null,"Zone F - Capital","Capital District","Capital District",{"$f":"VLOOKUP(L1508,'Lookups (2)'!$CJ$4:$CS$2189,6,)","v":0.1167}]
[null,null,null,null,null,null,null,null,null,null,"12052Rensselaer",12052,12052,"Zone F - Capital","National Grid","Rensselaer","Capital Region","Capital District","Capital District","Capital District",null,"Zone F - Capital","Capital District","Capital District",{"$f":"VLOOKUP(L1509,'Lookups (2)'!$CJ$4:$CS$2189,6,)","v":0.1167}]
[null,null,null,null,null,null,null,null,null,null,"12061Rensselaer",12061,12061,"Zone F - Capital","National Grid","Rensselaer","Capital Region","Capital District","Capital District","Capital District",null,"Zone F - Capital","Capital District","Capital District",{"$f":"VLOOKUP(L1510,'Lookups (2)'!$CJ$4:$CS$2189,6,)","v":0.1167}]
[null,null,null,null,null,null,null,null,null,null,"12062Rensselaer",12062,12062,"Zone F - Capital","National Grid","Rensselaer","Capital Region","Capital District","Capital District","Capital District",null,"Zone F - Capital","Capital District","Capital District",{"$f":"VLOOKUP(L1511,'Lookups (2)'!$CJ$4:$CS$2189,6,)","v":0.1167}]
[null,null,null,null,null,null,null,null,null,null,"12063Rensselaer",12063,12063,"Zone F - Capital","National Grid","Rensselaer","Capital Region","Capital District","Capital District","Capital District",null,"Zone F - Capital","Capital District","Capital District",{"$f":"VLOOKUP(L1512,'Lookups (2)'!$CJ$4:$CS$2189,6,)","v":0.1167}]
[null,null,null,null,null,null,null,null,null,null,"12082Rensselaer",12082,12082,"Zone F - Capital","National Grid","Rensselaer","Capital Region","Capital District","Capital District","Capital District",null,"Zone F - Capital","Capital District","Capital District",{"$f":"VLOOKUP(L1513,'Lookups (2)'!$CJ$4:$CS$2189,6,)","v":0.1167}]
[null,null,null,null,null,null,null,null,null,null,"12089Rensselaer",12089,12089,"Zone F - Capital","National Grid","Rensselaer","Capital Region","Capital District","Capital District","Capital District",null,"Zone F - Capital","Capital District","Capital District",{"$f":"VLOOKUP(L1514,'Lookups (2)'!$CJ$4:$CS$2189,6,)","v":0.1167}]
[null,null,null,null,null,null,null,null,null,null,"12090Rensselaer",12090,12090,"Zone F - Capital","National Grid","Rensselaer","Capital Region","Capital District","Capital District","Capital District",null,"Zone F - Capital","Capital District","Capital District",{"$f":"VLOOKUP(L1515,'Lookups (2)'!$CJ$4:$CS$2189,6,)","v":0.1167}]
[null,null,null,null,null,null,null,null,null,null,"12094Rensselaer",12094,12094,"Zone F - Capital","National Grid","Rensselaer","Capital Region","Capital District","Capital District","Capital District",null,"Zone F - Capital","Capital District","Capital District",{"$f":"VLOOKUP(L1516,'Lookups (2)'!$CJ$4:$CS$2189,6,)","v":0.1167}]
[null,null,null,null,null,null,null,null,null,null,"12121Rensselaer",12121,12121,"Zone F - Capital","National Grid","Rensselaer","Capital Region","Capital District","Capital District","Capital District",null,"Zone F - Capital","Capital District","Capital District",{"$f":"VLOOKUP(L1517,'Lookups (2)'!$CJ$4:$CS$2189,6,)","v":0.1167}]
[null,null,null,null,null,null,null,null,null,null,"12123Rensselaer",12123,12123,"Zone F - Capital","National Grid","Rensselaer","Capital Region","Capital District","Capital District","Capital District",null,"Zone F - Capital","Capital District","Capital District",{"$f":"VLOOKUP(L1518,'Lookups (2)'!$CJ$4:$CS$2189,6,)","v":0.1167}]
[null,null,null,null,null,null,null,null,null,null,"12133Rensselaer",12133,12133,"Zone F - Capital","National Grid","Rensselaer","Capital Region","Capital District","Capital District","Capital District",null,"Zone F - Capital","Capital District","Capital District",{"$f":"VLOOKUP(L1519,'Lookups (2)'!$CJ$4:$CS$2189,6,)","v":0.1167}]
[null,null,null,null,null,null,null,null,null,null,"12140Rensselaer",12140,12140,"Zone F - Capital","National Grid","Rensselaer","Capital Region","Capital District","Capital District","Capital District",null,"Zone F - Capital","Capital District","Capital District",{"$f":"VLOOKUP(L1520,'Lookups (2)'!$CJ$4:$CS$2189,6,)","v":0.1167}]
[null,null,null,null,null,null,null,null,null,null,"12144Rensselaer",12144,12144,"Zone F - Capital","National Grid","Rensselaer","Capital Region","Capital District","Capital District","Capital District",null,"Zone F - Capital","Capital District","Capital District",{"$f":"VLOOKUP(L1521,'Lookups (2)'!$CJ$4:$CS$2189,6,)","v":0.1167}]
[null,null,null,null,null,null,null,null,null,null,"12154Rensselaer",12154,12154,"Zone F - Capital","National Grid","Rensselaer","Capital Region","Capital District","Capital District","Capital District",null,"Zone F - Capital","Capital District","Capital District",{"$f":"VLOOKUP(L1522,'Lookups (2)'!$CJ$4:$CS$2189,6,)","v":0.1167}]
[null,null,null,null,null,null,null,null,null,null,"12156Rensselaer",12156,12156,"Zone F - Capital","National Grid","Rensselaer","Capital Region","Capital District","Capital District","Capital District",null,"Zone F - Capital","Capital District","Capital District",{"$f":"VLOOKUP(L1523,'Lookups (2)'!$CJ$4:$CS$2189,6,)","v":0.1167}]
[null,null,null,null,null,null,null,null,null,null,"12180Rensselaer",12180,12180,"Zone F - Capital","National Grid","Rensselaer","Capital Region","Capital District","Capital District","Capital District",null,"Zone F - Capital","Capital District","Capital District",{"$f":"VLOOKUP(L1524,'Lookups (2)'!$CJ$4:$CS$2189,6,)","v":0.1167}]
[null,null,null,null,null,null,null,null,null,null,"12181Rensselaer",12181,12181,"Zone F - Capital","National Grid","Rensselaer","Capital Region","Capital District","Capital District","Capital District",null,"Zone F - Capital","Capital District","Capital District",{"$f":"VLOOKUP(L1525,'Lookups (2)'!$CJ$4:$CS$2189,6,)","v":0.1167}]
[null,null,null,null,null,null,null,null,null,null,"12182Rensselaer",12182,12182,"Zone F - Capital","National Grid","Rensselaer","Capital Region","Capital District","Capital District","Capital District",null,"Zone F - Capital","Capital District","Capital District",{"$f":"VLOOKUP(L1526,'Lookups (2)'!$CJ$4:$CS$2189,6,)","v":0.1167}]
[null,null,null,null,null,null,null,null,null,null,"12185Rensselaer",12185,12185,"Zone F - Capital","National Grid","Rensselaer","Capital Region","Capital District","Capital District","Capital District",null,"Zone F - Capital","Capital District","Capital District",{"$f":"VLOOKUP(L1527,'Lookups (2)'!$CJ$4:$CS$2189,6,)","v":0.1167}]
[null,null,null,null,null,null,null,null,null,null,"12018Rensselaer",12018,12018,"Zone F - Capital","NYS Electric and Gas","Rensselaer","Capital Region","Capital District","Capital District","Capital District",null,"Zone F - Capital","Capital District","Capital District",{"$f":"VLOOKUP(L1528,'Lookups (2)'!$CJ$4:$CS$2189,6,)","v":0.106}]
[null,null,null,null,null,null,null,null,null,null,"12022Rensselaer",12022,12022,"Zone F - Capital","NYS Electric and Gas","Rensselaer","Capital Region","Capital District","Capital District","Capital District",null,"Zone F - Capital","Capital District","Capital District",{"$f":"VLOOKUP(L1529,'Lookups (2)'!$CJ$4:$CS$2189,6,)","v":0.106}]
[null,null,null,null,null,null,null,null,null,null,"12040Rensselaer",12040,12040,"Zone F - Capital","NYS Electric and Gas","Rensselaer","Capital Region","Capital District","Capital District","Capital District",null,"Zone F - Capital","Capital District","Capital District",{"$f":"VLOOKUP(L1530,'Lookups (2)'!$CJ$4:$CS$2189,6,)","v":0.106}]
[null,null,null,null,null,null,null,null,null,null,"12138Rensselaer",12138,12138,"Zone F - Capital","NYS Electric and Gas","Rensselaer","Capital Region","Capital District","Capital District","Capital District",null,"Zone F - Capital","Capital District","Capital District",{"$f":"VLOOKUP(L1531,'Lookups (2)'!$CJ$4:$CS$2189,6,)","v":0.106}]
[null,null,null,null,null,null,null,null,null,null,"12153Rensselaer",12153,12153,"Zone F - Capital","NYS Electric and Gas","Rensselaer","Capital Region","Capital District","Capital District","Capital District",null,"Zone F - Capital","Capital District","Capital District",{"$f":"VLOOKUP(L1532,'Lookups (2)'!$CJ$4:$CS$2189,6,)","v":0.106}]
[null,null,null,null,null,null,null,null,null,null,"12168Rensselaer",12168,12168,"Zone F - Capital","NYS Electric and Gas","Rensselaer","Capital Region","Capital District","Capital District","Capital District",null,"Zone F - Capital","Capital District","Capital District",{"$f":"VLOOKUP(L1533,'Lookups (2)'!$CJ$4:$CS$2189,6,)","v":0.106}]
[null,null,null,null,null,null,null,null,null,null,"12169Rensselaer",12169,12169,"Zone F - Capital","NYS Electric and Gas","Rensselaer","Capital Region","Capital District","Capital District","Capital District",null,"Zone F - Capital","Capital District","Capital District",{"$f":"VLOOKUP(L1534,'Lookups (2)'!$CJ$4:$CS$2189,6,)","v":0.106}]
[null,null,null,null,null,null,null,null,null,null,"12196Rensselaer",12196,12196,"Zone F - Capital","NYS Electric and Gas","Rensselaer","Capital Region","Capital District","Capital District","Capital District",null,"Zone F - Capital","Capital District","Capital District",{"$f":"VLOOKUP(L1535,'Lookups (2)'!$CJ$4:$CS$2189,6,)","v":0.106}]
[null,null,null,null,null,null,null,null,null,null,"12198Rensselaer",12198,12198,"Zone F - Capital","NYS Electric and Gas","Rensselaer","Capital Region","Capital District","Capital District","Capital District",null,"Zone F - Capital","Capital District","Capital District",{"$f":"VLOOKUP(L1536,'Lookups (2)'!$CJ$4:$CS$2189,6,)","v":0.106}]
[null,null,null,null,null,null,null,null,null,null,"10301Richmond",10301,10301,"Zone J - New York City","Consolidated Edison","Richmond","New York City","NYC",{"$error":"#N/A"},{"$error":"#N/A"},"ConEd NYC","Zone J - New York City","NYC",null,{"$f":"VLOOKUP(L1537,'Lookups (2)'!$CJ$4:$CS$2189,6,)","v":0.22109999999999999}]
[null,null,null,null,null,null,null,null,null,null,"10302Richmond",10302,10302,"Zone J - New York City","Consolidated Edison","Richmond","New York City","NYC",{"$error":"#N/A"},{"$error":"#N/A"},"ConEd NYC","Zone J - New York City","NYC",null,{"$f":"VLOOKUP(L1538,'Lookups (2)'!$CJ$4:$CS$2189,6,)","v":0.22109999999999999}]
[null,null,null,null,null,null,null,null,null,null,"10303Richmond",10303,10303,"Zone J - New York City","Consolidated Edison","Richmond","New York City","NYC",{"$error":"#N/A"},{"$error":"#N/A"},"ConEd NYC","Zone J - New York City","NYC",null,{"$f":"VLOOKUP(L1539,'Lookups (2)'!$CJ$4:$CS$2189,6,)","v":0.22109999999999999}]
[null,null,null,null,null,null,null,null,null,null,"10304Richmond",10304,10304,"Zone J - New York City","Consolidated Edison","Richmond","New York City","NYC",{"$error":"#N/A"},{"$error":"#N/A"},"ConEd NYC","Zone J - New York City","NYC",null,{"$f":"VLOOKUP(L1540,'Lookups (2)'!$CJ$4:$CS$2189,6,)","v":0.22109999999999999}]
[null,null,null,null,null,null,null,null,null,null,{"$f":"CONCATENATE(M1541,P1541)","v":"10305Richmond"},10305,10305,"Zone J - New York City","Consolidated Edison","Richmond","New York City","NYC",{"$error":"#N/A"},{"$error":"#N/A"},"ConEd NYC","Zone J - New York City",{"$f":"R1541","v":"NYC"},null,{"$f":"VLOOKUP(L1541,'Lookups (2)'!$CJ$4:$CS$2189,6,)","v":0.22109999999999999}]
[null,null,null,null,null,null,null,null,null,null,"10306Richmond",10306,10306,"Zone J - New York City","Consolidated Edison","Richmond","New York City","NYC",{"$error":"#N/A"},{"$error":"#N/A"},"ConEd NYC","Zone J - New York City","NYC",null,{"$f":"VLOOKUP(L1542,'Lookups (2)'!$CJ$4:$CS$2189,6,)","v":0.22109999999999999}]
[null,null,null,null,null,null,null,null,null,null,"10307Richmond",10307,10307,"Zone J - New York City","Consolidated Edison","Richmond","New York City","NYC",{"$error":"#N/A"},{"$error":"#N/A"},"ConEd NYC","Zone J - New York City","NYC",null,{"$f":"VLOOKUP(L1543,'Lookups (2)'!$CJ$4:$CS$2189,6,)","v":0.22109999999999999}]
[null,null,null,null,null,null,null,null,null,null,"10308Richmond",10308,10308,"Zone J - New York City","Consolidated Edison","Richmond","New York City","NYC",{"$error":"#N/A"},{"$error":"#N/A"},"ConEd NYC","Zone J - New York City","NYC",null,{"$f":"VLOOKUP(L1544,'Lookups (2)'!$CJ$4:$CS$2189,6,)","v":0.22109999999999999}]
[null,null,null,null,null,null,null,null,null,null,"10309Richmond",10309,10309,"Zone J - New York City","Consolidated Edison","Richmond","New York City","NYC",{"$error":"#N/A"},{"$error":"#N/A"},"ConEd NYC","Zone J - New York City","NYC",null,{"$f":"VLOOKUP(L1545,'Lookups (2)'!$CJ$4:$CS$2189,6,)","v":0.22109999999999999}]
[null,null,null,null,null,null,null,null,null,null,"10310Richmond",10310,10310,"Zone J - New York City","Consolidated Edison","Richmond","New York City","NYC",{"$error":"#N/A"},{"$error":"#N/A"},"ConEd NYC","Zone J - New York City","NYC",null,{"$f":"VLOOKUP(L1546,'Lookups (2)'!$CJ$4:$CS$2189,6,)","v":0.22109999999999999}]
[null,null,null,null,null,null,null,null,null,null,"10311Richmond",10311,10311,"Zone J - New York City","Consolidated Edison","Richmond","New York City","NYC",{"$error":"#N/A"},{"$error":"#N/A"},"ConEd NYC","Zone J - New York City","NYC",null,{"$f":"VLOOKUP(L1547,'Lookups (2)'!$CJ$4:$CS$2189,6,)","v":0.22109999999999999}]
[null,null,null,null,null,null,null,null,null,null,"10312Richmond",10312,10312,"Zone J - New York City","Consolidated Edison","Richmond","New York City","NYC",{"$error":"#N/A"},{"$error":"#N/A"},"ConEd NYC","Zone J - New York City","NYC",null,{"$f":"VLOOKUP(L1548,'Lookups (2)'!$CJ$4:$CS$2189,6,)","v":0.22109999999999999}]
[null,null,null,null,null,null,null,null,null,null,"10313Richmond",10313,10313,"Zone J - New York City","Consolidated Edison","Richmond","New York City","NYC",{"$error":"#N/A"},{"$error":"#N/A"},"ConEd NYC","Zone J - New York City","NYC",null,{"$f":"VLOOKUP(L1549,'Lookups (2)'!$CJ$4:$CS$2189,6,)","v":0.22109999999999999}]
[null,null,null,null,null,null,null,null,null,null,"10314Richmond",10314,10314,"Zone J - New York City","Consolidated Edison","Richmond","New York City","NYC",{"$error":"#N/A"},{"$error":"#N/A"},"ConEd NYC","Zone J - New York City","NYC",null,{"$f":"VLOOKUP(L1550,'Lookups (2)'!$CJ$4:$CS$2189,6,)","v":0.22109999999999999}]
[null,null,null,null,null,null,null,null,null,null,"10901Rockland",10901,10901,"Zone G - Hudson Valley","Orange and Rockland Utilities","Rockland","Mid-Hudson","Lower Hudson","Mid-Hudson","Mid-Hudson",null,"Zone G - Hudson Valley","Lower Hudson","Hudson Valley",{"$f":"VLOOKUP(L1551,'Lookups (2)'!$CJ$4:$CS$2189,6,)","v":0.1163}]
[null,null,null,null,null,null,null,null,null,null,"10911Rockland",10911,10911,"Zone G - Hudson Valley","Orange and Rockland Utilities","Rockland","Mid-Hudson","Lower Hudson","Mid-Hudson","Mid-Hudson",null,"Zone G - Hudson Valley","Lower Hudson","Hudson Valley",{"$f":"VLOOKUP(L1552,'Lookups (2)'!$CJ$4:$CS$2189,6,)","v":0.1163}]
[null,null,null,null,null,null,null,null,null,null,"10913Rockland",10913,10913,"Zone G - Hudson Valley","Orange and Rockland Utilities","Rockland","Mid-Hudson","Lower Hudson","Mid-Hudson","Mid-Hudson",null,"Zone G - Hudson Valley","Lower Hudson","Hudson Valley",{"$f":"VLOOKUP(L1553,'Lookups (2)'!$CJ$4:$CS$2189,6,)","v":0.1163}]
[null,null,null,null,null,null,null,null,null,null,"10920Rockland",10920,10920,"Zone G - Hudson Valley","Orange and Rockland Utilities","Rockland","Mid-Hudson","Lower Hudson","Mid-Hudson","Mid-Hudson",null,"Zone G - Hudson Valley","Lower Hudson","Hudson Valley",{"$f":"VLOOKUP(L1554,'Lookups (2)'!$CJ$4:$CS$2189,6,)","v":0.1163}]
[null,null,null,null,null,null,null,null,null,null,"10923Rockland",10923,10923,"Zone G - Hudson Valley","Orange and Rockland Utilities","Rockland","Mid-Hudson","Lower Hudson","Mid-Hudson","Mid-Hudson",null,"Zone G - Hudson Valley","Lower Hudson","Hudson Valley",{"$f":"VLOOKUP(L1555,'Lookups (2)'!$CJ$4:$CS$2189,6,)","v":0.1163}]
[null,null,null,null,null,null,null,null,null,null,"10927Rockland",10927,10927,"Zone G - Hudson Valley","Orange and Rockland Utilities","Rockland","Mid-Hudson","Lower Hudson","Mid-Hudson","Mid-Hudson",null,"Zone G - Hudson Valley","Lower Hudson","Hudson Valley",{"$f":"VLOOKUP(L1556,'Lookups (2)'!$CJ$4:$CS$2189,6,)","v":0.1163}]
[null,null,null,null,null,null,null,null,null,null,"10931Rockland",10931,10931,"Zone G - Hudson Valley","Orange and Rockland Utilities","Rockland","Mid-Hudson","Lower Hudson","Mid-Hudson","Mid-Hudson",null,"Zone G - Hudson Valley","Lower Hudson","Hudson Valley",{"$f":"VLOOKUP(L1557,'Lookups (2)'!$CJ$4:$CS$2189,6,)","v":0.1163}]
[null,null,null,null,null,null,null,null,null,null,"10952Rockland",10952,10952,"Zone G - Hudson Valley","Orange and Rockland Utilities","Rockland","Mid-Hudson","Lower Hudson","Mid-Hudson","Mid-Hudson",null,"Zone G - Hudson Valley","Lower Hudson","Hudson Valley",{"$f":"VLOOKUP(L1558,'Lookups (2)'!$CJ$4:$CS$2189,6,)","v":0.1163}]
[null,null,null,null,null,null,null,null,null,null,"10954Rockland",10954,10954,"Zone G - Hudson Valley","Orange and Rockland Utilities","Rockland","Mid-Hudson","Lower Hudson","Mid-Hudson","Mid-Hudson",null,"Zone G - Hudson Valley","Lower Hudson","Hudson Valley",{"$f":"VLOOKUP(L1559,'Lookups (2)'!$CJ$4:$CS$2189,6,)","v":0.1163}]
[null,null,null,null,null,null,null,null,null,null,"10956Rockland",10956,10956,"Zone G - Hudson Valley","Orange and Rockland Utilities","Rockland","Mid-Hudson","Lower Hudson","Mid-Hudson","Mid-Hudson",null,"Zone G - Hudson Valley","Lower Hudson","Hudson Valley",{"$f":"VLOOKUP(L1560,'Lookups (2)'!$CJ$4:$CS$2189,6,)","v":0.1163}]
[null,null,null,null,null,null,null,null,null,null,"10960Rockland",10960,10960,"Zone G - Hudson Valley","Orange and Rockland Utilities","Rockland","Mid-Hudson","Lower Hudson","Mid-Hudson","Mid-Hudson",null,"Zone G - Hudson Valley","Lower Hudson","Hudson Valley",{"$f":"VLOOKUP(L1561,'Lookups (2)'!$CJ$4:$CS$2189,6,)","v":0.1163}]
[null,null,null,null,null,null,null,null,null,null,"10962Rockland",10962,10962,"Zone G - Hudson Valley","Orange and Rockland Utilities","Rockland","Mid-Hudson","Lower Hudson","Mid-Hudson","Mid-Hudson",null,"Zone G - Hudson Valley","Lower Hudson","Hudson Valley",{"$f":"VLOOKUP(L1562,'Lookups (2)'!$CJ$4:$CS$2189,6,)","v":0.1163}]
[null,null,null,null,null,null,null,null,null,null,"10964Rockland",10964,10964,"Zone G - Hudson Valley","Orange and Rockland Utilities","Rockland","Mid-Hudson","Lower Hudson","Mid-Hudson","Mid-Hudson",null,"Zone G - Hudson Valley","Lower Hudson","Hudson Valley",{"$f":"VLOOKUP(L1563,'Lookups (2)'!$CJ$4:$CS$2189,6,)","v":0.1163}]
[null,null,null,null,null,null,null,null,null,null,"10965Rockland",10965,10965,"Zone G - Hudson Valley","Orange and Rockland Utilities","Rockland","Mid-Hudson","Lower Hudson","Mid-Hudson","Mid-Hudson",null,"Zone G - Hudson Valley","Lower Hudson","Hudson Valley",{"$f":"VLOOKUP(L1564,'Lookups (2)'!$CJ$4:$CS$2189,6,)","v":0.1163}]
[null,null,null,null,null,null,null,null,null,null,"10968Rockland",10968,10968,"Zone G - Hudson Valley","Orange and Rockland Utilities","Rockland","Mid-Hudson","Lower Hudson","Mid-Hudson","Mid-Hudson",null,"Zone G - Hudson Valley","Lower Hudson","Hudson Valley",{"$f":"VLOOKUP(L1565,'Lookups (2)'!$CJ$4:$CS$2189,6,)","v":0.1163}]
[null,null,null,null,null,null,null,null,null,null,"10970Rockland",10970,10970,"Zone G - Hudson Valley","Orange and Rockland Utilities","Rockland","Mid-Hudson","Lower Hudson","Mid-Hudson","Mid-Hudson",null,"Zone G - Hudson Valley","Lower Hudson","Hudson Valley",{"$f":"VLOOKUP(L1566,'Lookups (2)'!$CJ$4:$CS$2189,6,)","v":0.1163}]
[null,null,null,null,null,null,null,null,null,null,"10974Rockland",10974,10974,"Zone G - Hudson Valley","Orange and Rockland Utilities","Rockland","Mid-Hudson","Lower Hudson","Mid-Hudson","Mid-Hudson",null,"Zone G - Hudson Valley","Lower Hudson","Hudson Valley",{"$f":"VLOOKUP(L1567,'Lookups (2)'!$CJ$4:$CS$2189,6,)","v":0.1163}]
[null,null,null,null,null,null,null,null,null,null,"10976Rockland",10976,10976,"Zone G - Hudson Valley","Orange and Rockland Utilities","Rockland","Mid-Hudson","Lower Hudson","Mid-Hudson","Mid-Hudson",null,"Zone G - Hudson Valley","Lower Hudson","Hudson Valley",{"$f":"VLOOKUP(L1568,'Lookups (2)'!$CJ$4:$CS$2189,6,)","v":0.1163}]
[null,null,null,null,null,null,null,null,null,null,"10977Rockland",10977,10977,"Zone G - Hudson Valley","Orange and Rockland Utilities","Rockland","Mid-Hudson","Lower Hudson","Mid-Hudson","Mid-Hudson",null,"Zone G - Hudson Valley","Lower Hudson","Hudson Valley",{"$f":"VLOOKUP(L1569,'Lookups (2)'!$CJ$4:$CS$2189,6,)","v":0.1163}]
[null,null,null,null,null,null,null,null,null,null,"10980Rockland",10980,10980,"Zone G - Hudson Valley","Orange and Rockland Utilities","Rockland","Mid-Hudson","Lower Hudson","Mid-Hudson","Mid-Hudson",null,"Zone G - Hudson Valley","Lower Hudson","Hudson Valley",{"$f":"VLOOKUP(L1570,'Lookups (2)'!$CJ$4:$CS$2189,6,)","v":0.1163}]
[null,null,null,null,null,null,null,null,null,null,"10982Rockland",10982,10982,"Zone G - Hudson Valley","Orange and Rockland Utilities","Rockland","Mid-Hudson","Lower Hudson","Mid-Hudson","Mid-Hudson",null,"Zone G - Hudson Valley","Lower Hudson","Hudson Valley",{"$f":"VLOOKUP(L1571,'Lookups (2)'!$CJ$4:$CS$2189,6,)","v":0.1163}]
[null,null,null,null,null,null,null,null,null,null,"10983Rockland",10983,10983,"Zone G - Hudson Valley","Orange and Rockland Utilities","Rockland","Mid-Hudson","Lower Hudson","Mid-Hudson","Mid-Hudson",null,"Zone G - Hudson Valley","Lower Hudson","Hudson Valley",{"$f":"VLOOKUP(L1572,'Lookups (2)'!$CJ$4:$CS$2189,6,)","v":0.1163}]
[null,null,null,null,null,null,null,null,null,null,"10984Rockland",10984,10984,"Zone G - Hudson Valley","Orange and Rockland Utilities","Rockland","Mid-Hudson","Lower Hudson","Mid-Hudson","Mid-Hudson",null,"Zone G - Hudson Valley","Lower Hudson","Hudson Valley",{"$f":"VLOOKUP(L1573,'Lookups (2)'!$CJ$4:$CS$2189,6,)","v":0.1163}]
[null,null,null,null,null,null,null,null,null,null,"10986Rockland",10986,10986,"Zone G - Hudson Valley","Orange and Rockland Utilities","Rockland","Mid-Hudson","Lower Hudson","Mid-Hudson","Mid-Hudson",null,"Zone G - Hudson Valley","Lower Hudson","Hudson Valley",{"$f":"VLOOKUP(L1574,'Lookups (2)'!$CJ$4:$CS$2189,6,)","v":0.1163}]
[null,null,null,null,null,null,null,null,null,null,"10989Rockland",10989,10989,"Zone G - Hudson Valley","Orange and Rockland Utilities","Rockland","Mid-Hudson","Lower Hudson","Mid-Hudson","Mid-Hudson",null,"Zone G - Hudson Valley","Lower Hudson","Hudson Valley",{"$f":"VLOOKUP(L1575,'Lookups (2)'!$CJ$4:$CS$2189,6,)","v":0.1163}]
[null,null,null,null,null,null,null,null,null,null,"10993Rockland",10993,10993,"Zone G - Hudson Valley","Orange and Rockland Utilities","Rockland","Mid-Hudson","Lower Hudson","Mid-Hudson","Mid-Hudson",null,"Zone G - Hudson Valley","Lower Hudson","Hudson Valley",{"$f":"VLOOKUP(L1576,'Lookups (2)'!$CJ$4:$CS$2189,6,)","v":0.1163}]
[null,null,null,null,null,null,null,null,null,null,"10994Rockland",10994,10994,"Zone G - Hudson Valley","Orange and Rockland Utilities","Rockland","Mid-Hudson","Lower Hudson","Mid-Hudson","Mid-Hudson",null,"Zone G - Hudson Valley","Lower Hudson","Hudson Valley",{"$f":"VLOOKUP(L1577,'Lookups (2)'!$CJ$4:$CS$2189,6,)","v":0.1163}]
[null,null,null,null,null,null,null,null,null,null,"12020Saratoga",12020,12020,"Zone F - Capital","National Grid","Saratoga","Capital Region","Capital District","Capital District","Capital District",null,"Zone F - Capital","Capital District","Capital District",{"$f":"VLOOKUP(L1578,'Lookups (2)'!$CJ$4:$CS$2189,6,)","v":0.1167}]
[null,null,null,null,null,null,null,null,null,null,"12074Saratoga",12074,12074,"Zone F - Capital","National Grid","Saratoga","Capital Region","Capital District","Capital District","Capital District",null,"Zone F - Capital","Capital District","Capital District",{"$f":"VLOOKUP(L1579,'Lookups (2)'!$CJ$4:$CS$2189,6,)","v":0.1167}]
[null,null,null,null,null,null,null,null,null,null,"12803Saratoga",12803,12803,"Zone F - Capital","National Grid","Saratoga","Capital Region","Capital District","Capital District","Capital District",null,"Zone F - Capital","Capital District","Capital District",{"$f":"VLOOKUP(L1580,'Lookups (2)'!$CJ$4:$CS$2189,6,)","v":0.1167}]
[null,null,null,null,null,null,null,null,null,null,"12822Saratoga",12822,12822,"Zone F - Capital","National Grid","Saratoga","Capital Region","Capital District","Capital District","Capital District",null,"Zone F - Capital","Capital District","Capital District",{"$f":"VLOOKUP(L1581,'Lookups (2)'!$CJ$4:$CS$2189,6,)","v":0.1167}]
[null,null,null,null,null,null,null,null,null,null,"12831Saratoga",12831,12831,"Zone F - Capital","National Grid","Saratoga","Capital Region","Capital District","Capital District","Capital District",null,"Zone F - Capital","Capital District","Capital District",{"$f":"VLOOKUP(L1582,'Lookups (2)'!$CJ$4:$CS$2189,6,)","v":0.1167}]
[null,null,null,null,null,null,null,null,null,null,"12833Saratoga",12833,12833,"Zone F - Capital","National Grid","Saratoga","Capital Region","Capital District","Capital District","Capital District",null,"Zone F - Capital","Capital District","Capital District",{"$f":"VLOOKUP(L1583,'Lookups (2)'!$CJ$4:$CS$2189,6,)","v":0.1167}]
[null,null,null,null,null,null,null,null,null,null,"12835Saratoga",12835,12835,"Zone F - Capital","National Grid","Saratoga","Capital Region","Capital District","Capital District","Capital District",null,"Zone F - Capital","Capital District","Capital District",{"$f":"VLOOKUP(L1584,'Lookups (2)'!$CJ$4:$CS$2189,6,)","v":0.1167}]
[null,null,null,null,null,null,null,null,null,null,"12850Saratoga",12850,12850,"Zone F - Capital","National Grid","Saratoga","Capital Region","Capital District","Capital District","Capital District",null,"Zone F - Capital","Capital District","Capital District",{"$f":"VLOOKUP(L1585,'Lookups (2)'!$CJ$4:$CS$2189,6,)","v":0.1167}]
[null,null,null,null,null,null,null,null,null,null,"12859Saratoga",12859,12859,"Zone F - Capital","National Grid","Saratoga","Capital Region","Capital District","Capital District","Capital District",null,"Zone F - Capital","Capital District","Capital District",{"$f":"VLOOKUP(L1586,'Lookups (2)'!$CJ$4:$CS$2189,6,)","v":0.1167}]
[null,null,null,null,null,null,null,null,null,null,"12863Saratoga",12863,12863,"Zone F - Capital","National Grid","Saratoga","Capital Region","Capital District","Capital District","Capital District",null,"Zone F - Capital","Capital District","Capital District",{"$f":"VLOOKUP(L1587,'Lookups (2)'!$CJ$4:$CS$2189,6,)","v":0.1167}]
[null,null,null,null,null,null,null,null,null,null,"12866Saratoga",12866,12866,"Zone F - Capital","National Grid","Saratoga","Capital Region","Capital District","Capital District","Capital District",null,"Zone F - Capital","Capital District","Capital District",{"$f":"VLOOKUP(L1588,'Lookups (2)'!$CJ$4:$CS$2189,6,)","v":0.1167}]
[null,null,null,null,null,null,null,null,null,null,"12871Saratoga",12871,12871,"Zone F - Capital","National Grid","Saratoga","Capital Region","Capital District","Capital District","Capital District",null,"Zone F - Capital","Capital District","Capital District",{"$f":"VLOOKUP(L1589,'Lookups (2)'!$CJ$4:$CS$2189,6,)","v":0.1167}]
[null,null,null,null,null,null,null,null,null,null,"12884Saratoga",12884,12884,"Zone F - Capital","National Grid","Saratoga","Capital Region","Capital District","Capital District","Capital District",null,"Zone F - Capital","Capital District","Capital District",{"$f":"VLOOKUP(L1590,'Lookups (2)'!$CJ$4:$CS$2189,6,)","v":0.1167}]
[null,null,null,null,null,null,null,null,null,null,"12019Saratoga",12019,12019,"Zone F - Capital","National Grid","Saratoga","Capital Region","Capital District","Capital District","Capital District",null,"Zone F - Capital","Capital District","Capital District",{"$f":"VLOOKUP(L1591,'Lookups (2)'!$CJ$4:$CS$2189,6,)","v":0.1167}]
[null,null,null,null,null,null,null,null,null,null,"12027Saratoga",12027,12027,"Zone F - Capital","National Grid","Saratoga","Capital Region","Capital District","Capital District","Capital District",null,"Zone F - Capital","Capital District","Capital District",{"$f":"VLOOKUP(L1592,'Lookups (2)'!$CJ$4:$CS$2189,6,)","v":0.1167}]
[null,null,null,null,null,null,null,null,null,null,"12065Saratoga",12065,12065,"Zone F - Capital","National Grid","Saratoga","Capital Region","Capital District","Capital District","Capital District",null,"Zone F - Capital","Capital District","Capital District",{"$f":"VLOOKUP(L1593,'Lookups (2)'!$CJ$4:$CS$2189,6,)","v":0.1167}]
[null,null,null,null,null,null,null,null,null,null,"12148Saratoga",12148,12148,"Zone F - Capital","National Grid","Saratoga","Capital Region","Capital District","Capital District","Capital District",null,"Zone F - Capital","Capital District","Capital District",{"$f":"VLOOKUP(L1594,'Lookups (2)'!$CJ$4:$CS$2189,6,)","v":0.1167}]
[null,null,null,null,null,null,null,null,null,null,"12151Saratoga",12151,12151,"Zone F - Capital","National Grid","Saratoga","Capital Region","Capital District","Capital District","Capital District",null,"Zone F - Capital","Capital District","Capital District",{"$f":"VLOOKUP(L1595,'Lookups (2)'!$CJ$4:$CS$2189,6,)","v":0.1167}]
[null,null,null,null,null,null,null,null,null,null,"12188Saratoga",12188,12188,"Zone F - Capital","National Grid","Saratoga","Capital Region","Capital District","Capital District","Capital District",null,"Zone F - Capital","Capital District","Capital District",{"$f":"VLOOKUP(L1596,'Lookups (2)'!$CJ$4:$CS$2189,6,)","v":0.1167}]
[null,null,null,null,null,null,null,null,null,null,"12118Saratoga",12118,12118,"Zone F - Capital","NYS Electric and Gas","Saratoga","Capital Region","Capital District","Capital District","Capital District",null,"Zone F - Capital","Capital District","Capital District",{"$f":"VLOOKUP(L1597,'Lookups (2)'!$CJ$4:$CS$2189,6,)","v":0.106}]
[null,null,null,null,null,null,null,null,null,null,"12170Saratoga",12170,12170,"Zone F - Capital","NYS Electric and Gas","Saratoga","Capital Region","Capital District","Capital District","Capital District",null,"Zone F - Capital","Capital District","Capital District",{"$f":"VLOOKUP(L1598,'Lookups (2)'!$CJ$4:$CS$2189,6,)","v":0.106}]
[null,null,null,null,null,null,null,null,null,null,"12053Schenectady",12053,12053,"Zone F - Capital","National Grid","Schenectady","Capital Region","Capital District","Capital District","Capital District",null,"Zone F - Capital","Capital District","Capital District",{"$f":"VLOOKUP(L1599,'Lookups (2)'!$CJ$4:$CS$2189,6,)","v":0.1167}]
[null,null,null,null,null,null,null,null,null,null,"12141Schenectady",12141,12141,"Zone F - Capital","National Grid","Schenectady","Capital Region","Capital District","Capital District","Capital District",null,"Zone F - Capital","Capital District","Capital District",{"$f":"VLOOKUP(L1600,'Lookups (2)'!$CJ$4:$CS$2189,6,)","v":0.1167}]
[null,null,null,null,null,null,null,null,null,null,"12008Schenectady",12008,12008,"Zone F - Capital","National Grid","Schenectady","Capital Region","Capital District","Capital District","Capital District",null,"Zone F - Capital","Capital District","Capital District",{"$f":"VLOOKUP(L1601,'Lookups (2)'!$CJ$4:$CS$2189,6,)","v":0.1167}]
[null,null,null,null,null,null,null,null,null,null,"12056Schenectady",12056,12056,"Zone F - Capital","National Grid","Schenectady","Capital Region","Capital District","Capital District","Capital District",null,"Zone F - Capital","Capital District","Capital District",{"$f":"VLOOKUP(L1602,'Lookups (2)'!$CJ$4:$CS$2189,6,)","v":0.1167}]
[null,null,null,null,null,null,null,null,null,null,"12137Schenectady",12137,12137,"Zone F - Capital","National Grid","Schenectady","Capital Region","Capital District","Capital District","Capital District",null,"Zone F - Capital","Capital District","Capital District",{"$f":"VLOOKUP(L1603,'Lookups (2)'!$CJ$4:$CS$2189,6,)","v":0.1167}]
[null,null,null,null,null,null,null,null,null,null,"12150Schenectady",12150,12150,"Zone F - Capital","National Grid","Schenectady","Capital Region","Capital District","Capital District","Capital District",null,"Zone F - Capital","Capital District","Capital District",{"$f":"VLOOKUP(L1604,'Lookups (2)'!$CJ$4:$CS$2189,6,)","v":0.1167}]
[null,null,null,null,null,null,null,null,null,null,{"$f":"CONCATENATE(M1605,P1605)","v":"12301Schenectady"},12301,12301,"Zone F - Capital","National Grid","Schenectady","Capital Region","Capital District","Capital District","Capital District",null,"Zone F - Capital",{"$f":"R1605","v":"Capital District"},"Capital District",{"$f":"VLOOKUP(L1605,'Lookups (2)'!$CJ$4:$CS$2189,6,)","v":0.1167}]
[null,null,null,null,null,null,null,null,null,null,"12302Schenectady",12302,12302,"Zone F - Capital","National Grid","Schenectady","Capital Region","Capital District","Capital District","Capital District",null,"Zone F - Capital","Capital District","Capital District",{"$f":"VLOOKUP(L1606,'Lookups (2)'!$CJ$4:$CS$2189,6,)","v":0.1167}]
[null,null,null,null,null,null,null,null,null,null,"12303Schenectady",12303,12303,"Zone F - Capital","National Grid","Schenectady","Capital Region","Capital District","Capital District","Capital District",null,"Zone F - Capital","Capital District","Capital District",{"$f":"VLOOKUP(L1607,'Lookups (2)'!$CJ$4:$CS$2189,6,)","v":0.1167}]
[null,null,null,null,null,null,null,null,null,null,"12304Schenectady",12304,12304,"Zone F - Capital","National Grid","Schenectady","Capital Region","Capital District","Capital District","Capital District",null,"Zone F - Capital","Capital District","Capital District",{"$f":"VLOOKUP(L1608,'Lookups (2)'!$CJ$4:$CS$2189,6,)","v":0.1167}]
[null,null,null,null,null,null,null,null,null,null,"12305Schenectady",12305,12305,"Zone F - Capital","National Grid","Schenectady","Capital Region","Capital District","Capital District","Capital District",null,"Zone F - Capital","Capital District","Capital District",{"$f":"VLOOKUP(L1609,'Lookups (2)'!$CJ$4:$CS$2189,6,)","v":0.1167}]
[null,null,null,null,null,null,null,null,null,null,"12306Schenectady",12306,12306,"Zone F - Capital","National Grid","Schenectady","Capital Region","Capital District","Capital District","Capital District",null,"Zone F - Capital","Capital District","Capital District",{"$f":"VLOOKUP(L1610,'Lookups (2)'!$CJ$4:$CS$2189,6,)","v":0.1167}]
[null,null,null,null,null,null,null,null,null,null,"12307Schenectady",12307,12307,"Zone F - Capital","National Grid","Schenectady","Capital Region","Capital District","Capital District","Capital District",null,"Zone F - Capital","Capital District","Capital District",{"$f":"VLOOKUP(L1611,'Lookups (2)'!$CJ$4:$CS$2189,6,)","v":0.1167}]
[null,null,null,null,null,null,null,null,null,null,"12308Schenectady",12308,12308,"Zone F - Capital","National Grid","Schenectady","Capital Region","Capital District","Capital District","Capital District",null,"Zone F - Capital","Capital District","Capital District",{"$f":"VLOOKUP(L1612,'Lookups (2)'!$CJ$4:$CS$2189,6,)","v":0.1167}]
[null,null,null,null,null,null,null,null,null,null,"12309Schenectady",12309,12309,"Zone F - Capital","National Grid","Schenectady","Capital Region","Capital District","Capital District","Capital District",null,"Zone F - Capital","Capital District","Capital District",{"$f":"VLOOKUP(L1613,'Lookups (2)'!$CJ$4:$CS$2189,6,)","v":0.1167}]
[null,null,null,null,null,null,null,null,null,null,"12325Schenectady",12325,12325,"Zone F - Capital","National Grid","Schenectady","Capital Region","Capital District","Capital District","Capital District",null,"Zone F - Capital","Capital District","Capital District",{"$f":"VLOOKUP(L1614,'Lookups (2)'!$CJ$4:$CS$2189,6,)","v":0.1167}]
[null,null,null,null,null,null,null,null,null,null,"12345Schenectady",12345,12345,"Zone F - Capital","National Grid","Schenectady","Capital Region","Capital District","Capital District","Capital District",null,"Zone F - Capital","Capital District","Capital District",{"$f":"VLOOKUP(L1615,'Lookups (2)'!$CJ$4:$CS$2189,6,)","v":0.1167}]
[null,null,null,null,null,null,null,null,null,null,"12093Schoharie",12093,12093,"Zone E - Mohawk Valley","NYS Electric and Gas","Schoharie","Mohawk Valley","Capital District","Capital District","Capital District",null,"Zone E - Mohawk Valley","Capital District","Capital District",{"$f":"VLOOKUP(L1616,'Lookups (2)'!$CJ$4:$CS$2189,6,)","v":9.2600000000000002E-2}]
[null,null,null,null,null,null,null,null,null,null,"12031Schoharie",12031,12031,"Zone F - Capital","National Grid","Schoharie","Mohawk Valley","Capital District","Capital District","Capital District",null,"Zone F - Capital","Capital District","Capital District",{"$f":"VLOOKUP(L1617,'Lookups (2)'!$CJ$4:$CS$2189,6,)","v":0.1167}]
[null,null,null,null,null,null,null,null,null,null,"12035Schoharie",12035,12035,"Zone F - Capital","National Grid","Schoharie","Mohawk Valley","Capital District","Capital District","Capital District",null,"Zone F - Capital","Capital District","Capital District",{"$f":"VLOOKUP(L1618,'Lookups (2)'!$CJ$4:$CS$2189,6,)","v":0.1167}]
[null,null,null,null,null,null,null,null,null,null,"12043Schoharie",12043,12043,"Zone F - Capital","National Grid","Schoharie","Mohawk Valley","Capital District","Capital District","Capital District",null,"Zone F - Capital","Capital District","Capital District",{"$f":"VLOOKUP(L1619,'Lookups (2)'!$CJ$4:$CS$2189,6,)","v":0.1167}]
[null,null,null,null,null,null,null,null,null,null,"12066Schoharie",12066,12066,"Zone F - Capital","National Grid","Schoharie","Mohawk Valley","Capital District","Capital District","Capital District",null,"Zone F - Capital","Capital District","Capital District",{"$f":"VLOOKUP(L1620,'Lookups (2)'!$CJ$4:$CS$2189,6,)","v":0.1167}]
[null,null,null,null,null,null,null,null,null,null,"12071Schoharie",12071,12071,"Zone F - Capital","National Grid","Schoharie","Mohawk Valley","Capital District","Capital District","Capital District",null,"Zone F - Capital","Capital District","Capital District",{"$f":"VLOOKUP(L1621,'Lookups (2)'!$CJ$4:$CS$2189,6,)","v":0.1167}]
[null,null,null,null,null,null,null,null,null,null,"12073Schoharie",12073,12073,"Zone F - Capital","National Grid","Schoharie","Mohawk Valley","Capital District","Capital District","Capital District",null,"Zone F - Capital","Capital District","Capital District",{"$f":"VLOOKUP(L1622,'Lookups (2)'!$CJ$4:$CS$2189,6,)","v":0.1167}]
[null,null,null,null,null,null,null,null,null,null,"12092Schoharie",12092,12092,"Zone F - Capital","National Grid","Schoharie","Mohawk Valley","Capital District","Capital District","Capital District",null,"Zone F - Capital","Capital District","Capital District",{"$f":"VLOOKUP(L1623,'Lookups (2)'!$CJ$4:$CS$2189,6,)","v":0.1167}]
[null,null,null,null,null,null,null,null,null,null,"12122Schoharie",12122,12122,"Zone F - Capital","National Grid","Schoharie","Mohawk Valley","Capital District","Capital District","Capital District",null,"Zone F - Capital","Capital District","Capital District",{"$f":"VLOOKUP(L1624,'Lookups (2)'!$CJ$4:$CS$2189,6,)","v":0.1167}]
[null,null,null,null,null,null,null,null,null,null,"12131Schoharie",12131,12131,"Zone F - Capital","National Grid","Schoharie","Mohawk Valley","Capital District","Capital District","Capital District",null,"Zone F - Capital","Capital District","Capital District",{"$f":"VLOOKUP(L1625,'Lookups (2)'!$CJ$4:$CS$2189,6,)","v":0.1167}]
[null,null,null,null,null,null,null,null,null,null,"12157Schoharie",12157,12157,"Zone F - Capital","National Grid","Schoharie","Mohawk Valley","Capital District","Capital District","Capital District",null,"Zone F - Capital","Capital District","Capital District",{"$f":"VLOOKUP(L1626,'Lookups (2)'!$CJ$4:$CS$2189,6,)","v":0.1167}]
[null,null,null,null,null,null,null,null,null,null,"12160Schoharie",12160,12160,"Zone F - Capital","National Grid","Schoharie","Mohawk Valley","Capital District","Capital District","Capital District",null,"Zone F - Capital","Capital District","Capital District",{"$f":"VLOOKUP(L1627,'Lookups (2)'!$CJ$4:$CS$2189,6,)","v":0.1167}]
[null,null,null,null,null,null,null,null,null,null,"12175Schoharie",12175,12175,"Zone F - Capital","National Grid","Schoharie","Mohawk Valley","Capital District","Capital District","Capital District",null,"Zone F - Capital","Capital District","Capital District",{"$f":"VLOOKUP(L1628,'Lookups (2)'!$CJ$4:$CS$2189,6,)","v":0.1167}]
[null,null,null,null,null,null,null,null,null,null,"12187Schoharie",12187,12187,"Zone F - Capital","National Grid","Schoharie","Mohawk Valley","Capital District","Capital District","Capital District",null,"Zone F - Capital","Capital District","Capital District",{"$f":"VLOOKUP(L1629,'Lookups (2)'!$CJ$4:$CS$2189,6,)","v":0.1167}]
[null,null,null,null,null,null,null,null,null,null,"12194Schoharie",12194,12194,"Zone F - Capital","National Grid","Schoharie","Mohawk Valley","Capital District","Capital District","Capital District",null,"Zone F - Capital","Capital District","Capital District",{"$f":"VLOOKUP(L1630,'Lookups (2)'!$CJ$4:$CS$2189,6,)","v":0.1167}]
[null,null,null,null,null,null,null,null,null,null,"13459Schoharie",13459,13459,"Zone F - Capital","National Grid","Schoharie","Mohawk Valley","Capital District","Capital District","Capital District",null,"Zone F - Capital","Capital District","Capital District",{"$f":"VLOOKUP(L1631,'Lookups (2)'!$CJ$4:$CS$2189,6,)","v":0.1167}]
[null,null,null,null,null,null,null,null,null,null,"12076Schoharie",12076,12076,"Zone F - Capital","NYS Electric and Gas","Schoharie","Mohawk Valley","Capital District","Capital District","Capital District",null,"Zone F - Capital","Capital District","Capital District",{"$f":"VLOOKUP(L1632,'Lookups (2)'!$CJ$4:$CS$2189,6,)","v":0.106}]
[null,null,null,null,null,null,null,null,null,null,"12149Schoharie",12149,12149,"Zone F - Capital","Municipal Utilities","Schoharie","Mohawk Valley","Capital District","Capital District","Capital District",null,"Zone F - Capital","Capital District","Capital District",{"$f":"VLOOKUP(L1633,'Lookups (2)'!$CJ$4:$CS$2189,6,)","v":0.1595}]
[null,null,null,null,null,null,null,null,null,null,"14818Schuyler",14818,14818,"Zone C - Central","NYS Electric and Gas","Schuyler","Southern Tier","Western","Western","Western",null,"Zone C - Central","Western","Western Region",{"$f":"VLOOKUP(L1634,'Lookups (2)'!$CJ$4:$CS$2189,6,)","v":9.2600000000000002E-2}]
[null,null,null,null,null,null,null,null,null,null,"14841Schuyler",14841,14841,"Zone C - Central","NYS Electric and Gas","Schuyler","Southern Tier","Western","Western","Western",null,"Zone C - Central","Western","Western Region",{"$f":"VLOOKUP(L1635,'Lookups (2)'!$CJ$4:$CS$2189,6,)","v":9.2600000000000002E-2}]
[null,null,null,null,null,null,null,null,null,null,"14863Schuyler",14863,14863,"Zone C - Central","NYS Electric and Gas","Schuyler","Southern Tier","Western","Western","Western",null,"Zone C - Central","Western","Western Region",{"$f":"VLOOKUP(L1636,'Lookups (2)'!$CJ$4:$CS$2189,6,)","v":9.2600000000000002E-2}]
[null,null,null,null,null,null,null,null,null,null,"14876Schuyler",14876,14876,"Zone C - Central","Municipal Utilities","Schuyler","Southern Tier","Western","Western","Western",null,"Zone C - Central","Western","Western Region",{"$f":"VLOOKUP(L1637,'Lookups (2)'!$CJ$4:$CS$2189,6,)","v":0.1595}]
[null,null,null,null,null,null,null,null,null,null,"14891Schuyler",14891,14891,"Zone C - Central","Municipal Utilities","Schuyler","Southern Tier","Western","Western","Western",null,"Zone C - Central","Western","Western Region",{"$f":"VLOOKUP(L1638,'Lookups (2)'!$CJ$4:$CS$2189,6,)","v":0.1595}]
[null,null,null,null,null,null,null,null,null,null,"14805Schuyler",14805,14805,"Zone C - Central","NYS Electric and Gas","Schuyler","Southern Tier","Western","Western","Western",null,"Zone C - Central","Western","Western Region",{"$f":"VLOOKUP(L1639,'Lookups (2)'!$CJ$4:$CS$2189,6,)","v":9.2600000000000002E-2}]
[null,null,null,null,null,null,null,null,null,null,"14824Schuyler",14824,14824,"Zone C - Central","NYS Electric and Gas","Schuyler","Southern Tier","Western","Western","Western",null,"Zone C - Central","Western","Western Region",{"$f":"VLOOKUP(L1640,'Lookups (2)'!$CJ$4:$CS$2189,6,)","v":9.2600000000000002E-2}]
[null,null,null,null,null,null,null,null,null,null,"14865Schuyler",14865,14865,"Zone C - Central","NYS Electric and Gas","Schuyler","Southern Tier","Western","Western","Western",null,"Zone C - Central","Western","Western Region",{"$f":"VLOOKUP(L1641,'Lookups (2)'!$CJ$4:$CS$2189,6,)","v":9.2600000000000002E-2}]
[null,null,null,null,null,null,null,null,null,null,"14869Schuyler",14869,14869,"Zone C - Central","NYS Electric and Gas","Schuyler","Southern Tier","Western","Western","Western",null,"Zone C - Central","Western","Western Region",{"$f":"VLOOKUP(L1642,'Lookups (2)'!$CJ$4:$CS$2189,6,)","v":9.2600000000000002E-2}]
[null,null,null,null,null,null,null,null,null,null,"14887Schuyler",14887,14887,"Zone C - Central","NYS Electric and Gas","Schuyler","Southern Tier","Western","Western","Western",null,"Zone C - Central","Western","Western Region",{"$f":"VLOOKUP(L1643,'Lookups (2)'!$CJ$4:$CS$2189,6,)","v":9.2600000000000002E-2}]
[null,null,null,null,null,null,null,null,null,null,"14893Schuyler",14893,14893,"Zone C - Central","NYS Electric and Gas","Schuyler","Southern Tier","Western","Western","Western",null,"Zone C - Central","Western","Western Region",{"$f":"VLOOKUP(L1644,'Lookups (2)'!$CJ$4:$CS$2189,6,)","v":9.2600000000000002E-2}]
[null,null,null,null,null,null,null,null,null,null,"13065Seneca",13065,13065,"Zone C - Central","NYS Electric and Gas","Seneca","Finger Lakes","Western","Western","Western",null,"Zone C - Central","Western","Western Region",{"$f":"VLOOKUP(L1645,'Lookups (2)'!$CJ$4:$CS$2189,6,)","v":9.2600000000000002E-2}]
[null,null,null,null,null,null,null,null,null,null,"13148Seneca",13148,13148,"Zone C - Central","NYS Electric and Gas","Seneca","Finger Lakes","Western","Western","Western",null,"Zone C - Central","Western","Western Region",{"$f":"VLOOKUP(L1646,'Lookups (2)'!$CJ$4:$CS$2189,6,)","v":9.2600000000000002E-2}]
[null,null,null,null,null,null,null,null,null,null,"13165Seneca",13165,13165,"Zone C - Central","NYS Electric and Gas","Seneca","Finger Lakes","Western","Western","Western",null,"Zone C - Central","Western","Western Region",{"$f":"VLOOKUP(L1647,'Lookups (2)'!$CJ$4:$CS$2189,6,)","v":9.2600000000000002E-2}]
[null,null,null,null,null,null,null,null,null,null,"14541Seneca",14541,14541,"Zone C - Central","NYS Electric and Gas","Seneca","Finger Lakes","Western","Western","Western",null,"Zone C - Central","Western","Western Region",{"$f":"VLOOKUP(L1648,'Lookups (2)'!$CJ$4:$CS$2189,6,)","v":9.2600000000000002E-2}]
[null,null,null,null,null,null,null,null,null,null,"14521Seneca",14521,14521,"Zone C - Central","NYS Electric and Gas","Seneca","Finger Lakes","Western","Western","Western",null,"Zone C - Central","Western","Western Region",{"$f":"VLOOKUP(L1649,'Lookups (2)'!$CJ$4:$CS$2189,6,)","v":9.2600000000000002E-2}]
[null,null,null,null,null,null,null,null,null,null,"14588Seneca",14588,14588,"Zone C - Central","NYS Electric and Gas","Seneca","Finger Lakes","Western","Western","Western",null,"Zone C - Central","Western","Western Region",{"$f":"VLOOKUP(L1650,'Lookups (2)'!$CJ$4:$CS$2189,6,)","v":9.2600000000000002E-2}]
[null,null,null,null,null,null,null,null,null,null,"14847Seneca",14847,14847,"Zone C - Central","NYS Electric and Gas","Seneca","Finger Lakes","Western","Western","Western",null,"Zone C - Central","Western","Western Region",{"$f":"VLOOKUP(L1651,'Lookups (2)'!$CJ$4:$CS$2189,6,)","v":9.2600000000000002E-2}]
[null,null,null,null,null,null,null,null,null,null,"14860Seneca",14860,14860,"Zone C - Central","NYS Electric and Gas","Seneca","Finger Lakes","Western","Western","Western",null,"Zone C - Central","Western","Western Region",{"$f":"VLOOKUP(L1652,'Lookups (2)'!$CJ$4:$CS$2189,6,)","v":9.2600000000000002E-2}]
[null,null,null,null,null,null,null,null,null,null,"13662St. Lawrence",13662,13662,"Zone E - Mohawk Valley","Municipal Utilities","St. Lawrence","North Country","North County","North Country","North Country",null,"Zone E - Mohawk Valley","North County","North Country",{"$f":"VLOOKUP(L1653,'Lookups (2)'!$CJ$4:$CS$2189,6,)","v":0.1595}]
[null,null,null,null,null,null,null,null,null,null,"12922St. Lawrence",12922,12922,"Zone E - Mohawk Valley","National Grid","St. Lawrence","North Country","North County","North Country","North Country",null,"Zone E - Mohawk Valley","North County","North Country",{"$f":"VLOOKUP(L1654,'Lookups (2)'!$CJ$4:$CS$2189,6,)","v":0.10299999999999999}]
[null,null,null,null,null,null,null,null,null,null,"12927St. Lawrence",12927,12927,"Zone E - Mohawk Valley","National Grid","St. Lawrence","North Country","North County","North Country","North Country",null,"Zone E - Mohawk Valley","North County","North Country",{"$f":"VLOOKUP(L1655,'Lookups (2)'!$CJ$4:$CS$2189,6,)","v":0.10299999999999999}]
[null,null,null,null,null,null,null,null,null,null,"12949St. Lawrence",12949,12949,"Zone E - Mohawk Valley","National Grid","St. Lawrence","North Country","North County","North Country","North Country",null,"Zone E - Mohawk Valley","North County","North Country",{"$f":"VLOOKUP(L1656,'Lookups (2)'!$CJ$4:$CS$2189,6,)","v":0.10299999999999999}]
[null,null,null,null,null,null,null,null,null,null,"12965St. Lawrence",12965,12965,"Zone E - Mohawk Valley","National Grid","St. Lawrence","North Country","North County","North Country","North Country",null,"Zone E - Mohawk Valley","North County","North Country",{"$f":"VLOOKUP(L1657,'Lookups (2)'!$CJ$4:$CS$2189,6,)","v":0.10299999999999999}]
[null,null,null,null,null,null,null,null,null,null,"12967St. Lawrence",12967,12967,"Zone E - Mohawk Valley","National Grid","St. Lawrence","North Country","North County","North Country","North Country",null,"Zone E - Mohawk Valley","North County","North Country",{"$f":"VLOOKUP(L1658,'Lookups (2)'!$CJ$4:$CS$2189,6,)","v":0.10299999999999999}]
[null,null,null,null,null,null,null,null,null,null,"12973St. Lawrence",12973,12973,"Zone E - Mohawk Valley","National Grid","St. Lawrence","North Country","North County","North Country","North Country",null,"Zone E - Mohawk Valley","North County","North Country",{"$f":"VLOOKUP(L1659,'Lookups (2)'!$CJ$4:$CS$2189,6,)","v":0.10299999999999999}]
[null,null,null,null,null,null,null,null,null,null,"13613St. Lawrence",13613,13613,"Zone E - Mohawk Valley","National Grid","St. Lawrence","North Country","North County","North Country","North Country",null,"Zone E - Mohawk Valley","North County","North Country",{"$f":"VLOOKUP(L1660,'Lookups (2)'!$CJ$4:$CS$2189,6,)","v":0.10299999999999999}]
[null,null,null,null,null,null,null,null,null,null,"13614St. Lawrence",13614,13614,"Zone E - Mohawk Valley","National Grid","St. Lawrence","North Country","North County","North Country","North Country",null,"Zone E - Mohawk Valley","North County","North Country",{"$f":"VLOOKUP(L1661,'Lookups (2)'!$CJ$4:$CS$2189,6,)","v":0.10299999999999999}]
[null,null,null,null,null,null,null,null,null,null,"13617St. Lawrence",13617,13617,"Zone E - Mohawk Valley","National Grid","St. Lawrence","North Country","North County","North Country","North Country",null,"Zone E - Mohawk Valley","North County","North Country",{"$f":"VLOOKUP(L1662,'Lookups (2)'!$CJ$4:$CS$2189,6,)","v":0.10299999999999999}]
[null,null,null,null,null,null,null,null,null,null,"13621St. Lawrence",13621,13621,"Zone E - Mohawk Valley","National Grid","St. Lawrence","North Country","North County","North Country","North Country",null,"Zone E - Mohawk Valley","North County","North Country",{"$f":"VLOOKUP(L1663,'Lookups (2)'!$CJ$4:$CS$2189,6,)","v":0.10299999999999999}]
[null,null,null,null,null,null,null,null,null,null,"13623St. Lawrence",13623,13623,"Zone E - Mohawk Valley","National Grid","St. Lawrence","North Country","North County","North Country","North Country",null,"Zone E - Mohawk Valley","North County","North Country",{"$f":"VLOOKUP(L1664,'Lookups (2)'!$CJ$4:$CS$2189,6,)","v":0.10299999999999999}]
[null,null,null,null,null,null,null,null,null,null,"13625St. Lawrence",13625,13625,"Zone E - Mohawk Valley","National Grid","St. Lawrence","North Country","North County","North Country","North Country",null,"Zone E - Mohawk Valley","North County","North Country",{"$f":"VLOOKUP(L1665,'Lookups (2)'!$CJ$4:$CS$2189,6,)","v":0.10299999999999999}]
[null,null,null,null,null,null,null,null,null,null,"13630St. Lawrence",13630,13630,"Zone E - Mohawk Valley","National Grid","St. Lawrence","North Country","North County","North Country","North Country",null,"Zone E - Mohawk Valley","North County","North Country",{"$f":"VLOOKUP(L1666,'Lookups (2)'!$CJ$4:$CS$2189,6,)","v":0.10299999999999999}]
[null,null,null,null,null,null,null,null,null,null,"13633St. Lawrence",13633,13633,"Zone E - Mohawk Valley","National Grid","St. Lawrence","North Country","North County","North Country","North Country",null,"Zone E - Mohawk Valley","North County","North Country",{"$f":"VLOOKUP(L1667,'Lookups (2)'!$CJ$4:$CS$2189,6,)","v":0.10299999999999999}]
[null,null,null,null,null,null,null,null,null,null,"13635St. Lawrence",13635,13635,"Zone E - Mohawk Valley","National Grid","St. Lawrence","North Country","North County","North Country","North Country",null,"Zone E - Mohawk Valley","North County","North Country",{"$f":"VLOOKUP(L1668,'Lookups (2)'!$CJ$4:$CS$2189,6,)","v":0.10299999999999999}]
[null,null,null,null,null,null,null,null,null,null,{"$f":"CONCATENATE(M1669,P1669)","v":"13639St. Lawrence"},13639,13639,"Zone E - Mohawk Valley","National Grid","St. Lawrence","North Country","North County","North Country","North Country",null,"Zone E - Mohawk Valley",{"$f":"R1669","v":"North County"},"North Country",{"$f":"VLOOKUP(L1669,'Lookups (2)'!$CJ$4:$CS$2189,6,)","v":0.10299999999999999}]
[null,null,null,null,null,null,null,null,null,null,"13642St. Lawrence",13642,13642,"Zone E - Mohawk Valley","National Grid","St. Lawrence","North Country","North County","North Country","North Country",null,"Zone E - Mohawk Valley","North County","North Country",{"$f":"VLOOKUP(L1670,'Lookups (2)'!$CJ$4:$CS$2189,6,)","v":0.10299999999999999}]
[null,null,null,null,null,null,null,null,null,null,"13645St. Lawrence",13645,13645,"Zone E - Mohawk Valley","National Grid","St. Lawrence","North Country","North County","North Country","North Country",null,"Zone E - Mohawk Valley","North County","North Country",{"$f":"VLOOKUP(L1671,'Lookups (2)'!$CJ$4:$CS$2189,6,)","v":0.10299999999999999}]
[null,null,null,null,null,null,null,null,null,null,"13646St. Lawrence",13646,13646,"Zone E - Mohawk Valley","National Grid","St. Lawrence","North Country","North County","North Country","North Country",null,"Zone E - Mohawk Valley","North County","North Country",{"$f":"VLOOKUP(L1672,'Lookups (2)'!$CJ$4:$CS$2189,6,)","v":0.10299999999999999}]
[null,null,null,null,null,null,null,null,null,null,"13647St. Lawrence",13647,13647,"Zone E - Mohawk Valley","National Grid","St. Lawrence","North Country","North County","North Country","North Country",null,"Zone E - Mohawk Valley","North County","North Country",{"$f":"VLOOKUP(L1673,'Lookups (2)'!$CJ$4:$CS$2189,6,)","v":0.10299999999999999}]
[null,null,null,null,null,null,null,null,null,null,"13649St. Lawrence",13649,13649,"Zone E - Mohawk Valley","National Grid","St. Lawrence","North Country","North County","North Country","North Country",null,"Zone E - Mohawk Valley","North County","North Country",{"$f":"VLOOKUP(L1674,'Lookups (2)'!$CJ$4:$CS$2189,6,)","v":0.10299999999999999}]
[null,null,null,null,null,null,null,null,null,null,"13652St. Lawrence",13652,13652,"Zone E - Mohawk Valley","National Grid","St. Lawrence","North Country","North County","North Country","North Country",null,"Zone E - Mohawk Valley","North County","North Country",{"$f":"VLOOKUP(L1675,'Lookups (2)'!$CJ$4:$CS$2189,6,)","v":0.10299999999999999}]
[null,null,null,null,null,null,null,null,null,null,"13654St. Lawrence",13654,13654,"Zone E - Mohawk Valley","National Grid","St. Lawrence","North Country","North County","North Country","North Country",null,"Zone E - Mohawk Valley","North County","North Country",{"$f":"VLOOKUP(L1676,'Lookups (2)'!$CJ$4:$CS$2189,6,)","v":0.10299999999999999}]
[null,null,null,null,null,null,null,null,null,null,"13658St. Lawrence",13658,13658,"Zone E - Mohawk Valley","National Grid","St. Lawrence","North Country","North County","North Country","North Country",null,"Zone E - Mohawk Valley","North County","North Country",{"$f":"VLOOKUP(L1677,'Lookups (2)'!$CJ$4:$CS$2189,6,)","v":0.10299999999999999}]
[null,null,null,null,null,null,null,null,null,null,"13660St. Lawrence",13660,13660,"Zone E - Mohawk Valley","National Grid","St. Lawrence","North Country","North County","North Country","North Country",null,"Zone E - Mohawk Valley","North County","North Country",{"$f":"VLOOKUP(L1678,'Lookups (2)'!$CJ$4:$CS$2189,6,)","v":0.10299999999999999}]
[null,null,null,null,null,null,null,null,null,null,"13664St. Lawrence",13664,13664,"Zone E - Mohawk Valley","National Grid","St. Lawrence","North Country","North County","North Country","North Country",null,"Zone E - Mohawk Valley","North County","North Country",{"$f":"VLOOKUP(L1679,'Lookups (2)'!$CJ$4:$CS$2189,6,)","v":0.10299999999999999}]
[null,null,null,null,null,null,null,null,null,null,"13666St. Lawrence",13666,13666,"Zone E - Mohawk Valley","National Grid","St. Lawrence","North Country","North County","North Country","North Country",null,"Zone E - Mohawk Valley","North County","North Country",{"$f":"VLOOKUP(L1680,'Lookups (2)'!$CJ$4:$CS$2189,6,)","v":0.10299999999999999}]
[null,null,null,null,null,null,null,null,null,null,"13667St. Lawrence",13667,13667,"Zone E - Mohawk Valley","National Grid","St. Lawrence","North Country","North County","North Country","North Country",null,"Zone E - Mohawk Valley","North County","North Country",{"$f":"VLOOKUP(L1681,'Lookups (2)'!$CJ$4:$CS$2189,6,)","v":0.10299999999999999}]
[null,null,null,null,null,null,null,null,null,null,"13668St. Lawrence",13668,13668,"Zone E - Mohawk Valley","National Grid","St. Lawrence","North Country","North County","North Country","North Country",null,"Zone E - Mohawk Valley","North County","North Country",{"$f":"VLOOKUP(L1682,'Lookups (2)'!$CJ$4:$CS$2189,6,)","v":0.10299999999999999}]
[null,null,null,null,null,null,null,null,null,null,"13669St. Lawrence",13669,13669,"Zone E - Mohawk Valley","National Grid","St. Lawrence","North Country","North County","North Country","North Country",null,"Zone E - Mohawk Valley","North County","North Country",{"$f":"VLOOKUP(L1683,'Lookups (2)'!$CJ$4:$CS$2189,6,)","v":0.10299999999999999}]
[null,null,null,null,null,null,null,null,null,null,"13670St. Lawrence",13670,13670,"Zone E - Mohawk Valley","National Grid","St. Lawrence","North Country","North County","North Country","North Country",null,"Zone E - Mohawk Valley","North County","North Country",{"$f":"VLOOKUP(L1684,'Lookups (2)'!$CJ$4:$CS$2189,6,)","v":0.10299999999999999}]
[null,null,null,null,null,null,null,null,null,null,"13672St. Lawrence",13672,13672,"Zone E - Mohawk Valley","National Grid","St. Lawrence","North Country","North County","North Country","North Country",null,"Zone E - Mohawk Valley","North County","North Country",{"$f":"VLOOKUP(L1685,'Lookups (2)'!$CJ$4:$CS$2189,6,)","v":0.10299999999999999}]
[null,null,null,null,null,null,null,null,null,null,"13676St. Lawrence",13676,13676,"Zone E - Mohawk Valley","National Grid","St. Lawrence","North Country","North County","North Country","North Country",null,"Zone E - Mohawk Valley","North County","North Country",{"$f":"VLOOKUP(L1686,'Lookups (2)'!$CJ$4:$CS$2189,6,)","v":0.10299999999999999}]
[null,null,null,null,null,null,null,null,null,null,"13677St. Lawrence",13677,13677,"Zone E - Mohawk Valley","National Grid","St. Lawrence","North Country","North County","North Country","North Country",null,"Zone E - Mohawk Valley","North County","North Country",{"$f":"VLOOKUP(L1687,'Lookups (2)'!$CJ$4:$CS$2189,6,)","v":0.10299999999999999}]
[null,null,null,null,null,null,null,null,null,null,"13678St. Lawrence",13678,13678,"Zone E - Mohawk Valley","National Grid","St. Lawrence","North Country","North County","North Country","North Country",null,"Zone E - Mohawk Valley","North County","North Country",{"$f":"VLOOKUP(L1688,'Lookups (2)'!$CJ$4:$CS$2189,6,)","v":0.10299999999999999}]
[null,null,null,null,null,null,null,null,null,null,"13680St. Lawrence",13680,13680,"Zone E - Mohawk Valley","National Grid","St. Lawrence","North Country","North County","North Country","North Country",null,"Zone E - Mohawk Valley","North County","North Country",{"$f":"VLOOKUP(L1689,'Lookups (2)'!$CJ$4:$CS$2189,6,)","v":0.10299999999999999}]
[null,null,null,null,null,null,null,null,null,null,"13681St. Lawrence",13681,13681,"Zone E - Mohawk Valley","National Grid","St. Lawrence","North Country","North County","North Country","North Country",null,"Zone E - Mohawk Valley","North County","North Country",{"$f":"VLOOKUP(L1690,'Lookups (2)'!$CJ$4:$CS$2189,6,)","v":0.10299999999999999}]
[null,null,null,null,null,null,null,null,null,null,"13684St. Lawrence",13684,13684,"Zone E - Mohawk Valley","National Grid","St. Lawrence","North Country","North County","North Country","North Country",null,"Zone E - Mohawk Valley","North County","North Country",{"$f":"VLOOKUP(L1691,'Lookups (2)'!$CJ$4:$CS$2189,6,)","v":0.10299999999999999}]
[null,null,null,null,null,null,null,null,null,null,"13687St. Lawrence",13687,13687,"Zone E - Mohawk Valley","National Grid","St. Lawrence","North Country","North County","North Country","North Country",null,"Zone E - Mohawk Valley","North County","North Country",{"$f":"VLOOKUP(L1692,'Lookups (2)'!$CJ$4:$CS$2189,6,)","v":0.10299999999999999}]
[null,null,null,null,null,null,null,null,null,null,"13690St. Lawrence",13690,13690,"Zone E - Mohawk Valley","National Grid","St. Lawrence","North Country","North County","North Country","North Country",null,"Zone E - Mohawk Valley","North County","North Country",{"$f":"VLOOKUP(L1693,'Lookups (2)'!$CJ$4:$CS$2189,6,)","v":0.10299999999999999}]
[null,null,null,null,null,null,null,null,null,null,"13694St. Lawrence",13694,13694,"Zone E - Mohawk Valley","National Grid","St. Lawrence","North Country","North County","North Country","North Country",null,"Zone E - Mohawk Valley","North County","North Country",{"$f":"VLOOKUP(L1694,'Lookups (2)'!$CJ$4:$CS$2189,6,)","v":0.10299999999999999}]
[null,null,null,null,null,null,null,null,null,null,"13695St. Lawrence",13695,13695,"Zone E - Mohawk Valley","National Grid","St. Lawrence","North Country","North County","North Country","North Country",null,"Zone E - Mohawk Valley","North County","North Country",{"$f":"VLOOKUP(L1695,'Lookups (2)'!$CJ$4:$CS$2189,6,)","v":0.10299999999999999}]
[null,null,null,null,null,null,null,null,null,null,"13696St. Lawrence",13696,13696,"Zone E - Mohawk Valley","National Grid","St. Lawrence","North Country","North County","North Country","North Country",null,"Zone E - Mohawk Valley","North County","North Country",{"$f":"VLOOKUP(L1696,'Lookups (2)'!$CJ$4:$CS$2189,6,)","v":0.10299999999999999}]
[null,null,null,null,null,null,null,null,null,null,"13697St. Lawrence",13697,13697,"Zone E - Mohawk Valley","National Grid","St. Lawrence","North Country","North County","North Country","North Country",null,"Zone E - Mohawk Valley","North County","North Country",{"$f":"VLOOKUP(L1697,'Lookups (2)'!$CJ$4:$CS$2189,6,)","v":0.10299999999999999}]
[null,null,null,null,null,null,null,null,null,null,"13699St. Lawrence",13699,13699,"Zone E - Mohawk Valley","National Grid","St. Lawrence","North Country","North County","North Country","North Country",null,"Zone E - Mohawk Valley","North County","North Country",{"$f":"VLOOKUP(L1698,'Lookups (2)'!$CJ$4:$CS$2189,6,)","v":0.10299999999999999}]
[null,null,null,null,null,null,null,null,null,null,"14529Steuben",14529,14529,"Zone C - Central","NYS Electric and Gas","Steuben","Southern Tier","Western","Western","Western",null,"Zone C - Central","Western","Western Region",{"$f":"VLOOKUP(L1699,'Lookups (2)'!$CJ$4:$CS$2189,6,)","v":9.2600000000000002E-2}]
[null,null,null,null,null,null,null,null,null,null,"14572Steuben",14572,14572,"Zone C - Central","NYS Electric and Gas","Steuben","Southern Tier","Western","Western","Western",null,"Zone C - Central","Western","Western Region",{"$f":"VLOOKUP(L1700,'Lookups (2)'!$CJ$4:$CS$2189,6,)","v":9.2600000000000002E-2}]
[null,null,null,null,null,null,null,null,null,null,"14807Steuben",14807,14807,"Zone C - Central","NYS Electric and Gas","Steuben","Southern Tier","Western","Western","Western",null,"Zone C - Central","Western","Western Region",{"$f":"VLOOKUP(L1701,'Lookups (2)'!$CJ$4:$CS$2189,6,)","v":9.2600000000000002E-2}]
[null,null,null,null,null,null,null,null,null,null,"14808Steuben",14808,14808,"Zone C - Central","NYS Electric and Gas","Steuben","Southern Tier","Western","Western","Western",null,"Zone C - Central","Western","Western Region",{"$f":"VLOOKUP(L1702,'Lookups (2)'!$CJ$4:$CS$2189,6,)","v":9.2600000000000002E-2}]
[null,null,null,null,null,null,null,null,null,null,"14809Steuben",14809,14809,"Zone C - Central","NYS Electric and Gas","Steuben","Southern Tier","Western","Western","Western",null,"Zone C - Central","Western","Western Region",{"$f":"VLOOKUP(L1703,'Lookups (2)'!$CJ$4:$CS$2189,6,)","v":9.2600000000000002E-2}]
[null,null,null,null,null,null,null,null,null,null,"14823Steuben",14823,14823,"Zone C - Central","NYS Electric and Gas","Steuben","Southern Tier","Western","Western","Western",null,"Zone C - Central","Western","Western Region",{"$f":"VLOOKUP(L1704,'Lookups (2)'!$CJ$4:$CS$2189,6,)","v":9.2600000000000002E-2}]
[null,null,null,null,null,null,null,null,null,null,"14826Steuben",14826,14826,"Zone C - Central","NYS Electric and Gas","Steuben","Southern Tier","Western","Western","Western",null,"Zone C - Central","Western","Western Region",{"$f":"VLOOKUP(L1705,'Lookups (2)'!$CJ$4:$CS$2189,6,)","v":9.2600000000000002E-2}]
[null,null,null,null,null,null,null,null,null,null,"14839Steuben",14839,14839,"Zone C - Central","NYS Electric and Gas","Steuben","Southern Tier","Western","Western","Western",null,"Zone C - Central","Western","Western Region",{"$f":"VLOOKUP(L1706,'Lookups (2)'!$CJ$4:$CS$2189,6,)","v":9.2600000000000002E-2}]
[null,null,null,null,null,null,null,null,null,null,"14843Steuben",14843,14843,"Zone C - Central","NYS Electric and Gas","Steuben","Southern Tier","Western","Western","Western",null,"Zone C - Central","Western","Western Region",{"$f":"VLOOKUP(L1707,'Lookups (2)'!$CJ$4:$CS$2189,6,)","v":9.2600000000000002E-2}]
[null,null,null,null,null,null,null,null,null,null,"14855Steuben",14855,14855,"Zone C - Central","NYS Electric and Gas","Steuben","Southern Tier","Western","Western","Western",null,"Zone C - Central","Western","Western Region",{"$f":"VLOOKUP(L1708,'Lookups (2)'!$CJ$4:$CS$2189,6,)","v":9.2600000000000002E-2}]
[null,null,null,null,null,null,null,null,null,null,"14877Steuben",14877,14877,"Zone C - Central","NYS Electric and Gas","Steuben","Southern Tier","Western","Western","Western",null,"Zone C - Central","Western","Western Region",{"$f":"VLOOKUP(L1709,'Lookups (2)'!$CJ$4:$CS$2189,6,)","v":9.2600000000000002E-2}]
[null,null,null,null,null,null,null,null,null,null,"14885Steuben",14885,14885,"Zone C - Central","NYS Electric and Gas","Steuben","Southern Tier","Western","Western","Western",null,"Zone C - Central","Western","Western Region",{"$f":"VLOOKUP(L1710,'Lookups (2)'!$CJ$4:$CS$2189,6,)","v":9.2600000000000002E-2}]
[null,null,null,null,null,null,null,null,null,null,"14810Steuben",14810,14810,"Zone C - Central","Municipal Utilities","Steuben","Southern Tier","Western","Western","Western",null,"Zone C - Central","Western","Western Region",{"$f":"VLOOKUP(L1711,'Lookups (2)'!$CJ$4:$CS$2189,6,)","v":0.1595}]
[null,null,null,null,null,null,null,null,null,null,"14856Steuben",14856,14856,"Zone C - Central","Municipal Utilities","Steuben","Southern Tier","Western","Western","Western",null,"Zone C - Central","Western","Western Region",{"$f":"VLOOKUP(L1712,'Lookups (2)'!$CJ$4:$CS$2189,6,)","v":0.1595}]
[null,null,null,null,null,null,null,null,null,null,"14801Steuben",14801,14801,"Zone C - Central","NYS Electric and Gas","Steuben","Southern Tier","Western","Western","Western",null,"Zone C - Central","Western","Western Region",{"$f":"VLOOKUP(L1713,'Lookups (2)'!$CJ$4:$CS$2189,6,)","v":9.2600000000000002E-2}]
[null,null,null,null,null,null,null,null,null,null,"14815Steuben",14815,14815,"Zone C - Central","NYS Electric and Gas","Steuben","Southern Tier","Western","Western","Western",null,"Zone C - Central","Western","Western Region",{"$f":"VLOOKUP(L1714,'Lookups (2)'!$CJ$4:$CS$2189,6,)","v":9.2600000000000002E-2}]
[null,null,null,null,null,null,null,null,null,null,"14819Steuben",14819,14819,"Zone C - Central","NYS Electric and Gas","Steuben","Southern Tier","Western","Western","Western",null,"Zone C - Central","Western","Western Region",{"$f":"VLOOKUP(L1715,'Lookups (2)'!$CJ$4:$CS$2189,6,)","v":9.2600000000000002E-2}]
[null,null,null,null,null,null,null,null,null,null,"14820Steuben",14820,14820,"Zone C - Central","NYS Electric and Gas","Steuben","Southern Tier","Western","Western","Western",null,"Zone C - Central","Western","Western Region",{"$f":"VLOOKUP(L1716,'Lookups (2)'!$CJ$4:$CS$2189,6,)","v":9.2600000000000002E-2}]
[null,null,null,null,null,null,null,null,null,null,"14821Steuben",14821,14821,"Zone C - Central","NYS Electric and Gas","Steuben","Southern Tier","Western","Western","Western",null,"Zone C - Central","Western","Western Region",{"$f":"VLOOKUP(L1717,'Lookups (2)'!$CJ$4:$CS$2189,6,)","v":9.2600000000000002E-2}]
[null,null,null,null,null,null,null,null,null,null,"14827Steuben",14827,14827,"Zone C - Central","NYS Electric and Gas","Steuben","Southern Tier","Western","Western","Western",null,"Zone C - Central","Western","Western Region",{"$f":"VLOOKUP(L1718,'Lookups (2)'!$CJ$4:$CS$2189,6,)","v":9.2600000000000002E-2}]
[null,null,null,null,null,null,null,null,null,null,"14830Steuben",14830,14830,"Zone C - Central","NYS Electric and Gas","Steuben","Southern Tier","Western","Western","Western",null,"Zone C - Central","Western","Western Region",{"$f":"VLOOKUP(L1719,'Lookups (2)'!$CJ$4:$CS$2189,6,)","v":9.2600000000000002E-2}]
[null,null,null,null,null,null,null,null,null,null,"14831Steuben",14831,14831,"Zone C - Central","NYS Electric and Gas","Steuben","Southern Tier","Western","Western","Western",null,"Zone C - Central","Western","Western Region",{"$f":"VLOOKUP(L1720,'Lookups (2)'!$CJ$4:$CS$2189,6,)","v":9.2600000000000002E-2}]
[null,null,null,null,null,null,null,null,null,null,"14840Steuben",14840,14840,"Zone C - Central","NYS Electric and Gas","Steuben","Southern Tier","Western","Western","Western",null,"Zone C - Central","Western","Western Region",{"$f":"VLOOKUP(L1721,'Lookups (2)'!$CJ$4:$CS$2189,6,)","v":9.2600000000000002E-2}]
[null,null,null,null,null,null,null,null,null,null,"14858Steuben",14858,14858,"Zone C - Central","NYS Electric and Gas","Steuben","Southern Tier","Western","Western","Western",null,"Zone C - Central","Western","Western Region",{"$f":"VLOOKUP(L1722,'Lookups (2)'!$CJ$4:$CS$2189,6,)","v":9.2600000000000002E-2}]
[null,null,null,null,null,null,null,null,null,null,"14870Steuben",14870,14870,"Zone C - Central","NYS Electric and Gas","Steuben","Southern Tier","Western","Western","Western",null,"Zone C - Central","Western","Western Region",{"$f":"VLOOKUP(L1723,'Lookups (2)'!$CJ$4:$CS$2189,6,)","v":9.2600000000000002E-2}]
[null,null,null,null,null,null,null,null,null,null,"14873Steuben",14873,14873,"Zone C - Central","NYS Electric and Gas","Steuben","Southern Tier","Western","Western","Western",null,"Zone C - Central","Western","Western Region",{"$f":"VLOOKUP(L1724,'Lookups (2)'!$CJ$4:$CS$2189,6,)","v":9.2600000000000002E-2}]
[null,null,null,null,null,null,null,null,null,null,"14874Steuben",14874,14874,"Zone C - Central","NYS Electric and Gas","Steuben","Southern Tier","Western","Western","Western",null,"Zone C - Central","Western","Western Region",{"$f":"VLOOKUP(L1725,'Lookups (2)'!$CJ$4:$CS$2189,6,)","v":9.2600000000000002E-2}]
[null,null,null,null,null,null,null,null,null,null,"14879Steuben",14879,14879,"Zone C - Central","NYS Electric and Gas","Steuben","Southern Tier","Western","Western","Western",null,"Zone C - Central","Western","Western Region",{"$f":"VLOOKUP(L1726,'Lookups (2)'!$CJ$4:$CS$2189,6,)","v":9.2600000000000002E-2}]
[null,null,null,null,null,null,null,null,null,null,"14898Steuben",14898,14898,"Zone C - Central","NYS Electric and Gas","Steuben","Southern Tier","Western","Western","Western",null,"Zone C - Central","Western","Western Region",{"$f":"VLOOKUP(L1727,'Lookups (2)'!$CJ$4:$CS$2189,6,)","v":9.2600000000000002E-2}]
[null,null,null,null,null,null,null,null,null,null,"11944Suffolk",11944,11944,"Zone K - Long Island","Municipal Utilities","Suffolk","Long Island","Long Island",{"$error":"#N/A"},{"$error":"#N/A"},null,"Zone K - Long Island","Long Island","Long Island",{"$f":"VLOOKUP(L1728,'Lookups (2)'!$CJ$4:$CS$2189,6,)","v":0.1595}]
[null,null,null,null,null,null,null,null,null,null,"00501Suffolk",501,"00501","Zone K - Long Island","Long Island Power Authority","Suffolk","Long Island","Long Island",{"$error":"#N/A"},{"$error":"#N/A"},null,"Zone K - Long Island","Long Island","Long Island",{"$f":"VLOOKUP(L1729,'Lookups (2)'!$CJ$4:$CS$2189,6,)","v":0}]
[null,null,null,null,null,null,null,null,null,null,"00544Suffolk",544,"00544","Zone K - Long Island","Long Island Power Authority","Suffolk","Long Island","Long Island",{"$error":"#N/A"},{"$error":"#N/A"},null,"Zone K - Long Island","Long Island","Long Island",{"$f":"VLOOKUP(L1730,'Lookups (2)'!$CJ$4:$CS$2189,6,)","v":0}]
[null,null,null,null,null,null,null,null,null,null,"11713Suffolk",11713,11713,"Zone K - Long Island","Long Island Power Authority","Suffolk","Long Island","Long Island",{"$error":"#N/A"},{"$error":"#N/A"},null,"Zone K - Long Island","Long Island","Long Island",{"$f":"VLOOKUP(L1731,'Lookups (2)'!$CJ$4:$CS$2189,6,)","v":0}]
[null,null,null,null,null,null,null,null,null,null,"11715Suffolk",11715,11715,"Zone K - Long Island","Long Island Power Authority","Suffolk","Long Island","Long Island",{"$error":"#N/A"},{"$error":"#N/A"},null,"Zone K - Long Island","Long Island","Long Island",{"$f":"VLOOKUP(L1732,'Lookups (2)'!$CJ$4:$CS$2189,6,)","v":0}]
[null,null,null,null,null,null,null,null,null,null,{"$f":"CONCATENATE(M1733,P1733)","v":"11719Suffolk"},11719,11719,"Zone K - Long Island","Long Island Power Authority","Suffolk","Long Island","Long Island",{"$error":"#N/A"},{"$error":"#N/A"},null,"Zone K - Long Island",{"$f":"R1733","v":"Long Island"},"Long Island",{"$f":"VLOOKUP(L1733,'Lookups (2)'!$CJ$4:$CS$2189,6,)","v":0}]
[null,null,null,null,null,null,null,null,null,null,"11720Suffolk",11720,11720,"Zone K - Long Island","Long Island Power Authority","Suffolk","Long Island","Long Island",{"$error":"#N/A"},{"$error":"#N/A"},null,"Zone K - Long Island","Long Island","Long Island",{"$f":"VLOOKUP(L1734,'Lookups (2)'!$CJ$4:$CS$2189,6,)","v":0}]
[null,null,null,null,null,null,null,null,null,null,"11727Suffolk",11727,11727,"Zone K - Long Island","Long Island Power Authority","Suffolk","Long Island","Long Island",{"$error":"#N/A"},{"$error":"#N/A"},null,"Zone K - Long Island","Long Island","Long Island",{"$f":"VLOOKUP(L1735,'Lookups (2)'!$CJ$4:$CS$2189,6,)","v":0}]
[null,null,null,null,null,null,null,null,null,null,"11733Suffolk",11733,11733,"Zone K - Long Island","Long Island Power Authority","Suffolk","Long Island","Long Island",{"$error":"#N/A"},{"$error":"#N/A"},null,"Zone K - Long Island","Long Island","Long Island",{"$f":"VLOOKUP(L1736,'Lookups (2)'!$CJ$4:$CS$2189,6,)","v":0}]
[null,null,null,null,null,null,null,null,null,null,"11738Suffolk",11738,11738,"Zone K - Long Island","Long Island Power Authority","Suffolk","Long Island","Long Island",{"$error":"#N/A"},{"$error":"#N/A"},null,"Zone K - Long Island","Long Island","Long Island",{"$f":"VLOOKUP(L1737,'Lookups (2)'!$CJ$4:$CS$2189,6,)","v":0}]
[null,null,null,null,null,null,null,null,null,null,"11742Suffolk",11742,11742,"Zone K - Long Island","Long Island Power Authority","Suffolk","Long Island","Long Island",{"$error":"#N/A"},{"$error":"#N/A"},null,"Zone K - Long Island","Long Island","Long Island",{"$f":"VLOOKUP(L1738,'Lookups (2)'!$CJ$4:$CS$2189,6,)","v":0}]
[null,null,null,null,null,null,null,null,null,null,"11755Suffolk",11755,11755,"Zone K - Long Island","Long Island Power Authority","Suffolk","Long Island","Long Island",{"$error":"#N/A"},{"$error":"#N/A"},null,"Zone K - Long Island","Long Island","Long Island",{"$f":"VLOOKUP(L1739,'Lookups (2)'!$CJ$4:$CS$2189,6,)","v":0}]
[null,null,null,null,null,null,null,null,null,null,"11763Suffolk",11763,11763,"Zone K - Long Island","Long Island Power Authority","Suffolk","Long Island","Long Island",{"$error":"#N/A"},{"$error":"#N/A"},null,"Zone K - Long Island","Long Island","Long Island",{"$f":"VLOOKUP(L1740,'Lookups (2)'!$CJ$4:$CS$2189,6,)","v":0}]
[null,null,null,null,null,null,null,null,null,null,"11764Suffolk",11764,11764,"Zone K - Long Island","Long Island Power Authority","Suffolk","Long Island","Long Island",{"$error":"#N/A"},{"$error":"#N/A"},null,"Zone K - Long Island","Long Island","Long Island",{"$f":"VLOOKUP(L1741,'Lookups (2)'!$CJ$4:$CS$2189,6,)","v":0}]
[null,null,null,null,null,null,null,null,null,null,"11766Suffolk",11766,11766,"Zone K - Long Island","Long Island Power Authority","Suffolk","Long Island","Long Island",{"$error":"#N/A"},{"$error":"#N/A"},null,"Zone K - Long Island","Long Island","Long Island",{"$f":"VLOOKUP(L1742,'Lookups (2)'!$CJ$4:$CS$2189,6,)","v":0}]
[null,null,null,null,null,null,null,null,null,null,"11772Suffolk",11772,11772,"Zone K - Long Island","Long Island Power Authority","Suffolk","Long Island","Long Island",{"$error":"#N/A"},{"$error":"#N/A"},null,"Zone K - Long Island","Long Island","Long Island",{"$f":"VLOOKUP(L1743,'Lookups (2)'!$CJ$4:$CS$2189,6,)","v":0}]
[null,null,null,null,null,null,null,null,null,null,"11776Suffolk",11776,11776,"Zone K - Long Island","Long Island Power Authority","Suffolk","Long Island","Long Island",{"$error":"#N/A"},{"$error":"#N/A"},null,"Zone K - Long Island","Long Island","Long Island",{"$f":"VLOOKUP(L1744,'Lookups (2)'!$CJ$4:$CS$2189,6,)","v":0}]
[null,null,null,null,null,null,null,null,null,null,"11777Suffolk",11777,11777,"Zone K - Long Island","Long Island Power Authority","Suffolk","Long Island","Long Island",{"$error":"#N/A"},{"$error":"#N/A"},null,"Zone K - Long Island","Long Island","Long Island",{"$f":"VLOOKUP(L1745,'Lookups (2)'!$CJ$4:$CS$2189,6,)","v":0}]
[null,null,null,null,null,null,null,null,null,null,"11778Suffolk",11778,11778,"Zone K - Long Island","Long Island Power Authority","Suffolk","Long Island","Long Island",{"$error":"#N/A"},{"$error":"#N/A"},null,"Zone K - Long Island","Long Island","Long Island",{"$f":"VLOOKUP(L1746,'Lookups (2)'!$CJ$4:$CS$2189,6,)","v":0}]
[null,null,null,null,null,null,null,null,null,null,"11784Suffolk",11784,11784,"Zone K - Long Island","Long Island Power Authority","Suffolk","Long Island","Long Island",{"$error":"#N/A"},{"$error":"#N/A"},null,"Zone K - Long Island","Long Island","Long Island",{"$f":"VLOOKUP(L1747,'Lookups (2)'!$CJ$4:$CS$2189,6,)","v":0}]
[null,null,null,null,null,null,null,null,null,null,"11786Suffolk",11786,11786,"Zone K - Long Island","Long Island Power Authority","Suffolk","Long Island","Long Island",{"$error":"#N/A"},{"$error":"#N/A"},null,"Zone K - Long Island","Long Island","Long Island",{"$f":"VLOOKUP(L1748,'Lookups (2)'!$CJ$4:$CS$2189,6,)","v":0}]
[null,null,null,null,null,null,null,null,null,null,"11789Suffolk",11789,11789,"Zone K - Long Island","Long Island Power Authority","Suffolk","Long Island","Long Island",{"$error":"#N/A"},{"$error":"#N/A"},null,"Zone K - Long Island","Long Island","Long Island",{"$f":"VLOOKUP(L1749,'Lookups (2)'!$CJ$4:$CS$2189,6,)","v":0}]
[null,null,null,null,null,null,null,null,null,null,"11790Suffolk",11790,11790,"Zone K - Long Island","Long Island Power Authority","Suffolk","Long Island","Long Island",{"$error":"#N/A"},{"$error":"#N/A"},null,"Zone K - Long Island","Long Island","Long Island",{"$f":"VLOOKUP(L1750,'Lookups (2)'!$CJ$4:$CS$2189,6,)","v":0}]
[null,null,null,null,null,null,null,null,null,null,"11792Suffolk",11792,11792,"Zone K - Long Island","Long Island Power Authority","Suffolk","Long Island","Long Island",{"$error":"#N/A"},{"$error":"#N/A"},null,"Zone K - Long Island","Long Island","Long Island",{"$f":"VLOOKUP(L1751,'Lookups (2)'!$CJ$4:$CS$2189,6,)","v":0}]
[null,null,null,null,null,null,null,null,null,null,"11794Suffolk",11794,11794,"Zone K - Long Island","Long Island Power Authority","Suffolk","Long Island","Long Island",{"$error":"#N/A"},{"$error":"#N/A"},null,"Zone K - Long Island","Long Island","Long Island",{"$f":"VLOOKUP(L1752,'Lookups (2)'!$CJ$4:$CS$2189,6,)","v":0}]
[null,null,null,null,null,null,null,null,null,null,"11901Suffolk",11901,11901,"Zone K - Long Island","Long Island Power Authority","Suffolk","Long Island","Long Island",{"$error":"#N/A"},{"$error":"#N/A"},null,"Zone K - Long Island","Long Island","Long Island",{"$f":"VLOOKUP(L1753,'Lookups (2)'!$CJ$4:$CS$2189,6,)","v":0}]
[null,null,null,null,null,null,null,null,null,null,"11930Suffolk",11930,11930,"Zone K - Long Island","Long Island Power Authority","Suffolk","Long Island","Long Island",{"$error":"#N/A"},{"$error":"#N/A"},null,"Zone K - Long Island","Long Island","Long Island",{"$f":"VLOOKUP(L1754,'Lookups (2)'!$CJ$4:$CS$2189,6,)","v":0}]
[null,null,null,null,null,null,null,null,null,null,"11931Suffolk",11931,11931,"Zone K - Long Island","Long Island Power Authority","Suffolk","Long Island","Long Island",{"$error":"#N/A"},{"$error":"#N/A"},null,"Zone K - Long Island","Long Island","Long Island",{"$f":"VLOOKUP(L1755,'Lookups (2)'!$CJ$4:$CS$2189,6,)","v":0}]
[null,null,null,null,null,null,null,null,null,null,"11932Suffolk",11932,11932,"Zone K - Long Island","Long Island Power Authority","Suffolk","Long Island","Long Island",{"$error":"#N/A"},{"$error":"#N/A"},null,"Zone K - Long Island","Long Island","Long Island",{"$f":"VLOOKUP(L1756,'Lookups (2)'!$CJ$4:$CS$2189,6,)","v":0}]
[null,null,null,null,null,null,null,null,null,null,"11933Suffolk",11933,11933,"Zone K - Long Island","Long Island Power Authority","Suffolk","Long Island","Long Island",{"$error":"#N/A"},{"$error":"#N/A"},null,"Zone K - Long Island","Long Island","Long Island",{"$f":"VLOOKUP(L1757,'Lookups (2)'!$CJ$4:$CS$2189,6,)","v":0}]
[null,null,null,null,null,null,null,null,null,null,"11934Suffolk",11934,11934,"Zone K - Long Island","Long Island Power Authority","Suffolk","Long Island","Long Island",{"$error":"#N/A"},{"$error":"#N/A"},null,"Zone K - Long Island","Long Island","Long Island",{"$f":"VLOOKUP(L1758,'Lookups (2)'!$CJ$4:$CS$2189,6,)","v":0}]
[null,null,null,null,null,null,null,null,null,null,"11935Suffolk",11935,11935,"Zone K - Long Island","Long Island Power Authority","Suffolk","Long Island","Long Island",{"$error":"#N/A"},{"$error":"#N/A"},null,"Zone K - Long Island","Long Island","Long Island",{"$f":"VLOOKUP(L1759,'Lookups (2)'!$CJ$4:$CS$2189,6,)","v":0}]
[null,null,null,null,null,null,null,null,null,null,"11937Suffolk",11937,11937,"Zone K - Long Island","Long Island Power Authority","Suffolk","Long Island","Long Island",{"$error":"#N/A"},{"$error":"#N/A"},null,"Zone K - Long Island","Long Island","Long Island",{"$f":"VLOOKUP(L1760,'Lookups (2)'!$CJ$4:$CS$2189,6,)","v":0}]
[null,null,null,null,null,null,null,null,null,null,"11939Suffolk",11939,11939,"Zone K - Long Island","Long Island Power Authority","Suffolk","Long Island","Long Island",{"$error":"#N/A"},{"$error":"#N/A"},null,"Zone K - Long Island","Long Island","Long Island",{"$f":"VLOOKUP(L1761,'Lookups (2)'!$CJ$4:$CS$2189,6,)","v":0}]
[null,null,null,null,null,null,null,null,null,null,"11940Suffolk",11940,11940,"Zone K - Long Island","Long Island Power Authority","Suffolk","Long Island","Long Island",{"$error":"#N/A"},{"$error":"#N/A"},null,"Zone K - Long Island","Long Island","Long Island",{"$f":"VLOOKUP(L1762,'Lookups (2)'!$CJ$4:$CS$2189,6,)","v":0}]
[null,null,null,null,null,null,null,null,null,null,"11941Suffolk",11941,11941,"Zone K - Long Island","Long Island Power Authority","Suffolk","Long Island","Long Island",{"$error":"#N/A"},{"$error":"#N/A"},null,"Zone K - Long Island","Long Island","Long Island",{"$f":"VLOOKUP(L1763,'Lookups (2)'!$CJ$4:$CS$2189,6,)","v":0}]
[null,null,null,null,null,null,null,null,null,null,"11942Suffolk",11942,11942,"Zone K - Long Island","Long Island Power Authority","Suffolk","Long Island","Long Island",{"$error":"#N/A"},{"$error":"#N/A"},null,"Zone K - Long Island","Long Island","Long Island",{"$f":"VLOOKUP(L1764,'Lookups (2)'!$CJ$4:$CS$2189,6,)","v":0}]
[null,null,null,null,null,null,null,null,null,null,"11946Suffolk",11946,11946,"Zone K - Long Island","Long Island Power Authority","Suffolk","Long Island","Long Island",{"$error":"#N/A"},{"$error":"#N/A"},null,"Zone K - Long Island","Long Island","Long Island",{"$f":"VLOOKUP(L1765,'Lookups (2)'!$CJ$4:$CS$2189,6,)","v":0}]
[null,null,null,null,null,null,null,null,null,null,"11947Suffolk",11947,11947,"Zone K - Long Island","Long Island Power Authority","Suffolk","Long Island","Long Island",{"$error":"#N/A"},{"$error":"#N/A"},null,"Zone K - Long Island","Long Island","Long Island",{"$f":"VLOOKUP(L1766,'Lookups (2)'!$CJ$4:$CS$2189,6,)","v":0}]
[null,null,null,null,null,null,null,null,null,null,"11948Suffolk",11948,11948,"Zone K - Long Island","Long Island Power Authority","Suffolk","Long Island","Long Island",{"$error":"#N/A"},{"$error":"#N/A"},null,"Zone K - Long Island","Long Island","Long Island",{"$f":"VLOOKUP(L1767,'Lookups (2)'!$CJ$4:$CS$2189,6,)","v":0}]
[null,null,null,null,null,null,null,null,null,null,"11949Suffolk",11949,11949,"Zone K - Long Island","Long Island Power Authority","Suffolk","Long Island","Long Island",{"$error":"#N/A"},{"$error":"#N/A"},null,"Zone K - Long Island","Long Island","Long Island",{"$f":"VLOOKUP(L1768,'Lookups (2)'!$CJ$4:$CS$2189,6,)","v":0}]
[null,null,null,null,null,null,null,null,null,null,"11950Suffolk",11950,11950,"Zone K - Long Island","Long Island Power Authority","Suffolk","Long Island","Long Island",{"$error":"#N/A"},{"$error":"#N/A"},null,"Zone K - Long Island","Long Island","Long Island",{"$f":"VLOOKUP(L1769,'Lookups (2)'!$CJ$4:$CS$2189,6,)","v":0}]
[null,null,null,null,null,null,null,null,null,null,"11951Suffolk",11951,11951,"Zone K - Long Island","Long Island Power Authority","Suffolk","Long Island","Long Island",{"$error":"#N/A"},{"$error":"#N/A"},null,"Zone K - Long Island","Long Island","Long Island",{"$f":"VLOOKUP(L1770,'Lookups (2)'!$CJ$4:$CS$2189,6,)","v":0}]
[null,null,null,null,null,null,null,null,null,null,"11952Suffolk",11952,11952,"Zone K - Long Island","Long Island Power Authority","Suffolk","Long Island","Long Island",{"$error":"#N/A"},{"$error":"#N/A"},null,"Zone K - Long Island","Long Island","Long Island",{"$f":"VLOOKUP(L1771,'Lookups (2)'!$CJ$4:$CS$2189,6,)","v":0}]
[null,null,null,null,null,null,null,null,null,null,"11953Suffolk",11953,11953,"Zone K - Long Island","Long Island Power Authority","Suffolk","Long Island","Long Island",{"$error":"#N/A"},{"$error":"#N/A"},null,"Zone K - Long Island","Long Island","Long Island",{"$f":"VLOOKUP(L1772,'Lookups (2)'!$CJ$4:$CS$2189,6,)","v":0}]
[null,null,null,null,null,null,null,null,null,null,"11954Suffolk",11954,11954,"Zone K - Long Island","Long Island Power Authority","Suffolk","Long Island","Long Island",{"$error":"#N/A"},{"$error":"#N/A"},null,"Zone K - Long Island","Long Island","Long Island",{"$f":"VLOOKUP(L1773,'Lookups (2)'!$CJ$4:$CS$2189,6,)","v":0}]
[null,null,null,null,null,null,null,null,null,null,"11955Suffolk",11955,11955,"Zone K - Long Island","Long Island Power Authority","Suffolk","Long Island","Long Island",{"$error":"#N/A"},{"$error":"#N/A"},null,"Zone K - Long Island","Long Island","Long Island",{"$f":"VLOOKUP(L1774,'Lookups (2)'!$CJ$4:$CS$2189,6,)","v":0}]
[null,null,null,null,null,null,null,null,null,null,"11957Suffolk",11957,11957,"Zone K - Long Island","Long Island Power Authority","Suffolk","Long Island","Long Island",{"$error":"#N/A"},{"$error":"#N/A"},null,"Zone K - Long Island","Long Island","Long Island",{"$f":"VLOOKUP(L1775,'Lookups (2)'!$CJ$4:$CS$2189,6,)","v":0}]
[null,null,null,null,null,null,null,null,null,null,"11958Suffolk",11958,11958,"Zone K - Long Island","Long Island Power Authority","Suffolk","Long Island","Long Island",{"$error":"#N/A"},{"$error":"#N/A"},null,"Zone K - Long Island","Long Island","Long Island",{"$f":"VLOOKUP(L1776,'Lookups (2)'!$CJ$4:$CS$2189,6,)","v":0}]
[null,null,null,null,null,null,null,null,null,null,"11959Suffolk",11959,11959,"Zone K - Long Island","Long Island Power Authority","Suffolk","Long Island","Long Island",{"$error":"#N/A"},{"$error":"#N/A"},null,"Zone K - Long Island","Long Island","Long Island",{"$f":"VLOOKUP(L1777,'Lookups (2)'!$CJ$4:$CS$2189,6,)","v":0}]
[null,null,null,null,null,null,null,null,null,null,"11960Suffolk",11960,11960,"Zone K - Long Island","Long Island Power Authority","Suffolk","Long Island","Long Island",{"$error":"#N/A"},{"$error":"#N/A"},null,"Zone K - Long Island","Long Island","Long Island",{"$f":"VLOOKUP(L1778,'Lookups (2)'!$CJ$4:$CS$2189,6,)","v":0}]
[null,null,null,null,null,null,null,null,null,null,"11961Suffolk",11961,11961,"Zone K - Long Island","Long Island Power Authority","Suffolk","Long Island","Long Island",{"$error":"#N/A"},{"$error":"#N/A"},null,"Zone K - Long Island","Long Island","Long Island",{"$f":"VLOOKUP(L1779,'Lookups (2)'!$CJ$4:$CS$2189,6,)","v":0}]
[null,null,null,null,null,null,null,null,null,null,"11962Suffolk",11962,11962,"Zone K - Long Island","Long Island Power Authority","Suffolk","Long Island","Long Island",{"$error":"#N/A"},{"$error":"#N/A"},null,"Zone K - Long Island","Long Island","Long Island",{"$f":"VLOOKUP(L1780,'Lookups (2)'!$CJ$4:$CS$2189,6,)","v":0}]
[null,null,null,null,null,null,null,null,null,null,"11963Suffolk",11963,11963,"Zone K - Long Island","Long Island Power Authority","Suffolk","Long Island","Long Island",{"$error":"#N/A"},{"$error":"#N/A"},null,"Zone K - Long Island","Long Island","Long Island",{"$f":"VLOOKUP(L1781,'Lookups (2)'!$CJ$4:$CS$2189,6,)","v":0}]
[null,null,null,null,null,null,null,null,null,null,"11964Suffolk",11964,11964,"Zone K - Long Island","Long Island Power Authority","Suffolk","Long Island","Long Island",{"$error":"#N/A"},{"$error":"#N/A"},null,"Zone K - Long Island","Long Island","Long Island",{"$f":"VLOOKUP(L1782,'Lookups (2)'!$CJ$4:$CS$2189,6,)","v":0}]
[null,null,null,null,null,null,null,null,null,null,"11965Suffolk",11965,11965,"Zone K - Long Island","Long Island Power Authority","Suffolk","Long Island","Long Island",{"$error":"#N/A"},{"$error":"#N/A"},null,"Zone K - Long Island","Long Island","Long Island",{"$f":"VLOOKUP(L1783,'Lookups (2)'!$CJ$4:$CS$2189,6,)","v":0}]
[null,null,null,null,null,null,null,null,null,null,"11967Suffolk",11967,11967,"Zone K - Long Island","Long Island Power Authority","Suffolk","Long Island","Long Island",{"$error":"#N/A"},{"$error":"#N/A"},null,"Zone K - Long Island","Long Island","Long Island",{"$f":"VLOOKUP(L1784,'Lookups (2)'!$CJ$4:$CS$2189,6,)","v":0}]
[null,null,null,null,null,null,null,null,null,null,"11968Suffolk",11968,11968,"Zone K - Long Island","Long Island Power Authority","Suffolk","Long Island","Long Island",{"$error":"#N/A"},{"$error":"#N/A"},null,"Zone K - Long Island","Long Island","Long Island",{"$f":"VLOOKUP(L1785,'Lookups (2)'!$CJ$4:$CS$2189,6,)","v":0}]
[null,null,null,null,null,null,null,null,null,null,"11969Suffolk",11969,11969,"Zone K - Long Island","Long Island Power Authority","Suffolk","Long Island","Long Island",{"$error":"#N/A"},{"$error":"#N/A"},null,"Zone K - Long Island","Long Island","Long Island",{"$f":"VLOOKUP(L1786,'Lookups (2)'!$CJ$4:$CS$2189,6,)","v":0}]
[null,null,null,null,null,null,null,null,null,null,"11970Suffolk",11970,11970,"Zone K - Long Island","Long Island Power Authority","Suffolk","Long Island","Long Island",{"$error":"#N/A"},{"$error":"#N/A"},null,"Zone K - Long Island","Long Island","Long Island",{"$f":"VLOOKUP(L1787,'Lookups (2)'!$CJ$4:$CS$2189,6,)","v":0}]
[null,null,null,null,null,null,null,null,null,null,"11971Suffolk",11971,11971,"Zone K - Long Island","Long Island Power Authority","Suffolk","Long Island","Long Island",{"$error":"#N/A"},{"$error":"#N/A"},null,"Zone K - Long Island","Long Island","Long Island",{"$f":"VLOOKUP(L1788,'Lookups (2)'!$CJ$4:$CS$2189,6,)","v":0}]
[null,null,null,null,null,null,null,null,null,null,"11972Suffolk",11972,11972,"Zone K - Long Island","Long Island Power Authority","Suffolk","Long Island","Long Island",{"$error":"#N/A"},{"$error":"#N/A"},null,"Zone K - Long Island","Long Island","Long Island",{"$f":"VLOOKUP(L1789,'Lookups (2)'!$CJ$4:$CS$2189,6,)","v":0}]
[null,null,null,null,null,null,null,null,null,null,"11973Suffolk",11973,11973,"Zone K - Long Island","Long Island Power Authority","Suffolk","Long Island","Long Island",{"$error":"#N/A"},{"$error":"#N/A"},null,"Zone K - Long Island","Long Island","Long Island",{"$f":"VLOOKUP(L1790,'Lookups (2)'!$CJ$4:$CS$2189,6,)","v":0}]
[null,null,null,null,null,null,null,null,null,null,"11975Suffolk",11975,11975,"Zone K - Long Island","Long Island Power Authority","Suffolk","Long Island","Long Island",{"$error":"#N/A"},{"$error":"#N/A"},null,"Zone K - Long Island","Long Island","Long Island",{"$f":"VLOOKUP(L1791,'Lookups (2)'!$CJ$4:$CS$2189,6,)","v":0}]
[null,null,null,null,null,null,null,null,null,null,"11976Suffolk",11976,11976,"Zone K - Long Island","Long Island Power Authority","Suffolk","Long Island","Long Island",{"$error":"#N/A"},{"$error":"#N/A"},null,"Zone K - Long Island","Long Island","Long Island",{"$f":"VLOOKUP(L1792,'Lookups (2)'!$CJ$4:$CS$2189,6,)","v":0}]
[null,null,null,null,null,null,null,null,null,null,"11977Suffolk",11977,11977,"Zone K - Long Island","Long Island Power Authority","Suffolk","Long Island","Long Island",{"$error":"#N/A"},{"$error":"#N/A"},null,"Zone K - Long Island","Long Island","Long Island",{"$f":"VLOOKUP(L1793,'Lookups (2)'!$CJ$4:$CS$2189,6,)","v":0}]
[null,null,null,null,null,null,null,null,null,null,"11978Suffolk",11978,11978,"Zone K - Long Island","Long Island Power Authority","Suffolk","Long Island","Long Island",{"$error":"#N/A"},{"$error":"#N/A"},null,"Zone K - Long Island","Long Island","Long Island",{"$f":"VLOOKUP(L1794,'Lookups (2)'!$CJ$4:$CS$2189,6,)","v":0}]
[null,null,null,null,null,null,null,null,null,null,"11980Suffolk",11980,11980,"Zone K - Long Island","Long Island Power Authority","Suffolk","Long Island","Long Island",{"$error":"#N/A"},{"$error":"#N/A"},null,"Zone K - Long Island","Long Island","Long Island",{"$f":"VLOOKUP(L1795,'Lookups (2)'!$CJ$4:$CS$2189,6,)","v":0}]
[null,null,null,null,null,null,null,null,null,null,"11701Suffolk",11701,11701,"Zone K - Long Island","Long Island Power Authority","Suffolk","Long Island","Long Island",{"$error":"#N/A"},{"$error":"#N/A"},null,"Zone K - Long Island","Long Island","Long Island",{"$f":"VLOOKUP(L1796,'Lookups (2)'!$CJ$4:$CS$2189,6,)","v":0}]
[null,null,null,null,null,null,null,null,null,null,{"$f":"CONCATENATE(M1797,P1797)","v":"11702Suffolk"},11702,11702,"Zone K - Long Island","Long Island Power Authority","Suffolk","Long Island","Long Island",{"$error":"#N/A"},{"$error":"#N/A"},null,"Zone K - Long Island",{"$f":"R1797","v":"Long Island"},"Long Island",{"$f":"VLOOKUP(L1797,'Lookups (2)'!$CJ$4:$CS$2189,6,)","v":0}]
[null,null,null,null,null,null,null,null,null,null,"11703Suffolk",11703,11703,"Zone K - Long Island","Long Island Power Authority","Suffolk","Long Island","Long Island",{"$error":"#N/A"},{"$error":"#N/A"},null,"Zone K - Long Island","Long Island","Long Island",{"$f":"VLOOKUP(L1798,'Lookups (2)'!$CJ$4:$CS$2189,6,)","v":0}]
[null,null,null,null,null,null,null,null,null,null,"11704Suffolk",11704,11704,"Zone K - Long Island","Long Island Power Authority","Suffolk","Long Island","Long Island",{"$error":"#N/A"},{"$error":"#N/A"},null,"Zone K - Long Island","Long Island","Long Island",{"$f":"VLOOKUP(L1799,'Lookups (2)'!$CJ$4:$CS$2189,6,)","v":0}]
[null,null,null,null,null,null,null,null,null,null,"11705Suffolk",11705,11705,"Zone K - Long Island","Long Island Power Authority","Suffolk","Long Island","Long Island",{"$error":"#N/A"},{"$error":"#N/A"},null,"Zone K - Long Island","Long Island","Long Island",{"$f":"VLOOKUP(L1800,'Lookups (2)'!$CJ$4:$CS$2189,6,)","v":0}]
[null,null,null,null,null,null,null,null,null,null,"11706Suffolk",11706,11706,"Zone K - Long Island","Long Island Power Authority","Suffolk","Long Island","Long Island",{"$error":"#N/A"},{"$error":"#N/A"},null,"Zone K - Long Island","Long Island","Long Island",{"$f":"VLOOKUP(L1801,'Lookups (2)'!$CJ$4:$CS$2189,6,)","v":0}]
[null,null,null,null,null,null,null,null,null,null,"11707Suffolk",11707,11707,"Zone K - Long Island","Long Island Power Authority","Suffolk","Long Island","Long Island",{"$error":"#N/A"},{"$error":"#N/A"},null,"Zone K - Long Island","Long Island","Long Island",{"$f":"VLOOKUP(L1802,'Lookups (2)'!$CJ$4:$CS$2189,6,)","v":0}]
[null,null,null,null,null,null,null,null,null,null,"11716Suffolk",11716,11716,"Zone K - Long Island","Long Island Power Authority","Suffolk","Long Island","Long Island",{"$error":"#N/A"},{"$error":"#N/A"},null,"Zone K - Long Island","Long Island","Long Island",{"$f":"VLOOKUP(L1803,'Lookups (2)'!$CJ$4:$CS$2189,6,)","v":0}]
[null,null,null,null,null,null,null,null,null,null,"11717Suffolk",11717,11717,"Zone K - Long Island","Long Island Power Authority","Suffolk","Long Island","Long Island",{"$error":"#N/A"},{"$error":"#N/A"},null,"Zone K - Long Island","Long Island","Long Island",{"$f":"VLOOKUP(L1804,'Lookups (2)'!$CJ$4:$CS$2189,6,)","v":0}]
[null,null,null,null,null,null,null,null,null,null,"11718Suffolk",11718,11718,"Zone K - Long Island","Long Island Power Authority","Suffolk","Long Island","Long Island",{"$error":"#N/A"},{"$error":"#N/A"},null,"Zone K - Long Island","Long Island","Long Island",{"$f":"VLOOKUP(L1805,'Lookups (2)'!$CJ$4:$CS$2189,6,)","v":0}]
[null,null,null,null,null,null,null,null,null,null,"11721Suffolk",11721,11721,"Zone K - Long Island","Long Island Power Authority","Suffolk","Long Island","Long Island",{"$error":"#N/A"},{"$error":"#N/A"},null,"Zone K - Long Island","Long Island","Long Island",{"$f":"VLOOKUP(L1806,'Lookups (2)'!$CJ$4:$CS$2189,6,)","v":0}]
[null,null,null,null,null,null,null,null,null,null,"11722Suffolk",11722,11722,"Zone K - Long Island","Long Island Power Authority","Suffolk","Long Island","Long Island",{"$error":"#N/A"},{"$error":"#N/A"},null,"Zone K - Long Island","Long Island","Long Island",{"$f":"VLOOKUP(L1807,'Lookups (2)'!$CJ$4:$CS$2189,6,)","v":0}]
[null,null,null,null,null,null,null,null,null,null,"11724Suffolk",11724,11724,"Zone K - Long Island","Long Island Power Authority","Suffolk","Long Island","Long Island",{"$error":"#N/A"},{"$error":"#N/A"},null,"Zone K - Long Island","Long Island","Long Island",{"$f":"VLOOKUP(L1808,'Lookups (2)'!$CJ$4:$CS$2189,6,)","v":0}]
[null,null,null,null,null,null,null,null,null,null,"11725Suffolk",11725,11725,"Zone K - Long Island","Long Island Power Authority","Suffolk","Long Island","Long Island",{"$error":"#N/A"},{"$error":"#N/A"},null,"Zone K - Long Island","Long Island","Long Island",{"$f":"VLOOKUP(L1809,'Lookups (2)'!$CJ$4:$CS$2189,6,)","v":0}]
[null,null,null,null,null,null,null,null,null,null,"11726Suffolk",11726,11726,"Zone K - Long Island","Long Island Power Authority","Suffolk","Long Island","Long Island",{"$error":"#N/A"},{"$error":"#N/A"},null,"Zone K - Long Island","Long Island","Long Island",{"$f":"VLOOKUP(L1810,'Lookups (2)'!$CJ$4:$CS$2189,6,)","v":0}]
[null,null,null,null,null,null,null,null,null,null,"11729Suffolk",11729,11729,"Zone K - Long Island","Long Island Power Authority","Suffolk","Long Island","Long Island",{"$error":"#N/A"},{"$error":"#N/A"},null,"Zone K - Long Island","Long Island","Long Island",{"$f":"VLOOKUP(L1811,'Lookups (2)'!$CJ$4:$CS$2189,6,)","v":0}]
[null,null,null,null,null,null,null,null,null,null,"11730Suffolk",11730,11730,"Zone K - Long Island","Long Island Power Authority","Suffolk","Long Island","Long Island",{"$error":"#N/A"},{"$error":"#N/A"},null,"Zone K - Long Island","Long Island","Long Island",{"$f":"VLOOKUP(L1812,'Lookups (2)'!$CJ$4:$CS$2189,6,)","v":0}]
[null,null,null,null,null,null,null,null,null,null,"11731Suffolk",11731,11731,"Zone K - Long Island","Long Island Power Authority","Suffolk","Long Island","Long Island",{"$error":"#N/A"},{"$error":"#N/A"},null,"Zone K - Long Island","Long Island","Long Island",{"$f":"VLOOKUP(L1813,'Lookups (2)'!$CJ$4:$CS$2189,6,)","v":0}]
[null,null,null,null,null,null,null,null,null,null,"11737Suffolk",11737,11737,"Zone K - Long Island","Long Island Power Authority","Suffolk","Long Island","Long Island",{"$error":"#N/A"},{"$error":"#N/A"},null,"Zone K - Long Island","Long Island","Long Island",{"$f":"VLOOKUP(L1814,'Lookups (2)'!$CJ$4:$CS$2189,6,)","v":0}]
[null,null,null,null,null,null,null,null,null,null,"11739Suffolk",11739,11739,"Zone K - Long Island","Long Island Power Authority","Suffolk","Long Island","Long Island",{"$error":"#N/A"},{"$error":"#N/A"},null,"Zone K - Long Island","Long Island","Long Island",{"$f":"VLOOKUP(L1815,'Lookups (2)'!$CJ$4:$CS$2189,6,)","v":0}]
[null,null,null,null,null,null,null,null,null,null,"11740Suffolk",11740,11740,"Zone K - Long Island","Long Island Power Authority","Suffolk","Long Island","Long Island",{"$error":"#N/A"},{"$error":"#N/A"},null,"Zone K - Long Island","Long Island","Long Island",{"$f":"VLOOKUP(L1816,'Lookups (2)'!$CJ$4:$CS$2189,6,)","v":0}]
[null,null,null,null,null,null,null,null,null,null,"11741Suffolk",11741,11741,"Zone K - Long Island","Long Island Power Authority","Suffolk","Long Island","Long Island",{"$error":"#N/A"},{"$error":"#N/A"},null,"Zone K - Long Island","Long Island","Long Island",{"$f":"VLOOKUP(L1817,'Lookups (2)'!$CJ$4:$CS$2189,6,)","v":0}]
[null,null,null,null,null,null,null,null,null,null,"11743Suffolk",11743,11743,"Zone K - Long Island","Long Island Power Authority","Suffolk","Long Island","Long Island",{"$error":"#N/A"},{"$error":"#N/A"},null,"Zone K - Long Island","Long Island","Long Island",{"$f":"VLOOKUP(L1818,'Lookups (2)'!$CJ$4:$CS$2189,6,)","v":0}]
[null,null,null,null,null,null,null,null,null,null,"11746Suffolk",11746,11746,"Zone K - Long Island","Long Island Power Authority","Suffolk","Long Island","Long Island",{"$error":"#N/A"},{"$error":"#N/A"},null,"Zone K - Long Island","Long Island","Long Island",{"$f":"VLOOKUP(L1819,'Lookups (2)'!$CJ$4:$CS$2189,6,)","v":0}]
[null,null,null,null,null,null,null,null,null,null,"11747Suffolk",11747,11747,"Zone K - Long Island","Long Island Power Authority","Suffolk","Long Island","Long Island",{"$error":"#N/A"},{"$error":"#N/A"},null,"Zone K - Long Island","Long Island","Long Island",{"$f":"VLOOKUP(L1820,'Lookups (2)'!$CJ$4:$CS$2189,6,)","v":0}]
[null,null,null,null,null,null,null,null,null,null,"11749Suffolk",11749,11749,"Zone K - Long Island","Long Island Power Authority","Suffolk","Long Island","Long Island",{"$error":"#N/A"},{"$error":"#N/A"},null,"Zone K - Long Island","Long Island","Long Island",{"$f":"VLOOKUP(L1821,'Lookups (2)'!$CJ$4:$CS$2189,6,)","v":0}]
[null,null,null,null,null,null,null,null,null,null,"11751Suffolk",11751,11751,"Zone K - Long Island","Long Island Power Authority","Suffolk","Long Island","Long Island",{"$error":"#N/A"},{"$error":"#N/A"},null,"Zone K - Long Island","Long Island","Long Island",{"$f":"VLOOKUP(L1822,'Lookups (2)'!$CJ$4:$CS$2189,6,)","v":0}]
[null,null,null,null,null,null,null,null,null,null,"11752Suffolk",11752,11752,"Zone K - Long Island","Long Island Power Authority","Suffolk","Long Island","Long Island",{"$error":"#N/A"},{"$error":"#N/A"},null,"Zone K - Long Island","Long Island","Long Island",{"$f":"VLOOKUP(L1823,'Lookups (2)'!$CJ$4:$CS$2189,6,)","v":0}]
[null,null,null,null,null,null,null,null,null,null,"11754Suffolk",11754,11754,"Zone K - Long Island","Long Island Power Authority","Suffolk","Long Island","Long Island",{"$error":"#N/A"},{"$error":"#N/A"},null,"Zone K - Long Island","Long Island","Long Island",{"$f":"VLOOKUP(L1824,'Lookups (2)'!$CJ$4:$CS$2189,6,)","v":0}]
[null,null,null,null,null,null,null,null,null,null,"11757Suffolk",11757,11757,"Zone K - Long Island","Long Island Power Authority","Suffolk","Long Island","Long Island",{"$error":"#N/A"},{"$error":"#N/A"},null,"Zone K - Long Island","Long Island","Long Island",{"$f":"VLOOKUP(L1825,'Lookups (2)'!$CJ$4:$CS$2189,6,)","v":0}]
[null,null,null,null,null,null,null,null,null,null,"11760Suffolk",11760,11760,"Zone K - Long Island","Long Island Power Authority","Suffolk","Long Island","Long Island",{"$error":"#N/A"},{"$error":"#N/A"},null,"Zone K - Long Island","Long Island","Long Island",{"$f":"VLOOKUP(L1826,'Lookups (2)'!$CJ$4:$CS$2189,6,)","v":0}]
[null,null,null,null,null,null,null,null,null,null,"11767Suffolk",11767,11767,"Zone K - Long Island","Long Island Power Authority","Suffolk","Long Island","Long Island",{"$error":"#N/A"},{"$error":"#N/A"},null,"Zone K - Long Island","Long Island","Long Island",{"$f":"VLOOKUP(L1827,'Lookups (2)'!$CJ$4:$CS$2189,6,)","v":0}]
[null,null,null,null,null,null,null,null,null,null,"11768Suffolk",11768,11768,"Zone K - Long Island","Long Island Power Authority","Suffolk","Long Island","Long Island",{"$error":"#N/A"},{"$error":"#N/A"},null,"Zone K - Long Island","Long Island","Long Island",{"$f":"VLOOKUP(L1828,'Lookups (2)'!$CJ$4:$CS$2189,6,)","v":0}]
[null,null,null,null,null,null,null,null,null,null,"11769Suffolk",11769,11769,"Zone K - Long Island","Long Island Power Authority","Suffolk","Long Island","Long Island",{"$error":"#N/A"},{"$error":"#N/A"},null,"Zone K - Long Island","Long Island","Long Island",{"$f":"VLOOKUP(L1829,'Lookups (2)'!$CJ$4:$CS$2189,6,)","v":0}]
[null,null,null,null,null,null,null,null,null,null,"11770Suffolk",11770,11770,"Zone K - Long Island","Long Island Power Authority","Suffolk","Long Island","Long Island",{"$error":"#N/A"},{"$error":"#N/A"},null,"Zone K - Long Island","Long Island","Long Island",{"$f":"VLOOKUP(L1830,'Lookups (2)'!$CJ$4:$CS$2189,6,)","v":0}]
[null,null,null,null,null,null,null,null,null,null,"11775Suffolk",11775,11775,"Zone K - Long Island","Long Island Power Authority","Suffolk","Long Island","Long Island",{"$error":"#N/A"},{"$error":"#N/A"},null,"Zone K - Long Island","Long Island","Long Island",{"$f":"VLOOKUP(L1831,'Lookups (2)'!$CJ$4:$CS$2189,6,)","v":0}]
[null,null,null,null,null,null,null,null,null,null,"11779Suffolk",11779,11779,"Zone K - Long Island","Long Island Power Authority","Suffolk","Long Island","Long Island",{"$error":"#N/A"},{"$error":"#N/A"},null,"Zone K - Long Island","Long Island","Long Island",{"$f":"VLOOKUP(L1832,'Lookups (2)'!$CJ$4:$CS$2189,6,)","v":0}]
[null,null,null,null,null,null,null,null,null,null,"11780Suffolk",11780,11780,"Zone K - Long Island","Long Island Power Authority","Suffolk","Long Island","Long Island",{"$error":"#N/A"},{"$error":"#N/A"},null,"Zone K - Long Island","Long Island","Long Island",{"$f":"VLOOKUP(L1833,'Lookups (2)'!$CJ$4:$CS$2189,6,)","v":0}]
[null,null,null,null,null,null,null,null,null,null,"11782Suffolk",11782,11782,"Zone K - Long Island","Long Island Power Authority","Suffolk","Long Island","Long Island",{"$error":"#N/A"},{"$error":"#N/A"},null,"Zone K - Long Island","Long Island","Long Island",{"$f":"VLOOKUP(L1834,'Lookups (2)'!$CJ$4:$CS$2189,6,)","v":0}]
[null,null,null,null,null,null,null,null,null,null,"11787Suffolk",11787,11787,"Zone K - Long Island","Long Island Power Authority","Suffolk","Long Island","Long Island",{"$error":"#N/A"},{"$error":"#N/A"},null,"Zone K - Long Island","Long Island","Long Island",{"$f":"VLOOKUP(L1835,'Lookups (2)'!$CJ$4:$CS$2189,6,)","v":0}]
[null,null,null,null,null,null,null,null,null,null,"11788Suffolk",11788,11788,"Zone K - Long Island","Long Island Power Authority","Suffolk","Long Island","Long Island",{"$error":"#N/A"},{"$error":"#N/A"},null,"Zone K - Long Island","Long Island","Long Island",{"$f":"VLOOKUP(L1836,'Lookups (2)'!$CJ$4:$CS$2189,6,)","v":0}]
[null,null,null,null,null,null,null,null,null,null,"11795Suffolk",11795,11795,"Zone K - Long Island","Long Island Power Authority","Suffolk","Long Island","Long Island",{"$error":"#N/A"},{"$error":"#N/A"},null,"Zone K - Long Island","Long Island","Long Island",{"$f":"VLOOKUP(L1837,'Lookups (2)'!$CJ$4:$CS$2189,6,)","v":0}]
[null,null,null,null,null,null,null,null,null,null,"11796Suffolk",11796,11796,"Zone K - Long Island","Long Island Power Authority","Suffolk","Long Island","Long Island",{"$error":"#N/A"},{"$error":"#N/A"},null,"Zone K - Long Island","Long Island","Long Island",{"$f":"VLOOKUP(L1838,'Lookups (2)'!$CJ$4:$CS$2189,6,)","v":0}]
[null,null,null,null,null,null,null,null,null,null,"11798Suffolk",11798,11798,"Zone K - Long Island","Long Island Power Authority","Suffolk","Long Island","Long Island",{"$error":"#N/A"},{"$error":"#N/A"},null,"Zone K - Long Island","Long Island","Long Island",{"$f":"VLOOKUP(L1839,'Lookups (2)'!$CJ$4:$CS$2189,6,)","v":0}]
[null,null,null,null,null,null,null,null,null,null,"06390Suffolk",6390,"06390",null,"Municipal Utilities","Suffolk","Long Island","Long Island",{"$error":"#N/A"},{"$error":"#N/A"},null,null,"Long Island","Long Island",{"$f":"VLOOKUP(L1840,'Lookups (2)'!$CJ$4:$CS$2189,6,)","v":0}]
[null,null,null,null,null,null,null,null,null,null,"11956Suffolk",11956,11956,null,null,"Suffolk","Long Island","Long Island",{"$error":"#N/A"},{"$error":"#N/A"},null,null,"Long Island","Long Island",{"$f":"VLOOKUP(L1841,'Lookups (2)'!$CJ$4:$CS$2189,6,)","v":0}]
[null,null,null,null,null,null,null,null,null,null,"12725Sullivan",12725,12725,"Zone E - Mohawk Valley","Central Hudson Gas and Electric","Sullivan","Mid-Hudson","Upper Hudson","Mid-Hudson","Mid-Hudson",null,"Zone E - Mohawk Valley","Upper Hudson","Hudson Valley",{"$f":"VLOOKUP(L1842,'Lookups (2)'!$CJ$4:$CS$2189,6,)","v":0.13370000000000001}]
[null,null,null,null,null,null,null,null,null,null,"12740Sullivan",12740,12740,"Zone E - Mohawk Valley","Central Hudson Gas and Electric","Sullivan","Mid-Hudson","Upper Hudson","Mid-Hudson","Mid-Hudson",null,"Zone E - Mohawk Valley","Upper Hudson","Hudson Valley",{"$f":"VLOOKUP(L1843,'Lookups (2)'!$CJ$4:$CS$2189,6,)","v":0.13370000000000001}]
[null,null,null,null,null,null,null,null,null,null,"12701Sullivan",12701,12701,"Zone E - Mohawk Valley","NYS Electric and Gas","Sullivan","Mid-Hudson","Upper Hudson","Mid-Hudson","Mid-Hudson",null,"Zone E - Mohawk Valley","Upper Hudson","Hudson Valley",{"$f":"VLOOKUP(L1844,'Lookups (2)'!$CJ$4:$CS$2189,6,)","v":9.2600000000000002E-2}]
[null,null,null,null,null,null,null,null,null,null,"12720Sullivan",12720,12720,"Zone E - Mohawk Valley","NYS Electric and Gas","Sullivan","Mid-Hudson","Upper Hudson","Mid-Hudson","Mid-Hudson",null,"Zone E - Mohawk Valley","Upper Hudson","Hudson Valley",{"$f":"VLOOKUP(L1845,'Lookups (2)'!$CJ$4:$CS$2189,6,)","v":9.2600000000000002E-2}]
[null,null,null,null,null,null,null,null,null,null,"12723Sullivan",12723,12723,"Zone E - Mohawk Valley","NYS Electric and Gas","Sullivan","Mid-Hudson","Upper Hudson","Mid-Hudson","Mid-Hudson",null,"Zone E - Mohawk Valley","Upper Hudson","Hudson Valley",{"$f":"VLOOKUP(L1846,'Lookups (2)'!$CJ$4:$CS$2189,6,)","v":9.2600000000000002E-2}]
[null,null,null,null,null,null,null,null,null,null,"12724Sullivan",12724,12724,"Zone E - Mohawk Valley","NYS Electric and Gas","Sullivan","Mid-Hudson","Upper Hudson","Mid-Hudson","Mid-Hudson",null,"Zone E - Mohawk Valley","Upper Hudson","Hudson Valley",{"$f":"VLOOKUP(L1847,'Lookups (2)'!$CJ$4:$CS$2189,6,)","v":9.2600000000000002E-2}]
[null,null,null,null,null,null,null,null,null,null,"12726Sullivan",12726,12726,"Zone E - Mohawk Valley","NYS Electric and Gas","Sullivan","Mid-Hudson","Upper Hudson","Mid-Hudson","Mid-Hudson",null,"Zone E - Mohawk Valley","Upper Hudson","Hudson Valley",{"$f":"VLOOKUP(L1848,'Lookups (2)'!$CJ$4:$CS$2189,6,)","v":9.2600000000000002E-2}]
[null,null,null,null,null,null,null,null,null,null,"12727Sullivan",12727,12727,"Zone E - Mohawk Valley","NYS Electric and Gas","Sullivan","Mid-Hudson","Upper Hudson","Mid-Hudson","Mid-Hudson",null,"Zone E - Mohawk Valley","Upper Hudson","Hudson Valley",{"$f":"VLOOKUP(L1849,'Lookups (2)'!$CJ$4:$CS$2189,6,)","v":9.2600000000000002E-2}]
[null,null,null,null,null,null,null,null,null,null,"12733Sullivan",12733,12733,"Zone E - Mohawk Valley","NYS Electric and Gas","Sullivan","Mid-Hudson","Upper Hudson","Mid-Hudson","Mid-Hudson",null,"Zone E - Mohawk Valley","Upper Hudson","Hudson Valley",{"$f":"VLOOKUP(L1850,'Lookups (2)'!$CJ$4:$CS$2189,6,)","v":9.2600000000000002E-2}]
[null,null,null,null,null,null,null,null,null,null,"12734Sullivan",12734,12734,"Zone E - Mohawk Valley","NYS Electric and Gas","Sullivan","Mid-Hudson","Upper Hudson","Mid-Hudson","Mid-Hudson",null,"Zone E - Mohawk Valley","Upper Hudson","Hudson Valley",{"$f":"VLOOKUP(L1851,'Lookups (2)'!$CJ$4:$CS$2189,6,)","v":9.2600000000000002E-2}]
[null,null,null,null,null,null,null,null,null,null,"12736Sullivan",12736,12736,"Zone E - Mohawk Valley","NYS Electric and Gas","Sullivan","Mid-Hudson","Upper Hudson","Mid-Hudson","Mid-Hudson",null,"Zone E - Mohawk Valley","Upper Hudson","Hudson Valley",{"$f":"VLOOKUP(L1852,'Lookups (2)'!$CJ$4:$CS$2189,6,)","v":9.2600000000000002E-2}]
[null,null,null,null,null,null,null,null,null,null,"12738Sullivan",12738,12738,"Zone E - Mohawk Valley","NYS Electric and Gas","Sullivan","Mid-Hudson","Upper Hudson","Mid-Hudson","Mid-Hudson",null,"Zone E - Mohawk Valley","Upper Hudson","Hudson Valley",{"$f":"VLOOKUP(L1853,'Lookups (2)'!$CJ$4:$CS$2189,6,)","v":9.2600000000000002E-2}]
[null,null,null,null,null,null,null,null,null,null,"12741Sullivan",12741,12741,"Zone E - Mohawk Valley","NYS Electric and Gas","Sullivan","Mid-Hudson","Upper Hudson","Mid-Hudson","Mid-Hudson",null,"Zone E - Mohawk Valley","Upper Hudson","Hudson Valley",{"$f":"VLOOKUP(L1854,'Lookups (2)'!$CJ$4:$CS$2189,6,)","v":9.2600000000000002E-2}]
[null,null,null,null,null,null,null,null,null,null,"12742Sullivan",12742,12742,"Zone E - Mohawk Valley","NYS Electric and Gas","Sullivan","Mid-Hudson","Upper Hudson","Mid-Hudson","Mid-Hudson",null,"Zone E - Mohawk Valley","Upper Hudson","Hudson Valley",{"$f":"VLOOKUP(L1855,'Lookups (2)'!$CJ$4:$CS$2189,6,)","v":9.2600000000000002E-2}]
[null,null,null,null,null,null,null,null,null,null,"12745Sullivan",12745,12745,"Zone E - Mohawk Valley","NYS Electric and Gas","Sullivan","Mid-Hudson","Upper Hudson","Mid-Hudson","Mid-Hudson",null,"Zone E - Mohawk Valley","Upper Hudson","Hudson Valley",{"$f":"VLOOKUP(L1856,'Lookups (2)'!$CJ$4:$CS$2189,6,)","v":9.2600000000000002E-2}]
[null,null,null,null,null,null,null,null,null,null,"12747Sullivan",12747,12747,"Zone E - Mohawk Valley","NYS Electric and Gas","Sullivan","Mid-Hudson","Upper Hudson","Mid-Hudson","Mid-Hudson",null,"Zone E - Mohawk Valley","Upper Hudson","Hudson Valley",{"$f":"VLOOKUP(L1857,'Lookups (2)'!$CJ$4:$CS$2189,6,)","v":9.2600000000000002E-2}]
[null,null,null,null,null,null,null,null,null,null,"12748Sullivan",12748,12748,"Zone E - Mohawk Valley","NYS Electric and Gas","Sullivan","Mid-Hudson","Upper Hudson","Mid-Hudson","Mid-Hudson",null,"Zone E - Mohawk Valley","Upper Hudson","Hudson Valley",{"$f":"VLOOKUP(L1858,'Lookups (2)'!$CJ$4:$CS$2189,6,)","v":9.2600000000000002E-2}]
[null,null,null,null,null,null,null,null,null,null,"12749Sullivan",12749,12749,"Zone E - Mohawk Valley","NYS Electric and Gas","Sullivan","Mid-Hudson","Upper Hudson","Mid-Hudson","Mid-Hudson",null,"Zone E - Mohawk Valley","Upper Hudson","Hudson Valley",{"$f":"VLOOKUP(L1859,'Lookups (2)'!$CJ$4:$CS$2189,6,)","v":9.2600000000000002E-2}]
[null,null,null,null,null,null,null,null,null,null,"12750Sullivan",12750,12750,"Zone E - Mohawk Valley","NYS Electric and Gas","Sullivan","Mid-Hudson","Upper Hudson","Mid-Hudson","Mid-Hudson",null,"Zone E - Mohawk Valley","Upper Hudson","Hudson Valley",{"$f":"VLOOKUP(L1860,'Lookups (2)'!$CJ$4:$CS$2189,6,)","v":9.2600000000000002E-2}]
[null,null,null,null,null,null,null,null,null,null,{"$f":"CONCATENATE(M1861,P1861)","v":"12751Sullivan"},12751,12751,"Zone E - Mohawk Valley","NYS Electric and Gas","Sullivan","Mid-Hudson","Upper Hudson","Mid-Hudson","Mid-Hudson",null,"Zone E - Mohawk Valley",{"$f":"R1861","v":"Upper Hudson"},"Hudson Valley",{"$f":"VLOOKUP(L1861,'Lookups (2)'!$CJ$4:$CS$2189,6,)","v":9.2600000000000002E-2}]
[null,null,null,null,null,null,null,null,null,null,"12752Sullivan",12752,12752,"Zone E - Mohawk Valley","NYS Electric and Gas","Sullivan","Mid-Hudson","Upper Hudson","Mid-Hudson","Mid-Hudson",null,"Zone E - Mohawk Valley","Upper Hudson","Hudson Valley",{"$f":"VLOOKUP(L1862,'Lookups (2)'!$CJ$4:$CS$2189,6,)","v":9.2600000000000002E-2}]
[null,null,null,null,null,null,null,null,null,null,"12754Sullivan",12754,12754,"Zone E - Mohawk Valley","NYS Electric and Gas","Sullivan","Mid-Hudson","Upper Hudson","Mid-Hudson","Mid-Hudson",null,"Zone E - Mohawk Valley","Upper Hudson","Hudson Valley",{"$f":"VLOOKUP(L1863,'Lookups (2)'!$CJ$4:$CS$2189,6,)","v":9.2600000000000002E-2}]
[null,null,null,null,null,null,null,null,null,null,"12758Sullivan",12758,12758,"Zone E - Mohawk Valley","NYS Electric and Gas","Sullivan","Mid-Hudson","Upper Hudson","Mid-Hudson","Mid-Hudson",null,"Zone E - Mohawk Valley","Upper Hudson","Hudson Valley",{"$f":"VLOOKUP(L1864,'Lookups (2)'!$CJ$4:$CS$2189,6,)","v":9.2600000000000002E-2}]
[null,null,null,null,null,null,null,null,null,null,"12759Sullivan",12759,12759,"Zone E - Mohawk Valley","NYS Electric and Gas","Sullivan","Mid-Hudson","Upper Hudson","Mid-Hudson","Mid-Hudson",null,"Zone E - Mohawk Valley","Upper Hudson","Hudson Valley",{"$f":"VLOOKUP(L1865,'Lookups (2)'!$CJ$4:$CS$2189,6,)","v":9.2600000000000002E-2}]
[null,null,null,null,null,null,null,null,null,null,"12760Sullivan",12760,12760,"Zone E - Mohawk Valley","NYS Electric and Gas","Sullivan","Mid-Hudson","Upper Hudson","Mid-Hudson","Mid-Hudson",null,"Zone E - Mohawk Valley","Upper Hudson","Hudson Valley",{"$f":"VLOOKUP(L1866,'Lookups (2)'!$CJ$4:$CS$2189,6,)","v":9.2600000000000002E-2}]
[null,null,null,null,null,null,null,null,null,null,"12762Sullivan",12762,12762,"Zone E - Mohawk Valley","NYS Electric and Gas","Sullivan","Mid-Hudson","Upper Hudson","Mid-Hudson","Mid-Hudson",null,"Zone E - Mohawk Valley","Upper Hudson","Hudson Valley",{"$f":"VLOOKUP(L1867,'Lookups (2)'!$CJ$4:$CS$2189,6,)","v":9.2600000000000002E-2}]
[null,null,null,null,null,null,null,null,null,null,"12763Sullivan",12763,12763,"Zone E - Mohawk Valley","NYS Electric and Gas","Sullivan","Mid-Hudson","Upper Hudson","Mid-Hudson","Mid-Hudson",null,"Zone E - Mohawk Valley","Upper Hudson","Hudson Valley",{"$f":"VLOOKUP(L1868,'Lookups (2)'!$CJ$4:$CS$2189,6,)","v":9.2600000000000002E-2}]
[null,null,null,null,null,null,null,null,null,null,"12764Sullivan",12764,12764,"Zone E - Mohawk Valley","NYS Electric and Gas","Sullivan","Mid-Hudson","Upper Hudson","Mid-Hudson","Mid-Hudson",null,"Zone E - Mohawk Valley","Upper Hudson","Hudson Valley",{"$f":"VLOOKUP(L1869,'Lookups (2)'!$CJ$4:$CS$2189,6,)","v":9.2600000000000002E-2}]
[null,null,null,null,null,null,null,null,null,null,"12765Sullivan",12765,12765,"Zone E - Mohawk Valley","NYS Electric and Gas","Sullivan","Mid-Hudson","Upper Hudson","Mid-Hudson","Mid-Hudson",null,"Zone E - Mohawk Valley","Upper Hudson","Hudson Valley",{"$f":"VLOOKUP(L1870,'Lookups (2)'!$CJ$4:$CS$2189,6,)","v":9.2600000000000002E-2}]
[null,null,null,null,null,null,null,null,null,null,"12766Sullivan",12766,12766,"Zone E - Mohawk Valley","NYS Electric and Gas","Sullivan","Mid-Hudson","Upper Hudson","Mid-Hudson","Mid-Hudson",null,"Zone E - Mohawk Valley","Upper Hudson","Hudson Valley",{"$f":"VLOOKUP(L1871,'Lookups (2)'!$CJ$4:$CS$2189,6,)","v":9.2600000000000002E-2}]
[null,null,null,null,null,null,null,null,null,null,"12767Sullivan",12767,12767,"Zone E - Mohawk Valley","NYS Electric and Gas","Sullivan","Mid-Hudson","Upper Hudson","Mid-Hudson","Mid-Hudson",null,"Zone E - Mohawk Valley","Upper Hudson","Hudson Valley",{"$f":"VLOOKUP(L1872,'Lookups (2)'!$CJ$4:$CS$2189,6,)","v":9.2600000000000002E-2}]
[null,null,null,null,null,null,null,null,null,null,"12768Sullivan",12768,12768,"Zone E - Mohawk Valley","NYS Electric and Gas","Sullivan","Mid-Hudson","Upper Hudson","Mid-Hudson","Mid-Hudson",null,"Zone E - Mohawk Valley","Upper Hudson","Hudson Valley",{"$f":"VLOOKUP(L1873,'Lookups (2)'!$CJ$4:$CS$2189,6,)","v":9.2600000000000002E-2}]
[null,null,null,null,null,null,null,null,null,null,"12775Sullivan",12775,12775,"Zone E - Mohawk Valley","NYS Electric and Gas","Sullivan","Mid-Hudson","Upper Hudson","Mid-Hudson","Mid-Hudson",null,"Zone E - Mohawk Valley","Upper Hudson","Hudson Valley",{"$f":"VLOOKUP(L1874,'Lookups (2)'!$CJ$4:$CS$2189,6,)","v":9.2600000000000002E-2}]
[null,null,null,null,null,null,null,null,null,null,"12778Sullivan",12778,12778,"Zone E - Mohawk Valley","NYS Electric and Gas","Sullivan","Mid-Hudson","Upper Hudson","Mid-Hudson","Mid-Hudson",null,"Zone E - Mohawk Valley","Upper Hudson","Hudson Valley",{"$f":"VLOOKUP(L1875,'Lookups (2)'!$CJ$4:$CS$2189,6,)","v":9.2600000000000002E-2}]
[null,null,null,null,null,null,null,null,null,null,"12779Sullivan",12779,12779,"Zone E - Mohawk Valley","NYS Electric and Gas","Sullivan","Mid-Hudson","Upper Hudson","Mid-Hudson","Mid-Hudson",null,"Zone E - Mohawk Valley","Upper Hudson","Hudson Valley",{"$f":"VLOOKUP(L1876,'Lookups (2)'!$CJ$4:$CS$2189,6,)","v":9.2600000000000002E-2}]
[null,null,null,null,null,null,null,null,null,null,"12783Sullivan",12783,12783,"Zone E - Mohawk Valley","NYS Electric and Gas","Sullivan","Mid-Hudson","Upper Hudson","Mid-Hudson","Mid-Hudson",null,"Zone E - Mohawk Valley","Upper Hudson","Hudson Valley",{"$f":"VLOOKUP(L1877,'Lookups (2)'!$CJ$4:$CS$2189,6,)","v":9.2600000000000002E-2}]
[null,null,null,null,null,null,null,null,null,null,"12784Sullivan",12784,12784,"Zone E - Mohawk Valley","NYS Electric and Gas","Sullivan","Mid-Hudson","Upper Hudson","Mid-Hudson","Mid-Hudson",null,"Zone E - Mohawk Valley","Upper Hudson","Hudson Valley",{"$f":"VLOOKUP(L1878,'Lookups (2)'!$CJ$4:$CS$2189,6,)","v":9.2600000000000002E-2}]
[null,null,null,null,null,null,null,null,null,null,"12786Sullivan",12786,12786,"Zone E - Mohawk Valley","NYS Electric and Gas","Sullivan","Mid-Hudson","Upper Hudson","Mid-Hudson","Mid-Hudson",null,"Zone E - Mohawk Valley","Upper Hudson","Hudson Valley",{"$f":"VLOOKUP(L1879,'Lookups (2)'!$CJ$4:$CS$2189,6,)","v":9.2600000000000002E-2}]
[null,null,null,null,null,null,null,null,null,null,"12787Sullivan",12787,12787,"Zone E - Mohawk Valley","NYS Electric and Gas","Sullivan","Mid-Hudson","Upper Hudson","Mid-Hudson","Mid-Hudson",null,"Zone E - Mohawk Valley","Upper Hudson","Hudson Valley",{"$f":"VLOOKUP(L1880,'Lookups (2)'!$CJ$4:$CS$2189,6,)","v":9.2600000000000002E-2}]
[null,null,null,null,null,null,null,null,null,null,"12788Sullivan",12788,12788,"Zone E - Mohawk Valley","NYS Electric and Gas","Sullivan","Mid-Hudson","Upper Hudson","Mid-Hudson","Mid-Hudson",null,"Zone E - Mohawk Valley","Upper Hudson","Hudson Valley",{"$f":"VLOOKUP(L1881,'Lookups (2)'!$CJ$4:$CS$2189,6,)","v":9.2600000000000002E-2}]
[null,null,null,null,null,null,null,null,null,null,"12789Sullivan",12789,12789,"Zone E - Mohawk Valley","NYS Electric and Gas","Sullivan","Mid-Hudson","Upper Hudson","Mid-Hudson","Mid-Hudson",null,"Zone E - Mohawk Valley","Upper Hudson","Hudson Valley",{"$f":"VLOOKUP(L1882,'Lookups (2)'!$CJ$4:$CS$2189,6,)","v":9.2600000000000002E-2}]
[null,null,null,null,null,null,null,null,null,null,"12791Sullivan",12791,12791,"Zone E - Mohawk Valley","NYS Electric and Gas","Sullivan","Mid-Hudson","Upper Hudson","Mid-Hudson","Mid-Hudson",null,"Zone E - Mohawk Valley","Upper Hudson","Hudson Valley",{"$f":"VLOOKUP(L1883,'Lookups (2)'!$CJ$4:$CS$2189,6,)","v":9.2600000000000002E-2}]
[null,null,null,null,null,null,null,null,null,null,"12777Sullivan",12777,12777,"Zone E - Mohawk Valley","Orange and Rockland Utilities","Sullivan","Mid-Hudson","Upper Hudson","Mid-Hudson","Mid-Hudson",null,"Zone E - Mohawk Valley","Upper Hudson","Hudson Valley",{"$f":"VLOOKUP(L1884,'Lookups (2)'!$CJ$4:$CS$2189,6,)","v":0.1163}]
[null,null,null,null,null,null,null,null,null,null,"12790Sullivan",12790,12790,"Zone E - Mohawk Valley","Orange and Rockland Utilities","Sullivan","Mid-Hudson","Upper Hudson","Mid-Hudson","Mid-Hudson",null,"Zone E - Mohawk Valley","Upper Hudson","Hudson Valley",{"$f":"VLOOKUP(L1885,'Lookups (2)'!$CJ$4:$CS$2189,6,)","v":0.1163}]
[null,null,null,null,null,null,null,null,null,null,"12719Sullivan",12719,12719,"Zone G - Hudson Valley","NYS Electric and Gas","Sullivan","Mid-Hudson","Upper Hudson","Mid-Hudson","Mid-Hudson",null,"Zone G - Hudson Valley","Upper Hudson","Hudson Valley",{"$f":"VLOOKUP(L1886,'Lookups (2)'!$CJ$4:$CS$2189,6,)","v":0.1163}]
[null,null,null,null,null,null,null,null,null,null,"12732Sullivan",12732,12732,"Zone G - Hudson Valley","NYS Electric and Gas","Sullivan","Mid-Hudson","Upper Hudson","Mid-Hudson","Mid-Hudson",null,"Zone G - Hudson Valley","Upper Hudson","Hudson Valley",{"$f":"VLOOKUP(L1887,'Lookups (2)'!$CJ$4:$CS$2189,6,)","v":0.1163}]
[null,null,null,null,null,null,null,null,null,null,"12743Sullivan",12743,12743,"Zone G - Hudson Valley","NYS Electric and Gas","Sullivan","Mid-Hudson","Upper Hudson","Mid-Hudson","Mid-Hudson",null,"Zone G - Hudson Valley","Upper Hudson","Hudson Valley",{"$f":"VLOOKUP(L1888,'Lookups (2)'!$CJ$4:$CS$2189,6,)","v":0.1163}]
[null,null,null,null,null,null,null,null,null,null,"12792Sullivan",12792,12792,"Zone G - Hudson Valley","NYS Electric and Gas","Sullivan","Mid-Hudson","Upper Hudson","Mid-Hudson","Mid-Hudson",null,"Zone G - Hudson Valley","Upper Hudson","Hudson Valley",{"$f":"VLOOKUP(L1889,'Lookups (2)'!$CJ$4:$CS$2189,6,)","v":0.1163}]
[null,null,null,null,null,null,null,null,null,null,"12721Sullivan",12721,12721,"Zone G - Hudson Valley","Orange and Rockland Utilities","Sullivan","Mid-Hudson","Upper Hudson","Mid-Hudson","Mid-Hudson",null,"Zone G - Hudson Valley","Upper Hudson","Hudson Valley",{"$f":"VLOOKUP(L1890,'Lookups (2)'!$CJ$4:$CS$2189,6,)","v":0.1163}]
[null,null,null,null,null,null,null,null,null,null,"12722Sullivan",12722,12722,"Zone G - Hudson Valley","Orange and Rockland Utilities","Sullivan","Mid-Hudson","Upper Hudson","Mid-Hudson","Mid-Hudson",null,"Zone G - Hudson Valley","Upper Hudson","Hudson Valley",{"$f":"VLOOKUP(L1891,'Lookups (2)'!$CJ$4:$CS$2189,6,)","v":0.1163}]
[null,null,null,null,null,null,null,null,null,null,"12737Sullivan",12737,12737,"Zone G - Hudson Valley","Orange and Rockland Utilities","Sullivan","Mid-Hudson","Upper Hudson","Mid-Hudson","Mid-Hudson",null,"Zone G - Hudson Valley","Upper Hudson","Hudson Valley",{"$f":"VLOOKUP(L1892,'Lookups (2)'!$CJ$4:$CS$2189,6,)","v":0.1163}]
[null,null,null,null,null,null,null,null,null,null,"12769Sullivan",12769,12769,"Zone G - Hudson Valley","Orange and Rockland Utilities","Sullivan","Mid-Hudson","Upper Hudson","Mid-Hudson","Mid-Hudson",null,"Zone G - Hudson Valley","Upper Hudson","Hudson Valley",{"$f":"VLOOKUP(L1893,'Lookups (2)'!$CJ$4:$CS$2189,6,)","v":0.1163}]
[null,null,null,null,null,null,null,null,null,null,"12770Sullivan",12770,12770,"Zone G - Hudson Valley","Orange and Rockland Utilities","Sullivan","Mid-Hudson","Upper Hudson","Mid-Hudson","Mid-Hudson",null,"Zone G - Hudson Valley","Upper Hudson","Hudson Valley",{"$f":"VLOOKUP(L1894,'Lookups (2)'!$CJ$4:$CS$2189,6,)","v":0.1163}]
[null,null,null,null,null,null,null,null,null,null,"12781Sullivan",12781,12781,"Zone G - Hudson Valley","Orange and Rockland Utilities","Sullivan","Mid-Hudson","Upper Hudson","Mid-Hudson","Mid-Hudson",null,"Zone G - Hudson Valley","Upper Hudson","Hudson Valley",{"$f":"VLOOKUP(L1895,'Lookups (2)'!$CJ$4:$CS$2189,6,)","v":0.1163}]
[null,null,null,null,null,null,null,null,null,null,"13743Tioga",13743,13743,"Zone C - Central","NYS Electric and Gas","Tioga","Southern Tier","Central","Central","Central",null,"Zone C - Central","Central","Central Region",{"$f":"VLOOKUP(L1896,'Lookups (2)'!$CJ$4:$CS$2189,6,)","v":9.2600000000000002E-2}]
[null,null,null,null,null,null,null,null,null,null,"13864Tioga",13864,13864,"Zone C - Central","NYS Electric and Gas","Tioga","Southern Tier","Central","Central","Central",null,"Zone C - Central","Central","Central Region",{"$f":"VLOOKUP(L1897,'Lookups (2)'!$CJ$4:$CS$2189,6,)","v":9.2600000000000002E-2}]
[null,null,null,null,null,null,null,null,null,null,"14859Tioga",14859,14859,"Zone C - Central","NYS Electric and Gas","Tioga","Southern Tier","Central","Central","Central",null,"Zone C - Central","Central","Central Region",{"$f":"VLOOKUP(L1898,'Lookups (2)'!$CJ$4:$CS$2189,6,)","v":9.2600000000000002E-2}]
[null,null,null,null,null,null,null,null,null,null,"14883Tioga",14883,14883,"Zone C - Central","NYS Electric and Gas","Tioga","Southern Tier","Central","Central","Central",null,"Zone C - Central","Central","Central Region",{"$f":"VLOOKUP(L1899,'Lookups (2)'!$CJ$4:$CS$2189,6,)","v":9.2600000000000002E-2}]
[null,null,null,null,null,null,null,null,null,null,"13732Tioga",13732,13732,"Zone C - Central","NYS Electric and Gas","Tioga","Southern Tier","Central","Central","Central",null,"Zone C - Central","Central","Central Region",{"$f":"VLOOKUP(L1900,'Lookups (2)'!$CJ$4:$CS$2189,6,)","v":9.2600000000000002E-2}]
[null,null,null,null,null,null,null,null,null,null,"13734Tioga",13734,13734,"Zone C - Central","NYS Electric and Gas","Tioga","Southern Tier","Central","Central","Central",null,"Zone C - Central","Central","Central Region",{"$f":"VLOOKUP(L1901,'Lookups (2)'!$CJ$4:$CS$2189,6,)","v":9.2600000000000002E-2}]
[null,null,null,null,null,null,null,null,null,null,"13736Tioga",13736,13736,"Zone C - Central","NYS Electric and Gas","Tioga","Southern Tier","Central","Central","Central",null,"Zone C - Central","Central","Central Region",{"$f":"VLOOKUP(L1902,'Lookups (2)'!$CJ$4:$CS$2189,6,)","v":9.2600000000000002E-2}]
[null,null,null,null,null,null,null,null,null,null,"13811Tioga",13811,13811,"Zone C - Central","NYS Electric and Gas","Tioga","Southern Tier","Central","Central","Central",null,"Zone C - Central","Central","Central Region",{"$f":"VLOOKUP(L1903,'Lookups (2)'!$CJ$4:$CS$2189,6,)","v":9.2600000000000002E-2}]
[null,null,null,null,null,null,null,null,null,null,"13812Tioga",13812,13812,"Zone C - Central","NYS Electric and Gas","Tioga","Southern Tier","Central","Central","Central",null,"Zone C - Central","Central","Central Region",{"$f":"VLOOKUP(L1904,'Lookups (2)'!$CJ$4:$CS$2189,6,)","v":9.2600000000000002E-2}]
[null,null,null,null,null,null,null,null,null,null,"13827Tioga",13827,13827,"Zone C - Central","NYS Electric and Gas","Tioga","Southern Tier","Central","Central","Central",null,"Zone C - Central","Central","Central Region",{"$f":"VLOOKUP(L1905,'Lookups (2)'!$CJ$4:$CS$2189,6,)","v":9.2600000000000002E-2}]
[null,null,null,null,null,null,null,null,null,null,"13835Tioga",13835,13835,"Zone C - Central","NYS Electric and Gas","Tioga","Southern Tier","Central","Central","Central",null,"Zone C - Central","Central","Central Region",{"$f":"VLOOKUP(L1906,'Lookups (2)'!$CJ$4:$CS$2189,6,)","v":9.2600000000000002E-2}]
[null,null,null,null,null,null,null,null,null,null,"13840Tioga",13840,13840,"Zone C - Central","NYS Electric and Gas","Tioga","Southern Tier","Central","Central","Central",null,"Zone C - Central","Central","Central Region",{"$f":"VLOOKUP(L1907,'Lookups (2)'!$CJ$4:$CS$2189,6,)","v":9.2600000000000002E-2}]
[null,null,null,null,null,null,null,null,null,null,"13845Tioga",13845,13845,"Zone C - Central","NYS Electric and Gas","Tioga","Southern Tier","Central","Central","Central",null,"Zone C - Central","Central","Central Region",{"$f":"VLOOKUP(L1908,'Lookups (2)'!$CJ$4:$CS$2189,6,)","v":9.2600000000000002E-2}]
[null,null,null,null,null,null,null,null,null,null,"14892Tioga",14892,14892,"Zone C - Central","Municipal Utilities","Tioga","Southern Tier","Central","Central","Central",null,"Zone C - Central","Central","Central Region",{"$f":"VLOOKUP(L1909,'Lookups (2)'!$CJ$4:$CS$2189,6,)","v":0.1595}]
[null,null,null,null,null,null,null,null,null,null,"13073Tompkins",13073,13073,"Zone C - Central","Municipal Utilities","Tompkins","Southern Tier","Central","Central","Central",null,"Zone C - Central","Central","Central Region",{"$f":"VLOOKUP(L1910,'Lookups (2)'!$CJ$4:$CS$2189,6,)","v":0.1595}]
[null,null,null,null,null,null,null,null,null,null,"13053Tompkins",13053,13053,"Zone C - Central","NYS Electric and Gas","Tompkins","Southern Tier","Central","Central","Central",null,"Zone C - Central","Central","Central Region",{"$f":"VLOOKUP(L1911,'Lookups (2)'!$CJ$4:$CS$2189,6,)","v":9.2600000000000002E-2}]
[null,null,null,null,null,null,null,null,null,null,"13062Tompkins",13062,13062,"Zone C - Central","NYS Electric and Gas","Tompkins","Southern Tier","Central","Central","Central",null,"Zone C - Central","Central","Central Region",{"$f":"VLOOKUP(L1912,'Lookups (2)'!$CJ$4:$CS$2189,6,)","v":9.2600000000000002E-2}]
[null,null,null,null,null,null,null,null,null,null,"13068Tompkins",13068,13068,"Zone C - Central","NYS Electric and Gas","Tompkins","Southern Tier","Central","Central","Central",null,"Zone C - Central","Central","Central Region",{"$f":"VLOOKUP(L1913,'Lookups (2)'!$CJ$4:$CS$2189,6,)","v":9.2600000000000002E-2}]
[null,null,null,null,null,null,null,null,null,null,"13102Tompkins",13102,13102,"Zone C - Central","NYS Electric and Gas","Tompkins","Southern Tier","Central","Central","Central",null,"Zone C - Central","Central","Central Region",{"$f":"VLOOKUP(L1914,'Lookups (2)'!$CJ$4:$CS$2189,6,)","v":9.2600000000000002E-2}]
[null,null,null,null,null,null,null,null,null,null,"14817Tompkins",14817,14817,"Zone C - Central","NYS Electric and Gas","Tompkins","Southern Tier","Central","Central","Central",null,"Zone C - Central","Central","Central Region",{"$f":"VLOOKUP(L1915,'Lookups (2)'!$CJ$4:$CS$2189,6,)","v":9.2600000000000002E-2}]
[null,null,null,null,null,null,null,null,null,null,"14850Tompkins",14850,14850,"Zone C - Central","NYS Electric and Gas","Tompkins","Southern Tier","Central","Central","Central",null,"Zone C - Central","Central","Central Region",{"$f":"VLOOKUP(L1916,'Lookups (2)'!$CJ$4:$CS$2189,6,)","v":9.2600000000000002E-2}]
[null,null,null,null,null,null,null,null,null,null,"14851Tompkins",14851,14851,"Zone C - Central","NYS Electric and Gas","Tompkins","Southern Tier","Central","Central","Central",null,"Zone C - Central","Central","Central Region",{"$f":"VLOOKUP(L1917,'Lookups (2)'!$CJ$4:$CS$2189,6,)","v":9.2600000000000002E-2}]
[null,null,null,null,null,null,null,null,null,null,"14852Tompkins",14852,14852,"Zone C - Central","NYS Electric and Gas","Tompkins","Southern Tier","Central","Central","Central",null,"Zone C - Central","Central","Central Region",{"$f":"VLOOKUP(L1918,'Lookups (2)'!$CJ$4:$CS$2189,6,)","v":9.2600000000000002E-2}]
[null,null,null,null,null,null,null,null,null,null,"14853Tompkins",14853,14853,"Zone C - Central","NYS Electric and Gas","Tompkins","Southern Tier","Central","Central","Central",null,"Zone C - Central","Central","Central Region",{"$f":"VLOOKUP(L1919,'Lookups (2)'!$CJ$4:$CS$2189,6,)","v":9.2600000000000002E-2}]
[null,null,null,null,null,null,null,null,null,null,"14854Tompkins",14854,14854,"Zone C - Central","NYS Electric and Gas","Tompkins","Southern Tier","Central","Central","Central",null,"Zone C - Central","Central","Central Region",{"$f":"VLOOKUP(L1920,'Lookups (2)'!$CJ$4:$CS$2189,6,)","v":9.2600000000000002E-2}]
[null,null,null,null,null,null,null,null,null,null,"14867Tompkins",14867,14867,"Zone C - Central","NYS Electric and Gas","Tompkins","Southern Tier","Central","Central","Central",null,"Zone C - Central","Central","Central Region",{"$f":"VLOOKUP(L1921,'Lookups (2)'!$CJ$4:$CS$2189,6,)","v":9.2600000000000002E-2}]
[null,null,null,null,null,null,null,null,null,null,"14881Tompkins",14881,14881,"Zone C - Central","NYS Electric and Gas","Tompkins","Southern Tier","Central","Central","Central",null,"Zone C - Central","Central","Central Region",{"$f":"VLOOKUP(L1922,'Lookups (2)'!$CJ$4:$CS$2189,6,)","v":9.2600000000000002E-2}]
[null,null,null,null,null,null,null,null,null,null,"14882Tompkins",14882,14882,"Zone C - Central","NYS Electric and Gas","Tompkins","Southern Tier","Central","Central","Central",null,"Zone C - Central","Central","Central Region",{"$f":"VLOOKUP(L1923,'Lookups (2)'!$CJ$4:$CS$2189,6,)","v":9.2600000000000002E-2}]
[null,null,null,null,null,null,null,null,null,null,"14886Tompkins",14886,14886,"Zone C - Central","NYS Electric and Gas","Tompkins","Southern Tier","Central","Central","Central",null,"Zone C - Central","Central","Central Region",{"$f":"VLOOKUP(L1924,'Lookups (2)'!$CJ$4:$CS$2189,6,)","v":9.2600000000000002E-2}]
[null,null,null,null,null,null,null,null,null,null,{"$f":"CONCATENATE(M1925,P1925)","v":"12410Ulster"},12410,12410,"Zone E - Mohawk Valley","NYS Electric and Gas","Ulster","Mid-Hudson","Upper Hudson","Mid-Hudson","Mid-Hudson",null,"Zone E - Mohawk Valley",{"$f":"R1925","v":"Upper Hudson"},"Hudson Valley",{"$f":"VLOOKUP(L1925,'Lookups (2)'!$CJ$4:$CS$2189,6,)","v":9.2600000000000002E-2}]
[null,null,null,null,null,null,null,null,null,null,"12441Ulster",12441,12441,"Zone E - Mohawk Valley","NYS Electric and Gas","Ulster","Mid-Hudson","Upper Hudson","Mid-Hudson","Mid-Hudson",null,"Zone E - Mohawk Valley","Upper Hudson","Hudson Valley",{"$f":"VLOOKUP(L1926,'Lookups (2)'!$CJ$4:$CS$2189,6,)","v":9.2600000000000002E-2}]
[null,null,null,null,null,null,null,null,null,null,"12465Ulster",12465,12465,"Zone E - Mohawk Valley","NYS Electric and Gas","Ulster","Mid-Hudson","Upper Hudson","Mid-Hudson","Mid-Hudson",null,"Zone E - Mohawk Valley","Upper Hudson","Hudson Valley",{"$f":"VLOOKUP(L1927,'Lookups (2)'!$CJ$4:$CS$2189,6,)","v":9.2600000000000002E-2}]
[null,null,null,null,null,null,null,null,null,null,"12480Ulster",12480,12480,"Zone E - Mohawk Valley","NYS Electric and Gas","Ulster","Mid-Hudson","Upper Hudson","Mid-Hudson","Mid-Hudson",null,"Zone E - Mohawk Valley","Upper Hudson","Hudson Valley",{"$f":"VLOOKUP(L1928,'Lookups (2)'!$CJ$4:$CS$2189,6,)","v":9.2600000000000002E-2}]
[null,null,null,null,null,null,null,null,null,null,"12416Ulster",12416,12416,"Zone G - Hudson Valley","NYS Electric and Gas","Ulster","Mid-Hudson","Upper Hudson","Mid-Hudson","Mid-Hudson",null,"Zone G - Hudson Valley","Upper Hudson","Hudson Valley",{"$f":"VLOOKUP(L1929,'Lookups (2)'!$CJ$4:$CS$2189,6,)","v":0.1163}]
[null,null,null,null,null,null,null,null,null,null,"12457Ulster",12457,12457,"Zone G - Hudson Valley","NYS Electric and Gas","Ulster","Mid-Hudson","Upper Hudson","Mid-Hudson","Mid-Hudson",null,"Zone G - Hudson Valley","Upper Hudson","Hudson Valley",{"$f":"VLOOKUP(L1930,'Lookups (2)'!$CJ$4:$CS$2189,6,)","v":0.1163}]
[null,null,null,null,null,null,null,null,null,null,"12464Ulster",12464,12464,"Zone G - Hudson Valley","NYS Electric and Gas","Ulster","Mid-Hudson","Upper Hudson","Mid-Hudson","Mid-Hudson",null,"Zone G - Hudson Valley","Upper Hudson","Hudson Valley",{"$f":"VLOOKUP(L1931,'Lookups (2)'!$CJ$4:$CS$2189,6,)","v":0.1163}]
[null,null,null,null,null,null,null,null,null,null,"12401Ulster",12401,12401,"Zone G - Hudson Valley","Central Hudson Gas and Electric","Ulster","Mid-Hudson","Upper Hudson","Mid-Hudson","Mid-Hudson",null,"Zone G - Hudson Valley","Upper Hudson","Hudson Valley",{"$f":"VLOOKUP(L1932,'Lookups (2)'!$CJ$4:$CS$2189,6,)","v":0.13370000000000001}]
[null,null,null,null,null,null,null,null,null,null,"12402Ulster",12402,12402,"Zone G - Hudson Valley","Central Hudson Gas and Electric","Ulster","Mid-Hudson","Upper Hudson","Mid-Hudson","Mid-Hudson",null,"Zone G - Hudson Valley","Upper Hudson","Hudson Valley",{"$f":"VLOOKUP(L1933,'Lookups (2)'!$CJ$4:$CS$2189,6,)","v":0.13370000000000001}]
[null,null,null,null,null,null,null,null,null,null,"12404Ulster",12404,12404,"Zone G - Hudson Valley","Central Hudson Gas and Electric","Ulster","Mid-Hudson","Upper Hudson","Mid-Hudson","Mid-Hudson",null,"Zone G - Hudson Valley","Upper Hudson","Hudson Valley",{"$f":"VLOOKUP(L1934,'Lookups (2)'!$CJ$4:$CS$2189,6,)","v":0.13370000000000001}]
[null,null,null,null,null,null,null,null,null,null,"12409Ulster",12409,12409,"Zone G - Hudson Valley","Central Hudson Gas and Electric","Ulster","Mid-Hudson","Upper Hudson","Mid-Hudson","Mid-Hudson",null,"Zone G - Hudson Valley","Upper Hudson","Hudson Valley",{"$f":"VLOOKUP(L1935,'Lookups (2)'!$CJ$4:$CS$2189,6,)","v":0.13370000000000001}]
[null,null,null,null,null,null,null,null,null,null,"12411Ulster",12411,12411,"Zone G - Hudson Valley","Central Hudson Gas and Electric","Ulster","Mid-Hudson","Upper Hudson","Mid-Hudson","Mid-Hudson",null,"Zone G - Hudson Valley","Upper Hudson","Hudson Valley",{"$f":"VLOOKUP(L1936,'Lookups (2)'!$CJ$4:$CS$2189,6,)","v":0.13370000000000001}]
[null,null,null,null,null,null,null,null,null,null,"12412Ulster",12412,12412,"Zone G - Hudson Valley","Central Hudson Gas and Electric","Ulster","Mid-Hudson","Upper Hudson","Mid-Hudson","Mid-Hudson",null,"Zone G - Hudson Valley","Upper Hudson","Hudson Valley",{"$f":"VLOOKUP(L1937,'Lookups (2)'!$CJ$4:$CS$2189,6,)","v":0.13370000000000001}]
[null,null,null,null,null,null,null,null,null,null,"12417Ulster",12417,12417,"Zone G - Hudson Valley","Central Hudson Gas and Electric","Ulster","Mid-Hudson","Upper Hudson","Mid-Hudson","Mid-Hudson",null,"Zone G - Hudson Valley","Upper Hudson","Hudson Valley",{"$f":"VLOOKUP(L1938,'Lookups (2)'!$CJ$4:$CS$2189,6,)","v":0.13370000000000001}]
[null,null,null,null,null,null,null,null,null,null,"12419Ulster",12419,12419,"Zone G - Hudson Valley","Central Hudson Gas and Electric","Ulster","Mid-Hudson","Upper Hudson","Mid-Hudson","Mid-Hudson",null,"Zone G - Hudson Valley","Upper Hudson","Hudson Valley",{"$f":"VLOOKUP(L1939,'Lookups (2)'!$CJ$4:$CS$2189,6,)","v":0.13370000000000001}]
[null,null,null,null,null,null,null,null,null,null,"12420Ulster",12420,12420,"Zone G - Hudson Valley","Central Hudson Gas and Electric","Ulster","Mid-Hudson","Upper Hudson","Mid-Hudson","Mid-Hudson",null,"Zone G - Hudson Valley","Upper Hudson","Hudson Valley",{"$f":"VLOOKUP(L1940,'Lookups (2)'!$CJ$4:$CS$2189,6,)","v":0.13370000000000001}]
[null,null,null,null,null,null,null,null,null,null,"12428Ulster",12428,12428,"Zone G - Hudson Valley","Central Hudson Gas and Electric","Ulster","Mid-Hudson","Upper Hudson","Mid-Hudson","Mid-Hudson",null,"Zone G - Hudson Valley","Upper Hudson","Hudson Valley",{"$f":"VLOOKUP(L1941,'Lookups (2)'!$CJ$4:$CS$2189,6,)","v":0.13370000000000001}]
[null,null,null,null,null,null,null,null,null,null,"12429Ulster",12429,12429,"Zone G - Hudson Valley","Central Hudson Gas and Electric","Ulster","Mid-Hudson","Upper Hudson","Mid-Hudson","Mid-Hudson",null,"Zone G - Hudson Valley","Upper Hudson","Hudson Valley",{"$f":"VLOOKUP(L1942,'Lookups (2)'!$CJ$4:$CS$2189,6,)","v":0.13370000000000001}]
[null,null,null,null,null,null,null,null,null,null,"12432Ulster",12432,12432,"Zone G - Hudson Valley","Central Hudson Gas and Electric","Ulster","Mid-Hudson","Upper Hudson","Mid-Hudson","Mid-Hudson",null,"Zone G - Hudson Valley","Upper Hudson","Hudson Valley",{"$f":"VLOOKUP(L1943,'Lookups (2)'!$CJ$4:$CS$2189,6,)","v":0.13370000000000001}]
[null,null,null,null,null,null,null,null,null,null,"12433Ulster",12433,12433,"Zone G - Hudson Valley","Central Hudson Gas and Electric","Ulster","Mid-Hudson","Upper Hudson","Mid-Hudson","Mid-Hudson",null,"Zone G - Hudson Valley","Upper Hudson","Hudson Valley",{"$f":"VLOOKUP(L1944,'Lookups (2)'!$CJ$4:$CS$2189,6,)","v":0.13370000000000001}]
[null,null,null,null,null,null,null,null,null,null,"12435Ulster",12435,12435,"Zone G - Hudson Valley","Central Hudson Gas and Electric","Ulster","Mid-Hudson","Upper Hudson","Mid-Hudson","Mid-Hudson",null,"Zone G - Hudson Valley","Upper Hudson","Hudson Valley",{"$f":"VLOOKUP(L1945,'Lookups (2)'!$CJ$4:$CS$2189,6,)","v":0.13370000000000001}]
[null,null,null,null,null,null,null,null,null,null,"12440Ulster",12440,12440,"Zone G - Hudson Valley","Central Hudson Gas and Electric","Ulster","Mid-Hudson","Upper Hudson","Mid-Hudson","Mid-Hudson",null,"Zone G - Hudson Valley","Upper Hudson","Hudson Valley",{"$f":"VLOOKUP(L1946,'Lookups (2)'!$CJ$4:$CS$2189,6,)","v":0.13370000000000001}]
[null,null,null,null,null,null,null,null,null,null,"12443Ulster",12443,12443,"Zone G - Hudson Valley","Central Hudson Gas and Electric","Ulster","Mid-Hudson","Upper Hudson","Mid-Hudson","Mid-Hudson",null,"Zone G - Hudson Valley","Upper Hudson","Hudson Valley",{"$f":"VLOOKUP(L1947,'Lookups (2)'!$CJ$4:$CS$2189,6,)","v":0.13370000000000001}]
[null,null,null,null,null,null,null,null,null,null,"12446Ulster",12446,12446,"Zone G - Hudson Valley","Central Hudson Gas and Electric","Ulster","Mid-Hudson","Upper Hudson","Mid-Hudson","Mid-Hudson",null,"Zone G - Hudson Valley","Upper Hudson","Hudson Valley",{"$f":"VLOOKUP(L1948,'Lookups (2)'!$CJ$4:$CS$2189,6,)","v":0.13370000000000001}]
[null,null,null,null,null,null,null,null,null,null,"12448Ulster",12448,12448,"Zone G - Hudson Valley","Central Hudson Gas and Electric","Ulster","Mid-Hudson","Upper Hudson","Mid-Hudson","Mid-Hudson",null,"Zone G - Hudson Valley","Upper Hudson","Hudson Valley",{"$f":"VLOOKUP(L1949,'Lookups (2)'!$CJ$4:$CS$2189,6,)","v":0.13370000000000001}]
[null,null,null,null,null,null,null,null,null,null,"12449Ulster",12449,12449,"Zone G - Hudson Valley","Central Hudson Gas and Electric","Ulster","Mid-Hudson","Upper Hudson","Mid-Hudson","Mid-Hudson",null,"Zone G - Hudson Valley","Upper Hudson","Hudson Valley",{"$f":"VLOOKUP(L1950,'Lookups (2)'!$CJ$4:$CS$2189,6,)","v":0.13370000000000001}]
[null,null,null,null,null,null,null,null,null,null,"12453Ulster",12453,12453,"Zone G - Hudson Valley","Central Hudson Gas and Electric","Ulster","Mid-Hudson","Upper Hudson","Mid-Hudson","Mid-Hudson",null,"Zone G - Hudson Valley","Upper Hudson","Hudson Valley",{"$f":"VLOOKUP(L1951,'Lookups (2)'!$CJ$4:$CS$2189,6,)","v":0.13370000000000001}]
[null,null,null,null,null,null,null,null,null,null,"12456Ulster",12456,12456,"Zone G - Hudson Valley","Central Hudson Gas and Electric","Ulster","Mid-Hudson","Upper Hudson","Mid-Hudson","Mid-Hudson",null,"Zone G - Hudson Valley","Upper Hudson","Hudson Valley",{"$f":"VLOOKUP(L1952,'Lookups (2)'!$CJ$4:$CS$2189,6,)","v":0.13370000000000001}]
[null,null,null,null,null,null,null,null,null,null,"12458Ulster",12458,12458,"Zone G - Hudson Valley","Central Hudson Gas and Electric","Ulster","Mid-Hudson","Upper Hudson","Mid-Hudson","Mid-Hudson",null,"Zone G - Hudson Valley","Upper Hudson","Hudson Valley",{"$f":"VLOOKUP(L1953,'Lookups (2)'!$CJ$4:$CS$2189,6,)","v":0.13370000000000001}]
[null,null,null,null,null,null,null,null,null,null,"12461Ulster",12461,12461,"Zone G - Hudson Valley","Central Hudson Gas and Electric","Ulster","Mid-Hudson","Upper Hudson","Mid-Hudson","Mid-Hudson",null,"Zone G - Hudson Valley","Upper Hudson","Hudson Valley",{"$f":"VLOOKUP(L1954,'Lookups (2)'!$CJ$4:$CS$2189,6,)","v":0.13370000000000001}]
[null,null,null,null,null,null,null,null,null,null,"12466Ulster",12466,12466,"Zone G - Hudson Valley","Central Hudson Gas and Electric","Ulster","Mid-Hudson","Upper Hudson","Mid-Hudson","Mid-Hudson",null,"Zone G - Hudson Valley","Upper Hudson","Hudson Valley",{"$f":"VLOOKUP(L1955,'Lookups (2)'!$CJ$4:$CS$2189,6,)","v":0.13370000000000001}]
[null,null,null,null,null,null,null,null,null,null,"12471Ulster",12471,12471,"Zone G - Hudson Valley","Central Hudson Gas and Electric","Ulster","Mid-Hudson","Upper Hudson","Mid-Hudson","Mid-Hudson",null,"Zone G - Hudson Valley","Upper Hudson","Hudson Valley",{"$f":"VLOOKUP(L1956,'Lookups (2)'!$CJ$4:$CS$2189,6,)","v":0.13370000000000001}]
[null,null,null,null,null,null,null,null,null,null,"12472Ulster",12472,12472,"Zone G - Hudson Valley","Central Hudson Gas and Electric","Ulster","Mid-Hudson","Upper Hudson","Mid-Hudson","Mid-Hudson",null,"Zone G - Hudson Valley","Upper Hudson","Hudson Valley",{"$f":"VLOOKUP(L1957,'Lookups (2)'!$CJ$4:$CS$2189,6,)","v":0.13370000000000001}]
[null,null,null,null,null,null,null,null,null,null,"12475Ulster",12475,12475,"Zone G - Hudson Valley","Central Hudson Gas and Electric","Ulster","Mid-Hudson","Upper Hudson","Mid-Hudson","Mid-Hudson",null,"Zone G - Hudson Valley","Upper Hudson","Hudson Valley",{"$f":"VLOOKUP(L1958,'Lookups (2)'!$CJ$4:$CS$2189,6,)","v":0.13370000000000001}]
[null,null,null,null,null,null,null,null,null,null,"12477Ulster",12477,12477,"Zone G - Hudson Valley","Central Hudson Gas and Electric","Ulster","Mid-Hudson","Upper Hudson","Mid-Hudson","Mid-Hudson",null,"Zone G - Hudson Valley","Upper Hudson","Hudson Valley",{"$f":"VLOOKUP(L1959,'Lookups (2)'!$CJ$4:$CS$2189,6,)","v":0.13370000000000001}]
[null,null,null,null,null,null,null,null,null,null,"12481Ulster",12481,12481,"Zone G - Hudson Valley","Central Hudson Gas and Electric","Ulster","Mid-Hudson","Upper Hudson","Mid-Hudson","Mid-Hudson",null,"Zone G - Hudson Valley","Upper Hudson","Hudson Valley",{"$f":"VLOOKUP(L1960,'Lookups (2)'!$CJ$4:$CS$2189,6,)","v":0.13370000000000001}]
[null,null,null,null,null,null,null,null,null,null,"12483Ulster",12483,12483,"Zone G - Hudson Valley","Central Hudson Gas and Electric","Ulster","Mid-Hudson","Upper Hudson","Mid-Hudson","Mid-Hudson",null,"Zone G - Hudson Valley","Upper Hudson","Hudson Valley",{"$f":"VLOOKUP(L1961,'Lookups (2)'!$CJ$4:$CS$2189,6,)","v":0.13370000000000001}]
[null,null,null,null,null,null,null,null,null,null,"12484Ulster",12484,12484,"Zone G - Hudson Valley","Central Hudson Gas and Electric","Ulster","Mid-Hudson","Upper Hudson","Mid-Hudson","Mid-Hudson",null,"Zone G - Hudson Valley","Upper Hudson","Hudson Valley",{"$f":"VLOOKUP(L1962,'Lookups (2)'!$CJ$4:$CS$2189,6,)","v":0.13370000000000001}]
[null,null,null,null,null,null,null,null,null,null,"12486Ulster",12486,12486,"Zone G - Hudson Valley","Central Hudson Gas and Electric","Ulster","Mid-Hudson","Upper Hudson","Mid-Hudson","Mid-Hudson",null,"Zone G - Hudson Valley","Upper Hudson","Hudson Valley",{"$f":"VLOOKUP(L1963,'Lookups (2)'!$CJ$4:$CS$2189,6,)","v":0.13370000000000001}]
[null,null,null,null,null,null,null,null,null,null,"12487Ulster",12487,12487,"Zone G - Hudson Valley","Central Hudson Gas and Electric","Ulster","Mid-Hudson","Upper Hudson","Mid-Hudson","Mid-Hudson",null,"Zone G - Hudson Valley","Upper Hudson","Hudson Valley",{"$f":"VLOOKUP(L1964,'Lookups (2)'!$CJ$4:$CS$2189,6,)","v":0.13370000000000001}]
[null,null,null,null,null,null,null,null,null,null,"12489Ulster",12489,12489,"Zone G - Hudson Valley","Central Hudson Gas and Electric","Ulster","Mid-Hudson","Upper Hudson","Mid-Hudson","Mid-Hudson",null,"Zone G - Hudson Valley","Upper Hudson","Hudson Valley",{"$f":"VLOOKUP(L1965,'Lookups (2)'!$CJ$4:$CS$2189,6,)","v":0.13370000000000001}]
[null,null,null,null,null,null,null,null,null,null,"12490Ulster",12490,12490,"Zone G - Hudson Valley","Central Hudson Gas and Electric","Ulster","Mid-Hudson","Upper Hudson","Mid-Hudson","Mid-Hudson",null,"Zone G - Hudson Valley","Upper Hudson","Hudson Valley",{"$f":"VLOOKUP(L1966,'Lookups (2)'!$CJ$4:$CS$2189,6,)","v":0.13370000000000001}]
[null,null,null,null,null,null,null,null,null,null,"12491Ulster",12491,12491,"Zone G - Hudson Valley","Central Hudson Gas and Electric","Ulster","Mid-Hudson","Upper Hudson","Mid-Hudson","Mid-Hudson",null,"Zone G - Hudson Valley","Upper Hudson","Hudson Valley",{"$f":"VLOOKUP(L1967,'Lookups (2)'!$CJ$4:$CS$2189,6,)","v":0.13370000000000001}]
[null,null,null,null,null,null,null,null,null,null,"12493Ulster",12493,12493,"Zone G - Hudson Valley","Central Hudson Gas and Electric","Ulster","Mid-Hudson","Upper Hudson","Mid-Hudson","Mid-Hudson",null,"Zone G - Hudson Valley","Upper Hudson","Hudson Valley",{"$f":"VLOOKUP(L1968,'Lookups (2)'!$CJ$4:$CS$2189,6,)","v":0.13370000000000001}]
[null,null,null,null,null,null,null,null,null,null,"12494Ulster",12494,12494,"Zone G - Hudson Valley","Central Hudson Gas and Electric","Ulster","Mid-Hudson","Upper Hudson","Mid-Hudson","Mid-Hudson",null,"Zone G - Hudson Valley","Upper Hudson","Hudson Valley",{"$f":"VLOOKUP(L1969,'Lookups (2)'!$CJ$4:$CS$2189,6,)","v":0.13370000000000001}]
[null,null,null,null,null,null,null,null,null,null,"12495Ulster",12495,12495,"Zone G - Hudson Valley","Central Hudson Gas and Electric","Ulster","Mid-Hudson","Upper Hudson","Mid-Hudson","Mid-Hudson",null,"Zone G - Hudson Valley","Upper Hudson","Hudson Valley",{"$f":"VLOOKUP(L1970,'Lookups (2)'!$CJ$4:$CS$2189,6,)","v":0.13370000000000001}]
[null,null,null,null,null,null,null,null,null,null,"12498Ulster",12498,12498,"Zone G - Hudson Valley","Central Hudson Gas and Electric","Ulster","Mid-Hudson","Upper Hudson","Mid-Hudson","Mid-Hudson",null,"Zone G - Hudson Valley","Upper Hudson","Hudson Valley",{"$f":"VLOOKUP(L1971,'Lookups (2)'!$CJ$4:$CS$2189,6,)","v":0.13370000000000001}]
[null,null,null,null,null,null,null,null,null,null,"12566Ulster",12566,12566,"Zone G - Hudson Valley","NYS Electric and Gas","Ulster","Mid-Hudson","Upper Hudson","Mid-Hudson","Mid-Hudson",null,"Zone G - Hudson Valley","Upper Hudson","Hudson Valley",{"$f":"VLOOKUP(L1972,'Lookups (2)'!$CJ$4:$CS$2189,6,)","v":0.1163}]
[null,null,null,null,null,null,null,null,null,null,"12588Ulster",12588,12588,"Zone G - Hudson Valley","NYS Electric and Gas","Ulster","Mid-Hudson","Upper Hudson","Mid-Hudson","Mid-Hudson",null,"Zone G - Hudson Valley","Upper Hudson","Hudson Valley",{"$f":"VLOOKUP(L1973,'Lookups (2)'!$CJ$4:$CS$2189,6,)","v":0.1163}]
[null,null,null,null,null,null,null,null,null,null,"12515Ulster",12515,12515,"Zone G - Hudson Valley","Central Hudson Gas and Electric","Ulster","Mid-Hudson","Upper Hudson","Mid-Hudson","Mid-Hudson",null,"Zone G - Hudson Valley","Upper Hudson","Hudson Valley",{"$f":"VLOOKUP(L1974,'Lookups (2)'!$CJ$4:$CS$2189,6,)","v":0.13370000000000001}]
[null,null,null,null,null,null,null,null,null,null,"12525Ulster",12525,12525,"Zone G - Hudson Valley","Central Hudson Gas and Electric","Ulster","Mid-Hudson","Upper Hudson","Mid-Hudson","Mid-Hudson",null,"Zone G - Hudson Valley","Upper Hudson","Hudson Valley",{"$f":"VLOOKUP(L1975,'Lookups (2)'!$CJ$4:$CS$2189,6,)","v":0.13370000000000001}]
[null,null,null,null,null,null,null,null,null,null,"12528Ulster",12528,12528,"Zone G - Hudson Valley","Central Hudson Gas and Electric","Ulster","Mid-Hudson","Upper Hudson","Mid-Hudson","Mid-Hudson",null,"Zone G - Hudson Valley","Upper Hudson","Hudson Valley",{"$f":"VLOOKUP(L1976,'Lookups (2)'!$CJ$4:$CS$2189,6,)","v":0.13370000000000001}]
[null,null,null,null,null,null,null,null,null,null,"12542Ulster",12542,12542,"Zone G - Hudson Valley","Central Hudson Gas and Electric","Ulster","Mid-Hudson","Upper Hudson","Mid-Hudson","Mid-Hudson",null,"Zone G - Hudson Valley","Upper Hudson","Hudson Valley",{"$f":"VLOOKUP(L1977,'Lookups (2)'!$CJ$4:$CS$2189,6,)","v":0.13370000000000001}]
[null,null,null,null,null,null,null,null,null,null,"12547Ulster",12547,12547,"Zone G - Hudson Valley","Central Hudson Gas and Electric","Ulster","Mid-Hudson","Upper Hudson","Mid-Hudson","Mid-Hudson",null,"Zone G - Hudson Valley","Upper Hudson","Hudson Valley",{"$f":"VLOOKUP(L1978,'Lookups (2)'!$CJ$4:$CS$2189,6,)","v":0.13370000000000001}]
[null,null,null,null,null,null,null,null,null,null,"12548Ulster",12548,12548,"Zone G - Hudson Valley","Central Hudson Gas and Electric","Ulster","Mid-Hudson","Upper Hudson","Mid-Hudson","Mid-Hudson",null,"Zone G - Hudson Valley","Upper Hudson","Hudson Valley",{"$f":"VLOOKUP(L1979,'Lookups (2)'!$CJ$4:$CS$2189,6,)","v":0.13370000000000001}]
[null,null,null,null,null,null,null,null,null,null,"12561Ulster",12561,12561,"Zone G - Hudson Valley","Central Hudson Gas and Electric","Ulster","Mid-Hudson","Upper Hudson","Mid-Hudson","Mid-Hudson",null,"Zone G - Hudson Valley","Upper Hudson","Hudson Valley",{"$f":"VLOOKUP(L1980,'Lookups (2)'!$CJ$4:$CS$2189,6,)","v":0.13370000000000001}]
[null,null,null,null,null,null,null,null,null,null,"12568Ulster",12568,12568,"Zone G - Hudson Valley","Central Hudson Gas and Electric","Ulster","Mid-Hudson","Upper Hudson","Mid-Hudson","Mid-Hudson",null,"Zone G - Hudson Valley","Upper Hudson","Hudson Valley",{"$f":"VLOOKUP(L1981,'Lookups (2)'!$CJ$4:$CS$2189,6,)","v":0.13370000000000001}]
[null,null,null,null,null,null,null,null,null,null,"12589Ulster",12589,12589,"Zone G - Hudson Valley","Central Hudson Gas and Electric","Ulster","Mid-Hudson","Upper Hudson","Mid-Hudson","Mid-Hudson",null,"Zone G - Hudson Valley","Upper Hudson","Hudson Valley",{"$f":"VLOOKUP(L1982,'Lookups (2)'!$CJ$4:$CS$2189,6,)","v":0.13370000000000001}]
[null,null,null,null,null,null,null,null,null,null,"12801Warren",12801,12801,"Zone F - Capital","National Grid","Warren","Capital Region","North County","North Country","North Country",null,"Zone F - Capital","North County","North Country",{"$f":"VLOOKUP(L1983,'Lookups (2)'!$CJ$4:$CS$2189,6,)","v":0.1167}]
[null,null,null,null,null,null,null,null,null,null,"12804Warren",12804,12804,"Zone F - Capital","National Grid","Warren","Capital Region","North County","North Country","North Country",null,"Zone F - Capital","North County","North Country",{"$f":"VLOOKUP(L1984,'Lookups (2)'!$CJ$4:$CS$2189,6,)","v":0.1167}]
[null,null,null,null,null,null,null,null,null,null,"12808Warren",12808,12808,"Zone F - Capital","National Grid","Warren","Capital Region","North County","North Country","North Country",null,"Zone F - Capital","North County","North Country",{"$f":"VLOOKUP(L1985,'Lookups (2)'!$CJ$4:$CS$2189,6,)","v":0.1167}]
[null,null,null,null,null,null,null,null,null,null,"12810Warren",12810,12810,"Zone F - Capital","National Grid","Warren","Capital Region","North County","North Country","North Country",null,"Zone F - Capital","North County","North Country",{"$f":"VLOOKUP(L1986,'Lookups (2)'!$CJ$4:$CS$2189,6,)","v":0.1167}]
[null,null,null,null,null,null,null,null,null,null,"12811Warren",12811,12811,"Zone F - Capital","National Grid","Warren","Capital Region","North County","North Country","North Country",null,"Zone F - Capital","North County","North Country",{"$f":"VLOOKUP(L1987,'Lookups (2)'!$CJ$4:$CS$2189,6,)","v":0.1167}]
[null,null,null,null,null,null,null,null,null,null,"12814Warren",12814,12814,"Zone F - Capital","National Grid","Warren","Capital Region","North County","North Country","North Country",null,"Zone F - Capital","North County","North Country",{"$f":"VLOOKUP(L1988,'Lookups (2)'!$CJ$4:$CS$2189,6,)","v":0.1167}]
[null,null,null,null,null,null,null,null,null,null,{"$f":"CONCATENATE(M1989,P1989)","v":"12815Warren"},12815,12815,"Zone F - Capital","National Grid","Warren","Capital Region","North County","North Country","North Country",null,"Zone F - Capital",{"$f":"R1989","v":"North County"},"North Country",{"$f":"VLOOKUP(L1989,'Lookups (2)'!$CJ$4:$CS$2189,6,)","v":0.1167}]
[null,null,null,null,null,null,null,null,null,null,"12817Warren",12817,12817,"Zone F - Capital","National Grid","Warren","Capital Region","North County","North Country","North Country",null,"Zone F - Capital","North County","North Country",{"$f":"VLOOKUP(L1990,'Lookups (2)'!$CJ$4:$CS$2189,6,)","v":0.1167}]
[null,null,null,null,null,null,null,null,null,null,"12820Warren",12820,12820,"Zone F - Capital","National Grid","Warren","Capital Region","North County","North Country","North Country",null,"Zone F - Capital","North County","North Country",{"$f":"VLOOKUP(L1991,'Lookups (2)'!$CJ$4:$CS$2189,6,)","v":0.1167}]
[null,null,null,null,null,null,null,null,null,null,"12824Warren",12824,12824,"Zone F - Capital","National Grid","Warren","Capital Region","North County","North Country","North Country",null,"Zone F - Capital","North County","North Country",{"$f":"VLOOKUP(L1992,'Lookups (2)'!$CJ$4:$CS$2189,6,)","v":0.1167}]
[null,null,null,null,null,null,null,null,null,null,"12836Warren",12836,12836,"Zone F - Capital","National Grid","Warren","Capital Region","North County","North Country","North Country",null,"Zone F - Capital","North County","North Country",{"$f":"VLOOKUP(L1993,'Lookups (2)'!$CJ$4:$CS$2189,6,)","v":0.1167}]
[null,null,null,null,null,null,null,null,null,null,"12843Warren",12843,12843,"Zone F - Capital","National Grid","Warren","Capital Region","North County","North Country","North Country",null,"Zone F - Capital","North County","North Country",{"$f":"VLOOKUP(L1994,'Lookups (2)'!$CJ$4:$CS$2189,6,)","v":0.1167}]
[null,null,null,null,null,null,null,null,null,null,"12845Warren",12845,12845,"Zone F - Capital","National Grid","Warren","Capital Region","North County","North Country","North Country",null,"Zone F - Capital","North County","North Country",{"$f":"VLOOKUP(L1995,'Lookups (2)'!$CJ$4:$CS$2189,6,)","v":0.1167}]
[null,null,null,null,null,null,null,null,null,null,"12846Warren",12846,12846,"Zone F - Capital","National Grid","Warren","Capital Region","North County","North Country","North Country",null,"Zone F - Capital","North County","North Country",{"$f":"VLOOKUP(L1996,'Lookups (2)'!$CJ$4:$CS$2189,6,)","v":0.1167}]
[null,null,null,null,null,null,null,null,null,null,"12853Warren",12853,12853,"Zone F - Capital","National Grid","Warren","Capital Region","North County","North Country","North Country",null,"Zone F - Capital","North County","North Country",{"$f":"VLOOKUP(L1997,'Lookups (2)'!$CJ$4:$CS$2189,6,)","v":0.1167}]
[null,null,null,null,null,null,null,null,null,null,"12856Warren",12856,12856,"Zone F - Capital","National Grid","Warren","Capital Region","North County","North Country","North Country",null,"Zone F - Capital","North County","North Country",{"$f":"VLOOKUP(L1998,'Lookups (2)'!$CJ$4:$CS$2189,6,)","v":0.1167}]
[null,null,null,null,null,null,null,null,null,null,"12860Warren",12860,12860,"Zone F - Capital","National Grid","Warren","Capital Region","North County","North Country","North Country",null,"Zone F - Capital","North County","North Country",{"$f":"VLOOKUP(L1999,'Lookups (2)'!$CJ$4:$CS$2189,6,)","v":0.1167}]
[null,null,null,null,null,null,null,null,null,null,"12862Warren",12862,12862,"Zone F - Capital","National Grid","Warren","Capital Region","North County","North Country","North Country",null,"Zone F - Capital","North County","North Country",{"$f":"VLOOKUP(L2000,'Lookups (2)'!$CJ$4:$CS$2189,6,)","v":0.1167}]
[null,null,null,null,null,null,null,null,null,null,"12874Warren",12874,12874,"Zone F - Capital","National Grid","Warren","Capital Region","North County","North Country","North Country",null,"Zone F - Capital","North County","North Country",{"$f":"VLOOKUP(L2001,'Lookups (2)'!$CJ$4:$CS$2189,6,)","v":0.1167}]
[null,null,null,null,null,null,null,null,null,null,"12878Warren",12878,12878,"Zone F - Capital","National Grid","Warren","Capital Region","North County","North Country","North Country",null,"Zone F - Capital","North County","North Country",{"$f":"VLOOKUP(L2002,'Lookups (2)'!$CJ$4:$CS$2189,6,)","v":0.1167}]
[null,null,null,null,null,null,null,null,null,null,"12885Warren",12885,12885,"Zone F - Capital","National Grid","Warren","Capital Region","North County","North Country","North Country",null,"Zone F - Capital","North County","North Country",{"$f":"VLOOKUP(L2003,'Lookups (2)'!$CJ$4:$CS$2189,6,)","v":0.1167}]
[null,null,null,null,null,null,null,null,null,null,"12886Warren",12886,12886,"Zone F - Capital","National Grid","Warren","Capital Region","North County","North Country","North Country",null,"Zone F - Capital","North County","North Country",{"$f":"VLOOKUP(L2004,'Lookups (2)'!$CJ$4:$CS$2189,6,)","v":0.1167}]
[null,null,null,null,null,null,null,null,null,null,"12057Washington",12057,12057,"Zone F - Capital","National Grid","Washington","Capital Region","Capital District","Capital District","Capital District",null,"Zone F - Capital","Capital District","Capital District",{"$f":"VLOOKUP(L2005,'Lookups (2)'!$CJ$4:$CS$2189,6,)","v":0.1167}]
[null,null,null,null,null,null,null,null,null,null,"12809Washington",12809,12809,"Zone F - Capital","National Grid","Washington","Capital Region","Capital District","Capital District","Capital District",null,"Zone F - Capital","Capital District","Capital District",{"$f":"VLOOKUP(L2006,'Lookups (2)'!$CJ$4:$CS$2189,6,)","v":0.1167}]
[null,null,null,null,null,null,null,null,null,null,"12816Washington",12816,12816,"Zone F - Capital","National Grid","Washington","Capital Region","Capital District","Capital District","Capital District",null,"Zone F - Capital","Capital District","Capital District",{"$f":"VLOOKUP(L2007,'Lookups (2)'!$CJ$4:$CS$2189,6,)","v":0.1167}]
[null,null,null,null,null,null,null,null,null,null,"12819Washington",12819,12819,"Zone F - Capital","National Grid","Washington","Capital Region","Capital District","Capital District","Capital District",null,"Zone F - Capital","Capital District","Capital District",{"$f":"VLOOKUP(L2008,'Lookups (2)'!$CJ$4:$CS$2189,6,)","v":0.1167}]
[null,null,null,null,null,null,null,null,null,null,"12821Washington",12821,12821,"Zone F - Capital","National Grid","Washington","Capital Region","Capital District","Capital District","Capital District",null,"Zone F - Capital","Capital District","Capital District",{"$f":"VLOOKUP(L2009,'Lookups (2)'!$CJ$4:$CS$2189,6,)","v":0.1167}]
[null,null,null,null,null,null,null,null,null,null,"12823Washington",12823,12823,"Zone F - Capital","National Grid","Washington","Capital Region","Capital District","Capital District","Capital District",null,"Zone F - Capital","Capital District","Capital District",{"$f":"VLOOKUP(L2010,'Lookups (2)'!$CJ$4:$CS$2189,6,)","v":0.1167}]
[null,null,null,null,null,null,null,null,null,null,"12827Washington",12827,12827,"Zone F - Capital","National Grid","Washington","Capital Region","Capital District","Capital District","Capital District",null,"Zone F - Capital","Capital District","Capital District",{"$f":"VLOOKUP(L2011,'Lookups (2)'!$CJ$4:$CS$2189,6,)","v":0.1167}]
[null,null,null,null,null,null,null,null,null,null,"12828Washington",12828,12828,"Zone F - Capital","National Grid","Washington","Capital Region","Capital District","Capital District","Capital District",null,"Zone F - Capital","Capital District","Capital District",{"$f":"VLOOKUP(L2012,'Lookups (2)'!$CJ$4:$CS$2189,6,)","v":0.1167}]
[null,null,null,null,null,null,null,null,null,null,"12834Washington",12834,12834,"Zone F - Capital","National Grid","Washington","Capital Region","Capital District","Capital District","Capital District",null,"Zone F - Capital","Capital District","Capital District",{"$f":"VLOOKUP(L2013,'Lookups (2)'!$CJ$4:$CS$2189,6,)","v":0.1167}]
[null,null,null,null,null,null,null,null,null,null,"12837Washington",12837,12837,"Zone F - Capital","National Grid","Washington","Capital Region","Capital District","Capital District","Capital District",null,"Zone F - Capital","Capital District","Capital District",{"$f":"VLOOKUP(L2014,'Lookups (2)'!$CJ$4:$CS$2189,6,)","v":0.1167}]
[null,null,null,null,null,null,null,null,null,null,"12838Washington",12838,12838,"Zone F - Capital","National Grid","Washington","Capital Region","Capital District","Capital District","Capital District",null,"Zone F - Capital","Capital District","Capital District",{"$f":"VLOOKUP(L2015,'Lookups (2)'!$CJ$4:$CS$2189,6,)","v":0.1167}]
[null,null,null,null,null,null,null,null,null,null,"12839Washington",12839,12839,"Zone F - Capital","National Grid","Washington","Capital Region","Capital District","Capital District","Capital District",null,"Zone F - Capital","Capital District","Capital District",{"$f":"VLOOKUP(L2016,'Lookups (2)'!$CJ$4:$CS$2189,6,)","v":0.1167}]
[null,null,null,null,null,null,null,null,null,null,"12841Washington",12841,12841,"Zone F - Capital","National Grid","Washington","Capital Region","Capital District","Capital District","Capital District",null,"Zone F - Capital","Capital District","Capital District",{"$f":"VLOOKUP(L2017,'Lookups (2)'!$CJ$4:$CS$2189,6,)","v":0.1167}]
[null,null,null,null,null,null,null,null,null,null,"12844Washington",12844,12844,"Zone F - Capital","National Grid","Washington","Capital Region","Capital District","Capital District","Capital District",null,"Zone F - Capital","Capital District","Capital District",{"$f":"VLOOKUP(L2018,'Lookups (2)'!$CJ$4:$CS$2189,6,)","v":0.1167}]
[null,null,null,null,null,null,null,null,null,null,"12848Washington",12848,12848,"Zone F - Capital","National Grid","Washington","Capital Region","Capital District","Capital District","Capital District",null,"Zone F - Capital","Capital District","Capital District",{"$f":"VLOOKUP(L2019,'Lookups (2)'!$CJ$4:$CS$2189,6,)","v":0.1167}]
[null,null,null,null,null,null,null,null,null,null,"12861Washington",12861,12861,"Zone F - Capital","National Grid","Washington","Capital Region","Capital District","Capital District","Capital District",null,"Zone F - Capital","Capital District","Capital District",{"$f":"VLOOKUP(L2020,'Lookups (2)'!$CJ$4:$CS$2189,6,)","v":0.1167}]
[null,null,null,null,null,null,null,null,null,null,"12887Washington",12887,12887,"Zone F - Capital","National Grid","Washington","Capital Region","Capital District","Capital District","Capital District",null,"Zone F - Capital","Capital District","Capital District",{"$f":"VLOOKUP(L2021,'Lookups (2)'!$CJ$4:$CS$2189,6,)","v":0.1167}]
[null,null,null,null,null,null,null,null,null,null,"12832Washington",12832,12832,"Zone F - Capital","NYS Electric and Gas","Washington","Capital Region","Capital District","Capital District","Capital District",null,"Zone F - Capital","Capital District","Capital District",{"$f":"VLOOKUP(L2022,'Lookups (2)'!$CJ$4:$CS$2189,6,)","v":0.106}]
[null,null,null,null,null,null,null,null,null,null,"12849Washington",12849,12849,"Zone F - Capital","NYS Electric and Gas","Washington","Capital Region","Capital District","Capital District","Capital District",null,"Zone F - Capital","Capital District","Capital District",{"$f":"VLOOKUP(L2023,'Lookups (2)'!$CJ$4:$CS$2189,6,)","v":0.106}]
[null,null,null,null,null,null,null,null,null,null,"12854Washington",12854,12854,"Zone F - Capital","NYS Electric and Gas","Washington","Capital Region","Capital District","Capital District","Capital District",null,"Zone F - Capital","Capital District","Capital District",{"$f":"VLOOKUP(L2024,'Lookups (2)'!$CJ$4:$CS$2189,6,)","v":0.106}]
[null,null,null,null,null,null,null,null,null,null,"12865Washington",12865,12865,"Zone F - Capital","NYS Electric and Gas","Washington","Capital Region","Capital District","Capital District","Capital District",null,"Zone F - Capital","Capital District","Capital District",{"$f":"VLOOKUP(L2025,'Lookups (2)'!$CJ$4:$CS$2189,6,)","v":0.106}]
[null,null,null,null,null,null,null,null,null,null,"12873Washington",12873,12873,"Zone F - Capital","NYS Electric and Gas","Washington","Capital Region","Capital District","Capital District","Capital District",null,"Zone F - Capital","Capital District","Capital District",{"$f":"VLOOKUP(L2026,'Lookups (2)'!$CJ$4:$CS$2189,6,)","v":0.106}]
[null,null,null,null,null,null,null,null,null,null,"13143Wayne",13143,13143,"Zone B - Genesee","Rochester Gas and Electric","Wayne","Finger Lakes","Western","Western","Western",null,"Zone B - Genesee","Western","Western Region",{"$f":"VLOOKUP(L2027,'Lookups (2)'!$CJ$4:$CS$2189,6,)","v":9.5799999999999996E-2}]
[null,null,null,null,null,null,null,null,null,null,"13146Wayne",13146,13146,"Zone B - Genesee","Rochester Gas and Electric","Wayne","Finger Lakes","Western","Western","Western",null,"Zone B - Genesee","Western","Western Region",{"$f":"VLOOKUP(L2028,'Lookups (2)'!$CJ$4:$CS$2189,6,)","v":9.5799999999999996E-2}]
[null,null,null,null,null,null,null,null,null,null,"13154Wayne",13154,13154,"Zone B - Genesee","Rochester Gas and Electric","Wayne","Finger Lakes","Western","Western","Western",null,"Zone B - Genesee","Western","Western Region",{"$f":"VLOOKUP(L2029,'Lookups (2)'!$CJ$4:$CS$2189,6,)","v":9.5799999999999996E-2}]
[null,null,null,null,null,null,null,null,null,null,"14413Wayne",14413,14413,"Zone B - Genesee","Rochester Gas and Electric","Wayne","Finger Lakes","Western","Western","Western",null,"Zone B - Genesee","Western","Western Region",{"$f":"VLOOKUP(L2030,'Lookups (2)'!$CJ$4:$CS$2189,6,)","v":9.5799999999999996E-2}]
[null,null,null,null,null,null,null,null,null,null,"14449Wayne",14449,14449,"Zone B - Genesee","Rochester Gas and Electric","Wayne","Finger Lakes","Western","Western","Western",null,"Zone B - Genesee","Western","Western Region",{"$f":"VLOOKUP(L2031,'Lookups (2)'!$CJ$4:$CS$2189,6,)","v":9.5799999999999996E-2}]
[null,null,null,null,null,null,null,null,null,null,"14505Wayne",14505,14505,"Zone B - Genesee","Rochester Gas and Electric","Wayne","Finger Lakes","Western","Western","Western",null,"Zone B - Genesee","Western","Western Region",{"$f":"VLOOKUP(L2032,'Lookups (2)'!$CJ$4:$CS$2189,6,)","v":9.5799999999999996E-2}]
[null,null,null,null,null,null,null,null,null,null,"14516Wayne",14516,14516,"Zone B - Genesee","Rochester Gas and Electric","Wayne","Finger Lakes","Western","Western","Western",null,"Zone B - Genesee","Western","Western Region",{"$f":"VLOOKUP(L2033,'Lookups (2)'!$CJ$4:$CS$2189,6,)","v":9.5799999999999996E-2}]
[null,null,null,null,null,null,null,null,null,null,"14519Wayne",14519,14519,"Zone B - Genesee","Rochester Gas and Electric","Wayne","Finger Lakes","Western","Western","Western",null,"Zone B - Genesee","Western","Western Region",{"$f":"VLOOKUP(L2034,'Lookups (2)'!$CJ$4:$CS$2189,6,)","v":9.5799999999999996E-2}]
[null,null,null,null,null,null,null,null,null,null,"14520Wayne",14520,14520,"Zone B - Genesee","Rochester Gas and Electric","Wayne","Finger Lakes","Western","Western","Western",null,"Zone B - Genesee","Western","Western Region",{"$f":"VLOOKUP(L2035,'Lookups (2)'!$CJ$4:$CS$2189,6,)","v":9.5799999999999996E-2}]
[null,null,null,null,null,null,null,null,null,null,"14538Wayne",14538,14538,"Zone B - Genesee","Rochester Gas and Electric","Wayne","Finger Lakes","Western","Western","Western",null,"Zone B - Genesee","Western","Western Region",{"$f":"VLOOKUP(L2036,'Lookups (2)'!$CJ$4:$CS$2189,6,)","v":9.5799999999999996E-2}]
[null,null,null,null,null,null,null,null,null,null,"14551Wayne",14551,14551,"Zone B - Genesee","Rochester Gas and Electric","Wayne","Finger Lakes","Western","Western","Western",null,"Zone B - Genesee","Western","Western Region",{"$f":"VLOOKUP(L2037,'Lookups (2)'!$CJ$4:$CS$2189,6,)","v":9.5799999999999996E-2}]
[null,null,null,null,null,null,null,null,null,null,"14555Wayne",14555,14555,"Zone B - Genesee","Rochester Gas and Electric","Wayne","Finger Lakes","Western","Western","Western",null,"Zone B - Genesee","Western","Western Region",{"$f":"VLOOKUP(L2038,'Lookups (2)'!$CJ$4:$CS$2189,6,)","v":9.5799999999999996E-2}]
[null,null,null,null,null,null,null,null,null,null,"14563Wayne",14563,14563,"Zone B - Genesee","Rochester Gas and Electric","Wayne","Finger Lakes","Western","Western","Western",null,"Zone B - Genesee","Western","Western Region",{"$f":"VLOOKUP(L2039,'Lookups (2)'!$CJ$4:$CS$2189,6,)","v":9.5799999999999996E-2}]
[null,null,null,null,null,null,null,null,null,null,"14589Wayne",14589,14589,"Zone B - Genesee","Rochester Gas and Electric","Wayne","Finger Lakes","Western","Western","Western",null,"Zone B - Genesee","Western","Western Region",{"$f":"VLOOKUP(L2040,'Lookups (2)'!$CJ$4:$CS$2189,6,)","v":9.5799999999999996E-2}]
[null,null,null,null,null,null,null,null,null,null,"14590Wayne",14590,14590,"Zone B - Genesee","Rochester Gas and Electric","Wayne","Finger Lakes","Western","Western","Western",null,"Zone B - Genesee","Western","Western Region",{"$f":"VLOOKUP(L2041,'Lookups (2)'!$CJ$4:$CS$2189,6,)","v":9.5799999999999996E-2}]
[null,null,null,null,null,null,null,null,null,null,"14502Wayne",14502,14502,"Zone B - Genesee","Rochester Gas and Electric","Wayne","Finger Lakes","Western","Western","Western",null,"Zone B - Genesee","Western","Western Region",{"$f":"VLOOKUP(L2042,'Lookups (2)'!$CJ$4:$CS$2189,6,)","v":9.5799999999999996E-2}]
[null,null,null,null,null,null,null,null,null,null,"14433Wayne",14433,14433,"Zone B - Genesee","NYS Electric and Gas","Wayne","Finger Lakes","Western","Western","Western",null,"Zone B - Genesee","Western","Western Region",{"$f":"VLOOKUP(L2043,'Lookups (2)'!$CJ$4:$CS$2189,6,)","v":9.2600000000000002E-2}]
[null,null,null,null,null,null,null,null,null,null,"14489Wayne",14489,14489,"Zone B - Genesee","NYS Electric and Gas","Wayne","Finger Lakes","Western","Western","Western",null,"Zone B - Genesee","Western","Western Region",{"$f":"VLOOKUP(L2044,'Lookups (2)'!$CJ$4:$CS$2189,6,)","v":9.2600000000000002E-2}]
[null,null,null,null,null,null,null,null,null,null,"14542Wayne",14542,14542,"Zone B - Genesee","NYS Electric and Gas","Wayne","Finger Lakes","Western","Western","Western",null,"Zone B - Genesee","Western","Western Region",{"$f":"VLOOKUP(L2045,'Lookups (2)'!$CJ$4:$CS$2189,6,)","v":9.2600000000000002E-2}]
[null,null,null,null,null,null,null,null,null,null,"14568Wayne",14568,14568,"Zone B - Genesee","NYS Electric and Gas","Wayne","Finger Lakes","Western","Western","Western",null,"Zone B - Genesee","Western","Western Region",{"$f":"VLOOKUP(L2046,'Lookups (2)'!$CJ$4:$CS$2189,6,)","v":9.2600000000000002E-2}]
[null,null,null,null,null,null,null,null,null,null,"14513Wayne",14513,14513,"Zone C - Central","NYS Electric and Gas","Wayne","Finger Lakes","Western","Western","Western",null,"Zone C - Central","Western","Western Region",{"$f":"VLOOKUP(L2047,'Lookups (2)'!$CJ$4:$CS$2189,6,)","v":9.2600000000000002E-2}]
[null,null,null,null,null,null,null,null,null,null,"14522Wayne",14522,14522,"Zone C - Central","NYS Electric and Gas","Wayne","Finger Lakes","Western","Western","Western",null,"Zone C - Central","Western","Western Region",{"$f":"VLOOKUP(L2048,'Lookups (2)'!$CJ$4:$CS$2189,6,)","v":9.2600000000000002E-2}]
[null,null,null,null,null,null,null,null,null,null,"10518Westchester",10518,10518,"Zone G - Hudson Valley","NYS Electric and Gas","Westchester","Mid-Hudson","Lower Hudson","Mid-Hudson","Mid-Hudson","ConEd Westchester","Zone G - Hudson Valley","Lower Hudson","Hudson Valley",{"$f":"VLOOKUP(L2049,'Lookups (2)'!$CJ$4:$CS$2189,6,)","v":0.1163}]
[null,null,null,null,null,null,null,null,null,null,"10519Westchester",10519,10519,"Zone G - Hudson Valley","NYS Electric and Gas","Westchester","Mid-Hudson","Lower Hudson","Mid-Hudson","Mid-Hudson","ConEd Westchester","Zone G - Hudson Valley","Lower Hudson","Hudson Valley",{"$f":"VLOOKUP(L2050,'Lookups (2)'!$CJ$4:$CS$2189,6,)","v":0.1163}]
[null,null,null,null,null,null,null,null,null,null,"10526Westchester",10526,10526,"Zone G - Hudson Valley","NYS Electric and Gas","Westchester","Mid-Hudson","Lower Hudson","Mid-Hudson","Mid-Hudson","ConEd Westchester","Zone G - Hudson Valley","Lower Hudson","Hudson Valley",{"$f":"VLOOKUP(L2051,'Lookups (2)'!$CJ$4:$CS$2189,6,)","v":0.1163}]
[null,null,null,null,null,null,null,null,null,null,"10560Westchester",10560,10560,"Zone G - Hudson Valley","NYS Electric and Gas","Westchester","Mid-Hudson","Lower Hudson","Mid-Hudson","Mid-Hudson","ConEd Westchester","Zone G - Hudson Valley","Lower Hudson","Hudson Valley",{"$f":"VLOOKUP(L2052,'Lookups (2)'!$CJ$4:$CS$2189,6,)","v":0.1163}]
[null,null,null,null,null,null,null,null,null,null,{"$f":"CONCATENATE(M2053,P2053)","v":"10576Westchester"},10576,10576,"Zone G - Hudson Valley","NYS Electric and Gas","Westchester","Mid-Hudson","Lower Hudson","Mid-Hudson","Mid-Hudson","ConEd Westchester","Zone G - Hudson Valley",{"$f":"R2053","v":"Lower Hudson"},"Hudson Valley",{"$f":"VLOOKUP(L2053,'Lookups (2)'!$CJ$4:$CS$2189,6,)","v":0.1163}]
[null,null,null,null,null,null,null,null,null,null,"10590Westchester",10590,10590,"Zone G - Hudson Valley","NYS Electric and Gas","Westchester","Mid-Hudson","Lower Hudson","Mid-Hudson","Mid-Hudson","ConEd Westchester","Zone G - Hudson Valley","Lower Hudson","Hudson Valley",{"$f":"VLOOKUP(L2054,'Lookups (2)'!$CJ$4:$CS$2189,6,)","v":0.1163}]
[null,null,null,null,null,null,null,null,null,null,"10597Westchester",10597,10597,"Zone G - Hudson Valley","NYS Electric and Gas","Westchester","Mid-Hudson","Lower Hudson","Mid-Hudson","Mid-Hudson","ConEd Westchester","Zone G - Hudson Valley","Lower Hudson","Hudson Valley",{"$f":"VLOOKUP(L2055,'Lookups (2)'!$CJ$4:$CS$2189,6,)","v":0.1163}]
[null,null,null,null,null,null,null,null,null,null,"10501Westchester",10501,10501,"Zone H - Millwood","NYS Electric and Gas","Westchester","Mid-Hudson","Lower Hudson","Mid-Hudson","Mid-Hudson","ConEd Westchester","Zone H - Millwood","Lower Hudson","Hudson Valley",{"$f":"VLOOKUP(L2056,'Lookups (2)'!$CJ$4:$CS$2189,6,)","v":0.1163}]
[null,null,null,null,null,null,null,null,null,null,"10505Westchester",10505,10505,"Zone H - Millwood","NYS Electric and Gas","Westchester","Mid-Hudson","Lower Hudson","Mid-Hudson","Mid-Hudson","ConEd Westchester","Zone H - Millwood","Lower Hudson","Hudson Valley",{"$f":"VLOOKUP(L2057,'Lookups (2)'!$CJ$4:$CS$2189,6,)","v":0.1163}]
[null,null,null,null,null,null,null,null,null,null,"10506Westchester",10506,10506,"Zone H - Millwood","NYS Electric and Gas","Westchester","Mid-Hudson","Lower Hudson","Mid-Hudson","Mid-Hudson","ConEd Westchester","Zone H - Millwood","Lower Hudson","Hudson Valley",{"$f":"VLOOKUP(L2058,'Lookups (2)'!$CJ$4:$CS$2189,6,)","v":0.1163}]
[null,null,null,null,null,null,null,null,null,null,"10507Westchester",10507,10507,"Zone H - Millwood","NYS Electric and Gas","Westchester","Mid-Hudson","Lower Hudson","Mid-Hudson","Mid-Hudson","ConEd Westchester","Zone H - Millwood","Lower Hudson","Hudson Valley",{"$f":"VLOOKUP(L2059,'Lookups (2)'!$CJ$4:$CS$2189,6,)","v":0.1163}]
[null,null,null,null,null,null,null,null,null,null,"10527Westchester",10527,10527,"Zone H - Millwood","NYS Electric and Gas","Westchester","Mid-Hudson","Lower Hudson","Mid-Hudson","Mid-Hudson","ConEd Westchester","Zone H - Millwood","Lower Hudson","Hudson Valley",{"$f":"VLOOKUP(L2060,'Lookups (2)'!$CJ$4:$CS$2189,6,)","v":0.1163}]
[null,null,null,null,null,null,null,null,null,null,"10535Westchester",10535,10535,"Zone H - Millwood","NYS Electric and Gas","Westchester","Mid-Hudson","Lower Hudson","Mid-Hudson","Mid-Hudson","ConEd Westchester","Zone H - Millwood","Lower Hudson","Hudson Valley",{"$f":"VLOOKUP(L2061,'Lookups (2)'!$CJ$4:$CS$2189,6,)","v":0.1163}]
[null,null,null,null,null,null,null,null,null,null,"10536Westchester",10536,10536,"Zone H - Millwood","NYS Electric and Gas","Westchester","Mid-Hudson","Lower Hudson","Mid-Hudson","Mid-Hudson","ConEd Westchester","Zone H - Millwood","Lower Hudson","Hudson Valley",{"$f":"VLOOKUP(L2062,'Lookups (2)'!$CJ$4:$CS$2189,6,)","v":0.1163}]
[null,null,null,null,null,null,null,null,null,null,"10540Westchester",10540,10540,"Zone H - Millwood","NYS Electric and Gas","Westchester","Mid-Hudson","Lower Hudson","Mid-Hudson","Mid-Hudson","ConEd Westchester","Zone H - Millwood","Lower Hudson","Hudson Valley",{"$f":"VLOOKUP(L2063,'Lookups (2)'!$CJ$4:$CS$2189,6,)","v":0.1163}]
[null,null,null,null,null,null,null,null,null,null,"10587Westchester",10587,10587,"Zone H - Millwood","NYS Electric and Gas","Westchester","Mid-Hudson","Lower Hudson","Mid-Hudson","Mid-Hudson","ConEd Westchester","Zone H - Millwood","Lower Hudson","Hudson Valley",{"$f":"VLOOKUP(L2064,'Lookups (2)'!$CJ$4:$CS$2189,6,)","v":0.1163}]
[null,null,null,null,null,null,null,null,null,null,"10589Westchester",10589,10589,"Zone H - Millwood","NYS Electric and Gas","Westchester","Mid-Hudson","Lower Hudson","Mid-Hudson","Mid-Hudson","ConEd Westchester","Zone H - Millwood","Lower Hudson","Hudson Valley",{"$f":"VLOOKUP(L2065,'Lookups (2)'!$CJ$4:$CS$2189,6,)","v":0.1163}]
[null,null,null,null,null,null,null,null,null,null,"10598Westchester",10598,10598,"Zone H - Millwood","NYS Electric and Gas","Westchester","Mid-Hudson","Lower Hudson","Mid-Hudson","Mid-Hudson","ConEd Westchester","Zone H - Millwood","Lower Hudson","Hudson Valley",{"$f":"VLOOKUP(L2066,'Lookups (2)'!$CJ$4:$CS$2189,6,)","v":0.1163}]
[null,null,null,null,null,null,null,null,null,null,"10510Westchester",10510,10510,"Zone H - Millwood","Consolidated Edison","Westchester","Mid-Hudson","Lower Hudson","Mid-Hudson","Mid-Hudson","ConEd Westchester","Zone H - Millwood","Lower Hudson","Hudson Valley",{"$f":"VLOOKUP(L2067,'Lookups (2)'!$CJ$4:$CS$2189,6,)","v":0.21260000000000001}]
[null,null,null,null,null,null,null,null,null,null,"10511Westchester",10511,10511,"Zone H - Millwood","Consolidated Edison","Westchester","Mid-Hudson","Lower Hudson","Mid-Hudson","Mid-Hudson","ConEd Westchester","Zone H - Millwood","Lower Hudson","Hudson Valley",{"$f":"VLOOKUP(L2068,'Lookups (2)'!$CJ$4:$CS$2189,6,)","v":0.21260000000000001}]
[null,null,null,null,null,null,null,null,null,null,"10514Westchester",10514,10514,"Zone H - Millwood","Consolidated Edison","Westchester","Mid-Hudson","Lower Hudson","Mid-Hudson","Mid-Hudson","ConEd Westchester","Zone H - Millwood","Lower Hudson","Hudson Valley",{"$f":"VLOOKUP(L2069,'Lookups (2)'!$CJ$4:$CS$2189,6,)","v":0.21260000000000001}]
[null,null,null,null,null,null,null,null,null,null,"10517Westchester",10517,10517,"Zone H - Millwood","Consolidated Edison","Westchester","Mid-Hudson","Lower Hudson","Mid-Hudson","Mid-Hudson","ConEd Westchester","Zone H - Millwood","Lower Hudson","Hudson Valley",{"$f":"VLOOKUP(L2070,'Lookups (2)'!$CJ$4:$CS$2189,6,)","v":0.21260000000000001}]
[null,null,null,null,null,null,null,null,null,null,"10520Westchester",10520,10520,"Zone H - Millwood","Consolidated Edison","Westchester","Mid-Hudson","Lower Hudson","Mid-Hudson","Mid-Hudson","ConEd Westchester","Zone H - Millwood","Lower Hudson","Hudson Valley",{"$f":"VLOOKUP(L2071,'Lookups (2)'!$CJ$4:$CS$2189,6,)","v":0.21260000000000001}]
[null,null,null,null,null,null,null,null,null,null,"10521Westchester",10521,10521,"Zone H - Millwood","Consolidated Edison","Westchester","Mid-Hudson","Lower Hudson","Mid-Hudson","Mid-Hudson","ConEd Westchester","Zone H - Millwood","Lower Hudson","Hudson Valley",{"$f":"VLOOKUP(L2072,'Lookups (2)'!$CJ$4:$CS$2189,6,)","v":0.21260000000000001}]
[null,null,null,null,null,null,null,null,null,null,"10545Westchester",10545,10545,"Zone H - Millwood","Consolidated Edison","Westchester","Mid-Hudson","Lower Hudson","Mid-Hudson","Mid-Hudson","ConEd Westchester","Zone H - Millwood","Lower Hudson","Hudson Valley",{"$f":"VLOOKUP(L2073,'Lookups (2)'!$CJ$4:$CS$2189,6,)","v":0.21260000000000001}]
[null,null,null,null,null,null,null,null,null,null,"10546Westchester",10546,10546,"Zone H - Millwood","Consolidated Edison","Westchester","Mid-Hudson","Lower Hudson","Mid-Hudson","Mid-Hudson","ConEd Westchester","Zone H - Millwood","Lower Hudson","Hudson Valley",{"$f":"VLOOKUP(L2074,'Lookups (2)'!$CJ$4:$CS$2189,6,)","v":0.21260000000000001}]
[null,null,null,null,null,null,null,null,null,null,"10547Westchester",10547,10547,"Zone H - Millwood","Consolidated Edison","Westchester","Mid-Hudson","Lower Hudson","Mid-Hudson","Mid-Hudson","ConEd Westchester","Zone H - Millwood","Lower Hudson","Hudson Valley",{"$f":"VLOOKUP(L2075,'Lookups (2)'!$CJ$4:$CS$2189,6,)","v":0.21260000000000001}]
[null,null,null,null,null,null,null,null,null,null,"10548Westchester",10548,10548,"Zone H - Millwood","Consolidated Edison","Westchester","Mid-Hudson","Lower Hudson","Mid-Hudson","Mid-Hudson","ConEd Westchester","Zone H - Millwood","Lower Hudson","Hudson Valley",{"$f":"VLOOKUP(L2076,'Lookups (2)'!$CJ$4:$CS$2189,6,)","v":0.21260000000000001}]
[null,null,null,null,null,null,null,null,null,null,"10549Westchester",10549,10549,"Zone H - Millwood","Consolidated Edison","Westchester","Mid-Hudson","Lower Hudson","Mid-Hudson","Mid-Hudson","ConEd Westchester","Zone H - Millwood","Lower Hudson","Hudson Valley",{"$f":"VLOOKUP(L2077,'Lookups (2)'!$CJ$4:$CS$2189,6,)","v":0.21260000000000001}]
[null,null,null,null,null,null,null,null,null,null,"10562Westchester",10562,10562,"Zone H - Millwood","Consolidated Edison","Westchester","Mid-Hudson","Lower Hudson","Mid-Hudson","Mid-Hudson","ConEd Westchester","Zone H - Millwood","Lower Hudson","Hudson Valley",{"$f":"VLOOKUP(L2078,'Lookups (2)'!$CJ$4:$CS$2189,6,)","v":0.21260000000000001}]
[null,null,null,null,null,null,null,null,null,null,"10566Westchester",10566,10566,"Zone H - Millwood","Consolidated Edison","Westchester","Mid-Hudson","Lower Hudson","Mid-Hudson","Mid-Hudson","ConEd Westchester","Zone H - Millwood","Lower Hudson","Hudson Valley",{"$f":"VLOOKUP(L2079,'Lookups (2)'!$CJ$4:$CS$2189,6,)","v":0.21260000000000001}]
[null,null,null,null,null,null,null,null,null,null,"10567Westchester",10567,10567,"Zone H - Millwood","Consolidated Edison","Westchester","Mid-Hudson","Lower Hudson","Mid-Hudson","Mid-Hudson","ConEd Westchester","Zone H - Millwood","Lower Hudson","Hudson Valley",{"$f":"VLOOKUP(L2080,'Lookups (2)'!$CJ$4:$CS$2189,6,)","v":0.21260000000000001}]
[null,null,null,null,null,null,null,null,null,null,"10588Westchester",10588,10588,"Zone H - Millwood","Consolidated Edison","Westchester","Mid-Hudson","Lower Hudson","Mid-Hudson","Mid-Hudson","ConEd Westchester","Zone H - Millwood","Lower Hudson","Hudson Valley",{"$f":"VLOOKUP(L2081,'Lookups (2)'!$CJ$4:$CS$2189,6,)","v":0.21260000000000001}]
[null,null,null,null,null,null,null,null,null,null,"10596Westchester",10596,10596,"Zone H - Millwood","Consolidated Edison","Westchester","Mid-Hudson","Lower Hudson","Mid-Hudson","Mid-Hudson","ConEd Westchester","Zone H - Millwood","Lower Hudson","Hudson Valley",{"$f":"VLOOKUP(L2082,'Lookups (2)'!$CJ$4:$CS$2189,6,)","v":0.21260000000000001}]
[null,null,null,null,null,null,null,null,null,null,"10502Westchester",10502,10502,"Zone I - Dunwoodie","Consolidated Edison","Westchester","Mid-Hudson","Lower Hudson","Mid-Hudson","Mid-Hudson","ConEd Westchester","Zone I - Dunwoodie","Lower Hudson","Hudson Valley",{"$f":"VLOOKUP(L2083,'Lookups (2)'!$CJ$4:$CS$2189,6,)","v":0.21260000000000001}]
[null,null,null,null,null,null,null,null,null,null,"10503Westchester",10503,10503,"Zone I - Dunwoodie","Consolidated Edison","Westchester","Mid-Hudson","Lower Hudson","Mid-Hudson","Mid-Hudson","ConEd Westchester","Zone I - Dunwoodie","Lower Hudson","Hudson Valley",{"$f":"VLOOKUP(L2084,'Lookups (2)'!$CJ$4:$CS$2189,6,)","v":0.21260000000000001}]
[null,null,null,null,null,null,null,null,null,null,"10504Westchester",10504,10504,"Zone I - Dunwoodie","Consolidated Edison","Westchester","Mid-Hudson","Lower Hudson","Mid-Hudson","Mid-Hudson","ConEd Westchester","Zone I - Dunwoodie","Lower Hudson","Hudson Valley",{"$f":"VLOOKUP(L2085,'Lookups (2)'!$CJ$4:$CS$2189,6,)","v":0.21260000000000001}]
[null,null,null,null,null,null,null,null,null,null,"10522Westchester",10522,10522,"Zone I - Dunwoodie","Consolidated Edison","Westchester","Mid-Hudson","Lower Hudson","Mid-Hudson","Mid-Hudson","ConEd Westchester","Zone I - Dunwoodie","Lower Hudson","Hudson Valley",{"$f":"VLOOKUP(L2086,'Lookups (2)'!$CJ$4:$CS$2189,6,)","v":0.21260000000000001}]
[null,null,null,null,null,null,null,null,null,null,"10523Westchester",10523,10523,"Zone I - Dunwoodie","Consolidated Edison","Westchester","Mid-Hudson","Lower Hudson","Mid-Hudson","Mid-Hudson","ConEd Westchester","Zone I - Dunwoodie","Lower Hudson","Hudson Valley",{"$f":"VLOOKUP(L2087,'Lookups (2)'!$CJ$4:$CS$2189,6,)","v":0.21260000000000001}]
[null,null,null,null,null,null,null,null,null,null,"10528Westchester",10528,10528,"Zone I - Dunwoodie","Consolidated Edison","Westchester","Mid-Hudson","Lower Hudson","Mid-Hudson","Mid-Hudson","ConEd Westchester","Zone I - Dunwoodie","Lower Hudson","Hudson Valley",{"$f":"VLOOKUP(L2088,'Lookups (2)'!$CJ$4:$CS$2189,6,)","v":0.21260000000000001}]
[null,null,null,null,null,null,null,null,null,null,"10530Westchester",10530,10530,"Zone I - Dunwoodie","Consolidated Edison","Westchester","Mid-Hudson","Lower Hudson","Mid-Hudson","Mid-Hudson","ConEd Westchester","Zone I - Dunwoodie","Lower Hudson","Hudson Valley",{"$f":"VLOOKUP(L2089,'Lookups (2)'!$CJ$4:$CS$2189,6,)","v":0.21260000000000001}]
[null,null,null,null,null,null,null,null,null,null,"10532Westchester",10532,10532,"Zone I - Dunwoodie","Consolidated Edison","Westchester","Mid-Hudson","Lower Hudson","Mid-Hudson","Mid-Hudson","ConEd Westchester","Zone I - Dunwoodie","Lower Hudson","Hudson Valley",{"$f":"VLOOKUP(L2090,'Lookups (2)'!$CJ$4:$CS$2189,6,)","v":0.21260000000000001}]
[null,null,null,null,null,null,null,null,null,null,"10533Westchester",10533,10533,"Zone I - Dunwoodie","Consolidated Edison","Westchester","Mid-Hudson","Lower Hudson","Mid-Hudson","Mid-Hudson","ConEd Westchester","Zone I - Dunwoodie","Lower Hudson","Hudson Valley",{"$f":"VLOOKUP(L2091,'Lookups (2)'!$CJ$4:$CS$2189,6,)","v":0.21260000000000001}]
[null,null,null,null,null,null,null,null,null,null,"10538Westchester",10538,10538,"Zone I - Dunwoodie","Consolidated Edison","Westchester","Mid-Hudson","Lower Hudson","Mid-Hudson","Mid-Hudson","ConEd Westchester","Zone I - Dunwoodie","Lower Hudson","Hudson Valley",{"$f":"VLOOKUP(L2092,'Lookups (2)'!$CJ$4:$CS$2189,6,)","v":0.21260000000000001}]
[null,null,null,null,null,null,null,null,null,null,"10543Westchester",10543,10543,"Zone I - Dunwoodie","Consolidated Edison","Westchester","Mid-Hudson","Lower Hudson","Mid-Hudson","Mid-Hudson","ConEd Westchester","Zone I - Dunwoodie","Lower Hudson","Hudson Valley",{"$f":"VLOOKUP(L2093,'Lookups (2)'!$CJ$4:$CS$2189,6,)","v":0.21260000000000001}]
[null,null,null,null,null,null,null,null,null,null,"10550Westchester",10550,10550,"Zone I - Dunwoodie","Consolidated Edison","Westchester","Mid-Hudson","Lower Hudson","Mid-Hudson","Mid-Hudson","ConEd Westchester","Zone I - Dunwoodie","Lower Hudson","Hudson Valley",{"$f":"VLOOKUP(L2094,'Lookups (2)'!$CJ$4:$CS$2189,6,)","v":0.21260000000000001}]
[null,null,null,null,null,null,null,null,null,null,"10551Westchester",10551,10551,"Zone I - Dunwoodie","Consolidated Edison","Westchester","Mid-Hudson","Lower Hudson","Mid-Hudson","Mid-Hudson","ConEd Westchester","Zone I - Dunwoodie","Lower Hudson","Hudson Valley",{"$f":"VLOOKUP(L2095,'Lookups (2)'!$CJ$4:$CS$2189,6,)","v":0.21260000000000001}]
[null,null,null,null,null,null,null,null,null,null,"10552Westchester",10552,10552,"Zone I - Dunwoodie","Consolidated Edison","Westchester","Mid-Hudson","Lower Hudson","Mid-Hudson","Mid-Hudson","ConEd Westchester","Zone I - Dunwoodie","Lower Hudson","Hudson Valley",{"$f":"VLOOKUP(L2096,'Lookups (2)'!$CJ$4:$CS$2189,6,)","v":0.21260000000000001}]
[null,null,null,null,null,null,null,null,null,null,"10553Westchester",10553,10553,"Zone I - Dunwoodie","Consolidated Edison","Westchester","Mid-Hudson","Lower Hudson","Mid-Hudson","Mid-Hudson","ConEd Westchester","Zone I - Dunwoodie","Lower Hudson","Hudson Valley",{"$f":"VLOOKUP(L2097,'Lookups (2)'!$CJ$4:$CS$2189,6,)","v":0.21260000000000001}]
[null,null,null,null,null,null,null,null,null,null,"10570Westchester",10570,10570,"Zone I - Dunwoodie","Consolidated Edison","Westchester","Mid-Hudson","Lower Hudson","Mid-Hudson","Mid-Hudson","ConEd Westchester","Zone I - Dunwoodie","Lower Hudson","Hudson Valley",{"$f":"VLOOKUP(L2098,'Lookups (2)'!$CJ$4:$CS$2189,6,)","v":0.21260000000000001}]
[null,null,null,null,null,null,null,null,null,null,"10573Westchester",10573,10573,"Zone I - Dunwoodie","Consolidated Edison","Westchester","Mid-Hudson","Lower Hudson","Mid-Hudson","Mid-Hudson","ConEd Westchester","Zone I - Dunwoodie","Lower Hudson","Hudson Valley",{"$f":"VLOOKUP(L2099,'Lookups (2)'!$CJ$4:$CS$2189,6,)","v":0.21260000000000001}]
[null,null,null,null,null,null,null,null,null,null,"10577Westchester",10577,10577,"Zone I - Dunwoodie","Consolidated Edison","Westchester","Mid-Hudson","Lower Hudson","Mid-Hudson","Mid-Hudson","ConEd Westchester","Zone I - Dunwoodie","Lower Hudson","Hudson Valley",{"$f":"VLOOKUP(L2100,'Lookups (2)'!$CJ$4:$CS$2189,6,)","v":0.21260000000000001}]
[null,null,null,null,null,null,null,null,null,null,"10580Westchester",10580,10580,"Zone I - Dunwoodie","Consolidated Edison","Westchester","Mid-Hudson","Lower Hudson","Mid-Hudson","Mid-Hudson","ConEd Westchester","Zone I - Dunwoodie","Lower Hudson","Hudson Valley",{"$f":"VLOOKUP(L2101,'Lookups (2)'!$CJ$4:$CS$2189,6,)","v":0.21260000000000001}]
[null,null,null,null,null,null,null,null,null,null,"10583Westchester",10583,10583,"Zone I - Dunwoodie","Consolidated Edison","Westchester","Mid-Hudson","Lower Hudson","Mid-Hudson","Mid-Hudson","ConEd Westchester","Zone I - Dunwoodie","Lower Hudson","Hudson Valley",{"$f":"VLOOKUP(L2102,'Lookups (2)'!$CJ$4:$CS$2189,6,)","v":0.21260000000000001}]
[null,null,null,null,null,null,null,null,null,null,"10591Westchester",10591,10591,"Zone I - Dunwoodie","Consolidated Edison","Westchester","Mid-Hudson","Lower Hudson","Mid-Hudson","Mid-Hudson","ConEd Westchester","Zone I - Dunwoodie","Lower Hudson","Hudson Valley",{"$f":"VLOOKUP(L2103,'Lookups (2)'!$CJ$4:$CS$2189,6,)","v":0.21260000000000001}]
[null,null,null,null,null,null,null,null,null,null,"10594Westchester",10594,10594,"Zone I - Dunwoodie","Consolidated Edison","Westchester","Mid-Hudson","Lower Hudson","Mid-Hudson","Mid-Hudson","ConEd Westchester","Zone I - Dunwoodie","Lower Hudson","Hudson Valley",{"$f":"VLOOKUP(L2104,'Lookups (2)'!$CJ$4:$CS$2189,6,)","v":0.21260000000000001}]
[null,null,null,null,null,null,null,null,null,null,"10595Westchester",10595,10595,"Zone I - Dunwoodie","Consolidated Edison","Westchester","Mid-Hudson","Lower Hudson","Mid-Hudson","Mid-Hudson","ConEd Westchester","Zone I - Dunwoodie","Lower Hudson","Hudson Valley",{"$f":"VLOOKUP(L2105,'Lookups (2)'!$CJ$4:$CS$2189,6,)","v":0.21260000000000001}]
[null,null,null,null,null,null,null,null,null,null,"10601Westchester",10601,10601,"Zone I - Dunwoodie","Consolidated Edison","Westchester","Mid-Hudson","Lower Hudson","Mid-Hudson","Mid-Hudson","ConEd Westchester","Zone I - Dunwoodie","Lower Hudson","Hudson Valley",{"$f":"VLOOKUP(L2106,'Lookups (2)'!$CJ$4:$CS$2189,6,)","v":0.21260000000000001}]
[null,null,null,null,null,null,null,null,null,null,"10602Westchester",10602,10602,"Zone I - Dunwoodie","Consolidated Edison","Westchester","Mid-Hudson","Lower Hudson","Mid-Hudson","Mid-Hudson","ConEd Westchester","Zone I - Dunwoodie","Lower Hudson","Hudson Valley",{"$f":"VLOOKUP(L2107,'Lookups (2)'!$CJ$4:$CS$2189,6,)","v":0.21260000000000001}]
[null,null,null,null,null,null,null,null,null,null,"10603Westchester",10603,10603,"Zone I - Dunwoodie","Consolidated Edison","Westchester","Mid-Hudson","Lower Hudson","Mid-Hudson","Mid-Hudson","ConEd Westchester","Zone I - Dunwoodie","Lower Hudson","Hudson Valley",{"$f":"VLOOKUP(L2108,'Lookups (2)'!$CJ$4:$CS$2189,6,)","v":0.21260000000000001}]
[null,null,null,null,null,null,null,null,null,null,"10604Westchester",10604,10604,"Zone I - Dunwoodie","Consolidated Edison","Westchester","Mid-Hudson","Lower Hudson","Mid-Hudson","Mid-Hudson","ConEd Westchester","Zone I - Dunwoodie","Lower Hudson","Hudson Valley",{"$f":"VLOOKUP(L2109,'Lookups (2)'!$CJ$4:$CS$2189,6,)","v":0.21260000000000001}]
[null,null,null,null,null,null,null,null,null,null,"10605Westchester",10605,10605,"Zone I - Dunwoodie","Consolidated Edison","Westchester","Mid-Hudson","Lower Hudson","Mid-Hudson","Mid-Hudson","ConEd Westchester","Zone I - Dunwoodie","Lower Hudson","Hudson Valley",{"$f":"VLOOKUP(L2110,'Lookups (2)'!$CJ$4:$CS$2189,6,)","v":0.21260000000000001}]
[null,null,null,null,null,null,null,null,null,null,"10606Westchester",10606,10606,"Zone I - Dunwoodie","Consolidated Edison","Westchester","Mid-Hudson","Lower Hudson","Mid-Hudson","Mid-Hudson","ConEd Westchester","Zone I - Dunwoodie","Lower Hudson","Hudson Valley",{"$f":"VLOOKUP(L2111,'Lookups (2)'!$CJ$4:$CS$2189,6,)","v":0.21260000000000001}]
[null,null,null,null,null,null,null,null,null,null,"10607Westchester",10607,10607,"Zone I - Dunwoodie","Consolidated Edison","Westchester","Mid-Hudson","Lower Hudson","Mid-Hudson","Mid-Hudson","ConEd Westchester","Zone I - Dunwoodie","Lower Hudson","Hudson Valley",{"$f":"VLOOKUP(L2112,'Lookups (2)'!$CJ$4:$CS$2189,6,)","v":0.21260000000000001}]
[null,null,null,null,null,null,null,null,null,null,"10610Westchester",10610,10610,"Zone I - Dunwoodie","Consolidated Edison","Westchester","Mid-Hudson","Lower Hudson","Mid-Hudson","Mid-Hudson","ConEd Westchester","Zone I - Dunwoodie","Lower Hudson","Hudson Valley",{"$f":"VLOOKUP(L2113,'Lookups (2)'!$CJ$4:$CS$2189,6,)","v":0.21260000000000001}]
[null,null,null,null,null,null,null,null,null,null,"10701Westchester",10701,10701,"Zone I - Dunwoodie","Consolidated Edison","Westchester","Mid-Hudson","Lower Hudson","Mid-Hudson","Mid-Hudson","ConEd Westchester","Zone I - Dunwoodie","Lower Hudson","Hudson Valley",{"$f":"VLOOKUP(L2114,'Lookups (2)'!$CJ$4:$CS$2189,6,)","v":0.21260000000000001}]
[null,null,null,null,null,null,null,null,null,null,"10702Westchester",10702,10702,"Zone I - Dunwoodie","Consolidated Edison","Westchester","Mid-Hudson","Lower Hudson","Mid-Hudson","Mid-Hudson","ConEd Westchester","Zone I - Dunwoodie","Lower Hudson","Hudson Valley",{"$f":"VLOOKUP(L2115,'Lookups (2)'!$CJ$4:$CS$2189,6,)","v":0.21260000000000001}]
[null,null,null,null,null,null,null,null,null,null,"10703Westchester",10703,10703,"Zone I - Dunwoodie","Consolidated Edison","Westchester","Mid-Hudson","Lower Hudson","Mid-Hudson","Mid-Hudson","ConEd Westchester","Zone I - Dunwoodie","Lower Hudson","Hudson Valley",{"$f":"VLOOKUP(L2116,'Lookups (2)'!$CJ$4:$CS$2189,6,)","v":0.21260000000000001}]
[null,null,null,null,null,null,null,null,null,null,{"$f":"CONCATENATE(M2117,P2117)","v":"10704Westchester"},10704,10704,"Zone I - Dunwoodie","Consolidated Edison","Westchester","Mid-Hudson","Lower Hudson","Mid-Hudson","Mid-Hudson","ConEd Westchester","Zone I - Dunwoodie",{"$f":"R2117","v":"Lower Hudson"},"Hudson Valley",{"$f":"VLOOKUP(L2117,'Lookups (2)'!$CJ$4:$CS$2189,6,)","v":0.21260000000000001}]
[null,null,null,null,null,null,null,null,null,null,"10705Westchester",10705,10705,"Zone I - Dunwoodie","Consolidated Edison","Westchester","Mid-Hudson","Lower Hudson","Mid-Hudson","Mid-Hudson","ConEd Westchester","Zone I - Dunwoodie","Lower Hudson","Hudson Valley",{"$f":"VLOOKUP(L2118,'Lookups (2)'!$CJ$4:$CS$2189,6,)","v":0.21260000000000001}]
[null,null,null,null,null,null,null,null,null,null,"10706Westchester",10706,10706,"Zone I - Dunwoodie","Consolidated Edison","Westchester","Mid-Hudson","Lower Hudson","Mid-Hudson","Mid-Hudson","ConEd Westchester","Zone I - Dunwoodie","Lower Hudson","Hudson Valley",{"$f":"VLOOKUP(L2119,'Lookups (2)'!$CJ$4:$CS$2189,6,)","v":0.21260000000000001}]
[null,null,null,null,null,null,null,null,null,null,"10707Westchester",10707,10707,"Zone I - Dunwoodie","Consolidated Edison","Westchester","Mid-Hudson","Lower Hudson","Mid-Hudson","Mid-Hudson","ConEd Westchester","Zone I - Dunwoodie","Lower Hudson","Hudson Valley",{"$f":"VLOOKUP(L2120,'Lookups (2)'!$CJ$4:$CS$2189,6,)","v":0.21260000000000001}]
[null,null,null,null,null,null,null,null,null,null,"10708Westchester",10708,10708,"Zone I - Dunwoodie","Consolidated Edison","Westchester","Mid-Hudson","Lower Hudson","Mid-Hudson","Mid-Hudson","ConEd Westchester","Zone I - Dunwoodie","Lower Hudson","Hudson Valley",{"$f":"VLOOKUP(L2121,'Lookups (2)'!$CJ$4:$CS$2189,6,)","v":0.21260000000000001}]
[null,null,null,null,null,null,null,null,null,null,"10709Westchester",10709,10709,"Zone I - Dunwoodie","Consolidated Edison","Westchester","Mid-Hudson","Lower Hudson","Mid-Hudson","Mid-Hudson","ConEd Westchester","Zone I - Dunwoodie","Lower Hudson","Hudson Valley",{"$f":"VLOOKUP(L2122,'Lookups (2)'!$CJ$4:$CS$2189,6,)","v":0.21260000000000001}]
[null,null,null,null,null,null,null,null,null,null,"10710Westchester",10710,10710,"Zone I - Dunwoodie","Consolidated Edison","Westchester","Mid-Hudson","Lower Hudson","Mid-Hudson","Mid-Hudson","ConEd Westchester","Zone I - Dunwoodie","Lower Hudson","Hudson Valley",{"$f":"VLOOKUP(L2123,'Lookups (2)'!$CJ$4:$CS$2189,6,)","v":0.21260000000000001}]
[null,null,null,null,null,null,null,null,null,null,"10801Westchester",10801,10801,"Zone I - Dunwoodie","Consolidated Edison","Westchester","Mid-Hudson","Lower Hudson","Mid-Hudson","Mid-Hudson","ConEd Westchester","Zone I - Dunwoodie","Lower Hudson","Hudson Valley",{"$f":"VLOOKUP(L2124,'Lookups (2)'!$CJ$4:$CS$2189,6,)","v":0.21260000000000001}]
[null,null,null,null,null,null,null,null,null,null,"10802Westchester",10802,10802,"Zone I - Dunwoodie","Consolidated Edison","Westchester","Mid-Hudson","Lower Hudson","Mid-Hudson","Mid-Hudson","ConEd Westchester","Zone I - Dunwoodie","Lower Hudson","Hudson Valley",{"$f":"VLOOKUP(L2125,'Lookups (2)'!$CJ$4:$CS$2189,6,)","v":0.21260000000000001}]
[null,null,null,null,null,null,null,null,null,null,"10803Westchester",10803,10803,"Zone I - Dunwoodie","Consolidated Edison","Westchester","Mid-Hudson","Lower Hudson","Mid-Hudson","Mid-Hudson","ConEd Westchester","Zone I - Dunwoodie","Lower Hudson","Hudson Valley",{"$f":"VLOOKUP(L2126,'Lookups (2)'!$CJ$4:$CS$2189,6,)","v":0.21260000000000001}]
[null,null,null,null,null,null,null,null,null,null,"10804Westchester",10804,10804,"Zone I - Dunwoodie","Consolidated Edison","Westchester","Mid-Hudson","Lower Hudson","Mid-Hudson","Mid-Hudson","ConEd Westchester","Zone I - Dunwoodie","Lower Hudson","Hudson Valley",{"$f":"VLOOKUP(L2127,'Lookups (2)'!$CJ$4:$CS$2189,6,)","v":0.21260000000000001}]
[null,null,null,null,null,null,null,null,null,null,"10805Westchester",10805,10805,"Zone I - Dunwoodie","Consolidated Edison","Westchester","Mid-Hudson","Lower Hudson","Mid-Hudson","Mid-Hudson","ConEd Westchester","Zone I - Dunwoodie","Lower Hudson","Hudson Valley",{"$f":"VLOOKUP(L2128,'Lookups (2)'!$CJ$4:$CS$2189,6,)","v":0.21260000000000001}]
[null,null,null,null,null,null,null,null,null,null,"10578Westchester",10578,10578,"Zone G - Hudson Valley","NYS Electric and Gas","Westchester","Mid-Hudson","Lower Hudson","Mid-Hudson","Mid-Hudson","ConEd Westchester","Zone G - Hudson Valley","Lower Hudson","Hudson Valley",{"$f":"VLOOKUP(L2129,'Lookups (2)'!$CJ$4:$CS$2189,6,)","v":0.1163}]
[null,null,null,null,null,null,null,null,null,null,"14011Wyoming",14011,14011,"Zone A - West","National Grid","Wyoming","Finger Lakes","Western","Western","Western",null,"Zone A - West","Western","Western Region",{"$f":"VLOOKUP(L2130,'Lookups (2)'!$CJ$4:$CS$2189,6,)","v":0.1052}]
[null,null,null,null,null,null,null,null,null,null,"14167Wyoming",14167,14167,"Zone A - West","National Grid","Wyoming","Finger Lakes","Western","Western","Western",null,"Zone A - West","Western","Western Region",{"$f":"VLOOKUP(L2131,'Lookups (2)'!$CJ$4:$CS$2189,6,)","v":0.1052}]
[null,null,null,null,null,null,null,null,null,null,"14037Wyoming",14037,14037,"Zone A - West","NYS Electric and Gas","Wyoming","Finger Lakes","Western","Western","Western",null,"Zone A - West","Western","Western Region",{"$f":"VLOOKUP(L2132,'Lookups (2)'!$CJ$4:$CS$2189,6,)","v":9.2600000000000002E-2}]
[null,null,null,null,null,null,null,null,null,null,"14082Wyoming",14082,14082,"Zone A - West","NYS Electric and Gas","Wyoming","Finger Lakes","Western","Western","Western",null,"Zone A - West","Western","Western Region",{"$f":"VLOOKUP(L2133,'Lookups (2)'!$CJ$4:$CS$2189,6,)","v":9.2600000000000002E-2}]
[null,null,null,null,null,null,null,null,null,null,"14083Wyoming",14083,14083,"Zone A - West","NYS Electric and Gas","Wyoming","Finger Lakes","Western","Western","Western",null,"Zone A - West","Western","Western Region",{"$f":"VLOOKUP(L2134,'Lookups (2)'!$CJ$4:$CS$2189,6,)","v":9.2600000000000002E-2}]
[null,null,null,null,null,null,null,null,null,null,"14113Wyoming",14113,14113,"Zone A - West","NYS Electric and Gas","Wyoming","Finger Lakes","Western","Western","Western",null,"Zone A - West","Western","Western Region",{"$f":"VLOOKUP(L2135,'Lookups (2)'!$CJ$4:$CS$2189,6,)","v":9.2600000000000002E-2}]
[null,null,null,null,null,null,null,null,null,null,"14145Wyoming",14145,14145,"Zone A - West","NYS Electric and Gas","Wyoming","Finger Lakes","Western","Western","Western",null,"Zone A - West","Western","Western Region",{"$f":"VLOOKUP(L2136,'Lookups (2)'!$CJ$4:$CS$2189,6,)","v":9.2600000000000002E-2}]
[null,null,null,null,null,null,null,null,null,null,"14549Wyoming",14549,14549,"Zone A - West","Municipal Utilities","Wyoming","Finger Lakes","Western","Western","Western",null,"Zone A - West","Western","Western Region",{"$f":"VLOOKUP(L2137,'Lookups (2)'!$CJ$4:$CS$2189,6,)","v":0.1595}]
[null,null,null,null,null,null,null,null,null,null,"14550Wyoming",14550,14550,"Zone A - West","Municipal Utilities","Wyoming","Finger Lakes","Western","Western","Western",null,"Zone A - West","Western","Western Region",{"$f":"VLOOKUP(L2138,'Lookups (2)'!$CJ$4:$CS$2189,6,)","v":0.1595}]
[null,null,null,null,null,null,null,null,null,null,"14427Wyoming",14427,14427,"Zone A - West","Municipal Utilities","Wyoming","Finger Lakes","Western","Western","Western",null,"Zone A - West","Western","Western Region",{"$f":"VLOOKUP(L2139,'Lookups (2)'!$CJ$4:$CS$2189,6,)","v":0.1595}]
[null,null,null,null,null,null,null,null,null,null,"14039Wyoming",14039,14039,"Zone A - West","NYS Electric and Gas","Wyoming","Finger Lakes","Western","Western","Western",null,"Zone A - West","Western","Western Region",{"$f":"VLOOKUP(L2140,'Lookups (2)'!$CJ$4:$CS$2189,6,)","v":9.2600000000000002E-2}]
[null,null,null,null,null,null,null,null,null,null,"14530Wyoming",14530,14530,"Zone A - West","NYS Electric and Gas","Wyoming","Finger Lakes","Western","Western","Western",null,"Zone A - West","Western","Western Region",{"$f":"VLOOKUP(L2141,'Lookups (2)'!$CJ$4:$CS$2189,6,)","v":9.2600000000000002E-2}]
[null,null,null,null,null,null,null,null,null,null,"14569Wyoming",14569,14569,"Zone A - West","NYS Electric and Gas","Wyoming","Finger Lakes","Western","Western","Western",null,"Zone A - West","Western","Western Region",{"$f":"VLOOKUP(L2142,'Lookups (2)'!$CJ$4:$CS$2189,6,)","v":9.2600000000000002E-2}]
[null,null,null,null,null,null,null,null,null,null,"14591Wyoming",14591,14591,"Zone A - West","NYS Electric and Gas","Wyoming","Finger Lakes","Western","Western","Western",null,"Zone A - West","Western","Western Region",{"$f":"VLOOKUP(L2143,'Lookups (2)'!$CJ$4:$CS$2189,6,)","v":9.2600000000000002E-2}]
[null,null,null,null,null,null,null,null,null,null,"14009Wyoming",14009,14009,"Zone A - West","Municipal Utilities","Wyoming","Finger Lakes","Western","Western","Western",null,"Zone A - West","Western","Western Region",{"$f":"VLOOKUP(L2144,'Lookups (2)'!$CJ$4:$CS$2189,6,)","v":0.1595}]
[null,null,null,null,null,null,null,null,null,null,"14024Wyoming",14024,14024,"Zone B - Genesee","Rochester Gas and Electric","Wyoming","Finger Lakes","Western","Western","Western",null,"Zone B - Genesee","Western","Western Region",{"$f":"VLOOKUP(L2145,'Lookups (2)'!$CJ$4:$CS$2189,6,)","v":9.5799999999999996E-2}]
[null,null,null,null,null,null,null,null,null,null,"14130Wyoming",14130,14130,"Zone B - Genesee","Rochester Gas and Electric","Wyoming","Finger Lakes","Western","Western","Western",null,"Zone B - Genesee","Western","Western Region",{"$f":"VLOOKUP(L2146,'Lookups (2)'!$CJ$4:$CS$2189,6,)","v":9.5799999999999996E-2}]
[null,null,null,null,null,null,null,null,null,null,"14536Wyoming",14536,14536,"Zone B - Genesee","Rochester Gas and Electric","Wyoming","Finger Lakes","Western","Western","Western",null,"Zone B - Genesee","Western","Western Region",{"$f":"VLOOKUP(L2147,'Lookups (2)'!$CJ$4:$CS$2189,6,)","v":9.5799999999999996E-2}]
[null,null,null,null,null,null,null,null,null,null,"14066Wyoming",14066,14066,"Zone B - Genesee","NYS Electric and Gas","Wyoming","Finger Lakes","Western","Western","Western",null,"Zone B - Genesee","Western","Western Region",{"$f":"VLOOKUP(L2148,'Lookups (2)'!$CJ$4:$CS$2189,6,)","v":9.2600000000000002E-2}]
[null,null,null,null,null,null,null,null,null,null,"14415Yates",14415,14415,"Zone C - Central","NYS Electric and Gas","Yates","Finger Lakes","Western","Western","Western",null,"Zone C - Central","Western","Western Region",{"$f":"VLOOKUP(L2149,'Lookups (2)'!$CJ$4:$CS$2189,6,)","v":9.2600000000000002E-2}]
[null,null,null,null,null,null,null,null,null,null,"14418Yates",14418,14418,"Zone C - Central","NYS Electric and Gas","Yates","Finger Lakes","Western","Western","Western",null,"Zone C - Central","Western","Western Region",{"$f":"VLOOKUP(L2150,'Lookups (2)'!$CJ$4:$CS$2189,6,)","v":9.2600000000000002E-2}]
[null,null,null,null,null,null,null,null,null,null,"14441Yates",14441,14441,"Zone C - Central","NYS Electric and Gas","Yates","Finger Lakes","Western","Western","Western",null,"Zone C - Central","Western","Western Region",{"$f":"VLOOKUP(L2151,'Lookups (2)'!$CJ$4:$CS$2189,6,)","v":9.2600000000000002E-2}]
[null,null,null,null,null,null,null,null,null,null,"14478Yates",14478,14478,"Zone C - Central","NYS Electric and Gas","Yates","Finger Lakes","Western","Western","Western",null,"Zone C - Central","Western","Western Region",{"$f":"VLOOKUP(L2152,'Lookups (2)'!$CJ$4:$CS$2189,6,)","v":9.2600000000000002E-2}]
[null,null,null,null,null,null,null,null,null,null,"14507Yates",14507,14507,"Zone C - Central","NYS Electric and Gas","Yates","Finger Lakes","Western","Western","Western",null,"Zone C - Central","Western","Western Region",{"$f":"VLOOKUP(L2153,'Lookups (2)'!$CJ$4:$CS$2189,6,)","v":9.2600000000000002E-2}]
[null,null,null,null,null,null,null,null,null,null,"14544Yates",14544,14544,"Zone C - Central","NYS Electric and Gas","Yates","Finger Lakes","Western","Western","Western",null,"Zone C - Central","Western","Western Region",{"$f":"VLOOKUP(L2154,'Lookups (2)'!$CJ$4:$CS$2189,6,)","v":9.2600000000000002E-2}]
[null,null,null,null,null,null,null,null,null,null,"14837Yates",14837,14837,"Zone C - Central","NYS Electric and Gas","Yates","Finger Lakes","Western","Western","Western",null,"Zone C - Central","Western","Western Region",{"$f":"VLOOKUP(L2155,'Lookups (2)'!$CJ$4:$CS$2189,6,)","v":9.2600000000000002E-2}]
[null,null,null,null,null,null,null,null,null,null,"14842Yates",14842,14842,"Zone C - Central","NYS Electric and Gas","Yates","Finger Lakes","Western","Western","Western",null,"Zone C - Central","Western","Western Region",{"$f":"VLOOKUP(L2156,'Lookups (2)'!$CJ$4:$CS$2189,6,)","v":9.2600000000000002E-2}]
[null,null,null,null,null,null,null,null,null,null,"14857Yates",14857,14857,"Zone C - Central","NYS Electric and Gas","Yates","Finger Lakes","Western","Western","Western",null,"Zone C - Central","Western","Western Region",{"$f":"VLOOKUP(L2157,'Lookups (2)'!$CJ$4:$CS$2189,6,)","v":9.2600000000000002E-2}]
[null,null,null,null,null,null,null,null,null,null,"14878Yates",14878,14878,"Zone C - Central","NYS Electric and Gas","Yates","Finger Lakes","Western","Western","Western",null,"Zone C - Central","Western","Western Region",{"$f":"VLOOKUP(L2158,'Lookups (2)'!$CJ$4:$CS$2189,6,)","v":9.2600000000000002E-2}]
[null,null,null,null,null,null,null,null,null,null,"14527Yates",14527,14527,"Zone C - Central","Municipal Utilities","Yates","Finger Lakes","Western","Western","Western",null,"Zone C - Central","Western","Western Region",{"$f":"VLOOKUP(L2159,'Lookups (2)'!$CJ$4:$CS$2189,6,)","v":0.1595}]

{"sheet":"Electric Rate Recon","index":16,"n_rows":44,"n_cols":10,"rows_kept":44,"cut":false,"hidden":true,"merged":[]}
["asdf","asdf","NYISO Zone","Utility","Consolidated Edison Region","NYISO Zone","Electric Rate"]
[{"$f":"COUNTIFS(B:B,B2)","v":1},{"$f":"CONCATENATE(C2,D2)","v":"Zone A - WestMunicipal Utilities"},"Zone A - West","Municipal Utilities",null,"Zone A - West",0.1595,{"$f":"CONCATENATE(D2,\" \",I2)","v":"Municipal Utilities Zone A"},{"$f":"TRIM(LEFT(C2,SEARCH(\" - \",C2,1)))","v":"Zone A"},{"$f":"G2","v":0.1595}]
[1,"Zone A - WestNational Grid","Zone A - West","National Grid",null,"Zone A - West",0.1052,{"$f":"CONCATENATE(D3,\" \",I3)","v":"National Grid Zone A"},{"$f":"TRIM(LEFT(C3,SEARCH(\" - \",C3,1)))","v":"Zone A"},{"$f":"G3","v":0.1052}]
[1,"Zone A - WestNYS Electric and Gas","Zone A - West","NYS Electric and Gas",null,"Zone A - West",9.2600000000000002E-2,"NYS Electric and Gas Zone A","Zone A",9.2600000000000002E-2]
[1,"Zone A - WestRochester Gas and Electric","Zone A - West","Rochester Gas and Electric",null,"Zone A - West",9.5799999999999996E-2,"Rochester Gas and Electric Zone A","Zone A",9.5799999999999996E-2]
[1,"Zone B - GeneseeMunicipal Utilities","Zone B - Genesee","Municipal Utilities",null,"Zone B - Genesee",0.1595,"Municipal Utilities Zone B","Zone B",0.1595]
[1,"Zone B - GeneseeNational Grid","Zone B - Genesee","National Grid",null,"Zone B - Genesee",0.10150000000000001,"National Grid Zone B","Zone B",0.10150000000000001]
[1,"Zone B - GeneseeNYS Electric and Gas","Zone B - Genesee","NYS Electric and Gas",null,"Zone B - Genesee",9.2600000000000002E-2,"NYS Electric and Gas Zone B","Zone B",9.2600000000000002E-2]
[1,"Zone B - GeneseeRochester Gas and Electric","Zone B - Genesee","Rochester Gas and Electric",null,"Zone B - Genesee",9.5799999999999996E-2,"Rochester Gas and Electric Zone B","Zone B",9.5799999999999996E-2]
[1,"Zone C - CentralMunicipal Utilities","Zone C - Central","Municipal Utilities",null,"Zone C - Central",0.1595,"Municipal Utilities Zone C","Zone C",0.1595]
[1,"Zone C - CentralNational Grid","Zone C - Central","National Grid",null,"Zone C - Central",9.98E-2,"National Grid Zone C","Zone C",9.98E-2]
[1,"Zone C - CentralNYS Electric and Gas","Zone C - Central","NYS Electric and Gas",null,"Zone C - Central",9.2600000000000002E-2,"NYS Electric and Gas Zone C","Zone C",9.2600000000000002E-2]
[1,"Zone D - NorthMunicipal Utilities","Zone D - North","Municipal Utilities",null,"Zone D - North",0.1595,"Municipal Utilities Zone D","Zone D",0.1595]
[1,"Zone D - NorthNational Grid","Zone D - North","National Grid",null,"Zone D - North",9.8500000000000004E-2,"National Grid Zone D","Zone D",9.8500000000000004E-2]
[1,"Zone D - NorthNYS Electric and Gas","Zone D - North","NYS Electric and Gas",null,"Zone D - North",9.2600000000000002E-2,"NYS Electric and Gas Zone D","Zone D",9.2600000000000002E-2]
[1,"Zone E - Mohawk ValleyCentral Hudson Gas and Electric","Zone E - Mohawk Valley","Central Hudson Gas and Electric",null,"Zone E - Mohawk Valley",0.13370000000000001,"Central Hudson Gas and Electric Zone E","Zone E",0.13370000000000001]
[1,"Zone E - Mohawk ValleyMunicipal Utilities","Zone E - Mohawk Valley","Municipal Utilities",null,"Zone E - Mohawk Valley",0.1595,"Municipal Utilities Zone E","Zone E",0.1595]
[1,"Zone E - Mohawk ValleyNational Grid","Zone E - Mohawk Valley","National Grid",null,"Zone E - Mohawk Valley",0.10299999999999999,"National Grid Zone E","Zone E",0.10299999999999999]
[1,"Zone E - Mohawk ValleyNYS Electric and Gas","Zone E - Mohawk Valley","NYS Electric and Gas",null,"Zone E - Mohawk Valley",9.2600000000000002E-2,"NYS Electric and Gas Zone E","Zone E",9.2600000000000002E-2]
[1,"Zone E - Mohawk ValleyOrange and Rockland Utilities","Zone E - Mohawk Valley","Orange and Rockland Utilities",null,"Zone E - Mohawk Valley",0.1163,"Orange and Rockland Utilities Zone E","Zone E",0.1163]
[1,"Zone F - CapitalMunicipal Utilities","Zone F - Capital","Municipal Utilities",null,"Zone F - Capital",0.1595,"Municipal Utilities Zone F","Zone F",0.1595]
[1,"Zone F - CapitalNational Grid","Zone F - Capital","National Grid",null,"Zone F - Capital",0.1167,"National Grid Zone F","Zone F",0.1167]
[1,"Zone F - CapitalNYS Electric and Gas","Zone F - Capital","NYS Electric and Gas",null,"Zone F - Capital",0.106,"NYS Electric and Gas Zone F","Zone F",0.106]
[1,"Zone G - Hudson ValleyCentral Hudson Gas and Electric","Zone G - Hudson Valley","Central Hudson Gas and Electric",null,"Zone G - Hudson Valley",0.13370000000000001,"Central Hudson Gas and Electric Zone G","Zone G",0.13370000000000001]
[1,"Zone G - Hudson ValleyNational Grid","Zone G - Hudson Valley","National Grid",null,"Zone G - Hudson Valley",0.1167,"National Grid Zone G","Zone G",0.1167]
[2,"Zone G - Hudson ValleyNYS Electric and Gas","Zone G - Hudson Valley","NYS Electric and Gas",null,"Zone G - Hudson Valley",0.1163,"NYS Electric and Gas Zone G","Zone G",0.1163]
[2,"Zone G - Hudson ValleyNYS Electric and Gas","Zone G - Hudson Valley","NYS Electric and Gas","ConEd Westchester","Zone G - Hudson Valley",0.1163,"NYS Electric and Gas Zone G","Zone G",0.1163]
[1,"Zone G - Hudson ValleyOrange and Rockland Utilities","Zone G - Hudson Valley","Orange and Rockland Utilities",null,"Zone G - Hudson Valley",0.1163,"Orange and Rockland Utilities Zone G","Zone G",0.1163]
[1,"Zone H - MillwoodConsolidated Edison","Zone H - Millwood","Consolidated Edison","ConEd Westchester","Zone H - Millwood",0.21260000000000001,"Consolidated Edison Zone H","Zone H",0.21260000000000001]
[2,"Zone H - MillwoodNYS Electric and Gas","Zone H - Millwood","NYS Electric and Gas",null,"Zone H - Millwood",0.1163,"NYS Electric and Gas Zone H","Zone H",0.1163]
[2,"Zone H - MillwoodNYS Electric and Gas","Zone H - Millwood","NYS Electric and Gas","ConEd Westchester","Zone H - Millwood",0.1163,"NYS Electric and Gas Zone H","Zone H",0.1163]
[2,"Zone I - DunwoodieConsolidated Edison","Zone I - Dunwoodie","Consolidated Edison","ConEd NYC","Zone I - Dunwoodie",0.22109999999999999,"Consolidated Edison Zone I","Zone I",0.22109999999999999]
[2,"Zone I - DunwoodieConsolidated Edison","Zone I - Dunwoodie","Consolidated Edison","ConEd Westchester","Zone I - Dunwoodie",0.21260000000000001,"Consolidated Edison Zone I","Zone I",0.21260000000000001]
[1,"Zone J - New York CityConsolidated Edison","Zone J - New York City","Consolidated Edison","ConEd NYC","Zone J - New York City",0.22109999999999999,"Consolidated Edison Zone J","Zone J",0.22109999999999999]
[1,"Zone J - New York CityLong Island Power Authority","Zone J - New York City","Long Island Power Authority","ConEd NYC","Zone J - New York City",0,"Long Island Power Authority Zone J","Zone J",0]
[1,"Zone K - Long IslandConsolidated Edison","Zone K - Long Island","Consolidated Edison","ConEd NYC","Zone K - Long Island",0.22109999999999999,"Consolidated Edison Zone K","Zone K",0.22109999999999999]
[2,"Zone K - Long IslandLong Island Power Authority","Zone K - Long Island","Long Island Power Authority",null,"Zone K - Long Island",0,"Long Island Power Authority Zone K","Zone K",0]
[2,"Zone K - Long IslandLong Island Power Authority","Zone K - Long Island","Long Island Power Authority",null,"Zone K - Long Island",{"$error":"#N/A"},"Long Island Power Authority Zone K","Zone K",{"$error":"#N/A"}]
[1,"Zone K - Long IslandMunicipal Utilities","Zone K - Long Island","Municipal Utilities",null,"Zone K - Long Island",0.1595,"Municipal Utilities Zone K","Zone K",0.1595]
[null,null,null,null,null,null,{"$error":"#N/A"},{"$error":"#VALUE!"},{"$error":"#VALUE!"},{"$error":"#N/A"}]
[null,null,null,null,"ConEd NYC",null,0.22109999999999999,{"$error":"#VALUE!"},{"$error":"#VALUE!"},0.22109999999999999]
[null,null,null,null,null,null,9.2600000000000002E-2,{"$error":"#VALUE!"},{"$error":"#VALUE!"},9.2600000000000002E-2]
[null,null,null,"Municipal Utilities",null,null,{"$error":"#N/A"},{"$error":"#VALUE!"},{"$error":"#VALUE!"},{"$error":"#N/A"}]
[null,null,null,null,null,null,0,{"$error":"#VALUE!"},{"$error":"#VALUE!"},0]

{"sheet":"DHW Savings","index":17,"n_rows":21,"n_cols":8,"rows_kept":21,"cut":false,"hidden":true,"merged":[]}
["DWH Calculations (Based on NYS Tech Manual for Single Family Residential Measures)"]
[]
["Number of People","Gal / person-day","Gal / day-household"]
[1,29.4,{"$f":"B4*A4","v":29.4},null,null,null,null,29.4]
[{"$f":"A4+1","v":2},22.8,45.6,null,null,null,null,22.8]
[{"$f":"A5+1","v":3},20.6,61.800000000000004,null,null,null,null,20.6]
[{"$f":"A6+1","v":4},19.5,78,null,null,null,null,19.5]
[{"$f":"A7+1","v":5},18.899999999999999,94.5,null,null,null,null,18.899999999999999]
[{"$f":"A8+1","v":6},18.5,111,null,null,null,null,18.5]
[null,"Raw_Water_Heating_Efficiency_New"]
[{"$f":"VLOOKUP(Raw_Number_of_Full_Time_Occupants,A4:C9,3)","v":{"$error":"#N/A"}},"Gal / day-household"]
[null,"usage KWh","fuel","$/kwh","Annual Usage ($)"]
["current",{"$f":"A11*365*8.33*65*(1/'Audit Data Collection'!B105)/3413","v":{"$error":"#N/A"}},{"$f":"'Audit Data Collection'!B102","v":0},{"$f":"IF(C13=\"Electricity\",Lookups_Electric_Rate,VLOOKUP(C13,'Utility Rates'!A38:B41,2))","v":{"$error":"#N/A"}},{"$f":"D13*B13","v":{"$error":"#N/A"}}]
["upgraded",{"$f":"IF(Raw_Water_Heating_Efficiency_New>0,(A11*365*8.33*65*(1/Raw_Water_Heating_Efficiency_New)/3413),B13)","v":{"$error":"#N/A"}},{"$f":"'Audit Data Collection'!G102","v":0},{"$f":"IF(C14=\"Electricity\",Lookups_Electric_Rate,VLOOKUP(C14,'Utility Rates'!A38:B41,2))","v":{"$error":"#N/A"}},{"$f":"D14*B14","v":{"$error":"#N/A"}}]
[null,{"$f":"B13-B14","v":{"$error":"#N/A"}},"Annual KWh Savings",null,{"$f":"(E13-E14)","v":{"$error":"#N/A"}}]
[null,{"$f":"B15/B13","v":{"$error":"#N/A"}},"% savings",null,{"$f":"IF(ISERROR(E15),0,E15)","v":0},"Annual $ Savings"]
["assumes 65 degree temperature rise in water temperature"]
[]
[null,{"$f":"B15/Total_kWh_Input_Pre","v":{"$error":"#N/A"}},"water heating savings as percent of total kwh used in the home"]
[]
["Indirect Storage"]

{"sheet":"Lookups (2)","index":18,"n_rows":2290,"n_cols":118,"rows_kept":562,"cut":true,"hidden":true,"merged":[[89,5,89,6],[109,5,109,6]],"bounds":{"rows_first":250,"rows_last":62,"rows_between":250,"halvings":3}}
["Closest City and Climate Zone"]
[]
[null,null,null,null,null,null,null,null,null,null,null,null,null,null,null,null,null,null,null,null,null,null,null,null,null,null,null,null,null,null,null,null,null,null,null,null,null,"R-Values for Construction Codes",null,null,null,null,null,null,null,null,null,null,null,null,null,null,null,"CONSTANTS",null,null,"TRM Cooling System Baseline Efficiency",null,null,null,"Savings per CFM reduced @ 50 Pa",null,null,null,null,null,null,null,null,null,null,null,null,null,null,null,null,"Lighting Quantity Per Region",null,null,null,"Lighting HVAC Impact",null,null,null,null,null,"Fuel Rates",null,null,null,null,null,null,null,null,null,null,null,null,null,null,null,null,null,null,"Lookups_CFM_Pre",{"$f":"Raw_Stories","v":0},{"$f":"Raw_SF","v":0},{"$f":"Raw_Infiltration","v":0}]
["Closest EFLH City and Climate Zone, by ZIP",null,null,null,null,null,null,null,null,null,null,null,null,null,null,null,null,null,null,null,null,null,"heating.fuel_primary & heating.type & cooling.type","TRM System - Insulation","TRM System - Air Sealing",null,"UI","Insulation Type","City","HVAC System","Base R-value","Measure R-value","kWh/kSF","kW/kSF","therm/kSF",null,null,"back.wall_assembly_code\nfront.wall_assembly_code\nleft.wall_assembly_code\nright.wall_assembly_code","R-Value","TRM R Value",null,"Roof Construction Code","R-Value","TRM R Value",null,"Ceiling Construction Code","R-Value","TRM R Value",null,"Floor Construction Code","R-Value","TRM R Value",null,"Floor Framing Factor (Per TRM per Cadmus)",0.12,null,"Cooling Type","SEER","EER",null,"From TRM 7.0, document page 632 (PDF page 644)",null,null,null,null,null,null,"Height Correction",null,null,"Thermostat Types",null,"Fridge-Freezer Efficiency Types",null,null,"Appliance Efficiency Types",null,"Climate Zone","Ave Bulbs / Cond Sq Ft","Ave Cond Sq Ft / Bulb",null,"UI","City","HVAC System Type","HVACc",null,null,"ZIP Code","Electric Utility","Gas Utility","ASHP Electric Utility","ASHP Gas Utility","Electricity Rate","Natural Gas Rates","Fuel Oil Rates","Kerosene Rates","Propane Rates",null,null,"Showerheads",null,null,null,null,null,null,null,null,null,"Infiltration","CFM",null,"SF","House Size",null,"Infiltration",null,"Loan Term"]
["Data from links below, with subsequent workbooks",null,null,null,null,null,null,null,null,null,null,null,null,null,null,null,null,null,null,null,null,null,"natural_gas-central_furnace-none","Gas Heat, no AC","Gas Heat Only",null,{"$f":"CONCATENATE(AB5,AC5,AD5,AE5,AF5)","v":"WallAlbanyAC with Gas Heat011"},"Wall","Albany","AC with Gas Heat",0,11,51.2,6.5000000000000002E-2,51.9,null,null,"ewbr00nn",0,0,null,"rfps00co",0,0,null,"ecwf00",0,0,null,"efwf00ca",0,3.96,null,null,null,null,"Split_DX",13,11.2,null,"UI","City","HVAC System","kWh/cfm","kW/cfm","Therm/cfm",null,"From measure",null,null,"Manual",null,"Not ENERGY STAR",null,null,"Don't Know",null,4,3.415E-2,29.3,null,{"$f":"CONCATENATE(CE5,CF5)","v":"AlbanyAC with gas heat"},"Albany","AC with gas heat",4.2999999999999997E-2,null,null,501,null,null,null,null,null,null,null,null,null,"Central Hudson Gas and Electric",null,null,"New","New","New",null,null,null,{"$f":"CONCATENATE(DD5,DE5,DF5)","v":"User entryUser entryUser entry"},"User entry","User entry","User entry",null,null,0,"Small",null,"High",null,5]
["https://public.opendatasoft.com/explore/dataset/us-zip-code-latitude-and-longitude/",null,null,null,null,null,null,null,null,null,null,null,null,null,null,null,null,null,null,null,null,null,"natural_gas-central_furnace-split_dx","AC with Gas Heat","AC Gas Heat",null,{"$f":"CONCATENATE(AB6,AC6,AD6,AE6,AF6)","v":"WallAlbanyAC with Gas Heat013"},"Wall","Albany","AC with Gas Heat",0,13,58.7,7.5999999999999998E-2,60.3,null,null,"ewbr05nn",5,0,null,"rfps00lc",0,0,null,"ecwf03",3,0,null,"efwf11ca",11,11,null,"TRM Constant 24",24,null,"Packaged_DX",14,11.8,null,{"$f":"CONCATENATE(BJ6,BK6)","v":"AlbanyAC Gas Heat"},"Albany","AC Gas Heat",1.8,6.0000000000000001E-3,2.2000000000000002,null,"Stories","Fh",null,"Programmable",null,"ENERGY STAR / CEE Tier 1",null,null,"Not ENERGY STAR",null,5,3.2890000000000003E-2,30.4,null,{"$f":"CONCATENATE(CE6,CF6)","v":"BinghamtonAC with gas heat"},"Binghamton","AC with gas heat",3.4000000000000002E-2,null,null,544,null,null,null,null,null,null,null,null,null,"Consolidated Edison",null,"Old","Non-rated (not Water saving)","Better: Water saving (2.5 gal/min)","Best: Water Sense (1.5 gal/min)",null,null,null,{"$f":"CONCATENATE(DD6,DE6,DF6)","v":"Name B28\"SF\"Name B34"},"Name B28","\"SF\"","Name B34",null,null,1200,"Medium",null,"Medium",null,10]
["https://www.unitedstateszipcodes.org/",null,null,null,null,null,null,null,null,null,null,null,null,null,null,null,null,null,null,null,null,null,"natural_gas-central_furnace-packaged_dx","AC with Gas Heat","AC Gas Heat",null,"WallAlbanyAC with Gas Heat017","Wall","Albany","AC with Gas Heat",0,17,70.2,9.8000000000000004E-2,72.099999999999994,null,null,"ewbr10nn",10,11,null,"rfps00rc",0,0,null,"ecwf06",6,11,null,"efwf13ca",13,11,null,null,null,null,null,null,null,null,{"$f":"CONCATENATE(BJ7,BK7)","v":"BinghamtonAC Gas Heat"},"Binghamton","AC Gas Heat",1.3,4.0000000000000001E-3,2.2000000000000002,null,1,1,null,"Learning",null,"CEE Tier 2",null,null,"ENERGY STAR",null,6,3.1109999999999999E-2,32.1,null,"BuffaloAC with gas heat","Buffalo","AC with gas heat",0.04,null,null,6390,null,null,null,null,null,null,null,null,null,"National Grid",null,"Non-rated (not Water saving)","n/a",0.10461538461538461,0.12423076923076921,null,null,null,"Number of storiesSquare footageLeakage Entry","Number of stories","Square footage","Leakage Entry","CFM",null,3000,"Large",null,"Low",null,15]
["https://www.energy.gov/sites/prod/files/2015/10/f27/ba_climate_region_guide_7.3.pdf",null,null,null,null,null,null,null,null,null,null,"HVAC System Types, Tailored to Match Appendix Tables",null,null,null,null,null,null,null,null,null,null,"natural_gas-central_furnace-heat_pump","AC with Gas Heat","AC Gas Heat",null,"WallAlbanyAC with Gas Heat019","Wall","Albany","AC with Gas Heat",0,19,74.099999999999994,9.8000000000000004E-2,76.400000000000006,null,null,"ewcb00br",0,0,null,"rfps00tg",0,0,null,"ecwf09",9,11,null,"efwf15ca",15,19,null,"TRM Constant 100,000",100000,null,null,null,null,null,"BuffaloAC Gas Heat","Buffalo","AC Gas Heat",1.6,4.0000000000000001E-3,2.4,null,1.5,0.9,null,"WiFi",null,"ENERGY STAR Most Efficient / CEE Tier 3",null,null,"ENERGY STAR Most Efficient",null,null,null,null,null,"MassenaAC with gas heat","Massena","AC with gas heat",3.4000000000000002E-2,null,null,10001,"Consolidated Edison","Consolidated Edison","Consolidated Edison","Consolidated Edison",0.22109999999999999,1.038,2.7546683333333313,3.06,2.8854408173076935,"New York State Electric and Gas",null,"Better: Water saving (2.5 gal/min)","n/a","n/a",5.0999999999999997E-2,null,null,null,"1SmallLow",1,"Small","Low",500]
["Zip","Closest EFLH City","County","Climate Zone",null,null,null,null,null,null,null," EFLH and Shell HVAC System Types",null,"R-value vs. thickness for types insulation",null,null,null,null,null,null,null,null,"natural_gas-central_furnace-gchp","AC with Gas Heat","AC Gas Heat",null,"WallAlbanyAC with Gas Heat021","Wall","Albany","AC with Gas Heat",0,21,77.900000000000006,0.108,80,null,null,"ewcb00nn",0,0,null,"rfps00wo",0,0,null,"ecwf11",11,11,null,"efwf19ca",19,19,null,null,null,null,"TRM Heating System Baseline Efficiency",null,null,null,"MassenaAC Gas Heat","Massena","AC Gas Heat",1.5,1E-3,2.7,null,2,0.81,null,null,null,null,null,null,null,{"$f":"Dropdowns_Appliance_Efficiency_Types_Old","v":{"$error":"#VALUE!"}},null,null,null,null,"NYCAC with gas heat","NYC","AC with gas heat",7.6999999999999999E-2,null,null,10002,"Consolidated Edison","Consolidated Edison","Consolidated Edison","Consolidated Edison",0.22109999999999999,1.038,2.7546683333333313,3.06,2.8854408173076935,"Orange and Rockland",null,"Best: Water Sense (1.5 gal/min)","n/a","n/a","n/a",null,null,null,"1.5SmallLow",1.5,"Small","Low",500,null,"Lookups_Infiltration_Improvement_%_Range","Lookups_Infiltration_Improvement_%"]
[10940,"Poughkeepsie","Orange",5,null,null,null,null,null,null,null,"AC with Gas Heat",null,"Data from three sources and average taken",null,null,null,null,null,null,null,null,"natural_gas-central_furnace-dec","AC with Gas Heat","AC Gas Heat",null,"WallAlbanyAC with Gas Heat025","Wall","Albany","AC with Gas Heat",0,25,83,0.108,85.6,null,null,"ewcb00st",0,0,null,"rfrb00co",0,0,null,"ecwf19",19,19,null,"efwf21ca",21,19,null,"ADJfloorheat Constant",0.6,null,"Heating Type","HSPF",null,null,"NYCAC Gas Heat","NYC","AC Gas Heat",2.2999999999999998,4.0000000000000001E-3,1.7,null,2.5,0.76,null,"Dehumidifier Year of Mfg.",null,null,null,null,"Home Construction Vintage",null,null,null,null,null,"PoughkeepsieAC with gas heat","Poughkeepsie","AC with gas heat",0.06,null,null,10003,"Consolidated Edison","Consolidated Edison","Consolidated Edison","Consolidated Edison",0.22109999999999999,1.038,2.7546683333333313,3.06,2.8854408173076935,"Rochester Gas and Electric",null,null,null,null,null,null,null,null,"1SmallMedium",1,"Small","Medium",1250,null,"1-5%",0.03]
[12930,"Massena","Franklin",6,null,null,null,null,null,null,null,"Heat Pump",null,"Residential Energy, 4th ed, avg","ASHRAE 2009 Fundamentals","DOE Buildings Energy Data Book, avg",null,"This table uses the data to the left and matches it to Pearl insulation types",null,null,null,null,"natural_gas-central_furnace-iec","AC with Gas Heat","AC Gas Heat",null,"WallAlbanyAC with Gas Heat027","Wall","Albany","AC with Gas Heat",0,27,85.3,0.11899999999999999,87.9,null,null,"ewcb03br",3,0,null,"rfrb00lc",0,0,null,"ecwf21",21,19,null,"efwf25ca",25,30,null,null,null,null,"Heat_Pump",8.1999999999999993,null,null,"PoughkeepsieAC Gas Heat","Poughkeepsie","AC Gas Heat",1.9,4.0000000000000001E-3,1.9,null,3,0.7,null,"Before 2019",null,null,null,null,"Before 1979",null,null,null,null,null,"SyracuseAC with gas heat","Syracuse","AC with gas heat",4.4999999999999998E-2,null,null,10004,"Consolidated Edison","Consolidated Edison","Consolidated Edison","Consolidated Edison",0.22109999999999999,1.038,2.7546683333333313,3.06,2.8854408173076935,"PSEG Long Island",null,null,null,null,null,null,null,null,"1.5SmallMedium",1.5,"Small","Medium",1250,null,"6-10%",0.08]
[14228,"Buffalo","Erie",5,null,"CDD + HDD","Per IL TRM, different base temps used for un/conditioned space",null,null,null,null,"AC with Electric Heat",null,"Type of Insulation, Cadmus reference","Avg. R-Value Per Inch","Pearl Type",null,"Type of insulation, from Pearl","Avg. R-Value Per Inch","Note",null,null,"natural_gas-central_furnace-idec","AC with Gas Heat","AC Gas Heat",null,"WallAlbanyAC with Gas Heat1111","Wall","Albany","AC with Gas Heat",11,11,null,null,null,null,null,"ewcb03nn",3,0,null,"rfrb00rc",0,0,null,"ecwf25",25,30,null,"efwf30ca",30,30,null,"ADJfloorcool Constant",0.8,null,null,null,null,null,"SyracuseAC Gas Heat","Syracuse","AC Gas Heat",1.8,3.0000000000000001E-3,2.4,null,4,0.7,null,"2019 or later",null,null,null,null,"Between 1979 and 2007",null,null,null,null,null,"AlbanyHeat Pump","Albany","Heat Pump",-0.214,null,null,10005,"Consolidated Edison","Consolidated Edison","Consolidated Edison","Consolidated Edison",0.22109999999999999,1.038,2.7546683333333313,3.06,2.8854408173076935,"Other",null,null,null,null,null,null,null,null,"1SmallHigh",1,"Small","High",2500,null,"11-15%",0.13]
[10706,"NYC","Westchester",4,null,"City","CDD65","CDD75","HDD50","HDD60",null,"Electric Heat, no AC",null,"None",0,null,null,"Cellulose - Loose Fill",3.44,null,null,null,"natural_gas-wall_furnace-none","Gas Heat, no AC","Gas Heat Only",null,"WallAlbanyAC with Gas Heat1113","Wall","Albany","AC with Gas Heat",11,13,7.6,1.0999999999999999E-2,8.3000000000000007,null,null,"ewcb03st",3,0,null,"rfrb00tg",0,0,null,"ecwf30",30,30,null,"efwf38ca",38,38,null,null,null,null,null,null,null,null,"AlbanyHeat Pump","Albany","Heat Pump",34,2E-3,0,null,null,null,null,null,null,null,null,null,"After 2007",null,null,null,null,null,"BinghamtonHeat Pump","Binghamton","Heat Pump",-0.14799999999999999,null,null,10006,"Consolidated Edison","Consolidated Edison","Consolidated Edison","Consolidated Edison",0.22109999999999999,1.038,2.7546683333333313,3.06,2.8854408173076935,null,null,"Clothes Washer Savings - kWh",null,null,null,null,null,null,"1.5SmallHigh",1.5,"Small","High",2500,null,"16-20%",0.18]
[13851,"Binghamton","Broome",6,null,"Albany",597,50,3328,5465,null,"Gas Heat, no AC",null,"Cannot Determine",3,null,null,"Cellulose - Dense Pack",3.4,null,null,null,"natural_gas-wall_furnace-split_dx","AC with Gas Heat","AC Gas Heat",null,"WallAlbanyAC with Gas Heat1117","Wall","Albany","AC with Gas Heat",11,17,19.100000000000001,3.3000000000000002E-2,20.2,null,null,"ewcb06br",6,0,null,"rfrb00wo",0,0,null,"ecwf38",38,38,null,null,null,null,null,"DUA",0.75,null,"Thermostat F Factor",null,null,null,"BinghamtonHeat Pump","Binghamton","Heat Pump",35,2E-3,0,null,null,null,null,null,null,null,null,null,null,null,null,null,null,null,"BuffaloHeat Pump","Buffalo","Heat Pump",-0.23,null,null,10007,"Consolidated Edison","Consolidated Edison","Consolidated Edison","Consolidated Edison",0.22109999999999999,1.038,2.7546683333333313,3.06,2.8854408173076935,null,null,null,"New","New","New","New",null,null,"1MediumLow",1,"Medium","Low",1300,null,"21-25%",0.23]
[13202,"Syracuse","Onondaga",5,null,"Binghamton",382,41,3332,5625,null,null,null,"Blown cellulose",3.44,"Cellulose - Loose Fill",null,"Fiberglass - Batt",3.41,null,null,null,"natural_gas-wall_furnace-packaged_dx","AC with Gas Heat","AC Gas Heat",null,"WallAlbanyAC with Gas Heat1119","Wall","Albany","AC with Gas Heat",11,19,23,3.3000000000000002E-2,24.5,null,null,"ewcb06nn",6,0,null,"rfwf00co",0,0,null,"ecwf44",44,49,null,null,null,null,null,null,null,null,null,null,null,null,"BuffaloHeat Pump","Buffalo","Heat Pump",38.799999999999997,5.0000000000000001E-3,0,null,null,null,null,"Thermostat Types",null,null,null,null,"Existing Dehumidifier Efficiency",null,"% of Windows Being Upgraded",null,null,null,"MassenaHeat Pump","Massena","Heat Pump",-0.29799999999999999,null,null,10008,"Consolidated Edison","Consolidated Edison","Consolidated Edison","Consolidated Edison",0.22109999999999999,1.038,2.7546683333333313,3.06,2.8854408173076935,null,null,"Old","Don't Know","Not ENERGY STAR","ENERGY STAR","ENERGY STAR Most Efficient",null,null,"1.5MediumLow",1.5,"Medium","Low",1300,null,"26-30%",0.28000000000000003]
[14602,"Buffalo","Monroe",5,null,"Buffalo",544,30,3117,5271,null,"Air Sealing and Windows HVAC System Types",null,"Cellulose (Dense Packed)",3.4,"Cellulose - Dense Pack",null,"Fiberglass - Loose Fill",2.8250000000000002,null,null,null,"natural_gas-wall_furnace-heat_pump","AC with Gas Heat","AC Gas Heat",null,"WallAlbanyAC with Gas Heat1121","Wall","Albany","AC with Gas Heat",11,21,26.8,4.2999999999999997E-2,28.1,null,null,"ewcb06st",6,0,null,"rfwf00lc",0,0,null,"ecwf49",49,49,null,null,null,null,null,"Floor Insulation TRM Coincidence Factor",0.69,null,"F_CEC",null,null,null,"MassenaHeat Pump","Massena","Heat Pump",46.4,1E-3,0,null,1.3,null,null,"Manual",null,null,null,null,1,null,0.1,null,null,null,"NYCHeat Pump","NYC","Heat Pump",-0.105,null,null,10009,"Consolidated Edison","Consolidated Edison","Consolidated Edison","Consolidated Edison",0.22109999999999999,1.038,2.7546683333333313,3.06,2.8854408173076935,null,null,"Don't Know",0,0,0,0,null,null,"1MediumMedium",1,"Medium","Medium",2800,null,"31-35%",0.33]
[13217,"Syracuse","Onondaga",5,null,"Massena",363,21,4365,6642,null,"AC Gas Heat",null,"Cellulose batts",2.5,null,null,"Mineral Wool - Batt",3.5999999999999996,null,null,null,"natural_gas-wall_furnace-gchp","AC with Gas Heat","AC Gas Heat",null,"WallAlbanyAC with Gas Heat1125","Wall","Albany","AC with Gas Heat",11,25,31.9,4.2999999999999997E-2,33.700000000000003,null,null,"ewov19al",19,19,null,"rfwf00rc",0,0,null,"ecwf60",60,60,null,null,null,null,null,null,null,null,null,null,null,null,"NYCHeat Pump","NYC","Heat Pump",21,3.0000000000000001E-3,0,null,null,null,null,"Programmable",null,null,null,null,{"$f":"BX16+0.1","v":1.1000000000000001},null,{"$f":"BZ16+0.1","v":0.2},null,null,null,"PoughkeepsieHeat Pump","Poughkeepsie","Heat Pump",-0.16,null,null,10010,"Consolidated Edison","Consolidated Edison","Consolidated Edison","Consolidated Edison",0.22109999999999999,1.038,2.7546683333333313,3.06,2.8854408173076935,null,null,"Not ENERGY STAR",0,0,349,383,null,null,"1.5MediumMedium",1.5,"Medium","Medium",2800,null,"36-40%",0.38]
[12593,"Albany","Columbia",5,null,"NYC",1160,312,1614,3322,null,"Heat Pump",null,"Blown fiberglass",2.8250000000000002,"Fiberglass - Loose Fill",null,"Mineral Wool - Loose Fill",2.8833333333333333,null,null,null,"natural_gas-wall_furnace-dec","AC with Gas Heat","AC Gas Heat",null,"WallAlbanyAC with Gas Heat1127","Wall","Albany","AC with Gas Heat",11,27,34.1,5.3999999999999999E-2,36,null,null,"ewov19br",19,19,null,"rfwf00tg",0,0,null,null,null,null,null,null,null,null,null,"Air Sealing TRM Coincidence Factor",0.69,null,null,null,null,null,"PoughkeepsieHeat Pump","Poughkeepsie","Heat Pump",24.8,3.0000000000000001E-3,0,null,{"$f":"INDEX(BQ6:BQ11,MATCH(BP16,BP6:BP11,1),1)","v":1},null,null,"Learning",null,null,null,null,{"$f":"BX17+0.1","v":1.2000000000000002},null,{"$f":"BZ17+0.1","v":0.30000000000000004},null,null,null,"SyracuseHeat Pump","Syracuse","Heat Pump",-0.157,null,null,10011,"Consolidated Edison","Consolidated Edison","Consolidated Edison","Consolidated Edison",0.22109999999999999,1.038,2.7546683333333313,3.06,2.8854408173076935,null,null,"ENERGY STAR",0,0,0,34,null,null,"1MediumHigh",1,"Medium","High",5600]
[11050,"NYC","Nassau",4,null,"Poughkeepsie",671,42,2713,4754,null,"AC Electric Heat",null,"Fiberglass batts",3.41,"Fiberglass - Batt",null,"Rigid Foam Board - Polyisocyanurate (ISO)",6.2249999999999996,null,null,null,"natural_gas-wall_furnace-iec","AC with Gas Heat","AC Gas Heat",null,"WallAlbanyAC with Gas Heat1311","Wall","Albany","AC with Gas Heat",13,11,null,null,null,null,null,"ewov19st",19,19,null,"rfwf00wo",0,0,null,null,null,null,null,null,null,null,null,null,null,null,"Yes/No General",null,null,null,"SyracuseHeat Pump","Syracuse","Heat Pump",37.299999999999997,3.0000000000000001E-3,0,null,null,null,null,"WiFi",null,null,null,null,1.3000000000000003,null,0.4,null,null,null,"AlbanyAC with electric heat","Albany","AC with electric heat",-0.57499999999999996,null,null,10012,"Consolidated Edison","Consolidated Edison","Consolidated Edison","Consolidated Edison",0.22109999999999999,1.038,2.7546683333333313,3.06,2.8854408173076935,null,null,"ENERGY STAR Most Efficient",0,0,0,0,null,null,"1.5MediumHigh",1.5,"Medium","High",5600]
[11418,"NYC","Queens",4,null,"Syracuse",570,41,3199,5313,null,"Gas Heat Only",null,"Perlite",2.6666666666666665,"Perlite",null,"Rigid Foam Board - Extruded Polystyrene (XPS)",5.35,null,null,null,"natural_gas-wall_furnace-idec","AC with Gas Heat","AC Gas Heat",null,"WallAlbanyAC with Gas Heat1313","Wall","Albany","AC with Gas Heat",13,13,null,null,null,null,null,"ewov19vi",19,19,null,"rfps11co",11,11,null,null,null,null,null,null,null,null,null,"CAC TRM Coincidence Factor",0.69,null,"Yes",null,null,null,"AlbanyAC Electric Heat","Albany","AC Electric Heat",50.8,6.0000000000000001E-3,0,null,null,null,null,null,null,null,null,null,1.4000000000000004,null,0.5,null,null,null,"BinghamtonAC with electric heat","Binghamton","AC with electric heat",-0.60299999999999998,null,null,10013,"Consolidated Edison","Consolidated Edison","Consolidated Edison","Consolidated Edison",0.22109999999999999,1.038,2.7546683333333313,3.06,2.8854408173076935,null,null,null,null,null,null,null,null,null,"1LargeLow",1,"Large","Low",1800]
[11746,"NYC","Suffolk",4,null,null,null,null,null,null,null,"Electric Heat Only",null,"Polyisocyanurate foam board",6.2249999999999996,"Rigid Foam Board - Polyisocyanurate (ISO)",null,"Rigid Foam Board - Expanded Polystyrene (EPS)",4.1500000000000004,null,null,null,"natural_gas-heat_pump-none","Gas Heat, no AC","Gas Heat Only",null,"WallAlbanyAC with Gas Heat1317","Wall","Albany","AC with Gas Heat",13,17,11.5,2.1999999999999999E-2,11.8,null,null,"ewov19wo",19,19,null,"rfps11lc",11,11,null,null,null,null,null,null,null,null,null,null,null,null,"No",null,null,null,"BinghamtonAC Electric Heat","Binghamton","AC Electric Heat",49.8,4.0000000000000001E-3,0,null,null,null,null,null,null,null,null,null,1.5000000000000004,null,0.6,null,null,null,"BuffaloAC with electric heat","Buffalo","AC with electric heat",-0.65500000000000003,null,null,10014,"Consolidated Edison","Consolidated Edison","Consolidated Edison","Consolidated Edison",0.22109999999999999,1.038,2.7546683333333313,3.06,2.8854408173076935,null,null,null,null,null,null,null,null,null,"1.5LargeLow",1.5,"Large","Low",1800]
[13733,"Binghamton","Chenango",6,null,null,null,null,null,null,null,null,null,"Foil-faced polyisocyanurate foam board",6.3,null,null,"Spray Foam - Open Cell",3.4749999999999996,null,null,null,"natural_gas-heat_pump-split_dx","Heat Pump","Heat Pump",null,"WallAlbanyAC with Gas Heat1319","Wall","Albany","AC with Gas Heat",13,19,15.4,2.1999999999999999E-2,16.2,null,null,"ewov21al",21,21,null,"rfps11rc",11,11,null,null,null,null,null,null,null,null,null,"Air Sealing TRM Fn",19,null,null,null,null,null,"BuffaloAC Electric Heat","Buffalo","AC Electric Heat",55.6,4.0000000000000001E-3,0,null,null,null,null,null,null,null,null,null,1.6000000000000005,null,0.7,null,null,null,"MassenaAC with electric heat","Massena","AC with electric heat",-0.48899999999999999,null,null,10016,"Consolidated Edison","Consolidated Edison","Consolidated Edison","Consolidated Edison",0.22109999999999999,1.038,2.7546683333333313,3.06,2.8854408173076935,null,null,null,null,null,null,null,null,null,"1LargeMedium",1,"Large","Medium",4450]
[12737,"Poughkeepsie","Sullivan",6,null,"EFLH, heat",null,null,null,null,null,"HVAC Interactive HVAC System Types",null,"Extruded polystyrene foam board",5.35,"Rigid Foam Board - Extruded Polystyrene (XPS)",null,"Spray Foam - Closed Cell",5.75,null,null,null,"natural_gas-heat_pump-packaged_dx","Heat Pump","Heat Pump",null,"WallAlbanyAC with Gas Heat1321","Wall","Albany","AC with Gas Heat",13,21,19.2,3.3000000000000002E-2,19.7,null,null,"ewov21br",21,21,null,"rfps11tg",11,11,null,null,null,null,null,null,null,null,null,null,null,null,null,null,null,null,"MassenaAC Electric Heat","Massena","AC Electric Heat",63,1E-3,0,null,null,null,null,null,null,null,null,null,1.7000000000000006,null,0.79999999999999993,null,null,null,"NYCAC with electric heat","NYC","AC with electric heat",-0.57899999999999996,null,null,10017,"Consolidated Edison","Consolidated Edison","Consolidated Edison","Consolidated Edison",0.22109999999999999,1.038,2.7546683333333313,3.06,2.8854408173076935,"Coal","Electricity","Kerosene","NaturalGas","Oil","Other","Pellets","Propane","Wood","1.5LargeMedium",1.5,"Large","Medium",4450]
[11756,"NYC","Nassau",4,null,"City","Old","Average","New",null,null,"AC with gas heat",null,"Expanded polystyrene foam board",4.1500000000000004,"Rigid Foam Board - Expanded Polystyrene (EPS)",null,"Spray Foam - Other",4.6124999999999998,"Average of above two",null,null,"natural_gas-heat_pump-heat_pump","Heat Pump","Heat Pump",null,"WallAlbanyAC with Gas Heat1325","Wall","Albany","AC with Gas Heat",13,25,24.3,3.3000000000000002E-2,25.4,null,null,"ewov21st",21,21,null,"rfps11wo",11,11,null,null,null,null,null,null,null,null,null,"ADJbasementcool",0.8,null,null,null,null,null,"NYCAC Electric Heat","NYC","AC Electric Heat",39.799999999999997,4.0000000000000001E-3,0,null,null,null,null,null,null,null,null,null,1.8000000000000007,null,0.89999999999999991,null,null,null,"PoughkeepsieAC with electric heat","Poughkeepsie","AC with electric heat",-0.57699999999999996,null,null,10018,"Consolidated Edison","Consolidated Edison","Consolidated Edison","Consolidated Edison",0.22109999999999999,1.038,2.7546683333333313,3.06,2.8854408173076935,"Furnace","Heat Pump","Furnace","Furnace","Furnace","Furnace","Furnace","Furnace","Furnace","1LargeHigh",1,"Large","High",7800]
[11792,"NYC","Suffolk",4,null,"Albany",1042,978,925,null,null,"Heat Pump",null,"Polyurethane foam board",6.15,null,null,"Vermiculite",2.5,null,null,null,"natural_gas-heat_pump-gchp","Heat Pump","Heat Pump",null,"WallAlbanyAC with Gas Heat1327","Wall","Albany","AC with Gas Heat",13,27,26.6,4.2999999999999997E-2,15.8,null,null,"ewov21vi",21,21,null,"rfwf11co",11,11,null,null,null,null,null,null,null,null,null,null,null,null,null,null,null,null,"PoughkeepsieAC Electric Heat","Poughkeepsie","AC Electric Heat",43.5,4.0000000000000001E-3,0,null,null,null,null,null,null,null,null,null,1.9000000000000008,null,0.99999999999999989,null,null,null,"SyracuseAC with electric heat","Syracuse","AC with electric heat",-0.61499999999999999,null,null,10019,"Consolidated Edison","Consolidated Edison","Consolidated Edison","Consolidated Edison",0.22109999999999999,1.038,2.7546683333333313,3.06,2.8854408173076935,"Boiler","Electric Baseboard or Wall","Boiler","Boiler","Boiler","Heat Pump","Boiler","Boiler","Boiler","1.5LargeHigh",1.5,"Large","High",7800]
[10650,"NYC","Westchester",4,null,"Binghamton",1086,1029,963,null,null,"AC with electric heat",null,"Foil-faced polyurethane foam board",6.15,null,null,"Perlite",2.6666666666666665,null,null,null,"natural_gas-heat_pump-dec","Heat Pump","Heat Pump",null,"WallAlbanyAC with Gas Heat1711","Wall","Albany","AC with Gas Heat",17,11,null,null,null,null,null,"ewov21wo",21,21,null,"rfwf11lc",11,11,null,null,null,null,null,null,null,null,null,"ESFcooling,learning Constant",0.1,null,null,null,null,null,"SyracuseAC Electric Heat","Syracuse","AC Electric Heat",55.1,3.0000000000000001E-3,0,null,null,null,null,null,null,null,null,null,2.0000000000000009,null,null,null,null,null,"AlbanyElectric heat only","Albany","Electric heat only",-0.52100000000000002,null,null,10020,"Consolidated Edison","Consolidated Edison","Consolidated Edison","Consolidated Edison",0.22109999999999999,1.038,2.7546683333333313,3.06,2.8854408173076935,null,null,null,null,null,"Boiler",null,null,null,"2SmallLow",2,"Small","Low",550]
[12967,"Massena","St. Lawrence",6,null,"Buffalo",1072,1032,957,null,null,"Electric heat only",null,"Closed-cell spray foam",5.75,"Spray Foam - Closed Cell",null,"Cotton/Denim",3.5,"https://www.builddirect.com/blog/denim-insulation-the-good-and-the-bad/",null,null,"natural_gas-heat_pump-iec","Heat Pump","Heat Pump",null,"WallAlbanyAC with Gas Heat1713","Wall","Albany","AC with Gas Heat",17,13,null,null,null,null,null,"ewov27al",27,27,null,"rfwf11rc",11,11,null,null,null,null,null,null,null,null,null,null,null,null,null,null,null,null,"AlbanyGas Heat Only","Albany","Gas Heat Only",1.1000000000000001,0,2.2000000000000002,null,null,null,null,null,null,null,null,null,2.100000000000001,null,null,null,null,null,"BinghamtonElectric heat only","Binghamton","Electric heat only",-0.313,null,null,10021,"Consolidated Edison","Consolidated Edison","Consolidated Edison","Consolidated Edison",0.22109999999999999,1.038,2.7546683333333313,3.06,2.8854408173076935,null,null,null,null,null,"Electric Baseboard or Wall",null,null,null,"2.5SmallLow",2.5,"Small","Low",550]
[13026,"Syracuse","Cayuga",5,null,"Massena",1125,1061,1009,null,null,"Gas heat only",null,"Open-cell spray foam",3.4749999999999996,"Spray Foam - Open Cell",null,"Straw",1.45,"http://www.homeenergy.org/show/article/nav/walls/page/4/id/1456",null,null,"natural_gas-heat_pump-idec","Heat Pump","Heat Pump",null,"WallAlbanyAC with Gas Heat1717","Wall","Albany","AC with Gas Heat",17,17,null,null,null,null,null,"ewov27br",27,27,null,"rfwf11tg",11,11,null,null,null,null,null,null,null,null,null,"ESFheating,learning Constant",0.08,null,null,null,null,null,"BinghamtonGas Heat Only","Binghamton","Gas Heat Only",1.1000000000000001,0,2.2000000000000002,null,null,null,null,null,null,null,null,null,2.2000000000000011,null,null,null,null,null,"BuffaloElectric heat only","Buffalo","Electric heat only",-0.55100000000000005,null,null,10022,"Consolidated Edison","Consolidated Edison","Consolidated Edison","Consolidated Edison",0.22109999999999999,1.038,2.7546683333333313,3.06,2.8854408173076935,null,null,null,null,null,null,null,null,null,"2SmallMedium",2,"Small","Medium",1275]
[14168,"Buffalo","Cattaraugus",6,null,"NYC",867,786,725,null,null,null,null,"Blown mineral wool",2.8833333333333333,"Mineral Wool - Loose Fill",null,"Don't Know",3,"Engineering judgement",null,null,"natural_gas-baseboard-none","Gas Heat, no AC","Gas Heat Only",null,"WallAlbanyAC with Gas Heat1719","Wall","Albany","AC with Gas Heat",17,19,3.9,0,4.3,null,null,"ewov27st",27,27,null,"rfwf11wo",11,11,null,null,null,null,null,null,null,null,null,null,null,null,null,null,null,null,"BuffaloGas Heat Only","Buffalo","Gas Heat Only",1.3,0,2.4,null,null,null,null,null,null,null,null,null,2.3000000000000012,null,null,null,null,null,"MassenaElectric heat only","Massena","Electric heat only",-0.60699999999999998,null,null,10023,"Consolidated Edison","Consolidated Edison","Consolidated Edison","Consolidated Edison",0.22109999999999999,1.038,2.7546683333333313,3.06,2.8854408173076935,null,null,"Showerheads",null,null,null,null,null,null,"2.5SmallMedium",2.5,"Small","Medium",1275]
[10910,"Poughkeepsie","Orange",5,null,"Poughkeepsie",931,862,807,null,null,null,null,"Mineral wool batts",3.5999999999999996,"Mineral Wool - Batt",null,"None",0,null,null,null,"natural_gas-baseboard-split_dx","AC with Gas Heat","AC Gas Heat",null,"WallAlbanyAC with Gas Heat1721","Wall","Albany","AC with Gas Heat",17,21,7.7,1.0999999999999999E-2,7.9,null,null,"ewov27vi",27,27,null,"rfps13co",13,11,null,null,null,null,null,null,null,null,null,"Watts, Non-CFL/LED","Watts, CFL","Watts, LED",null,null,null,null,"MassenaGas Heat Only","Massena","Gas Heat Only",1.4,0,2.7,null,null,null,null,null,null,null,null,null,2.4000000000000012,null,null,null,null,null,"NYCElectric heat only","NYC","Electric heat only",-0.40300000000000002,null,null,10024,"Consolidated Edison","Consolidated Edison","Consolidated Edison","Consolidated Edison",0.22109999999999999,1.038,2.7546683333333313,3.06,2.8854408173076935,null,null,"Non-rated (not Water saving)",null,null,null,null,null,null,"2SmallHigh",2,"Small","High",2550]
[13649,"Massena","St. Lawrence",6,null,"Syracuse",1098,1042,972,null,null,"Thermostat Types",null,"Saw dust insulation",2,null,null,null,null,null,null,null,"natural_gas-baseboard-packaged_dx","AC with Gas Heat","AC Gas Heat",null,"WallAlbanyAC with Gas Heat1725","Wall","Albany","AC with Gas Heat",17,25,12.8,1.0999999999999999E-2,13.5,null,null,"ewov27wo",27,27,null,"rfps13lc",13,11,null,null,null,null,null,null,null,null,null,43,13,10,null,null,null,null,"NYCGas Heat Only","NYC","Gas Heat Only",0.8,0,1.7,null,null,null,null,null,null,null,null,null,2.5000000000000013,null,null,null,null,null,"PoughkeepsieElectric heat only","Poughkeepsie","Electric heat only",-0.46200000000000002,null,null,10025,"Consolidated Edison","Consolidated Edison","Consolidated Edison","Consolidated Edison",0.22109999999999999,1.038,2.7546683333333313,3.06,2.8854408173076935,null,null,"Better: Water saving (2.5 gal/min)",null,null,null,null,null,null,"2.5SmallHigh",2.5,"Small","High",2550]
[14006,"Buffalo","Erie",5,null,null,null,null,null,null,null,"Thermostat Types",null,"Urea formaldehyde",4.6524999999999999,null,null,null,null,null,null,null,"natural_gas-baseboard-heat_pump","AC with Gas Heat","AC Gas Heat",null,"WallAlbanyAC with Gas Heat1727","Wall","Albany","AC with Gas Heat",17,27,15.1,2.1999999999999999E-2,15.8,null,null,"ewov33al",33,27,null,"rfps13rc",13,11,null,null,null,null,null,null,null,null,null,null,null,null,null,null,null,null,"PoughkeepsieGas Heat Only","Poughkeepsie","Gas Heat Only",1,0,1.9,null,null,null,null,null,null,null,null,null,2.6000000000000014,null,null,null,null,null,"SyracuseElectric heat only","Syracuse","Electric heat only",-0.38200000000000001,null,null,10026,"Consolidated Edison","Consolidated Edison","Consolidated Edison","Consolidated Edison",0.22109999999999999,1.038,2.7546683333333313,3.06,2.8854408173076935,null,null,"Best: Water Sense (1.5 gal/min)",null,null,null,null,null,null,"2MediumLow",2,"Medium","Low",1350]
[13812,"Binghamton","Tioga",5,null,"EFLH cool, CAC",null,null,null,null,null,"Manual",null,"Vermiculite",2.5,"Vermiculite",null,null,null,null,null,null,"natural_gas-baseboard-gchp","AC with Gas Heat","AC Gas Heat",null,"WallAlbanyAC with Gas Heat1911","Wall","Albany","AC with Gas Heat",19,11,null,null,null,null,null,"ewov33br",33,27,null,"rfps13tg",13,11,null,null,null,null,null,null,null,null,null,"Lighting Hours of Use",1040.5,null,{"$f":"33/63","v":0.52380952380952384},null,null,null,"SyracuseGas Heat Only","Syracuse","Gas Heat Only",1.2,0,2.4,null,null,null,null,null,null,null,null,null,2.7000000000000015,null,null,null,null,null,"AlbanyGas heat only","Albany","Gas heat only",0,null,null,10027,"Consolidated Edison","Consolidated Edison","Consolidated Edison","Consolidated Edison",0.22109999999999999,1.038,2.7546683333333313,3.06,2.8854408173076935,null,null,null,{"$f":"Lookups_Showerheads_New","v":"Non-rated (not Water saving)"},null,null,null,null,null,"2.5MediumLow",2.5,"Medium","Low",1350]
[12050,"Albany","Columbia",5,null,"City","Old","Average","New",null,null,"Programmable",null,null,null,null,null,null,null,null,null,null,"natural_gas-baseboard-dec","AC with Gas Heat","AC Gas Heat",null,"WallAlbanyAC with Gas Heat1913","Wall","Albany","AC with Gas Heat",19,13,null,null,null,null,null,"ewov33st",33,27,null,"rfps13wo",13,11,null,null,null,null,null,null,null,null,null,null,null,null,null,null,null,null,"AlbanyElectric Heat Only","Albany","Electric Heat Only",50.1,0,0,null,null,null,null,null,null,null,null,null,2.8000000000000016,null,null,null,null,null,"BinghamtonGas heat only","Binghamton","Gas heat only",0,null,null,10028,"Consolidated Edison","Consolidated Edison","Consolidated Edison","Consolidated Edison",0.22109999999999999,1.038,2.7546683333333313,3.06,2.8854408173076935,null,null,null,null,null,null,null,null,null,"2MediumMedium",2,"Medium","Medium",2900]
[12252,"Albany","Albany",5,null,"Albany",322,310,279,null,null,"Learning",null,null,null,null,null,null,null,null,null,null,"natural_gas-baseboard-iec","AC with Gas Heat","AC Gas Heat",null,"WallAlbanyAC with Gas Heat1917","Wall","Albany","AC with Gas Heat",19,17,null,null,null,null,null,"ewov33vi",33,27,null,"rfwf13co",13,11,null,null,null,null,null,null,null,null,null,"DW kWh New",270,null,null,null,null,null,"BinghamtonElectric Heat Only","Binghamton","Electric Heat Only",49.5,0,0,null,null,null,null,null,null,null,null,null,2.9000000000000017,null,null,null,null,null,"BuffaloGas heat only","Buffalo","Gas heat only",0,null,null,10029,"Consolidated Edison","Consolidated Edison","Consolidated Edison","Consolidated Edison",0.22109999999999999,1.038,2.7546683333333313,3.06,2.8854408173076935,null,null,"ShowerHeads",null,null,null,null,null,null,"2.5MediumMedium",2.5,"Medium","Medium",2900]
[14572,"Buffalo","Steuben",6,null,"Binghamton",199,197,158,null,null,"WiFi",null,null,null,null,null,null,null,null,null,null,"natural_gas-baseboard-idec","AC with Gas Heat","AC Gas Heat",null,"WallAlbanyAC with Gas Heat1919","Wall","Albany","AC with Gas Heat",19,19,null,null,null,null,null,"ewov33wo",33,27,null,"rfwf13lc",13,11,null,null,null,null,null,null,null,null,null,null,null,null,null,null,null,null,"BuffaloElectric Heat Only","Buffalo","Electric Heat Only",55.2,0,0,null,null,null,null,null,null,null,null,null,3.0000000000000018,null,null,null,null,null,"MassenaGas heat only","Massena","Gas heat only",0,null,null,10030,"Consolidated Edison","Consolidated Edison","Consolidated Edison","Consolidated Edison",0.22109999999999999,1.038,2.7546683333333313,3.06,2.8854408173076935,null,null,null,"Non-rated (not Water saving)","Better: Water saving (2.5 gal/min)","Best: Water Sense (1.5 gal/min)",null,null,null,"2MediumHigh",2,"Medium","High",5700]
[12239,"Albany","Albany",5,null,"Buffalo",334,322,276,null,null,null,null,null,null,null,null,null,null,null,null,null,"natural_gas-boiler-none","Gas Heat, no AC","Gas Heat Only",null,"WallAlbanyAC with Gas Heat1921","Wall","Albany","AC with Gas Heat",19,21,3.8,1.0999999999999999E-2,3.6,null,null,"ewov38al",38,27,null,"rfwf13rc",13,11,null,null,null,null,null,null,null,null,null,"DW kWh Baseline",307,null,null,null,null,null,"MassenaElectric Heat Only","Massena","Electric Heat Only",62.8,0,0,null,null,null,null,null,null,null,null,null,null,null,null,null,null,null,"NYCGas heat only","NYC","Gas heat only",0,null,null,10031,"Consolidated Edison","Consolidated Edison","Consolidated Edison","Consolidated Edison",0.22109999999999999,1.038,2.7546683333333313,3.06,2.8854408173076935,null,null,"Non-rated (not Water saving)",0,231,330,null,null,null,"2.5MediumHigh",2.5,"Medium","High",5700]
[12734,"Poughkeepsie","Sullivan",6,null,"Massena",258,250,210,null,null,null,null,null,null,null,null,null,null,null,null,null,"natural_gas-boiler-split_dx","AC with Gas Heat","AC Gas Heat",null,"WallAlbanyAC with Gas Heat1925","Wall","Albany","AC with Gas Heat",19,25,8.9,1.0999999999999999E-2,9.1999999999999993,null,null,"ewov38br",38,27,null,"rfwf13tg",13,11,null,null,null,null,null,null,null,null,null,null,null,null,null,null,null,null,"NYCElectric Heat Only","NYC","Electric Heat Only",38.4,0,0,null,null,null,null,null,null,null,null,null,null,null,null,null,null,null,"PoughkeepsieGas heat only","Poughkeepsie","Gas heat only",0,null,null,10032,"Consolidated Edison","Consolidated Edison","Consolidated Edison","Consolidated Edison",0.22109999999999999,1.038,2.7546683333333313,3.06,2.8854408173076935,null,null,"Better: Water saving (2.5 gal/min)",0,0,{"$f":"330-231","v":99},null,null,null,"2LargeLow",2,"Large","Low",1850]
[13143,"Syracuse","Wayne",5,null,"NYC",670,649,630,null,null,null,null,null,null,null,null,null,null,null,null,null,"natural_gas-boiler-packaged_dx","AC with Gas Heat","AC Gas Heat",null,"WallAlbanyAC with Gas Heat1927","Wall","Albany","AC with Gas Heat",19,27,11.2,2.1999999999999999E-2,11.5,null,null,"ewov38st",38,27,null,"rfwf13wo",13,11,null,null,null,null,null,null,null,null,null,"DW F wH",0.56000000000000005,null,null,null,null,null,"PoughkeepsieElectric Heat Only","Poughkeepsie","Electric Heat Only",42.7,0,0,null,null,null,null,null,null,null,null,null,null,null,null,null,null,null,"SyracuseGas heat only","Syracuse","Gas heat only",0,null,null,10033,"Consolidated Edison","Consolidated Edison","Consolidated Edison","Consolidated Edison",0.22109999999999999,1.038,2.7546683333333313,3.06,2.8854408173076935,null,null,"Best: Water Sense (1.5 gal/min)",0,0,0,null,null,null,"2.5LargeLow",2.5,"Large","Low",1850]
[14273,"Buffalo","Erie",5,null,"Poughkeepsie",496,470,464,null,null,null,null,null,null,null,null,null,null,null,null,null,"natural_gas-boiler-heat_pump","AC with Gas Heat","AC Gas Heat",null,"WallAlbanyHeat Pump011","Wall","Albany","Heat Pump",0,11,772.8,4.2999999999999997E-2,null,null,null,"ewov38vi",38,27,null,"rfps15co",15,19,null,null,null,null,null,null,null,null,null,null,null,null,null,null,null,null,"SyracuseElectric Heat Only","Syracuse","Electric Heat Only",54.6,0,0,null,null,null,null,null,null,null,null,null,null,null,null,null,null,null,null,null,null,null,null,null,10034,"Consolidated Edison","Consolidated Edison","Consolidated Edison","Consolidated Edison",0.22109999999999999,1.038,2.7546683333333313,3.06,2.8854408173076935,null,null,null,null,null,null,null,null,null,"2LargeMedium",2,"Large","Medium",4600]
[12883,"Albany","Essex",6,null,"Syracuse",310,296,268,null,null,null,null,null,null,null,null,null,null,null,null,null,"natural_gas-boiler-gchp","AC with Gas Heat","AC Gas Heat",null,"WallAlbanyHeat Pump013","Wall","Albany","Heat Pump",0,13,896.3,5.3999999999999999E-2,null,null,null,"ewov38wo",38,27,null,"rfps15lc",15,19,null,null,null,null,null,null,null,null,null,"DW F Machine",0.44,null,null,null,null,null,null,null,null,null,null,null,null,null,null,null,null,null,null,null,null,null,null,null,null,null,null,null,null,null,null,null,null,10035,"Consolidated Edison","Consolidated Edison","Consolidated Edison","Consolidated Edison",0.22109999999999999,1.038,2.7546683333333313,3.06,2.8854408173076935,"Heating Fuel Selling Units",null,null,"Fuel Unit Converions",null,null,null,null,null,"2.5LargeMedium",2.5,"Large","Medium",4600]
[13354,"Syracuse","Oneida",6,null,null,null,null,null,null,null,null,null,null,null,null,null,null,null,null,null,null,"natural_gas-boiler-dec","AC with Gas Heat","AC Gas Heat",null,"WallAlbanyHeat Pump017","Wall","Albany","Heat Pump",0,17,1065.5999999999999,6.5000000000000002E-2,null,null,null,"ewps11al",11,11,null,"rfps15rc",15,19,null,null,null,null,null,null,null,null,null,null,null,null,null,null,null,null,null,null,null,null,null,null,null,null,null,null,null,null,null,null,null,null,null,null,null,null,null,null,null,null,null,null,null,10036,"Consolidated Edison","Consolidated Edison","Consolidated Edison","Consolidated Edison",0.22109999999999999,1.038,2.7546683333333313,3.06,2.8854408173076935,"HVAC_1_Heating_Fuel","Units",null,null,"Therm","kWh","Gallon - Oil","Gallon - Propane",null,"2LargeHigh",2,"Large","High",8000]
[12863,"Albany","Saratoga",5,null,"Furnace Capacity vs. Conditioned Sq Ft, from Preliminary RBSA Data",null,null,null,null,null,null,null,null,null,null,null,null,null,null,null,null,"natural_gas-boiler-iec","AC with Gas Heat","AC Gas Heat",null,"WallAlbanyHeat Pump019","Wall","Albany","Heat Pump",0,19,1126.5999999999999,7.5999999999999998E-2,null,null,null,"ewps11br",11,11,null,"rfps15tg",15,19,null,null,null,null,null,null,null,null,null,"DW RE Electric",0.98,null,null,null,null,null,null,null,null,null,null,null,null,null,null,null,null,null,null,null,null,null,null,null,null,null,null,null,null,null,null,null,null,10037,"Consolidated Edison","Consolidated Edison","Consolidated Edison","Consolidated Edison",0.22109999999999999,1.038,2.7546683333333313,3.06,2.8854408173076935,"Coal","Ton",null,"Therm",null,null,null,null,null,"2.5LargeHigh",2.5,"Large","High",8000]
[14781,"Buffalo","Chautauqua",5,null,"UI","Equip","CZ","Const","N","Avg Cap","Avg SF","Avg Cap/SF",null,null,null,null,null,null,null,null,null,"natural_gas-boiler-idec","AC with Gas Heat","AC Gas Heat",null,"WallAlbanyHeat Pump021","Wall","Albany","Heat Pump",0,21,1178,7.5999999999999998E-2,null,null,null,"ewps11st",11,11,null,"rfps15wo",15,19,null,null,null,null,null,null,null,null,null,null,null,null,null,null,null,null,null,null,null,null,null,null,null,null,null,null,null,null,null,null,null,null,null,null,null,null,null,null,null,null,null,null,null,10038,"Consolidated Edison","Consolidated Edison","Consolidated Edison","Consolidated Edison",0.22109999999999999,1.038,2.7546683333333313,3.06,2.8854408173076935,"Electricity","kWh",null,"kWh","B3*0.03413",null,null,null,null,"3SmallLow",3,"Small","Low",600]
[12748,"Poughkeepsie","Sullivan",6,null,{"$f":"CONCATENATE(G45,H45)","v":"Furnace4"},"Furnace",4,"Existing",21,100285.71428571429,2486.1363636363635,40.337978138508355,null,null,null,null,null,null,null,null,null,"natural_gas-none-none","Gas Heat, no AC","Gas Heat Only",null,"WallAlbanyHeat Pump025","Wall","Albany","Heat Pump",0,25,1257.9000000000001,7.5999999999999998E-2,null,null,null,"ewps11vi",11,11,null,"rfwf15co",15,19,null,null,null,null,null,null,null,null,null,"DW RE Gas",0.75,null,null,null,null,null,null,null,null,null,null,null,null,null,null,null,null,null,null,null,null,null,null,null,null,null,null,null,null,null,null,null,null,10039,"Consolidated Edison","Consolidated Edison","Consolidated Edison","Consolidated Edison",0.22109999999999999,1.038,2.7546683333333313,3.06,2.8854408173076935,"Kerosene","Gallon",null,"Gallon - Oil",null,null,null,null,null,"3.5SmallLow",3.5,"Small","Low",600]
[11743,"NYC","Suffolk",4,null,"Furnace5","Furnace",5,"Existing",139,79076.115107913676,1866.6312056737588,42.363009290510185,null,null,null,null,null,null,null,null,null,"natural_gas-none-split_dx","AC with Gas Heat","AC Gas Heat",null,"WallAlbanyHeat Pump027","Wall","Albany","Heat Pump",0,27,1290.5,8.6999999999999994E-2,null,null,null,"ewps11wo",11,11,null,"rfwf15lc",15,19,null,null,null,null,null,null,null,null,null,null,null,null,null,null,null,null,null,null,null,null,null,null,null,null,null,null,null,null,null,null,null,null,null,null,null,null,null,null,null,null,null,null,null,10040,"Consolidated Edison","Consolidated Edison","Consolidated Edison","Consolidated Edison",0.22109999999999999,1.038,2.7546683333333313,3.06,2.8854408173076935,"NaturalGas","Therm",null,"Gallon - Propane",null,null,null,null,null,"3SmallMedium",3,"Small","Medium",1300]
[12801,"Albany","Warren",6,null,"Furnace6","Furnace",6,"Existing",25,89480,1930.3076923076924,46.355304056746633,null,null,null,null,null,null,null,null,null,"natural_gas-none-packaged_dx","AC with Gas Heat","AC Gas Heat",null,"WallAlbanyHeat Pump1111","Wall","Albany","Heat Pump",11,11,null,null,null,null,null,"ewps13al",13,13,null,"rfwf15rc",15,19,null,null,null,null,null,null,null,null,null,"Faucet Aerator Savings",7.0000000000000007E-2,null,null,null,null,null,null,null,null,null,null,null,null,null,null,null,null,null,null,null,null,null,null,null,null,null,null,null,null,null,null,null,null,10041,"Consolidated Edison","Consolidated Edison","Consolidated Edison","Consolidated Edison",0.22109999999999999,1.038,2.7546683333333313,3.06,2.8854408173076935,"Natural Gas","Therm",null,null,null,null,null,null,null,"3.5SmallMedium",3.5,"Small","Medium",1300]
[13610,"Syracuse","Onondaga",5,null,"Boiler4","Boiler",4,"Existing",64,151304.6875,2107.34375,71.798769185141254,null,null,null,null,null,null,null,null,null,"natural_gas-none-heat_pump","AC with Gas Heat","AC Gas Heat",null,"WallAlbanyHeat Pump1113","Wall","Albany","Heat Pump",11,13,123.5,1.0999999999999999E-2,null,null,null,"ewps13br",13,13,null,"rfwf15tg",15,19,null,null,null,null,null,null,null,null,null,null,null,null,null,null,null,null,null,null,null,null,null,null,null,null,null,null,null,null,null,null,null,null,null,null,null,null,null,null,null,null,null,null,null,10043,"Consolidated Edison","Consolidated Edison","Consolidated Edison","Consolidated Edison",0.22109999999999999,1.038,2.7546683333333313,3.06,2.8854408173076935,"Wood","Cord Wood",null,null,null,null,null,null,null,"3SmallHigh",3,"Small","High",2600]
[11944,"Poughkeepsie","Suffolk",4,null,"Boiler5","Boiler",5,"Existing",47,125138.29787234042,2190.3061224489797,57.132789152058514,null,null,null,null,null,null,null,null,null,"natural_gas-none-gchp","AC with Gas Heat","AC Gas Heat",null,"WallAlbanyHeat Pump1117","Wall","Albany","Heat Pump",11,17,292.8,2.1999999999999999E-2,null,null,null,"ewps13st",13,13,null,"rfwf15wo",15,19,null,null,null,null,null,null,null,null,null,"Dehumidifier Operation Hours Per Year",1632,null,null,null,null,null,null,null,null,null,null,null,null,null,null,null,null,null,null,null,null,null,null,null,null,null,null,null,null,null,null,null,null,10044,"Consolidated Edison","Consolidated Edison","Consolidated Edison","Consolidated Edison",0.22109999999999999,1.038,2.7546683333333313,3.06,2.8854408173076935,"Oil","Gallon",null,null,null,null,null,null,null,"3.5SmallHigh",3.5,"Small","High",2600]
[12701,"Poughkeepsie","Sullivan",6,null,"Boiler6","Boiler",6,"Existing",28,115982.14285714286,1787.655172413793,64.879482713960556,null,null,null,null,null,null,null,null,null,"natural_gas-none-dec","AC with Gas Heat","AC Gas Heat",null,"WallAlbanyHeat Pump1119","Wall","Albany","Heat Pump",11,19,353.8,3.3000000000000002E-2,null,null,null,"ewps13vi",13,13,null,"rfps19co",19,19,null,null,null,null,null,null,null,null,null,null,null,null,null,null,null,null,null,null,null,null,null,null,null,null,null,null,null,null,null,null,null,null,null,null,null,null,null,null,null,null,null,null,null,10045,"Consolidated Edison","Consolidated Edison","Consolidated Edison","Consolidated Edison",0.22109999999999999,1.038,2.7546683333333313,3.06,2.8854408173076935,"Other","n/a",null,"Heating and Cooling Upgrade Types",null,"HVAC TUNE-UP - ",null,null,null,"3MediumLow",3,"Medium","Low",1375]
[10992,"Poughkeepsie","Orange",5,null,null,null,null,null,null,null,null,null,null,null,null,null,null,null,null,null,null,"natural_gas-none-iec","AC with Gas Heat","AC Gas Heat",null,"WallAlbanyHeat Pump1121","Wall","Albany","Heat Pump",11,21,405.2,3.3000000000000002E-2,null,null,null,"ewps13wo",13,13,null,"rfps19lc",19,19,null,null,null,null,null,null,null,null,null,"Conversion Factor Liters Per Pint",0.47299999999999998,null,null,null,null,null,null,null,null,null,null,null,null,null,null,null,null,null,null,null,null,null,null,null,null,null,null,null,null,null,null,null,null,10047,null,null,null,null,null,null,null,null,null,"Pellets","Ton",null,"Heating Only with Same Fuel",null,"No",null,null,null,"3.5MediumLow",3.5,"Medium","Low",1375]
[14113,"Buffalo","Wyoming",6,null,"Central AC Capacity vs. Conditioned Sq Ft, from Preliminary RBSA Data",null,null,null,null,null,null,null,null,null,null,null,null,null,null,null,null,"natural_gas-none-idec","AC with Gas Heat","AC Gas Heat",null,"WallAlbanyHeat Pump1125","Wall","Albany","Heat Pump",11,25,485,3.3000000000000002E-2,null,null,null,"ewps15al",15,17,null,"rfps19rc",19,19,null,null,null,null,null,null,null,null,null,null,null,null,null,null,null,null,null,null,null,null,null,null,null,null,null,null,null,null,null,null,null,null,null,null,null,null,null,null,null,null,null,null,null,10048,null,null,null,null,null,null,null,null,null,"Propane","Gallon",null,"Heating Convert Oil to Gas",null,"*Set as \"No\" permanently; Measure retired per L.Geel, K. Bohling, B. Keating",null,null,null,"3MediumMedium",3,"Medium","Medium",3000]
[14771,"Buffalo","Erie",5,null,"CZ","Const","N","Avg Cap","Avg SF","Avg Cap/sf",null,null,null,null,null,null,null,null,null,null,null,"natural_gas-gchp-none","Gas Heat, no AC","Gas Heat Only",null,"WallAlbanyHeat Pump1127","Wall","Albany","Heat Pump",11,27,517.70000000000005,4.2999999999999997E-2,null,null,null,"ewps15br",15,17,null,"rfps19tg",19,19,null,null,null,null,null,null,null,null,null,"WaterSense Heating Savings Constant (kWh)",330,null,null,null,null,null,null,null,null,null,null,null,null,null,null,null,null,null,null,null,null,null,null,null,null,null,null,null,null,null,null,null,null,10055,"Consolidated Edison","Consolidated Edison","Consolidated Edison","Consolidated Edison",0.22109999999999999,1.038,2.7546683333333313,3.06,2.8854408173076935,null,null,null,"Heating and Cooling with Same Fuel",null,null,null,null,null,"3.5MediumMedium",3.5,"Medium","Medium",3000]
[14788,"Buffalo","Cattaraugus",6,null,4,"Existing",39,42607.692307692305,2515.7179487179487,16.936593519717061,null,null,null,null,null,null,null,null,null,null,null,"natural_gas-gchp-split_dx","Heat Pump","Heat Pump",null,"WallAlbanyHeat Pump1311","Wall","Albany","Heat Pump",13,11,null,null,null,null,null,"ewps15st",15,17,null,"rfps19wo",19,19,null,null,null,null,null,null,null,null,null,null,null,null,null,null,null,null,null,null,null,null,null,null,null,null,null,null,null,null,null,null,null,null,null,null,null,null,null,null,null,null,null,null,null,10060,"Consolidated Edison","Consolidated Edison","Consolidated Edison","Consolidated Edison",0.22109999999999999,1.038,2.7546683333333313,3.06,2.8854408173076935,null,null,null,"Cooling Only",null,null,null,null,null,"3MediumHigh",3,"Medium","High",5800]
[10964,"NYC","Rockland",5,null,5,"Existing",104,31250.961538461539,2085.7909090909093,14.982787297736499,null,null,null,null,null,null,null,null,null,null,null,"natural_gas-gchp-packaged_dx","Heat Pump","Heat Pump",null,"WallAlbanyHeat Pump1313","Wall","Albany","Heat Pump",13,13,null,null,null,null,null,"ewps15vi",15,17,null,"rfwf19co",19,19,null,null,null,null,null,null,null,null,null,"Faucet Aerator Water Heating Savings (kWh) Constant",70,null,null,null,null,null,null,null,null,null,null,null,null,null,null,null,null,null,null,null,null,null,null,null,null,null,null,null,null,null,null,null,null,10065,"Consolidated Edison","Consolidated Edison","Consolidated Edison","Consolidated Edison",0.22109999999999999,1.038,2.7546683333333313,3.06,2.8854408173076935,null,null,null,"Replace Heating and Cooling with ASHP",null,null,null,null,null,"3.5MediumHigh",3.5,"Medium","High",5800]
[12740,"Poughkeepsie","Sullivan",6,null,6,"Existing",10,33200,2298.9,14.44168950367567,null,null,null,null,null,null,null,null,null,null,null,"natural_gas-gchp-heat_pump","Heat Pump","Heat Pump",null,"WallAlbanyHeat Pump1317","Wall","Albany","Heat Pump",13,17,169.3,1.0999999999999999E-2,null,null,null,"ewps15wo",15,17,null,"rfwf19lc",19,19,null,null,null,null,null,null,null,null,null,null,null,null,null,null,null,null,null,null,null,null,null,null,null,null,null,null,null,null,null,null,null,null,null,null,null,null,null,null,null,null,null,null,null,10069,"Consolidated Edison","Consolidated Edison","Consolidated Edison","Consolidated Edison",0.22109999999999999,1.038,2.7546683333333313,3.06,2.8854408173076935,null,null,null,null,null,null,null,null,null,"3LargeLow",3,"Large","Low",2000]
[12779,"Poughkeepsie","Sullivan",6,null,null,null,null,null,null,null,null,null,null,null,null,null,null,null,null,null,null,"natural_gas-gchp-gchp","Heat Pump","Heat Pump",null,"WallAlbanyHeat Pump1319","Wall","Albany","Heat Pump",13,19,230.3,2.1999999999999999E-2,null,null,null,"ewps19al",19,19,null,"rfwf19rc",19,19,null,null,null,null,null,null,null,null,null,"Faucet Aerator Water Heating Savings (Therms) Constant",3.6,null,null,null,null,null,null,null,null,null,null,null,null,null,null,null,null,null,null,null,null,null,null,null,null,null,null,null,null,null,null,null,null,10072,null,null,null,null,null,null,null,null,null,null,null,null,null,null,null,null,null,null,"3.5LargeLow",3.5,"Large","Low",2000]
[11043,"NYC","Nassau",4,null,null,null,null,null,null,null,null,null,null,"Lookups_Fridge_Freezer_Efficiency_Types_Table",null,null,null,null,null,null,null,"natural_gas-gchp-dec","Heat Pump","Heat Pump",null,"WallAlbanyHeat Pump1321","Wall","Albany","Heat Pump",13,21,281.7,2.1999999999999999E-2,null,null,null,"ewps19br",19,19,null,"rfwf19tg",19,19,null,null,null,null,null,null,null,null,null,null,null,null,null,null,null,null,null,null,null,null,null,null,null,null,null,null,null,null,null,null,null,null,null,null,null,null,null,null,null,null,null,null,null,10075,"Consolidated Edison","Consolidated Edison","Consolidated Edison","Consolidated Edison",0.22109999999999999,1.038,2.7546683333333313,3.06,2.8854408173076935,null,null,"Directing for Air Sealing","INDIRECT(Raw_HVAC_1_Heating_Fuel)",null,"Duct Sealing Dropdowns",null,null,null,"3LargeMedium",3,"Large","Medium",4700]
[13813,"Binghamton","Broome",6,null,"ROOM AC: Avg Capacity, from Preliminary RBSA Data",null,null,null,null,null,null,null,null,null,null,null,null,null,null,null,null,"natural_gas-gchp-iec","Heat Pump","Heat Pump",null,"WallAlbanyHeat Pump1325","Wall","Albany","Heat Pump",13,25,361.6,2.1999999999999999E-2,null,null,null,"ewps19st",19,19,null,"rfwf19wo",19,19,null,null,null,null,null,null,null,null,null,"New Dehumidifier Year of Mfg. (Year of mfg (vintage)","2019 or later",null,null,null,null,null,null,null,null,null,null,null,null,null,null,null,null,null,null,null,null,null,null,null,null,null,null,null,null,null,null,null,null,10080,"Consolidated Edison","Consolidated Edison","Consolidated Edison","Consolidated Edison",0.22109999999999999,1.038,2.7546683333333313,3.06,2.8854408173076935,null,null,"Low","Medium","High","No","Yes",null,null,"3.5LargeMedium",3.5,"Large","Medium",4700]
[11210,"NYC","Kings",4,null,"CZ","Const","N","N filled","Avg Cap","CEERbase",null,null,null,null,null,null,null,null,null,null,null,"natural_gas-gchp-idec","Heat Pump","Heat Pump",null,"WallAlbanyHeat Pump1327","Wall","Albany","Heat Pump",13,27,224.9,3.3000000000000002E-2,null,null,null,"ewps19vi",19,19,null,"rfps21co",21,19,null,null,null,null,null,null,null,null,null,null,null,null,null,null,null,null,null,null,null,null,null,null,null,null,null,null,null,null,null,null,null,null,null,null,null,null,null,null,null,null,null,null,null,10081,"Consolidated Edison","Consolidated Edison","Consolidated Edison","Consolidated Edison",0.22109999999999999,1.038,2.7546683333333313,3.06,2.8854408173076935,null,null,null,"Yes","Yes","Yes",null,null,null,"3LargeHigh",3,"Large","High",8000]
[10012,"NYC","New York",4,null,4,"Existing",87,65,8583.8461538461543,9,"Average of w/ and w/o louvered sides",null,null,null,null,null,null,null,null,null,null,"Lpg-central_furnace-none","Gas Heat, no AC","Gas Heat Only",null,"WallAlbanyHeat Pump1711","Wall","Albany","Heat Pump",17,11,null,null,null,null,null,"ewps19wo",19,19,null,"rfps21lc",21,19,null,null,null,null,null,null,null,null,null,"n/a Constant","n/a",null,null,null,null,null,null,null,null,null,null,null,null,null,null,null,null,null,null,null,null,null,null,null,null,null,null,null,null,null,null,null,null,10082,null,null,null,null,null,null,null,null,null,null,null,null,"No","No","No",null,null,null,"3.5LargeHigh",3.5,"Large","High",8000]
[12008,"Albany","Schenectady",5,null,5,"Existing",70,52,7836.6538461538457,9,"Average of w/ and w/o louvered sides",null,null,null,null,null,null,null,null,null,null,"Lpg-central_furnace-split_dx","AC with Gas Heat","AC Gas Heat",null,"WallAlbanyHeat Pump1713","Wall","Albany","Heat Pump",17,13,null,null,null,null,null,"ewps21al",21,21,null,"rfps21rc",21,19,null,null,null,null,null,null,null,null,null,null,null,null,null,null,null,null,null,null,null,null,null,null,null,null,null,null,null,null,null,null,null,null,null,null,null,null,null,null,null,null,null,null,null,10087,"Consolidated Edison","Consolidated Edison","Consolidated Edison","Consolidated Edison",0.22109999999999999,1.038,2.7546683333333313,3.06,2.8854408173076935,null,null,null,null,null,null,null,null,null,"4+LargeHigh","4+","Large","High",8000]
[12747,"Poughkeepsie","Sullivan",6,null,6,"Existing",46,45,7787.7777777777774,9,"Average of w/ and w/o louvered sides",null,null,null,null,null,null,null,null,null,null,"Lpg-central_furnace-packaged_dx","AC with Gas Heat","AC Gas Heat",null,"WallAlbanyHeat Pump1717","Wall","Albany","Heat Pump",17,17,null,null,null,null,null,"ewps21br",21,21,null,"rfps21tg",21,19,null,null,null,null,null,null,null,null,null,null,null,null,null,null,null,null,null,null,null,null,null,null,null,null,null,null,null,null,null,null,null,null,null,null,null,null,null,null,null,null,null,null,null,10090,"Consolidated Edison","Consolidated Edison","Consolidated Edison","Consolidated Edison",0.22109999999999999,1.038,2.7546683333333313,3.06,2.8854408173076935]
[10094,"NYC","New York",4,null,null,null,null,null,null,null,null,null,null,null,null,null,null,null,null,null,null,"Lpg-central_furnace-heat_pump","AC with Gas Heat","AC Gas Heat",null,"WallAlbanyHeat Pump1719","Wall","Albany","Heat Pump",17,19,61,1.0999999999999999E-2,null,null,null,"ewps21st",21,21,null,"rfps21wo",21,19,null,null,null,null,null,null,null,null,null,null,null,null,null,null,null,null,null,null,null,null,null,null,null,null,null,null,null,null,null,null,null,null,null,null,null,null,null,null,null,null,null,null,null,10101,"Consolidated Edison","Consolidated Edison","Consolidated Edison","Consolidated Edison",0.22109999999999999,1.038,2.7546683333333313,3.06,2.8854408173076935]
[10259,"NYC","New York",4,null,null,null,null,null,null,"Refrigerator Savings",null,null,null,null,null,null,null,null,null,null,null,"Lpg-central_furnace-gchp","AC with Gas Heat","AC Gas Heat",null,"WallAlbanyHeat Pump1721","Wall","Albany","Heat Pump",17,21,112.4,1.0999999999999999E-2,null,null,null,"ewps21vi",21,21,null,"rfwf21co",21,19,null,null,null,null,null,null,null,null,null,null,null,null,null,null,null,null,null,null,null,null,null,null,null,null,null,null,null,null,null,null,null,null,null,null,null,null,null,null,null,null,null,null,null,10102,"Consolidated Edison","Consolidated Edison","Consolidated Edison","Consolidated Edison",0.22109999999999999,1.038,2.7546683333333313,3.06,2.8854408173076935,null,null,"Conversion Table"]
[12458,"Poughkeepsie","Ulster",6,null,"EFLHcool, Room AC",null,null,null,null,"Old","ENERGY STAR Most Efficient / CEE Tier 3","CEE Tier 2","ENERGY STAR / CEE Tier 1","Not ENERGY STAR","Don't Know",null,null,null,null,null,null,"Lpg-central_furnace-dec","AC with Gas Heat","AC Gas Heat",null,"WallAlbanyHeat Pump1725","Wall","Albany","Heat Pump",17,25,192.3,1.0999999999999999E-2,null,null,null,"ewps21wo",21,21,null,"rfwf21lc",21,19,null,null,null,null,null,null,null,null,null,null,null,null,null,null,null,null,null,null,null,null,null,null,null,null,null,null,null,null,null,null,null,null,null,null,null,null,null,null,null,null,null,null,null,10103,"Consolidated Edison","Consolidated Edison","Consolidated Edison","Consolidated Edison",0.22109999999999999,1.038,2.7546683333333313,3.06,2.8854408173076935,null,null,null,"From","To"]
[14048,"Buffalo","Chautauqua",5,null,"City","EFLH",null,null,null,"Don't Know",0,0,0,0,0,null,null,null,null,null,null,"Lpg-central_furnace-iec","AC with Gas Heat","AC Gas Heat",null,"WallAlbanyHeat Pump1727","Wall","Albany","Heat Pump",17,27,224.9,2.1999999999999999E-2,null,null,null,"ewsb00st",0,0,null,"rfwf21rc",21,19,null,null,null,null,null,null,null,null,null,null,null,null,null,null,null,null,null,null,null,null,null,null,null,null,null,null,null,null,null,null,null,null,null,null,null,null,null,null,null,null,null,null,null,10104,"Consolidated Edison","Consolidated Edison","Consolidated Edison","Consolidated Edison",0.22109999999999999,1.038,2.7546683333333313,3.06,2.8854408173076935,null,null,{"$f":"CONCATENATE(CW67,CX67)","v":"ThermTherm"},"Therm","Therm",null,null,1,"Conversion[@[Units of Energy Savings]]*1"]
[13740,"Poughkeepsie","Delaware",6,null,"Albany",224,null,null,null,"Not ENERGY STAR",212,162,{"$f":"112*1.22","v":136.63999999999999},0,0,null,null,null,null,null,null,"Lpg-central_furnace-idec","AC with Gas Heat","AC Gas Heat",null,"WallAlbanyHeat Pump1911","Wall","Albany","Heat Pump",19,11,null,null,null,null,null,"ewwf00al",0,0,null,"rfwf21tg",21,19,null,null,null,null,null,null,null,null,null,null,null,null,null,null,null,null,null,null,null,null,null,null,null,null,null,null,null,null,null,null,null,null,null,null,null,null,null,null,null,null,null,null,null,10105,"Consolidated Edison","Consolidated Edison","Consolidated Edison","Consolidated Edison",0.22109999999999999,1.038,2.7546683333333313,3.06,2.8854408173076935,null,null,{"$f":"CONCATENATE(CW68,CX68)","v":"ThermkWh"},"Therm","kWh",null,null,29.3001,"Conversion[@[Units of Energy Savings]]*29.3001"]
[14814,"Binghamton","Chemung",5,null,"Binghamton",171,null,null,null,"ENERGY STAR / CEE Tier 1",67.099999999999994,32.94,0,0,0,null,null,null,null,null,null,"Lpg-wall_furnace-none","Gas Heat, no AC","Gas Heat Only",null,"WallAlbanyHeat Pump1913","Wall","Albany","Heat Pump",19,13,null,null,null,null,null,"ewwf00br",0,0,null,"rfwf21wo",21,19,null,null,null,null,null,null,null,null,null,null,null,null,null,null,null,null,null,null,null,null,null,null,null,null,null,null,null,null,null,null,null,null,null,null,null,null,null,null,null,null,null,null,null,10106,"Consolidated Edison","Consolidated Edison","Consolidated Edison","Consolidated Edison",0.22109999999999999,1.038,2.7546683333333313,3.06,2.8854408173076935,null,null,"ThermGallon - Oil","Therm","Gallon - Oil",null,null,0.66758788914198997,"Conversion[@[Units of Energy Savings]]*0.66758788914199"]
[10308,"NYC","Richmond",4,null,"Buffalo",219,null,null,null,"CEE Tier 2",34.159999999999997,0,0,0,0,null,null,null,null,null,null,"Lpg-wall_furnace-split_dx","AC with Gas Heat","AC Gas Heat",null,{"$f":"CONCATENATE(AB70,AC70,AD70,AE70,AF70)","v":"WallAlbanyHeat Pump1917"},"Wall","Albany","Heat Pump",19,17,null,null,null,null,null,"ewwf00st",0,0,null,"rfwf27co",27,30,null,null,null,null,null,null,null,null,null,null,null,null,null,null,null,null,null,null,null,null,null,null,null,null,null,null,null,null,null,null,null,null,null,null,null,null,null,null,null,null,null,null,null,10107,"Consolidated Edison","Consolidated Edison","Consolidated Edison","Consolidated Edison",0.22109999999999999,1.038,2.7546683333333313,3.06,2.8854408173076935,null,null,"ThermGallon - Kerosene","Therm","Gallon - Kerosene",null,null,0.74195,"Conversion[@[Units of Energy Savings]]*0.74195"]
[13694,"Massena","St. Lawrence",6,null,"Massena",187,null,null,null,"ENERGY STAR Most Efficient / CEE Tier 3",0,0,0,0,0,null,null,null,null,null,null,"Lpg-wall_furnace-packaged_dx","AC with Gas Heat","AC Gas Heat",null,"WallAlbanyHeat Pump1919","Wall","Albany","Heat Pump",19,19,null,null,null,null,null,"ewwf00vi",0,0,null,"rfwf27lc",27,30,null,null,null,null,null,null,null,null,null,null,null,null,null,null,null,null,null,null,null,null,null,null,null,null,null,null,null,null,null,null,null,null,null,null,null,null,null,null,null,null,null,null,null,10108,"Consolidated Edison","Consolidated Edison","Consolidated Edison","Consolidated Edison",0.22109999999999999,1.038,2.7546683333333313,3.06,2.8854408173076935,null,null,"ThermGallon - Propane","Therm","Gallon - Propane",null,null,1.04712041884816,"Conversion[@[Units of Energy Savings]]*1.04712041884816"]
[14030,"Buffalo","Erie",5,null,"NYC",364,null,null,null,null,null,null,null,null,null,null,null,null,null,null,null,"Lpg-wall_furnace-heat_pump","AC with Gas Heat","AC Gas Heat",null,"WallAlbanyHeat Pump1921","Wall","Albany","Heat Pump",19,21,51.4,0,null,null,null,"ewwf00wo",0,0,null,"rfwf27rc",27,30,null,null,null,null,null,null,null,null,null,null,null,null,null,null,null,null,null,null,null,null,null,null,null,null,null,null,null,null,null,null,null,null,null,null,null,null,null,null,null,null,null,null,null,10109,"Consolidated Edison","Consolidated Edison","Consolidated Edison","Consolidated Edison",0.22109999999999999,1.038,2.7546683333333313,3.06,2.8854408173076935,null,null,"kWhTherm","kWh","Therm",null,null,3.4129600000000003E-2,"Conversion[@[Units of Energy Savings]]*0.0341296"]
[14129,"Buffalo","Cattaraugus",6,null,"Poughkeepsie",282,null,null,null,null,null,null,null,null,null,null,null,null,null,null,null,"Lpg-wall_furnace-gchp","AC with Gas Heat","AC Gas Heat",null,"WallAlbanyHeat Pump1925","Wall","Albany","Heat Pump",19,25,131.30000000000001,0,null,null,null,"ewwf03al",3,0,null,"rfwf27tg",27,30,null,null,null,null,null,null,null,null,null,"upgrade of same type",null,"Row to use",null,null,null,null,null,null,null,null,null,null,null,null,null,null,null,null,null,null,null,null,null,null,null,null,null,null,null,null,null,null,null,10110,"Consolidated Edison","Consolidated Edison","Consolidated Edison","Consolidated Edison",0.22109999999999999,1.038,2.7546683333333313,3.06,2.8854408173076935,null,null,"kWhkWh","kWh","kWh",null,null,1,"Conversion[@[Units of Energy Savings]]*1"]
[14726,"Buffalo","Cattaraugus",6,null,"Syracuse",226,null,null,null,"Heat PumpElectricityTRUE",null,null,null,null,null,null,null,null,null,null,null,"Lpg-wall_furnace-dec","AC with Gas Heat","AC Gas Heat",null,"WallAlbanyHeat Pump1927","Wall","Albany","Heat Pump",19,27,163.9,1.0999999999999999E-2,null,null,null,"ewwf03br",3,0,null,"rfwf27wo",27,30,null,null,null,null,null,null,null,null,null,"Fuel","System Type",null,null,null,null,null,null,null,null,null,null,null,null,null,null,null,null,null,null,null,null,null,null,null,null,null,null,null,null,null,null,null,null,10111,"Consolidated Edison","Consolidated Edison","Consolidated Edison","Consolidated Edison",0.22109999999999999,1.038,2.7546683333333313,3.06,2.8854408173076935,null,null,"kWhGallon - Kerosene","kWh","Gallon - Kerosene",null,null,2.5319999999999999E-2,"Conversion[@[Units of Energy Savings]]*0.02532"]
[11030,"NYC","Nassau",4,null,null,null,null,null,null,null,null,null,null,null,null,null,null,null,null,null,null,"Lpg-wall_furnace-iec","AC with Gas Heat","AC Gas Heat",null,"WallAlbanyAC with Electric Heat011","Wall","Albany","AC with Electric Heat",0,11,1192.0999999999999,6.5000000000000002E-2,null,null,null,"ewwf03st",3,0,null,"rfwf30co",30,30,null,null,null,null,null,null,null,null,null,"Electricity","baseboard/wall",null,null,null,null,null,null,null,null,null,null,null,null,null,null,null,null,null,null,null,null,null,null,null,null,null,null,null,null,null,null,null,null,10112,"Consolidated Edison","Consolidated Edison","Consolidated Edison","Consolidated Edison",0.22109999999999999,1.038,2.7546683333333313,3.06,2.8854408173076935,null,null,"kWhGallon - Oil","kWh","Gallon - Oil",null,null,2.2779043280182199E-2,"Conversion[@[Units of Energy Savings]]*0.0227790432801822"]
[12023,"Albany","Albany",5,null,null,null,null,null,null,"TRM Heating System",null,null,null,null,null,null,null,null,null,null,null,"Lpg-wall_furnace-idec","AC with Gas Heat","AC Gas Heat",null,"WallAlbanyAC with Electric Heat013","Wall","Albany","AC with Electric Heat",0,13,1382.2,7.5999999999999998E-2,null,null,null,"ewwf03vi",3,0,null,"rfwf30lc",30,30,null,null,null,null,null,null,null,null,null,"Electricity","ashp",null,null,null,null,null,null,null,null,null,null,null,null,null,null,null,null,null,null,null,null,null,null,null,null,null,null,null,null,null,null,null,null,10113,"Consolidated Edison","Consolidated Edison","Consolidated Edison","Consolidated Edison",0.22109999999999999,1.038,2.7546683333333313,3.06,2.8854408173076935,null,null,"kWhGallon - Propane","kWh","Gallon - Propane",null,null,3.5729230155989E-2,"Conversion[@[Units of Energy Savings]]*0.035729230155989"]
[12222,"Albany","Albany",5,null,"Vintage",null,null,null,null,"Heating System UI","Heating System","Fuel","Is_cooling_1","TRM Heating System",null,null,null,null,null,null,null,"Lpg-heat_pump-none","Gas Heat, no AC","Gas Heat Only",null,"WallAlbanyAC with Electric Heat017","Wall","Albany","AC with Electric Heat",0,17,1650.6,9.8000000000000004E-2,null,null,null,"ewwf03wo",3,0,null,"rfwf30rc",30,30,null,null,null,null,null,null,null,null,null,null,null,null,null,null,null,null,null,null,null,null,null,null,null,null,null,null,null,null,null,null,null,null,null,null,null,null,null,null,null,null,null,null,null,10114,"Consolidated Edison","Consolidated Edison","Consolidated Edison","Consolidated Edison",0.22109999999999999,1.038,2.7546683333333313,3.06,2.8854408173076935,null,null,"Gallon - OilTherm","Gallon - Oil","Therm",null,null,1.4979301096747561,"Conversion[@[Units of Energy Savings]]*1.49793010967476"]
[10502,"NYC","Westchester",4,null,"Old","Average","New",null,null,{"$f":"CONCATENATE(L78,M78,N78)","v":"FurnaceNaturalGasFALSE"},"Furnace","NaturalGas",false,"Gas Heat Only",null,null,null,null,null,null,null,"Lpg-heat_pump-split_dx","Heat Pump","Heat Pump",null,"WallAlbanyAC with Electric Heat019","Wall","Albany","AC with Electric Heat",0,19,1748.1,9.8000000000000004E-2,null,null,null,"ewwf07al",7,11,null,"rfwf30tg",30,30,null,null,null,null,null,null,null,null,null,null,null,null,null,null,null,null,null,null,null,null,null,null,null,null,null,null,null,null,null,null,null,null,null,null,null,null,null,null,null,null,null,null,null,10115,"Consolidated Edison","Consolidated Edison","Consolidated Edison","Consolidated Edison",0.22109999999999999,1.038,2.7546683333333313,3.06,2.8854408173076935,null,null,"Gallon - OilkWh","Gallon - Oil","kWh",null,null,{"$f":"1/DA75","v":43.900000000000063},"Conversion[@[Units of Energy Savings]]*43.9000000000001"]
[12777,"Poughkeepsie","Sullivan",6,null,"Year built <1979","Year built >=1979 and Year built <2007","Year Built >= 2007",null,null,{"$f":"CONCATENATE(L79,M79,N79)","v":"BoilerNaturalGasFALSE"},"Boiler","NaturalGas",false,"Gas Heat Only",null,null,null,null,null,null,null,"Lpg-heat_pump-packaged_dx","Heat Pump","Heat Pump",null,"WallAlbanyAC with Electric Heat021","Wall","Albany","AC with Electric Heat",0,21,1830.2,0.108,null,null,null,"ewwf07br",7,11,null,"rfwf30wo",30,30,null,null,null,null,null,null,null,null,null,null,null,null,null,null,null,null,null,null,null,null,null,null,null,null,null,null,null,null,null,null,null,null,null,null,null,null,null,null,null,null,null,null,null,10116,"Consolidated Edison","Consolidated Edison","Consolidated Edison","Consolidated Edison",0.22109999999999999,1.038,2.7546683333333313,3.06,2.8854408173076935,null,null,"Gallon - OilGallon - Kerosene","Gallon - Oil","Gallon - Kerosene",null,null,{"$f":"138.5/135","v":1.0259259259259259},"Conversion[@[Units of Energy Savings]]*1.02592592592593"]
[14753,"Buffalo","Cattaraugus",6,null,null,null,null,null,null,"FurnaceOil","Furnace","Oil",null,null,null,null,null,null,null,null,null,"Lpg-heat_pump-heat_pump","Heat Pump","Heat Pump",null,"WallAlbanyAC with Electric Heat025","Wall","Albany","AC with Electric Heat",0,25,1958.5,0.108,null,null,null,"ewwf07st",7,11,null,null,null,null,null,null,null,null,null,null,null,null,null,null,null,null,null,null,null,null,null,null,null,null,null,null,null,null,null,null,null,null,null,null,null,null,null,null,null,null,null,null,null,null,null,null,null,10117,"Consolidated Edison","Consolidated Edison","Consolidated Edison","Consolidated Edison",0.22109999999999999,1.038,2.7546683333333313,3.06,2.8854408173076935,null,null,"Gallon - OilGallon - Oil","Gallon - Oil","Gallon - Oil",null,null,1,"Conversion[@[Units of Energy Savings]]*1"]
[10039,"NYC","New York",4,null,null,null,null,null,null,"BoilerOil","Boiler","Oil",null,null,null,null,null,null,null,null,null,"Lpg-heat_pump-gchp","Heat Pump","Heat Pump",null,"WallAlbanyAC with Electric Heat027","Wall","Albany","AC with Electric Heat",0,27,2010.2,0.11899999999999999,null,null,null,"ewwf07vi",7,11,null,null,null,null,null,null,null,null,null,null,null,null,null,null,null,null,null,null,null,null,null,null,null,null,null,null,null,null,null,null,null,null,null,null,null,null,null,null,null,null,null,null,null,null,null,null,null,10118,"Consolidated Edison","Consolidated Edison","Consolidated Edison","Consolidated Edison",0.22109999999999999,1.038,2.7546683333333313,3.06,2.8854408173076935,null,null,"Gallon - OilGallon - Propane","Gallon - Oil","Gallon - Propane",null,null,0.65428571428571425,"Conversion[@[Units of Energy Savings]]*0.654285714285714"]
[12456,"Poughkeepsie","Ulster",6,null,null,null,null,null,null,"Heat PumpElectricityTRUE","Heat Pump","Electricity",true,"Heat Pump",null,null,null,null,null,null,null,"Lpg-heat_pump-dec","Heat Pump","Heat Pump",null,"WallAlbanyAC with Electric Heat1111","Wall","Albany","AC with Electric Heat",11,11,null,null,null,null,null,"ewwf07wo",7,11,null,null,null,null,null,null,null,null,null,null,null,null,null,null,null,null,null,null,null,null,null,null,null,null,null,null,null,null,null,null,null,null,null,null,null,null,null,null,null,null,null,null,null,null,null,null,null,10119,"Consolidated Edison","Consolidated Edison","Consolidated Edison","Consolidated Edison",0.22109999999999999,1.038,2.7546683333333313,3.06,2.8854408173076935,null,null,"kWhCord Wood","kWh","Cord Wood",null,null,2.7100271002710027E-4,"Conversion[@[Units of Energy Savings]]*0.0002710027100271"]
[14425,"Syracuse","Ontario",5,null,"Heating Name Change",null,null,null,null,"Heat PumpElectricityFALSE","Heat Pump","Electricity",false,"Electric Heat Only",null,null,null,null,null,null,null,"Lpg-heat_pump-iec","Heat Pump","Heat Pump",null,"WallAlbanyAC with Electric Heat1113","Wall","Albany","AC with Electric Heat",11,13,190.1,1.0999999999999999E-2,null,null,null,"ewwf11al",11,11,null,null,null,null,null,null,null,null,null,null,null,null,null,null,null,null,null,null,null,null,null,null,null,null,null,null,null,null,null,null,null,null,null,null,null,null,null,null,null,null,null,null,null,null,null,null,null,10120,"Consolidated Edison","Consolidated Edison","Consolidated Edison","Consolidated Edison",0.22109999999999999,1.038,2.7546683333333313,3.06,2.8854408173076935,null,null,"Gallon - KeroseneTherm","Gallon - Kerosene","Therm",null,null,1.34812,"Conversion[@[Units of Energy Savings]]*1.34812"]
[11372,"NYC","Queens",4,null,"HES","TRM",null,null,null,"Electric Baseboard or WallElectricityFALSE","Electric Baseboard or Wall","Electricity",false,"Electric Heat Only",null,null,null,null,null,null,null,"Lpg-heat_pump-idec","Heat Pump","Heat Pump",null,"WallAlbanyAC with Electric Heat1117","Wall","Albany","AC with Electric Heat",11,17,458.5,3.3000000000000002E-2,null,null,null,"ewwf11br",11,11,null,null,null,null,null,null,null,null,null,null,null,null,null,null,null,null,null,null,null,null,null,null,null,null,null,null,null,null,null,null,null,null,null,null,null,null,null,null,null,null,null,null,null,null,null,null,null,10121,"Consolidated Edison","Consolidated Edison","Consolidated Edison","Consolidated Edison",0.22109999999999999,1.038,2.7546683333333313,3.06,2.8854408173076935,null,null,"Gallon - KerosenekWh","Gallon - Kerosene","kWh",null,null,39.5,"Conversion[@[Units of Energy Savings]]*39.5"]
[14590,"Syracuse","Wayne",5,null,"boiler","Boiler",null,null,null,"FurnacePropaneFALSE","Furnace","Propane",false,"Gas Heat Only",null,null,null,null,null,null,null,"Lpg-baseboard-none","Gas Heat, no AC","Gas Heat Only",null,"WallAlbanyAC with Electric Heat1119","Wall","Albany","AC with Electric Heat",11,19,556,3.3000000000000002E-2,null,null,null,"ewwf11st",11,11,null,null,null,null,null,null,null,null,null,null,null,null,null,null,null,null,null,null,null,null,null,null,null,null,null,null,null,null,null,null,null,null,null,null,null,null,null,null,null,null,null,null,null,null,null,null,null,10122,"Consolidated Edison","Consolidated Edison","Consolidated Edison","Consolidated Edison",0.22109999999999999,1.038,2.7546683333333313,3.06,2.8854408173076935,null,null,"Gallon - KeroseneGallon - Kerosene","Gallon - Kerosene","Gallon - Kerosene",null,null,1,"Conversion[@[Units of Energy Savings]]*1"]
[12183,"Albany","Albany",5,null,"central_furnace","Furnace",null,null,null,"BoilerPropaneFALSE","Boiler","Propane",false,"Gas Heat Only",null,null,null,null,null,null,null,"Lpg-baseboard-split_dx","AC with Gas Heat","AC Gas Heat",null,"WallAlbanyAC with Electric Heat1121","Wall","Albany","AC with Electric Heat",11,21,638.1,4.2999999999999997E-2,null,null,null,"ewwf11vi",11,11,null,null,null,null,null,null,null,null,null,null,null,null,null,null,null,null,null,null,null,null,null,null,null,null,null,null,null,null,null,null,null,null,null,null,null,null,null,null,null,null,null,null,null,null,null,null,null,10123,"Consolidated Edison","Consolidated Edison","Consolidated Edison","Consolidated Edison",0.22109999999999999,1.038,2.7546683333333313,3.06,2.8854408173076935,null,null,"Gallon - KeroseneGallon - Oil","Gallon - Kerosene","Gallon - Oil",null,null,{"$f":"1/DA79","v":0.97472924187725629},"Conversion[@[Units of Energy Savings]]*0.974729241877256"]
[13319,"Syracuse","Oneida",6,null,null,null,null,null,null,"Electric Baseboard or WallElectricityTRUE","Electric Baseboard or Wall","Electricity",true,"AC with Electric Heat",null,null,null,null,null,null,null,"Lpg-baseboard-packaged_dx","AC with Gas Heat","AC Gas Heat",null,"WallAlbanyAC with Electric Heat1125","Wall","Albany","AC with Electric Heat",11,25,766.4,4.2999999999999997E-2,null,null,null,"ewwf11wo",11,11,null,null,null,null,null,null,null,null,null,null,null,null,null,null,null,null,null,null,null,null,null,null,null,null,null,null,null,null,null,null,null,null,null,null,null,null,null,null,null,null,null,null,null,null,null,null,null,10124,"Consolidated Edison","Consolidated Edison","Consolidated Edison","Consolidated Edison",0.22109999999999999,1.038,2.7546683333333313,3.06,2.8854408173076935,null,null,"Gallon - KeroseneGallon - Propane","Gallon - Kerosene","Gallon - Propane",null,null,{"$f":"135/91.6","v":1.4737991266375547},"Conversion[@[Units of Energy Savings]]*1.47379912663755"]
[11582,"NYC","Nassau",4,null,null,null,null,null,null,"FurnaceNaturalGasTRUE","Furnace","NaturalGas",true,"AC with Gas Heat",null,null,null,null,null,null,null,"Lpg-baseboard-heat_pump","AC with Gas Heat","AC Gas Heat",null,"WallAlbanyAC with Electric Heat1127","Wall","Albany","AC with Electric Heat",11,27,818.1,5.3999999999999999E-2,null,null,null,"ewwf13al",13,13,null,null,null,null,null,null,null,null,null,null,null,null,null,null,null,null,null,null,null,null,null,null,null,null,null,null,null,null,null,null,null,null,null,null,null,null,null,null,null,null,null,null,null,null,null,null,null,10125,"Consolidated Edison","Consolidated Edison","Consolidated Edison","Consolidated Edison",0.22109999999999999,1.038,2.7546683333333313,3.06,2.8854408173076935,null,null,"Gallon - PropaneTherm","Gallon - Propane","Therm",null,null,{"$f":"1/DA71","v":0.95500000000000684},"Conversion[@[Units of Energy Savings]]*0.955000000000007"]
[13625,"Massena","St. Lawrence",6,null,null,null,null,null,null,"BoilerNaturalGasTRUE","Boiler","NaturalGas",true,"AC with Gas Heat",null,null,null,null,null,null,null,"Lpg-baseboard-gchp","AC with Gas Heat","AC Gas Heat",null,"WallAlbanyAC with Electric Heat1311","Wall","Albany","AC with Electric Heat",13,11,null,null,null,null,null,"ewwf13br",13,13,null,null,null,null,null,null,null,null,null,null,null,null,null,null,null,null,null,null,null,null,null,null,null,null,null,null,null,null,null,null,null,null,null,null,null,null,null,null,null,null,null,null,null,null,null,null,null,10126,"Consolidated Edison","Consolidated Edison","Consolidated Edison","Consolidated Edison",0.22109999999999999,1.038,2.7546683333333313,3.06,2.8854408173076935,null,null,{"$f":"CONCATENATE(CW89,CX89)","v":"Gallon - PropanekWh"},"Gallon - Propane","kWh",null,null,{"$f":"1/DA76","v":27.988288458333273},"Conversion[@[Units of Energy Savings]]*27.9882884583333"]
[12782,"Poughkeepsie","Dutchess",5,null,"EmpCalc Heating Fuel Mapping",null,null,null,null,"FurnacePropaneTRUE","Furnace","Propane",true,"AC with Gas Heat",null,null,null,null,null,null,null,"Lpg-baseboard-dec","AC with Gas Heat","AC Gas Heat",null,"WallAlbanyAC with Electric Heat1313","Wall","Albany","AC with Electric Heat",13,13,null,null,null,null,null,"ewwf13st",13,13,null,null,null,null,null,null,null,null,null,null,null,null,null,null,null,null,null,null,null,null,null,null,null,null,null,null,null,null,null,null,null,null,null,null,null,null,null,null,null,null,null,null,null,null,null,null,null,10128,"Consolidated Edison","Consolidated Edison","Consolidated Edison","Consolidated Edison",0.22109999999999999,1.038,2.7546683333333313,3.06,2.8854408173076935,null,null,{"$f":"CONCATENATE(CW90,CX90)","v":"Gallon - PropaneGallon - Kerosene"},"Gallon - Propane","Gallon - Kerosene",null,null,{"$f":"1/DA87","v":0.67851851851851841},"Conversion[@[Units of Energy Savings]]*0.678518518518518"]
[13437,"Syracuse","Oswego",5,null,"Raw_HVAC_1_Heating_Fuel","EmpCalc Fuel",null,null,null,"BoilerPropaneTRUE","Boiler","Propane",true,"AC with Gas Heat",null,null,null,null,null,null,null,"Lpg-baseboard-iec","AC with Gas Heat","AC Gas Heat",null,"WallAlbanyAC with Electric Heat1317","Wall","Albany","AC with Electric Heat",13,17,268.39999999999998,2.1999999999999999E-2,null,null,null,"ewwf13vi",13,13,null,null,null,null,null,null,null,null,null,null,null,null,null,null,null,null,null,null,null,null,null,null,null,null,null,null,null,null,null,null,null,null,null,null,null,null,null,null,null,null,null,null,null,null,null,null,null,10129,"Consolidated Edison","Consolidated Edison","Consolidated Edison","Consolidated Edison",0.22109999999999999,1.038,2.7546683333333313,3.06,2.8854408173076935,null,null,{"$f":"CONCATENATE(CW91,CX91)","v":"Gallon - PropaneGallon - Oil"},"Gallon - Propane","Gallon - Oil",null,null,1.5283842794759825,"Conversion[@[Units of Energy Savings]]*1.52838427947598"]
[11367,"NYC","Queens",4,null,"Electricity","Electric",null,null,null,null,null,null,null,null,null,null,null,null,null,null,null,"Lpg-baseboard-idec","AC with Gas Heat","AC Gas Heat",null,"WallAlbanyAC with Electric Heat1319","Wall","Albany","AC with Electric Heat",13,19,365.9,2.1999999999999999E-2,null,null,null,"ewwf13wo",13,13,null,null,null,null,null,null,null,null,null,null,null,null,null,null,null,null,null,null,null,null,null,null,null,null,null,null,null,null,null,null,null,null,null,null,null,null,null,null,null,null,null,null,null,null,null,null,null,10130,"Consolidated Edison","Consolidated Edison","Consolidated Edison","Consolidated Edison",0.22109999999999999,1.038,2.7546683333333313,3.06,2.8854408173076935,null,null,"Gallon - PropaneGallon - Propane","Gallon - Propane","Gallon - Propane",null,null,1,"Conversion[@[Units of Energy Savings]]*1"]
[12434,"Albany","Delaware",6,null,"NaturalGas","Nat gas ",null,null,null,null,null,null,null,null,null,null,null,null,null,null,null,"Lpg-boiler-none","Gas Heat, no AC","Gas Heat Only",null,"WallAlbanyAC with Electric Heat1321","Wall","Albany","AC with Electric Heat",13,21,448,3.3000000000000002E-2,null,null,null,"ewwf15al",15,17,null,null,null,null,null,null,null,null,null,null,null,null,null,null,null,null,null,null,null,null,null,null,null,null,null,null,null,null,null,null,null,null,null,null,null,null,null,null,null,null,null,null,null,null,null,null,null,10131,"Consolidated Edison","Consolidated Edison","Consolidated Edison","Consolidated Edison",0.22109999999999999,1.038,2.7546683333333313,3.06,2.8854408173076935]
[13425,"Syracuse","Oneida",6,null,"Oil","Fuel oil ",null,null,null,null,null,null,null,null,null,null,null,null,null,null,null,"Lpg-boiler-split_dx","AC with Gas Heat","AC Gas Heat",null,"WallAlbanyAC with Electric Heat1325","Wall","Albany","AC with Electric Heat",13,25,576.29999999999995,3.3000000000000002E-2,null,null,null,"ewwf15br",15,17,null,null,null,null,null,null,null,null,null,null,null,null,null,null,null,null,null,null,null,null,null,null,null,null,null,null,null,null,null,null,null,null,null,null,null,null,null,null,null,null,null,null,null,null,null,null,null,10132,"Consolidated Edison","Consolidated Edison","Consolidated Edison","Consolidated Edison",0.22109999999999999,1.038,2.7546683333333313,3.06,2.8854408173076935]
[13309,"Syracuse","Oneida",6,null,"Propane","Propane",null,null,null,null,null,null,null,null,null,null,null,null,null,null,null,"Lpg-boiler-packaged_dx","AC with Gas Heat","AC Gas Heat",null,"WallAlbanyAC with Electric Heat1327","Wall","Albany","AC with Electric Heat",13,27,628,4.2999999999999997E-2,null,null,null,"ewwf15st",15,17,null,null,null,null,null,null,null,null,null,null,null,null,null,null,null,null,null,null,null,null,null,null,null,null,null,null,null,null,null,null,null,null,null,null,null,null,null,null,null,null,null,null,null,null,null,null,null,10133,"Consolidated Edison","Consolidated Edison","Consolidated Edison","Consolidated Edison",0.22109999999999999,1.038,2.7546683333333313,3.06,2.8854408173076935]
[12767,"Poughkeepsie","Sullivan",6,null,"Kerosene","Kerosene",null,null,null,null,null,null,null,null,null,null,null,null,null,null,null,"Lpg-boiler-heat_pump","AC with Gas Heat","AC Gas Heat",null,"WallAlbanyAC with Electric Heat1711","Wall","Albany","AC with Electric Heat",17,11,null,null,null,null,null,"ewwf15vi",15,17,null,null,null,null,null,null,null,null,null,null,null,null,null,null,null,null,null,null,null,null,null,null,null,null,null,null,null,null,null,null,null,null,null,null,null,null,null,null,null,null,null,null,null,null,null,null,null,10138,"Consolidated Edison","Consolidated Edison","Consolidated Edison","Consolidated Edison",0.22109999999999999,1.038,2.7546683333333313,3.06,2.8854408173076935]
[13477,"Syracuse","Oneida",6,null,"Wood","Hard Wood",null,null,null,"Old","ENERGY STAR Most Efficient / CEE Tier 3","CEE Tier 2","ENERGY STAR / CEE Tier 1","Not ENERGY STAR","Don't Know",null,null,null,null,null,null,"Lpg-boiler-gchp","AC with Gas Heat","AC Gas Heat",null,"WallAlbanyAC with Electric Heat1713","Wall","Albany","AC with Electric Heat",17,13,null,null,null,null,null,"ewwf15wo",15,17,null,null,null,null,null,null,null,null,null,null,null,null,null,null,null,null,null,null,null,null,null,null,null,null,null,null,null,null,null,null,null,null,null,null,null,null,null,null,null,null,null,null,null,null,null,null,null,10149]
[10138,"NYC","New York",4,null,"Pellets","Wood Pellets",null,null,null,"Don't Know",0,0,0,0,0,null,null,null,null,null,null,"Lpg-boiler-dec","AC with Gas Heat","AC Gas Heat",null,"WallAlbanyAC with Electric Heat1717","Wall","Albany","AC with Electric Heat",17,17,null,null,null,null,null,"ewwf19al",19,19,null,null,null,null,null,null,null,null,null,null,null,null,null,null,null,null,null,null,null,null,null,null,null,null,null,null,null,null,null,null,null,null,null,null,null,null,null,null,null,null,null,null,null,null,null,null,null,10150,"Consolidated Edison","Consolidated Edison","Consolidated Edison","Consolidated Edison",0.22109999999999999,1.038,2.7546683333333313,3.06,2.8854408173076935]
[10160,"NYC","New York",4,null,"Coal","Coal",null,null,null,"Not ENERGY STAR",167,139,112,0,0,null,null,null,null,null,null,"Lpg-boiler-iec","AC with Gas Heat","AC Gas Heat",null,"WallAlbanyAC with Electric Heat1719","Wall","Albany","AC with Electric Heat",17,19,97.6,0,null,null,null,"ewwf19br",19,19,null,null,null,null,null,null,null,null,null,null,null,null,null,null,null,null,null,null,null,null,null,null,null,null,null,null,null,null,null,null,null,null,null,null,null,null,null,null,null,null,null,null,null,null,null,null,null,10151,"Consolidated Edison","Consolidated Edison","Consolidated Edison","Consolidated Edison",0.22109999999999999,1.038,2.7546683333333313,3.06,2.8854408173076935]
[12181,"Albany","Rensselaer",5,null,null,null,null,null,null,"ENERGY STAR / CEE Tier 1",55,27,0,0,0,null,null,null,null,null,null,"Lpg-boiler-idec","AC with Gas Heat","AC Gas Heat",null,"WallAlbanyAC with Electric Heat1721","Wall","Albany","AC with Electric Heat",17,21,179.6,1.0999999999999999E-2,null,null,null,"ewwf19st",19,19,null,null,null,null,null,null,null,null,null,null,null,null,null,null,null,null,null,null,null,null,null,null,null,null,null,null,null,null,null,null,null,null,null,null,null,null,null,null,null,null,null,null,null,null,null,null,null,10152,"Consolidated Edison","Consolidated Edison","Consolidated Edison","Consolidated Edison",0.22109999999999999,1.038,2.7546683333333313,3.06,2.8854408173076935]
[6390,"Poughkeepsie","Suffolk",4,null,null,null,null,null,null,"CEE Tier 2",28,0,0,0,0,null,null,null,null,null,null,"Lpg-none-none","Gas Heat, no AC","Gas Heat Only",null,"WallAlbanyAC with Electric Heat1725","Wall","Albany","AC with Electric Heat",17,25,307.89999999999998,1.0999999999999999E-2,null,null,null,"ewwf19vi",19,19,null,null,null,null,null,null,null,null,null,null,null,null,null,null,null,null,null,null,null,null,null,null,null,null,null,null,null,null,null,null,null,null,null,null,null,null,null,null,null,null,null,null,null,null,null,null,null,10153,"Consolidated Edison","Consolidated Edison","Consolidated Edison","Consolidated Edison",0.22109999999999999,1.038,2.7546683333333313,3.06,2.8854408173076935]
[14712,"Buffalo","Chautauqua",5,null,{"$f":"INDEX(Lookups_EmpCalc_Fuel,MATCH(Raw_HVAC_1_Heating_Fuel,Lookups_EmpCalc_Map_Fuel,),1)","v":{"$error":"#N/A"}},null,null,null,null,"ENERGY STAR Most Efficient / CEE Tier 3",0,0,0,0,0,null,null,null,null,null,null,"Lpg-none-split_dx","AC with Gas Heat","AC Gas Heat",null,"WallAlbanyAC with Electric Heat1727","Wall","Albany","AC with Electric Heat",17,27,359.6,2.1999999999999999E-2,null,null,null,"ewwf19wo",19,19,null,null,null,null,null,null,null,null,null,null,null,null,null,null,null,null,null,null,null,null,null,null,null,null,null,null,null,null,null,null,null,null,null,null,null,null,null,null,null,null,null,null,null,null,null,null,null,10154,"Consolidated Edison","Consolidated Edison","Consolidated Edison","Consolidated Edison",0.22109999999999999,1.038,2.7546683333333313,3.06,2.8854408173076935]
[10925,"NYC","Orange",5,null,null,null,null,null,null,null,null,null,null,null,null,null,null,null,null,null,null,"Lpg-none-packaged_dx","AC with Gas Heat","AC Gas Heat",null,"WallAlbanyAC with Electric Heat1911","Wall","Albany","AC with Electric Heat",19,11,null,null,null,null,null,"ewwf21al",21,21,null,null,null,null,null,null,null,null,null,null,null,null,null,null,null,null,null,null,null,null,null,null,null,null,null,null,null,null,null,null,null,null,null,null,null,null,null,null,null,null,null,null,null,null,null,null,null,10155,"Consolidated Edison","Consolidated Edison","Consolidated Edison","Consolidated Edison",0.22109999999999999,1.038,2.7546683333333313,3.06,2.8854408173076935]
[12083,"Albany","Greene",5,null,null,null,null,null,null,null,null,null,null,null,null,null,null,null,null,null,null,"Lpg-none-heat_pump","AC with Gas Heat","AC Gas Heat",null,"WallAlbanyAC with Electric Heat1913","Wall","Albany","AC with Electric Heat",19,13,null,null,null,null,null,"ewwf21br",21,21,null,null,null,null,null,null,null,null,null,null,null,null,null,null,null,null,null,null,null,null,null,null,null,null,null,null,null,null,null,null,null,null,null,null,null,null,null,null,null,null,null,null,null,null,null,null,null,10156,"Consolidated Edison","Consolidated Edison","Consolidated Edison","Consolidated Edison",0.22109999999999999,1.038,2.7546683333333313,3.06,2.8854408173076935]
[13845,"Binghamton","Tioga",5,null,"INDEX(Lookups_EmpCalc_Fuel,MATCH(Raw_HVAC_1_Heating_Fuel,Lookups_EmpCalc_Map_Fuel,),1)",null,null,null,null,null,null,null,null,null,null,null,null,null,null,null,null,"Lpg-none-gchp","AC with Gas Heat","AC Gas Heat",null,"WallAlbanyAC with Electric Heat1917","Wall","Albany","AC with Electric Heat",19,17,null,null,null,null,null,"ewwf21st",21,21,null,null,null,null,null,null,null,null,null,null,null,null,null,null,null,null,null,null,null,null,null,null,null,null,null,null,null,null,null,null,null,null,null,null,null,null,null,null,null,null,null,null,null,null,null,null,null,10157,"Consolidated Edison","Consolidated Edison","Consolidated Edison","Consolidated Edison",0.22109999999999999,1.038,2.7546683333333313,3.06,2.8854408173076935]
[14080,"Buffalo","Erie",5,null,null,null,null,null,null,null,null,null,null,null,null,null,null,null,null,null,null,"Lpg-none-dec","AC with Gas Heat","AC Gas Heat",null,"WallAlbanyAC with Electric Heat1919","Wall","Albany","AC with Electric Heat",19,19,null,null,null,null,null,"ewwf21vi",21,21,null,null,null,null,null,null,null,null,null,null,null,null,null,null,null,null,null,null,null,null,null,null,null,null,null,null,null,null,null,null,null,null,null,null,null,null,null,null,null,null,null,null,null,null,null,null,null,10158,"Consolidated Edison","Consolidated Edison","Consolidated Edison","Consolidated Edison",0.22109999999999999,1.038,2.7546683333333313,3.06,2.8854408173076935]
[12055,"Albany","Albany",5,null,null,null,null,null,null,null,null,null,null,null,null,null,null,null,null,null,null,"Lpg-none-iec","AC with Gas Heat","AC Gas Heat",null,"WallAlbanyAC with Electric Heat1921","Wall","Albany","AC with Electric Heat",19,21,82.1,1.0999999999999999E-2,null,null,null,"ewwf21wo",21,21,null,null,null,null,null,null,null,null,null,null,null,null,null,null,null,null,null,null,null,null,null,null,null,null,null,null,null,null,null,null,null,null,null,null,null,null,null,null,null,null,null,null,null,null,null,null,null,10159,"Consolidated Edison","Consolidated Edison","Consolidated Edison","Consolidated Edison",0.22109999999999999,1.038,2.7546683333333313,3.06,2.8854408173076935]
[14650,"Buffalo","Monroe",5,null,null,null,null,null,null,null,null,null,null,null,null,null,null,null,null,null,null,"Lpg-none-idec","AC with Gas Heat","AC Gas Heat",null,"WallAlbanyAC with Electric Heat1925","Wall","Albany","AC with Electric Heat",19,25,210.4,1.0999999999999999E-2,null,null,null,"ewwf21st",21,null,null,null,null,null,null,null,null,null,null,null,null,null,null,null,null,null,null,null,null,null,null,null,null,null,null,null,null,null,null,null,null,null,null,null,null,null,null,null,null,null,null,null,null,null,null,null,null,10160,"Consolidated Edison","Consolidated Edison","Consolidated Edison","Consolidated Edison",0.22109999999999999,1.038,2.7546683333333313,3.06,2.8854408173076935]
[12167,"Albany","Delaware",6,null,null,null,null,null,null,null,null,null,null,null,null,null,null,null,null,null,null,"Lpg-gchp-none","Gas Heat, no AC","Gas Heat Only",null,"WallAlbanyAC with Electric Heat1927","Wall","Albany","AC with Electric Heat",19,27,262.10000000000002,2.1999999999999999E-2,null,null,null,"ewwf21vi",21,null,null,null,null,null,null,null,null,null,null,null,null,null,null,null,null,null,null,null,null,null,null,null,null,null,null,null,null,null,null,null,null,null,null,null,null,null,null,null,null,null,null,null,null,null,null,null,null,10161,"Consolidated Edison","Consolidated Edison","Consolidated Edison","Consolidated Edison",0.22109999999999999,1.038,2.7546683333333313,3.06,2.8854408173076935]
[12751,"Poughkeepsie","Sullivan",6,null,"EmpCalc DHW Fuel Mapping",null,null,null,null,null,null,null,null,null,null,null,null,null,null,null,null,"Lpg-gchp-split_dx","Heat Pump","Heat Pump",null,"WallAlbanyElectric Heat, no AC011","Wall","Albany","Electric Heat, no AC",0,11,1166.2,0,null,null,null,"ewwf21wo",21,null,null,null,null,null,null,null,null,null,null,null,null,null,null,null,null,null,null,null,null,null,null,null,null,null,null,null,null,null,null,null,null,null,null,null,null,null,null,null,null,null,null,null,null,null,null,null,null,10162,"Consolidated Edison","Consolidated Edison","Consolidated Edison","Consolidated Edison",0.22109999999999999,1.038,2.7546683333333313,3.06,2.8854408173076935]
[11971,"NYC","Suffolk",4,null,"Raw_Water_Heating_Fuel_Existing","EmpCalc DHW Fuel",null,null,null,null,null,null,null,null,null,null,null,null,null,null,null,"Lpg-gchp-packaged_dx","Heat Pump","Heat Pump",null,"WallAlbanyElectric Heat, no AC013","Wall","Albany","Electric Heat, no AC",0,13,1352.7,0,null,null,null,null,null,null,null,null,null,null,null,null,null,null,null,null,null,null,null,null,null,null,null,null,null,null,null,null,null,null,null,null,null,null,null,null,null,null,null,null,null,null,null,null,null,null,null,null,null,null,null,null,null,10163,"Consolidated Edison","Consolidated Edison","Consolidated Edison","Consolidated Edison",0.22109999999999999,1.038,2.7546683333333313,3.06,2.8854408173076935]
[13426,"Syracuse","Oswego",5,null,"Electricity","Electric",null,null,null,null,null,null,null,null,null,null,null,null,null,null,null,"Lpg-gchp-heat_pump","Heat Pump","Heat Pump",null,"WallAlbanyElectric Heat, no AC017","Wall","Albany","Electric Heat, no AC",0,17,1615.2,0,null,null,null,null,null,null,null,null,null,null,null,null,null,null,null,null,null,null,null,null,null,null,null,null,null,null,null,null,null,null,null,null,null,null,null,null,null,null,null,null,null,null,null,null,null,null,null,null,null,null,null,null,null,10164,"Consolidated Edison","Consolidated Edison","Consolidated Edison","Consolidated Edison",0.22109999999999999,1.038,2.7546683333333313,3.06,2.8854408173076935]
[10422,"NYC","New York",4,null,"Natural Gas","Nat Gas",null,null,null,null,null,null,null,null,null,null,null,null,null,null,null,"Lpg-gchp-gchp","Heat Pump","Heat Pump",null,"WallAlbanyElectric Heat, no AC019","Wall","Albany","Electric Heat, no AC",0,19,1710.9,0,null,null,null,null,null,null,null,null,null,null,null,null,null,null,null,null,null,null,null,null,null,null,null,null,null,null,null,null,null,null,null,null,null,null,null,null,null,null,null,null,null,null,null,null,null,null,null,null,null,null,null,null,null,10165,"Consolidated Edison","Consolidated Edison","Consolidated Edison","Consolidated Edison",0.22109999999999999,1.038,2.7546683333333313,3.06,2.8854408173076935]
[12092,"Albany","Schoharie",6,null,"Oil","Oil",null,null,"Lookups (2)'!$F$112Natural Gas, Oil, Electricity, Propane",null,null,null,null,null,null,null,null,null,null,null,null,"Lpg-gchp-dec","Heat Pump","Heat Pump",null,"WallAlbanyElectric Heat, no AC021","Wall","Albany","Electric Heat, no AC",0,21,1790.9,0,null,null,null,null,null,null,null,null,null,null,null,null,null,null,null,null,null,null,null,null,null,null,null,null,null,null,null,null,null,null,null,null,null,null,null,null,null,null,null,null,null,null,null,null,null,null,null,null,null,null,null,null,null,10166,"Consolidated Edison","Consolidated Edison","Consolidated Edison","Consolidated Edison",0.22109999999999999,1.038,2.7546683333333313,3.06,2.8854408173076935]
[12243,"Albany","Albany",5,null,"Propane","Propane",null,null,null,null,null,null,null,null,null,null,null,null,null,null,null,"Lpg-gchp-iec","Heat Pump","Heat Pump",null,"WallAlbanyElectric Heat, no AC025","Wall","Albany","Electric Heat, no AC",0,25,1916.9,0,null,null,null,null,null,null,null,null,null,null,null,null,null,null,null,null,null,null,null,null,null,null,null,null,null,null,null,null,null,null,null,null,null,null,null,null,null,null,null,null,null,null,null,null,null,null,null,null,null,null,null,null,null,10167,"Consolidated Edison","Consolidated Edison","Consolidated Edison","Consolidated Edison",0.22109999999999999,1.038,2.7546683333333313,3.06,2.8854408173076935]
[14511,"Buffalo","Monroe",5,null,null,null,null,null,null,null,null,null,null,null,null,null,null,null,null,null,null,"Lpg-gchp-idec","Heat Pump","Heat Pump",null,"WallAlbanyElectric Heat, no AC027","Wall","Albany","Electric Heat, no AC",0,27,1967.4,0,null,null,null,null,null,null,null,null,null,null,null,null,null,null,null,null,null,null,null,null,null,null,null,null,null,null,null,null,null,null,null,null,null,null,null,null,null,null,null,null,null,null,null,null,null,null,null,null,null,null,null,null,null,10168,"Consolidated Edison","Consolidated Edison","Consolidated Edison","Consolidated Edison",0.22109999999999999,1.038,2.7546683333333313,3.06,2.8854408173076935]
[12435,"Poughkeepsie","Ulster",6,null,2,null,"INDEX(Lookups_EmpCacl_DHW_Fuel,MATCH(Raw_Water_Heating_Fuel_Existing,Lookups_DHW_Fuel,),1)",null,null,null,null,null,null,null,null,null,null,null,null,null,null,"fuel_oil-central_furnace-none","n/a","n/a",null,"WallAlbanyElectric Heat, no AC1111","Wall","Albany","Electric Heat, no AC",11,11,null,null,null,null,null,null,null,null,null,null,null,null,null,null,null,null,null,null,null,null,null,null,null,null,null,null,null,null,null,null,null,null,null,null,null,null,null,null,null,null,null,null,null,null,null,null,null,null,null,null,null,null,null,null,null,10169,"Consolidated Edison","Consolidated Edison","Consolidated Edison","Consolidated Edison",0.22109999999999999,1.038,2.7546683333333313,3.06,2.8854408173076935]
[12847,"Massena","Hamilton",6,null,null,null,null,null,null,null,null,null,null,null,null,null,null,null,null,null,null,"fuel_oil-central_furnace-split_dx","n/a","n/a",null,"WallAlbanyElectric Heat, no AC1113","Wall","Albany","Electric Heat, no AC",11,13,186.5,0,null,null,null,null,null,null,null,null,null,null,null,null,null,null,null,null,null,null,null,null,null,null,null,null,null,null,null,null,null,null,null,null,null,null,null,null,null,null,null,null,null,null,null,null,null,null,null,null,null,null,null,null,null,10170,"Consolidated Edison","Consolidated Edison","Consolidated Edison","Consolidated Edison",0.22109999999999999,1.038,2.7546683333333313,3.06,2.8854408173076935]
[13111,"Syracuse","Cayuga",5,null,null,null,null,null,null,null,null,null,null,null,null,null,null,null,null,null,null,"fuel_oil-central_furnace-packaged_dx","n/a","n/a",null,"WallAlbanyElectric Heat, no AC1117","Wall","Albany","Electric Heat, no AC",11,17,449.1,0,null,null,null,null,null,null,null,null,null,null,null,null,null,null,null,null,null,null,null,null,null,null,null,null,null,null,null,null,null,null,null,null,null,null,null,null,null,null,null,null,null,null,null,null,null,null,null,null,null,null,null,null,null,10171,"Consolidated Edison","Consolidated Edison","Consolidated Edison","Consolidated Edison",0.22109999999999999,1.038,2.7546683333333313,3.06,2.8854408173076935]
[14839,"Buffalo","Steuben",6,null,null,null,null,null,null,null,null,null,null,null,null,null,null,null,null,null,null,"fuel_oil-central_furnace-heat_pump","n/a","n/a",null,"WallAlbanyElectric Heat, no AC1119","Wall","Albany","Electric Heat, no AC",11,19,544.79999999999995,0,null,null,null,null,null,null,null,null,null,null,null,null,null,null,null,null,null,null,null,null,null,null,null,null,null,null,null,null,null,null,null,null,null,null,null,null,null,null,null,null,null,null,null,null,null,null,null,null,null,null,null,null,null,10172,"Consolidated Edison","Consolidated Edison","Consolidated Edison","Consolidated Edison",0.22109999999999999,1.038,2.7546683333333313,3.06,2.8854408173076935]
[10918,"Poughkeepsie","Orange",5,null,null,null,null,null,null,null,null,null,null,null,null,null,null,null,null,null,null,"fuel_oil-central_furnace-gchp","n/a","n/a",null,"WallAlbanyElectric Heat, no AC1121","Wall","Albany","Electric Heat, no AC",11,21,624.79999999999995,0,null,null,null,null,null,null,null,null,null,null,null,null,null,null,null,null,null,null,null,null,null,null,null,null,null,null,null,null,null,null,null,null,null,null,null,null,null,null,null,null,null,null,null,null,null,null,null,null,null,null,null,null,null,10173,"Consolidated Edison","Consolidated Edison","Consolidated Edison","Consolidated Edison",0.22109999999999999,1.038,2.7546683333333313,3.06,2.8854408173076935]
[11211,"NYC","Kings",4,null,null,null,null,null,null,null,null,null,null,null,null,null,null,null,null,null,null,"fuel_oil-central_furnace-dec","n/a","n/a",null,"WallAlbanyElectric Heat, no AC1125","Wall","Albany","Electric Heat, no AC",11,25,750.7,0,null,null,null,null,null,null,null,null,null,null,null,null,null,null,null,null,null,null,null,null,null,null,null,null,null,null,null,null,null,null,null,null,null,null,null,null,null,null,null,null,null,null,null,null,null,null,null,null,null,null,null,null,null,10174,"Consolidated Edison","Consolidated Edison","Consolidated Edison","Consolidated Edison",0.22109999999999999,1.038,2.7546683333333313,3.06,2.8854408173076935]
[12482,"Albany","Greene",5,null,null,null,null,null,null,null,null,null,null,null,null,null,null,null,null,null,null,"fuel_oil-central_furnace-iec","n/a","n/a",null,"WallAlbanyElectric Heat, no AC1127","Wall","Albany","Electric Heat, no AC",11,27,801.2,0,null,null,null,null,null,null,null,null,null,null,null,null,null,null,null,null,null,null,null,null,null,null,null,null,null,null,null,null,null,null,null,null,null,null,null,null,null,null,null,null,null,null,null,null,null,null,null,null,null,null,null,null,null,10175,"Consolidated Edison","Consolidated Edison","Consolidated Edison","Consolidated Edison",0.22109999999999999,1.038,2.7546683333333313,3.06,2.8854408173076935]
[13115,"Syracuse","Oswego",5,null,null,null,null,null,null,null,null,null,null,null,null,null,null,null,null,null,null,"fuel_oil-central_furnace-idec","n/a","n/a",null,"WallAlbanyElectric Heat, no AC1311","Wall","Albany","Electric Heat, no AC",13,11,null,null,null,null,null,null,null,null,null,null,null,null,null,null,null,null,null,null,null,null,null,null,null,null,null,null,null,null,null,null,null,null,null,null,null,null,null,null,null,null,null,null,null,null,null,null,null,null,null,null,null,null,null,null,null,10176,"Consolidated Edison","Consolidated Edison","Consolidated Edison","Consolidated Edison",0.22109999999999999,1.038,2.7546683333333313,3.06,2.8854408173076935]
[13417,"Syracuse","Oneida",6,null,null,null,null,null,null,null,null,null,null,null,null,null,null,null,null,null,null,"fuel_oil-wall_furnace-none","n/a","n/a",null,"WallAlbanyElectric Heat, no AC1313","Wall","Albany","Electric Heat, no AC",13,13,null,null,null,null,null,null,null,null,null,null,null,null,null,null,null,null,null,null,null,null,null,null,null,null,null,null,null,null,null,null,null,null,null,null,null,null,null,null,null,null,null,null,null,null,null,null,null,null,null,null,null,null,null,null,null,10177,"Consolidated Edison","Consolidated Edison","Consolidated Edison","Consolidated Edison",0.22109999999999999,1.038,2.7546683333333313,3.06,2.8854408173076935]
[14770,"Buffalo","Cattaraugus",6,null,null,null,null,null,null,null,null,null,null,null,null,null,null,null,null,null,null,"fuel_oil-wall_furnace-split_dx","n/a","n/a",null,"WallAlbanyElectric Heat, no AC1317","Wall","Albany","Electric Heat, no AC",13,17,262.5,0,null,null,null,null,null,null,null,null,null,null,null,null,null,null,null,null,null,null,null,null,null,null,null,null,null,null,null,null,null,null,null,null,null,null,null,null,null,null,null,null,null,null,null,null,null,null,null,null,null,null,null,null,null,10178,"Consolidated Edison","Consolidated Edison","Consolidated Edison","Consolidated Edison",0.22109999999999999,1.038,2.7546683333333313,3.06,2.8854408173076935]
[11695,"NYC","Queens",4,null,null,null,null,null,null,null,null,null,null,null,null,null,null,null,null,null,null,"fuel_oil-wall_furnace-packaged_dx","n/a","n/a",null,"WallAlbanyElectric Heat, no AC1319","Wall","Albany","Electric Heat, no AC",13,19,358.2,0,null,null,null,null,null,null,null,null,null,null,null,null,null,null,null,null,null,null,null,null,null,null,null,null,null,null,null,null,null,null,null,null,null,null,null,null,null,null,null,null,null,null,null,null,null,null,null,null,null,null,null,null,null,10179,"Consolidated Edison","Consolidated Edison","Consolidated Edison","Consolidated Edison",0.22109999999999999,1.038,2.7546683333333313,3.06,2.8854408173076935]
[12759,"Poughkeepsie","Sullivan",6,null,null,null,null,null,null,null,null,null,null,null,null,null,null,null,null,null,null,"fuel_oil-wall_furnace-heat_pump","n/a","n/a",null,"WallAlbanyElectric Heat, no AC1321","Wall","Albany","Electric Heat, no AC",13,21,438.2,0,null,null,null,null,null,null,null,null,null,null,null,null,null,null,null,null,null,null,null,null,null,null,null,null,null,null,null,null,null,null,null,null,null,null,null,null,null,null,null,null,null,null,null,null,null,null,null,null,null,null,null,null,null,10185,"Consolidated Edison","Consolidated Edison","Consolidated Edison","Consolidated Edison",0.22109999999999999,1.038,2.7546683333333313,3.06,2.8854408173076935]
[13360,"Massena","Hamilton",6,null,null,null,null,null,null,null,null,null,null,null,null,null,null,null,null,null,null,"fuel_oil-wall_furnace-gchp","n/a","n/a",null,"WallAlbanyElectric Heat, no AC1325","Wall","Albany","Electric Heat, no AC",13,25,564.20000000000005,0,null,null,null,null,null,null,null,null,null,null,null,null,null,null,null,null,null,null,null,null,null,null,null,null,null,null,null,null,null,null,null,null,null,null,null,null,null,null,null,null,null,null,null,null,null,null,null,null,null,null,null,null,null,10197]
[10570,"NYC","Westchester",4,null,null,null,null,null,null,null,null,null,null,null,null,null,null,null,null,null,null,"fuel_oil-wall_furnace-dec","n/a","n/a",null,"WallAlbanyElectric Heat, no AC1327","Wall","Albany","Electric Heat, no AC",13,27,614.70000000000005,0,null,null,null,null,null,null,null,null,null,null,null,null,null,null,null,null,null,null,null,null,null,null,null,null,null,null,null,null,null,null,null,null,null,null,null,null,null,null,null,null,null,null,null,null,null,null,null,null,null,null,null,null,null,10199,"Consolidated Edison","Consolidated Edison","Consolidated Edison","Consolidated Edison",0.22109999999999999,1.038,2.7546683333333313,3.06,2.8854408173076935]
[12758,"Poughkeepsie","Sullivan",6,null,null,null,null,null,null,null,null,null,null,null,null,null,null,null,null,null,null,"fuel_oil-wall_furnace-iec","n/a","n/a",null,"WallAlbanyElectric Heat, no AC1711","Wall","Albany","Electric Heat, no AC",17,11,null,null,null,null,null,null,null,null,null,null,null,null,null,null,null,null,null,null,null,null,null,null,null,null,null,null,null,null,null,null,null,null,null,null,null,null,null,null,null,null,null,null,null,null,null,null,null,null,null,null,null,null,null,null,null,10203,"Consolidated Edison","Consolidated Edison","Consolidated Edison","Consolidated Edison",0.22109999999999999,1.038,2.7546683333333313,3.06,2.8854408173076935]
[13157,"Syracuse","Oneida",6,null,null,null,null,null,null,null,null,null,null,null,null,null,null,null,null,null,null,"fuel_oil-wall_furnace-idec","n/a","n/a",null,"WallAlbanyElectric Heat, no AC1713","Wall","Albany","Electric Heat, no AC",17,13,null,null,null,null,null,null,null,null,null,null,null,null,null,null,null,null,null,null,null,null,null,null,null,null,null,null,null,null,null,null,null,null,null,null,null,null,null,null,null,null,null,null,null,null,null,null,null,null,null,null,null,null,null,null,null,10211,"Consolidated Edison","Consolidated Edison","Consolidated Edison","Consolidated Edison",0.22109999999999999,1.038,2.7546683333333313,3.06,2.8854408173076935]
[14134,"Buffalo","Erie",5,null,null,null,null,null,null,null,null,null,null,null,null,null,null,null,null,null,null,"fuel_oil-heat_pump-none","n/a","n/a",null,"WallAlbanyElectric Heat, no AC1717","Wall","Albany","Electric Heat, no AC",17,17,null,null,null,null,null,null,null,null,null,null,null,null,null,null,null,null,null,null,null,null,null,null,null,null,null,null,null,null,null,null,null,null,null,null,null,null,null,null,null,null,null,null,null,null,null,null,null,null,null,null,null,null,null,null,null,10212,"Consolidated Edison","Consolidated Edison","Consolidated Edison","Consolidated Edison",0.22109999999999999,1.038,2.7546683333333313,3.06,2.8854408173076935]
[12427,"Poughkeepsie","Greene",5,null,null,null,null,null,null,null,null,null,null,null,null,null,null,null,null,null,null,"fuel_oil-heat_pump-split_dx","Heat Pump","Heat Pump",null,{"$f":"CONCATENATE(AB134,AC134,AD134,AE134,AF134)","v":"WallAlbanyElectric Heat, no AC1719"},"Wall","Albany","Electric Heat, no AC",17,19,95.7,0,null,null,null,null,null,null,null,null,null,null,null,null,null,null,null,null,null,null,null,null,null,null,null,null,null,null,null,null,null,null,null,null,null,null,null,null,null,null,null,null,null,null,null,null,null,null,null,null,null,null,null,null,null,10213,"Consolidated Edison","Consolidated Edison","Consolidated Edison","Consolidated Edison",0.22109999999999999,1.038,2.7546683333333313,3.06,2.8854408173076935]
[10149,"NYC","New York",4,null,null,null,null,null,null,null,null,null,null,null,null,null,null,null,null,null,null,"fuel_oil-heat_pump-packaged_dx","Heat Pump","Heat Pump",null,"WallAlbanyElectric Heat, no AC1721","Wall","Albany","Electric Heat, no AC",17,21,175.7,0,null,null,null,null,null,null,null,null,null,null,null,null,null,null,null,null,null,null,null,null,null,null,null,null,null,null,null,null,null,null,null,null,null,null,null,null,null,null,null,null,null,null,null,null,null,null,null,null,null,null,null,null,null,10242,"Consolidated Edison","Consolidated Edison","Consolidated Edison","Consolidated Edison",0.22109999999999999,1.038,2.7546683333333313,3.06,2.8854408173076935]
[10602,"NYC","Westchester",4,null,null,null,null,null,null,null,null,null,null,null,null,null,null,null,null,null,null,"fuel_oil-heat_pump-heat_pump","Heat Pump","Heat Pump",null,"WallAlbanyElectric Heat, no AC1725","Wall","Albany","Electric Heat, no AC",17,25,301.60000000000002,0,null,null,null,null,null,null,null,null,null,null,null,null,null,null,null,null,null,null,null,null,null,null,null,null,null,null,null,null,null,null,null,null,null,null,null,null,null,null,null,null,null,null,null,null,null,null,null,null,null,null,null,null,null,10249,"Consolidated Edison","Consolidated Edison","Consolidated Edison","Consolidated Edison",0.22109999999999999,1.038,2.7546683333333313,3.06,2.8854408173076935]
[11238,"NYC","Kings",4,null,null,null,null,null,null,null,null,null,null,null,null,null,null,null,null,null,null,"fuel_oil-heat_pump-gchp","Heat Pump","Heat Pump",null,"WallAlbanyElectric Heat, no AC1727","Wall","Albany","Electric Heat, no AC",17,27,352.2,0,null,null,null,null,null,null,null,null,null,null,null,null,null,null,null,null,null,null,null,null,null,null,null,null,null,null,null,null,null,null,null,null,null,null,null,null,null,null,null,null,null,null,null,null,null,null,null,null,null,null,null,null,null,10256,"Consolidated Edison","Consolidated Edison","Consolidated Edison","Consolidated Edison",0.22109999999999999,1.038,2.7546683333333313,3.06,2.8854408173076935]
[11727,"NYC","Suffolk",4,null,null,null,null,null,null,null,null,null,null,null,null,null,null,null,null,null,null,"fuel_oil-heat_pump-dec","Heat Pump","Heat Pump",null,"WallAlbanyElectric Heat, no AC1911","Wall","Albany","Electric Heat, no AC",19,11,null,null,null,null,null,null,null,null,null,null,null,null,null,null,null,null,null,null,null,null,null,null,null,null,null,null,null,null,null,null,null,null,null,null,null,null,null,null,null,null,null,null,null,null,null,null,null,null,null,null,null,null,null,null,null,10257,"Consolidated Edison","Consolidated Edison","Consolidated Edison","Consolidated Edison",0.22109999999999999,1.038,2.7546683333333313,3.06,2.8854408173076935]
[13621,"Massena","St. Lawrence",6,null,null,null,null,null,null,null,null,null,null,null,null,null,null,null,null,null,null,"fuel_oil-heat_pump-iec","Heat Pump","Heat Pump",null,"WallAlbanyElectric Heat, no AC1913","Wall","Albany","Electric Heat, no AC",19,13,null,null,null,null,null,null,null,null,null,null,null,null,null,null,null,null,null,null,null,null,null,null,null,null,null,null,null,null,null,null,null,null,null,null,null,null,null,null,null,null,null,null,null,null,null,null,null,null,null,null,null,null,null,null,null,10258,"Consolidated Edison","Consolidated Edison","Consolidated Edison","Consolidated Edison",0.22109999999999999,1.038,2.7546683333333313,3.06,2.8854408173076935]
[14430,"Buffalo","Monroe",5,null,null,null,null,null,null,null,null,null,null,null,null,null,null,null,null,null,null,"fuel_oil-heat_pump-idec","Heat Pump","Heat Pump",null,"WallAlbanyElectric Heat, no AC1917","Wall","Albany","Electric Heat, no AC",19,17,null,null,null,null,null,null,null,null,null,null,null,null,null,null,null,null,null,null,null,null,null,null,null,null,null,null,null,null,null,null,null,null,null,null,null,null,null,null,null,null,null,null,null,null,null,null,null,null,null,null,null,null,null,null,null,10259,"Consolidated Edison","Consolidated Edison","Consolidated Edison","Consolidated Edison",0.22109999999999999,1.038,2.7546683333333313,3.06,2.8854408173076935]
[10538,"NYC","Westchester",4,null,null,null,null,null,null,null,null,null,null,null,null,null,null,null,null,null,null,"fuel_oil-baseboard-none","n/a","n/a",null,"WallAlbanyElectric Heat, no AC1919","Wall","Albany","Electric Heat, no AC",19,19,null,null,null,null,null,null,null,null,null,null,null,null,null,null,null,null,null,null,null,null,null,null,null,null,null,null,null,null,null,null,null,null,null,null,null,null,null,null,null,null,null,null,null,null,null,null,null,null,null,null,null,null,null,null,null,10260,"Consolidated Edison","Consolidated Edison","Consolidated Edison","Consolidated Edison",0.22109999999999999,1.038,2.7546683333333313,3.06,2.8854408173076935]
[13061,"Syracuse","Madison",6,null,null,null,null,null,null,null,null,null,null,null,null,null,null,null,null,null,null,"fuel_oil-baseboard-split_dx","n/a","n/a",null,"WallAlbanyElectric Heat, no AC1921","Wall","Albany","Electric Heat, no AC",19,21,80,0,null,null,null,null,null,null,null,null,null,null,null,null,null,null,null,null,null,null,null,null,null,null,null,null,null,null,null,null,null,null,null,null,null,null,null,null,null,null,null,null,null,null,null,null,null,null,null,null,null,null,null,null,null,10261,"Consolidated Edison","Consolidated Edison","Consolidated Edison","Consolidated Edison",0.22109999999999999,1.038,2.7546683333333313,3.06,2.8854408173076935]
[14741,"Buffalo","Cattaraugus",6,null,null,null,null,null,null,null,null,null,null,null,null,null,null,null,null,null,null,"fuel_oil-baseboard-packaged_dx","n/a","n/a",null,"WallAlbanyElectric Heat, no AC1925","Wall","Albany","Electric Heat, no AC",19,25,205.9,0,null,null,null,null,null,null,null,null,null,null,null,null,null,null,null,null,null,null,null,null,null,null,null,null,null,null,null,null,null,null,null,null,null,null,null,null,null,null,null,null,null,null,null,null,null,null,null,null,null,null,null,null,null,10265,"Consolidated Edison","Consolidated Edison","Consolidated Edison","Consolidated Edison",0.22109999999999999,1.038,2.7546683333333313,3.06,2.8854408173076935]
[12724,"Binghamton","Sullivan",6,null,null,null,null,null,null,null,null,null,null,null,null,null,null,null,null,null,null,"fuel_oil-baseboard-heat_pump","n/a","n/a",null,"WallAlbanyElectric Heat, no AC1927","Wall","Albany","Electric Heat, no AC",19,27,256.39999999999998,0,null,null,null,null,null,null,null,null,null,null,null,null,null,null,null,null,null,null,null,null,null,null,null,null,null,null,null,null,null,null,null,null,null,null,null,null,null,null,null,null,null,null,null,null,null,null,null,null,null,null,null,null,null,10268,"Consolidated Edison","Consolidated Edison","Consolidated Edison","Consolidated Edison",0.22109999999999999,1.038,2.7546683333333313,3.06,2.8854408173076935]
[13493,"Syracuse","Oswego",5,null,null,null,null,null,null,null,null,null,null,null,null,null,null,null,null,null,null,"fuel_oil-baseboard-gchp","n/a","n/a",null,"WallAlbanyGas Heat, no AC011","Wall","Albany","Gas Heat, no AC",0,11,25.1,0,51.9,null,null,null,null,null,null,null,null,null,null,null,null,null,null,null,null,null,null,null,null,null,null,null,null,null,null,null,null,null,null,null,null,null,null,null,null,null,null,null,null,null,null,null,null,null,null,null,null,null,null,null,null,10269,"Consolidated Edison","Consolidated Edison","Consolidated Edison","Consolidated Edison",0.22109999999999999,1.038,2.7546683333333313,3.06,2.8854408173076935]
[13617,"Massena","St. Lawrence",6,null,null,null,null,null,null,null,null,null,null,null,null,null,null,null,null,null,null,"fuel_oil-baseboard-dec","n/a","n/a",null,"WallAlbanyGas Heat, no AC013","Wall","Albany","Gas Heat, no AC",0,13,29.2,0,60.3,null,null,null,null,null,null,null,null,null,null,null,null,null,null,null,null,null,null,null,null,null,null,null,null,null,null,null,null,null,null,null,null,null,null,null,null,null,null,null,null,null,null,null,null,null,null,null,null,null,null,null,null,10270,"Consolidated Edison","Consolidated Edison","Consolidated Edison","Consolidated Edison",0.22109999999999999,1.038,2.7546683333333313,3.06,2.8854408173076935]
[10040,"NYC","New York",4,null,null,null,null,null,null,null,null,null,null,null,null,null,null,null,null,null,null,"fuel_oil-baseboard-iec","n/a","n/a",null,"WallAlbanyGas Heat, no AC017","Wall","Albany","Gas Heat, no AC",0,17,34.9,0,72.099999999999994,null,null,null,null,null,null,null,null,null,null,null,null,null,null,null,null,null,null,null,null,null,null,null,null,null,null,null,null,null,null,null,null,null,null,null,null,null,null,null,null,null,null,null,null,null,null,null,null,null,null,null,null,10271,"Consolidated Edison","Consolidated Edison","Consolidated Edison","Consolidated Edison",0.22109999999999999,1.038,2.7546683333333313,3.06,2.8854408173076935]
[10017,"NYC","New York",4,null,null,null,null,null,null,null,null,null,null,null,null,null,null,null,null,null,null,"fuel_oil-baseboard-idec","n/a","n/a",null,"WallAlbanyGas Heat, no AC019","Wall","Albany","Gas Heat, no AC",0,19,37,0,76.400000000000006,null,null,null,null,null,null,null,null,null,null,null,null,null,null,null,null,null,null,null,null,null,null,null,null,null,null,null,null,null,null,null,null,null,null,null,null,null,null,null,null,null,null,null,null,null,null,null,null,null,null,null,null,10272,"Consolidated Edison","Consolidated Edison","Consolidated Edison","Consolidated Edison",0.22109999999999999,1.038,2.7546683333333313,3.06,2.8854408173076935]
[10099,"NYC","New York",4,null,null,null,null,null,null,null,null,null,null,null,null,null,null,null,null,null,null,"fuel_oil-boiler-none","n/a","n/a",null,"WallAlbanyGas Heat, no AC021","Wall","Albany","Gas Heat, no AC",0,21,38.700000000000003,0,80,null,null,null,null,null,null,null,null,null,null,null,null,null,null,null,null,null,null,null,null,null,null,null,null,null,null,null,null,null,null,null,null,null,null,null,null,null,null,null,null,null,null,null,null,null,null,null,null,null,null,null,null,10273,"Consolidated Edison","Consolidated Edison","Consolidated Edison","Consolidated Edison",0.22109999999999999,1.038,2.7546683333333313,3.06,2.8854408173076935]
[11960,"NYC","Suffolk",4,null,null,null,null,null,null,null,null,null,null,null,null,null,null,null,null,null,null,"fuel_oil-boiler-split_dx","n/a","n/a",null,"WallAlbanyGas Heat, no AC025","Wall","Albany","Gas Heat, no AC",0,25,41.4,0,85.6,null,null,null,null,null,null,null,null,null,null,null,null,null,null,null,null,null,null,null,null,null,null,null,null,null,null,null,null,null,null,null,null,null,null,null,null,null,null,null,null,null,null,null,null,null,null,null,null,null,null,null,null,10274,"Consolidated Edison","Consolidated Edison","Consolidated Edison","Consolidated Edison",0.22109999999999999,1.038,2.7546683333333313,3.06,2.8854408173076935]
[14043,"Buffalo","Erie",5,null,null,null,null,null,null,null,null,null,null,null,null,null,null,null,null,null,null,"fuel_oil-boiler-packaged_dx","n/a","n/a",null,"WallAlbanyGas Heat, no AC027","Wall","Albany","Gas Heat, no AC",0,27,42.5,0,87.9,null,null,null,null,null,null,null,null,null,null,null,null,null,null,null,null,null,null,null,null,null,null,null,null,null,null,null,null,null,null,null,null,null,null,null,null,null,null,null,null,null,null,null,null,null,null,null,null,null,null,null,null,10275,"Consolidated Edison","Consolidated Edison","Consolidated Edison","Consolidated Edison",0.22109999999999999,1.038,2.7546683333333313,3.06,2.8854408173076935]
[13827,"Binghamton","Tioga",5,null,null,null,null,null,null,null,null,null,null,null,null,null,null,null,null,null,null,"fuel_oil-boiler-heat_pump","n/a","n/a",null,"WallAlbanyGas Heat, no AC1111","Wall","Albany","Gas Heat, no AC",11,11,null,null,null,null,null,null,null,null,null,null,null,null,null,null,null,null,null,null,null,null,null,null,null,null,null,null,null,null,null,null,null,null,null,null,null,null,null,null,null,null,null,null,null,null,null,null,null,null,null,null,null,null,null,null,null,10276,"Consolidated Edison","Consolidated Edison","Consolidated Edison","Consolidated Edison",0.22109999999999999,1.038,2.7546683333333313,3.06,2.8854408173076935]
[14739,"Buffalo","Allegany",6,null,null,null,null,null,null,null,null,null,null,null,null,null,null,null,null,null,null,"fuel_oil-boiler-gchp","n/a","n/a",null,"WallAlbanyGas Heat, no AC1113","Wall","Albany","Gas Heat, no AC",11,13,4,0,8.3000000000000007,null,null,null,null,null,null,null,null,null,null,null,null,null,null,null,null,null,null,null,null,null,null,null,null,null,null,null,null,null,null,null,null,null,null,null,null,null,null,null,null,null,null,null,null,null,null,null,null,null,null,null,null,10277,"Consolidated Edison","Consolidated Edison","Consolidated Edison","Consolidated Edison",0.22109999999999999,1.038,2.7546683333333313,3.06,2.8854408173076935]
[11703,"NYC","Suffolk",4,null,null,null,null,null,null,null,null,null,null,null,null,null,null,null,null,null,null,"fuel_oil-boiler-dec","n/a","n/a",null,"WallAlbanyGas Heat, no AC1117","Wall","Albany","Gas Heat, no AC",11,17,9.8000000000000007,0,20.2,null,null,null,null,null,null,null,null,null,null,null,null,null,null,null,null,null,null,null,null,null,null,null,null,null,null,null,null,null,null,null,null,null,null,null,null,null,null,null,null,null,null,null,null,null,null,null,null,null,null,null,null,10278,"Consolidated Edison","Consolidated Edison","Consolidated Edison","Consolidated Edison",0.22109999999999999,1.038,2.7546683333333313,3.06,2.8854408173076935]
[11707,"NYC","Suffolk",4,null,null,null,null,null,null,null,null,null,null,null,null,null,null,null,null,null,null,"fuel_oil-boiler-iec","n/a","n/a",null,"WallAlbanyGas Heat, no AC1119","Wall","Albany","Gas Heat, no AC",11,19,11.8,0,24.5,null,null,null,null,null,null,null,null,null,null,null,null,null,null,null,null,null,null,null,null,null,null,null,null,null,null,null,null,null,null,null,null,null,null,null,null,null,null,null,null,null,null,null,null,null,null,null,null,null,null,null,null,10279,"Consolidated Edison","Consolidated Edison","Consolidated Edison","Consolidated Edison",0.22109999999999999,1.038,2.7546683333333313,3.06,2.8854408173076935]
[12442,"Poughkeepsie","Greene",5,null,null,null,null,null,null,null,null,null,null,null,null,null,null,null,null,null,null,"fuel_oil-boiler-idec","n/a","n/a",null,"WallAlbanyGas Heat, no AC1121","Wall","Albany","Gas Heat, no AC",11,21,13.5,0,28.1,null,null,null,null,null,null,null,null,null,null,null,null,null,null,null,null,null,null,null,null,null,null,null,null,null,null,null,null,null,null,null,null,null,null,null,null,null,null,null,null,null,null,null,null,null,null,null,null,null,null,null,null,10280,"Consolidated Edison","Consolidated Edison","Consolidated Edison","Consolidated Edison",0.22109999999999999,1.038,2.7546683333333313,3.06,2.8854408173076935]
[13334,"Syracuse","Madison",6,null,null,null,null,null,null,null,null,null,null,null,null,null,null,null,null,null,null,"fuel_oil-none-none","n/a","n/a",null,"WallAlbanyGas Heat, no AC1125","Wall","Albany","Gas Heat, no AC",11,25,16.3,0,33.700000000000003,null,null,null,null,null,null,null,null,null,null,null,null,null,null,null,null,null,null,null,null,null,null,null,null,null,null,null,null,null,null,null,null,null,null,null,null,null,null,null,null,null,null,null,null,null,null,null,null,null,null,null,null,10281,"Consolidated Edison","Consolidated Edison","Consolidated Edison","Consolidated Edison",0.22109999999999999,1.038,2.7546683333333313,3.06,2.8854408173076935]
[13626,"Syracuse","Lewis",6,null,null,null,null,null,null,null,null,null,null,null,null,null,null,null,null,null,null,"fuel_oil-none-split_dx","n/a","n/a",null,"WallAlbanyGas Heat, no AC1127","Wall","Albany","Gas Heat, no AC",11,27,17.3,0,36,null,null,null,null,null,null,null,null,null,null,null,null,null,null,null,null,null,null,null,null,null,null,null,null,null,null,null,null,null,null,null,null,null,null,null,null,null,null,null,null,null,null,null,null,null,null,null,null,null,null,null,null,10282,"Consolidated Edison","Consolidated Edison","Consolidated Edison","Consolidated Edison",0.22109999999999999,1.038,2.7546683333333313,3.06,2.8854408173076935]
[10965,"NYC","Rockland",5,null,null,null,null,null,null,null,null,null,null,null,null,null,null,null,null,null,null,"fuel_oil-none-packaged_dx","n/a","n/a",null,"WallAlbanyGas Heat, no AC1311","Wall","Albany","Gas Heat, no AC",13,11,null,null,null,null,null,null,null,null,null,null,null,null,null,null,null,null,null,null,null,null,null,null,null,null,null,null,null,null,null,null,null,null,null,null,null,null,null,null,null,null,null,null,null,null,null,null,null,null,null,null,null,null,null,null,null,10285,"Consolidated Edison","Consolidated Edison","Consolidated Edison","Consolidated Edison",0.22109999999999999,1.038,2.7546683333333313,3.06,2.8854408173076935]
[12151,"Albany","Saratoga",5,null,null,null,null,null,null,null,null,null,null,null,null,null,null,null,null,null,null,"fuel_oil-none-heat_pump","n/a","n/a",null,"WallAlbanyGas Heat, no AC1313","Wall","Albany","Gas Heat, no AC",13,13,null,null,null,null,null,null,null,null,null,null,null,null,null,null,null,null,null,null,null,null,null,null,null,null,null,null,null,null,null,null,null,null,null,null,null,null,null,null,null,null,null,null,null,null,null,null,null,null,null,null,null,null,null,null,null,10286,"Consolidated Edison","Consolidated Edison","Consolidated Edison","Consolidated Edison",0.22109999999999999,1.038,2.7546683333333313,3.06,2.8854408173076935]
[12195,"Albany","Columbia",5,null,null,null,null,null,null,null,null,null,null,null,null,null,null,null,null,null,null,"fuel_oil-none-gchp","n/a","n/a",null,"WallAlbanyGas Heat, no AC1317","Wall","Albany","Gas Heat, no AC",13,17,5.7,0,11.8,null,null,null,null,null,null,null,null,null,null,null,null,null,null,null,null,null,null,null,null,null,null,null,null,null,null,null,null,null,null,null,null,null,null,null,null,null,null,null,null,null,null,null,null,null,null,null,null,null,null,null,null,10292,"Consolidated Edison","Consolidated Edison","Consolidated Edison","Consolidated Edison",0.22109999999999999,1.038,2.7546683333333313,3.06,2.8854408173076935]
[14617,"Buffalo","Monroe",5,null,null,null,null,null,null,null,null,null,null,null,null,null,null,null,null,null,null,"fuel_oil-none-dec","n/a","n/a",null,"WallAlbanyGas Heat, no AC1319","Wall","Albany","Gas Heat, no AC",13,19,7.8,0,16.2,null,null,null,null,null,null,null,null,null,null,null,null,null,null,null,null,null,null,null,null,null,null,null,null,null,null,null,null,null,null,null,null,null,null,null,null,null,null,null,null,null,null,null,null,null,null,null,null,null,null,null,null,10301,"Consolidated Edison","KeySpan Energy Delivery New York (KEDNY)","Consolidated Edison","National Grid",0.22109999999999999,1.038,2.7546683333333313,3.06,2.8854408173076935]
[11716,"NYC","Suffolk",4,null,null,null,null,null,null,null,null,null,null,null,null,null,null,null,null,null,null,"fuel_oil-none-iec","n/a","n/a",null,"WallAlbanyGas Heat, no AC1321","Wall","Albany","Gas Heat, no AC",13,21,9.5,0,19.7,null,null,null,null,null,null,null,null,null,null,null,null,null,null,null,null,null,null,null,null,null,null,null,null,null,null,null,null,null,null,null,null,null,null,null,null,null,null,null,null,null,null,null,null,null,null,null,null,null,null,null,null,10302,"Consolidated Edison","KeySpan Energy Delivery New York (KEDNY)","Consolidated Edison","National Grid",0.22109999999999999,1.038,2.7546683333333313,3.06,2.8854408173076935]
[12719,"Poughkeepsie","Sullivan",6,null,null,null,null,null,null,null,null,null,null,null,null,null,null,null,null,null,null,"fuel_oil-none-idec","n/a","n/a",null,"WallAlbanyGas Heat, no AC1325","Wall","Albany","Gas Heat, no AC",13,25,12.2,0,25.4,null,null,null,null,null,null,null,null,null,null,null,null,null,null,null,null,null,null,null,null,null,null,null,null,null,null,null,null,null,null,null,null,null,null,null,null,null,null,null,null,null,null,null,null,null,null,null,null,null,null,null,null,10303,"Consolidated Edison","KeySpan Energy Delivery New York (KEDNY)","Consolidated Edison","National Grid",0.22109999999999999,1.038,2.7546683333333313,3.06,2.8854408173076935]
[13479,"Syracuse","Oneida",6,null,null,null,null,null,null,null,null,null,null,null,null,null,null,null,null,null,null,"fuel_oil-gchp-none","n/a","n/a",null,"WallAlbanyGas Heat, no AC1327","Wall","Albany","Gas Heat, no AC",13,27,13.3,0,27.6,null,null,null,null,null,null,null,null,null,null,null,null,null,null,null,null,null,null,null,null,null,null,null,null,null,null,null,null,null,null,null,null,null,null,null,null,null,null,null,null,null,null,null,null,null,null,null,null,null,null,null,null,10304,"Consolidated Edison","KeySpan Energy Delivery New York (KEDNY)","Consolidated Edison","National Grid",0.22109999999999999,1.038,2.7546683333333313,3.06,2.8854408173076935]
[10072,"NYC","New York",4,null,null,null,null,null,null,null,null,null,null,null,null,null,null,null,null,null,null,"fuel_oil-gchp-split_dx","Heat Pump","Heat Pump",null,"WallAlbanyGas Heat, no AC1711","Wall","Albany","Gas Heat, no AC",17,11,null,null,null,null,null,null,null,null,null,null,null,null,null,null,null,null,null,null,null,null,null,null,null,null,null,null,null,null,null,null,null,null,null,null,null,null,null,null,null,null,null,null,null,null,null,null,null,null,null,null,null,null,null,null,null,10305,"Consolidated Edison","KeySpan Energy Delivery New York (KEDNY)","Consolidated Edison","National Grid",0.22109999999999999,1.038,2.7546683333333313,3.06,2.8854408173076935]
[10166,"NYC","New York",4,null,null,null,null,null,null,null,null,null,null,null,null,null,null,null,null,null,null,"fuel_oil-gchp-packaged_dx","Heat Pump","Heat Pump",null,"WallAlbanyGas Heat, no AC1713","Wall","Albany","Gas Heat, no AC",17,13,null,null,null,null,null,null,null,null,null,null,null,null,null,null,null,null,null,null,null,null,null,null,null,null,null,null,null,null,null,null,null,null,null,null,null,null,null,null,null,null,null,null,null,null,null,null,null,null,null,null,null,null,null,null,null,10306,"Consolidated Edison","KeySpan Energy Delivery New York (KEDNY)","Consolidated Edison","National Grid",0.22109999999999999,1.038,2.7546683333333313,3.06,2.8854408173076935]
[10998,"Poughkeepsie","Orange",5,null,null,null,null,null,null,null,null,null,null,null,null,null,null,null,null,null,null,"fuel_oil-gchp-heat_pump","Heat Pump","Heat Pump",null,"WallAlbanyGas Heat, no AC1717","Wall","Albany","Gas Heat, no AC",17,17,null,null,null,null,null,null,null,null,null,null,null,null,null,null,null,null,null,null,null,null,null,null,null,null,null,null,null,null,null,null,null,null,null,null,null,null,null,null,null,null,null,null,null,null,null,null,null,null,null,null,null,null,null,null,null,10307,"Consolidated Edison","KeySpan Energy Delivery New York (KEDNY)","Consolidated Edison","National Grid",0.22109999999999999,1.038,2.7546683333333313,3.06,2.8854408173076935]
[11560,"NYC","Nassau",4,null,null,null,null,null,null,null,null,null,null,null,null,null,null,null,null,null,null,"fuel_oil-gchp-gchp","Heat Pump","Heat Pump",null,"WallAlbanyGas Heat, no AC1719","Wall","Albany","Gas Heat, no AC",17,19,2.1,0,4.3,null,null,null,null,null,null,null,null,null,null,null,null,null,null,null,null,null,null,null,null,null,null,null,null,null,null,null,null,null,null,null,null,null,null,null,null,null,null,null,null,null,null,null,null,null,null,null,null,null,null,null,null,10308,"Consolidated Edison","KeySpan Energy Delivery New York (KEDNY)","Consolidated Edison","National Grid",0.22109999999999999,1.038,2.7546683333333313,3.06,2.8854408173076935]
[14150,"Buffalo","Erie",5,null,null,null,null,null,null,null,null,null,null,null,null,null,null,null,null,null,null,"fuel_oil-gchp-dec","Heat Pump","Heat Pump",null,"WallAlbanyGas Heat, no AC1721","Wall","Albany","Gas Heat, no AC",17,21,3.8,0,7.9,null,null,null,null,null,null,null,null,null,null,null,null,null,null,null,null,null,null,null,null,null,null,null,null,null,null,null,null,null,null,null,null,null,null,null,null,null,null,null,null,null,null,null,null,null,null,null,null,null,null,null,null,10309,"Consolidated Edison","KeySpan Energy Delivery New York (KEDNY)","Consolidated Edison","National Grid",0.22109999999999999,1.038,2.7546683333333313,3.06,2.8854408173076935]
[12197,"Albany","Otsego",6,null,null,null,null,null,null,null,null,null,null,null,null,null,null,null,null,null,null,"fuel_oil-gchp-iec","Heat Pump","Heat Pump",null,"WallAlbanyGas Heat, no AC1725","Wall","Albany","Gas Heat, no AC",17,25,6.5,0,13.5,null,null,null,null,null,null,null,null,null,null,null,null,null,null,null,null,null,null,null,null,null,null,null,null,null,null,null,null,null,null,null,null,null,null,null,null,null,null,null,null,null,null,null,null,null,null,null,null,null,null,null,null,10310,"Consolidated Edison","KeySpan Energy Delivery New York (KEDNY)","Consolidated Edison","National Grid",0.22109999999999999,1.038,2.7546683333333313,3.06,2.8854408173076935]
[13147,"Syracuse","Cayuga",5,null,null,null,null,null,null,null,null,null,null,null,null,null,null,null,null,null,null,"fuel_oil-gchp-idec","Heat Pump","Heat Pump",null,"WallAlbanyGas Heat, no AC1727","Wall","Albany","Gas Heat, no AC",17,27,7.6,0,15.8,null,null,null,null,null,null,null,null,null,null,null,null,null,null,null,null,null,null,null,null,null,null,null,null,null,null,null,null,null,null,null,null,null,null,null,null,null,null,null,null,null,null,null,null,null,null,null,null,null,null,null,null,10311,"Consolidated Edison","KeySpan Energy Delivery New York (KEDNY)","Consolidated Edison","National Grid",0.22109999999999999,1.038,2.7546683333333313,3.06,2.8854408173076935]
[12771,"Poughkeepsie","Orange",5,null,null,null,null,null,null,null,null,null,null,null,null,null,null,null,null,null,null,"electric-central_furnace-none","Electric Heat, no AC","Electric Heat Only",null,"WallAlbanyGas Heat, no AC1911","Wall","Albany","Gas Heat, no AC",19,11,null,null,null,null,null,null,null,null,null,null,null,null,null,null,null,null,null,null,null,null,null,null,null,null,null,null,null,null,null,null,null,null,null,null,null,null,null,null,null,null,null,null,null,null,null,null,null,null,null,null,null,null,null,null,null,10312,"Consolidated Edison","KeySpan Energy Delivery New York (KEDNY)","Consolidated Edison","National Grid",0.22109999999999999,1.038,2.7546683333333313,3.06,2.8854408173076935]
[12810,"Albany","Warren",6,null,null,null,null,null,null,null,null,null,null,null,null,null,null,null,null,null,null,"electric-central_furnace-split_dx","AC with Electric Heat","AC Electric Heat",null,"WallAlbanyGas Heat, no AC1913","Wall","Albany","Gas Heat, no AC",19,13,null,null,null,null,null,null,null,null,null,null,null,null,null,null,null,null,null,null,null,null,null,null,null,null,null,null,null,null,null,null,null,null,null,null,null,null,null,null,null,null,null,null,null,null,null,null,null,null,null,null,null,null,null,null,null,10313,"Consolidated Edison","KeySpan Energy Delivery New York (KEDNY)","Consolidated Edison","National Grid",0.22109999999999999,1.038,2.7546683333333313,3.06,2.8854408173076935]
[13350,"Syracuse","Herkimer",6,null,null,null,null,null,null,null,null,null,null,null,null,null,null,null,null,null,null,"electric-central_furnace-packaged_dx","AC with Electric Heat","AC Electric Heat",null,"WallAlbanyGas Heat, no AC1917","Wall","Albany","Gas Heat, no AC",19,17,null,null,null,null,null,null,null,null,null,null,null,null,null,null,null,null,null,null,null,null,null,null,null,null,null,null,null,null,null,null,null,null,null,null,null,null,null,null,null,null,null,null,null,null,null,null,null,null,null,null,null,null,null,null,null,10314,"Consolidated Edison","KeySpan Energy Delivery New York (KEDNY)","Consolidated Edison","National Grid",0.22109999999999999,1.038,2.7546683333333313,3.06,2.8854408173076935]
[13655,"Massena","St. Lawrence",6,null,null,null,null,null,null,null,null,null,null,null,null,null,null,null,null,null,null,"electric-central_furnace-heat_pump","AC with Electric Heat","AC Electric Heat",null,"WallAlbanyGas Heat, no AC1919","Wall","Albany","Gas Heat, no AC",19,19,null,null,null,null,null,null,null,null,null,null,null,null,null,null,null,null,null,null,null,null,null,null,null,null,null,null,null,null,null,null,null,null,null,null,null,null,null,null,null,null,null,null,null,null,null,null,null,null,null,null,null,null,null,null,null,10451,"Consolidated Edison","Consolidated Edison","Consolidated Edison","Consolidated Edison",0.22109999999999999,1.038,2.7546683333333313,3.06,2.8854408173076935]
[13788,"Albany","Delaware",6,null,null,null,null,null,null,null,null,null,null,null,null,null,null,null,null,null,null,"electric-central_furnace-gchp","AC with Electric Heat","AC Electric Heat",null,"WallAlbanyGas Heat, no AC1921","Wall","Albany","Gas Heat, no AC",19,21,1.7,0,3.6,null,null,null,null,null,null,null,null,null,null,null,null,null,null,null,null,null,null,null,null,null,null,null,null,null,null,null,null,null,null,null,null,null,null,null,null,null,null,null,null,null,null,null,null,null,null,null,null,null,null,null,null,10452,"Consolidated Edison","Consolidated Edison","Consolidated Edison","Consolidated Edison",0.22109999999999999,1.038,2.7546683333333313,3.06,2.8854408173076935]
[14717,"Buffalo","Allegany",6,null,null,null,null,null,null,null,null,null,null,null,null,null,null,null,null,null,null,"electric-central_furnace-dec","AC with Electric Heat","AC Electric Heat",null,"WallAlbanyGas Heat, no AC1925","Wall","Albany","Gas Heat, no AC",19,25,4.4000000000000004,0,9.1999999999999993,null,null,null,null,null,null,null,null,null,null,null,null,null,null,null,null,null,null,null,null,null,null,null,null,null,null,null,null,null,null,null,null,null,null,null,null,null,null,null,null,null,null,null,null,null,null,null,null,null,null,null,null,10453,"Consolidated Edison","Consolidated Edison","Consolidated Edison","Consolidated Edison",0.22109999999999999,1.038,2.7546683333333313,3.06,2.8854408173076935]
[13459,"Albany","Schoharie",6,null,null,null,null,null,null,null,null,null,null,null,null,null,null,null,null,null,null,"electric-central_furnace-iec","AC with Electric Heat","AC Electric Heat",null,"WallAlbanyGas Heat, no AC1927","Wall","Albany","Gas Heat, no AC",19,27,5.5,0,11.5,null,null,null,null,null,null,null,null,null,null,null,null,null,null,null,null,null,null,null,null,null,null,null,null,null,null,null,null,null,null,null,null,null,null,null,null,null,null,null,null,null,null,null,null,null,null,null,null,null,null,null,null,10454,"Consolidated Edison","Consolidated Edison","Consolidated Edison","Consolidated Edison",0.22109999999999999,1.038,2.7546683333333313,3.06,2.8854408173076935]
[14642,"Buffalo","Monroe",5,null,null,null,null,null,null,null,null,null,null,null,null,null,null,null,null,null,null,"electric-central_furnace-idec","AC with Electric Heat","AC Electric Heat",null,"Ceiling InsulationAlbanyAC with Gas Heat011","Ceiling Insulation","Albany","AC with Gas Heat",0,11,336.9,0.11899999999999999,322.39999999999998,null,null,null,null,null,null,null,null,null,null,null,null,null,null,null,null,null,null,null,null,null,null,null,null,null,null,null,null,null,null,null,null,null,null,null,null,null,null,null,null,null,null,null,null,null,null,null,null,null,null,null,null,10455,"Consolidated Edison","Consolidated Edison","Consolidated Edison","Consolidated Edison",0.22109999999999999,1.038,2.7546683333333313,3.06,2.8854408173076935]
[10986,"Poughkeepsie","Rockland",5,null,null,null,null,null,null,null,null,null,null,null,null,null,null,null,null,null,null,"electric-wall_furnace-none","Electric Heat, no AC","Electric Heat Only",null,"Ceiling InsulationAlbanyAC with Gas Heat019","Ceiling Insulation","Albany","AC with Gas Heat",0,19,380.5,0.188,362.3,null,null,null,null,null,null,null,null,null,null,null,null,null,null,null,null,null,null,null,null,null,null,null,null,null,null,null,null,null,null,null,null,null,null,null,null,null,null,null,null,null,null,null,null,null,null,null,null,null,null,null,null,10456,"Consolidated Edison","Consolidated Edison","Consolidated Edison","Consolidated Edison",0.22109999999999999,1.038,2.7546683333333313,3.06,2.8854408173076935]
[11763,"NYC","Suffolk",4,null,null,null,null,null,null,null,null,null,null,null,null,null,null,null,null,null,null,"electric-wall_furnace-split_dx","AC with Electric Heat","AC Electric Heat",null,"Ceiling InsulationAlbanyAC with Gas Heat030","Ceiling Insulation","Albany","AC with Gas Heat",0,30,403.4,0.222,385.8,null,null,null,null,null,null,null,null,null,null,null,null,null,null,null,null,null,null,null,null,null,null,null,null,null,null,null,null,null,null,null,null,null,null,null,null,null,null,null,null,null,null,null,null,null,null,null,null,null,null,null,null,10457,"Consolidated Edison","Consolidated Edison","Consolidated Edison","Consolidated Edison",0.22109999999999999,1.038,2.7546683333333313,3.06,2.8854408173076935]
[12139,"Albany","Hamilton",6,null,null,null,null,null,null,null,null,null,null,null,null,null,null,null,null,null,null,"electric-wall_furnace-packaged_dx","AC with Electric Heat","AC Electric Heat",null,"Ceiling InsulationAlbanyAC with Gas Heat038","Ceiling Insulation","Albany","AC with Gas Heat",0,38,414.8,0.23899999999999999,395.1,null,null,null,null,null,null,null,null,null,null,null,null,null,null,null,null,null,null,null,null,null,null,null,null,null,null,null,null,null,null,null,null,null,null,null,null,null,null,null,null,null,null,null,null,null,null,null,null,null,null,null,null,10458,"Consolidated Edison","Consolidated Edison","Consolidated Edison","Consolidated Edison",0.22109999999999999,1.038,2.7546683333333313,3.06,2.8854408173076935]
[12509,"Poughkeepsie","Dutchess",5,null,null,null,null,null,null,null,null,null,null,null,null,null,null,null,null,null,null,"electric-wall_furnace-heat_pump","AC with Electric Heat","AC Electric Heat",null,"Ceiling InsulationAlbanyAC with Gas Heat049","Ceiling Insulation","Albany","AC with Gas Heat",0,49,421.2,0.23899999999999999,403.1,null,null,null,null,null,null,null,null,null,null,null,null,null,null,null,null,null,null,null,null,null,null,null,null,null,null,null,null,null,null,null,null,null,null,null,null,null,null,null,null,null,null,null,null,null,null,null,null,null,null,null,null,10459,"Consolidated Edison","Consolidated Edison","Consolidated Edison","Consolidated Edison",0.22109999999999999,1.038,2.7546683333333313,3.06,2.8854408173076935]
[13503,"Syracuse","Oneida",6,null,null,null,null,null,null,null,null,null,null,null,null,null,null,null,null,null,null,"electric-wall_furnace-gchp","AC with Electric Heat","AC Electric Heat",null,"Ceiling InsulationAlbanyAC with Gas Heat060","Ceiling Insulation","Albany","AC with Gas Heat",0,60,425.4,0.25600000000000001,408.4,null,null,null,null,null,null,null,null,null,null,null,null,null,null,null,null,null,null,null,null,null,null,null,null,null,null,null,null,null,null,null,null,null,null,null,null,null,null,null,null,null,null,null,null,null,null,null,null,null,null,null,null,10460,"Consolidated Edison","Consolidated Edison","Consolidated Edison","Consolidated Edison",0.22109999999999999,1.038,2.7546683333333313,3.06,2.8854408173076935]
[13135,"Syracuse","Oswego",5,null,null,null,null,null,null,null,null,null,null,null,null,null,null,null,null,null,null,"electric-wall_furnace-dec","AC with Electric Heat","AC Electric Heat",null,"Ceiling InsulationAlbanyAC with Gas Heat1111","Ceiling Insulation","Albany","AC with Gas Heat",11,11,null,null,null,null,null,null,null,null,null,null,null,null,null,null,null,null,null,null,null,null,null,null,null,null,null,null,null,null,null,null,null,null,null,null,null,null,null,null,null,null,null,null,null,null,null,null,null,null,null,null,null,null,null,null,null,10461,"Consolidated Edison","Consolidated Edison","Consolidated Edison","Consolidated Edison",0.22109999999999999,1.038,2.7546683333333313,3.06,2.8854408173076935]
[14301,"Buffalo","Niagara",5,null,null,null,null,null,null,null,null,null,null,null,null,null,null,null,null,null,null,"electric-wall_furnace-iec","AC with Electric Heat","AC Electric Heat",null,"Ceiling InsulationAlbanyAC with Gas Heat1119","Ceiling Insulation","Albany","AC with Gas Heat",11,19,43.7,6.8000000000000005E-2,39.9,null,null,null,null,null,null,null,null,null,null,null,null,null,null,null,null,null,null,null,null,null,null,null,null,null,null,null,null,null,null,null,null,null,null,null,null,null,null,null,null,null,null,null,null,null,null,null,null,null,null,null,null,10462,"Consolidated Edison","Consolidated Edison","Consolidated Edison","Consolidated Edison",0.22109999999999999,1.038,2.7546683333333313,3.06,2.8854408173076935]
[13082,"Syracuse","Madison",6,null,null,null,null,null,null,null,null,null,null,null,null,null,null,null,null,null,null,"electric-wall_furnace-idec","AC with Electric Heat","AC Electric Heat",null,"Ceiling InsulationAlbanyAC with Gas Heat1130","Ceiling Insulation","Albany","AC with Gas Heat",11,30,66.599999999999994,0.10199999999999999,63.5,null,null,null,null,null,null,null,null,null,null,null,null,null,null,null,null,null,null,null,null,null,null,null,null,null,null,null,null,null,null,null,null,null,null,null,null,null,null,null,null,null,null,null,null,null,null,null,null,null,null,null,null,10463,"Consolidated Edison","Consolidated Edison","Consolidated Edison","Consolidated Edison",0.22109999999999999,1.038,2.7546683333333313,3.06,2.8854408173076935]
[10506,"Poughkeepsie","Westchester",4,null,null,null,null,null,null,null,null,null,null,null,null,null,null,null,null,null,null,"electric-heat_pump-none","Electric Heat, no AC","Electric Heat Only",null,"Ceiling InsulationAlbanyAC with Gas Heat1138","Ceiling Insulation","Albany","AC with Gas Heat",11,38,78,0.11899999999999999,72.7,null,null,null,null,null,null,null,null,null,null,null,null,null,null,null,null,null,null,null,null,null,null,null,null,null,null,null,null,null,null,null,null,null,null,null,null,null,null,null,null,null,null,null,null,null,null,null,null,null,null,null,null,10464,"Consolidated Edison","Consolidated Edison","Consolidated Edison","Consolidated Edison",0.22109999999999999,1.038,2.7546683333333313,3.06,2.8854408173076935]
[13312,"Syracuse","Lewis",6,null,null,null,null,null,null,null,null,null,null,null,null,null,null,null,null,null,null,"electric-heat_pump-split_dx","Heat Pump","Heat Pump",null,"Ceiling InsulationAlbanyAC with Gas Heat1149","Ceiling Insulation","Albany","AC with Gas Heat",11,49,84.3,0.11899999999999999,80.7,null,null,null,null,null,null,null,null,null,null,null,null,null,null,null,null,null,null,null,null,null,null,null,null,null,null,null,null,null,null,null,null,null,null,null,null,null,null,null,null,null,null,null,null,null,null,null,null,null,null,null,null,10465,"Consolidated Edison","Consolidated Edison","Consolidated Edison","Consolidated Edison",0.22109999999999999,1.038,2.7546683333333313,3.06,2.8854408173076935]
[12789,"Poughkeepsie","Sullivan",6,null,null,null,null,null,null,null,null,null,null,null,null,null,null,null,null,null,null,"electric-heat_pump-packaged_dx","Heat Pump","Heat Pump",null,"Ceiling InsulationAlbanyAC with Gas Heat1160","Ceiling Insulation","Albany","AC with Gas Heat",11,60,88.6,0.13700000000000001,86,null,null,null,null,null,null,null,null,null,null,null,null,null,null,null,null,null,null,null,null,null,null,null,null,null,null,null,null,null,null,null,null,null,null,null,null,null,null,null,null,null,null,null,null,null,null,null,null,null,null,null,null,10466,"Consolidated Edison","Consolidated Edison","Consolidated Edison","Consolidated Edison",0.22109999999999999,1.038,2.7546683333333313,3.06,2.8854408173076935]
[14472,"Buffalo","Monroe",5,null,null,null,null,null,null,null,null,null,null,null,null,null,null,null,null,null,null,"electric-heat_pump-heat_pump","Heat Pump","Heat Pump",null,"Ceiling InsulationAlbanyAC with Gas Heat1911","Ceiling Insulation","Albany","AC with Gas Heat",19,11,null,null,null,null,null,null,null,null,null,null,null,null,null,null,null,null,null,null,null,null,null,null,null,null,null,null,null,null,null,null,null,null,null,null,null,null,null,null,null,null,null,null,null,null,null,null,null,null,null,null,null,null,null,null,null,10467,"Consolidated Edison","Consolidated Edison","Consolidated Edison","Consolidated Edison",0.22109999999999999,1.038,2.7546683333333313,3.06,2.8854408173076935]
[11783,"NYC","Nassau",4,null,null,null,null,null,null,null,null,null,null,null,null,null,null,null,null,null,null,"electric-heat_pump-gchp","Heat Pump","Heat Pump",null,"Ceiling InsulationAlbanyAC with Gas Heat1919","Ceiling Insulation","Albany","AC with Gas Heat",19,19,null,null,null,null,null,null,null,null,null,null,null,null,null,null,null,null,null,null,null,null,null,null,null,null,null,null,null,null,null,null,null,null,null,null,null,null,null,null,null,null,null,null,null,null,null,null,null,null,null,null,null,null,null,null,null,10468,"Consolidated Edison","Consolidated Edison","Consolidated Edison","Consolidated Edison",0.22109999999999999,1.038,2.7546683333333313,3.06,2.8854408173076935]
[12245,"Albany","Albany",5,null,null,null,null,null,null,null,null,null,null,null,null,null,null,null,null,null,null,"electric-heat_pump-dec","Heat Pump","Heat Pump",null,"Ceiling InsulationAlbanyAC with Gas Heat1930","Ceiling Insulation","Albany","AC with Gas Heat",19,30,22.9,3.4000000000000002E-2,23.5,null,null,null,null,null,null,null,null,null,null,null,null,null,null,null,null,null,null,null,null,null,null,null,null,null,null,null,null,null,null,null,null,null,null,null,null,null,null,null,null,null,null,null,null,null,null,null,null,null,null,null,null,10469,"Consolidated Edison","Consolidated Edison","Consolidated Edison","Consolidated Edison",0.22109999999999999,1.038,2.7546683333333313,3.06,2.8854408173076935]
[12861,"Albany","Washington",5,null,null,null,null,null,null,null,null,null,null,null,null,null,null,null,null,null,null,"electric-heat_pump-iec","Heat Pump","Heat Pump",null,"Ceiling InsulationAlbanyAC with Gas Heat1938","Ceiling Insulation","Albany","AC with Gas Heat",19,38,34.299999999999997,5.0999999999999997E-2,32.799999999999997,null,null,null,null,null,null,null,null,null,null,null,null,null,null,null,null,null,null,null,null,null,null,null,null,null,null,null,null,null,null,null,null,null,null,null,null,null,null,null,null,null,null,null,null,null,null,null,null,null,null,null,null,10470,"Consolidated Edison","Consolidated Edison","Consolidated Edison","Consolidated Edison",0.22109999999999999,1.038,2.7546683333333313,3.06,2.8854408173076935]
[13860,"Binghamton","Delaware",6,null,null,null,null,null,null,null,null,null,null,null,null,null,null,null,null,null,null,"electric-heat_pump-idec","Heat Pump","Heat Pump",null,"Ceiling InsulationAlbanyAC with Gas Heat1949","Ceiling Insulation","Albany","AC with Gas Heat",19,49,40.6,5.0999999999999997E-2,40.799999999999997,null,null,null,null,null,null,null,null,null,null,null,null,null,null,null,null,null,null,null,null,null,null,null,null,null,null,null,null,null,null,null,null,null,null,null,null,null,null,null,null,null,null,null,null,null,null,null,null,null,null,null,null,10471,"Consolidated Edison","Consolidated Edison","Consolidated Edison","Consolidated Edison",0.22109999999999999,1.038,2.7546683333333313,3.06,2.8854408173076935]
[14612,"Buffalo","Monroe",5,null,null,null,null,null,null,null,null,null,null,null,null,null,null,null,null,null,null,"electric-baseboard-none","Electric Heat, no AC","Electric Heat Only",null,"Ceiling InsulationAlbanyAC with Gas Heat1960","Ceiling Insulation","Albany","AC with Gas Heat",19,60,44.9,6.8000000000000005E-2,46.1,null,null,null,null,null,null,null,null,null,null,null,null,null,null,null,null,null,null,null,null,null,null,null,null,null,null,null,null,null,null,null,null,null,null,null,null,null,null,null,null,null,null,null,null,null,null,null,null,null,null,null,null,10472,"Consolidated Edison","Consolidated Edison","Consolidated Edison","Consolidated Edison",0.22109999999999999,1.038,2.7546683333333313,3.06,2.8854408173076935]
[13840,"Binghamton","Tioga",5,null,null,null,null,null,null,null,null,null,null,null,null,null,null,null,null,null,null,"electric-baseboard-split_dx","AC with Electric Heat","AC Electric Heat",null,{"$f":"CONCATENATE(AB198,AC198,AD198,AE198,AF198)","v":"Ceiling InsulationAlbanyAC with Gas Heat3011"},"Ceiling Insulation","Albany","AC with Gas Heat",30,11,null,null,null,null,null,null,null,null,null,null,null,null,null,null,null,null,null,null,null,null,null,null,null,null,null,null,null,null,null,null,null,null,null,null,null,null,null,null,null,null,null,null,null,null,null,null,null,null,null,null,null,null,null,null,null,10473,"Consolidated Edison","Consolidated Edison","Consolidated Edison","Consolidated Edison",0.22109999999999999,1.038,2.7546683333333313,3.06,2.8854408173076935]
[14754,"Buffalo","Allegany",6,null,null,null,null,null,null,null,null,null,null,null,null,null,null,null,null,null,null,"electric-baseboard-packaged_dx","AC with Electric Heat","AC Electric Heat",null,"Ceiling InsulationAlbanyAC with Gas Heat3019","Ceiling Insulation","Albany","AC with Gas Heat",30,19,null,null,null,null,null,null,null,null,null,null,null,null,null,null,null,null,null,null,null,null,null,null,null,null,null,null,null,null,null,null,null,null,null,null,null,null,null,null,null,null,null,null,null,null,null,null,null,null,null,null,null,null,null,null,null,10474,"Consolidated Edison","Consolidated Edison","Consolidated Edison","Consolidated Edison",0.22109999999999999,1.038,2.7546683333333313,3.06,2.8854408173076935]
[14901,"Binghamton","Chemung",5,null,null,null,null,null,null,null,null,null,null,null,null,null,null,null,null,null,null,"electric-baseboard-heat_pump","AC with Electric Heat","AC Electric Heat",null,"Ceiling InsulationAlbanyAC with Gas Heat3030","Ceiling Insulation","Albany","AC with Gas Heat",30,30,null,null,null,null,null,null,null,null,null,null,null,null,null,null,null,null,null,null,null,null,null,null,null,null,null,null,null,null,null,null,null,null,null,null,null,null,null,null,null,null,null,null,null,null,null,null,null,null,null,null,null,null,null,null,null,10475,"Consolidated Edison","Consolidated Edison","Consolidated Edison","Consolidated Edison",0.22109999999999999,1.038,2.7546683333333313,3.06,2.8854408173076935]
[12305,"Albany","Schenectady",5,null,null,null,null,null,null,null,null,null,null,null,null,null,null,null,null,null,null,"electric-baseboard-gchp","AC with Electric Heat","AC Electric Heat",null,"Ceiling InsulationAlbanyAC with Gas Heat3038","Ceiling Insulation","Albany","AC with Gas Heat",30,38,11.4,1.7000000000000001E-2,9.1999999999999993,null,null,null,null,null,null,null,null,null,null,null,null,null,null,null,null,null,null,null,null,null,null,null,null,null,null,null,null,null,null,null,null,null,null,null,null,null,null,null,null,null,null,null,null,null,null,null,null,null,null,null,null,10499]
[12402,"Poughkeepsie","Ulster",6,null,null,null,null,null,null,null,null,null,null,null,null,null,null,null,null,null,null,"electric-baseboard-dec","AC with Electric Heat","AC Electric Heat",null,"Ceiling InsulationAlbanyAC with Gas Heat3049","Ceiling Insulation","Albany","AC with Gas Heat",30,49,17.7,1.7000000000000001E-2,17.2,null,null,null,null,null,null,null,null,null,null,null,null,null,null,null,null,null,null,null,null,null,null,null,null,null,null,null,null,null,null,null,null,null,null,null,null,null,null,null,null,null,null,null,null,null,null,null,null,null,null,null,null,10501,"NYS Electric and Gas","NYS Electric and Gas","New York State Electric and Gas","New York State Electric and Gas",0.1163,0.66700000000000004,2.6862187037037013,3.06,2.4398365583075337]
[13843,"Binghamton","Chenango",6,null,null,null,null,null,null,null,null,null,null,null,null,null,null,null,null,null,null,"electric-baseboard-iec","AC with Electric Heat","AC Electric Heat",null,"Ceiling InsulationAlbanyAC with Gas Heat3060","Ceiling Insulation","Albany","AC with Gas Heat",30,60,22,3.4000000000000002E-2,22.5,null,null,null,null,null,null,null,null,null,null,null,null,null,null,null,null,null,null,null,null,null,null,null,null,null,null,null,null,null,null,null,null,null,null,null,null,null,null,null,null,null,null,null,null,null,null,null,null,null,null,null,null,10502,"Consolidated Edison","Consolidated Edison","Consolidated Edison","Consolidated Edison",0.21260000000000001,1.038,2.6862187037037013,3.06,2.4398365583075337]
[10607,"NYC","Westchester",4,null,null,null,null,null,null,null,null,null,null,null,null,null,null,null,null,null,null,"electric-baseboard-idec","AC with Electric Heat","AC Electric Heat",null,"Ceiling InsulationAlbanyAC with Gas Heat3811","Ceiling Insulation","Albany","AC with Gas Heat",38,11,null,null,null,null,null,null,null,null,null,null,null,null,null,null,null,null,null,null,null,null,null,null,null,null,null,null,null,null,null,null,null,null,null,null,null,null,null,null,null,null,null,null,null,null,null,null,null,null,null,null,null,null,null,null,null,10503,"Consolidated Edison","Consolidated Edison","Consolidated Edison","Consolidated Edison",0.21260000000000001,1.038,2.6862187037037013,3.06,2.4398365583075337]
[13664,"Massena","St. Lawrence",6,null,null,null,null,null,null,null,null,null,null,null,null,null,null,null,null,null,null,"electric-boiler-none","Electric Heat, no AC","Electric Heat Only",null,"Ceiling InsulationAlbanyAC with Gas Heat3819","Ceiling Insulation","Albany","AC with Gas Heat",38,19,null,null,null,null,null,null,null,null,null,null,null,null,null,null,null,null,null,null,null,null,null,null,null,null,null,null,null,null,null,null,null,null,null,null,null,null,null,null,null,null,null,null,null,null,null,null,null,null,null,null,null,null,null,null,null,10504,"Consolidated Edison","Consolidated Edison","Consolidated Edison","Consolidated Edison",0.21260000000000001,1.038,2.6862187037037013,3.06,2.4398365583075337]
[14482,"Buffalo","Genesee",5,null,null,null,null,null,null,null,null,null,null,null,null,null,null,null,null,null,null,"electric-boiler-split_dx","AC with Electric Heat","AC Electric Heat",null,"Ceiling InsulationAlbanyAC with Gas Heat3830","Ceiling Insulation","Albany","AC with Gas Heat",38,30,null,null,null,null,null,null,null,null,null,null,null,null,null,null,null,null,null,null,null,null,null,null,null,null,null,null,null,null,null,null,null,null,null,null,null,null,null,null,null,null,null,null,null,null,null,null,null,null,null,null,null,null,null,null,null,10505,"NYS Electric and Gas","NYS Electric and Gas","New York State Electric and Gas","New York State Electric and Gas",0.1163,0.66700000000000004,2.6862187037037013,3.06,2.4398365583075337]
[14214,"Buffalo","Erie",5,null,null,null,null,null,null,null,null,null,null,null,null,null,null,null,null,null,null,"electric-boiler-packaged_dx","AC with Electric Heat","AC Electric Heat",null,"Ceiling InsulationAlbanyAC with Gas Heat3838","Ceiling Insulation","Albany","AC with Gas Heat",38,38,null,null,null,null,null,null,null,null,null,null,null,null,null,null,null,null,null,null,null,null,null,null,null,null,null,null,null,null,null,null,null,null,null,null,null,null,null,null,null,null,null,null,null,null,null,null,null,null,null,null,null,null,null,null,null,10506,"NYS Electric and Gas","NYS Electric and Gas","New York State Electric and Gas","New York State Electric and Gas",0.1163,0.66700000000000004,2.6862187037037013,3.06,2.4398365583075337]
[10268,"NYC","New York",4,null,null,null,null,null,null,null,null,null,null,null,null,null,null,null,null,null,null,"electric-boiler-heat_pump","AC with Electric Heat","AC Electric Heat",null,"Ceiling InsulationAlbanyAC with Gas Heat3849","Ceiling Insulation","Albany","AC with Gas Heat",38,49,6.3,0,8,null,null,null,null,null,null,null,null,null,null,null,null,null,null,null,null,null,null,null,null,null,null,null,null,null,null,null,null,null,null,null,null,null,null,null,null,null,null,null,null,null,null,null,null,null,null,null,null,null,null,null,null,10507,"NYS Electric and Gas","NYS Electric and Gas","New York State Electric and Gas","New York State Electric and Gas",0.1163,0.66700000000000004,2.6862187037037013,3.06,2.4398365583075337]
[10917,"Poughkeepsie","Orange",5,null,null,null,null,null,null,null,null,null,null,null,null,null,null,null,null,null,null,"electric-boiler-gchp","AC with Electric Heat","AC Electric Heat",null,"Ceiling InsulationAlbanyAC with Gas Heat3860","Ceiling Insulation","Albany","AC with Gas Heat",38,60,10.6,1.7000000000000001E-2,13.3,null,null,null,null,null,null,null,null,null,null,null,null,null,null,null,null,null,null,null,null,null,null,null,null,null,null,null,null,null,null,null,null,null,null,null,null,null,null,null,null,null,null,null,null,null,null,null,null,null,null,null,null,10509,"NYS Electric and Gas","NYS Electric and Gas","New York State Electric and Gas","New York State Electric and Gas",0.1163,0.66700000000000004,2.6862187037037013,3.06,2.4398365583075337]
[12784,"Poughkeepsie","Sullivan",6,null,null,null,null,null,null,null,null,null,null,null,null,null,null,null,null,null,null,"electric-boiler-dec","AC with Electric Heat","AC Electric Heat",null,"Ceiling InsulationAlbanyHeat Pump011","Ceiling Insulation","Albany","Heat Pump",0,11,5582.8,0.188,null,null,null,null,null,null,null,null,null,null,null,null,null,null,null,null,null,null,null,null,null,null,null,null,null,null,null,null,null,null,null,null,null,null,null,null,null,null,null,null,null,null,null,null,null,null,null,null,null,null,null,null,null,10510,"Consolidated Edison","Consolidated Edison","Consolidated Edison","Consolidated Edison",0.21260000000000001,1.038,2.6862187037037013,3.06,2.4398365583075337]
[13104,"Syracuse","Onondaga",5,null,null,null,null,null,null,null,null,null,null,null,null,null,null,null,null,null,null,"electric-boiler-iec","AC with Electric Heat","AC Electric Heat",null,"Ceiling InsulationAlbanyHeat Pump019","Ceiling Insulation","Albany","Heat Pump",0,19,6213,0.23899999999999999,null,null,null,null,null,null,null,null,null,null,null,null,null,null,null,null,null,null,null,null,null,null,null,null,null,null,null,null,null,null,null,null,null,null,null,null,null,null,null,null,null,null,null,null,null,null,null,null,null,null,null,null,null,10511,"Consolidated Edison","Consolidated Edison","Consolidated Edison","Consolidated Edison",0.21260000000000001,1.038,2.6862187037037013,3.06,2.4398365583075337]
[13208,"Syracuse","Onondaga",5,null,null,null,null,null,null,null,null,null,null,null,null,null,null,null,null,null,null,"electric-boiler-idec","AC with Electric Heat","AC Electric Heat",null,"Ceiling InsulationAlbanyHeat Pump030","Ceiling Insulation","Albany","Heat Pump",0,30,6570.8,0.27300000000000002,null,null,null,null,null,null,null,null,null,null,null,null,null,null,null,null,null,null,null,null,null,null,null,null,null,null,null,null,null,null,null,null,null,null,null,null,null,null,null,null,null,null,null,null,null,null,null,null,null,null,null,null,null,10512,"NYS Electric and Gas","NYS Electric and Gas","New York State Electric and Gas","New York State Electric and Gas",0.1163,0.66700000000000004,2.6862187037037013,3.06,2.4398365583075337]
[10547,"Poughkeepsie","Westchester",4,null,null,null,null,null,null,null,null,null,null,null,null,null,null,null,null,null,null,"electric-none-none","Electric Heat, no AC","Electric Heat Only",null,"Ceiling InsulationAlbanyHeat Pump038","Ceiling Insulation","Albany","Heat Pump",0,38,6710.4,0.27300000000000002,null,null,null,null,null,null,null,null,null,null,null,null,null,null,null,null,null,null,null,null,null,null,null,null,null,null,null,null,null,null,null,null,null,null,null,null,null,null,null,null,null,null,null,null,null,null,null,null,null,null,null,null,null,10514,"Consolidated Edison","Consolidated Edison","Consolidated Edison","Consolidated Edison",0.21260000000000001,1.038,2.6862187037037013,3.06,2.4398365583075337]
[11937,"NYC","Suffolk",4,null,null,null,null,null,null,null,null,null,null,null,null,null,null,null,null,null,null,"electric-none-split_dx","AC with Electric Heat","AC Electric Heat",null,"Ceiling InsulationAlbanyHeat Pump049","Ceiling Insulation","Albany","Heat Pump",0,49,6828,0.28999999999999998,null,null,null,null,null,null,null,null,null,null,null,null,null,null,null,null,null,null,null,null,null,null,null,null,null,null,null,null,null,null,null,null,null,null,null,null,null,null,null,null,null,null,null,null,null,null,null,null,null,null,null,null,null,10516,"Central Hudson Gas and Electric","Central Hudson Gas and Electric","Central Hudson Gas and Electric","Central Hudson Gas and Electric",0.13370000000000001,0.92100000000000004,2.6862187037037013,3.06,2.4398365583075337]
[12527,"Poughkeepsie","Dutchess",5,null,null,null,null,null,null,null,null,null,null,null,null,null,null,null,null,null,null,"electric-none-packaged_dx","AC with Electric Heat","AC Electric Heat",null,"Ceiling InsulationAlbanyHeat Pump060","Ceiling Insulation","Albany","Heat Pump",0,60,6904.8,0.28999999999999998,null,null,null,null,null,null,null,null,null,null,null,null,null,null,null,null,null,null,null,null,null,null,null,null,null,null,null,null,null,null,null,null,null,null,null,null,null,null,null,null,null,null,null,null,null,null,null,null,null,null,null,null,null,10517,"Consolidated Edison","Consolidated Edison","Consolidated Edison","Consolidated Edison",0.21260000000000001,1.038,2.6862187037037013,3.06,2.4398365583075337]
[13658,"Massena","St. Lawrence",6,null,null,null,null,null,null,null,null,null,null,null,null,null,null,null,null,null,null,"electric-none-heat_pump","AC with Electric Heat","AC Electric Heat",null,"Ceiling InsulationAlbanyHeat Pump1111","Ceiling Insulation","Albany","Heat Pump",11,11,null,null,null,null,null,null,null,null,null,null,null,null,null,null,null,null,null,null,null,null,null,null,null,null,null,null,null,null,null,null,null,null,null,null,null,null,null,null,null,null,null,null,null,null,null,null,null,null,null,null,null,null,null,null,null,10518,"NYS Electric and Gas","NYS Electric and Gas","New York State Electric and Gas","New York State Electric and Gas",0.1163,0.66700000000000004,2.6862187037037013,3.06,2.4398365583075337]
[13688,"Syracuse","Onondaga",5,null,null,null,null,null,null,null,null,null,null,null,null,null,null,null,null,null,null,"electric-none-gchp","AC with Electric Heat","AC Electric Heat",null,"Ceiling InsulationAlbanyHeat Pump1119","Ceiling Insulation","Albany","Heat Pump",11,19,630.20000000000005,5.0999999999999997E-2,null,null,null,null,null,null,null,null,null,null,null,null,null,null,null,null,null,null,null,null,null,null,null,null,null,null,null,null,null,null,null,null,null,null,null,null,null,null,null,null,null,null,null,null,null,null,null,null,null,null,null,null,null,10519,"NYS Electric and Gas","NYS Electric and Gas","New York State Electric and Gas","New York State Electric and Gas",0.1163,0.66700000000000004,2.6862187037037013,3.06,2.4398365583075337]
[14138,"Buffalo","Cattaraugus",6,null,null,null,null,null,null,null,null,null,null,null,null,null,null,null,null,null,null,"electric-none-dec","AC with Electric Heat","AC Electric Heat",null,"Ceiling InsulationAlbanyHeat Pump1130","Ceiling Insulation","Albany","Heat Pump",11,30,988.1,8.5000000000000006E-2,null,null,null,null,null,null,null,null,null,null,null,null,null,null,null,null,null,null,null,null,null,null,null,null,null,null,null,null,null,null,null,null,null,null,null,null,null,null,null,null,null,null,null,null,null,null,null,null,null,null,null,null,null,10520,"Consolidated Edison","Consolidated Edison","Consolidated Edison","Consolidated Edison",0.21260000000000001,1.038,2.6862187037037013,3.06,2.4398365583075337]
[12233,"Albany","Albany",5,null,null,null,null,null,null,null,null,null,null,null,null,null,null,null,null,null,null,"electric-none-iec","AC with Electric Heat","AC Electric Heat",null,"Ceiling InsulationAlbanyHeat Pump1138","Ceiling Insulation","Albany","Heat Pump",11,38,1127.5999999999999,8.5000000000000006E-2,null,null,null,null,null,null,null,null,null,null,null,null,null,null,null,null,null,null,null,null,null,null,null,null,null,null,null,null,null,null,null,null,null,null,null,null,null,null,null,null,null,null,null,null,null,null,null,null,null,null,null,null,null,10521,"Consolidated Edison","Consolidated Edison","Consolidated Edison","Consolidated Edison",0.21260000000000001,1.038,2.6862187037037013,3.06,2.4398365583075337]
[12515,"Poughkeepsie","Ulster",6,null,null,null,null,null,null,null,null,null,null,null,null,null,null,null,null,null,null,"electric-none-idec","AC with Electric Heat","AC Electric Heat",null,"Ceiling InsulationAlbanyHeat Pump1149","Ceiling Insulation","Albany","Heat Pump",11,49,1245.2,0.10199999999999999,null,null,null,null,null,null,null,null,null,null,null,null,null,null,null,null,null,null,null,null,null,null,null,null,null,null,null,null,null,null,null,null,null,null,null,null,null,null,null,null,null,null,null,null,null,null,null,null,null,null,null,null,null,10522,"Consolidated Edison","Consolidated Edison","Consolidated Edison","Consolidated Edison",0.21260000000000001,1.038,2.6862187037037013,3.06,2.4398365583075337]
[13638,"Syracuse","Jefferson",6,null,null,null,null,null,null,null,null,null,null,null,null,null,null,null,null,null,null,"electric-gchp-none","Electric Heat, no AC","Electric Heat Only",null,"Ceiling InsulationAlbanyHeat Pump1160","Ceiling Insulation","Albany","Heat Pump",11,60,1322,0.10199999999999999,null,null,null,null,null,null,null,null,null,null,null,null,null,null,null,null,null,null,null,null,null,null,null,null,null,null,null,null,null,null,null,null,null,null,null,null,null,null,null,null,null,null,null,null,null,null,null,null,null,null,null,null,null,10523,"Consolidated Edison","Consolidated Edison","Consolidated Edison","Consolidated Edison",0.21260000000000001,1.038,2.6862187037037013,3.06,2.4398365583075337]
[14054,"Buffalo","Genesee",5,null,null,null,null,null,null,null,null,null,null,null,null,null,null,null,null,null,null,"electric-gchp-split_dx","Heat Pump","Heat Pump",null,"Ceiling InsulationAlbanyHeat Pump1911","Ceiling Insulation","Albany","Heat Pump",19,11,null,null,null,null,null,null,null,null,null,null,null,null,null,null,null,null,null,null,null,null,null,null,null,null,null,null,null,null,null,null,null,null,null,null,null,null,null,null,null,null,null,null,null,null,null,null,null,null,null,null,null,null,null,null,null,10524,"Central Hudson Gas and Electric","Central Hudson Gas and Electric","Central Hudson Gas and Electric","Central Hudson Gas and Electric",0.13370000000000001,0.92100000000000004,2.6862187037037013,3.06,2.4398365583075337]
[13333,"Albany","Otsego",6,null,null,null,null,null,null,null,null,null,null,null,null,null,null,null,null,null,null,"electric-gchp-packaged_dx","Heat Pump","Heat Pump",null,"Ceiling InsulationAlbanyHeat Pump1919","Ceiling Insulation","Albany","Heat Pump",19,19,null,null,null,null,null,null,null,null,null,null,null,null,null,null,null,null,null,null,null,null,null,null,null,null,null,null,null,null,null,null,null,null,null,null,null,null,null,null,null,null,null,null,null,null,null,null,null,null,null,null,null,null,null,null,null,10526,"NYS Electric and Gas","NYS Electric and Gas","New York State Electric and Gas","New York State Electric and Gas",0.1163,0.66700000000000004,2.6862187037037013,3.06,2.4398365583075337]
[13820,"Binghamton","Otsego",6,null,null,null,null,null,null,null,null,null,null,null,null,null,null,null,null,null,null,"electric-gchp-heat_pump","Heat Pump","Heat Pump",null,"Ceiling InsulationAlbanyHeat Pump1930","Ceiling Insulation","Albany","Heat Pump",19,30,357.8,3.4000000000000002E-2,null,null,null,null,null,null,null,null,null,null,null,null,null,null,null,null,null,null,null,null,null,null,null,null,null,null,null,null,null,null,null,null,null,null,null,null,null,null,null,null,null,null,null,null,null,null,null,null,null,null,null,null,null,10527,"NYS Electric and Gas","NYS Electric and Gas","New York State Electric and Gas","New York State Electric and Gas",0.1163,0.66700000000000004,2.6862187037037013,3.06,2.4398365583075337]
[14437,"Buffalo","Livingston",5,null,null,null,null,null,null,null,null,null,null,null,null,null,null,null,null,null,null,"electric-gchp-gchp","Heat Pump","Heat Pump",null,"Ceiling InsulationAlbanyHeat Pump1938","Ceiling Insulation","Albany","Heat Pump",19,38,497.4,3.4000000000000002E-2,null,null,null,null,null,null,null,null,null,null,null,null,null,null,null,null,null,null,null,null,null,null,null,null,null,null,null,null,null,null,null,null,null,null,null,null,null,null,null,null,null,null,null,null,null,null,null,null,null,null,null,null,null,10528,"Consolidated Edison","Consolidated Edison","Consolidated Edison","Consolidated Edison",0.21260000000000001,1.038,2.6862187037037013,3.06,2.4398365583075337]
[14506,"Syracuse","Monroe",5,null,null,null,null,null,null,null,null,null,null,null,null,null,null,null,null,null,null,"electric-gchp-dec","Heat Pump","Heat Pump",null,"Ceiling InsulationAlbanyHeat Pump1949","Ceiling Insulation","Albany","Heat Pump",19,49,615,5.0999999999999997E-2,null,null,null,null,null,null,null,null,null,null,null,null,null,null,null,null,null,null,null,null,null,null,null,null,null,null,null,null,null,null,null,null,null,null,null,null,null,null,null,null,null,null,null,null,null,null,null,null,null,null,null,null,null,10530,"Consolidated Edison","Consolidated Edison","Consolidated Edison","Consolidated Edison",0.21260000000000001,1.038,2.6862187037037013,3.06,2.4398365583075337]
[14606,"Buffalo","Monroe",5,null,null,null,null,null,null,null,null,null,null,null,null,null,null,null,null,null,null,"electric-gchp-iec","Heat Pump","Heat Pump",null,"Ceiling InsulationAlbanyHeat Pump1960","Ceiling Insulation","Albany","Heat Pump",19,60,691.8,5.0999999999999997E-2,null,null,null,null,null,null,null,null,null,null,null,null,null,null,null,null,null,null,null,null,null,null,null,null,null,null,null,null,null,null,null,null,null,null,null,null,null,null,null,null,null,null,null,null,null,null,null,null,null,null,null,null,null,10532,"Consolidated Edison","Consolidated Edison","Consolidated Edison","Consolidated Edison",0.21260000000000001,1.038,2.6862187037037013,3.06,2.4398365583075337]
[14737,"Buffalo","Cattaraugus",6,null,null,null,null,null,null,null,null,null,null,null,null,null,null,null,null,null,null,"electric-gchp-idec","Heat Pump","Heat Pump",null,"Ceiling InsulationAlbanyHeat Pump3011","Ceiling Insulation","Albany","Heat Pump",30,11,null,null,null,null,null,null,null,null,null,null,null,null,null,null,null,null,null,null,null,null,null,null,null,null,null,null,null,null,null,null,null,null,null,null,null,null,null,null,null,null,null,null,null,null,null,null,null,null,null,null,null,null,null,null,null,10533,"Consolidated Edison","Consolidated Edison","Consolidated Edison","Consolidated Edison",0.21260000000000001,1.038,2.6862187037037013,3.06,2.4398365583075337]
[12075,"Albany","Columbia",5,null,null,null,null,null,null,null,null,null,null,null,null,null,null,null,null,null,null,"cord_wood-central_furnace-none","n/a","n/a",null,"Ceiling InsulationAlbanyHeat Pump3019","Ceiling Insulation","Albany","Heat Pump",30,19,null,null,null,null,null,null,null,null,null,null,null,null,null,null,null,null,null,null,null,null,null,null,null,null,null,null,null,null,null,null,null,null,null,null,null,null,null,null,null,null,null,null,null,null,null,null,null,null,null,null,null,null,null,null,null,10535,"NYS Electric and Gas","NYS Electric and Gas","New York State Electric and Gas","New York State Electric and Gas",0.1163,0.66700000000000004,2.6862187037037013,3.06,2.4398365583075337]
[12489,"Poughkeepsie","Ulster",6,null,null,null,null,null,null,null,null,null,null,null,null,null,null,null,null,null,null,"cord_wood-central_furnace-split_dx","n/a","n/a",null,"Ceiling InsulationAlbanyHeat Pump3030","Ceiling Insulation","Albany","Heat Pump",30,30,null,null,null,null,null,null,null,null,null,null,null,null,null,null,null,null,null,null,null,null,null,null,null,null,null,null,null,null,null,null,null,null,null,null,null,null,null,null,null,null,null,null,null,null,null,null,null,null,null,null,null,null,null,null,null,10536,"NYS Electric and Gas","NYS Electric and Gas","New York State Electric and Gas","New York State Electric and Gas",0.1163,0.66700000000000004,2.6862187037037013,3.06,2.4398365583075337]
[12418,"Albany","Greene",5,null,null,null,null,null,null,null,null,null,null,null,null,null,null,null,null,null,null,"cord_wood-central_furnace-packaged_dx","n/a","n/a",null,"Ceiling InsulationAlbanyHeat Pump3038","Ceiling Insulation","Albany","Heat Pump",30,38,139.6,0,null,null,null,null,null,null,null,null,null,null,null,null,null,null,null,null,null,null,null,null,null,null,null,null,null,null,null,null,null,null,null,null,null,null,null,null,null,null,null,null,null,null,null,null,null,null,null,null,null,null,null,null,null,10537,"NYS Electric and Gas","NYS Electric and Gas","New York State Electric and Gas","New York State Electric and Gas",0.1163,0.66700000000000004,2.6862187037037013,3.06,2.4398365583075337]
[13133,"Binghamton","Broome",6,null,null,null,null,null,null,null,null,null,null,null,null,null,null,null,null,null,null,"cord_wood-central_furnace-heat_pump","n/a","n/a",null,"Ceiling InsulationAlbanyHeat Pump3049","Ceiling Insulation","Albany","Heat Pump",30,49,257.2,1.7000000000000001E-2,null,null,null,null,null,null,null,null,null,null,null,null,null,null,null,null,null,null,null,null,null,null,null,null,null,null,null,null,null,null,null,null,null,null,null,null,null,null,null,null,null,null,null,null,null,null,null,null,null,null,null,null,null,10538,"Consolidated Edison","Consolidated Edison","Consolidated Edison","Consolidated Edison",0.21260000000000001,1.038,2.6862187037037013,3.06,2.4398365583075337]
[11417,"NYC","Queens",4,null,null,null,null,null,null,null,null,null,null,null,null,null,null,null,null,null,null,"cord_wood-central_furnace-gchp","n/a","n/a",null,"Ceiling InsulationAlbanyHeat Pump3060","Ceiling Insulation","Albany","Heat Pump",30,60,334,1.7000000000000001E-2,null,null,null,null,null,null,null,null,null,null,null,null,null,null,null,null,null,null,null,null,null,null,null,null,null,null,null,null,null,null,null,null,null,null,null,null,null,null,null,null,null,null,null,null,null,null,null,null,null,null,null,null,null,10540,"NYS Electric and Gas","NYS Electric and Gas","New York State Electric and Gas","New York State Electric and Gas",0.1163,0.66700000000000004,2.6862187037037013,3.06,2.4398365583075337]
[14885,"Buffalo","Steuben",6,null,null,null,null,null,null,null,null,null,null,null,null,null,null,null,null,null,null,"cord_wood-central_furnace-dec","n/a","n/a",null,"Ceiling InsulationAlbanyHeat Pump3811","Ceiling Insulation","Albany","Heat Pump",38,11,null,null,null,null,null,null,null,null,null,null,null,null,null,null,null,null,null,null,null,null,null,null,null,null,null,null,null,null,null,null,null,null,null,null,null,null,null,null,null,null,null,null,null,null,null,null,null,null,null,null,null,null,null,null,null,10541,"NYS Electric and Gas","NYS Electric and Gas","New York State Electric and Gas","New York State Electric and Gas",0.1163,0.66700000000000004,2.6862187037037013,3.06,2.4398365583075337]
[12015,"Albany","Greene",5,null,null,null,null,null,null,null,null,null,null,null,null,null,null,null,null,null,null,"cord_wood-central_furnace-iec","n/a","n/a",null,"Ceiling InsulationAlbanyHeat Pump3819","Ceiling Insulation","Albany","Heat Pump",38,19,null,null,null,null,null,null,null,null,null,null,null,null,null,null,null,null,null,null,null,null,null,null,null,null,null,null,null,null,null,null,null,null,null,null,null,null,null,null,null,null,null,null,null,null,null,null,null,null,null,null,null,null,null,null,null,10542,"NYS Electric and Gas","NYS Electric and Gas","New York State Electric and Gas","New York State Electric and Gas",0.1163,0.66700000000000004,2.6862187037037013,3.06,2.4398365583075337]
[11222,"NYC","Kings",4,null,null,null,null,null,null,null,null,null,null,null,null,null,null,null,null,null,null,"cord_wood-central_furnace-idec","n/a","n/a",null,"Ceiling InsulationAlbanyHeat Pump3830","Ceiling Insulation","Albany","Heat Pump",38,30,null,null,null,null,null,null,null,null,null,null,null,null,null,null,null,null,null,null,null,null,null,null,null,null,null,null,null,null,null,null,null,null,null,null,null,null,null,null,null,null,null,null,null,null,null,null,null,null,null,null,null,null,null,null,null,10543,"Consolidated Edison","Consolidated Edison","Consolidated Edison","Consolidated Edison",0.21260000000000001,1.038,2.6862187037037013,3.06,2.4398365583075337]
[11252,"NYC","Kings",4,null,null,null,null,null,null,null,null,null,null,null,null,null,null,null,null,null,null,"cord_wood-wall_furnace-none","n/a","n/a",null,"Ceiling InsulationAlbanyHeat Pump3838","Ceiling Insulation","Albany","Heat Pump",38,38,null,null,null,null,null,null,null,null,null,null,null,null,null,null,null,null,null,null,null,null,null,null,null,null,null,null,null,null,null,null,null,null,null,null,null,null,null,null,null,null,null,null,null,null,null,null,null,null,null,null,null,null,null,null,null,10545,"Consolidated Edison","Consolidated Edison","Consolidated Edison","Consolidated Edison",0.21260000000000001,1.038,2.6862187037037013,3.06,2.4398365583075337]
[13630,"Massena","St. Lawrence",6,null,null,null,null,null,null,null,null,null,null,null,null,null,null,null,null,null,null,"cord_wood-wall_furnace-split_dx","n/a","n/a",null,"Ceiling InsulationAlbanyHeat Pump3849","Ceiling Insulation","Albany","Heat Pump",38,49,117.6,1.7000000000000001E-2,null,null,null,null,null,null,null,null,null,null,null,null,null,null,null,null,null,null,null,null,null,null,null,null,null,null,null,null,null,null,null,null,null,null,null,null,null,null,null,null,null,null,null,null,null,null,null,null,null,null,null,null,null,10546,"Consolidated Edison","Consolidated Edison","Consolidated Edison","Consolidated Edison",0.21260000000000001,1.038,2.6862187037037013,3.06,2.4398365583075337]
[12570,"Poughkeepsie","Dutchess",5,null,null,null,null,null,null,null,null,null,null,null,null,null,null,null,null,null,null,"cord_wood-wall_furnace-packaged_dx","n/a","n/a",null,"Ceiling InsulationAlbanyHeat Pump3860","Ceiling Insulation","Albany","Heat Pump",38,60,194.4,1.7000000000000001E-2,null,null,null,null,null,null,null,null,null,null,null,null,null,null,null,null,null,null,null,null,null,null,null,null,null,null,null,null,null,null,null,null,null,null,null,null,null,null,null,null,null,null,null,null,null,null,null,null,null,null,null,null,null,10547,"Consolidated Edison","Consolidated Edison","Consolidated Edison","Consolidated Edison",0.21260000000000001,1.038,2.6862187037037013,3.06,2.4398365583075337]
[13753,"Binghamton","Delaware",6,null,null,null,null,null,null,null,null,null,null,null,null,null,null,null,null,null,null,"cord_wood-wall_furnace-heat_pump","n/a","n/a",null,"Ceiling InsulationAlbanyAC with Electric Heat011","Ceiling Insulation","Albany","AC with Electric Heat",0,11,7631.9,0.11899999999999999,null,null,null,null,null,null,null,null,null,null,null,null,null,null,null,null,null,null,null,null,null,null,null,null,null,null,null,null,null,null,null,null,null,null,null,null,null,null,null,null,null,null,null,null,null,null,null,null,null,null,null,null,null,10548,"Consolidated Edison","Consolidated Edison","Consolidated Edison","Consolidated Edison",0.21260000000000001,1.038,2.6862187037037013,3.06,2.4398365583075337]
[14481,"Buffalo","Livingston",5,null,null,null,null,null,null,null,null,null,null,null,null,null,null,null,null,null,null,"cord_wood-wall_furnace-gchp","n/a","n/a",null,"Ceiling InsulationAlbanyAC with Electric Heat019","Ceiling Insulation","Albany","AC with Electric Heat",0,19,8563.5,0.188,null,null,null,null,null,null,null,null,null,null,null,null,null,null,null,null,null,null,null,null,null,null,null,null,null,null,null,null,null,null,null,null,null,null,null,null,null,null,null,null,null,null,null,null,null,null,null,null,null,null,null,null,null,10549,"Consolidated Edison","Consolidated Edison","Consolidated Edison","Consolidated Edison",0.21260000000000001,1.038,2.6862187037037013,3.06,2.4398365583075337]
[13611,"Syracuse","Jefferson",6,null,null,null,null,null,null,null,null,null,null,null,null,null,null,null,null,null,null,"cord_wood-wall_furnace-dec","n/a","n/a",null,"Ceiling InsulationAlbanyAC with Electric Heat030","Ceiling Insulation","Albany","AC with Electric Heat",0,30,9106.7999999999993,0.222,null,null,null,null,null,null,null,null,null,null,null,null,null,null,null,null,null,null,null,null,null,null,null,null,null,null,null,null,null,null,null,null,null,null,null,null,null,null,null,null,null,null,null,null,null,null,null,null,null,null,null,null,null,10550,"Consolidated Edison","Consolidated Edison","Consolidated Edison","Consolidated Edison",0.21260000000000001,1.038,2.6862187037037013,3.06,2.4398365583075337]
[14840,"Syracuse","Steuben",6,null,null,null,null,null,null,null,null,null,null,null,null,null,null,null,null,null,null,"cord_wood-wall_furnace-iec","n/a","n/a",null,"Ceiling InsulationAlbanyAC with Electric Heat038","Ceiling Insulation","Albany","AC with Electric Heat",0,38,9320.2999999999993,0.23899999999999999,null,null,null,null,null,null,null,null,null,null,null,null,null,null,null,null,null,null,null,null,null,null,null,null,null,null,null,null,null,null,null,null,null,null,null,null,null,null,null,null,null,null,null,null,null,null,null,null,null,null,null,null,null,10551,"Consolidated Edison","Consolidated Edison","Consolidated Edison","Consolidated Edison",0.21260000000000001,1.038,2.6862187037037013,3.06,2.4398365583075337]
[12836,"Albany","Warren",6,null,null,null,null,null,null,null,null,null,null,null,null,null,null,null,null,null,null,"cord_wood-wall_furnace-idec","n/a","n/a",null,"Ceiling InsulationAlbanyAC with Electric Heat049","Ceiling Insulation","Albany","AC with Electric Heat",0,49,9502.6,0.23899999999999999,null,null,null,null,null,null,null,null,null,null,null,null,null,null,null,null,null,null,null,null,null,null,null,null,null,null,null,null,null,null,null,null,null,null,null,null,null,null,null,null,null,null,null,null,null,null,null,null,null,null,null,null,null,10552,"Consolidated Edison","Consolidated Edison","Consolidated Edison","Consolidated Edison",0.21260000000000001,1.038,2.6862187037037013,3.06,2.4398365583075337]
[13428,"Albany","Montgomery",6,null,null,null,null,null,null,null,null,null,null,null,null,null,null,null,null,null,null,"cord_wood-heat_pump-none","n/a","n/a",null,"Ceiling InsulationAlbanyAC with Electric Heat060","Ceiling Insulation","Albany","AC with Electric Heat",0,60,9621.7999999999993,0.25600000000000001,null,null,null,null,null,null,null,null,null,null,null,null,null,null,null,null,null,null,null,null,null,null,null,null,null,null,null,null,null,null,null,null,null,null,null,null,null,null,null,null,null,null,null,null,null,null,null,null,null,null,null,null,null,10553,"Consolidated Edison","Consolidated Edison","Consolidated Edison","Consolidated Edison",0.21260000000000001,1.038,2.6862187037037013,3.06,2.4398365583075337]
[14047,"Buffalo","Erie",5,null,null,null,null,null,null,null,null,null,null,null,null,null,null,null,null,null,null,"cord_wood-heat_pump-split_dx","Heat Pump","Heat Pump",null,"Ceiling InsulationAlbanyAC with Electric Heat1111","Ceiling Insulation","Albany","AC with Electric Heat",11,11,null,null,null,null,null,null,null,null,null,null,null,null,null,null,null,null,null,null,null,null,null,null,null,null,null,null,null,null,null,null,null,null,null,null,null,null,null,null,null,null,null,null,null,null,null,null,null,null,null,null,null,null,null,null,null,10557]
[12465,"Poughkeepsie","Ulster",6,null,null,null,null,null,null,null,null,null,null,null,null,null,null,null,null,null,null,"cord_wood-heat_pump-packaged_dx","Heat Pump","Heat Pump",null,"Ceiling InsulationAlbanyAC with Electric Heat1119","Ceiling Insulation","Albany","AC with Electric Heat",11,19,931.6,6.8000000000000005E-2,null,null,null,null,null,null,null,null,null,null,null,null,null,null,null,null,null,null,null,null,null,null,null,null,null,null,null,null,null,null,null,null,null,null,null,null,null,null,null,null,null,null,null,null,null,null,null,null,null,null,null,null,null,10558]
[13163,"Syracuse","Madison",6,null,null,null,null,null,null,null,null,null,null,null,null,null,null,null,null,null,null,"cord_wood-heat_pump-heat_pump","Heat Pump","Heat Pump",null,"Ceiling InsulationAlbanyAC with Electric Heat1130","Ceiling Insulation","Albany","AC with Electric Heat",11,30,1474.9,0.10199999999999999,null,null,null,null,null,null,null,null,null,null,null,null,null,null,null,null,null,null,null,null,null,null,null,null,null,null,null,null,null,null,null,null,null,null,null,null,null,null,null,null,null,null,null,null,null,null,null,null,null,null,null,null,null,10560,"NYS Electric and Gas","NYS Electric and Gas","New York State Electric and Gas","New York State Electric and Gas",0.1163,0.66700000000000004,2.6862187037037013,3.06,2.4398365583075337]
[13904,"Binghamton","Broome",6,null,null,null,null,null,null,null,null,null,null,null,null,null,null,null,null,null,null,"cord_wood-heat_pump-gchp","Heat Pump","Heat Pump",null,"Ceiling InsulationAlbanyAC with Electric Heat1138","Ceiling Insulation","Albany","AC with Electric Heat",11,38,1688.4,0.11899999999999999,null,null,null,null,null,null,null,null,null,null,null,null,null,null,null,null,null,null,null,null,null,null,null,null,null,null,null,null,null,null,null,null,null,null,null,null,null,null,null,null,null,null,null,null,null,null,null,null,null,null,null,null,null,10562,"Consolidated Edison","Consolidated Edison","Consolidated Edison","Consolidated Edison",0.21260000000000001,1.038,2.6862187037037013,3.06,2.4398365583075337]
[13654,"Massena","St. Lawrence",6,null,null,null,null,null,null,null,null,null,null,null,null,null,null,null,null,null,null,"cord_wood-heat_pump-dec","Heat Pump","Heat Pump",null,"Ceiling InsulationAlbanyAC with Electric Heat1149","Ceiling Insulation","Albany","AC with Electric Heat",11,49,1870.6,0.11899999999999999,null,null,null,null,null,null,null,null,null,null,null,null,null,null,null,null,null,null,null,null,null,null,null,null,null,null,null,null,null,null,null,null,null,null,null,null,null,null,null,null,null,null,null,null,null,null,null,null,null,null,null,null,null,10566,"Consolidated Edison","Consolidated Edison","Consolidated Edison","Consolidated Edison",0.21260000000000001,1.038,2.6862187037037013,3.06,2.4398365583075337]
[11732,"NYC","Nassau",4,null,null,null,null,null,null,null,null,null,null,null,null,null,null,null,null,null,null,"cord_wood-baseboard-packaged_dx","n/a","n/a",null,"Ceiling InsulationAlbanyAC with Electric Heat1938","Ceiling Insulation","Albany","AC with Electric Heat",19,38,756.8,5.0999999999999997E-2,null,null,null,null,null,null,null,null,null,null,null,null,null,null,null,null,null,null,null,null,null,null,null,null,null,null,null,null,null,null,null,null,null,null,null,null,null,null,null,null,null,null,null,null,null,null,null,null,null,null,null,null,null,10573,"Consolidated Edison","Consolidated Edison","Consolidated Edison","Consolidated Edison",0.21260000000000001,1.038,2.6862187037037013,3.06,2.4398365583075337]
[12185,"Albany","Rensselaer",5,null,null,null,null,null,null,null,null,null,null,null,null,null,null,null,null,null,null,"cord_wood-baseboard-idec","n/a","n/a",null,"Ceiling InsulationAlbanyAC with Electric Heat3030","Ceiling Insulation","Albany","AC with Electric Heat",30,30,null,null,null,null,null,null,null,null,null,null,null,null,null,null,null,null,null,null,null,null,null,null,null,null,null,null,null,null,null,null,null,null,null,null,null,null,null,null,null,null,null,null,null,null,null,null,null,null,null,null,null,null,null,null,null,10580,"Consolidated Edison","Consolidated Edison","Consolidated Edison","Consolidated Edison",0.21260000000000001,1.038,2.6862187037037013,3.06,2.4398365583075337]
[14433,"Syracuse","Wayne",5,null,null,null,null,null,null,null,null,null,null,null,null,null,null,null,null,null,null,"cord_wood-none-none","n/a","n/a",null,"Ceiling InsulationAlbanyAC with Electric Heat3860","Ceiling Insulation","Albany","AC with Electric Heat",38,60,301.5,1.7000000000000001E-2,null,null,null,null,null,null,null,null,null,null,null,null,null,null,null,null,null,null,null,null,null,null,null,null,null,null,null,null,null,null,null,null,null,null,null,null,null,null,null,null,null,null,null,null,null,null,null,null,null,null,null,null,null,10596,"Consolidated Edison","Consolidated Edison","Consolidated Edison","Consolidated Edison",0.21260000000000001,1.038,2.6862187037037013,3.06,2.4398365583075337]
[11026,"NYC","Nassau",4,null,null,null,null,null,null,null,null,null,null,null,null,null,null,null,null,null,null,"cord_wood-gchp-split_dx","Heat Pump","Heat Pump",null,"Ceiling InsulationAlbanyElectric Heat, no AC1130","Ceiling Insulation","Albany","Electric Heat, no AC",11,30,1438.1,0,null,null,null,null,null,null,null,null,null,null,null,null,null,null,null,null,null,null,null,null,null,null,null,null,null,null,null,null,null,null,null,null,null,null,null,null,null,null,null,null,null,null,null,null,null,null,null,null,null,null,null,null,null,10607,"Consolidated Edison","Consolidated Edison","Consolidated Edison","Consolidated Edison",0.21260000000000001,1.038,2.6862187037037013,3.06,2.4398365583075337]
[14585,"Buffalo","Ontario",5,null,null,null,null,null,null,null,null,null,null,null,null,null,null,null,null,null,null,"pellet_wood-central_furnace-packaged_dx","n/a","n/a",null,"Ceiling InsulationAlbanyElectric Heat, no AC1960","Ceiling Insulation","Albany","Electric Heat, no AC",19,60,1034.8,0,null,null,null,null,null,null,null,null,null,null,null,null,null,null,null,null,null,null,null,null,null,null,null,null,null,null,null,null,null,null,null,null,null,null,null,null,null,null,null,null,null,null,null,null,null,null,null,null,null,null,null,null,null,10708,"Consolidated Edison","Consolidated Edison","Consolidated Edison","Consolidated Edison",0.21260000000000001,1.038,2.6862187037037013,3.06,2.4398365583075337]
[13140,"Syracuse","Cayuga",5,null,null,null,null,null,null,null,null,null,null,null,null,null,null,null,null,null,null,"pellet_wood-wall_furnace-heat_pump","n/a","n/a",null,"Ceiling InsulationAlbanyElectric Heat, no AC3830","Ceiling Insulation","Albany","Electric Heat, no AC",38,30,null,null,null,null,null,null,null,null,null,null,null,null,null,null,null,null,null,null,null,null,null,null,null,null,null,null,null,null,null,null,null,null,null,null,null,null,null,null,null,null,null,null,null,null,null,null,null,null,null,null,null,null,null,null,null,10910,"Orange and Rockland Utilities","Orange and Rockland Utilities","Orange and Rockland","Orange and Rockland",0.1163,0.76500000000000001,2.5345615079365071,3.06,2.4398365583075337]
[12179,"Albany","Albany",5,null,null,null,null,null,null,null,null,null,null,null,null,null,null,null,null,null,null,"pellet_wood-heat_pump-gchp","Heat Pump","Heat Pump",null,"Ceiling InsulationAlbanyGas Heat, no AC060","Ceiling Insulation","Albany","Gas Heat, no AC",0,60,194.7,0,408.5,null,null,null,null,null,null,null,null,null,null,null,null,null,null,null,null,null,null,null,null,null,null,null,null,null,null,null,null,null,null,null,null,null,null,null,null,null,null,null,null,null,null,null,null,null,null,null,null,null,null,null,null,10919,"Orange and Rockland Utilities","Orange and Rockland Utilities","Orange and Rockland","Orange and Rockland",0.1163,0.76500000000000001,2.5345615079365071,3.06,2.4398365583075337]
[14058,"Buffalo","Genesee",5,null,null,null,null,null,null,null,null,null,null,null,null,null,null,null,null,null,null,"pellet_wood-heat_pump-dec","Heat Pump","Heat Pump",null,"Ceiling InsulationAlbanyGas Heat, no AC1111","Ceiling Insulation","Albany","Gas Heat, no AC",11,11,null,null,null,null,null,null,null,null,null,null,null,null,null,null,null,null,null,null,null,null,null,null,null,null,null,null,null,null,null,null,null,null,null,null,null,null,null,null,null,null,null,null,null,null,null,null,null,null,null,null,null,null,null,null,null,10920,"Orange and Rockland Utilities","Orange and Rockland Utilities","Orange and Rockland","Orange and Rockland",0.1163,0.76500000000000001,2.6862187037037013,3.06,2.4398365583075337]
[13612,"Syracuse","Jefferson",6,null,null,null,null,null,null,null,null,null,null,null,null,null,null,null,null,null,null,"pellet_wood-baseboard-iec","n/a","n/a",null,"Ceiling InsulationAlbanyGas Heat, no AC1938","Ceiling Insulation","Albany","Gas Heat, no AC",19,38,15.2,0,32.799999999999997,null,null,null,null,null,null,null,null,null,null,null,null,null,null,null,null,null,null,null,null,null,null,null,null,null,null,null,null,null,null,null,null,null,null,null,null,null,null,null,null,null,null,null,null,null,null,null,null,null,null,null,null,10930,"Orange and Rockland Utilities","Orange and Rockland Utilities","Orange and Rockland","Orange and Rockland",0.1163,0.76500000000000001,2.5345615079365071,3.06,2.4398365583075337]
[12033,"Albany","Rensselaer",5,null,null,null,null,null,null,null,null,null,null,null,null,null,null,null,null,null,null,"pellet_wood-boiler-idec","n/a","n/a",null,"Ceiling InsulationAlbanyGas Heat, no AC3811","Ceiling Insulation","Albany","Gas Heat, no AC",38,11,null,null,null,null,null,null,null,null,null,null,null,null,null,null,null,null,null,null,null,null,null,null,null,null,null,null,null,null,null,null,null,null,null,null,null,null,null,null,null,null,null,null,null,null,null,null,null,null,null,null,null,null,null,null,null,10952,"Orange and Rockland Utilities","Orange and Rockland Utilities","Orange and Rockland","Orange and Rockland",0.1163,0.76500000000000001,2.6862187037037013,3.06,2.4398365583075337]
[12028,"Albany","Rensselaer",5,null,null,null,null,null,null,null,null,null,null,null,null,null,null,null,null,null,null,"pellet_wood-gchp-none","n/a","n/a",null,"WallBuffaloAC with Gas Heat019","Wall","Buffalo","AC with Gas Heat",0,19,68.599999999999994,5.3999999999999999E-2,79.3,null,null,null,null,null,null,null,null,null,null,null,null,null,null,null,null,null,null,null,null,null,null,null,null,null,null,null,null,null,null,null,null,null,null,null,null,null,null,null,null,null,null,null,null,null,null,null,null,null,null,null,null,10964,"Orange and Rockland Utilities","Orange and Rockland Utilities","Orange and Rockland","Orange and Rockland",0.1163,0.76500000000000001,2.6862187037037013,3.06,2.4398365583075337]
[12790,"Poughkeepsie","Sullivan",6,null,null,null,null,null,null,null,null,null,null,null,null,null,null,null,null,null,null,"pellet_wood-gchp-dec","Heat Pump","Heat Pump",null,"WallBuffaloAC with Gas Heat1113","Wall","Buffalo","AC with Gas Heat",11,13,7.3,0,8.6,null,null,null,null,null,null,null,null,null,null,null,null,null,null,null,null,null,null,null,null,null,null,null,null,null,null,null,null,null,null,null,null,null,null,null,null,null,null,null,null,null,null,null,null,null,null,null,null,null,null,null,null,10973,"Orange and Rockland Utilities","Orange and Rockland Utilities","Orange and Rockland","Orange and Rockland",0.1163,0.76500000000000001,2.5345615079365071,3.06,2.4398365583075337]
[10177,"NYC","New York",4,null,null,null,null,null,null,null,null,null,null,null,null,null,null,null,null,null,null,null,null,null,null,"WallBuffaloAC with Gas Heat1327","Wall","Buffalo","AC with Gas Heat",13,27,23.3,2.1999999999999999E-2,16.3,null,null,null,null,null,null,null,null,null,null,null,null,null,null,null,null,null,null,null,null,null,null,null,null,null,null,null,null,null,null,null,null,null,null,null,null,null,null,null,null,null,null,null,null,null,null,null,null,null,null,null,null,10986,"Orange and Rockland Utilities","Orange and Rockland Utilities","Orange and Rockland","Orange and Rockland",0.1163,0.76500000000000001,2.6862187037037013,3.06,2.4398365583075337]
[12036,"Albany","Schoharie",6,null,null,null,null,null,null,null,null,null,null,null,null,null,null,null,null,null,null,null,null,null,null,"WallBuffaloAC with Gas Heat1913","Wall","Buffalo","AC with Gas Heat",19,13,null,null,null,null,null,null,null,null,null,null,null,null,null,null,null,null,null,null,null,null,null,null,null,null,null,null,null,null,null,null,null,null,null,null,null,null,null,null,null,null,null,null,null,null,null,null,null,null,null,null,null,null,null,null,null,10997,"Orange and Rockland Utilities","Orange and Rockland Utilities","Orange and Rockland","Orange and Rockland",0.1163,0.76500000000000001,2.5345615079365071,3.06,2.4398365583075337]
[11364,"NYC","Queens",4,null,null,null,null,null,null,null,null,null,null,null,null,null,null,null,null,null,null,null,null,null,null,"WallBuffaloHeat Pump019","Wall","Buffalo","Heat Pump",0,19,1221.2,5.3999999999999999E-2,null,null,null,null,null,null,null,null,null,null,null,null,null,null,null,null,null,null,null,null,null,null,null,null,null,null,null,null,null,null,null,null,null,null,null,null,null,null,null,null,null,null,null,null,null,null,null,null,null,null,null,null,null,11021,"Long Island Power Authority","KeySpan Energy Delivery Long Island (KEDLI)","PSEG Long Island","National Grid",null,null,2.7887413333333329,3.06,2.9581087797619032]
[14894,"Binghamton","Chemung",5,null,null,null,null,null,null,null,null,null,null,null,null,null,null,null,null,null,null,null,null,null,null,"WallBuffaloHeat Pump021","Wall","Buffalo","Heat Pump",0,21,1275,5.3999999999999999E-2,null,null,null,null,null,null,null,null,null,null,null,null,null,null,null,null,null,null,null,null,null,null,null,null,null,null,null,null,null,null,null,null,null,null,null,null,null,null,null,null,null,null,null,null,null,null,null,null,null,null,null,null,null,11022,"Long Island Power Authority","KeySpan Energy Delivery Long Island (KEDLI)","PSEG Long Island","National Grid",null,null,2.7887413333333329,3.06,2.9581087797619032]
[14804,"Buffalo","Allegany",6,null,null,null,null,null,null,null,null,null,null,null,null,null,null,null,null,null,null,null,null,null,null,"WallBuffaloHeat Pump1127","Wall","Buffalo","Heat Pump",11,27,552.70000000000005,2.1999999999999999E-2,null,null,null,null,null,null,null,null,null,null,null,null,null,null,null,null,null,null,null,null,null,null,null,null,null,null,null,null,null,null,null,null,null,null,null,null,null,null,null,null,null,null,null,null,null,null,null,null,null,null,null,null,null,11050,"Long Island Power Authority","KeySpan Energy Delivery Long Island (KEDLI)","PSEG Long Island","National Grid",null,null,2.7887413333333329,3.06,2.9581087797619032]
[11371,"NYC","Queens",4,null,null,null,null,null,null,null,null,null,null,null,null,null,null,null,null,null,null,null,null,null,null,"WallBuffaloHeat Pump1713","Wall","Buffalo","Heat Pump",17,13,null,null,null,null,null,null,null,null,null,null,null,null,null,null,null,null,null,null,null,null,null,null,null,null,null,null,null,null,null,null,null,null,null,null,null,null,null,null,null,null,null,null,null,null,null,null,null,null,null,null,null,null,null,null,null,11103,"Consolidated Edison","KeySpan Energy Delivery New York (KEDNY)","Consolidated Edison","National Grid",0.22109999999999999,1.038,2.7546683333333313,3.06,2.8854408173076935]
[14068,"Buffalo","Erie",5,null,null,null,null,null,null,null,null,null,null,null,null,null,null,null,null,null,null,null,null,null,null,"WallBuffaloHeat Pump1919","Wall","Buffalo","Heat Pump",19,19,null,null,null,null,null,null,null,null,null,null,null,null,null,null,null,null,null,null,null,null,null,null,null,null,null,null,null,null,null,null,null,null,null,null,null,null,null,null,null,null,null,null,null,null,null,null,null,null,null,null,null,null,null,null,null,11204,"Consolidated Edison","Consolidated Edison","Consolidated Edison","Consolidated Edison",0.22109999999999999,1.038,2.7546683333333313,3.06,2.8854408173076935]
[12926,"Massena","Franklin",6,null,null,null,null,null,null,null,null,null,null,null,null,null,null,null,null,null,null,null,null,null,null,"WallBuffaloAC with Electric Heat025","Wall","Buffalo","AC with Electric Heat",0,25,2039.8,5.3999999999999999E-2,null,null,null,null,null,null,null,null,null,null,null,null,null,null,null,null,null,null,null,null,null,null,null,null,null,null,null,null,null,null,null,null,null,null,null,null,null,null,null,null,null,null,null,null,null,null,null,null,null,null,null,null,null,11213,"Consolidated Edison","Consolidated Edison","Consolidated Edison","Consolidated Edison",0.22109999999999999,1.038,2.7546683333333313,3.06,2.8854408173076935]
[13045,"Syracuse","Cortland",5,null,null,null,null,null,null,null,null,null,null,null,null,null,null,null,null,null,null,null,null,null,null,"WallBuffaloAC with Electric Heat1311","Wall","Buffalo","AC with Electric Heat",13,11,null,null,null,null,null,null,null,null,null,null,null,null,null,null,null,null,null,null,null,null,null,null,null,null,null,null,null,null,null,null,null,null,null,null,null,null,null,null,null,null,null,null,null,null,null,null,null,null,null,null,null,null,null,null,null,11222,"Consolidated Edison","Consolidated Edison","Consolidated Edison","Consolidated Edison",0.22109999999999999,1.038,2.7546683333333313,3.06,2.8854408173076935]
[10060,"NYC","New York",4,null,null,null,null,null,null,null,null,null,null,null,null,null,null,null,null,null,null,null,null,null,null,"WallBuffaloAC with Electric Heat1717","Wall","Buffalo","AC with Electric Heat",17,17,null,null,null,null,null,null,null,null,null,null,null,null,null,null,null,null,null,null,null,null,null,null,null,null,null,null,null,null,null,null,null,null,null,null,null,null,null,null,null,null,null,null,null,null,null,null,null,null,null,null,null,null,null,null,null,11232,"Consolidated Edison","Consolidated Edison","Consolidated Edison","Consolidated Edison",0.22109999999999999,1.038,2.7546683333333313,3.06,2.8854408173076935]
[11484,"NYC","New York",4,null,null,null,null,null,null,null,null,null,null,null,null,null,null,null,null,null,null,null,null,null,null,"WallBuffaloAC with Electric Heat1919","Wall","Buffalo","AC with Electric Heat",19,19,null,null,null,null,null,null,null,null,null,null,null,null,null,null,null,null,null,null,null,null,null,null,null,null,null,null,null,null,null,null,null,null,null,null,null,null,null,null,null,null,null,null,null,null,null,null,null,null,null,null,null,null,null,null,null,11241,"Consolidated Edison","Consolidated Edison","Consolidated Edison","Consolidated Edison",0.22109999999999999,1.038,2.7546683333333313,3.06,2.8854408173076935]
[11531,"NYC","Nassau",4,null,null,null,null,null,null,null,null,null,null,null,null,null,null,null,null,null,null,null,null,null,null,"WallBuffaloAC with Electric Heat1921","Wall","Buffalo","AC with Electric Heat",19,21,83.8,0,null,null,null,null,null,null,null,null,null,null,null,null,null,null,null,null,null,null,null,null,null,null,null,null,null,null,null,null,null,null,null,null,null,null,null,null,null,null,null,null,null,null,null,null,null,null,null,null,null,null,null,null,null,11242,"Consolidated Edison","Consolidated Edison","Consolidated Edison","Consolidated Edison",0.22109999999999999,1.038,2.7546683333333313,3.06,2.8854408173076935]
[11576,"NYC","Nassau",4,null,null,null,null,null,null,null,null,null,null,null,null,null,null,null,null,null,null,null,null,null,null,"WallBuffaloElectric Heat, no AC027","Wall","Buffalo","Electric Heat, no AC",0,27,2060.1999999999998,0,null,null,null,null,null,null,null,null,null,null,null,null,null,null,null,null,null,null,null,null,null,null,null,null,null,null,null,null,null,null,null,null,null,null,null,null,null,null,null,null,null,null,null,null,null,null,null,null,null,null,null,null,null,11352,"Consolidated Edison","KeySpan Energy Delivery New York (KEDNY)","Consolidated Edison","National Grid",0.22109999999999999,1.038,2.7546683333333313,3.06,2.8854408173076935]
[13164,"Syracuse","Onondaga",5,null,null,null,null,null,null,null,null,null,null,null,null,null,null,null,null,null,null,null,null,null,null,"WallBuffaloElectric Heat, no AC1313","Wall","Buffalo","Electric Heat, no AC",13,13,null,null,null,null,null,null,null,null,null,null,null,null,null,null,null,null,null,null,null,null,null,null,null,null,null,null,null,null,null,null,null,null,null,null,null,null,null,null,null,null,null,null,null,null,null,null,null,null,null,null,null,null,null,null,null,11362,"Consolidated Edison","KeySpan Energy Delivery New York (KEDNY)","Consolidated Edison","National Grid",0.22109999999999999,1.038,2.7546683333333313,3.06,2.8854408173076935]
[14560,"Buffalo","Livingston",5,null,null,null,null,null,null,null,null,null,null,null,null,null,null,null,null,null,null,null,null,null,null,"WallBuffaloElectric Heat, no AC1719","Wall","Buffalo","Electric Heat, no AC",17,19,99.5,0,null,null,null,null,null,null,null,null,null,null,null,null,null,null,null,null,null,null,null,null,null,null,null,null,null,null,null,null,null,null,null,null,null,null,null,null,null,null,null,null,null,null,null,null,null,null,null,null,null,null,null,null,null,11371,"Consolidated Edison","KeySpan Energy Delivery New York (KEDNY)","Consolidated Edison","National Grid",0.22109999999999999,1.038,2.7546683333333313,3.06,2.8854408173076935]
[12134,"Albany","Fulton",6,null,null,null,null,null,null,null,null,null,null,null,null,null,null,null,null,null,null,null,null,null,null,"WallBuffaloElectric Heat, no AC1925","Wall","Buffalo","Electric Heat, no AC",19,25,213.5,0,null,null,null,null,null,null,null,null,null,null,null,null,null,null,null,null,null,null,null,null,null,null,null,null,null,null,null,null,null,null,null,null,null,null,null,null,null,null,null,null,null,null,null,null,null,null,null,null,null,null,null,null,null,11381,"Consolidated Edison","KeySpan Energy Delivery New York (KEDNY)","Consolidated Edison","National Grid",0.22109999999999999,1.038,2.7546683333333313,3.06,2.8854408173076935]
[10516,"Poughkeepsie","Putnam",5,null,null,null,null,null,null,null,null,null,null,null,null,null,null,null,null,null,null,null,null,null,null,"WallBuffaloGas Heat, no AC1111","Wall","Buffalo","Gas Heat, no AC",11,11,null,null,null,null,null,null,null,null,null,null,null,null,null,null,null,null,null,null,null,null,null,null,null,null,null,null,null,null,null,null,null,null,null,null,null,null,null,null,null,null,null,null,null,null,null,null,null,null,null,null,null,null,null,null,null,11416,"Consolidated Edison","KeySpan Energy Delivery New York (KEDNY)","Consolidated Edison","National Grid",0.22109999999999999,1.038,2.7546683333333313,3.06,2.8854408173076935]
[14422,"Buffalo","Genesee",5,null,null,null,null,null,null,null,null,null,null,null,null,null,null,null,null,null,null,null,null,null,null,"WallBuffaloGas Heat, no AC1317","Wall","Buffalo","Gas Heat, no AC",13,17,6,0,12.1,null,null,null,null,null,null,null,null,null,null,null,null,null,null,null,null,null,null,null,null,null,null,null,null,null,null,null,null,null,null,null,null,null,null,null,null,null,null,null,null,null,null,null,null,null,null,null,null,null,null,null,null,11425,"Consolidated Edison","KeySpan Energy Delivery New York (KEDNY)","Consolidated Edison","National Grid",0.22109999999999999,1.038,2.7546683333333313,3.06,2.8854408173076935]
[10081,"NYC","New York",4,null,null,null,null,null,null,null,null,null,null,null,null,null,null,null,null,null,null,null,null,null,null,"WallBuffaloGas Heat, no AC1721","Wall","Buffalo","Gas Heat, no AC",17,21,4,0,8.1,null,null,null,null,null,null,null,null,null,null,null,null,null,null,null,null,null,null,null,null,null,null,null,null,null,null,null,null,null,null,null,null,null,null,null,null,null,null,null,null,null,null,null,null,null,null,null,null,null,null,null,null,11434,"Consolidated Edison","KeySpan Energy Delivery New York (KEDNY)","Consolidated Edison","National Grid",0.22109999999999999,1.038,2.7546683333333313,3.06,2.8854408173076935]
[10163,"NYC","New York",4,null,null,null,null,null,null,null,null,null,null,null,null,null,null,null,null,null,null,null,null,null,null,"WallBuffaloGas Heat, no AC1725","Wall","Buffalo","Gas Heat, no AC",17,25,6.8,0,14,null,null,null,null,null,null,null,null,null,null,null,null,null,null,null,null,null,null,null,null,null,null,null,null,null,null,null,null,null,null,null,null,null,null,null,null,null,null,null,null,null,null,null,null,null,null,null,null,null,null,null,null,11435,"Consolidated Edison","KeySpan Energy Delivery New York (KEDNY)","Consolidated Edison","National Grid",0.22109999999999999,1.038,2.7546683333333313,3.06,2.8854408173076935]
[10109,"NYC","New York",4,null,null,null,null,null,null,null,null,null,null,null,null,null,null,null,null,null,null,null,null,null,null,"Ceiling InsulationBuffaloAC with Gas Heat011","Ceiling Insulation","Buffalo","AC with Gas Heat",0,11,292.5,0.25600000000000001,320.60000000000002,null,null,null,null,null,null,null,null,null,null,null,null,null,null,null,null,null,null,null,null,null,null,null,null,null,null,null,null,null,null,null,null,null,null,null,null,null,null,null,null,null,null,null,null,null,null,null,null,null,null,null,null,11514,"Long Island Power Authority","KeySpan Energy Delivery Long Island (KEDLI)","PSEG Long Island","National Grid",null,null,2.7887413333333329,3.06,2.9581087797619032]
[11547,"NYC","Nassau",4,null,null,null,null,null,null,null,null,null,null,null,null,null,null,null,null,null,null,null,null,null,null,"Ceiling InsulationBuffaloAC with Gas Heat1138","Ceiling Insulation","Buffalo","AC with Gas Heat",11,38,64.5,6.8000000000000005E-2,72.5,null,null,null,null,null,null,null,null,null,null,null,null,null,null,null,null,null,null,null,null,null,null,null,null,null,null,null,null,null,null,null,null,null,null,null,null,null,null,null,null,null,null,null,null,null,null,null,null,null,null,null,null,11545,"Long Island Power Authority","KeySpan Energy Delivery Long Island (KEDLI)","PSEG Long Island","National Grid",null,null,2.7887413333333329,3.06,2.9581087797619032]
[10465,"NYC","Bronx",4,null,null,null,null,null,null,null,null,null,null,null,null,null,null,null,null,null,null,null,null,null,null,"Ceiling InsulationBuffaloAC with Gas Heat3038","Ceiling Insulation","Buffalo","AC with Gas Heat",30,38,6.7,1.7000000000000001E-2,9.1999999999999993,null,null,null,null,null,null,null,null,null,null,null,null,null,null,null,null,null,null,null,null,null,null,null,null,null,null,null,null,null,null,null,null,null,null,null,null,null,null,null,null,null,null,null,null,null,null,null,null,null,null,null,null,11558,"Long Island Power Authority","KeySpan Energy Delivery Long Island (KEDLI)","PSEG Long Island","National Grid",null,null,2.7887413333333329,3.06,2.9581087797619032]
[14220,"Buffalo","Erie",5,null,null,null,null,null,null,null,null,null,null,null,null,null,null,null,null,null,null,null,null,null,null,"Ceiling InsulationBuffaloAC with Gas Heat3830","Ceiling Insulation","Buffalo","AC with Gas Heat",38,30,null,null,null,null,null,null,null,null,null,null,null,null,null,null,null,null,null,null,null,null,null,null,null,null,null,null,null,null,null,null,null,null,null,null,null,null,null,null,null,null,null,null,null,null,null,null,null,null,null,null,null,null,null,null,null,11565,"Long Island Power Authority","KeySpan Energy Delivery Long Island (KEDLI)","PSEG Long Island","National Grid",null,null,2.7887413333333329,3.06,2.9581087797619032]
[12158,"Albany","Albany",5,null,null,null,null,null,null,null,null,null,null,null,null,null,null,null,null,null,null,null,null,null,null,"Ceiling InsulationBuffaloHeat Pump060","Ceiling Insulation","Buffalo","Heat Pump",0,60,6938.4,0.307,null,null,null,null,null,null,null,null,null,null,null,null,null,null,null,null,null,null,null,null,null,null,null,null,null,null,null,null,null,null,null,null,null,null,null,null,null,null,null,null,null,null,null,null,null,null,null,null,null,null,null,null,null,11577,"Long Island Power Authority","KeySpan Energy Delivery Long Island (KEDLI)","PSEG Long Island","National Grid",null,null,2.7887413333333329,3.06,2.9581087797619032]
[10916,"Poughkeepsie","Orange",5,null,null,null,null,null,null,null,null,null,null,null,null,null,null,null,null,null,null,null,null,null,null,"Ceiling InsulationBuffaloHeat Pump1930","Ceiling Insulation","Buffalo","Heat Pump",19,30,370.3,3.4000000000000002E-2,null,null,null,null,null,null,null,null,null,null,null,null,null,null,null,null,null,null,null,null,null,null,null,null,null,null,null,null,null,null,null,null,null,null,null,null,null,null,null,null,null,null,null,null,null,null,null,null,null,null,null,null,null,11596,"Long Island Power Authority","KeySpan Energy Delivery Long Island (KEDLI)","PSEG Long Island","National Grid",null,null,2.7887413333333329,3.06,2.9581087797619032]
[11738,"NYC","Suffolk",4,null,null,null,null,null,null,null,null,null,null,null,null,null,null,null,null,null,null,null,null,null,null,"Ceiling InsulationBuffaloHeat Pump3060","Ceiling Insulation","Buffalo","Heat Pump",30,60,351.9,0,null,null,null,null,null,null,null,null,null,null,null,null,null,null,null,null,null,null,null,null,null,null,null,null,null,null,null,null,null,null,null,null,null,null,null,null,null,null,null,null,null,null,null,null,null,null,null,null,null,null,null,null,null,11695,"Consolidated Edison","KeySpan Energy Delivery New York (KEDNY)","Consolidated Edison","National Grid",0.22109999999999999,1.038,2.7546683333333313,3.06,2.8854408173076935]
[11949,"NYC","Suffolk",4,null,null,null,null,null,null,null,null,null,null,null,null,null,null,null,null,null,null,null,null,null,null,"Ceiling InsulationBuffaloHeat Pump3811","Ceiling Insulation","Buffalo","Heat Pump",38,11,null,null,null,null,null,null,null,null,null,null,null,null,null,null,null,null,null,null,null,null,null,null,null,null,null,null,null,null,null,null,null,null,null,null,null,null,null,null,null,null,null,null,null,null,null,null,null,null,null,null,null,null,null,null,null,11697,"Long Island Power Authority","KeySpan Energy Delivery New York (KEDNY)","PSEG Long Island","National Grid",null,null,2.7546683333333313,3.06,2.8854408173076935]
[13657,"Syracuse","Jefferson",6,null,null,null,null,null,null,null,null,null,null,null,null,null,null,null,null,null,null,null,null,null,null,"Ceiling InsulationBuffaloAC with Electric Heat038","Ceiling Insulation","Buffalo","AC with Electric Heat",0,38,9284,0.32400000000000001,null,null,null,null,null,null,null,null,null,null,null,null,null,null,null,null,null,null,null,null,null,null,null,null,null,null,null,null,null,null,null,null,null,null,null,null,null,null,null,null,null,null,null,null,null,null,null,null,null,null,null,null,null,11709,"Long Island Power Authority","KeySpan Energy Delivery Long Island (KEDLI)","PSEG Long Island","National Grid",null,null,2.7887413333333329,3.06,2.9581087797619032]
[11248,"NYC","Kings",4,null,null,null,null,null,null,null,null,null,null,null,null,null,null,null,null,null,null,null,null,null,null,"Ceiling InsulationBuffaloAC with Electric Heat1911","Ceiling Insulation","Buffalo","AC with Electric Heat",19,11,null,null,null,null,null,null,null,null,null,null,null,null,null,null,null,null,null,null,null,null,null,null,null,null,null,null,null,null,null,null,null,null,null,null,null,null,null,null,null,null,null,null,null,null,null,null,null,null,null,null,null,null,null,null,null,11720,"Long Island Power Authority","KeySpan Energy Delivery Long Island (KEDLI)","PSEG Long Island","National Grid",null,null,2.7887413333333329,3.06,2.9581087797619032]
[13101,"Syracuse","Cortland",5,null,null,null,null,null,null,null,null,null,null,null,null,null,null,null,null,null,null,null,null,null,null,"Ceiling InsulationBuffaloAC with Electric Heat3038","Ceiling Insulation","Buffalo","AC with Electric Heat",30,38,210.6,1.7000000000000001E-2,null,null,null,null,null,null,null,null,null,null,null,null,null,null,null,null,null,null,null,null,null,null,null,null,null,null,null,null,null,null,null,null,null,null,null,null,null,null,null,null,null,null,null,null,null,null,null,null,null,null,null,null,null,11731,"Long Island Power Authority","KeySpan Energy Delivery Long Island (KEDLI)","PSEG Long Island","National Grid",null,null,2.7887413333333329,3.06,2.9581087797619032]
[14065,"Buffalo","Cattaraugus",6,null,null,null,null,null,null,null,null,null,null,null,null,null,null,null,null,null,null,null,null,null,null,"Ceiling InsulationBuffaloElectric Heat, no AC011","Ceiling Insulation","Buffalo","Electric Heat, no AC",0,11,7464.7,0,null,null,null,null,null,null,null,null,null,null,null,null,null,null,null,null,null,null,null,null,null,null,null,null,null,null,null,null,null,null,null,null,null,null,null,null,null,null,null,null,null,null,null,null,null,null,null,null,null,null,null,null,null,11741,"Long Island Power Authority","KeySpan Energy Delivery Long Island (KEDLI)","PSEG Long Island","National Grid",null,null,2.7887413333333329,3.06,2.9581087797619032]
[11102,"NYC","Queens",4,null,null,null,null,null,null,null,null,null,null,null,null,null,null,null,null,null,null,null,null,null,null,"Ceiling InsulationBuffaloElectric Heat, no AC1138","Ceiling Insulation","Buffalo","Electric Heat, no AC",11,38,1651.5,0,null,null,null,null,null,null,null,null,null,null,null,null,null,null,null,null,null,null,null,null,null,null,null,null,null,null,null,null,null,null,null,null,null,null,null,null,null,null,null,null,null,null,null,null,null,null,null,null,null,null,null,null,null,11753,"Long Island Power Authority","KeySpan Energy Delivery Long Island (KEDLI)","PSEG Long Island","National Grid",null,null,2.7887413333333329,3.06,2.9581087797619032]
[12582,"Poughkeepsie","Dutchess",5,null,null,null,null,null,null,null,null,null,null,null,null,null,null,null,null,null,null,null,null,null,null,"Ceiling InsulationBuffaloElectric Heat, no AC1930","Ceiling Insulation","Buffalo","Electric Heat, no AC",19,30,532.4,0,null,null,null,null,null,null,null,null,null,null,null,null,null,null,null,null,null,null,null,null,null,null,null,null,null,null,null,null,null,null,null,null,null,null,null,null,null,null,null,null,null,null,null,null,null,null,null,null,null,null,null,null,null,11758,"Long Island Power Authority","KeySpan Energy Delivery Long Island (KEDLI)","PSEG Long Island","National Grid",null,null,2.7887413333333329,3.06,2.9581087797619032]
[12468,"Albany","Greene",5,null,null,null,null,null,null,null,null,null,null,null,null,null,null,null,null,null,null,null,null,null,null,"Ceiling InsulationBuffaloElectric Heat, no AC3830","Ceiling Insulation","Buffalo","Electric Heat, no AC",38,30,null,null,null,null,null,null,null,null,null,null,null,null,null,null,null,null,null,null,null,null,null,null,null,null,null,null,null,null,null,null,null,null,null,null,null,null,null,null,null,null,null,null,null,null,null,null,null,null,null,null,null,null,null,null,null,11772,"Long Island Power Authority","KeySpan Energy Delivery Long Island (KEDLI)","PSEG Long Island","National Grid",null,null,2.7887413333333329,3.06,2.9581087797619032]
[12503,"Poughkeepsie","Columbia",5,null,null,null,null,null,null,null,null,null,null,null,null,null,null,null,null,null,null,null,null,null,null,"Ceiling InsulationBuffaloElectric Heat, no AC3838","Ceiling Insulation","Buffalo","Electric Heat, no AC",38,38,null,null,null,null,null,null,null,null,null,null,null,null,null,null,null,null,null,null,null,null,null,null,null,null,null,null,null,null,null,null,null,null,null,null,null,null,null,null,null,null,null,null,null,null,null,null,null,null,null,null,null,null,null,null,null,11773,"Long Island Power Authority","KeySpan Energy Delivery Long Island (KEDLI)","PSEG Long Island","National Grid",null,null,2.7887413333333329,3.06,2.9581087797619032]
[13752,"Binghamton","Delaware",6,null,null,null,null,null,null,null,null,null,null,null,null,null,null,null,null,null,null,null,null,null,null,"Ceiling InsulationBuffaloGas Heat, no AC1111","Ceiling Insulation","Buffalo","Gas Heat, no AC",11,11,null,null,null,null,null,null,null,null,null,null,null,null,null,null,null,null,null,null,null,null,null,null,null,null,null,null,null,null,null,null,null,null,null,null,null,null,null,null,null,null,null,null,null,null,null,null,null,null,null,null,null,null,null,null,null,11783,"Long Island Power Authority","KeySpan Energy Delivery Long Island (KEDLI)","PSEG Long Island","National Grid",null,null,2.7887413333333329,3.06,2.9581087797619032]
[12544,"Albany","Columbia",5,null,null,null,null,null,null,null,null,null,null,null,null,null,null,null,null,null,null,null,null,null,null,"Ceiling InsulationBuffaloGas Heat, no AC1938","Ceiling Insulation","Buffalo","Gas Heat, no AC",19,38,15.4,null,32.6,null,null,null,null,null,null,null,null,null,null,null,null,null,null,null,null,null,null,null,null,null,null,null,null,null,null,null,null,null,null,null,null,null,null,null,null,null,null,null,null,null,null,null,null,null,null,null,null,null,null,null,null,11793,"Long Island Power Authority","KeySpan Energy Delivery Long Island (KEDLI)","PSEG Long Island","National Grid",null,null,2.7887413333333329,3.06,2.9581087797619032]
[12564,"Poughkeepsie","Dutchess",5,null,null,null,null,null,null,null,null,null,null,null,null,null,null,null,null,null,null,null,null,null,null,"Ceiling InsulationBuffaloGas Heat, no AC3811","Ceiling Insulation","Buffalo","Gas Heat, no AC",38,11,null,null,null,null,null,null,null,null,null,null,null,null,null,null,null,null,null,null,null,null,null,null,null,null,null,null,null,null,null,null,null,null,null,null,null,null,null,null,null,null,null,null,null,null,null,null,null,null,null,null,null,null,null,null,null,11804,"Long Island Power Authority","KeySpan Energy Delivery Long Island (KEDLI)","PSEG Long Island","National Grid",null,null,2.7887413333333329,3.06,2.9581087797619032]
[12260,"Albany","Albany",5,null,null,null,null,null,null,null,null,null,null,null,null,null,null,null,null,null,null,null,null,null,null,"WallMassenaAC with Gas Heat019","Wall","Massena","AC with Gas Heat",0,19,77.5,9.8000000000000004E-2,90.7,null,null,null,null,null,null,null,null,null,null,null,null,null,null,null,null,null,null,null,null,null,null,null,null,null,null,null,null,null,null,null,null,null,null,null,null,null,null,null,null,null,null,null,null,null,null,null,null,null,null,null,null,11932,"Long Island Power Authority","KeySpan Energy Delivery Long Island (KEDLI)","PSEG Long Island","National Grid",null,null,2.7887413333333329,3.06,2.9581087797619032]
[12501,"Poughkeepsie","Dutchess",5,null,null,null,null,null,null,null,null,null,null,null,null,null,null,null,null,null,null,null,null,null,null,"WallMassenaAC with Gas Heat1125","Wall","Massena","AC with Gas Heat",11,25,34.1,4.2999999999999997E-2,40,null,null,null,null,null,null,null,null,null,null,null,null,null,null,null,null,null,null,null,null,null,null,null,null,null,null,null,null,null,null,null,null,null,null,null,null,null,null,null,null,null,null,null,null,null,null,null,null,null,null,null,null,11944,"Municipal Utilities","KeySpan Energy Delivery Long Island (KEDLI)","Other","National Grid",0.1595,0.81100000000000005,2.7887413333333329,3.06,2.9581087797619032]
[10018,"NYC","New York",4,null,null,null,null,null,null,null,null,null,null,null,null,null,null,null,null,null,null,null,null,null,null,"WallMassenaAC with Gas Heat1711","Wall","Massena","AC with Gas Heat",17,11,null,null,null,null,null,null,null,null,null,null,null,null,null,null,null,null,null,null,null,null,null,null,null,null,null,null,null,null,null,null,null,null,null,null,null,null,null,null,null,null,null,null,null,null,null,null,null,null,null,null,null,null,null,null,null,11954,"Long Island Power Authority","KeySpan Energy Delivery Long Island (KEDLI)","PSEG Long Island","National Grid",null,null,2.7887413333333329,3.06,2.9581087797619032]
[12067,"Albany","Albany",5,null,null,null,null,null,null,null,null,null,null,null,null,null,null,null,null,null,null,null,null,null,null,"WallMassenaAC with Gas Heat1917","Wall","Massena","AC with Gas Heat",19,17,null,null,null,null,null,null,null,null,null,null,null,null,null,null,null,null,null,null,null,null,null,null,null,null,null,null,null,null,null,null,null,null,null,null,null,null,null,null,null,null,null,null,null,null,null,null,null,null,null,null,null,null,null,null,null,11963,"Long Island Power Authority","KeySpan Energy Delivery Long Island (KEDLI)","PSEG Long Island","National Grid",null,null,2.7887413333333329,3.06,2.9581087797619032]
[13755,"Binghamton","Delaware",6,null,null,null,null,null,null,null,null,null,null,null,null,null,null,null,null,null,null,null,null,null,null,"WallMassenaAC with Gas Heat1919","Wall","Massena","AC with Gas Heat",19,19,null,null,null,null,null,null,null,null,null,null,null,null,null,null,null,null,null,null,null,null,null,null,null,null,null,null,null,null,null,null,null,null,null,null,null,null,null,null,null,null,null,null,null,null,null,null,null,null,null,null,null,null,null,null,null,11964,"Long Island Power Authority","KeySpan Energy Delivery Long Island (KEDLI)","PSEG Long Island","National Grid",null,null,2.7887413333333329,3.06,2.9581087797619032]
[12590,"Poughkeepsie","Dutchess",5,null,null,null,null,null,null,null,null,null,null,null,null,null,null,null,null,null,null,null,null,null,null,"WallMassenaHeat Pump025","Wall","Massena","Heat Pump",0,25,1688.9,9.8000000000000004E-2,null,null,null,null,null,null,null,null,null,null,null,null,null,null,null,null,null,null,null,null,null,null,null,null,null,null,null,null,null,null,null,null,null,null,null,null,null,null,null,null,null,null,null,null,null,null,null,null,null,null,null,null,null,11975,"Long Island Power Authority","KeySpan Energy Delivery Long Island (KEDLI)","PSEG Long Island","National Grid",null,null,2.7887413333333329,3.06,2.9581087797619032]
[12070,"Albany","Montgomery",6,null,null,null,null,null,null,null,null,null,null,null,null,null,null,null,null,null,null,null,null,null,null,"WallMassenaHeat Pump1127","Wall","Massena","Heat Pump",11,27,695.2,5.3999999999999999E-2,null,null,null,null,null,null,null,null,null,null,null,null,null,null,null,null,null,null,null,null,null,null,null,null,null,null,null,null,null,null,null,null,null,null,null,null,null,null,null,null,null,null,null,null,null,null,null,null,null,null,null,null,null,12010,"National Grid","National Grid","National Grid","National Grid",0.1167,0.66300000000000003,2.4871160256410261,3.06,2.660757651515151]
[10583,"NYC","Westchester",4,null,null,null,null,null,null,null,null,null,null,null,null,null,null,null,null,null,null,null,null,null,null,"WallMassenaHeat Pump1713","Wall","Massena","Heat Pump",17,13,null,null,null,null,null,null,null,null,null,null,null,null,null,null,null,null,null,null,null,null,null,null,null,null,null,null,null,null,null,null,null,null,null,null,null,null,null,null,null,null,null,null,null,null,null,null,null,null,null,null,null,null,null,null,null,12024,"NYS Electric and Gas","NYS Electric and Gas","New York State Electric and Gas","New York State Electric and Gas",0.106,0.66700000000000004,2.5345615079365071,3.06,2.660757651515151]
[13476,"Syracuse","Oneida",6,null,null,null,null,null,null,null,null,null,null,null,null,null,null,null,null,null,null,null,null,null,null,"WallMassenaHeat Pump1919","Wall","Massena","Heat Pump",19,19,null,null,null,null,null,null,null,null,null,null,null,null,null,null,null,null,null,null,null,null,null,null,null,null,null,null,null,null,null,null,null,null,null,null,null,null,null,null,null,null,null,null,null,null,null,null,null,null,null,null,null,null,null,null,null,12036,"National Grid","National Grid","National Grid","National Grid",0.10299999999999999,0.66300000000000003,2.4470744444444432,3.06,2.660757651515151]
[11758,"NYC","Nassau",4,null,null,null,null,null,null,null,null,null,null,null,null,null,null,null,null,null,null,null,null,null,null,"WallMassenaAC with Electric Heat025","Wall","Massena","AC with Electric Heat",0,25,2341.6,0.108,null,null,null,null,null,null,null,null,null,null,null,null,null,null,null,null,null,null,null,null,null,null,null,null,null,null,null,null,null,null,null,null,null,null,null,null,null,null,null,null,null,null,null,null,null,null,null,null,null,null,null,null,null,12050,"National Grid","National Grid","National Grid","National Grid",0.1167,0.66300000000000003,2.5345615079365071,3.06,2.660757651515151]
[11932,"NYC","Suffolk",4,null,null,null,null,null,null,null,null,null,null,null,null,null,null,null,null,null,null,null,null,null,null,"WallMassenaAC with Electric Heat1311","Wall","Massena","AC with Electric Heat",13,11,null,null,null,null,null,null,null,null,null,null,null,null,null,null,null,null,null,null,null,null,null,null,null,null,null,null,null,null,null,null,null,null,null,null,null,null,null,null,null,null,null,null,null,null,null,null,null,null,null,null,null,null,null,null,null,12059,"National Grid","National Grid","National Grid","National Grid",0.1167,0.66300000000000003,2.4871160256410261,3.06,2.660757651515151]
[12234,"Albany","Albany",5,null,null,null,null,null,null,null,null,null,null,null,null,null,null,null,null,null,null,null,null,null,null,"WallMassenaAC with Electric Heat1717","Wall","Massena","AC with Electric Heat",17,17,null,null,null,null,null,null,null,null,null,null,null,null,null,null,null,null,null,null,null,null,null,null,null,null,null,null,null,null,null,null,null,null,null,null,null,null,null,null,null,null,null,null,null,null,null,null,null,null,null,null,null,null,null,null,null,12068,"National Grid","National Grid","National Grid","National Grid",0.1167,0.66300000000000003,2.4871160256410261,3.06,2.660757651515151]
[11976,"NYC","Suffolk",4,null,null,null,null,null,null,null,null,null,null,null,null,null,null,null,null,null,null,null,null,null,null,"WallMassenaAC with Electric Heat1719","Wall","Massena","AC with Electric Heat",17,19,117.4,1.0999999999999999E-2,null,null,null,null,null,null,null,null,null,null,null,null,null,null,null,null,null,null,null,null,null,null,null,null,null,null,null,null,null,null,null,null,null,null,null,null,null,null,null,null,null,null,null,null,null,null,null,null,null,null,null,null,null,12069,"National Grid","National Grid","National Grid","National Grid",0.1167,0.66300000000000003,2.4871160256410261,3.06,2.660757651515151]
[14857,"Syracuse","Yates",5,null,null,null,null,null,null,null,null,null,null,null,null,null,null,null,null,null,null,null,null,null,null,"WallMassenaAC with Electric Heat1925","Wall","Massena","AC with Electric Heat",19,25,252.4,1.0999999999999999E-2,null,null,null,null,null,null,null,null,null,null,null,null,null,null,null,null,null,null,null,null,null,null,null,null,null,null,null,null,null,null,null,null,null,null,null,null,null,null,null,null,null,null,null,null,null,null,null,null,null,null,null,null,null,12078,"National Grid","National Grid","National Grid","National Grid",0.1167,0.66300000000000003,2.4871160256410261,3.06,2.660757651515151]
[12032,"Albany","Fulton",6,null,null,null,null,null,null,null,null,null,null,null,null,null,null,null,null,null,null,null,null,null,null,"WallMassenaElectric Heat, no AC1111","Wall","Massena","Electric Heat, no AC",11,11,null,null,null,null,null,null,null,null,null,null,null,null,null,null,null,null,null,null,null,null,null,null,null,null,null,null,null,null,null,null,null,null,null,null,null,null,null,null,null,null,null,null,null,null,null,null,null,null,null,null,null,null,null,null,null,12092,"National Grid","National Grid","National Grid","National Grid",0.1167,0.66300000000000003,2.4871160256410261,3.06,2.660757651515151]
[14714,"Buffalo","Allegany",6,null,null,null,null,null,null,null,null,null,null,null,null,null,null,null,null,null,null,null,null,null,null,"WallMassenaElectric Heat, no AC1317","Wall","Massena","Electric Heat, no AC",13,17,315.39999999999998,0,null,null,null,null,null,null,null,null,null,null,null,null,null,null,null,null,null,null,null,null,null,null,null,null,null,null,null,null,null,null,null,null,null,null,null,null,null,null,null,null,null,null,null,null,null,null,null,null,null,null,null,null,null,12116,"NYS Electric and Gas","NYS Electric and Gas","New York State Electric and Gas","New York State Electric and Gas",0.106,0.66700000000000004,2.4470744444444432,3.06,2.660757651515151]
[10256,"NYC","New York",4,null,null,null,null,null,null,null,null,null,null,null,null,null,null,null,null,null,null,null,null,null,null,"WallMassenaElectric Heat, no AC1721","Wall","Massena","Electric Heat, no AC",17,21,211.8,0,null,null,null,null,null,null,null,null,null,null,null,null,null,null,null,null,null,null,null,null,null,null,null,null,null,null,null,null,null,null,null,null,null,null,null,null,null,null,null,null,null,null,null,null,null,null,null,null,null,null,null,null,null,12128,"National Grid","National Grid","National Grid","National Grid",0.1167,0.66300000000000003,2.4871160256410261,3.06,2.660757651515151]
[10106,"NYC","New York",4,null,null,null,null,null,null,null,null,null,null,null,null,null,null,null,null,null,null,null,null,null,null,"WallMassenaElectric Heat, no AC1917","Wall","Massena","Electric Heat, no AC",19,17,null,null,null,null,null,null,null,null,null,null,null,null,null,null,null,null,null,null,null,null,null,null,null,null,null,null,null,null,null,null,null,null,null,null,null,null,null,null,null,null,null,null,null,null,null,null,null,null,null,null,null,null,null,null,null,12134,"National Grid","National Grid","National Grid","National Grid",0.1167,0.66300000000000003,2.4871160256410261,3.06,2.660757651515151]
[10572,"NYC","Westchester",4,null,null,null,null,null,null,null,null,null,null,null,null,null,null,null,null,null,null,null,null,null,null,"WallMassenaGas Heat, no AC1111","Wall","Massena","Gas Heat, no AC",11,11,null,null,null,null,null,null,null,null,null,null,null,null,null,null,null,null,null,null,null,null,null,null,null,null,null,null,null,null,null,null,null,null,null,null,null,null,null,null,null,null,null,null,null,null,null,null,null,null,null,null,null,null,null,null,null,12150,"National Grid","National Grid","National Grid","National Grid",0.1167,0.66300000000000003,2.4871160256410261,3.06,2.660757651515151]
[13355,"Syracuse","Madison",6,null,null,null,null,null,null,null,null,null,null,null,null,null,null,null,null,null,null,null,null,null,null,"WallMassenaGas Heat, no AC1317","Wall","Massena","Gas Heat, no AC",13,17,6.7,0,14,null,null,null,null,null,null,null,null,null,null,null,null,null,null,null,null,null,null,null,null,null,null,null,null,null,null,null,null,null,null,null,null,null,null,null,null,null,null,null,null,null,null,null,null,null,null,null,null,null,null,null,null,12160,"National Grid","National Grid","National Grid","National Grid",0.1167,0.66300000000000003,2.4871160256410261,3.06,2.660757651515151]
[12943,"Massena","Essex",6,null,null,null,null,null,null,null,null,null,null,null,null,null,null,null,null,null,null,null,null,null,null,"WallMassenaGas Heat, no AC1319","Wall","Massena","Gas Heat, no AC",13,19,9.1999999999999993,0,19.2,null,null,null,null,null,null,null,null,null,null,null,null,null,null,null,null,null,null,null,null,null,null,null,null,null,null,null,null,null,null,null,null,null,null,null,null,null,null,null,null,null,null,null,null,null,null,null,null,null,null,null,null,12161,"National Grid","National Grid","National Grid","National Grid",0.1167,0.66300000000000003,2.4871160256410261,3.06,2.660757651515151]
[12184,"Albany","Columbia",5,null,null,null,null,null,null,null,null,null,null,null,null,null,null,null,null,null,null,null,null,null,null,"WallMassenaGas Heat, no AC1725","Wall","Massena","Gas Heat, no AC",17,25,7.8,0,16.3,null,null,null,null,null,null,null,null,null,null,null,null,null,null,null,null,null,null,null,null,null,null,null,null,null,null,null,null,null,null,null,null,null,null,null,null,null,null,null,null,null,null,null,null,null,null,null,null,null,null,null,null,12173,"National Grid","National Grid","National Grid","National Grid",0.1167,0.66300000000000003,2.5345615079365071,3.06,2.660757651515151]
[11208,"NYC","Kings",4,null,null,null,null,null,null,null,null,null,null,null,null,null,null,null,null,null,null,null,null,null,null,"Ceiling InsulationMassenaAC with Gas Heat011","Ceiling Insulation","Massena","AC with Gas Heat",0,11,338.4,0.28999999999999998,381.2,null,null,null,null,null,null,null,null,null,null,null,null,null,null,null,null,null,null,null,null,null,null,null,null,null,null,null,null,null,null,null,null,null,null,null,null,null,null,null,null,null,null,null,null,null,null,null,null,null,null,null,null,12184,"National Grid","National Grid","National Grid","National Grid",0.1167,0.66300000000000003,2.5345615079365071,3.06,2.660757651515151]
[12783,"Poughkeepsie","Sullivan",6,null,null,null,null,null,null,null,null,null,null,null,null,null,null,null,null,null,null,null,null,null,null,"Ceiling InsulationMassenaAC with Gas Heat1138","Ceiling Insulation","Massena","AC with Gas Heat",11,38,74.099999999999994,0.10199999999999999,87,null,null,null,null,null,null,null,null,null,null,null,null,null,null,null,null,null,null,null,null,null,null,null,null,null,null,null,null,null,null,null,null,null,null,null,null,null,null,null,null,null,null,null,null,null,null,null,null,null,null,null,null,12194,"National Grid","National Grid","National Grid","National Grid",0.1167,0.66300000000000003,2.4871160256410261,3.06,2.660757651515151]
[14086,"Buffalo","Erie",5,null,null,null,null,null,null,null,null,null,null,null,null,null,null,null,null,null,null,null,null,null,null,"Ceiling InsulationMassenaAC with Gas Heat3011","Ceiling Insulation","Massena","AC with Gas Heat",30,11,null,null,null,null,null,null,null,null,null,null,null,null,null,null,null,null,null,null,null,null,null,null,null,null,null,null,null,null,null,null,null,null,null,null,null,null,null,null,null,null,null,null,null,null,null,null,null,null,null,null,null,null,null,null,null,12205,"National Grid","National Grid","National Grid","National Grid",0.1167,0.66300000000000003,2.4871160256410261,3.06,2.660757651515151]
[11001,"NYC","Nassau",4,null,null,null,null,null,null,null,null,null,null,null,null,null,null,null,null,null,null,null,null,null,null,"Ceiling InsulationMassenaAC with Gas Heat3838","Ceiling Insulation","Massena","AC with Gas Heat",38,38,null,null,null,null,null,null,null,null,null,null,null,null,null,null,null,null,null,null,null,null,null,null,null,null,null,null,null,null,null,null,null,null,null,null,null,null,null,null,null,null,null,null,null,null,null,null,null,null,null,null,null,null,null,null,null,12220,"National Grid","National Grid","National Grid","National Grid",0.1167,0.66300000000000003,2.4871160256410261,3.06,2.660757651515151]
[12812,"Massena","Hamilton",6,null,null,null,null,null,null,null,null,null,null,null,null,null,null,null,null,null,null,null,null,null,null,"Ceiling InsulationMassenaHeat Pump1111","Ceiling Insulation","Massena","Heat Pump",11,11,null,null,null,null,null,null,null,null,null,null,null,null,null,null,null,null,null,null,null,null,null,null,null,null,null,null,null,null,null,null,null,null,null,null,null,null,null,null,null,null,null,null,null,null,null,null,null,null,null,null,null,null,null,null,null,12230,"National Grid","National Grid","National Grid","National Grid",0.1167,0.66300000000000003,2.4871160256410261,3.06,2.660757651515151]
[14216,"Buffalo","Erie",5,null,null,null,null,null,null,null,null,null,null,null,null,null,null,null,null,null,null,null,null,null,null,"Ceiling InsulationMassenaHeat Pump1938","Ceiling Insulation","Massena","Heat Pump",19,38,677.6,3.4000000000000002E-2,null,null,null,null,null,null,null,null,null,null,null,null,null,null,null,null,null,null,null,null,null,null,null,null,null,null,null,null,null,null,null,null,null,null,null,null,null,null,null,null,null,null,null,null,null,null,null,null,null,null,null,null,null,12239,"National Grid","National Grid","National Grid","National Grid",0.1167,0.66300000000000003,2.4871160256410261,3.06,2.660757651515151]
[12490,"Poughkeepsie","Ulster",6,null,null,null,null,null,null,null,null,null,null,null,null,null,null,null,null,null,null,null,null,null,null,"Ceiling InsulationMassenaHeat Pump3030","Ceiling Insulation","Massena","Heat Pump",30,30,null,null,null,null,null,null,null,null,null,null,null,null,null,null,null,null,null,null,null,null,null,null,null,null,null,null,null,null,null,null,null,null,null,null,null,null,null,null,null,null,null,null,null,null,null,null,null,null,null,null,null,null,null,null,null,12244,"National Grid","National Grid","National Grid","National Grid",0.1167,0.66300000000000003,2.4871160256410261,3.06,2.660757651515151]
[13622,"Syracuse","Jefferson",6,null,null,null,null,null,null,null,null,null,null,null,null,null,null,null,null,null,null,null,null,null,null,"Ceiling InsulationMassenaHeat Pump3811","Ceiling Insulation","Massena","Heat Pump",38,11,null,null,null,null,null,null,null,null,null,null,null,null,null,null,null,null,null,null,null,null,null,null,null,null,null,null,null,null,null,null,null,null,null,null,null,null,null,null,null,null,null,null,null,null,null,null,null,null,null,null,null,null,null,null,null,12248,"National Grid","National Grid","National Grid","National Grid",0.1167,0.66300000000000003,2.4871160256410261,3.06,2.660757651515151]
[13696,"Massena","St. Lawrence",6,null,null,null,null,null,null,null,null,null,null,null,null,null,null,null,null,null,null,null,null,null,null,"Ceiling InsulationMassenaAC with Electric Heat038","Ceiling Insulation","Massena","AC with Electric Heat",0,38,11112.8,0.39200000000000002,null,null,null,null,null,null,null,null,null,null,null,null,null,null,null,null,null,null,null,null,null,null,null,null,null,null,null,null,null,null,null,null,null,null,null,null,null,null,null,null,null,null,null,null,null,null,null,null,null,null,null,null,null,12288,"National Grid","National Grid","National Grid","National Grid",0.1167,0.66300000000000003,2.4871160256410261,3.06,2.660757651515151]
[14613,"Buffalo","Monroe",5,null,null,null,null,null,null,null,null,null,null,null,null,null,null,null,null,null,null,null,null,null,null,{"$f":"CONCATENATE(AB902,AC902,AD902,AE902,AF902)","v":"Ceiling InsulationMassenaAC with Electric Heat1911"},"Ceiling Insulation","Massena","AC with Electric Heat",19,11,null,null,null,null,null,null,null,null,null,null,null,null,null,null,null,null,null,null,null,null,null,null,null,null,null,null,null,null,null,null,null,null,null,null,null,null,null,null,null,null,null,null,null,null,null,null,null,null,null,null,null,null,null,null,null,12309,"National Grid","National Grid","National Grid","National Grid",0.1167,0.66300000000000003,2.4871160256410261,3.06,2.660757651515151]
[14206,"Buffalo","Erie",5,null,null,null,null,null,null,null,null,null,null,null,null,null,null,null,null,null,null,null,null,null,null,"Ceiling InsulationMassenaAC with Electric Heat3038","Ceiling Insulation","Massena","AC with Electric Heat",30,38,258.5,1.7000000000000001E-2,null,null,null,null,null,null,null,null,null,null,null,null,null,null,null,null,null,null,null,null,null,null,null,null,null,null,null,null,null,null,null,null,null,null,null,null,null,null,null,null,null,null,null,null,null,null,null,null,null,null,null,null,null,12409,"Central Hudson Gas and Electric","Central Hudson Gas and Electric","Central Hudson Gas and Electric","Central Hudson Gas and Electric",0.13370000000000001,0.92100000000000004,2.5345615079365071,3.06,2.4398365583075337]
[12190,"Albany","Hamilton",6,null,null,null,null,null,null,null,null,null,null,null,null,null,null,null,null,null,null,null,null,null,null,"Ceiling InsulationMassenaElectric Heat, no AC011","Ceiling Insulation","Massena","Electric Heat, no AC",0,11,8931.1,0,null,null,null,null,null,null,null,null,null,null,null,null,null,null,null,null,null,null,null,null,null,null,null,null,null,null,null,null,null,null,null,null,null,null,null,null,null,null,null,null,null,null,null,null,null,null,null,null,null,null,null,null,null,12419,"Central Hudson Gas and Electric","Central Hudson Gas and Electric","Central Hudson Gas and Electric","Central Hudson Gas and Electric",0.13370000000000001,0.92100000000000004,2.5345615079365071,3.06,2.4398365583075337]
[10261,"NYC","New York",4,null,null,null,null,null,null,null,null,null,null,null,null,null,null,null,null,null,null,null,null,null,null,"Ceiling InsulationMassenaElectric Heat, no AC1138","Ceiling Insulation","Massena","Electric Heat, no AC",11,38,1990.4,0,null,null,null,null,null,null,null,null,null,null,null,null,null,null,null,null,null,null,null,null,null,null,null,null,null,null,null,null,null,null,null,null,null,null,null,null,null,null,null,null,null,null,null,null,null,null,null,null,null,null,null,null,null,12430,"NYS Electric and Gas","NYS Electric and Gas","New York State Electric and Gas","New York State Electric and Gas",0.1163,0.66700000000000004,2.5345615079365071,3.06,2.660757651515151]
[11380,"NYC","Queens",4,null,null,null,null,null,null,null,null,null,null,null,null,null,null,null,null,null,null,null,null,null,null,"Ceiling InsulationMassenaElectric Heat, no AC3011","Ceiling Insulation","Massena","Electric Heat, no AC",30,11,null,null,null,null,null,null,null,null,null,null,null,null,null,null,null,null,null,null,null,null,null,null,null,null,null,null,null,null,null,null,null,null,null,null,null,null,null,null,null,null,null,null,null,null,null,null,null,null,null,null,null,null,null,null,null,12440,"Central Hudson Gas and Electric","Central Hudson Gas and Electric","Central Hudson Gas and Electric","Central Hudson Gas and Electric",0.13370000000000001,0.92100000000000004,2.5345615079365071,3.06,2.4398365583075337]
[13634,"Syracuse","Jefferson",6,null,null,null,null,null,null,null,null,null,null,null,null,null,null,null,null,null,null,null,null,null,null,"Ceiling InsulationMassenaElectric Heat, no AC3019","Ceiling Insulation","Massena","Electric Heat, no AC",30,19,null,null,null,null,null,null,null,null,null,null,null,null,null,null,null,null,null,null,null,null,null,null,null,null,null,null,null,null,null,null,null,null,null,null,null,null,null,null,null,null,null,null,null,null,null,null,null,null,null,null,null,null,null,null,null,12441,"NYS Electric and Gas","NYS Electric and Gas","New York State Electric and Gas","New York State Electric and Gas",9.2600000000000002E-2,0.66700000000000004,2.5345615079365071,3.06,2.4398365583075337]
[13364,"Syracuse","Madison",6,null,null,null,null,null,null,null,null,null,null,null,null,null,null,null,null,null,null,null,null,null,null,"Ceiling InsulationMassenaElectric Heat, no AC3849","Ceiling Insulation","Massena","Electric Heat, no AC",38,49,219.1,0,null,null,null,null,null,null,null,null,null,null,null,null,null,null,null,null,null,null,null,null,null,null,null,null,null,null,null,null,null,null,null,null,null,null,null,null,null,null,null,null,null,null,null,null,null,null,null,null,null,null,null,null,null,12452,"Central Hudson Gas and Electric","Central Hudson Gas and Electric","Central Hudson Gas and Electric","Central Hudson Gas and Electric",0.13370000000000001,0.92100000000000004,2.5345615079365071,3.06,2.660757651515151]
[13339,"Albany","Montgomery",6,null,null,null,null,null,null,null,null,null,null,null,null,null,null,null,null,null,null,null,null,null,null,"Ceiling InsulationMassenaGas Heat, no AC1119","Ceiling Insulation","Massena","Gas Heat, no AC",11,19,35.700000000000003,0,75.900000000000006,null,null,null,null,null,null,null,null,null,null,null,null,null,null,null,null,null,null,null,null,null,null,null,null,null,null,null,null,null,null,null,null,null,null,null,null,null,null,null,null,null,null,null,null,null,null,null,null,null,null,null,null,12461,"Central Hudson Gas and Electric","Central Hudson Gas and Electric","Central Hudson Gas and Electric","Central Hudson Gas and Electric",0.13370000000000001,0.92100000000000004,2.5345615079365071,3.06,2.4398365583075337]
[13756,"Binghamton","Delaware",6,null,null,null,null,null,null,null,null,null,null,null,null,null,null,null,null,null,null,null,null,null,null,{"$f":"CONCATENATE(AB966,AC966,AD966,AE966,AF966)","v":"Ceiling InsulationMassenaGas Heat, no AC1949"},"Ceiling Insulation","Massena","Gas Heat, no AC",19,49,22.9,0,48.8,null,null,null,null,null,null,null,null,null,null,null,null,null,null,null,null,null,null,null,null,null,null,null,null,null,null,null,null,null,null,null,null,null,null,null,null,null,null,null,null,null,null,null,null,null,null,null,null,null,null,null,null,12472,"Central Hudson Gas and Electric","Central Hudson Gas and Electric","Central Hudson Gas and Electric","Central Hudson Gas and Electric",0.13370000000000001,0.92100000000000004,2.5345615079365071,3.06,2.4398365583075337]
[13842,"Albany","Delaware",6,null,null,null,null,null,null,null,null,null,null,null,null,null,null,null,null,null,null,null,null,null,null,"Ceiling InsulationMassenaGas Heat, no AC3811","Ceiling Insulation","Massena","Gas Heat, no AC",38,11,null,null,null,null,null,null,null,null,null,null,null,null,null,null,null,null,null,null,null,null,null,null,null,null,null,null,null,null,null,null,null,null,null,null,null,null,null,null,null,null,null,null,null,null,null,null,null,null,null,null,null,null,null,null,null,12483,"Central Hudson Gas and Electric","Central Hudson Gas and Electric","Central Hudson Gas and Electric","Central Hudson Gas and Electric",0.13370000000000001,0.92100000000000004,2.5345615079365071,3.06,2.4398365583075337]
[12511,"Poughkeepsie","Dutchess",5,null,null,null,null,null,null,null,null,null,null,null,null,null,null,null,null,null,null,null,null,null,null,"WallNYCAC with Gas Heat019","Wall","NYC","AC with Gas Heat",0,19,85.8,7.5999999999999998E-2,53.7,null,null,null,null,null,null,null,null,null,null,null,null,null,null,null,null,null,null,null,null,null,null,null,null,null,null,null,null,null,null,null,null,null,null,null,null,null,null,null,null,null,null,null,null,null,null,null,null,null,null,null,null,12493,"Central Hudson Gas and Electric","Central Hudson Gas and Electric","Central Hudson Gas and Electric","Central Hudson Gas and Electric",0.13370000000000001,0.92100000000000004,2.5345615079365071,3.06,2.4398365583075337]
[14488,"Buffalo","Livingston",5,null,null,null,null,null,null,null,null,null,null,null,null,null,null,null,null,null,null,null,null,null,null,"WallNYCAC with Gas Heat1125","Wall","NYC","AC with Gas Heat",11,25,35.4,3.3000000000000002E-2,23.5,null,null,null,null,null,null,null,null,null,null,null,null,null,null,null,null,null,null,null,null,null,null,null,null,null,null,null,null,null,null,null,null,null,null,null,null,null,null,null,null,null,null,null,null,null,null,null,null,null,null,null,null,12506,"Central Hudson Gas and Electric","Central Hudson Gas and Electric","Central Hudson Gas and Electric","Central Hudson Gas and Electric",0.13370000000000001,0.92100000000000004,2.6862187037037013,3.06,2.4398365583075337]
[12085,"Albany","Albany",5,null,null,null,null,null,null,null,null,null,null,null,null,null,null,null,null,null,null,null,null,null,null,"WallNYCAC with Gas Heat1711","Wall","NYC","AC with Gas Heat",17,11,null,null,null,null,null,null,null,null,null,null,null,null,null,null,null,null,null,null,null,null,null,null,null,null,null,null,null,null,null,null,null,null,null,null,null,null,null,null,null,null,null,null,null,null,null,null,null,null,null,null,null,null,null,null,null,12516,"NYS Electric and Gas","NYS Electric and Gas","New York State Electric and Gas","New York State Electric and Gas",0.1163,0.66700000000000004,2.5345615079365071,3.06,2.660757651515151]
[12440,"Poughkeepsie","Ulster",6,null,null,null,null,null,null,null,null,null,null,null,null,null,null,null,null,null,null,null,null,null,null,"WallNYCAC with Gas Heat1713","Wall","NYC","AC with Gas Heat",17,13,null,null,null,null,null,null,null,null,null,null,null,null,null,null,null,null,null,null,null,null,null,null,null,null,null,null,null,null,null,null,null,null,null,null,null,null,null,null,null,null,null,null,null,null,null,null,null,null,null,null,null,null,null,null,null,12517,"NYS Electric and Gas","NYS Electric and Gas","New York State Electric and Gas","New York State Electric and Gas",0.1163,0.66700000000000004,2.5345615079365071,3.06,2.660757651515151]
[12804,"Albany","Warren",6,null,null,null,null,null,null,null,null,null,null,null,null,null,null,null,null,null,null,null,null,null,null,"WallNYCAC with Gas Heat1919","Wall","NYC","AC with Gas Heat",19,19,null,null,null,null,null,null,null,null,null,null,null,null,null,null,null,null,null,null,null,null,null,null,null,null,null,null,null,null,null,null,null,null,null,null,null,null,null,null,null,null,null,null,null,null,null,null,null,null,null,null,null,null,null,null,null,12527,"Central Hudson Gas and Electric","Central Hudson Gas and Electric","Central Hudson Gas and Electric","Central Hudson Gas and Electric",0.13370000000000001,0.92100000000000004,2.6862187037037013,3.06,2.4398365583075337]
[12989,"Massena","Franklin",6,null,null,null,null,null,null,null,null,null,null,null,null,null,null,null,null,null,null,null,null,null,null,"WallNYCHeat Pump025","Wall","NYC","Heat Pump",0,25,698.8,0.108,null,null,null,null,null,null,null,null,null,null,null,null,null,null,null,null,null,null,null,null,null,null,null,null,null,null,null,null,null,null,null,null,null,null,null,null,null,null,null,null,null,null,null,null,null,null,null,null,null,null,null,null,null,12540,"Central Hudson Gas and Electric","Central Hudson Gas and Electric","Central Hudson Gas and Electric","Central Hudson Gas and Electric",0.13370000000000001,0.92100000000000004,2.6862187037037013,3.06,2.4398365583075337]
[11353,"NYC","New York",4,null,null,null,null,null,null,null,null,null,null,null,null,null,null,null,null,null,null,null,null,null,null,"WallNYCHeat Pump1311","Wall","NYC","Heat Pump",13,11,null,null,null,null,null,null,null,null,null,null,null,null,null,null,null,null,null,null,null,null,null,null,null,null,null,null,null,null,null,null,null,null,null,null,null,null,null,null,null,null,null,null,null,null,null,null,null,null,null,null,null,null,null,null,null,12549,"Central Hudson Gas and Electric","Central Hudson Gas and Electric","Central Hudson Gas and Electric","Central Hudson Gas and Electric",0.13370000000000001,0.92100000000000004,2.5345615079365071,3.06,2.4398365583075337]
[12106,"Albany","Columbia",5,null,null,null,null,null,null,null,null,null,null,null,null,null,null,null,null,null,null,null,null,null,null,"WallNYCHeat Pump1717","Wall","NYC","Heat Pump",17,17,null,null,null,null,null,null,null,null,null,null,null,null,null,null,null,null,null,null,null,null,null,null,null,null,null,null,null,null,null,null,null,null,null,null,null,null,null,null,null,null,null,null,null,null,null,null,null,null,null,null,null,null,null,null,null,12565,"NYS Electric and Gas","NYS Electric and Gas","New York State Electric and Gas","New York State Electric and Gas",0.106,0.66700000000000004,2.5345615079365071,3.06,2.660757651515151]
[14145,"Buffalo","Wyoming",6,null,null,null,null,null,null,null,null,null,null,null,null,null,null,null,null,null,null,null,null,null,null,"WallNYCHeat Pump1921","Wall","NYC","Heat Pump",19,21,28.7,0,null,null,null,null,null,null,null,null,null,null,null,null,null,null,null,null,null,null,null,null,null,null,null,null,null,null,null,null,null,null,null,null,null,null,null,null,null,null,null,null,null,null,null,null,null,null,null,null,null,null,null,null,null,12575,"Central Hudson Gas and Electric","Central Hudson Gas and Electric","Central Hudson Gas and Electric","Central Hudson Gas and Electric",0.13370000000000001,0.92100000000000004,2.5345615079365071,3.06,2.4398365583075337]
[10913,"NYC","Rockland",5,null,null,null,null,null,null,null,null,null,null,null,null,null,null,null,null,null,null,null,null,null,null,"WallNYCAC with Electric Heat027","Wall","NYC","AC with Electric Heat",0,27,1410.1,8.6999999999999994E-2,null,null,null,null,null,null,null,null,null,null,null,null,null,null,null,null,null,null,null,null,null,null,null,null,null,null,null,null,null,null,null,null,null,null,null,null,null,null,null,null,null,null,null,null,null,null,null,null,null,null,null,null,null,12586,"NYS Electric and Gas","NYS Electric and Gas","New York State Electric and Gas","New York State Electric and Gas",0.1163,0.66700000000000004,2.5345615079365071,3.06,2.4398365583075337]
[10462,"NYC","Bronx",4,null,null,null,null,null,null,null,null,null,null,null,null,null,null,null,null,null,null,null,null,null,null,"WallNYCAC with Electric Heat1121","Wall","NYC","AC with Electric Heat",11,21,444.1,2.1999999999999999E-2,null,null,null,null,null,null,null,null,null,null,null,null,null,null,null,null,null,null,null,null,null,null,null,null,null,null,null,null,null,null,null,null,null,null,null,null,null,null,null,null,null,null,null,null,null,null,null,null,null,null,null,null,null,12594,"NYS Electric and Gas","NYS Electric and Gas","New York State Electric and Gas","New York State Electric and Gas",0.1163,0.66700000000000004,2.6862187037037013,3.06,2.4398365583075337]
[14766,"Buffalo","Cattaraugus",6,null,null,null,null,null,null,null,null,null,null,null,null,null,null,null,null,null,null,null,null,null,null,"WallNYCAC with Electric Heat1313","Wall","NYC","AC with Electric Heat",13,13,null,null,null,null,null,null,null,null,null,null,null,null,null,null,null,null,null,null,null,null,null,null,null,null,null,null,null,null,null,null,null,null,null,null,null,null,null,null,null,null,null,null,null,null,null,null,null,null,null,null,null,null,null,null,null,12604,"Central Hudson Gas and Electric","Central Hudson Gas and Electric","Central Hudson Gas and Electric","Central Hudson Gas and Electric",0.13370000000000001,0.92100000000000004,2.6862187037037013,3.06,2.4398365583075337]
[14125,"Buffalo","Genesee",5,null,null,null,null,null,null,null,null,null,null,null,null,null,null,null,null,null,null,null,null,null,null,"WallNYCAC with Electric Heat1719","Wall","NYC","AC with Electric Heat",17,19,69.400000000000006,0,null,null,null,null,null,null,null,null,null,null,null,null,null,null,null,null,null,null,null,null,null,null,null,null,null,null,null,null,null,null,null,null,null,null,null,null,null,null,null,null,null,null,null,null,null,null,null,null,null,null,null,null,null,12726,"NYS Electric and Gas","NYS Electric and Gas","New York State Electric and Gas","New York State Electric and Gas",9.2600000000000002E-2,0.66700000000000004,2.5345615079365071,3.06,2.4398365583075337]
[12040,"Albany","Rensselaer",5,null,null,null,null,null,null,null,null,null,null,null,null,null,null,null,null,null,null,null,null,null,null,"WallNYCAC with Electric Heat1925","Wall","NYC","AC with Electric Heat",19,25,146.9,1.0999999999999999E-2,null,null,null,null,null,null,null,null,null,null,null,null,null,null,null,null,null,null,null,null,null,null,null,null,null,null,null,null,null,null,null,null,null,null,null,null,null,null,null,null,null,null,null,null,null,null,null,null,null,null,null,null,null,12740,"Central Hudson Gas and Electric","Central Hudson Gas and Electric","Central Hudson Gas and Electric","Central Hudson Gas and Electric",0.13370000000000001,0.92100000000000004,2.5345615079365071,3.06,2.4398365583075337]
[11204,"NYC","Kings",4,null,null,null,null,null,null,null,null,null,null,null,null,null,null,null,null,null,null,null,null,null,null,"WallNYCElectric Heat, no AC1111","Wall","NYC","Electric Heat, no AC",11,11,null,null,null,null,null,null,null,null,null,null,null,null,null,null,null,null,null,null,null,null,null,null,null,null,null,null,null,null,null,null,null,null,null,null,null,null,null,null,null,null,null,null,null,null,null,null,null,null,null,null,null,null,null,null,null,12750,"NYS Electric and Gas","NYS Electric and Gas","New York State Electric and Gas","New York State Electric and Gas",9.2600000000000002E-2,0.66700000000000004,2.5345615079365071,3.06,2.4398365583075337]
[13849,"Binghamton","Otsego",6,null,null,null,null,null,null,null,null,null,null,null,null,null,null,null,null,null,null,null,null,null,null,"WallNYCElectric Heat, no AC1317","Wall","NYC","Electric Heat, no AC",13,17,179.6,0,null,null,null,null,null,null,null,null,null,null,null,null,null,null,null,null,null,null,null,null,null,null,null,null,null,null,null,null,null,null,null,null,null,null,null,null,null,null,null,null,null,null,null,null,null,null,null,null,null,null,null,null,null,12764,"NYS Electric and Gas","NYS Electric and Gas","New York State Electric and Gas","New York State Electric and Gas",9.2600000000000002E-2,0.66700000000000004,2.5345615079365071,3.06,2.4398365583075337]
[14458,"Buffalo","Erie",5,null,null,null,null,null,null,null,null,null,null,null,null,null,null,null,null,null,null,null,null,null,null,"WallNYCElectric Heat, no AC1721","Wall","NYC","Electric Heat, no AC",17,21,120.3,0,null,null,null,null,null,null,null,null,null,null,null,null,null,null,null,null,null,null,null,null,null,null,null,null,null,null,null,null,null,null,null,null,null,null,null,null,null,null,null,null,null,null,null,null,null,null,null,null,null,null,null,null,null,12776,"NYS Electric and Gas","NYS Electric and Gas","New York State Electric and Gas","New York State Electric and Gas",9.2600000000000002E-2,0.66700000000000004,2.4470744444444432,3.06,2.2435595175438618]
[12077,"Albany","Albany",5,null,null,null,null,null,null,null,null,null,null,null,null,null,null,null,null,null,null,null,null,null,null,"WallNYCElectric Heat, no AC1927","Wall","NYC","Electric Heat, no AC",19,27,174.9,0,null,null,null,null,null,null,null,null,null,null,null,null,null,null,null,null,null,null,null,null,null,null,null,null,null,null,null,null,null,null,null,null,null,null,null,null,null,null,null,null,null,null,null,null,null,null,null,null,null,null,null,null,null,12786,"NYS Electric and Gas","NYS Electric and Gas","New York State Electric and Gas","New York State Electric and Gas",9.2600000000000002E-2,0.66700000000000004,2.5345615079365071,3.06,2.4398365583075337]
[14822,"Buffalo","Allegany",6,null,null,null,null,null,null,null,null,null,null,null,null,null,null,null,null,null,null,null,null,null,null,"WallNYCGas Heat, no AC1113","Wall","NYC","Gas Heat, no AC",11,13,2.6,0,5.6,null,null,null,null,null,null,null,null,null,null,null,null,null,null,null,null,null,null,null,null,null,null,null,null,null,null,null,null,null,null,null,null,null,null,null,null,null,null,null,null,null,null,null,null,null,null,null,null,null,null,null,null,12804,"National Grid","National Grid","National Grid","National Grid",0.1167,0.66300000000000003,2.5133023809523802,3.06,2.660757651515151]
[12063,"Albany","Rensselaer",5,null,null,null,null,null,null,null,null,null,null,null,null,null,null,null,null,null,null,null,null,null,null,"WallNYCGas Heat, no AC1117","Wall","NYC","Gas Heat, no AC",11,17,6.5,0,13.9,null,null,null,null,null,null,null,null,null,null,null,null,null,null,null,null,null,null,null,null,null,null,null,null,null,null,null,null,null,null,null,null,null,null,null,null,null,null,null,null,null,null,null,null,null,null,null,null,null,null,null,null,12808,"National Grid","National Grid","National Grid","National Grid",0.1167,0.66300000000000003,2.5133023809523802,3.06,2.660757651515151]
[14639,"Buffalo","Monroe",5,null,null,null,null,null,null,null,null,null,null,null,null,null,null,null,null,null,null,null,null,null,null,"WallNYCGas Heat, no AC1321","Wall","NYC","Gas Heat, no AC",13,21,6.5,0,13.9,null,null,null,null,null,null,null,null,null,null,null,null,null,null,null,null,null,null,null,null,null,null,null,null,null,null,null,null,null,null,null,null,null,null,null,null,null,null,null,null,null,null,null,null,null,null,null,null,null,null,null,null,12819,"National Grid","National Grid","National Grid","National Grid",0.1167,0.66300000000000003,2.4871160256410261,3.06,2.660757651515151]
[10976,"NYC","Rockland",5,null,null,null,null,null,null,null,null,null,null,null,null,null,null,null,null,null,null,null,null,null,null,"WallNYCGas Heat, no AC1919","Wall","NYC","Gas Heat, no AC",19,19,null,null,null,null,null,null,null,null,null,null,null,null,null,null,null,null,null,null,null,null,null,null,null,null,null,null,null,null,null,null,null,null,null,null,null,null,null,null,null,null,null,null,null,null,null,null,null,null,null,null,null,null,null,null,null,12836,"National Grid","National Grid","National Grid","National Grid",0.1167,0.66300000000000003,2.5133023809523802,3.06,2.660757651515151]
[10983,"NYC","Rockland",5,null,null,null,null,null,null,null,null,null,null,null,null,null,null,null,null,null,null,null,null,null,null,"Ceiling InsulationNYCAC with Gas Heat011","Ceiling Insulation","NYC","AC with Gas Heat",0,11,415.2,0.307,224.4,null,null,null,null,null,null,null,null,null,null,null,null,null,null,null,null,null,null,null,null,null,null,null,null,null,null,null,null,null,null,null,null,null,null,null,null,null,null,null,null,null,null,null,null,null,null,null,null,null,null,null,null,12841,"National Grid","National Grid","National Grid","National Grid",0.1167,0.66300000000000003,2.4871160256410261,3.06,2.660757651515151]
[11593,"NYC","New York",4,null,null,null,null,null,null,null,null,null,null,null,null,null,null,null,null,null,null,null,null,null,null,"Ceiling InsulationNYCAC with Gas Heat1138","Ceiling Insulation","NYC","AC with Gas Heat",11,38,93.2,0.10199999999999999,50.7,null,null,null,null,null,null,null,null,null,null,null,null,null,null,null,null,null,null,null,null,null,null,null,null,null,null,null,null,null,null,null,null,null,null,null,null,null,null,null,null,null,null,null,null,null,null,null,null,null,null,null,null,12850,"National Grid","National Grid","National Grid","National Grid",0.1167,0.66300000000000003,2.4871160256410261,3.06,2.660757651515151]
[13784,"Binghamton","Cortland",5,null,null,null,null,null,null,null,null,null,null,null,null,null,null,null,null,null,null,null,null,null,null,"Ceiling InsulationNYCAC with Gas Heat3011","Ceiling Insulation","NYC","AC with Gas Heat",30,11,null,null,null,null,null,null,null,null,null,null,null,null,null,null,null,null,null,null,null,null,null,null,null,null,null,null,null,null,null,null,null,null,null,null,null,null,null,null,null,null,null,null,null,null,null,null,null,null,null,null,null,null,null,null,null,12859,"National Grid","National Grid","National Grid","National Grid",0.1167,0.66300000000000003,2.4871160256410261,3.06,2.660757651515151]
[12729,"Poughkeepsie","Orange",5,null,null,null,null,null,null,null,null,null,null,null,null,null,null,null,null,null,null,null,null,null,null,"Ceiling InsulationNYCAC with Gas Heat3838","Ceiling Insulation","NYC","AC with Gas Heat",38,38,null,null,null,null,null,null,null,null,null,null,null,null,null,null,null,null,null,null,null,null,null,null,null,null,null,null,null,null,null,null,null,null,null,null,null,null,null,null,null,null,null,null,null,null,null,null,null,null,null,null,null,null,null,null,null,12871,"National Grid","National Grid","National Grid","National Grid",0.1167,0.66300000000000003,2.4871160256410261,3.06,2.660757651515151]
[14621,"Buffalo","Monroe",5,null,null,null,null,null,null,null,null,null,null,null,null,null,null,null,null,null,null,null,null,null,null,"Ceiling InsulationNYCHeat Pump1111","Ceiling Insulation","NYC","Heat Pump",11,11,null,null,null,null,null,null,null,null,null,null,null,null,null,null,null,null,null,null,null,null,null,null,null,null,null,null,null,null,null,null,null,null,null,null,null,null,null,null,null,null,null,null,null,null,null,null,null,null,null,null,null,null,null,null,null,12886,"National Grid","National Grid","National Grid","National Grid",0.1167,0.66300000000000003,2.5133023809523802,3.06,2.660757651515151]
[10996,"Poughkeepsie","Orange",5,null,null,null,null,null,null,null,null,null,null,null,null,null,null,null,null,null,null,null,null,null,null,"Ceiling InsulationNYCHeat Pump1119","Ceiling Insulation","NYC","Heat Pump",11,19,344.7,6.8000000000000005E-2,null,null,null,null,null,null,null,null,null,null,null,null,null,null,null,null,null,null,null,null,null,null,null,null,null,null,null,null,null,null,null,null,null,null,null,null,null,null,null,null,null,null,null,null,null,null,null,null,null,null,null,null,null,12887,"National Grid","National Grid","National Grid","National Grid",0.1167,0.66300000000000003,2.4871160256410261,3.06,2.660757651515151]
[10542,"Poughkeepsie","Putnam",5,null,null,null,null,null,null,null,null,null,null,null,null,null,null,null,null,null,null,null,null,null,null,"Ceiling InsulationNYCHeat Pump1949","Ceiling Insulation","NYC","Heat Pump",19,49,332.8,6.8000000000000005E-2,null,null,null,null,null,null,null,null,null,null,null,null,null,null,null,null,null,null,null,null,null,null,null,null,null,null,null,null,null,null,null,null,null,null,null,null,null,null,null,null,null,null,null,null,null,null,null,null,null,null,null,null,null,12916,"National Grid","National Grid","National Grid","National Grid",0.10299999999999999,0.66300000000000003,2.5133023809523802,3.06,2.8854408173076935]
[12770,"Poughkeepsie","Sullivan",6,null,null,null,null,null,null,null,null,null,null,null,null,null,null,null,null,null,null,null,null,null,null,"Ceiling InsulationNYCHeat Pump3819","Ceiling Insulation","NYC","Heat Pump",38,19,null,null,null,null,null,null,null,null,null,null,null,null,null,null,null,null,null,null,null,null,null,null,null,null,null,null,null,null,null,null,null,null,null,null,null,null,null,null,null,null,null,null,null,null,null,null,null,null,null,null,null,null,null,null,null,12926,"NYS Electric and Gas","NYS Electric and Gas","New York State Electric and Gas","New York State Electric and Gas",9.2600000000000002E-2,0.66700000000000004,2.5133023809523802,3.06,2.8854408173076935]
[11691,"NYC","Queens",4,null,null,null,null,null,null,null,null,null,null,null,null,null,null,null,null,null,null,null,null,null,null,"Ceiling InsulationNYCAC with Electric Heat049","Ceiling Insulation","NYC","AC with Electric Heat",0,49,6646.8,0.41,null,null,null,null,null,null,null,null,null,null,null,null,null,null,null,null,null,null,null,null,null,null,null,null,null,null,null,null,null,null,null,null,null,null,null,null,null,null,null,null,null,null,null,null,null,null,null,null,null,null,null,null,null,12936,"NYS Electric and Gas","NYS Electric and Gas","New York State Electric and Gas","New York State Electric and Gas",0.106,0.66700000000000004,2.5133023809523802,3.06,2.8854408173076935]
[10170,"NYC","New York",4,null,null,null,null,null,null,null,null,null,null,null,null,null,null,null,null,null,null,null,null,null,null,"Ceiling InsulationNYCAC with Electric Heat1919","Ceiling Insulation","NYC","AC with Electric Heat",19,19,null,null,null,null,null,null,null,null,null,null,null,null,null,null,null,null,null,null,null,null,null,null,null,null,null,null,null,null,null,null,null,null,null,null,null,null,null,null,null,null,null,null,null,null,null,null,null,null,null,null,null,null,null,null,null,12949,"National Grid","National Grid","National Grid","National Grid",0.10299999999999999,0.66300000000000003,2.5133023809523802,3.06,2.8854408173076935]
[12966,"Massena","Franklin",6,null,null,null,null,null,null,null,null,null,null,null,null,null,null,null,null,null,null,null,null,null,null,"Ceiling InsulationNYCAC with Electric Heat3049","Ceiling Insulation","NYC","AC with Electric Heat",30,49,272.89999999999998,1.7000000000000001E-2,null,null,null,null,null,null,null,null,null,null,null,null,null,null,null,null,null,null,null,null,null,null,null,null,null,null,null,null,null,null,null,null,null,null,null,null,null,null,null,null,null,null,null,null,null,null,null,null,null,null,null,null,null,12960,"National Grid","National Grid","National Grid","National Grid",0.1167,0.66300000000000003,2.5133023809523802,3.06,2.8854408173076935]
[13605,"Syracuse","Jefferson",6,null,null,null,null,null,null,null,null,null,null,null,null,null,null,null,null,null,null,null,null,null,null,"Ceiling InsulationNYCElectric Heat, no AC019","Ceiling Insulation","NYC","Electric Heat, no AC",0,19,5645.6,0,null,null,null,null,null,null,null,null,null,null,null,null,null,null,null,null,null,null,null,null,null,null,null,null,null,null,null,null,null,null,null,null,null,null,null,null,null,null,null,null,null,null,null,null,null,null,null,null,null,null,null,null,null,12972,"NYS Electric and Gas","NYS Electric and Gas","New York State Electric and Gas","New York State Electric and Gas",9.2600000000000002E-2,0.66700000000000004,2.5133023809523802,3.06,2.8854408173076935]
[12493,"Poughkeepsie","Ulster",6,null,null,null,null,null,null,null,null,null,null,null,null,null,null,null,null,null,null,null,null,null,null,"Ceiling InsulationNYCElectric Heat, no AC1138","Ceiling Insulation","NYC","Electric Heat, no AC",11,38,1112.0999999999999,0,null,null,null,null,null,null,null,null,null,null,null,null,null,null,null,null,null,null,null,null,null,null,null,null,null,null,null,null,null,null,null,null,null,null,null,null,null,null,null,null,null,null,null,null,null,null,null,null,null,null,null,null,null,12980,"National Grid","National Grid","National Grid","National Grid",0.10299999999999999,0.66300000000000003,2.5133023809523802,3.06,2.8854408173076935]
[12743,"Poughkeepsie","Sullivan",6,null,null,null,null,null,null,null,null,null,null,null,null,null,null,null,null,null,null,null,null,null,null,"Ceiling InsulationNYCElectric Heat, no AC1149","Ceiling Insulation","NYC","Electric Heat, no AC",11,49,1234,0,null,null,null,null,null,null,null,null,null,null,null,null,null,null,null,null,null,null,null,null,null,null,null,null,null,null,null,null,null,null,null,null,null,null,null,null,null,null,null,null,null,null,null,null,null,null,null,null,null,null,null,null,null,12981,"NYS Electric and Gas","NYS Electric and Gas","New York State Electric and Gas","New York State Electric and Gas",9.2600000000000002E-2,0.66700000000000004,2.5133023809523802,3.06,2.8854408173076935]
[14502,"Syracuse","Wayne",5,null,null,null,null,null,null,null,null,null,null,null,null,null,null,null,null,null,null,null,null,null,null,"Ceiling InsulationNYCElectric Heat, no AC3019","Ceiling Insulation","NYC","Electric Heat, no AC",30,19,null,null,null,null,null,null,null,null,null,null,null,null,null,null,null,null,null,null,null,null,null,null,null,null,null,null,null,null,null,null,null,null,null,null,null,null,null,null,null,null,null,null,null,null,null,null,null,null,null,null,null,null,null,null,null,12996,"NYS Electric and Gas","NYS Electric and Gas","New York State Electric and Gas","New York State Electric and Gas",0.106,0.66700000000000004,2.5133023809523802,3.06,2.8854408173076935]
[12710,"Poughkeepsie","Dutchess",5,null,null,null,null,null,null,null,null,null,null,null,null,null,null,null,null,null,null,null,null,null,null,"Ceiling InsulationNYCElectric Heat, no AC3849","Ceiling Insulation","NYC","Electric Heat, no AC",38,49,121.8,0,null,null,null,null,null,null,null,null,null,null,null,null,null,null,null,null,null,null,null,null,null,null,null,null,null,null,null,null,null,null,null,null,null,null,null,null,null,null,null,null,null,null,null,null,null,null,null,null,null,null,null,null,null,13028,"National Grid","National Grid","National Grid","National Grid",9.98E-2,0.66300000000000003,2.4470744444444432,3.06,2.2435595175438618]
[10103,"NYC","New York",4,null,null,null,null,null,null,null,null,null,null,null,null,null,null,null,null,null,null,null,null,null,null,"Ceiling InsulationNYCGas Heat, no AC1119","Ceiling Insulation","NYC","Gas Heat, no AC",11,19,12.8,null,28.2,null,null,null,null,null,null,null,null,null,null,null,null,null,null,null,null,null,null,null,null,null,null,null,null,null,null,null,null,null,null,null,null,null,null,null,null,null,null,null,null,null,null,null,null,null,null,null,null,null,null,null,null,13037,"National Grid","National Grid","National Grid","National Grid",9.98E-2,0.66300000000000003,2.4470744444444432,3.06,2.2435595175438618]
[10527,"Poughkeepsie","Westchester",4,null,null,null,null,null,null,null,null,null,null,null,null,null,null,null,null,null,null,null,null,null,null,"Ceiling InsulationNYCGas Heat, no AC1949","Ceiling Insulation","NYC","Gas Heat, no AC",19,49,13,null,28.2,null,null,null,null,null,null,null,null,null,null,null,null,null,null,null,null,null,null,null,null,null,null,null,null,null,null,null,null,null,null,null,null,null,null,null,null,null,null,null,null,null,null,null,null,null,null,null,null,null,null,null,null,13052,"National Grid","National Grid","National Grid","National Grid",0.10299999999999999,0.66300000000000003,2.4470744444444432,3.06,2.2435595175438618]
[12987,"Massena","Essex",6,null,null,null,null,null,null,null,null,null,null,null,null,null,null,null,null,null,null,null,null,null,null,"Ceiling InsulationNYCGas Heat, no AC3819","Ceiling Insulation","NYC","Gas Heat, no AC",38,19,null,null,null,null,null,null,null,null,null,null,null,null,null,null,null,null,null,null,null,null,null,null,null,null,null,null,null,null,null,null,null,null,null,null,null,null,null,null,null,null,null,null,null,null,null,null,null,null,null,null,null,null,null,null,null,13064,"Rochester Gas and Electric","Rochester Gas and Electric","Rochester Gas and Electric","Rochester Gas and Electric",9.5799999999999996E-2,0.56500000000000006,2.4470744444444432,3.06,2.2435595175438618]
[10090,"NYC","New York",4,null,null,null,null,null,null,null,null,null,null,null,null,null,null,null,null,null,null,null,null,null,null,"WallSyracuseAC with Gas Heat021","Wall","Syracuse","AC with Gas Heat",0,21,79.400000000000006,4.2999999999999997E-2,79,null,null,null,null,null,null,null,null,null,null,null,null,null,null,null,null,null,null,null,null,null,null,null,null,null,null,null,null,null,null,null,null,null,null,null,null,null,null,null,null,null,null,null,null,null,null,null,null,null,null,null,null,13076,"National Grid","National Grid","National Grid","National Grid",9.98E-2,0.66300000000000003,2.4470744444444432,3.06,2.2435595175438618]
[10046,"NYC","New York",4,null,null,null,null,null,null,null,null,null,null,null,null,null,null,null,null,null,null,null,null,null,null,"WallSyracuseAC with Gas Heat1127","Wall","Syracuse","AC with Gas Heat",11,27,38.799999999999997,2.1999999999999999E-2,35.4,null,null,null,null,null,null,null,null,null,null,null,null,null,null,null,null,null,null,null,null,null,null,null,null,null,null,null,null,null,null,null,null,null,null,null,null,null,null,null,null,null,null,null,null,null,null,null,null,null,null,null,null,13088,"National Grid","National Grid","National Grid","National Grid",9.98E-2,0.66300000000000003,2.4470744444444432,3.06,2.2435595175438618]
[10033,"NYC","New York",4,null,null,null,null,null,null,null,null,null,null,null,null,null,null,null,null,null,null,null,null,null,null,"WallSyracuseAC with Gas Heat1311","Wall","Syracuse","AC with Gas Heat",13,11,null,null,null,null,null,null,null,null,null,null,null,null,null,null,null,null,null,null,null,null,null,null,null,null,null,null,null,null,null,null,null,null,null,null,null,null,null,null,null,null,null,null,null,null,null,null,null,null,null,null,null,null,null,null,null,13089,"National Grid","National Grid","National Grid","National Grid",9.98E-2,0.66300000000000003,2.4470744444444432,3.06,2.2435595175438618]
[10922,"Poughkeepsie","Orange",5,null,null,null,null,null,null,null,null,null,null,null,null,null,null,null,null,null,null,null,null,null,null,"WallSyracuseAC with Gas Heat1727","Wall","Syracuse","AC with Gas Heat",17,27,15.4,1.0999999999999999E-2,15.6,null,null,null,null,null,null,null,null,null,null,null,null,null,null,null,null,null,null,null,null,null,null,null,null,null,null,null,null,null,null,null,null,null,null,null,null,null,null,null,null,null,null,null,null,null,null,null,null,null,null,null,null,13113,"Rochester Gas and Electric","Rochester Gas and Electric","Rochester Gas and Electric","Rochester Gas and Electric",9.5799999999999996E-2,0.56500000000000006,2.4470744444444432,3.06,2.2435595175438618]
[12969,"Massena","Franklin",6,null,null,null,null,null,null,null,null,null,null,null,null,null,null,null,null,null,null,null,null,null,null,"WallSyracuseAC with Gas Heat1919","Wall","Syracuse","AC with Gas Heat",19,19,null,null,null,null,null,null,null,null,null,null,null,null,null,null,null,null,null,null,null,null,null,null,null,null,null,null,null,null,null,null,null,null,null,null,null,null,null,null,null,null,null,null,null,null,null,null,null,null,null,null,null,null,null,null,null,13117,"NYS Electric and Gas","NYS Electric and Gas","New York State Electric and Gas","New York State Electric and Gas",9.2600000000000002E-2,0.66700000000000004,2.4470744444444432,3.06,2.2435595175438618]
[12143,"Albany","Albany",5,null,null,null,null,null,null,null,null,null,null,null,null,null,null,null,null,null,null,null,null,null,null,"WallSyracuseHeat Pump025","Wall","Syracuse","Heat Pump",0,25,1233,5.3999999999999999E-2,null,null,null,null,null,null,null,null,null,null,null,null,null,null,null,null,null,null,null,null,null,null,null,null,null,null,null,null,null,null,null,null,null,null,null,null,null,null,null,null,null,null,null,null,null,null,null,null,null,null,null,null,null,13131,"National Grid","National Grid","National Grid","National Grid",9.98E-2,0.66300000000000003,2.4470744444444432,3.06,2.2435595175438618]
[10914,"Poughkeepsie","Orange",5,null,null,null,null,null,null,null,null,null,null,null,null,null,null,null,null,null,null,null,null,null,null,"WallSyracuseHeat Pump1311","Wall","Syracuse","Heat Pump",13,11,null,null,null,null,null,null,null,null,null,null,null,null,null,null,null,null,null,null,null,null,null,null,null,null,null,null,null,null,null,null,null,null,null,null,null,null,null,null,null,null,null,null,null,null,null,null,null,null,null,null,null,null,null,null,null,13141,"National Grid","National Grid","National Grid","National Grid",9.98E-2,0.66300000000000003,2.4470744444444432,3.06,2.2435595175438618]
[14151,"Buffalo","Erie",5,null,null,null,null,null,null,null,null,null,null,null,null,null,null,null,null,null,null,null,null,null,null,"WallSyracuseHeat Pump1717","Wall","Syracuse","Heat Pump",17,17,null,null,null,null,null,null,null,null,null,null,null,null,null,null,null,null,null,null,null,null,null,null,null,null,null,null,null,null,null,null,null,null,null,null,null,null,null,null,null,null,null,null,null,null,null,null,null,null,null,null,null,null,null,null,null,13153,"NYS Electric and Gas","NYS Electric and Gas","New York State Electric and Gas","New York State Electric and Gas",9.2600000000000002E-2,0.66700000000000004,2.4470744444444432,3.06,2.2435595175438618]
[13365,"Albany","Herkimer",6,null,null,null,null,null,null,null,null,null,null,null,null,null,null,null,null,null,null,null,null,null,null,"WallSyracuseHeat Pump1921","Wall","Syracuse","Heat Pump",19,21,48.9,0,null,null,null,null,null,null,null,null,null,null,null,null,null,null,null,null,null,null,null,null,null,null,null,null,null,null,null,null,null,null,null,null,null,null,null,null,null,null,null,null,null,null,null,null,null,null,null,null,null,null,null,null,null,13163,"National Grid","National Grid","National Grid","National Grid",0.10299999999999999,0.66300000000000003,2.4470744444444432,3.06,2.2435595175438618]
[11581,"NYC","Nassau",4,null,null,null,null,null,null,null,null,null,null,null,null,null,null,null,null,null,null,null,null,null,null,"WallSyracuseAC with Electric Heat027","Wall","Syracuse","AC with Electric Heat",0,27,1985.6,5.3999999999999999E-2,null,null,null,null,null,null,null,null,null,null,null,null,null,null,null,null,null,null,null,null,null,null,null,null,null,null,null,null,null,null,null,null,null,null,null,null,null,null,null,null,null,null,null,null,null,null,null,null,null,null,null,null,null,13205,"National Grid","National Grid","National Grid","National Grid",9.98E-2,0.66300000000000003,2.4470744444444432,3.06,2.2435595175438618]
[13431,"Syracuse","Herkimer",6,null,null,null,null,null,null,null,null,null,null,null,null,null,null,null,null,null,null,null,null,null,null,"WallSyracuseAC with Electric Heat1111","Wall","Syracuse","AC with Electric Heat",11,11,null,null,null,null,null,null,null,null,null,null,null,null,null,null,null,null,null,null,null,null,null,null,null,null,null,null,null,null,null,null,null,null,null,null,null,null,null,null,null,null,null,null,null,null,null,null,null,null,null,null,null,null,null,null,null,13206,"National Grid","National Grid","National Grid","National Grid",9.98E-2,0.66300000000000003,2.4470744444444432,3.06,2.2435595175438618]
[14263,"Buffalo","Erie",5,null,null,null,null,null,null,null,null,null,null,null,null,null,null,null,null,null,null,null,null,null,null,"WallSyracuseAC with Electric Heat1317","Wall","Syracuse","AC with Electric Heat",13,17,268.3,1.0999999999999999E-2,null,null,null,null,null,null,null,null,null,null,null,null,null,null,null,null,null,null,null,null,null,null,null,null,null,null,null,null,null,null,null,null,null,null,null,null,null,null,null,null,null,null,null,null,null,null,null,null,null,null,null,null,null,13217,"National Grid","National Grid","National Grid","National Grid",9.98E-2,0.66300000000000003,2.4470744444444432,3.06,2.2435595175438618]
[10952,"NYC","Rockland",5,null,null,null,null,null,null,null,null,null,null,null,null,null,null,null,null,null,null,null,null,null,null,"WallSyracuseAC with Electric Heat1721","Wall","Syracuse","AC with Electric Heat",17,21,176,0,null,null,null,null,null,null,null,null,null,null,null,null,null,null,null,null,null,null,null,null,null,null,null,null,null,null,null,null,null,null,null,null,null,null,null,null,null,null,null,null,null,null,null,null,null,null,null,null,null,null,null,null,null,13250,"National Grid","National Grid","National Grid","National Grid",9.98E-2,0.66300000000000003,2.4470744444444432,3.06,2.2435595175438618]
[10055,"NYC","New York",4,null,null,null,null,null,null,null,null,null,null,null,null,null,null,null,null,null,null,null,null,null,null,"WallSyracuseAC with Electric Heat1927","Wall","Syracuse","AC with Electric Heat",19,27,259.3,1.0999999999999999E-2,null,null,null,null,null,null,null,null,null,null,null,null,null,null,null,null,null,null,null,null,null,null,null,null,null,null,null,null,null,null,null,null,null,null,null,null,null,null,null,null,null,null,null,null,null,null,null,null,null,null,null,null,null,13305,"National Grid","National Grid","National Grid","National Grid",0.10299999999999999,0.66300000000000003,2.5133023809523802,3.06,2.8854408173076935]
[12412,"Poughkeepsie","Ulster",6,null,null,null,null,null,null,null,null,null,null,null,null,null,null,null,null,null,null,null,null,null,null,"WallSyracuseElectric Heat, no AC025","Wall","Syracuse","Electric Heat, no AC",0,25,1890.3,null,null,null,null,null,null,null,null,null,null,null,null,null,null,null,null,null,null,null,null,null,null,null,null,null,null,null,null,null,null,null,null,null,null,null,null,null,null,null,null,null,null,null,null,null,null,null,null,null,null,null,null,null,null,13314,"NYS Electric and Gas","NYS Electric and Gas","New York State Electric and Gas","New York State Electric and Gas",9.2600000000000002E-2,0.66700000000000004,2.4470744444444432,3.06,2.2435595175438618]
[14624,"Buffalo","Monroe",5,null,null,null,null,null,null,null,null,null,null,null,null,null,null,null,null,null,null,null,null,null,null,"WallSyracuseElectric Heat, no AC1317","Wall","Syracuse","Electric Heat, no AC",13,17,258.39999999999998,null,null,null,null,null,null,null,null,null,null,null,null,null,null,null,null,null,null,null,null,null,null,null,null,null,null,null,null,null,null,null,null,null,null,null,null,null,null,null,null,null,null,null,null,null,null,null,null,null,null,null,null,null,null,13325,"National Grid","National Grid","National Grid","National Grid",0.10299999999999999,0.66300000000000003,2.5133023809523802,3.06,2.8854408173076935]
[10974,"NYC","Rockland",5,null,null,null,null,null,null,null,null,null,null,null,null,null,null,null,null,null,null,null,null,null,null,"WallSyracuseElectric Heat, no AC1721","Wall","Syracuse","Electric Heat, no AC",17,21,173.1,null,null,null,null,null,null,null,null,null,null,null,null,null,null,null,null,null,null,null,null,null,null,null,null,null,null,null,null,null,null,null,null,null,null,null,null,null,null,null,null,null,null,null,null,null,null,null,null,null,null,null,null,null,null,13335,"NYS Electric and Gas","NYS Electric and Gas","New York State Electric and Gas","New York State Electric and Gas",9.2600000000000002E-2,0.66700000000000004,2.4470744444444432,3.06,2.660757651515151]
[11752,"NYC","Suffolk",4,null,null,null,null,null,null,null,null,null,null,null,null,null,null,null,null,null,null,null,null,null,null,"WallSyracuseElectric Heat, no AC1927","Wall","Syracuse","Electric Heat, no AC",19,27,251.7,null,null,null,null,null,null,null,null,null,null,null,null,null,null,null,null,null,null,null,null,null,null,null,null,null,null,null,null,null,null,null,null,null,null,null,null,null,null,null,null,null,null,null,null,null,null,null,null,null,null,null,null,null,null,13346,"Municipal Utilities","Municipal Utilities","Other","Other",0.1595,0.81100000000000005,2.4470744444444432,3.06,2.2435595175438618]
[12116,"Binghamton","Otsego",6,null,null,null,null,null,null,null,null,null,null,null,null,null,null,null,null,null,null,null,null,null,null,"WallSyracuseGas Heat, no AC011","Wall","Syracuse","Gas Heat, no AC",0,11,25,null,51.5,null,null,null,null,null,null,null,null,null,null,null,null,null,null,null,null,null,null,null,null,null,null,null,null,null,null,null,null,null,null,null,null,null,null,null,null,null,null,null,null,null,null,null,null,null,null,null,null,null,null,null,null,13348,"NYS Electric and Gas","NYS Electric and Gas","New York State Electric and Gas","New York State Electric and Gas",9.2600000000000002E-2,0.66700000000000004,2.4470744444444432,3.06,2.660757651515151]
[10923,"NYC","Rockland",5,null,null,null,null,null,null,null,null,null,null,null,null,null,null,null,null,null,null,null,null,null,null,"WallSyracuseGas Heat, no AC1117","Wall","Syracuse","Gas Heat, no AC",11,17,9.6,null,19.8,null,null,null,null,null,null,null,null,null,null,null,null,null,null,null,null,null,null,null,null,null,null,null,null,null,null,null,null,null,null,null,null,null,null,null,null,null,null,null,null,null,null,null,null,null,null,null,null,null,null,null,null,13362,"NYS Electric and Gas","National Grid","New York State Electric and Gas","National Grid",9.2600000000000002E-2,0.66700000000000004,2.4470744444444432,3.06,2.660757651515151]
[13088,"Syracuse","Onondaga",5,null,null,null,null,null,null,null,null,null,null,null,null,null,null,null,null,null,null,null,null,null,null,"WallSyracuseGas Heat, no AC1321","Wall","Syracuse","Gas Heat, no AC",13,21,9.3000000000000007,null,19.5,null,null,null,null,null,null,null,null,null,null,null,null,null,null,null,null,null,null,null,null,null,null,null,null,null,null,null,null,null,null,null,null,null,null,null,null,null,null,null,null,null,null,null,null,null,null,null,null,null,null,null,null,13404,"National Grid","National Grid","National Grid","National Grid",0.10299999999999999,0.66300000000000003,2.5133023809523802,3.06,2.8854408173076935]
[14031,"Buffalo","Erie",5,null,null,null,null,null,null,null,null,null,null,null,null,null,null,null,null,null,null,null,null,null,null,"WallSyracuseGas Heat, no AC1727","Wall","Syracuse","Gas Heat, no AC",17,27,7.5,null,15.5,null,null,null,null,null,null,null,null,null,null,null,null,null,null,null,null,null,null,null,null,null,null,null,null,null,null,null,null,null,null,null,null,null,null,null,null,null,null,null,null,null,null,null,null,null,null,null,null,null,null,null,null,13416,"National Grid","National Grid","National Grid","National Grid",0.10299999999999999,0.66300000000000003,2.4470744444444432,3.06,2.660757651515151]
[11970,"NYC","Suffolk",4,null,null,null,null,null,null,null,null,null,null,null,null,null,null,null,null,null,null,null,null,null,null,"Ceiling InsulationSyracuseAC with Gas Heat019","Ceiling Insulation","Syracuse","AC with Gas Heat",0,19,384.3,0.20499999999999999,357.8,null,null,null,null,null,null,null,null,null,null,null,null,null,null,null,null,null,null,null,null,null,null,null,null,null,null,null,null,null,null,null,null,null,null,null,null,null,null,null,null,null,null,null,null,null,null,null,null,null,null,null,null,13431,"National Grid","National Grid","National Grid","National Grid",0.10299999999999999,0.66300000000000003,2.4470744444444432,3.06,2.660757651515151]
[10709,"NYC","Westchester",4,null,null,null,null,null,null,null,null,null,null,null,null,null,null,null,null,null,null,null,null,null,null,"Ceiling InsulationSyracuseAC with Gas Heat1149","Ceiling Insulation","Syracuse","AC with Gas Heat",11,49,76.599999999999994,5.0999999999999997E-2,78.7,null,null,null,null,null,null,null,null,null,null,null,null,null,null,null,null,null,null,null,null,null,null,null,null,null,null,null,null,null,null,null,null,null,null,null,null,null,null,null,null,null,null,null,null,null,null,null,null,null,null,null,null,13442,"National Grid","National Grid","National Grid","National Grid",0.10299999999999999,0.66300000000000003,2.4470744444444432,3.06,2.660757651515151]
[11969,"NYC","Suffolk",4,null,null,null,null,null,null,null,null,null,null,null,null,null,null,null,null,null,null,null,null,null,null,"Ceiling InsulationSyracuseAC with Gas Heat3019","Ceiling Insulation","Syracuse","AC with Gas Heat",30,19,null,null,null,null,null,null,null,null,null,null,null,null,null,null,null,null,null,null,null,null,null,null,null,null,null,null,null,null,null,null,null,null,null,null,null,null,null,null,null,null,null,null,null,null,null,null,null,null,null,null,null,null,null,null,null,13460,"NYS Electric and Gas","NYS Electric and Gas","New York State Electric and Gas","New York State Electric and Gas",9.2600000000000002E-2,0.66700000000000004,2.4470744444444432,3.06,2.2435595175438618]
[11595,"NYC","Nassau",4,null,null,null,null,null,null,null,null,null,null,null,null,null,null,null,null,null,null,null,null,null,null,"Ceiling InsulationSyracuseAC with Gas Heat3849","Ceiling Insulation","Syracuse","AC with Gas Heat",38,49,4.3,0,7.8,null,null,null,null,null,null,null,null,null,null,null,null,null,null,null,null,null,null,null,null,null,null,null,null,null,null,null,null,null,null,null,null,null,null,null,null,null,null,null,null,null,null,null,null,null,null,null,null,null,null,null,null,13473,"National Grid","National Grid","National Grid","National Grid",0.10299999999999999,0.66300000000000003,2.5133023809523802,3.06,2.8854408173076935]
[13475,"Albany","Herkimer",6,null,null,null,null,null,null,null,null,null,null,null,null,null,null,null,null,null,null,null,null,null,null,"Ceiling InsulationSyracuseHeat Pump011","Ceiling Insulation","Syracuse","Heat Pump",0,11,5539.8,0.188,null,null,null,null,null,null,null,null,null,null,null,null,null,null,null,null,null,null,null,null,null,null,null,null,null,null,null,null,null,null,null,null,null,null,null,null,null,null,null,null,null,null,null,null,null,null,null,null,null,null,null,null,null,13476,"National Grid","National Grid","National Grid","National Grid",0.10299999999999999,0.66300000000000003,2.4470744444444432,3.06,2.660757651515151]
[14622,"Buffalo","Monroe",5,null,null,null,null,null,null,null,null,null,null,null,null,null,null,null,null,null,null,null,null,null,null,"Ceiling InsulationSyracuseHeat Pump1119","Ceiling Insulation","Syracuse","Heat Pump",11,19,604.29999999999995,1.7000000000000001E-2,null,null,null,null,null,null,null,null,null,null,null,null,null,null,null,null,null,null,null,null,null,null,null,null,null,null,null,null,null,null,null,null,null,null,null,null,null,null,null,null,null,null,null,null,null,null,null,null,null,null,null,null,null,13484,"NYS Electric and Gas","NYS Electric and Gas","New York State Electric and Gas","New York State Electric and Gas",9.2600000000000002E-2,0.66700000000000004,2.4470744444444432,3.06,2.2435595175438618]
[14863,"Syracuse","Schuyler",6,null,null,null,null,null,null,null,null,null,null,null,null,null,null,null,null,null,null,null,null,null,null,"Ceiling InsulationSyracuseHeat Pump1949","Ceiling Insulation","Syracuse","Heat Pump",19,49,593.29999999999995,3.4000000000000002E-2,null,null,null,null,null,null,null,null,null,null,null,null,null,null,null,null,null,null,null,null,null,null,null,null,null,null,null,null,null,null,null,null,null,null,null,null,null,null,null,null,null,null,null,null,null,null,null,null,null,null,null,null,null,13494,"National Grid","National Grid","National Grid","National Grid",0.10299999999999999,0.66300000000000003,2.4470744444444432,3.06,2.660757651515151]
[13144,"Syracuse","Oswego",5,null,null,null,null,null,null,null,null,null,null,null,null,null,null,null,null,null,null,null,null,null,null,"Ceiling InsulationSyracuseHeat Pump3819","Ceiling Insulation","Syracuse","Heat Pump",38,19,null,null,null,null,null,null,null,null,null,null,null,null,null,null,null,null,null,null,null,null,null,null,null,null,null,null,null,null,null,null,null,null,null,null,null,null,null,null,null,null,null,null,null,null,null,null,null,null,null,null,null,null,null,null,null,13602,"National Grid","National Grid","National Grid","National Grid",0.10299999999999999,0.66300000000000003,2.5133023809523802,3.06,2.8854408173076935]
[11249,"NYC","Kings",4,null,null,null,null,null,null,null,null,null,null,null,null,null,null,null,null,null,null,null,null,null,null,"Ceiling InsulationSyracuseAC with Electric Heat049","Ceiling Insulation","Syracuse","AC with Electric Heat",0,49,9355.2999999999993,0.23899999999999999,null,null,null,null,null,null,null,null,null,null,null,null,null,null,null,null,null,null,null,null,null,null,null,null,null,null,null,null,null,null,null,null,null,null,null,null,null,null,null,null,null,null,null,null,null,null,null,null,null,null,null,null,null,13614,"National Grid","National Grid","National Grid","National Grid",0.10299999999999999,0.66300000000000003,2.5133023809523802,3.06,2.8854408173076935]
[11027,"NYC","Nassau",4,null,null,null,null,null,null,null,null,null,null,null,null,null,null,null,null,null,null,null,null,null,null,"Ceiling InsulationSyracuseAC with Electric Heat1919","Ceiling Insulation","Syracuse","AC with Electric Heat",19,19,null,null,null,null,null,null,null,null,null,null,null,null,null,null,null,null,null,null,null,null,null,null,null,null,null,null,null,null,null,null,null,null,null,null,null,null,null,null,null,null,null,null,null,null,null,null,null,null,null,null,null,null,null,null,null,13623,"National Grid","National Grid","National Grid","National Grid",0.10299999999999999,0.66300000000000003,2.5133023809523802,3.06,2.8854408173076935]
[10312,"NYC","Richmond",4,null,null,null,null,null,null,null,null,null,null,null,null,null,null,null,null,null,null,null,null,null,null,"Ceiling InsulationSyracuseAC with Electric Heat3049","Ceiling Insulation","Syracuse","AC with Electric Heat",30,49,385,1.7000000000000001E-2,null,null,null,null,null,null,null,null,null,null,null,null,null,null,null,null,null,null,null,null,null,null,null,null,null,null,null,null,null,null,null,null,null,null,null,null,null,null,null,null,null,null,null,null,null,null,null,null,null,null,null,null,null,13633,"National Grid","National Grid","National Grid","National Grid",0.10299999999999999,0.66300000000000003,2.5133023809523802,3.06,2.8854408173076935]
[12210,"Albany","Albany",5,null,null,null,null,null,null,null,null,null,null,null,null,null,null,null,null,null,null,null,null,null,null,"Ceiling InsulationSyracuseElectric Heat, no AC019","Ceiling Insulation","Syracuse","Electric Heat, no AC",0,19,8232.6,null,null,null,null,null,null,null,null,null,null,null,null,null,null,null,null,null,null,null,null,null,null,null,null,null,null,null,null,null,null,null,null,null,null,null,null,null,null,null,null,null,null,null,null,null,null,null,null,null,null,null,null,null,null,13642,"National Grid","National Grid","National Grid","National Grid",0.10299999999999999,0.66300000000000003,2.5133023809523802,3.06,2.8854408173076935]
[12537,"Poughkeepsie","Dutchess",5,null,null,null,null,null,null,null,null,null,null,null,null,null,null,null,null,null,null,null,null,null,null,"Ceiling InsulationSyracuseElectric Heat, no AC030","Ceiling Insulation","Syracuse","Electric Heat, no AC",0,30,8747.6,null,null,null,null,null,null,null,null,null,null,null,null,null,null,null,null,null,null,null,null,null,null,null,null,null,null,null,null,null,null,null,null,null,null,null,null,null,null,null,null,null,null,null,null,null,null,null,null,null,null,null,null,null,null,13643,"National Grid","National Grid","National Grid","National Grid",0.10299999999999999,0.66300000000000003,2.5133023809523802,3.06,2.8854408173076935]
[10596,"Poughkeepsie","Westchester",4,null,null,null,null,null,null,null,null,null,null,null,null,null,null,null,null,null,null,null,null,null,null,"Ceiling InsulationSyracuseElectric Heat, no AC1160","Ceiling Insulation","Syracuse","Electric Heat, no AC",11,60,1886.3,null,null,null,null,null,null,null,null,null,null,null,null,null,null,null,null,null,null,null,null,null,null,null,null,null,null,null,null,null,null,null,null,null,null,null,null,null,null,null,null,null,null,null,null,null,null,null,null,null,null,null,null,null,null,13654,"National Grid","National Grid","National Grid","National Grid",0.10299999999999999,0.66300000000000003,2.5133023809523802,3.06,2.8854408173076935]
[12973,"Massena","St. Lawrence",6,null,null,null,null,null,null,null,null,null,null,null,null,null,null,null,null,null,null,null,null,null,null,"Ceiling InsulationSyracuseElectric Heat, no AC3030","Ceiling Insulation","Syracuse","Electric Heat, no AC",30,30,null,null,null,null,null,null,null,null,null,null,null,null,null,null,null,null,null,null,null,null,null,null,null,null,null,null,null,null,null,null,null,null,null,null,null,null,null,null,null,null,null,null,null,null,null,null,null,null,null,null,null,null,null,null,null,13664,"National Grid","National Grid","National Grid","National Grid",0.10299999999999999,0.66300000000000003,2.5133023809523802,3.06,2.8854408173076935]
[13021,"Syracuse","Cayuga",5,null,null,null,null,null,null,null,null,null,null,null,null,null,null,null,null,null,null,null,null,null,null,"Ceiling InsulationSyracuseElectric Heat, no AC3830","Ceiling Insulation","Syracuse","Electric Heat, no AC",38,30,null,null,null,null,null,null,null,null,null,null,null,null,null,null,null,null,null,null,null,null,null,null,null,null,null,null,null,null,null,null,null,null,null,null,null,null,null,null,null,null,null,null,null,null,null,null,null,null,null,null,null,null,null,null,null,13670,"National Grid","National Grid","National Grid","National Grid",0.10299999999999999,0.66300000000000003,2.5133023809523802,3.06,2.8854408173076935]
[10304,"NYC","Richmond",4,null,null,null,null,null,null,null,null,null,null,null,null,null,null,null,null,null,null,null,null,null,null,"Ceiling InsulationSyracuseGas Heat, no AC1119","Ceiling Insulation","Syracuse","Gas Heat, no AC",11,19,18.3,null,38.9,null,null,null,null,null,null,null,null,null,null,null,null,null,null,null,null,null,null,null,null,null,null,null,null,null,null,null,null,null,null,null,null,null,null,null,null,null,null,null,null,null,null,null,null,null,null,null,null,null,null,null,null,13681,"National Grid","National Grid","National Grid","National Grid",0.10299999999999999,0.66300000000000003,2.5133023809523802,3.06,2.8854408173076935]
[12975,"Massena","Essex",6,null,null,null,null,null,null,null,null,null,null,null,null,null,null,null,null,null,null,null,null,null,null,"Ceiling InsulationSyracuseGas Heat, no AC1949","Ceiling Insulation","Syracuse","Gas Heat, no AC",19,49,18.399999999999999,null,39.799999999999997,null,null,null,null,null,null,null,null,null,null,null,null,null,null,null,null,null,null,null,null,null,null,null,null,null,null,null,null,null,null,null,null,null,null,null,null,null,null,null,null,null,null,null,null,null,null,null,null,null,null,null,null,13693,"National Grid","National Grid","National Grid","National Grid",0.10299999999999999,0.66300000000000003,2.5133023809523802,3.06,2.8854408173076935]
[12230,"Albany","Albany",5,null,null,null,null,null,null,null,null,null,null,null,null,null,null,null,null,null,null,null,null,null,null,"Ceiling InsulationSyracuseGas Heat, no AC3819","Ceiling Insulation","Syracuse","Gas Heat, no AC",38,19,null,null,null,null,null,null,null,null,null,null,null,null,null,null,null,null,null,null,null,null,null,null,null,null,null,null,null,null,null,null,null,null,null,null,null,null,null,null,null,null,null,null,null,null,null,null,null,null,null,null,null,null,null,null,null,13733,"NYS Electric and Gas","NYS Electric and Gas","New York State Electric and Gas","New York State Electric and Gas",9.2600000000000002E-2,0.66700000000000004,2.4470744444444432,3.06,2.2435595175438618]
[11542,"NYC","Nassau",4,null,null,null,null,null,null,null,null,null,null,null,null,null,null,null,null,null,null,null,null,null,null,"WallBinghamtonAC with Gas Heat021","Wall","Binghamton","AC with Gas Heat",0,21,71,7.5999999999999998E-2,82.9,null,null,null,null,null,null,null,null,null,null,null,null,null,null,null,null,null,null,null,null,null,null,null,null,null,null,null,null,null,null,null,null,null,null,null,null,null,null,null,null,null,null,null,null,null,null,null,null,null,null,null,null,13745,"NYS Electric and Gas","NYS Electric and Gas","New York State Electric and Gas","New York State Electric and Gas",9.2600000000000002E-2,0.66700000000000004,2.4470744444444432,3.06,2.2435595175438618]
[13156,"Syracuse","Cayuga",5,null,null,null,null,null,null,null,null,null,null,null,null,null,null,null,null,null,null,null,null,null,null,"WallBinghamtonAC with Gas Heat025","Wall","Binghamton","AC with Gas Heat",0,25,75.400000000000006,7.5999999999999998E-2,88.7,null,null,null,null,null,null,null,null,null,null,null,null,null,null,null,null,null,null,null,null,null,null,null,null,null,null,null,null,null,null,null,null,null,null,null,null,null,null,null,null,null,null,null,null,null,null,null,null,null,null,null,null,13746,"NYS Electric and Gas","NYS Electric and Gas","New York State Electric and Gas","New York State Electric and Gas",9.2600000000000002E-2,0.66700000000000004,2.4470744444444432,3.06,2.2435595175438618]
[12460,"Albany","Greene",5,null,null,null,null,null,null,null,null,null,null,null,null,null,null,null,null,null,null,null,null,null,null,"WallBinghamtonAC with Gas Heat1311","Wall","Binghamton","AC with Gas Heat",13,11,null,null,null,null,null,null,null,null,null,null,null,null,null,null,null,null,null,null,null,null,null,null,null,null,null,null,null,null,null,null,null,null,null,null,null,null,null,null,null,null,null,null,null,null,null,null,null,null,null,null,null,null,null,null,null,13755,"NYS Electric and Gas","NYS Electric and Gas","New York State Electric and Gas","New York State Electric and Gas",9.2600000000000002E-2,0.66700000000000004,2.4470744444444432,3.06,2.2435595175438618]
[14083,"Buffalo","Wyoming",6,null,null,null,null,null,null,null,null,null,null,null,null,null,null,null,null,null,null,null,null,null,null,"WallBinghamtonAC with Gas Heat1717","Wall","Binghamton","AC with Gas Heat",17,17,null,null,null,null,null,null,null,null,null,null,null,null,null,null,null,null,null,null,null,null,null,null,null,null,null,null,null,null,null,null,null,null,null,null,null,null,null,null,null,null,null,null,null,null,null,null,null,null,null,null,null,null,null,null,null,13775,"NYS Electric and Gas","NYS Electric and Gas","New York State Electric and Gas","New York State Electric and Gas",9.2600000000000002E-2,0.66700000000000004,2.4470744444444432,3.06,2.2435595175438618]
[14876,"Syracuse","Schuyler",6,null,null,null,null,null,null,null,null,null,null,null,null,null,null,null,null,null,null,null,null,null,null,"WallBinghamtonAC with Gas Heat1921","Wall","Binghamton","AC with Gas Heat",19,21,3.6,1.0999999999999999E-2,3.7,null,null,null,null,null,null,null,null,null,null,null,null,null,null,null,null,null,null,null,null,null,null,null,null,null,null,null,null,null,null,null,null,null,null,null,null,null,null,null,null,null,null,null,null,null,null,null,null,null,null,null,null,13787,"NYS Electric and Gas","NYS Electric and Gas","New York State Electric and Gas","New York State Electric and Gas",9.2600000000000002E-2,0.66700000000000004,2.4470744444444432,3.06,2.2435595175438618]
[14626,"Buffalo","Monroe",5,null,null,null,null,null,null,null,null,null,null,null,null,null,null,null,null,null,null,null,null,null,null,"WallBinghamtonHeat Pump027","Wall","Binghamton","Heat Pump",0,27,1407.8,8.6999999999999994E-2,null,null,null,null,null,null,null,null,null,null,null,null,null,null,null,null,null,null,null,null,null,null,null,null,null,null,null,null,null,null,null,null,null,null,null,null,null,null,null,null,null,null,null,null,null,null,null,null,null,null,null,null,null,13803,"NYS Electric and Gas","NYS Electric and Gas","New York State Electric and Gas","New York State Electric and Gas",9.2600000000000002E-2,0.66700000000000004,2.4470744444444432,3.06,2.2435595175438618]
[12175,"Albany","Schoharie",6,null,null,null,null,null,null,null,null,null,null,null,null,null,null,null,null,null,null,null,null,null,null,"WallBinghamtonHeat Pump1313","Wall","Binghamton","Heat Pump",13,13,null,null,null,null,null,null,null,null,null,null,null,null,null,null,null,null,null,null,null,null,null,null,null,null,null,null,null,null,null,null,null,null,null,null,null,null,null,null,null,null,null,null,null,null,null,null,null,null,null,null,null,null,null,null,null,13813,"NYS Electric and Gas","NYS Electric and Gas","New York State Electric and Gas","New York State Electric and Gas",9.2600000000000002E-2,0.66700000000000004,2.4470744444444432,3.06,2.2435595175438618]
[11368,"NYC","Queens",4,null,null,null,null,null,null,null,null,null,null,null,null,null,null,null,null,null,null,null,null,null,null,"WallBinghamtonHeat Pump1711","Wall","Binghamton","Heat Pump",17,11,null,null,null,null,null,null,null,null,null,null,null,null,null,null,null,null,null,null,null,null,null,null,null,null,null,null,null,null,null,null,null,null,null,null,null,null,null,null,null,null,null,null,null,null,null,null,null,null,null,null,null,null,null,null,null,13827,"NYS Electric and Gas","NYS Electric and Gas","New York State Electric and Gas","New York State Electric and Gas",9.2600000000000002E-2,0.66700000000000004,2.4470744444444432,3.06,2.2435595175438618]
[12058,"Albany","Greene",5,null,null,null,null,null,null,null,null,null,null,null,null,null,null,null,null,null,null,null,null,null,null,"WallBinghamtonHeat Pump1921","Wall","Binghamton","Heat Pump",19,21,55.9,0,null,null,null,null,null,null,null,null,null,null,null,null,null,null,null,null,null,null,null,null,null,null,null,null,null,null,null,null,null,null,null,null,null,null,null,null,null,null,null,null,null,null,null,null,null,null,null,null,null,null,null,null,null,13843,"NYS Electric and Gas","NYS Electric and Gas","New York State Electric and Gas","New York State Electric and Gas",9.2600000000000002E-2,0.66700000000000004,2.4470744444444432,3.06,2.2435595175438618]
[12235,"Albany","Albany",5,null,null,null,null,null,null,null,null,null,null,null,null,null,null,null,null,null,null,null,null,null,null,"WallBinghamtonHeat Pump1925","Wall","Binghamton","Heat Pump",19,25,142,1.0999999999999999E-2,null,null,null,null,null,null,null,null,null,null,null,null,null,null,null,null,null,null,null,null,null,null,null,null,null,null,null,null,null,null,null,null,null,null,null,null,null,null,null,null,null,null,null,null,null,null,null,null,null,null,null,null,null,13844,"NYS Electric and Gas","NYS Electric and Gas","New York State Electric and Gas","New York State Electric and Gas",9.2600000000000002E-2,0.66700000000000004,2.4470744444444432,3.06,2.2435595175438618]
[10269,"NYC","New York",4,null,null,null,null,null,null,null,null,null,null,null,null,null,null,null,null,null,null,null,null,null,null,"WallBinghamtonAC with Electric Heat1111","Wall","Binghamton","AC with Electric Heat",11,11,null,null,null,null,null,null,null,null,null,null,null,null,null,null,null,null,null,null,null,null,null,null,null,null,null,null,null,null,null,null,null,null,null,null,null,null,null,null,null,null,null,null,null,null,null,null,null,null,null,null,null,null,null,null,null,13859,"NYS Electric and Gas","NYS Electric and Gas","New York State Electric and Gas","New York State Electric and Gas",9.2600000000000002E-2,0.66700000000000004,2.4470744444444432,3.06,2.660757651515151]
[13071,"Syracuse","Cayuga",5,null,null,null,null,null,null,null,null,null,null,null,null,null,null,null,null,null,null,null,null,null,null,"WallBinghamtonAC with Electric Heat1317","Wall","Binghamton","AC with Electric Heat",13,17,277.89999999999998,1.0999999999999999E-2,null,null,null,null,null,null,null,null,null,null,null,null,null,null,null,null,null,null,null,null,null,null,null,null,null,null,null,null,null,null,null,null,null,null,null,null,null,null,null,null,null,null,null,null,null,null,null,null,null,null,null,null,null,13903,"NYS Electric and Gas","NYS Electric and Gas","New York State Electric and Gas","New York State Electric and Gas",9.2600000000000002E-2,0.66700000000000004,2.4470744444444432,3.06,2.2435595175438618]
[12551,"Poughkeepsie","Orange",5,null,null,null,null,null,null,null,null,null,null,null,null,null,null,null,null,null,null,null,null,null,null,"WallBinghamtonAC with Electric Heat1721","Wall","Binghamton","AC with Electric Heat",17,21,186,1.0999999999999999E-2,null,null,null,null,null,null,null,null,null,null,null,null,null,null,null,null,null,null,null,null,null,null,null,null,null,null,null,null,null,null,null,null,null,null,null,null,null,null,null,null,null,null,null,null,null,null,null,null,null,null,null,null,null,14010,"NYS Electric and Gas","NYS Electric and Gas","New York State Electric and Gas","New York State Electric and Gas",9.2600000000000002E-2,0.66700000000000004,2.6776113636363634,3.06,2.2051507352941182]
[14536,"Buffalo","Wyoming",6,null,null,null,null,null,null,null,null,null,null,null,null,null,null,null,null,null,null,null,null,null,null,{"$f":"CONCATENATE(AB1734,AC1734,AD1734,AE1734,AF1734)","v":"WallBinghamtonAC with Electric Heat1927"},"Wall","Binghamton","AC with Electric Heat",19,27,268.5,1.0999999999999999E-2,null,null,null,null,null,null,null,null,null,null,null,null,null,null,null,null,null,null,null,null,null,null,null,null,null,null,null,null,null,null,null,null,null,null,null,null,null,null,null,null,null,null,null,null,null,null,null,null,null,null,null,null,null,14027,"National Grid","National Grid","National Grid","National Grid",0.1052,0.66300000000000003,2.6776113636363634,3.06,2.2051507352941182]
[12756,"Poughkeepsie","Dutchess",5,null,null,null,null,null,null,null,null,null,null,null,null,null,null,null,null,null,null,null,null,null,null,"WallBinghamtonElectric Heat, no AC1113","Wall","Binghamton","Electric Heat, no AC",11,13,194.8,0,null,null,null,null,null,null,null,null,null,null,null,null,null,null,null,null,null,null,null,null,null,null,null,null,null,null,null,null,null,null,null,null,null,null,null,null,null,null,null,null,null,null,null,null,null,null,null,null,null,null,null,null,null,14036,"National Grid","National Grid","National Grid","National Grid",0.1052,0.66300000000000003,2.6776113636363634,3.06,2.2435595175438618]
[13037,"Syracuse","Madison",6,null,null,null,null,null,null,null,null,null,null,null,null,null,null,null,null,null,null,null,null,null,null,"WallBinghamtonElectric Heat, no AC1319","Wall","Binghamton","Electric Heat, no AC",13,19,374.1,0,null,null,null,null,null,null,null,null,null,null,null,null,null,null,null,null,null,null,null,null,null,null,null,null,null,null,null,null,null,null,null,null,null,null,null,null,null,null,null,null,null,null,null,null,null,null,null,null,null,null,null,null,null,14048,"National Grid","National Grid","National Grid","National Grid",0.1052,0.66300000000000003,2.6776113636363634,3.06,2.2051507352941182]
[13794,"Binghamton","Broome",6,null,null,null,null,null,null,null,null,null,null,null,null,null,null,null,null,null,null,null,null,null,null,"WallBinghamtonElectric Heat, no AC1725","Wall","Binghamton","Electric Heat, no AC",17,25,313,0,null,null,null,null,null,null,null,null,null,null,null,null,null,null,null,null,null,null,null,null,null,null,null,null,null,null,null,null,null,null,null,null,null,null,null,null,null,null,null,null,null,null,null,null,null,null,null,null,null,null,null,null,null,14060,"National Grid","National Grid","National Grid","National Grid",0.1052,0.66300000000000003,2.6776113636363634,3.06,2.2051507352941182]
[10008,"NYC","New York",4,null,null,null,null,null,null,null,null,null,null,null,null,null,null,null,null,null,null,null,null,null,null,"WallBinghamtonElectric Heat, no AC1727","Wall","Binghamton","Electric Heat, no AC",17,27,364.2,0,null,null,null,null,null,null,null,null,null,null,null,null,null,null,null,null,null,null,null,null,null,null,null,null,null,null,null,null,null,null,null,null,null,null,null,null,null,null,null,null,null,null,null,null,null,null,null,null,null,null,null,null,null,14061,"National Grid","National Grid","National Grid","National Grid",0.1052,0.66300000000000003,2.6776113636363634,3.06,2.2051507352941182]
[14036,"Buffalo","Genesee",5,null,null,null,null,null,null,null,null,null,null,null,null,null,null,null,null,null,null,null,null,null,null,"WallBinghamtonGas Heat, no AC013","Wall","Binghamton","Gas Heat, no AC",0,13,31.8,0,62.6,null,null,null,null,null,null,null,null,null,null,null,null,null,null,null,null,null,null,null,null,null,null,null,null,null,null,null,null,null,null,null,null,null,null,null,null,null,null,null,null,null,null,null,null,null,null,null,null,null,null,null,null,14072,"Municipal Utilities","National Fuel Gas","Other","Other",9.2600000000000002E-2,0.66700000000000004,2.6776113636363634,3.06,2.2051507352941182]
[12417,"Poughkeepsie","Ulster",6,null,null,null,null,null,null,null,null,null,null,null,null,null,null,null,null,null,null,null,null,null,null,"WallBinghamtonGas Heat, no AC1121","Wall","Binghamton","Gas Heat, no AC",11,21,14.6,0,28.9,null,null,null,null,null,null,null,null,null,null,null,null,null,null,null,null,null,null,null,null,null,null,null,null,null,null,null,null,null,null,null,null,null,null,null,null,null,null,null,null,null,null,null,null,null,null,null,null,null,null,null,null,14094,"NYS Electric and Gas","NYS Electric and Gas","New York State Electric and Gas","New York State Electric and Gas",9.2600000000000002E-2,0.66700000000000004,2.6776113636363634,3.06,2.2051507352941182]
[11354,"NYC","Queens",4,null,null,null,null,null,null,null,null,null,null,null,null,null,null,null,null,null,null,null,null,null,null,"WallBinghamtonGas Heat, no AC1321","Wall","Binghamton","Gas Heat, no AC",13,21,10.199999999999999,0,20.3,null,null,null,null,null,null,null,null,null,null,null,null,null,null,null,null,null,null,null,null,null,null,null,null,null,null,null,null,null,null,null,null,null,null,null,null,null,null,null,null,null,null,null,null,null,null,null,null,null,null,null,null,14107,"National Grid","National Grid","National Grid","National Grid",0.1052,0.66300000000000003,2.6776113636363634,3.06,2.2051507352941182]
[10107,"NYC","New York",4,null,null,null,null,null,null,null,null,null,null,null,null,null,null,null,null,null,null,null,null,null,null,"WallBinghamtonGas Heat, no AC1727","Wall","Binghamton","Gas Heat, no AC",17,27,8.1,0,16.2,null,null,null,null,null,null,null,null,null,null,null,null,null,null,null,null,null,null,null,null,null,null,null,null,null,null,null,null,null,null,null,null,null,null,null,null,null,null,null,null,null,null,null,null,null,null,null,null,null,null,null,null,14126,"National Grid","National Grid","National Grid","National Grid",0.1052,0.66300000000000003,2.6776113636363634,3.06,2.2051507352941182]
[12187,"Albany","Schoharie",6,null,null,null,null,null,null,null,null,null,null,null,null,null,null,null,null,null,null,null,null,null,null,"Ceiling InsulationBinghamtonAC with Gas Heat019","Ceiling Insulation","Binghamton","AC with Gas Heat",0,19,350.9,0.34100000000000003,374.4,null,null,null,null,null,null,null,null,null,null,null,null,null,null,null,null,null,null,null,null,null,null,null,null,null,null,null,null,null,null,null,null,null,null,null,null,null,null,null,null,null,null,null,null,null,null,null,null,null,null,null,null,14136,"NYS Electric and Gas","NYS Electric and Gas","New York State Electric and Gas","New York State Electric and Gas",9.2600000000000002E-2,0.66700000000000004,2.6776113636363634,3.06,2.2051507352941182]
[11419,"NYC","Queens",4,null,null,null,null,null,null,null,null,null,null,null,null,null,null,null,null,null,null,null,null,null,null,"Ceiling InsulationBinghamtonAC with Gas Heat1149","Ceiling Insulation","Binghamton","AC with Gas Heat",11,49,73.7,0.10199999999999999,83.6,null,null,null,null,null,null,null,null,null,null,null,null,null,null,null,null,null,null,null,null,null,null,null,null,null,null,null,null,null,null,null,null,null,null,null,null,null,null,null,null,null,null,null,null,null,null,null,null,null,null,null,null,14151,"National Grid","National Grid","National Grid","National Grid",0.1052,0.66300000000000003,2.6776113636363634,3.06,2.2051507352941182]
[14143,"Buffalo","Genesee",5,null,null,null,null,null,null,null,null,null,null,null,null,null,null,null,null,null,null,null,null,null,null,"Ceiling InsulationBinghamtonAC with Gas Heat3019","Ceiling Insulation","Binghamton","AC with Gas Heat",30,19,null,null,null,null,null,null,null,null,null,null,null,null,null,null,null,null,null,null,null,null,null,null,null,null,null,null,null,null,null,null,null,null,null,null,null,null,null,null,null,null,null,null,null,null,null,null,null,null,null,null,null,null,null,null,null,14174,"National Grid","National Grid","National Grid","National Grid",0.1052,0.66300000000000003,2.6776113636363634,3.06,2.2051507352941182]
[10920,"NYC","Rockland",5,null,null,null,null,null,null,null,null,null,null,null,null,null,null,null,null,null,null,null,null,null,null,"Ceiling InsulationBinghamtonAC with Gas Heat3030","Ceiling Insulation","Binghamton","AC with Gas Heat",30,30,null,null,null,null,null,null,null,null,null,null,null,null,null,null,null,null,null,null,null,null,null,null,null,null,null,null,null,null,null,null,null,null,null,null,null,null,null,null,null,null,null,null,null,null,null,null,null,null,null,null,null,null,null,null,null,14201,"National Grid","National Grid","National Grid","National Grid",0.1052,0.66300000000000003,2.6776113636363634,3.06,2.2051507352941182]
[12762,"Poughkeepsie","Sullivan",6,null,null,null,null,null,null,null,null,null,null,null,null,null,null,null,null,null,null,null,null,null,null,"Ceiling InsulationBinghamtonAC with Gas Heat3860","Ceiling Insulation","Binghamton","AC with Gas Heat",38,60,12.3,1.7000000000000001E-2,13.8,null,null,null,null,null,null,null,null,null,null,null,null,null,null,null,null,null,null,null,null,null,null,null,null,null,null,null,null,null,null,null,null,null,null,null,null,null,null,null,null,null,null,null,null,null,null,null,null,null,null,null,null,14210,"National Grid","National Grid","National Grid","National Grid",0.1052,0.66300000000000003,2.6776113636363634,3.06,2.2051507352941182]
[13691,"Massena","Jefferson",6,null,null,null,null,null,null,null,null,null,null,null,null,null,null,null,null,null,null,null,null,null,null,"Ceiling InsulationBinghamtonHeat Pump1130","Ceiling Insulation","Binghamton","Heat Pump",11,30,1070.8,8.5000000000000006E-2,null,null,null,null,null,null,null,null,null,null,null,null,null,null,null,null,null,null,null,null,null,null,null,null,null,null,null,null,null,null,null,null,null,null,null,null,null,null,null,null,null,null,null,null,null,null,null,null,null,null,null,null,null,14219,"NYS Electric and Gas","NYS Electric and Gas","New York State Electric and Gas","New York State Electric and Gas",9.2600000000000002E-2,0.66700000000000004,2.6776113636363634,3.06,2.2051507352941182]
[10598,"Poughkeepsie","Westchester",4,null,null,null,null,null,null,null,null,null,null,null,null,null,null,null,null,null,null,null,null,null,null,"Ceiling InsulationBinghamtonHeat Pump1960","Ceiling Insulation","Binghamton","Heat Pump",19,60,759.9,5.0999999999999997E-2,null,null,null,null,null,null,null,null,null,null,null,null,null,null,null,null,null,null,null,null,null,null,null,null,null,null,null,null,null,null,null,null,null,null,null,null,null,null,null,null,null,null,null,null,null,null,null,null,null,null,null,null,null,14228,"National Grid","National Grid","National Grid","National Grid",0.1052,0.66300000000000003,2.6776113636363634,3.06,2.2051507352941182]
[10517,"Poughkeepsie","Westchester",4,null,null,null,null,null,null,null,null,null,null,null,null,null,null,null,null,null,null,null,null,null,null,"Ceiling InsulationBinghamtonHeat Pump3830","Ceiling Insulation","Binghamton","Heat Pump",38,30,null,null,null,null,null,null,null,null,null,null,null,null,null,null,null,null,null,null,null,null,null,null,null,null,null,null,null,null,null,null,null,null,null,null,null,null,null,null,null,null,null,null,null,null,null,null,null,null,null,null,null,null,null,null,null,14265,"National Grid","National Grid","National Grid","National Grid",0.1052,0.66300000000000003,2.6776113636363634,3.06,2.2051507352941182]
[11931,"NYC","Suffolk",4,null,null,null,null,null,null,null,null,null,null,null,null,null,null,null,null,null,null,null,null,null,null,"Ceiling InsulationBinghamtonAC with Electric Heat030","Ceiling Insulation","Binghamton","AC with Electric Heat",0,30,9449,0.35799999999999998,null,null,null,null,null,null,null,null,null,null,null,null,null,null,null,null,null,null,null,null,null,null,null,null,null,null,null,null,null,null,null,null,null,null,null,null,null,null,null,null,null,null,null,null,null,null,null,null,null,null,null,null,null,14276,"National Grid","National Grid","National Grid","National Grid",0.1052,0.66300000000000003,2.6776113636363634,3.06,2.2051507352941182]
[13832,"Binghamton","Chenango",6,null,null,null,null,null,null,null,null,null,null,null,null,null,null,null,null,null,null,null,null,null,null,"Ceiling InsulationBinghamtonAC with Electric Heat1919","Ceiling Insulation","Binghamton","AC with Electric Heat",19,19,null,null,null,null,null,null,null,null,null,null,null,null,null,null,null,null,null,null,null,null,null,null,null,null,null,null,null,null,null,null,null,null,null,null,null,null,null,null,null,null,null,null,null,null,null,null,null,null,null,null,null,null,null,null,null,14415,"NYS Electric and Gas","NYS Electric and Gas","New York State Electric and Gas","New York State Electric and Gas",9.2600000000000002E-2,0.66700000000000004,2.6776113636363634,3.06,2.2435595175438618]
[12857,"Albany","Essex",6,null,null,null,null,null,null,null,null,null,null,null,null,null,null,null,null,null,null,null,null,null,null,"Ceiling InsulationBinghamtonAC with Electric Heat3049","Ceiling Insulation","Binghamton","AC with Electric Heat",30,49,413,3.4000000000000002E-2,null,null,null,null,null,null,null,null,null,null,null,null,null,null,null,null,null,null,null,null,null,null,null,null,null,null,null,null,null,null,null,null,null,null,null,null,null,null,null,null,null,null,null,null,null,null,null,null,null,null,null,null,null,14428,"Municipal Utilities","Rochester Gas and Electric","Other","Rochester Gas and Electric",0.1595,0.81100000000000005,2.6776113636363634,3.06,2.2435595175438618]
[14588,"Syracuse","Seneca",5,null,null,null,null,null,null,null,null,null,null,null,null,null,null,null,null,null,null,null,null,null,null,"Ceiling InsulationBinghamtonAC with Electric Heat3060","Ceiling Insulation","Binghamton","AC with Electric Heat",30,60,538.1,3.4000000000000002E-2,null,null,null,null,null,null,null,null,null,null,null,null,null,null,null,null,null,null,null,null,null,null,null,null,null,null,null,null,null,null,null,null,null,null,null,null,null,null,null,null,null,null,null,null,null,null,null,null,null,null,null,null,null,14429,"National Grid","National Grid","National Grid","National Grid",0.1052,0.66300000000000003,2.6776113636363634,3.06,2.2435595175438618]
[11715,"NYC","Suffolk",4,null,null,null,null,null,null,null,null,null,null,null,null,null,null,null,null,null,null,null,null,null,null,"Ceiling InsulationBinghamtonElectric Heat, no AC030","Ceiling Insulation","Binghamton","Electric Heat, no AC",0,30,9277.1,0,null,null,null,null,null,null,null,null,null,null,null,null,null,null,null,null,null,null,null,null,null,null,null,null,null,null,null,null,null,null,null,null,null,null,null,null,null,null,null,null,null,null,null,null,null,null,null,null,null,null,null,null,null,14449,"Rochester Gas and Electric","Rochester Gas and Electric","Rochester Gas and Electric","Rochester Gas and Electric",9.5799999999999996E-2,0.56500000000000006,2.6776113636363634,3.06,2.2435595175438618]
[11777,"NYC","Suffolk",4,null,null,null,null,null,null,null,null,null,null,null,null,null,null,null,null,null,null,null,null,null,null,"Ceiling InsulationBinghamtonElectric Heat, no AC1160","Ceiling Insulation","Binghamton","Electric Heat, no AC",11,60,2031.2,0,null,null,null,null,null,null,null,null,null,null,null,null,null,null,null,null,null,null,null,null,null,null,null,null,null,null,null,null,null,null,null,null,null,null,null,null,null,null,null,null,null,null,null,null,null,null,null,null,null,null,null,null,null,14464,"National Grid","National Grid","National Grid","National Grid",0.1052,0.66300000000000003,2.6776113636363634,3.06,2.2435595175438618]
[12144,"Albany","Rensselaer",5,null,null,null,null,null,null,null,null,null,null,null,null,null,null,null,null,null,null,null,null,null,null,"Ceiling InsulationBinghamtonElectric Heat, no AC3030","Ceiling Insulation","Binghamton","Electric Heat, no AC",30,30,null,null,null,null,null,null,null,null,null,null,null,null,null,null,null,null,null,null,null,null,null,null,null,null,null,null,null,null,null,null,null,null,null,null,null,null,null,null,null,null,null,null,null,null,null,null,null,null,null,null,null,null,null,null,null,14476,"National Grid","National Grid","National Grid","National Grid",0.1052,0.66300000000000003,2.6776113636363634,3.06,2.2435595175438618]
[11791,"NYC","Nassau",4,null,null,null,null,null,null,null,null,null,null,null,null,null,null,null,null,null,null,null,null,null,null,"Ceiling InsulationBinghamtonElectric Heat, no AC3860","Ceiling Insulation","Binghamton","Electric Heat, no AC",38,60,313.10000000000002,0,null,null,null,null,null,null,null,null,null,null,null,null,null,null,null,null,null,null,null,null,null,null,null,null,null,null,null,null,null,null,null,null,null,null,null,null,null,null,null,null,null,null,null,null,null,null,null,null,null,null,null,null,null,14487,"National Grid","National Grid","National Grid","National Grid",0.1052,0.66300000000000003,2.6776113636363634,3.06,2.2435595175438618]
[14730,"Buffalo","Cattaraugus",6,null,null,null,null,null,null,null,null,null,null,null,null,null,null,null,null,null,null,null,null,null,null,"Ceiling InsulationBinghamtonGas Heat, no AC1130","Ceiling Insulation","Binghamton","Gas Heat, no AC",11,30,32.1,null,65.7,null,null,null,null,null,null,null,null,null,null,null,null,null,null,null,null,null,null,null,null,null,null,null,null,null,null,null,null,null,null,null,null,null,null,null,null,null,null,null,null,null,null,null,null,null,null,null,null,null,null,null,null,14510,"Rochester Gas and Electric","Rochester Gas and Electric","Rochester Gas and Electric","Rochester Gas and Electric",9.5799999999999996E-2,0.56500000000000006,2.6776113636363634,3.06,2.2435595175438618]
[12927,"Massena","St. Lawrence",6,null,null,null,null,null,null,null,null,null,null,null,null,null,null,null,null,null,null,null,null,null,null,"Ceiling InsulationBinghamtonGas Heat, no AC1960","Ceiling Insulation","Binghamton","Gas Heat, no AC",19,60,23,null,47.6,null,null,null,null,null,null,null,null,null,null,null,null,null,null,null,null,null,null,null,null,null,null,null,null,null,null,null,null,null,null,null,null,null,null,null,null,null,null,null,null,null,null,null,null,null,null,null,null,null,null,null,null,14519,"Rochester Gas and Electric","Rochester Gas and Electric","Rochester Gas and Electric","Rochester Gas and Electric",9.5799999999999996E-2,0.56500000000000006,2.6776113636363634,3.06,2.2435595175438618]
[11207,"NYC","Kings",4,null,null,null,null,null,null,null,null,null,null,null,null,null,null,null,null,null,null,null,null,null,null,"Ceiling InsulationBinghamtonGas Heat, no AC3830","Ceiling Insulation","Binghamton","Gas Heat, no AC",38,30,null,null,null,null,null,null,null,null,null,null,null,null,null,null,null,null,null,null,null,null,null,null,null,null,null,null,null,null,null,null,null,null,null,null,null,null,null,null,null,null,null,null,null,null,null,null,null,null,null,null,null,null,null,null,null,14532,"NYS Electric and Gas","NYS Electric and Gas","New York State Electric and Gas","New York State Electric and Gas",9.2600000000000002E-2,0.66700000000000004,2.6776113636363634,3.06,2.2435595175438618]
[14724,"Buffalo","Chautauqua",5,null,null,null,null,null,null,null,null,null,null,null,null,null,null,null,null,null,null,null,null,null,null,"WallPoughkeepsieAC with Gas Heat017","Wall","Poughkeepsie","AC with Gas Heat",0,17,67.3,6.5000000000000002E-2,64.400000000000006,null,null,null,null,null,null,null,null,null,null,null,null,null,null,null,null,null,null,null,null,null,null,null,null,null,null,null,null,null,null,null,null,null,null,null,null,null,null,null,null,null,null,null,null,null,null,null,null,null,null,null,null,14539,"National Grid","National Grid","National Grid","National Grid",0.1052,0.66300000000000003,2.6776113636363634,3.06,2.2435595175438618]
[11770,"NYC","Suffolk",4,null,null,null,null,null,null,null,null,null,null,null,null,null,null,null,null,null,null,null,null,null,null,"WallPoughkeepsieAC with Gas Heat025","Wall","Poughkeepsie","AC with Gas Heat",0,25,79,7.5999999999999998E-2,76.8,null,null,null,null,null,null,null,null,null,null,null,null,null,null,null,null,null,null,null,null,null,null,null,null,null,null,null,null,null,null,null,null,null,null,null,null,null,null,null,null,null,null,null,null,null,null,null,null,null,null,null,null,14543,"National Grid","National Grid","National Grid","National Grid",0.1052,0.66300000000000003,2.6776113636363634,3.06,2.2435595175438618]
[12960,"Albany","Essex",6,null,null,null,null,null,null,null,null,null,null,null,null,null,null,null,null,null,null,null,null,null,null,"WallPoughkeepsieAC with Gas Heat1311","Wall","Poughkeepsie","AC with Gas Heat",13,11,null,null,null,null,null,null,null,null,null,null,null,null,null,null,null,null,null,null,null,null,null,null,null,null,null,null,null,null,null,null,null,null,null,null,null,null,null,null,null,null,null,null,null,null,null,null,null,null,null,null,null,null,null,null,null,14555,"Rochester Gas and Electric","Rochester Gas and Electric","Rochester Gas and Electric","Rochester Gas and Electric",9.5799999999999996E-2,0.56500000000000006,2.6776113636363634,3.06,2.2435595175438618]
[13802,"Binghamton","Broome",6,null,null,null,null,null,null,null,null,null,null,null,null,null,null,null,null,null,null,null,null,null,null,"WallPoughkeepsieAC with Gas Heat1717","Wall","Poughkeepsie","AC with Gas Heat",17,17,null,null,null,null,null,null,null,null,null,null,null,null,null,null,null,null,null,null,null,null,null,null,null,null,null,null,null,null,null,null,null,null,null,null,null,null,null,null,null,null,null,null,null,null,null,null,null,null,null,null,null,null,null,null,null,14568,"NYS Electric and Gas","NYS Electric and Gas","New York State Electric and Gas","New York State Electric and Gas",9.2600000000000002E-2,0.66700000000000004,2.6776113636363634,3.06,2.2435595175438618]
[14557,"Buffalo","Genesee",5,null,null,null,null,null,null,null,null,null,null,null,null,null,null,null,null,null,null,null,null,null,null,"WallPoughkeepsieAC with Gas Heat1921","Wall","Poughkeepsie","AC with Gas Heat",19,21,2.7,1.0999999999999999E-2,3.5,null,null,null,null,null,null,null,null,null,null,null,null,null,null,null,null,null,null,null,null,null,null,null,null,null,null,null,null,null,null,null,null,null,null,null,null,null,null,null,null,null,null,null,null,null,null,null,null,null,null,null,null,14590,"Rochester Gas and Electric","Rochester Gas and Electric","Rochester Gas and Electric","Rochester Gas and Electric",9.5799999999999996E-2,0.56500000000000006,2.6776113636363634,3.06,2.2435595175438618]
[11379,"NYC","Queens",4,null,null,null,null,null,null,null,null,null,null,null,null,null,null,null,null,null,null,null,null,null,null,"WallPoughkeepsieHeat Pump027","Wall","Poughkeepsie","Heat Pump",0,27,1004,9.8000000000000004E-2,null,null,null,null,null,null,null,null,null,null,null,null,null,null,null,null,null,null,null,null,null,null,null,null,null,null,null,null,null,null,null,null,null,null,null,null,null,null,null,null,null,null,null,null,null,null,null,null,null,null,null,null,null,14608,"Rochester Gas and Electric","Rochester Gas and Electric","Rochester Gas and Electric","Rochester Gas and Electric",9.5799999999999996E-2,0.56500000000000006,2.6776113636363634,3.06,2.2435595175438618]
[12211,"Albany","Albany",5,null,null,null,null,null,null,null,null,null,null,null,null,null,null,null,null,null,null,null,null,null,null,"WallPoughkeepsieHeat Pump1313","Wall","Poughkeepsie","Heat Pump",13,13,null,null,null,null,null,null,null,null,null,null,null,null,null,null,null,null,null,null,null,null,null,null,null,null,null,null,null,null,null,null,null,null,null,null,null,null,null,null,null,null,null,null,null,null,null,null,null,null,null,null,null,null,null,null,null,14617,"Rochester Gas and Electric","Rochester Gas and Electric","Rochester Gas and Electric","Rochester Gas and Electric",9.5799999999999996E-2,0.56500000000000006,2.6776113636363634,3.06,2.2435595175438618]
[11517,"NYC","New York",4,null,null,null,null,null,null,null,null,null,null,null,null,null,null,null,null,null,null,null,null,null,null,"WallPoughkeepsieHeat Pump1719","Wall","Poughkeepsie","Heat Pump",17,19,48,1.0999999999999999E-2,null,null,null,null,null,null,null,null,null,null,null,null,null,null,null,null,null,null,null,null,null,null,null,null,null,null,null,null,null,null,null,null,null,null,null,null,null,null,null,null,null,null,null,null,null,null,null,null,null,null,null,null,null,14626,"Rochester Gas and Electric","Rochester Gas and Electric","Rochester Gas and Electric","Rochester Gas and Electric",9.5799999999999996E-2,0.56500000000000006,2.6776113636363634,3.06,2.2435595175438618]
[14519,"Syracuse","Wayne",5,null,null,null,null,null,null,null,null,null,null,null,null,null,null,null,null,null,null,null,null,null,null,"WallPoughkeepsieHeat Pump1721","Wall","Poughkeepsie","Heat Pump",17,21,91.7,1.0999999999999999E-2,null,null,null,null,null,null,null,null,null,null,null,null,null,null,null,null,null,null,null,null,null,null,null,null,null,null,null,null,null,null,null,null,null,null,null,null,null,null,null,null,null,null,null,null,null,null,null,null,null,null,null,null,null,14627,"Rochester Gas and Electric","Rochester Gas and Electric","Rochester Gas and Electric","Rochester Gas and Electric",9.5799999999999996E-2,0.56500000000000006,2.6776113636363634,3.06,2.2435595175438618]
[14140,"Buffalo","Erie",5,null,null,null,null,null,null,null,null,null,null,null,null,null,null,null,null,null,null,null,null,null,null,"WallPoughkeepsieHeat Pump1927","Wall","Poughkeepsie","Heat Pump",19,27,132.9,1.0999999999999999E-2,null,null,null,null,null,null,null,null,null,null,null,null,null,null,null,null,null,null,null,null,null,null,null,null,null,null,null,null,null,null,null,null,null,null,null,null,null,null,null,null,null,null,null,null,null,null,null,null,null,null,null,null,null,14649,"Rochester Gas and Electric","Rochester Gas and Electric","Rochester Gas and Electric","Rochester Gas and Electric",9.5799999999999996E-2,0.56500000000000006,2.6776113636363634,3.06,2.2435595175438618]
[12084,"Albany","Albany",5,null,null,null,null,null,null,null,null,null,null,null,null,null,null,null,null,null,null,null,null,null,null,"WallPoughkeepsieAC with Electric Heat1113","Wall","Poughkeepsie","AC with Electric Heat",11,13,165.8,1.0999999999999999E-2,null,null,null,null,null,null,null,null,null,null,null,null,null,null,null,null,null,null,null,null,null,null,null,null,null,null,null,null,null,null,null,null,null,null,null,null,null,null,null,null,null,null,null,null,null,null,null,null,null,null,null,null,null,14694,"Rochester Gas and Electric","Rochester Gas and Electric","Rochester Gas and Electric","Rochester Gas and Electric",9.5799999999999996E-2,0.56500000000000006,2.6776113636363634,3.06,2.2435595175438618]
[12411,"Poughkeepsie","Ulster",6,null,null,null,null,null,null,null,null,null,null,null,null,null,null,null,null,null,null,null,null,null,null,"WallPoughkeepsieAC with Electric Heat1319","Wall","Poughkeepsie","AC with Electric Heat",13,19,324.3,1.0999999999999999E-2,null,null,null,null,null,null,null,null,null,null,null,null,null,null,null,null,null,null,null,null,null,null,null,null,null,null,null,null,null,null,null,null,null,null,null,null,null,null,null,null,null,null,null,null,null,null,null,null,null,null,null,null,null,14712,"National Grid","National Grid","National Grid","National Grid",0.1052,0.66300000000000003,2.6776113636363634,3.06,2.2051507352941182]
[12849,"Albany","Washington",5,null,null,null,null,null,null,null,null,null,null,null,null,null,null,null,null,null,null,null,null,null,null,"WallPoughkeepsieAC with Electric Heat1727","Wall","Poughkeepsie","AC with Electric Heat",17,27,320.2,1.0999999999999999E-2,null,null,null,null,null,null,null,null,null,null,null,null,null,null,null,null,null,null,null,null,null,null,null,null,null,null,null,null,null,null,null,null,null,null,null,null,null,null,null,null,null,null,null,null,null,null,null,null,null,null,null,null,null,14723,"NYS Electric and Gas","NYS Electric and Gas","New York State Electric and Gas","New York State Electric and Gas",9.2600000000000002E-2,0.66700000000000004,2.6776113636363634,3.06,2.2051507352941182]
[12103,"Albany","Albany",5,null,null,null,null,null,null,null,null,null,null,null,null,null,null,null,null,null,null,null,null,null,null,"WallPoughkeepsieAC with Electric Heat1927","Wall","Poughkeepsie","AC with Electric Heat",19,27,234.4,1.0999999999999999E-2,null,null,null,null,null,null,null,null,null,null,null,null,null,null,null,null,null,null,null,null,null,null,null,null,null,null,null,null,null,null,null,null,null,null,null,null,null,null,null,null,null,null,null,null,null,null,null,null,null,null,null,null,null,14731,"National Grid","National Grid","National Grid","National Grid",0.1052,0.66300000000000003,2.6776113636363634,3.06,2.2051507352941182]
[13108,"Syracuse","Onondaga",5,null,null,null,null,null,null,null,null,null,null,null,null,null,null,null,null,null,null,null,null,null,null,"WallPoughkeepsieElectric Heat, no AC1113","Wall","Poughkeepsie","Electric Heat, no AC",11,13,164.5,0,null,null,null,null,null,null,null,null,null,null,null,null,null,null,null,null,null,null,null,null,null,null,null,null,null,null,null,null,null,null,null,null,null,null,null,null,null,null,null,null,null,null,null,null,null,null,null,null,null,null,null,null,null,14741,"National Grid","National Grid","National Grid","National Grid",0.1052,0.66300000000000003,2.6776113636363634,3.06,2.2051507352941182]
[10957,"Poughkeepsie","Dutchess",5,null,null,null,null,null,null,null,null,null,null,null,null,null,null,null,null,null,null,null,null,null,null,"WallPoughkeepsieElectric Heat, no AC1319","Wall","Poughkeepsie","Electric Heat, no AC",13,19,313.5,0,null,null,null,null,null,null,null,null,null,null,null,null,null,null,null,null,null,null,null,null,null,null,null,null,null,null,null,null,null,null,null,null,null,null,null,null,null,null,null,null,null,null,null,null,null,null,null,null,null,null,null,null,null,14752,"National Grid","National Grid","National Grid","National Grid",0.1052,0.66300000000000003,2.6776113636363634,3.06,2.2051507352941182]
[14651,"Buffalo","Monroe",5,null,null,null,null,null,null,null,null,null,null,null,null,null,null,null,null,null,null,null,null,null,null,"WallPoughkeepsieElectric Heat, no AC1321","Wall","Poughkeepsie","Electric Heat, no AC",13,21,388.5,0,null,null,null,null,null,null,null,null,null,null,null,null,null,null,null,null,null,null,null,null,null,null,null,null,null,null,null,null,null,null,null,null,null,null,null,null,null,null,null,null,null,null,null,null,null,null,null,null,null,null,null,null,null,14753,"National Grid","National Grid","National Grid","National Grid",0.1052,0.66300000000000003,2.6776113636363634,3.06,2.2051507352941182]
[10982,"NYC","Rockland",5,null,null,null,null,null,null,null,null,null,null,null,null,null,null,null,null,null,null,null,null,null,null,"WallPoughkeepsieElectric Heat, no AC1727","Wall","Poughkeepsie","Electric Heat, no AC",17,27,312.39999999999998,0,null,null,null,null,null,null,null,null,null,null,null,null,null,null,null,null,null,null,null,null,null,null,null,null,null,null,null,null,null,null,null,null,null,null,null,null,null,null,null,null,null,null,null,null,null,null,null,null,null,null,null,null,null,14769,"National Grid","National Grid","National Grid","National Grid",0.1052,0.66300000000000003,2.6776113636363634,3.06,2.2051507352941182]
[14823,"Buffalo","Steuben",6,null,null,null,null,null,null,null,null,null,null,null,null,null,null,null,null,null,null,null,null,null,null,"WallPoughkeepsieGas Heat, no AC013","Wall","Poughkeepsie","Gas Heat, no AC",0,13,25.4,null,53.8,null,null,null,null,null,null,null,null,null,null,null,null,null,null,null,null,null,null,null,null,null,null,null,null,null,null,null,null,null,null,null,null,null,null,null,null,null,null,null,null,null,null,null,null,null,null,null,null,null,null,null,null,14782,"National Grid","National Grid","National Grid","National Grid",0.1052,0.66300000000000003,2.6776113636363634,3.06,2.2051507352941182]
[11961,"NYC","Suffolk",4,null,null,null,null,null,null,null,null,null,null,null,null,null,null,null,null,null,null,null,null,null,null,"WallPoughkeepsieGas Heat, no AC1119","Wall","Poughkeepsie","Gas Heat, no AC",11,19,10.3,null,22.1,null,null,null,null,null,null,null,null,null,null,null,null,null,null,null,null,null,null,null,null,null,null,null,null,null,null,null,null,null,null,null,null,null,null,null,null,null,null,null,null,null,null,null,null,null,null,null,null,null,null,null,null,14803,"NYS Electric and Gas","NYS Electric and Gas","New York State Electric and Gas","New York State Electric and Gas",9.2600000000000002E-2,0.66700000000000004,2.6776113636363634,3.06,2.2051507352941182]
[13328,"Syracuse","Oneida",6,null,null,null,null,null,null,null,null,null,null,null,null,null,null,null,null,null,null,null,null,null,null,"WallPoughkeepsieGas Heat, no AC1325","Wall","Poughkeepsie","Gas Heat, no AC",13,25,10.7,null,23.2,null,null,null,null,null,null,null,null,null,null,null,null,null,null,null,null,null,null,null,null,null,null,null,null,null,null,null,null,null,null,null,null,null,null,null,null,null,null,null,null,null,null,null,null,null,null,null,null,null,null,null,null,14813,"Rochester Gas and Electric","Rochester Gas and Electric","Rochester Gas and Electric","Rochester Gas and Electric",9.5799999999999996E-2,0.56500000000000006,2.6776113636363634,3.06,2.2051507352941182]
[11435,"NYC","Queens",4,null,null,null,null,null,null,null,null,null,null,null,null,null,null,null,null,null,null,null,null,null,null,"WallPoughkeepsieGas Heat, no AC1911","Wall","Poughkeepsie","Gas Heat, no AC",19,11,null,null,null,null,null,null,null,null,null,null,null,null,null,null,null,null,null,null,null,null,null,null,null,null,null,null,null,null,null,null,null,null,null,null,null,null,null,null,null,null,null,null,null,null,null,null,null,null,null,null,null,null,null,null,null,14822,"NYS Electric and Gas","NYS Electric and Gas","New York State Electric and Gas","New York State Electric and Gas",9.2600000000000002E-2,0.66700000000000004,2.6776113636363634,3.06,2.2051507352941182]
[12739,"Poughkeepsie","Dutchess",5,null,null,null,null,null,null,null,null,null,null,null,null,null,null,null,null,null,null,null,null,null,null,"Ceiling InsulationPoughkeepsieAC with Gas Heat030","Ceiling Insulation","Poughkeepsie","AC with Gas Heat",0,30,393,0.47799999999999998,357.8,null,null,null,null,null,null,null,null,null,null,null,null,null,null,null,null,null,null,null,null,null,null,null,null,null,null,null,null,null,null,null,null,null,null,null,null,null,null,null,null,null,null,null,null,null,null,null,null,null,null,null,null,14837,"NYS Electric and Gas","NYS Electric and Gas","New York State Electric and Gas","New York State Electric and Gas",9.2600000000000002E-2,0.66700000000000004,2.6776113636363634,3.06,2.2435595175438618]
[13043,"Syracuse","Madison",6,null,null,null,null,null,null,null,null,null,null,null,null,null,null,null,null,null,null,null,null,null,null,"Ceiling InsulationPoughkeepsieAC with Gas Heat1130","Ceiling Insulation","Poughkeepsie","AC with Gas Heat",11,30,59.6,6.8000000000000005E-2,60.2,null,null,null,null,null,null,null,null,null,null,null,null,null,null,null,null,null,null,null,null,null,null,null,null,null,null,null,null,null,null,null,null,null,null,null,null,null,null,null,null,null,null,null,null,null,null,null,null,null,null,null,null,14843,"NYS Electric and Gas","NYS Electric and Gas","New York State Electric and Gas","New York State Electric and Gas",9.2600000000000002E-2,0.66700000000000004,2.6776113636363634,3.06,2.2435595175438618]
[12985,"Massena","Clinton",6,null,null,null,null,null,null,null,null,null,null,null,null,null,null,null,null,null,null,null,null,null,null,"Ceiling InsulationPoughkeepsieAC with Gas Heat1160","Ceiling Insulation","Poughkeepsie","AC with Gas Heat",11,60,83.3,0.10199999999999999,81.900000000000006,null,null,null,null,null,null,null,null,null,null,null,null,null,null,null,null,null,null,null,null,null,null,null,null,null,null,null,null,null,null,null,null,null,null,null,null,null,null,null,null,null,null,null,null,null,null,null,null,null,null,null,null,14847,"NYS Electric and Gas","NYS Electric and Gas","New York State Electric and Gas","New York State Electric and Gas",9.2600000000000002E-2,0.66700000000000004,2.6776113636363634,3.06,2.2435595175438618]
[13670,"Massena","St. Lawrence",6,null,null,null,null,null,null,null,null,null,null,null,null,null,null,null,null,null,null,null,null,null,null,"Ceiling InsulationPoughkeepsieAC with Gas Heat3030","Ceiling Insulation","Poughkeepsie","AC with Gas Heat",30,30,null,null,null,null,null,null,null,null,null,null,null,null,null,null,null,null,null,null,null,null,null,null,null,null,null,null,null,null,null,null,null,null,null,null,null,null,null,null,null,null,null,null,null,null,null,null,null,null,null,null,null,null,null,null,null,14858,"NYS Electric and Gas","NYS Electric and Gas","New York State Electric and Gas","New York State Electric and Gas",9.2600000000000002E-2,0.66700000000000004,2.6776113636363634,3.06,2.2435595175438618]
[14532,"Syracuse","Ontario",5,null,null,null,null,null,null,null,null,null,null,null,null,null,null,null,null,null,null,null,null,null,null,"Ceiling InsulationPoughkeepsieAC with Gas Heat3860","Ceiling Insulation","Poughkeepsie","AC with Gas Heat",38,60,14,1.7000000000000001E-2,12.8,null,null,null,null,null,null,null,null,null,null,null,null,null,null,null,null,null,null,null,null,null,null,null,null,null,null,null,null,null,null,null,null,null,null,null,null,null,null,null,null,null,null,null,null,null,null,null,null,null,null,null,null,14870,"NYS Electric and Gas","NYS Electric and Gas","New York State Electric and Gas","New York State Electric and Gas",9.2600000000000002E-2,0.66700000000000004,2.6776113636363634,3.06,2.2435595175438618]
[12870,"Albany","Essex",6,null,null,null,null,null,null,null,null,null,null,null,null,null,null,null,null,null,null,null,null,null,null,"Ceiling InsulationPoughkeepsieHeat Pump1130","Ceiling Insulation","Poughkeepsie","Heat Pump",11,30,782.9,8.5000000000000006E-2,null,null,null,null,null,null,null,null,null,null,null,null,null,null,null,null,null,null,null,null,null,null,null,null,null,null,null,null,null,null,null,null,null,null,null,null,null,null,null,null,null,null,null,null,null,null,null,null,null,null,null,null,null,14880,"National Grid","National Grid","National Grid","National Grid",0.10150000000000001,0.66300000000000003,2.6776113636363634,3.06,2.2051507352941182]
[12094,"Albany","Rensselaer",5,null,null,null,null,null,null,null,null,null,null,null,null,null,null,null,null,null,null,null,null,null,null,"Ceiling InsulationPoughkeepsieHeat Pump1960","Ceiling Insulation","Poughkeepsie","Heat Pump",19,60,561.9,5.0999999999999997E-2,null,null,null,null,null,null,null,null,null,null,null,null,null,null,null,null,null,null,null,null,null,null,null,null,null,null,null,null,null,null,null,null,null,null,null,null,null,null,null,null,null,null,null,null,null,null,null,null,null,null,null,null,null,14891,"Municipal Utilities","NYS Electric and Gas","Other","New York State Electric and Gas",0.1595,0.81100000000000005,2.6776113636363634,3.06,2.2435595175438618]
[12147,"Albany","Albany",5,null,null,null,null,null,null,null,null,null,null,null,null,null,null,null,null,null,null,null,null,null,null,"Ceiling InsulationPoughkeepsieHeat Pump3830","Ceiling Insulation","Poughkeepsie","Heat Pump",38,30,null,null,null,null,null,null,null,null,null,null,null,null,null,null,null,null,null,null,null,null,null,null,null,null,null,null,null,null,null,null,null,null,null,null,null,null,null,null,null,null,null,null,null,null,null,null,null,null,null,null,null,null,null,null,null,14903,"NYS Electric and Gas","NYS Electric and Gas","New York State Electric and Gas","New York State Electric and Gas",9.2600000000000002E-2,0.66700000000000004,2.6776113636363634,3.06,2.2435595175438618]
[12834,"Albany","Washington",5,null,null,null,null,null,null,null,null,null,null,null,null,null,null,null,null,null,null,null,null,null,null,"Ceiling InsulationPoughkeepsieAC with Electric Heat060","Ceiling Insulation","Poughkeepsie","AC with Electric Heat",0,60,8725.7999999999993,0.51200000000000001]
[14738,"Buffalo","Chautauqua",5,null,null,null,null,null,null,null,null,null,null,null,null,null,null,null,null,null,null,null,null,null,null,"Ceiling InsulationPoughkeepsieAC with Electric Heat1930","Ceiling Insulation","Poughkeepsie","AC with Electric Heat",19,30,497.8,1.7000000000000001E-2]
[11510,"NYC","Nassau",4,null,null,null,null,null,null,null,null,null,null,null,null,null,null,null,null,null,null,null,null,null,null,"Ceiling InsulationPoughkeepsieAC with Electric Heat1938","Ceiling Insulation","Poughkeepsie","AC with Electric Heat",19,38,696.2,3.4000000000000002E-2]
[12552,"Poughkeepsie","Orange",5,null,null,null,null,null,null,null,null,null,null,null,null,null,null,null,null,null,null,null,null,null,null,"Ceiling InsulationPoughkeepsieAC with Electric Heat3811","Ceiling Insulation","Poughkeepsie","AC with Electric Heat",38,11]
[14520,"Syracuse","Wayne",5,null,null,null,null,null,null,null,null,null,null,null,null,null,null,null,null,null,null,null,null,null,null,"Ceiling InsulationPoughkeepsieElectric Heat, no AC038","Ceiling Insulation","Poughkeepsie","Electric Heat, no AC",0,38,8209.6,0]
[13806,"Binghamton","Delaware",6,null,null,null,null,null,null,null,null,null,null,null,null,null,null,null,null,null,null,null,null,null,null,"Ceiling InsulationPoughkeepsieElectric Heat, no AC1138","Ceiling Insulation","Poughkeepsie","Electric Heat, no AC",11,38,1514.8,0]
[14207,"Buffalo","Erie",5,null,null,null,null,null,null,null,null,null,null,null,null,null,null,null,null,null,null,null,null,null,null,"Ceiling InsulationPoughkeepsieElectric Heat, no AC1149","Ceiling Insulation","Poughkeepsie","Electric Heat, no AC",11,49,1682.1,0]
[11226,"NYC","Kings",4,null,null,null,null,null,null,null,null,null,null,null,null,null,null,null,null,null,null,null,null,null,null,"Ceiling InsulationPoughkeepsieElectric Heat, no AC1160","Ceiling Insulation","Poughkeepsie","Electric Heat, no AC",11,60,1792.2,0]
[12121,"Albany","Rensselaer",5,null,null,null,null,null,null,null,null,null,null,null,null,null,null,null,null,null,null,null,null,null,null,"Ceiling InsulationPoughkeepsieElectric Heat, no AC1911","Ceiling Insulation","Poughkeepsie","Electric Heat, no AC",19,11]
[12601,"Poughkeepsie","Dutchess",5,null,null,null,null,null,null,null,null,null,null,null,null,null,null,null,null,null,null,null,null,null,null,"Ceiling InsulationPoughkeepsieElectric Heat, no AC1919","Ceiling Insulation","Poughkeepsie","Electric Heat, no AC",19,19]
[11774,"NYC","Nassau",4,null,null,null,null,null,null,null,null,null,null,null,null,null,null,null,null,null,null,null,null,null,null,"Ceiling InsulationPoughkeepsieElectric Heat, no AC1930","Ceiling Insulation","Poughkeepsie","Electric Heat, no AC",19,30,490.4,0]
[11768,"NYC","Suffolk",4,null,null,null,null,null,null,null,null,null,null,null,null,null,null,null,null,null,null,null,null,null,null,"Ceiling InsulationPoughkeepsieElectric Heat, no AC1938","Ceiling Insulation","Poughkeepsie","Electric Heat, no AC",19,38,682.8,0]
[12022,"Albany","Rensselaer",5,null,null,null,null,null,null,null,null,null,null,null,null,null,null,null,null,null,null,null,null,null,null,"Ceiling InsulationPoughkeepsieElectric Heat, no AC1949","Ceiling Insulation","Poughkeepsie","Electric Heat, no AC",19,49,850,0]
[10987,"NYC","Orange",5,null,null,null,null,null,null,null,null,null,null,null,null,null,null,null,null,null,null,null,null,null,null,"Ceiling InsulationPoughkeepsieElectric Heat, no AC1960","Ceiling Insulation","Poughkeepsie","Electric Heat, no AC",19,60,960.1,0]
[14831,"Buffalo","Steuben",6,null,null,null,null,null,null,null,null,null,null,null,null,null,null,null,null,null,null,null,null,null,null,"Ceiling InsulationPoughkeepsieElectric Heat, no AC3011","Ceiling Insulation","Poughkeepsie","Electric Heat, no AC",30,11]
[11554,"NYC","Nassau",4,null,null,null,null,null,null,null,null,null,null,null,null,null,null,null,null,null,null,null,null,null,null,"Ceiling InsulationPoughkeepsieElectric Heat, no AC3019","Ceiling Insulation","Poughkeepsie","Electric Heat, no AC",30,19]
[13751,"Binghamton","Delaware",6,null,null,null,null,null,null,null,null,null,null,null,null,null,null,null,null,null,null,null,null,null,null,"Ceiling InsulationPoughkeepsieElectric Heat, no AC3030","Ceiling Insulation","Poughkeepsie","Electric Heat, no AC",30,30]
[11948,"NYC","Suffolk",4,null,null,null,null,null,null,null,null,null,null,null,null,null,null,null,null,null,null,null,null,null,null,"Ceiling InsulationPoughkeepsieElectric Heat, no AC3038","Ceiling Insulation","Poughkeepsie","Electric Heat, no AC",30,38,192.3,0]
[14569,"Buffalo","Wyoming",6,null,null,null,null,null,null,null,null,null,null,null,null,null,null,null,null,null,null,null,null,null,null,"Ceiling InsulationPoughkeepsieElectric Heat, no AC3049","Ceiling Insulation","Poughkeepsie","Electric Heat, no AC",30,49,359.6,0]
[14546,"Buffalo","Monroe",5,null,null,null,null,null,null,null,null,null,null,null,null,null,null,null,null,null,null,null,null,null,null,"Ceiling InsulationPoughkeepsieElectric Heat, no AC3060","Ceiling Insulation","Poughkeepsie","Electric Heat, no AC",30,60,469.6,0]
[10501,"Poughkeepsie","Westchester",4,null,null,null,null,null,null,null,null,null,null,null,null,null,null,null,null,null,null,null,null,null,null,"Ceiling InsulationPoughkeepsieElectric Heat, no AC3811","Ceiling Insulation","Poughkeepsie","Electric Heat, no AC",38,11]
[10510,"NYC","Westchester",4,null,null,null,null,null,null,null,null,null,null,null,null,null,null,null,null,null,null,null,null,null,null,"Ceiling InsulationPoughkeepsieElectric Heat, no AC3819","Ceiling Insulation","Poughkeepsie","Electric Heat, no AC",38,19]
[11597,"NYC","Nassau",4,null,null,null,null,null,null,null,null,null,null,null,null,null,null,null,null,null,null,null,null,null,null,{"$f":"CONCATENATE(AB2246,AC2246,AD2246,AE2246,AF2246)","v":"Ceiling InsulationPoughkeepsieElectric Heat, no AC3830"},"Ceiling Insulation","Poughkeepsie","Electric Heat, no AC",38,30]
[11754,"NYC","Suffolk",4,null,null,null,null,null,null,null,null,null,null,null,null,null,null,null,null,null,null,null,null,null,null,"Ceiling InsulationPoughkeepsieElectric Heat, no AC3838","Ceiling Insulation","Poughkeepsie","Electric Heat, no AC",38,38]
[12078,"Albany","Fulton",6,null,null,null,null,null,null,null,null,null,null,null,null,null,null,null,null,null,null,null,null,null,null,"Ceiling InsulationPoughkeepsieElectric Heat, no AC3849","Ceiling Insulation","Poughkeepsie","Electric Heat, no AC",38,49,167.2,0]
[12741,"Binghamton","Sullivan",6,null,null,null,null,null,null,null,null,null,null,null,null,null,null,null,null,null,null,null,null,null,null,"Ceiling InsulationPoughkeepsieElectric Heat, no AC3860","Ceiling Insulation","Poughkeepsie","Electric Heat, no AC",38,60,277.3,0]
[14526,"Syracuse","Monroe",5,null,null,null,null,null,null,null,null,null,null,null,null,null,null,null,null,null,null,null,null,null,null,"Ceiling InsulationPoughkeepsieGas Heat, no AC011","Ceiling Insulation","Poughkeepsie","Gas Heat, no AC",0,11,140.80000000000001,0,297.60000000000002]
[12914,"Massena","Franklin",6,null,null,null,null,null,null,null,null,null,null,null,null,null,null,null,null,null,null,null,null,null,null,"Ceiling InsulationPoughkeepsieGas Heat, no AC019","Ceiling Insulation","Poughkeepsie","Gas Heat, no AC",0,19,158.4,0,335.5]
[11751,"NYC","Suffolk",4,null,null,null,null,null,null,null,null,null,null,null,null,null,null,null,null,null,null,null,null,null,null,"Ceiling InsulationPoughkeepsieGas Heat, no AC030","Ceiling Insulation","Poughkeepsie","Gas Heat, no AC",0,30,168.6,0,358]
[12472,"Poughkeepsie","Ulster",6,null,null,null,null,null,null,null,null,null,null,null,null,null,null,null,null,null,null,null,null,null,null,"Ceiling InsulationPoughkeepsieGas Heat, no AC038","Ceiling Insulation","Poughkeepsie","Gas Heat, no AC",0,38,172.5,0,366.7]
[14108,"Buffalo","Niagara",5,null,null,null,null,null,null,null,null,null,null,null,null,null,null,null,null,null,null,null,null,null,null,"Ceiling InsulationPoughkeepsieGas Heat, no AC049","Ceiling Insulation","Poughkeepsie","Gas Heat, no AC",0,49,176.1,0,374.4]
[14556,"Buffalo","Livingston",5,null,null,null,null,null,null,null,null,null,null,null,null,null,null,null,null,null,null,null,null,null,null,"Ceiling InsulationPoughkeepsieGas Heat, no AC060","Ceiling Insulation","Poughkeepsie","Gas Heat, no AC",0,60,178.3,0,379.5]
[10518,"Poughkeepsie","Westchester",4,null,null,null,null,null,null,null,null,null,null,null,null,null,null,null,null,null,null,null,null,null,null,"Ceiling InsulationPoughkeepsieGas Heat, no AC1111","Ceiling Insulation","Poughkeepsie","Gas Heat, no AC",11,11]
[10901,"NYC","Rockland",5,null,null,null,null,null,null,null,null,null,null,null,null,null,null,null,null,null,null,null,null,null,null,"Ceiling InsulationPoughkeepsieGas Heat, no AC1119","Ceiling Insulation","Poughkeepsie","Gas Heat, no AC",11,19,17.600000000000001,0,37.9]
[10270,"NYC","New York",4,null,null,null,null,null,null,null,null,null,null,null,null,null,null,null,null,null,null,null,null,null,null,"Ceiling InsulationPoughkeepsieGas Heat, no AC1130","Ceiling Insulation","Poughkeepsie","Gas Heat, no AC",11,30,27.8,0,60.4]
[11556,"NYC","Nassau",4,null,null,null,null,null,null,null,null,null,null,null,null,null,null,null,null,null,null,null,null,null,null,"Ceiling InsulationPoughkeepsieGas Heat, no AC1138","Ceiling Insulation","Poughkeepsie","Gas Heat, no AC",11,38,31.7,0,69.099999999999994]
[11794,"NYC","Suffolk",4,null,null,null,null,null,null,null,null,null,null,null,null,null,null,null,null,null,null,null,null,null,null,"Ceiling InsulationPoughkeepsieGas Heat, no AC1149","Ceiling Insulation","Poughkeepsie","Gas Heat, no AC",11,49,35.299999999999997,0,76.8]
[11359,"NYC","Queens",4,null,null,null,null,null,null,null,null,null,null,null,null,null,null,null,null,null,null,null,null,null,null,"Ceiling InsulationPoughkeepsieGas Heat, no AC1160","Ceiling Insulation","Poughkeepsie","Gas Heat, no AC",11,60,37.5,0,81.900000000000006]
[12884,"Albany","Saratoga",5,null,null,null,null,null,null,null,null,null,null,null,null,null,null,null,null,null,null,null,null,null,null,"Ceiling InsulationPoughkeepsieGas Heat, no AC1911","Ceiling Insulation","Poughkeepsie","Gas Heat, no AC",19,11]
[13323,"Syracuse","Oneida",6,null,null,null,null,null,null,null,null,null,null,null,null,null,null,null,null,null,null,null,null,null,null,"Ceiling InsulationPoughkeepsieGas Heat, no AC1919","Ceiling Insulation","Poughkeepsie","Gas Heat, no AC",19,19]
[11425,"NYC","Kings",4,null,null,null,null,null,null,null,null,null,null,null,null,null,null,null,null,null,null,null,null,null,null,"Ceiling InsulationPoughkeepsieGas Heat, no AC1930","Ceiling Insulation","Poughkeepsie","Gas Heat, no AC",19,30,10.199999999999999,0,22.5]
[14512,"Syracuse","Ontario",5,null,null,null,null,null,null,null,null,null,null,null,null,null,null,null,null,null,null,null,null,null,null,"Ceiling InsulationPoughkeepsieGas Heat, no AC1938","Ceiling Insulation","Poughkeepsie","Gas Heat, no AC",19,38,14.2,0,31.2]
[14222,"Buffalo","Erie",5,null,null,null,null,null,null,null,null,null,null,null,null,null,null,null,null,null,null,null,null,null,null,"Ceiling InsulationPoughkeepsieGas Heat, no AC1949","Ceiling Insulation","Poughkeepsie","Gas Heat, no AC",19,49,17.7,0,38.9]
[14548,"Syracuse","Ontario",5,null,null,null,null,null,null,null,null,null,null,null,null,null,null,null,null,null,null,null,null,null,null,"Ceiling InsulationPoughkeepsieGas Heat, no AC1960","Ceiling Insulation","Poughkeepsie","Gas Heat, no AC",19,60,20,0,44]
[10507,"Poughkeepsie","Westchester",4,null,null,null,null,null,null,null,null,null,null,null,null,null,null,null,null,null,null,null,null,null,null,"Ceiling InsulationPoughkeepsieGas Heat, no AC3011","Ceiling Insulation","Poughkeepsie","Gas Heat, no AC",30,11]
[11690,"NYC","Queens",4,null,null,null,null,null,null,null,null,null,null,null,null,null,null,null,null,null,null,null,null,null,null,"Ceiling InsulationPoughkeepsieGas Heat, no AC3019","Ceiling Insulation","Poughkeepsie","Gas Heat, no AC",30,19]
[12455,"Poughkeepsie","Delaware",6,null,null,null,null,null,null,null,null,null,null,null,null,null,null,null,null,null,null,null,null,null,null,"Ceiling InsulationPoughkeepsieGas Heat, no AC3030","Ceiling Insulation","Poughkeepsie","Gas Heat, no AC",30,30]
[14070,"Buffalo","Erie",5,null,null,null,null,null,null,null,null,null,null,null,null,null,null,null,null,null,null,null,null,null,null,"Ceiling InsulationPoughkeepsieGas Heat, no AC3038","Ceiling Insulation","Poughkeepsie","Gas Heat, no AC",30,38,3.9,0,8.6999999999999993]
[14818,"Syracuse","Schuyler",6,null,null,null,null,null,null,null,null,null,null,null,null,null,null,null,null,null,null,null,null,null,null,"Ceiling InsulationPoughkeepsieGas Heat, no AC3049","Ceiling Insulation","Poughkeepsie","Gas Heat, no AC",30,49,7.5,0,16.399999999999999]
[11365,"NYC","Queens",4,null,null,null,null,null,null,null,null,null,null,null,null,null,null,null,null,null,null,null,null,null,null,"Ceiling InsulationPoughkeepsieGas Heat, no AC3060","Ceiling Insulation","Poughkeepsie","Gas Heat, no AC",30,60,9.6999999999999993,0,21.5]
[12542,"Poughkeepsie","Ulster",6,null,null,null,null,null,null,null,null,null,null,null,null,null,null,null,null,null,null,null,null,null,null,"Ceiling InsulationPoughkeepsieGas Heat, no AC3811","Ceiling Insulation","Poughkeepsie","Gas Heat, no AC",38,11]
[13693,"Syracuse","Jefferson",6,null,null,null,null,null,null,null,null,null,null,null,null,null,null,null,null,null,null,null,null,null,null,"Ceiling InsulationPoughkeepsieGas Heat, no AC3819","Ceiling Insulation","Poughkeepsie","Gas Heat, no AC",38,19]
[14704,"Buffalo","Erie",5,null,null,null,null,null,null,null,null,null,null,null,null,null,null,null,null,null,null,null,null,null,null,"Ceiling InsulationPoughkeepsieGas Heat, no AC3830","Ceiling Insulation","Poughkeepsie","Gas Heat, no AC",38,30]
[12118,"Albany","Saratoga",5,null,null,null,null,null,null,null,null,null,null,null,null,null,null,null,null,null,null,null,null,null,null,"Ceiling InsulationPoughkeepsieGas Heat, no AC3838","Ceiling Insulation","Poughkeepsie","Gas Heat, no AC",38,38]
[13668,"Massena","St. Lawrence",6,null,null,null,null,null,null,null,null,null,null,null,null,null,null,null,null,null,null,null,null,null,null,"Ceiling InsulationPoughkeepsieGas Heat, no AC3849","Ceiling Insulation","Poughkeepsie","Gas Heat, no AC",38,49,3.6,0,7.7]
[14276,"Buffalo","Erie",5,null,null,null,null,null,null,null,null,null,null,null,null,null,null,null,null,null,null,null,null,null,null,"Ceiling InsulationPoughkeepsieGas Heat, no AC3860","Ceiling Insulation","Poughkeepsie","Gas Heat, no AC",38,60,5.8,0,12.8]
[10802,"NYC","Westchester",4]
[11052,"NYC","Nassau",4]
[11055,"NYC","Nassau",4]
[12939,"Massena","Franklin",6]
[12995,"Massena","Franklin",6]
[13225,"Syracuse","Onondaga",5]
[13332,"Syracuse","Madison",6]
[13861,"Binghamton","Otsego",6]
[14508,"Buffalo","Orleans",5]
[10535,"Poughkeepsie","Westchester",4]
[11051,"NYC","Nassau",4]

{"sheet":"Savings Estimate (4)","index":19,"n_rows":96,"n_cols":27,"rows_kept":96,"cut":false,"hidden":true,"merged":[[1,0,1,13],[2,0,2,13],[4,1,4,5],[4,10,4,13],[5,1,5,5],[5,10,5,13],[6,1,6,5],[6,10,6,13],[12,9,13,9],[12,11,13,11],[12,13,13,13],[13,0,13,1],[15,13,17,13],[19,0,20,0],[19,13,21,13],[23,13,24,13],[26,0,27,0],[26,13,28,13],[30,13,31,13],[33,9,34,9],[33,11,34,11],[33,13,34,13],[36,9,37,9],[36,11,37,11],[36,13,37,13],[39,9,40,9],[39,11,40,11],[39,13,40,13],[42,9,43,9],[42,11,43,11],[42,13,43,13],[45,9,46,9],[45,11,46,11],[45,13,46,13],[48,9,49,9],[48,11,49,11],[48,13,49,13],[51,9,52,9],[51,11,52,11],[51,13,52,13],[54,9,55,9],[54,11,55,11],[54,13,55,13],[57,9,58,9],[57,11,58,11],[57,13,58,13],[60,9,61,9],[60,11,61,11],[60,13,61,13],[63,9,64,9],[63,11,64,11],[63,13,64,13],[66,9,67,9],[66,11,67,11],[66,13,67,13],[69,9,70,9],[69,11,70,11],[69,13,70,13],[72,9,73,9],[72,11,73,11],[72,13,73,13],[75,9,76,9],[75,11,76,11],[75,13,76,13],[78,9,79,9],[78,11,79,11],[78,13,79,13],[88,9,89,9],[88,11,89,11],[88,13,89,13],[95,0,95,13],[81,9,82,9],[81,11,82,11],[81,13,82,13],[85,9,86,9],[85,11,86,11],[85,13,86,13]]}
[]
["Residential Energy Audit Summary Report"]
[]
[]
["Name:",{"$f":"Customer_Name","v":0},null,null,null,null,null,null,null,"Auditor's Name:",{"$f":"IF(Auditor<>\"\", Auditor, \"\")","v":""}]
["Address:",{"$f":"Customer_Address","v":0},null,null,null,null,null,null,null,"Company Name:",{"$f":"IF(Auditor_Company_Name<>\"\", Auditor_Company_Name, \"\")","v":""}]
[null,{"$f":"CONCATENATE(Customer_City, \", \", Customer_State, \" \", Customer_Zip)","v":", NY "},null,null,null,null,null,null,null,"Date:",{"$f":"IF(Audit_Date<>\"\", Audit_Date, \"\")","v":""}]
[]
[]
[null,null,null,null,"     = Existing",null,null,null,null,"     = New",null,null,null,"Estimated"]
[null,null,null,null,null,null,null,null,null,null,null,null,null,"Annual"]
["Measure",null,null,null,null,null,null,null,null,null,null,null,null,"Savings"]
["Air Leakage ",null,null,null,null,null,null,null,null,null,null,null,null,{"$f":"IF(ISNUMBER((IF(J13=\"Low\", \"None\", Output!L38))),(IF(J13=\"Low\", \"None\", Output!L38)),\"n/a\")","v":"n/a"}]
[]
[]
["Attic / Roof Insulation","Area #1",null,null,null,null,null,null,null,null,null,null,null,{"$f":"IF(ISNUMBER((IF(Output!L39=0, \"None\", Output!L39))),(IF(Output!L39=0, \"None\", Output!L39)),\"n/a\")","v":"n/a"},null,null,null,null,null,null,null,null,null,null,null,"Existing","New"]
["(R-value)","Area #2",null,null,null,null,null,null,null,null,null,null,null,null,null,null,null,null,null,null,null,null,null,null,"Points",8,30]
[null,"Area #3",null,null,null,null,null,null,null,null,null,null,null,null,null,null,null,null,null,null,null,null,null,null,"New",0,0]
[null,null,null,null,null,null,null,null,null,null,null,null,null,null,null,"asdf"]
["Wall Insulation","Exterior: Framed",null,null,null,null,null,null,null,null,null,null,null,{"$f":"IF(ISNUMBER((IF(Output!L40=0, \"None\", Output!L40))),(IF(Output!L40=0, \"None\", Output!L40)),\"n/a\")","v":"n/a"},null,{"$f":"U27","v":"Yes"}]
[null,"Exterior: Masonry",null,null,null,null,null,null,null,null,null,null,null,null,null,{"$f":"U28","v":"No"},null,null,null,null,null,null,null,null,null,"Existing","New"]
["(R-value)","Buffered",null,null,null,null,null,null,null,null,null,null,null,null,null,{"$f":"U29","v":"No"},null,null,null,null,null,null,null,null,"Points",11,25]
[null,null,null,null,null,null,null,null,null,null,null,null,null,null,null,null,null,null,null,null,null,null,null,null,"New",0,0]
["Floor Insulation","Exposed",null,null,null,null,null,null,null,null,null,null,null,{"$f":"IF(ISNUMBER((IF(Output!L42=0, \"None\", Output!L42))),(IF(Output!L42=0, \"None\", Output!L42)),\"n/a\")","v":"n/a"}]
["(R-value)","Buffered",null,null,null,null,null,null,null,null,null,null,null,null,null,null,null,null,null,null,null,null,null,null,null,"Existing","New"]
[null,null,null,null,null,null,null,null,null,null,null,null,null,null,null,null,null,null,null,null,null,null,null,null,"Points",11,30]
["Foundation Insulation","Basement",null,null,null,null,null,null,null,null,null,null,null,{"$f":"IF(ISNUMBER((IF(Output!L41=0, \"None\", Output!L41))),(IF(Output!L41=0, \"None\", Output!L41)),\"n/a\")","v":"n/a"},null,null,null,null,null,null,"Yes",null,null,null,"New",0,0]
[null,"Slab",null,null,null,null,null,null,null,null,null,null,null,null,null,null,null,null,null,null,"No"]
["(R-value)","Crawlspace",null,null,null,null,null,null,null,null,null,null,null,null,null,null,null,null,null,null,"No",null,null,null,null,"Existing","New"]
[null,null,null,null,null,null,null,null,null,null,null,null,null,null,null,null,null,null,null,null,null,null,null,null,"Points",5,12]
[{"$f":"IF('Audit Data Collection'!G53=\"Yes\", \"Storm\", \"Replacement\") & \" Windows\"","v":"Replacement Windows"},"(U-factor)",null,null,null,null,null,null,null,null,null,null,null,{"$f":"IF(ISNUMBER((IF(AND(Output!L43=0, 'Audit Data Collection'!G53<>\"Yes\"), \"None\", Output!L43))),(IF(AND(Output!L43=0, 'Audit Data Collection'!G53<>\"Yes\"), \"None\", Output!L43)),\"n/a\")","v":"n/a"},null,null,null,null,null,null,null,null,null,null,"New",0,0]
[null,"(SHGC)"]
[]
[{"$f":" \"Heating 1: \" & System1_Type","v":"Heating 1: "},null,null,null,null,null,null,null,null,null,null,null,null,{"$f":"IF(ISNUMBER((IF(Heat_Sys_Save=0,\"None\",IF(Heat_Sys_Save<0.01,\"<1%\",Heat_Sys_Save)))),(IF(Heat_Sys_Save=0,\"None\",IF(Heat_Sys_Save<0.01,\"<1%\",Heat_Sys_Save))),\"n/a\")","v":"n/a"}]
[null,{"$f":" IF(OR(System1_Type = Electric_Baseboard, System1_Type = Electric_Furnace), \"(n/a)\", IF(OR(System1_Type=Fossil_Boiler, System1_Type=Fossil_Furnace), \"(AFUE)\", \"(HSPF)\"))","v":"(HSPF)"}]
[]
["Heating 1: Distribution Efficiency",null,null,null,null,null,null,null,null,null,null,null,null,{"$f":"IF(ISNUMBER((IF(Heat_Dist_Save = 0, \"None\", IF(Heat_Dist_Save<0.01,\"< 1%\",Heat_Dist_Save)))),(IF(Heat_Dist_Save = 0, \"None\", IF(Heat_Dist_Save<0.01,\"< 1%\",Heat_Dist_Save))),\"n/a\")","v":"n/a"}]
[{"$f":"IF(OR(System1_Type=Fossil_Boiler, System1_Type=Electric_Baseboard), \"(n/a)\", \"(%)\")","v":"(%)"}]
[]
["Thermostat",null,null,null,null,null,null,null,null,null,null,null,null,{"$f":"IF(OR(System1_Type=\"Furnace\",System1_Type=\"Boiler\"),Savings_Thermostat_Therm_Prc,Savings_Thermostat_kWh_Prc)","v":"n/a"}]
[{"$f":"IF(WaterHeaterWrap<>\"Yes\",\"(Efficiency Factor)\",\"(R-value)\")","v":"(Efficiency Factor)"}]
[]
[{"$f":" \"Heating 2: \" & IF(System2_Type=\"\", \"n/a\", System2_Type)","v":"Heating 2: n/a"},null,null,null,null,null,null,null,null,null,null,null,null,{"$f":"IF(ISNUMBER((IF(System2_Type=\"\", \"n/a\", IF(Heat_Sys_Save_Sys2 = 0,\"None\", IF(Heat_Sys_Save_Sys2<0.01,\"<1%\", Heat_Sys_Save_Sys2))))),(IF(System2_Type=\"\", \"n/a\", IF(Heat_Sys_Save_Sys2 = 0,\"None\", IF(Heat_Sys_Save_Sys2<0.01,\"<1%\", Heat_Sys_Save_Sys2)))),\"n/a\")","v":"n/a"}]
[{"$f":" IF(System2_Type=\"\", \"\", IF(OR(System2_Type = Electric_Baseboard, System2_Type = Electric_Furnace), \"(n/a)\", IF(OR(System2_Type=Fossil_Boiler, System2_Type=Fossil_Furnace), \"(AFUE)\", \"(HSPF)\")))","v":""}]
[]
["Heating 2: Distribution Efficiency",null,null,null,null,null,null,null,null,null,null,null,null,{"$f":"IF(ISNUMBER((IF(System2_Type=\"\",\"n/a\",IF(Heat_Dist_Save_Sys2=0,\"None\",IF(Heat_Dist_Save_Sys2<0.01,\"< 1%\",Heat_Dist_Save_Sys2))))),(IF(System2_Type=\"\",\"n/a\",IF(Heat_Dist_Save_Sys2=0,\"None\",IF(Heat_Dist_Save_Sys2<0.01,\"< 1%\",Heat_Dist_Save_Sys2)))),\"n/a\")","v":"n/a"}]
[{"$f":"IF(System2_Type=\"\", \"\", IF(OR(System2_Type=Fossil_Boiler, System2_Type=Electric_Baseboard), \"(n/a)\", \"(%)\"))","v":""}]
[]
[{"$f":" \"Central Cooling 1\" & IF(Is_cooling_1, IF('Lookups (2)'!CY51=\"Yes\",\": Tune Up\",\"\"),\": n/a\")","v":"Central Cooling 1: n/a"},null,null,null,null,null,null,null,null,null,null,null,null,{"$f":"IF(ISNUMBER((IF(Is_cooling_1,IF(L49=\"Tune Up\",\"<1%\",IF(Cool_Sys_Save=0,\"None\",IF(Cool_Sys_Save<0.01,\"<1%\",Cool_Sys_Save))),\"n/a\"))),(IF(Is_cooling_1,IF(L49=\"Tune Up\",\"<1%\",IF(Cool_Sys_Save=0,\"None\",IF(Cool_Sys_Save<0.01,\"<1%\",Cool_Sys_Save))),\"n/a\")),\"n/a\")","v":"n/a"}]
[{"$f":"IF(Is_cooling_1,\"(SEER)\",\"\")","v":""}]
[]
["Central Cooling 1: Distribution Efficiency",null,null,null,null,null,null,null,null,null,null,null,null,{"$f":"IF(ISNUMBER((IF(Is_cooling_1, IF(Cool_Dist_Save = 0, \"None\", IF(Cool_Dist_Save<0.01,\"<1%\",Cool_Dist_Save)),\"n/a\"))),(IF(Is_cooling_1, IF(Cool_Dist_Save = 0, \"None\", IF(Cool_Dist_Save<0.01,\"<1%\",Cool_Dist_Save)),\"n/a\")),\"n/a\")","v":"n/a"}]
[{"$f":"IF(Is_cooling_1,\"(%)\",\"\")","v":""}]
[]
[{"$f":" \"Central Cooling 2\" & IF(Is_cooling_2, IF('Audit Data Collection'!G77=\"Yes\",\": Tune Up\",\"\"),\": n/a\")","v":"Central Cooling 2: n/a"},null,null,null,null,null,null,null,null,null,null,null,null,{"$f":"IF(ISNUMBER((IF(Is_cooling_2,IF(L55=\"Tune Up\",\"<1%\", IF(Cool_Sys_Save_Sys2=0,\"None\",IF(Cool_Sys_Save_Sys2<0.01,\"<1%\",Cool_Sys_Save_Sys2))),\"n/a\"))),(IF(Is_cooling_2,IF(L55=\"Tune Up\",\"<1%\", IF(Cool_Sys_Save_Sys2=0,\"None\",IF(Cool_Sys_Save_Sys2<0.01,\"<1%\",Cool_Sys_Save_Sys2))),\"n/a\")),\"n/a\")","v":"n/a"}]
[{"$f":"IF(Is_cooling_2,\"(SEER)\",\"\")","v":""}]
[]
["Central Cooling 2: Distribution Efficiency",null,null,null,null,null,null,null,null,null,null,null,null,{"$f":"IF(ISNUMBER((IF(Is_cooling_2, IF(Cool_Dist_Save_Sys2 = 0, \"None\", Cool_Dist_Save_Sys2),\"n/a\"))),(IF(Is_cooling_2, IF(Cool_Dist_Save_Sys2 = 0, \"None\", Cool_Dist_Save_Sys2),\"n/a\")),\"n/a\")","v":"n/a"}]
[{"$f":"IF(Is_cooling_2,\"(%)\",\"\")","v":""}]
[]
["Room / Window Air Conditioner",null,null,null,null,null,null,null,null,null,null,null,null,{"$f":"IF(ISNUMBER((Savings_Room_AC_kWh_Prc)),(Savings_Room_AC_kWh_Prc),\"n/a\")","v":"n/a"}]
[{"$f":"IF(WaterHeaterWrap<>\"Yes\",\"(Efficiency Factor)\",\"(R-value)\")","v":"(Efficiency Factor)"}]
[]
[{"$f":"IF(WaterHeaterWrap<>\"Yes\",\"Water Heater Efficiency\",\"Electric Water Heater Wrap\")","v":"Water Heater Efficiency"},null,null,null,null,null,null,null,null,null,null,null,null,{"$f":"IF(ISNUMBER('DHW Savings'!B16),'DHW Savings'!B16,\"n/a\")","v":"n/a"}]
[{"$f":"IF(WaterHeaterWrap<>\"Yes\",\"(Efficiency Factor)\",\"(R-value)\")","v":"(Efficiency Factor)"}]
[]
["Primary Refrigerator",null,null,null,null,null,null,null,null,null,null,null,null,{"$f":"IF(ISNUMBER(Savings_Primary_Refrigerator_kWh_Prc),Savings_Primary_Refrigerator_kWh_Prc,\"n/a\")","v":"n/a"}]
[{"$f":"IF(WaterHeaterWrap<>\"Yes\",\"(Efficiency Factor)\",\"(R-value)\")","v":"(Efficiency Factor)"}]
[]
["Secondary Refrigerator/Freezer",null,null,null,null,null,null,null,null,null,null,null,null,{"$f":"IF(ISNUMBER(Savings_Secondary_Refrigerator_Freezer_kWh_Prc),Savings_Secondary_Refrigerator_Freezer_kWh_Prc,\"n/a\")","v":"n/a"}]
[{"$f":"IF(WaterHeaterWrap<>\"Yes\",\"(Efficiency Factor)\",\"(R-value)\")","v":"(Efficiency Factor)"}]
[]
["Dishwasher",null,null,null,null,null,null,null,null,null,null,null,null,{"$f":"IF(ISNUMBER(Savings_Dishwasher_kWh_Prc),Savings_Dishwasher_kWh_Prc,\"n/a\")","v":"n/a"}]
[{"$f":"IF(WaterHeaterWrap<>\"Yes\",\"(Efficiency Factor)\",\"(R-value)\")","v":"(Efficiency Factor)"}]
[]
["Lighting",null,null,null,null,null,null,null,null,null,null,null,null,{"$f":"IF(ISNUMBER(Savings_Lighting_kWh_Prc),Savings_Lighting_kWh_Prc,\"n/a\")","v":"n/a"}]
[{"$f":"IF(WaterHeaterWrap<>\"Yes\",\"(Efficiency Factor)\",\"(R-value)\")","v":"(Efficiency Factor)"}]
[]
["Clothes Washer",null,null,null,null,null,null,null,null,null,null,null,null,{"$f":"IF(ISNUMBER(Savings_Clothes_Washer_kWh_Prc),Savings_Clothes_Washer_kWh_Prc,\"n/a\")","v":"n/a"}]
["(Water Savings)"]
[]
["Dehumidifier",null,null,null,null,null,null,null,null,null,null,null,null,{"$f":"IF(ISNUMBER(Savings_Dehumidifier_kWh_Prc),Savings_Dehumidifier_kWh_Prc,\"n/a\")","v":"n/a"}]
["(Energy Factor)"]
[]
["Water Savings"]
["Showerheads",null,null,null,null,null,null,null,null,null,null,null,null,{"$f":"Savings_Showerhead","v":"n/a"}]
["(Water Savings)"]
[]
["Faucet Aerators",null,null,null,null,null,null,null,null,null,null,null,null,{"$f":"IF(AND(Raw_Faucet_Aerator_Existing=\"No\",Raw_Faucet_Aerator_New=\"Yes\"),Lookups_Faucet_Aerator_Savings_Constant,\"n/a\")","v":"n/a"}]
["(Water Savings)"]
[]
[]
[]
[]
[]
["Estimated savings reported above are for priortizing of upgrades only, actual savings may vary."]

{"sheet":"Output-Fuel Switch","index":20,"n_rows":77,"n_cols":5,"rows_kept":77,"cut":false,"hidden":true,"merged":[]}
["System 1","Overall Power Savings","Season Savings (Based on pre)","Season Savings (Based on post)","$avings (based on post)"]
["Heat_Dist_Save",{"$f":" PercentLoad_h * (Total_kWh_h_Post / (Heat_DistEff_Pre * Heat_SysEff_Post) - Total_kWh_h_Post / (Heat_DistEff_Post * Heat_SysEff_Post)) / Total_kWh_Input_Pre","v":{"$error":"#DIV/0!"}},{"$f":" PercentLoad_h * (Total_kWh_h_Post / (Heat_DistEff_Pre * Heat_SysEff_Pre) - Total_kWh_h_Post / (Heat_DistEff_Post * Heat_SysEff_Pre)) / Total_kWh_h_Pre","v":{"$error":"#DIV/0!"}},{"$f":" PercentLoad_h * (Total_kWh_h_Post / (Heat_DistEff_Pre * Heat_SysEff_Post) - Total_kWh_h_Post / (Heat_DistEff_Post * Heat_SysEff_Post)) / Total_kWh_h_Pre","v":{"$error":"#DIV/0!"}},{"$f":"(D2)*Total_kWh_h_Post*N16","v":{"$error":"#DIV/0!"}}]
["Heat_Sys_Save",{"$f":" PercentLoad_h * (Total_kWh_h_Post / (Heat_SysEff_Pre * Heat_DistEff_Post) - Total_kWh_h_Post / (Heat_SysEff_Post * Heat_DistEff_Post)) / Total_kWh_Input_Pre","v":{"$error":"#DIV/0!"}},{"$f":" PercentLoad_h * Total_kWh_h_Post *((1/ (Heat_SysEff_Pre * Heat_DistEff_Pre)) - (1 / (Heat_SysEff_Post * Heat_DistEff_Pre))) / Total_kWh_h_Pre","v":{"$error":"#DIV/0!"}},{"$f":" PercentLoad_h * (Total_kWh_h_Post / (Heat_SysEff_Pre * Heat_DistEff_Post) - Total_kWh_h_Post / (Heat_SysEff_Post * Heat_DistEff_Post)) / Total_kWh_h_Pre","v":{"$error":"#DIV/0!"}},{"$f":"(D3)*Total_kWh_h_Post*N16","v":{"$error":"#DIV/0!"}}]
["Cool_Dist_Save",{"$f":" PercentLoad_c * (Total_kWh_c_Post / (Cool_DistEff_Pre * Cool_SysEff_Post) - Total_kWh_c_Post / (Cool_DistEff_Post * Cool_SysEff_Post)) / Total_kWh_Input_Pre","v":{"$error":"#N/A"}},{"$f":" PercentLoad_c * (Total_kWh_c_Post / (Cool_DistEff_Pre * Cool_SysEff_Pre) - Total_kWh_c_Post / (Cool_DistEff_Post * Cool_SysEff_Pre)) / Total_kWh_c_Pre","v":{"$error":"#N/A"}},{"$f":" PercentLoad_c * (Total_kWh_c_Post / (Cool_DistEff_Pre * Cool_SysEff_Post) - Total_kWh_c_Post / (Cool_DistEff_Post * Cool_SysEff_Post)) / Total_kWh_c_Pre","v":{"$error":"#N/A"}},{"$f":"(D4)*Total_kWh_c_Post*N16","v":{"$error":"#N/A"}}]
["Cool_Sys_Save",{"$f":" PercentLoad_c * (Total_kWh_c_Post / (Cool_SysEff_Pre * Cool_DistEff_Post) - Total_kWh_c_Post / (Cool_SysEff_Post * Cool_DistEff_Post)) / Total_kWh_Input_Pre","v":{"$error":"#N/A"}},{"$f":" PercentLoad_c * (Total_kWh_c_Post / (Cool_SysEff_Pre * Cool_DistEff_Pre) - Total_kWh_c_Post / (Cool_SysEff_Post * Cool_DistEff_Pre)) / Total_kWh_c_Pre","v":{"$error":"#N/A"}},{"$f":" PercentLoad_c * (Total_kWh_c_Post / (Cool_SysEff_Pre * Cool_DistEff_Post) - Total_kWh_c_Post / (Cool_SysEff_Post * Cool_DistEff_Post)) / Total_kWh_c_Pre","v":{"$error":"#N/A"}},{"$f":"(D5)*Total_kWh_c_Post*N16","v":{"$error":"#N/A"}}]
[]
["Systems 2"]
["Heat_Dist_Save",{"$f":" PercentLoad_h_Sys2 * (Total_kWh_h_Post / (Heat_DistEff_Pre_Sys2 * Heat_SysEff_Post_Sys2) - Total_kWh_h_Post / (Heat_DistEff_Post_Sys2 * Heat_SysEff_Post_Sys2)) / Total_kWh_Input_Pre","v":{"$error":"#DIV/0!"}},{"$f":" PercentLoad_h_Sys2 * (Total_kWh_h_Post / (Heat_DistEff_Pre_Sys2 * Heat_SysEff_Pre_Sys2) - Total_kWh_h_Post / (Heat_DistEff_Post_Sys2 * Heat_SysEff_Pre_Sys2)) / Total_kWh_h_Pre","v":{"$error":"#DIV/0!"}},{"$f":" PercentLoad_h_Sys2 * (Total_kWh_h_Post / (Heat_DistEff_Pre_Sys2 * Heat_SysEff_Post_Sys2) - Total_kWh_h_Post / (Heat_DistEff_Post_Sys2 * Heat_SysEff_Post_Sys2)) / Total_kWh_h_Pre","v":{"$error":"#DIV/0!"}},{"$f":"(D8)*Total_kWh_h_Post*N16","v":{"$error":"#DIV/0!"}}]
["Heat_Sys_Save",{"$f":" PercentLoad_h_Sys2 * (Total_kWh_h_Post / (Heat_SysEff_Pre_Sys2 * Heat_DistEff_Post_Sys2) - Total_kWh_h_Post / (Heat_SysEff_Post_Sys2 * Heat_DistEff_Post_Sys2)) /Total_kWh_Input_Pre","v":{"$error":"#DIV/0!"}},{"$f":" PercentLoad_h_Sys2 * (Total_kWh_h_Post / (Heat_SysEff_Pre_Sys2 * Heat_DistEff_Pre_Sys2) - Total_kWh_h_Post / (Heat_SysEff_Post_Sys2 * Heat_DistEff_Pre_Sys2)) / Total_kWh_h_Pre","v":{"$error":"#DIV/0!"}},{"$f":" PercentLoad_h_Sys2 * (Total_kWh_h_Post / (Heat_SysEff_Pre_Sys2 * Heat_DistEff_Post_Sys2) - Total_kWh_h_Post / (Heat_SysEff_Post_Sys2 * Heat_DistEff_Post_Sys2)) /Total_kWh_h_Pre","v":{"$error":"#DIV/0!"}},{"$f":"(D9)*Total_kWh_h_Post*N16","v":{"$error":"#DIV/0!"}}]
["Cool_Dist_Save",{"$f":" PercentLoad_c_Sys2 * (Total_kWh_c_Post / (Cool_DistEff_Pre_Sys2 * Cool_SysEff_Post_Sys2) - Total_kWh_c_Post / (Cool_DistEff_Post_Sys2 * Cool_SysEff_Post_Sys2)) /Total_kWh_Input_Pre","v":{"$error":"#DIV/0!"}},{"$f":" PercentLoad_c_Sys2 * (Total_kWh_c_Post / (Cool_DistEff_Pre_Sys2 * Cool_SysEff_Pre_Sys2) - Total_kWh_c_Post / (Cool_DistEff_Post_Sys2 * Cool_SysEff_Pre_Sys2)) / Total_kWh_c_Pre","v":{"$error":"#DIV/0!"}},{"$f":" PercentLoad_c_Sys2 * (Total_kWh_c_Post / (Cool_DistEff_Pre_Sys2 * Cool_SysEff_Post_Sys2) - Total_kWh_c_Post / (Cool_DistEff_Post_Sys2 * Cool_SysEff_Post_Sys2)) /Total_kWh_c_Pre","v":{"$error":"#DIV/0!"}},{"$f":"(D10)*Total_kWh_c_Post*N16","v":{"$error":"#DIV/0!"}}]
["Cool_Sys_Save",{"$f":" PercentLoad_c_Sys2 * (Total_kWh_c_Post / (Cool_SysEff_Pre_Sys2 * Cool_DistEff_Post_Sys2) - Total_kWh_c_Post / (Cool_SysEff_Post_Sys2 * Cool_DistEff_Post_Sys2)) / Total_kWh_Input_Pre","v":{"$error":"#N/A"}},{"$f":" PercentLoad_c_Sys2 * (Total_kWh_c_Post / (Cool_SysEff_Pre_Sys2 * Cool_DistEff_Pre_Sys2) - Total_kWh_c_Post / (Cool_SysEff_Post_Sys2 * Cool_DistEff_Pre_Sys2)) / Total_kWh_c_Pre","v":{"$error":"#DIV/0!"}},{"$f":" PercentLoad_c_Sys2 * (Total_kWh_c_Post / (Cool_SysEff_Pre_Sys2 * Cool_DistEff_Post_Sys2) - Total_kWh_c_Post / (Cool_SysEff_Post_Sys2 * Cool_DistEff_Post_Sys2)) / Total_kWh_c_Pre","v":{"$error":"#N/A"}},{"$f":"(D11)*Total_kWh_c_Post*N16","v":{"$error":"#N/A"}}]
[]
["DHW_save",{"$f":"('Inputs-Results'!F19-'Inputs-Results'!H19)/'Inputs-Results'!F19","v":0},"not used"]
[null,null,null,"HEATING SYSTEM and DHW kWh are adjusted for relative cost of gas when fossil equipment is chosen"]
["Pre"]
[null,null,null,"System 1","System 2"]
["Heating","% losses","Mbtu load","Input kWh_sys 1","Input kWh_sys 2"]
["Air leakage",{"$f":"C18/SUM($C$18:$C$23)","v":{"$error":"#N/A"}},{"$f":"Building!L141","v":{"$error":"#N/A"}},{"$f":"C18/Net_Eff_h_Sys1*PercentLoad_h*1000/3.413","v":{"$error":"#N/A"}},{"$f":"IF(System2_Type<>\"\",C18/Net_Eff_h_Sys2*PercentLoad_h_Sys2*1000/3.413,0)","v":0}]
["Roof",{"$error":"#DIV/0!"},{"$f":"SUM(Building!H109:'Building'!H112)","v":{"$error":"#DIV/0!"}},{"$error":"#DIV/0!"},0]
["Walls",{"$error":"#N/A"},{"$f":"Building!H113+Building!H114+Building!H115","v":0},{"$error":"#N/A"},0]
["Foundation",{"$error":"#DIV/0!"},{"$f":"Building!H120+Building!H121+Building!H122","v":{"$error":"#DIV/0!"}},{"$error":"#DIV/0!"},0]
["Floors",{"$error":"#N/A"},{"$f":"Building!H117+Building!H118","v":0},{"$error":"#N/A"},0]
["Windows and Doors",{"$f":"C23/SUM($C$18:$C$23)","v":{"$error":"#N/A"}},{"$f":"Building!H116+Building!L133","v":{"$error":"#N/A"}},{"$error":"#N/A"},0]
["Internal Gains",null,{"$f":"Building!C10","v":-2.7321527540198427},{"$error":"#N/A"},0]
[null,"Total_Btu_Pre",{"$f":"SUM(C18:C24)","v":{"$error":"#N/A"}},{"$f":"SUM(D18:D24)","v":{"$error":"#N/A"}},{"$f":"SUM(E18:E24)","v":0}]
[null,"Total_kWh_h_Pre",{"$f":"D25+E25","v":{"$error":"#N/A"}}]
["Cooling","% losses","Mbtu load","kWh input"]
["Air leakage",{"$f":"C28/SUM($C$28:$C$33)","v":{"$error":"#DIV/0!"}},{"$f":"IF(Ecap_c=0,0,Building!M140)","v":0},{"$f":"IF(Ecap_c=0,0,C28/Net_Eff_c)*1000/3.413","v":0}]
["Roof",{"$error":"#DIV/0!"},{"$f":"IF(Ecap_c=0,0,SUM(Building!I109:'Building'!I112))","v":0},0]
["Walls",{"$error":"#DIV/0!"},{"$f":"IF(Ecap_c=0,0,Building!I113+Building!I114+Building!I115)","v":0},0]
["Foundation",{"$error":"#DIV/0!"},{"$f":"IF(Ecap_c=0,0,Building!I120+Building!I121+Building!I122)","v":0},0]
["Floors",{"$error":"#DIV/0!"},{"$f":"IF(Ecap_c=0,0,Building!I117+Building!I118)","v":0},0]
["Windows and Doors",{"$error":"#DIV/0!"},{"$f":"IF(Ecap_c=0,0,Building!I116+Building!M133)","v":0},0]
["Internal Gains",null,{"$f":"IF(Ecap_c=0,0,Building!B10)","v":0},0]
[null,"Total_Btu_Pre",{"$f":"SUM(C28:C34)","v":0},{"$f":"SUM(D28:D34)","v":0}]
[null,"Total_kWh_c_Pre",{"$f":"Total_Btu_c_Pre*1000000/3413","v":0}]
["Both","% losses","Mbtu load","kWh input"]
["Air leakage",{"$f":"C38/SUM($C$38:$C$43)","v":{"$error":"#N/A"}},{"$f":"C18+C28","v":{"$error":"#N/A"}},{"$f":"D18+E18+D28","v":{"$error":"#N/A"}}]
["Roof",{"$error":"#DIV/0!"},{"$error":"#DIV/0!"},{"$f":"D19+E19+D29","v":{"$error":"#DIV/0!"}}]
["Walls",{"$error":"#N/A"},0,{"$error":"#N/A"}]
["Foundation",{"$error":"#DIV/0!"},{"$error":"#DIV/0!"},{"$error":"#DIV/0!"}]
["Floors",{"$error":"#N/A"},0,{"$error":"#N/A"}]
["Windows and Doors",{"$error":"#N/A"},{"$f":"C23+C33","v":{"$error":"#N/A"}},{"$f":"D23+E23+D33","v":{"$error":"#N/A"}}]
["Internal Gains",null,-2.7321527540198427,{"$error":"#N/A"}]
["Water heating (adjusted if gas)",null,null,{"$f":"'Inputs-Results'!F19","v":2092.9463532418577}]
["Misc. lights/appliances",null,null,{"$f":"MIN(0.59*SUM(D38:D45),10000)","v":{"$error":"#N/A"}}]
[null,"Total_kWh_Pre (adjusted)",{"$f":"SUM(C38:C44)","v":{"$error":"#N/A"}},{"$f":"SUM(D38:D46)","v":{"$error":"#N/A"}}]
[null,"(cost adjusted for gas heating)"]
[]
["Airsealing_Pre",{"$f":"AVERAGE(Building!I140:I141)","v":{"$error":"#N/A"}}]
["Roof_Rvalue_Pre",{"$f":"Building!C90","v":""}]
["Roof_Area",{"$f":"Building!F90","v":{"$error":"#DIV/0!"}}]
["Roof2_Rvalue_Pre",{"$f":"IF(Building!C91<>\"\", Building!C91, 0)","v":0}]
["Roof2_Area",{"$f":"Building!F91","v":0}]
["Roof3_Rvalue_Pre",{"$f":"IF(Building!C92<>\"\", Building!C92, 0)","v":0}]
["Roof3_Area",{"$f":"Building!F92","v":0}]
["Wall_Rvalue_Pre",{"$f":"IF(OR(Building!C94 = 1, Building!C94 = \"\"), 0, Building!C94)","v":0}]
["Wall_Area",{"$f":"Building!F94","v":0}]
["WallMasonary_Rvalue_Pre",{"$f":"IF(Building!C95 = 1, 0, Building!C95)","v":""}]
["WallMasonary_Area",{"$f":"Building!F95","v":0}]
["BufferedWall_Rvalue_Pre",{"$f":"IF(Building!C96=\"\",0,Building!C96)","v":0}]
["BufferedWall_Area",{"$f":"Building!B115","v":0}]
[]
["Floor_Exposed_Rvalue_Pre",{"$f":"IF(Building!C98=1, 0, Building!C98)","v":""}]
["Floor_Exposed_Area",{"$f":"Building!B98","v":""}]
["Floor_Over_Rvalue_Pre",{"$f":"IF(Building!C99=1, 0, Building!C99)","v":""}]
["Floor_Over_Area",{"$f":"Building!B99","v":""}]
[]
["Foundation_Basement_Rvalue_Pre",{"$f":"IF(Building!C101=1, 0, Building!C101)","v":""}]
["Foundation_Basement_Perim",{"$f":"Building!B101","v":""}]
["Foundation_Slab_Rvalue_Pre",{"$f":"IF( Building!C102 = 1, 0, Building!C102)","v":""}]
["Foundation_Slab_Perim",{"$f":"Building!B102","v":""}]
["Foundation_Crawlspace_Rvalue_Pre",{"$f":"IF( Building!C103 = 1, 0, Building!C103)","v":""}]
["Foundation_Crawlspace_Perim",{"$f":"Building!B103","v":""}]
[]
["Window_SHGC_Pre",{"$f":"rWin_shgcadj_n","v":{"$error":"#N/A"}}]
["Window_U_Pre",{"$f":"Building!C129","v":{"$error":"#N/A"}}]

{"sheet":"Building","index":21,"n_rows":202,"n_cols":18,"rows_kept":202,"cut":false,"hidden":true,"merged":[[4,0,4,2],[105,5,105,6],[105,7,105,8]]}
[]
[null,"enter this:","blue text indicates calculation or look-up results"]
[{"$f":"'Inputs-Results'!C6","v":"weather used="},{"$f":"'Inputs-Results'!D6","v":"No Match"},{"$f":"VLOOKUP(WeatherFile,LU_TMY,1)","v":"NMTUCUMCARI"}]
[]
["Resulting Estimated Loads (mmBtu)"]
[null,"Cooling","Heating"]
["infil",{"$f":"IF(rWS_cdhtc=0,0,M140)","v":{"$error":"#N/A"}},{"$f":"IF(rWS_hddth=0,0,L141)","v":{"$error":"#N/A"}}]
["conduct",{"$f":"IF(rWS_cdhtc=0,0,I123)","v":{"$error":"#DIV/0!"}},{"$f":"IF(rWS_hddth=0,0,H123)","v":{"$error":"#DIV/0!"}}]
["windows",{"$f":"IF(rWS_cdhtc=0,0,M133)","v":{"$error":"#N/A"}},{"$f":"IF(rWS_hddth=0,0,L133)","v":{"$error":"#N/A"}}]
["internalgain",{"$f":"IF(rWS_cdhtc=0,0,rBldg_InternalGains_c)","v":1.5285416666666665},{"$f":"L146","v":-2.7321527540198427}]
["total",{"$f":"SUM(B7:B10)","v":{"$error":"#N/A"}},{"$f":"SUM(C7:C10)","v":{"$error":"#N/A"}}]
[null,"elec furn",{"$f":"IF(rWS_hddth=0,0,$C$11*1000000/3412/heat_duct_eff)","v":{"$error":"#N/A"}}]
[null,"HP",{"$f":"IF(rWS_hddth=0,0,$C$11*1000000/3412/(Net_Heat_Pump_COP*heat_duct_eff))","v":{"$error":"#N/A"}}]
[null,"avg heat kwh",{"$f":"AVERAGE(C12:C13)","v":{"$error":"#N/A"}}]
[null,"heat gas",{"$f":"IF(rWS_hddth=0,0,C11*10/(Net_Gas_Heat_Eff*heat_duct_eff))","v":{"$error":"#N/A"}}]
[]
["Climate Lookups","cool","heat"]
["dhmult",{"$f":"VLOOKUP(WeatherFile,luWS_cfactors,5)","v":1.006},{"$f":"VLOOKUP(WeatherFile,luWS_hfactors,4)","v":1.2250000000000001}]
["latentmult",{"$f":"VLOOKUP(WeatherFile,luWS_cfactors,4)","v":1.29}]
["dhmultcons",{"$f":"VLOOKUP(WeatherFile,luWS_cfactors,3)","v":0.80132519999999996},{"$f":"VLOOKUP(WeatherFile,luWS_hfactors,3)","v":1.180299}]
["nfactor",{"$f":"VLOOKUP(WeatherFile,luWS_cfactors,2)","v":29.05},{"$f":"VLOOKUP(WeatherFile,luWS_hfactors,2)","v":22.35}]
["heightexpo",{"$f":"VLOOKUP(WeatherFile,luWS_cfactors,6)","v":0.35},{"$f":"VLOOKUP(WeatherFile,luWS_hfactors,5)","v":0.41899999999999998}]
["exposed",{"$f":"VLOOKUP(WeatherFile,luWS_cfactors,7)","v":1.514},{"$f":"VLOOKUP(WeatherFile,luWS_hfactors,6)","v":1.3089999999999999}]
["condhourstc/th",{"$f":"VLOOKUP(WeatherFile,luWS_ch,MIN(14,MAX(2,ROUND(tref_c-68+2,0))))","v":1595},"see c31","th not done/needed?"]
["cdhtc",{"$f":"VLOOKUP(WeatherFile,luWS_cdh,MIN(14,MAX(2,ROUND(tref_c-68+2,0))))","v":14257},null,{"$f":"MAX(2,ROUND(tref_c-68+2,0))","v":9}]
["hddth",null,{"$f":"VLOOKUP(WeatherFile,luWS_hdd,tref_h-50+2)","v":2361}]
["condhours74/60",{"$f":"VLOOKUP(WeatherFile,luWS_ch,74-68+2)","v":1741},{"$f":"VLOOKUP(WeatherFile,luWS_hfactors,7)","v":4059}]
["cdh74",{"$f":"VLOOKUP(WeatherFile,luWS_cdh,MAX(2,74-68+2))","v":15998}]
["hdd60",null,{"$f":"VLOOKUP(WeatherFile,luWS_hdd,60-50+2)","v":2923}]
["Calcs"]
["heat hours",null,{"$f":"rWS_hh60*rWS_hddth/rWS_hdd60","v":3278.583304823811},null,"old =rWS_hhth*(rWS_hddth/rWS_hdd60); hhth was set equal to hh60"]
[null,null,null,null,"new =rWS_hh60*(rWS_hddth/rWS_hdd60)"]
["Temperatures"]
["Temp_Ex",{"$f":"tref_c+rWS_cdhtc/rWS_chtc","v":83.87189132706375},{"$f":"tref_h-rWS_hddth*24/rWS_hhth","v":40.016925351071691}]
[]
["Roof / attic temp modeling"]
["Roof color","Solar gain adders"]
["light",{"$f":"B39*0.5-3.5","v":21.159850660539917}]
["dark",{"$f":"(rWS_solargain_h_c)*0.3/rWS_ch74-7","v":49.319701321079833},"use as max dark roof effect"]
["medium",{"$f":"AVERAGE(B38:B39)","v":35.239775990809875}]
[]
["vent cfm/ft2",{"$f":"VLOOKUP(rAtticI_VentilationClass,lu_venting,2)","v":0.3},"cfm natural per sqft attic"]
["Rroof",{"$f":"cAttic_RoofRvalue","v":1.5},"R value roof surface"]
["Tsa",{"$f":"Temp_Ex_c+rAttic_SolarGainTempAdder*0.9*(1-RoofReflect)","v":128.25962251603559},"calc Tsolair, include reflectivity"]
["Tatticmodeled",{"$f":"((rAttic_TSolair/cAttic_RoofRvalue)+rAttic_ventCFMPerSqFtNatural*1.08*Temp_Ex_c+rBldg_ThermostatSetting_c/rShell_CeilingRValue_Effective)/(rAttic_ventCFMPerSqFtNatural*1.08+1/cAttic_RoofRvalue+1/rShell_CeilingRValue_Effective)","v":110.87893659875355},"heat balance ventilation vs. solar gain"]
["can be made f(ventCFM, Rr)"]
[]
["calc custom CLF"]
["effective clf",{"$f":"(rAttic_TempModeled-tref_c)/(Temp_Ex_c-tref_c)","v":4.0214096379564577}]
[]
[{"$f":"'Inputs-Results'!A25","v":"Input Building Data:"}]
[{"$f":"'Inputs-Results'!A26","v":"Floor Area (sq.ft.)"},{"$f":"rBldgI_FloorArea","v":0}]
[{"$f":"'Inputs-Results'!A27","v":"Stories"},{"$f":"rBldgI_NumFloors","v":0}]
["Volume",{"$f":"rBldgI_FloorArea*8","v":0}]
[{"$f":"'Inputs-Results'!A29","v":"Infiltration (1=tight to 3=leaky)"},{"$f":"rBldgI_InfiltrationClass","v":3}]
[{"$f":"'Inputs-Results'!A30","v":"Infiltration measured (cfm50)"},{"$f":"rBldgI_InfiltrationMeasured","v":{"$error":"#N/A"}},{"$f":"IF(rBldgI_InfiltrationMeasured=\"\",rBldg_InfiltrationDefault,rBldgI_InfiltrationMeasured)","v":{"$error":"#N/A"}}]
["Constant Infiltration",{"$f":"rBldgI_InfiltrationFixed","v":"No"}]
["Wind Exposure",{"$f":"IF(rBldgI_WindExposureList=\"Low (standard)\",1,IF(rBldgI_WindExposureList=\"Medium\",2,3))","v":1}]
[{"$f":"'Inputs-Results'!A33","v":"Roof Reflectivity"},{"$f":"IF(rBldgI_RoofReflectivityList=\"Low (standard)\",1,IF(rBldgI_RoofReflectivityList=\"Medium\",2,3))","v":1},{"$f":"0.35*(rBldgI_RoofReflectivityClass-1)","v":0}]
[{"$f":"'Inputs-Results'!A37","v":0}]
[{"$f":"'Inputs-Results'!A38","v":"Flat Roof"},{"$f":"IF('Inputs-Results'!B38=\"Yes\",1,0)","v":0}]
[]
[null,"heat eff","cool eff"]
["Ducts ",{"$f":"Net_DistEff_h","v":{"$error":"#N/A"}},{"$f":"Net_DistEff_c","v":{"$error":"#N/A"}}]
["AC EER",{"$f":"Net_EER","v":{"$error":"#N/A"}}]
["Heat Pump COP",{"$f":"Net_Heat_Pump_COP","v":{"$error":"#N/A"}},"these three are not used--for reference only"]
["Gas Heat Eff",{"$f":"Net_Gas_Heat_Eff","v":{"$error":"#N/A"}}]
[]
["Thermostat Settings:","Setpoint","Default","Used in calc","Thouse","Avg_Thouse","tfloat","tref"]
["Heating: normal temp",{"$f":"rBldgI_ThermostatSetting_h","v":68},{"$f":"cBldg_ThermostatSetting_h","v":68},{"$f":"IF(rBldgI_ThermostatSetting_h=\"\",cBldg_ThermostatSetting_h,rBldgI_ThermostatSetting_h)","v":68},{"$f":"rBldg_ThermostatSetting_h","v":68},{"$f":"((24-rBldg_ThermostatSetting_h_sbhrs)*E70+rBldg_ThermostatSetting_h_sbhrs*E71)/24","v":67.3},{"$f":"cBldg_Tfloat","v":10},{"$f":"F70-G70","v":57.3}]
["Heating: average setback temp",{"$f":"'Inputs-Results'!B114","v":65},{"$f":"cBldg_ThermostatSetting_h_sb","v":65},{"$f":"IF(rBldgI_ThermostatSetting_h_sb=\"\",cBldg_ThermostatSetting_h_sb,rBldgI_ThermostatSetting_h_sb)","v":65},{"$f":"rBldg_ThermostatSetting_h_sb+(rBldg_ThermostatSetting_h-rBldg_ThermostatSetting_h_sb)*0.3","v":65.900000000000006}]
["Heating: average setback hrs/day",{"$f":"'Inputs-Results'!B115","v":8},{"$f":"cBldg_ThermostatSetting_h_sbhrs","v":8},{"$f":"IF(rBldgI_ThermostatSetting_h_sbhrs=\"\",cBldg_ThermostatSetting_h_sbhrs,rBldgI_ThermostatSetting_h_sbhrs)","v":8}]
["Tstat cool (68 - 80)",{"$f":"rBldgI_ThermostatSetting_c","v":74},{"$f":"cBldg_ThermostatSetting_c","v":74},{"$f":"IF(rBldgI_ThermostatSetting_c=\"\",cBldg_ThermostatSetting_c,rBldgI_ThermostatSetting_c)","v":74},{"$f":"rBldg_ThermostatSetting_c","v":74},{"$f":"((24-rBldg_ThermostatSetting_c_sbhrs)*E73+rBldg_ThermostatSetting_c_sbhrs*E74)/24","v":74.933333333333337},0,{"$f":"F73-G73","v":74.933333333333337}]
["Cooling: average setback temp",{"$f":"'Inputs-Results'!B117","v":78},{"$f":"cBldg_ThermostatSetting_c_sb","v":78},{"$f":"IF(rBldgI_ThermostatSetting_c_sb=\"\",cBldg_ThermostatSetting_c_sb,rBldgI_ThermostatSetting_c_sb)","v":78},{"$f":"rBldg_ThermostatSetting_c_sb-(rBldg_ThermostatSetting_c_sb-rBldg_ThermostatSetting_c)*0.3","v":76.8}]
["Cooling: average setback hrs/day",{"$f":"'Inputs-Results'!B118","v":8},{"$f":"cBldg_ThermostatSetting_c_sbhrs","v":8},{"$f":"IF(rBldgI_ThermostatSetting_c_sbhrs=\"\",cBldg_ThermostatSetting_c_sbhrs,rBldgI_ThermostatSetting_c_sbhrs)","v":8}]
[]
[]
[null,null,null,"Shading",null,null,null,{"$f":"'Inputs-Results'!B101","v":"%"},{"$f":"'Inputs-Results'!C101","v":"sqft"},{"$f":"'Inputs-Results'!E101","v":"SHGC"},{"$f":"'Inputs-Results'!F101","v":"U-Value"},"%","sqft","SHGC","U-value","sqft","SHGC","U-value"]
[null,"screens","treatment","int_c","ext_c","int_h","ext_h","Entered","Entered",null,null,"Defaults",null,null,null,"Used in calculation"]
[{"$f":"'Inputs-Results'!A102","v":"skylights"},{"$f":"IF('Inputs-Results'!N102=\"\",1,VLOOKUP('Inputs-Results'!N102,lu_WS_screens,2))","v":1},{"$f":"IF('Inputs-Results'!O102=\"\",1,VLOOKUP('Inputs-Results'!O102,lu_WS_treatments,2))","v":1},{"$f":"IF('Inputs-Results'!P102=\"\",1,VLOOKUP('Inputs-Results'!P102,lu_WS_Shading,2))","v":1},{"$f":"IF('Inputs-Results'!Q102=\"\",1,VLOOKUP('Inputs-Results'!Q102,lu_WS_Shading,3))","v":1},{"$f":"IF('Inputs-Results'!R102=\"\",1,VLOOKUP('Inputs-Results'!R102,lu_WS_Shading,2))","v":1},{"$f":"IF('Inputs-Results'!S102=\"\",1,VLOOKUP('Inputs-Results'!S102,lu_WS_Shading,3))","v":1},{"$f":"IF('Inputs-Results'!B102<>\"\",'Inputs-Results'!B102,\"\")","v":""},{"$f":"IF('Inputs-Results'!C102<>\"\",'Inputs-Results'!C102,\"\")","v":""},{"$f":"IF('Inputs-Results'!D102<>\"\",VLOOKUP('Inputs-Results'!D102,LU_Window,2),IF('Inputs-Results'!E102<>\"\",'Inputs-Results'!E102,\"\"))","v":""},{"$f":"IF('Inputs-Results'!D102<>\"\",VLOOKUP('Inputs-Results'!D102,LU_Window,3),IF('Inputs-Results'!F102<>\"\",'Inputs-Results'!F102,\"\"))","v":""},null,0,{"$f":"c_win_SHGC","v":0.67},{"$f":"c_win_Uvalue","v":1.04},{"$f":"IF(I80=\"\",0,I80)","v":0},{"$f":"IF(J80=\"\",N80,J80)","v":0.67},{"$f":"IF(K80=\"\",O80,K80)","v":1.04}]
[{"$f":"'Inputs-Results'!A103","v":"Windows Total"},null,null,null,null,null,null,{"$f":"IF('Inputs-Results'!B103<>\"\",'Inputs-Results'!B103,\"\")","v":""},{"$f":"IF('Inputs-Results'!C103<>\"\",'Inputs-Results'!C103,\"\")","v":""},{"$f":"IF('Inputs-Results'!D103<>\"\",VLOOKUP('Inputs-Results'!D103,LU_Window,2),IF('Inputs-Results'!E103<>\"\",'Inputs-Results'!E103,\"\"))","v":""},null,"Wall Area per wall",{"$f":"(F94+F96) / 4","v":0},{"$f":"c_win_SHGC","v":0.67},{"$f":"c_win_Uvalue","v":1.04},null,{"$f":"IF(J81=\"\",N81,J81)","v":0.67},{"$f":"IF(K81=\"\",O81,K81)","v":1.04}]
[{"$f":"'Inputs-Results'!A104","v":"Window: north"},{"$f":"IF('Inputs-Results'!N104=\"\",1,VLOOKUP('Inputs-Results'!N104,lu_WS_screens,2))","v":0.8},{"$f":"IF('Inputs-Results'!O104=\"\",1,VLOOKUP('Inputs-Results'!O104,lu_WS_treatments,2))","v":1},{"$f":"IF('Inputs-Results'!P104=\"\",1,VLOOKUP('Inputs-Results'!P104,lu_WS_Shading,2))","v":0.8},{"$f":"IF('Inputs-Results'!Q104=\"\",1,VLOOKUP('Inputs-Results'!Q104,lu_WS_Shading,3))","v":1},{"$f":"IF('Inputs-Results'!R104=\"\",1,VLOOKUP('Inputs-Results'!R104,lu_WS_Shading,2))","v":1},{"$f":"IF('Inputs-Results'!S104=\"\",1,VLOOKUP('Inputs-Results'!S104,lu_WS_Shading,3))","v":0.75},{"$f":"IF('Inputs-Results'!B104<>\"\",'Inputs-Results'!B104,\"\")","v":0.15},{"$f":"IF('Inputs-Results'!C104<>\"\",'Inputs-Results'!C104,\"\")","v":""},{"$f":"'Inputs-Results'!E104","v":{"$error":"#N/A"}},{"$f":"'Inputs-Results'!F104","v":{"$error":"#N/A"}},{"$f":"c_win_OrientPct","v":0.15},{"$f":"L82*$M$81","v":0},null,null,{"$f":"IF('Inputs-Results'!C104=\"\",IF('Inputs-Results'!B104=\"\",L82,'Inputs-Results'!B104)*IF('Inputs-Results'!$C$103=\"\",$M$81,'Inputs-Results'!$C$103),'Inputs-Results'!C104)","v":0},{"$f":"IF(J82=\"\",Q$81,J82)","v":{"$error":"#N/A"}},{"$error":"#N/A"}]
[{"$f":"'Inputs-Results'!A105","v":"Window: south"},{"$f":"IF('Inputs-Results'!N105=\"\",1,VLOOKUP('Inputs-Results'!N105,lu_WS_screens,2))","v":0.8},{"$f":"IF('Inputs-Results'!O105=\"\",1,VLOOKUP('Inputs-Results'!O105,lu_WS_treatments,2))","v":1},{"$f":"IF('Inputs-Results'!P105=\"\",1,VLOOKUP('Inputs-Results'!P105,lu_WS_Shading,2))","v":0.8},{"$f":"IF('Inputs-Results'!Q105=\"\",1,VLOOKUP('Inputs-Results'!Q105,lu_WS_Shading,3))","v":1},{"$f":"IF('Inputs-Results'!R105=\"\",1,VLOOKUP('Inputs-Results'!R105,lu_WS_Shading,2))","v":1},{"$f":"IF('Inputs-Results'!S105=\"\",1,VLOOKUP('Inputs-Results'!S105,lu_WS_Shading,3))","v":0.75},{"$f":"IF('Inputs-Results'!B105<>\"\",'Inputs-Results'!B105,\"\")","v":0.15},{"$f":"IF('Inputs-Results'!C105<>\"\",'Inputs-Results'!C105,\"\")","v":""},{"$f":"'Inputs-Results'!E105","v":{"$error":"#N/A"}},{"$f":"'Inputs-Results'!F105","v":{"$error":"#N/A"}},{"$f":"c_win_OrientPct","v":0.15},{"$f":"L83*$M$81","v":0},null,null,{"$f":"IF('Inputs-Results'!C105=\"\",IF('Inputs-Results'!B105=\"\",L83,'Inputs-Results'!B105)*IF('Inputs-Results'!$C$103=\"\",$M$81,'Inputs-Results'!$C$103),'Inputs-Results'!C105)","v":0},{"$error":"#N/A"},{"$error":"#N/A"}]
[{"$f":"'Inputs-Results'!A106","v":"Window: east"},{"$f":"IF('Inputs-Results'!N106=\"\",1,VLOOKUP('Inputs-Results'!N106,lu_WS_screens,2))","v":0.8},{"$f":"IF('Inputs-Results'!O106=\"\",1,VLOOKUP('Inputs-Results'!O106,lu_WS_treatments,2))","v":1},{"$f":"IF('Inputs-Results'!P106=\"\",1,VLOOKUP('Inputs-Results'!P106,lu_WS_Shading,2))","v":0.8},{"$f":"IF('Inputs-Results'!Q106=\"\",1,VLOOKUP('Inputs-Results'!Q106,lu_WS_Shading,3))","v":1},{"$f":"IF('Inputs-Results'!R106=\"\",1,VLOOKUP('Inputs-Results'!R106,lu_WS_Shading,2))","v":1},{"$f":"IF('Inputs-Results'!S106=\"\",1,VLOOKUP('Inputs-Results'!S106,lu_WS_Shading,3))","v":0.75},{"$f":"IF('Inputs-Results'!B106<>\"\",'Inputs-Results'!B106,\"\")","v":0.15},{"$f":"IF('Inputs-Results'!C106<>\"\",'Inputs-Results'!C106,\"\")","v":""},{"$f":"'Inputs-Results'!E106","v":{"$error":"#N/A"}},{"$f":"'Inputs-Results'!F106","v":{"$error":"#N/A"}},{"$f":"c_win_OrientPct","v":0.15},{"$f":"L84*$M$81","v":0},null,null,{"$f":"IF('Inputs-Results'!C106=\"\",IF('Inputs-Results'!B106=\"\",L84,'Inputs-Results'!B106)*IF('Inputs-Results'!$C$103=\"\",$M$81,'Inputs-Results'!$C$103),'Inputs-Results'!C106)","v":0},{"$error":"#N/A"},{"$error":"#N/A"}]
[{"$f":"'Inputs-Results'!A107","v":"Window: west"},{"$f":"IF('Inputs-Results'!N107=\"\",1,VLOOKUP('Inputs-Results'!N107,lu_WS_screens,2))","v":0.8},{"$f":"IF('Inputs-Results'!O107=\"\",1,VLOOKUP('Inputs-Results'!O107,lu_WS_treatments,2))","v":1},{"$f":"IF('Inputs-Results'!P107=\"\",1,VLOOKUP('Inputs-Results'!P107,lu_WS_Shading,2))","v":0.8},{"$f":"IF('Inputs-Results'!Q107=\"\",1,VLOOKUP('Inputs-Results'!Q107,lu_WS_Shading,3))","v":1},{"$f":"IF('Inputs-Results'!R107=\"\",1,VLOOKUP('Inputs-Results'!R107,lu_WS_Shading,2))","v":1},{"$f":"IF('Inputs-Results'!S107=\"\",1,VLOOKUP('Inputs-Results'!S107,lu_WS_Shading,3))","v":0.75},{"$f":"IF('Inputs-Results'!B107<>\"\",'Inputs-Results'!B107,\"\")","v":0.15},{"$f":"IF('Inputs-Results'!C107<>\"\",'Inputs-Results'!C107,\"\")","v":""},{"$f":"'Inputs-Results'!E107","v":{"$error":"#N/A"}},{"$f":"'Inputs-Results'!F107","v":{"$error":"#N/A"}},{"$f":"c_win_OrientPct","v":0.15},{"$f":"L85*$M$81","v":0},null,null,{"$f":"IF('Inputs-Results'!C107=\"\",IF('Inputs-Results'!B107=\"\",L85,'Inputs-Results'!B107)*IF('Inputs-Results'!$C$103=\"\",$M$81,'Inputs-Results'!$C$103),'Inputs-Results'!C107)","v":0},{"$error":"#N/A"},{"$error":"#N/A"}]
[]
[]
[null,{"$f":"'Inputs-Results'!B40","v":"Area"},{"$f":"'Inputs-Results'!C40","v":"Insulation R-value "},"Area","EffectiveR","Area","EffectiveR"]
[{"$f":"'Inputs-Results'!A40","v":"Shell Conduction"},null,null,"Defaults",null,"Used in calculation"]
[{"$f":"'Inputs-Results'!A41","v":"Attic"},{"$f":"'Inputs-Results'!B41","v":""},{"$f":"'Inputs-Results'!C41","v":""},{"$f":"(1-Flat_Roof)*rBldgI_FloorArea/rBldgI_NumFloors","v":{"$error":"#DIV/0!"}},11,{"$f":"IF('Inputs-Results'!B41=\"\",D90,'Inputs-Results'!B41)","v":{"$error":"#DIV/0!"}},{"$f":"IF('Inputs-Results'!C41=\"\",E90,'Inputs-Results'!C41)","v":11}]
["Attic2",{"$f":"'Inputs-Results'!B42","v":""},{"$f":"'Inputs-Results'!C42","v":""},null,null,{"$f":"IF('Inputs-Results'!B42=\"\",D91,'Inputs-Results'!B42)","v":0},{"$f":"IF('Inputs-Results'!C42=\"\",E91,'Inputs-Results'!C42)","v":0}]
["Attic3",{"$f":"'Inputs-Results'!B43","v":""},{"$f":"'Inputs-Results'!C43","v":""},null,null,{"$f":"IF('Inputs-Results'!B43=\"\",D92,'Inputs-Results'!B43)","v":0},{"$f":"IF('Inputs-Results'!C43=\"\",E92,'Inputs-Results'!C43)","v":0}]
[{"$f":"'Inputs-Results'!A44","v":"flat roof"},{"$f":"'Inputs-Results'!B44","v":0},{"$f":"'Inputs-Results'!C44","v":0},{"$f":"Flat_Roof*rBldgI_FloorArea/rBldgI_NumFloors","v":{"$error":"#DIV/0!"}},11,{"$f":"IF('Inputs-Results'!B44=\"\",D93,'Inputs-Results'!B44)","v":{"$error":"#DIV/0!"}},{"$f":"IF('Inputs-Results'!C44=\"\",E93,'Inputs-Results'!C44)","v":11}]
[{"$f":"'Inputs-Results'!A45","v":"Walls: frame & band joist"},{"$f":"'Inputs-Results'!B45","v":""},{"$f":"'Inputs-Results'!C45","v":""},{"$f":"rBldgI_FloorArea","v":0},5,{"$f":"IF('Inputs-Results'!B45=\"\",D94,'Inputs-Results'!B45)","v":0},{"$f":"IF('Inputs-Results'!C45=\"\",E94,'Inputs-Results'!C45)","v":5}]
[{"$f":"'Inputs-Results'!A46","v":"Walls: masonry"},{"$f":"'Inputs-Results'!B46","v":""},{"$f":"'Inputs-Results'!C46","v":""},0,5,{"$f":"IF('Inputs-Results'!B46=\"\",D95,'Inputs-Results'!B46)","v":0},{"$f":"IF('Inputs-Results'!C46=\"\",E95,'Inputs-Results'!C46)","v":5}]
[{"$f":"'Inputs-Results'!A47","v":"Walls: buffered"},{"$f":"'Inputs-Results'!B47","v":""},{"$f":"'Inputs-Results'!C47","v":""},0,5,{"$f":"IF('Inputs-Results'!B47=\"\",D96,'Inputs-Results'!B47)","v":0},{"$f":"IF('Inputs-Results'!C47=\"\",E96,'Inputs-Results'!C47)","v":5}]
[{"$f":"'Inputs-Results'!A48","v":"Doors"},{"$f":"'Inputs-Results'!B48","v":0},{"$f":"'Inputs-Results'!C48","v":0},45,3,{"$f":"IF('Inputs-Results'!B48=\"\",D97,'Inputs-Results'!B48)","v":45},{"$f":"IF('Inputs-Results'!C48=\"\",E97,'Inputs-Results'!C48)","v":3}]
[{"$f":"'Inputs-Results'!A49","v":"Floors over exterior"},{"$f":"'Inputs-Results'!B49","v":""},{"$f":"'Inputs-Results'!C49","v":""},0,11,{"$f":"IF('Inputs-Results'!B49=\"\",D98,'Inputs-Results'!B49)","v":0},{"$f":"IF('Inputs-Results'!C49=\"\",E98,'Inputs-Results'!C49)","v":11}]
[{"$f":"'Inputs-Results'!A50","v":"Floors over unconditioned"},{"$f":"'Inputs-Results'!B50","v":""},{"$f":"'Inputs-Results'!C50","v":""},0,5,{"$f":"IF('Inputs-Results'!B50=\"\",D99,'Inputs-Results'!B50)","v":0},{"$f":"IF('Inputs-Results'!C50=\"\",E99,'Inputs-Results'!C50)","v":5}]
[{"$f":"'Inputs-Results'!A51","v":"Foundation/lin ft perimeter"},{"$f":"'Inputs-Results'!B51","v":0},{"$f":"'Inputs-Results'!C51","v":0}]
[{"$f":"'Inputs-Results'!A52","v":"Basement wall masonry lin.ft."},{"$f":"'Inputs-Results'!B52","v":""},{"$f":"'Inputs-Results'!C52","v":""},{"$f":"4*SQRT(rBldgI_FloorArea/rBldgI_NumFloors)","v":{"$error":"#DIV/0!"}},8,{"$f":"IF('Inputs-Results'!B52=\"\",D101,'Inputs-Results'!B52)","v":{"$error":"#DIV/0!"}},{"$f":"IF('Inputs-Results'!C52=\"\",E101,'Inputs-Results'!C52)","v":8}]
[{"$f":"'Inputs-Results'!A53","v":"slab /linft"},{"$f":"'Inputs-Results'!B53","v":""},{"$f":"'Inputs-Results'!C53","v":""},null,null,{"$f":"IF('Inputs-Results'!B53=\"\",D102,'Inputs-Results'!B53)","v":0},{"$f":"IF('Inputs-Results'!C53=\"\",E102,'Inputs-Results'!C53)","v":0}]
[{"$f":"'Inputs-Results'!A54","v":"Crawlspace: masonry /linft"},{"$f":"'Inputs-Results'!B54","v":""},{"$f":"'Inputs-Results'!C54","v":""},0,null,{"$f":"IF('Inputs-Results'!B54=\"\",D103,'Inputs-Results'!B54)","v":0},{"$f":"IF('Inputs-Results'!C54=\"\",E103,'Inputs-Results'!C54)","v":0}]
[]
[]
["Calculations (and assumptions about R-values, areas, etc.):",null,null,null,null,"ASHRAE90.2",null,"Estimated Loads (MMBtu)"]
[null,"Area","EffectiveR","UA","adjust","hlf","clf","Heating","Cooling","CoolKwh"]
["Straight Conduction:"]
["Attic",{"$f":"F90","v":{"$error":"#DIV/0!"}},{"$f":"IF(G90<=5,5,G90+2)","v":13},{"$f":"B109/C109","v":{"$error":"#DIV/0!"}},1,26,{"$f":"$B$49","v":4.0214096379564577},{"$f":"D109*rWS_hddth*F109/1000000","v":{"$error":"#DIV/0!"}},{"$f":"D109*rWS_cdhtc*E109*G109/1000000","v":{"$error":"#DIV/0!"}},{"$f":"I109*1000000/(Net_EER*cool_duct_eff*1000)","v":{"$error":"#DIV/0!"}}]
["Attic2",{"$f":"F91","v":0},{"$f":"IF(G91<=5,5,G91+2)","v":5},0,1,26,{"$f":"$B$49","v":4.0214096379564577},{"$f":"D110*rWS_hddth*F110/1000000","v":0},{"$f":"D110*rWS_cdhtc*E110*G110/1000000","v":0},{"$error":"#N/A"}]
["Attic3",{"$f":"F92","v":0},{"$f":"IF(G92<=5,5,G92+2)","v":5},0,1,26,{"$f":"$B$49","v":4.0214096379564577},{"$f":"D111*rWS_hddth*F111/1000000","v":0},{"$f":"D111*rWS_cdhtc*E111*G111/1000000","v":0},{"$error":"#N/A"}]
["flat roof",{"$f":"F93","v":{"$error":"#DIV/0!"}},{"$f":"IF(G93<=5,5,G93+2)","v":13},{"$error":"#DIV/0!"},{"$f":"(WallClf+(G112-WallClf)*(1-RoofReflect))/G112","v":1},23,1.7,{"$error":"#DIV/0!"},{"$f":"D112*rWS_cdhtc*E112*G112/1000000","v":{"$error":"#DIV/0!"}},{"$error":"#DIV/0!"}]
["Walls: frame & band joist",0,{"$f":"IF(G94<=5,5,G94+3)","v":5},0,null,21,1,0,{"$f":"D113*rWS_cdhtc*G113/1000000","v":0},{"$error":"#N/A"}]
["Walls: masonry",0,{"$f":"IF(G95<=5,5,G95+5)","v":5},0,null,21,0.79,0,0,{"$error":"#N/A"}]
["Walls: buffered",0,{"$f":"IF(G96<=5,5,G96+3)","v":5},0,null,5.4,0.4,0,0,{"$error":"#N/A"}]
["Doors",45,{"$f":"G97","v":3},15,null,21,1,0.74371500000000001,0.21385499999999999,{"$error":"#N/A"}]
["Floors over exterior",0,{"$f":"IF(G98<=5,5,1/(0.1/5+0.9/G98))","v":9.8214285714285712},0,null,21,1,0,0,{"$error":"#N/A"}]
["Floors over unconditioned",0,{"$f":"IF(G99<=5,5,1/(0.1/5+0.9/G99))","v":5},0,null,5.4,0.4,0,0,{"$error":"#N/A"}]
["Foundation/lin ft peri","lin ft"]
["Basement wall msnry lin.ft.",{"$f":"IF(AND(B118>0,B101=0),0,F101)","v":{"$error":"#DIV/0!"}},{"$f":"IF(G101<5, 5, G101+5)","v":13},{"$f":"B120/C120","v":{"$error":"#DIV/0!"}},null,26,0.4,{"$f":"D120*rWS_hddth*F120/1000000","v":{"$error":"#DIV/0!"}},{"$error":"#DIV/0!"},{"$f":"I120*1000000/(Net_EER*cool_duct_eff*1000)","v":{"$error":"#DIV/0!"}}]
["slab /linft",{"$f":"F102","v":0},{"$f":"IF(G102<5, 5, G102+5)","v":5},{"$f":"B121/C121","v":0},null,3.5,0.3,{"$f":"D121*rWS_hddth*F121/1000000","v":0},0,{"$f":"I121*1000000/(Net_EER*cool_duct_eff*1000)","v":{"$error":"#N/A"}}]
["Crawlspace: masonry /linft",{"$f":"F103","v":0},{"$f":"IF(G103<5, 5, G103+5)","v":5},{"$f":"B122/C122","v":0},null,23.5,1,{"$f":"D122*rWS_hddth*F122/1000000","v":0},0,{"$f":"I122*1000000/(Net_EER*cool_duct_eff*1000)","v":{"$error":"#N/A"}}]
["Total Conduction:",null,null,null,null,null,null,{"$f":"SUM(H109:H122)","v":{"$error":"#DIV/0!"}},{"$f":"SUM(I109:I122)","v":{"$error":"#DIV/0!"}},{"$f":"SUM(J109:J122)","v":{"$error":"#DIV/0!"}}]
[]
["Windows"]
["Use Heat solar gain (yes=1, no=0)",0]
[null,null,"U","UA","Shading_h","Shading_c","SHGC","SolarGain_h","SolarGain_c","mmbtugain_h","mmbtugain_c","Heating","Cooling"]
["skylights",{"$f":"rWin_sqft_h","v":0},{"$f":"rWin_uval_h","v":1.04},{"$f":"rWin_sqft_h*rWin_uval_h","v":0},{"$f":"B80*C80*F80*G80","v":1},{"$f":"B80*C80*D80*E80","v":1},{"$f":"rWin_shgc_h","v":0.67},{"$f":"VLOOKUP(WeatherFile,luWS_SolarGain,8)","v":227197},{"$f":"VLOOKUP(WeatherFile,luWS_SolarGain,3)","v":326842},{"$f":"$B$126*rWin_sqft_h*rWin_shgc_h*rWin_ShadeFactor_h_h*(rWS_hhth/rWS_hh60)*rWS_solargain_h_h/1000000","v":0},{"$f":"rWin_sqft_h*rWin_shgc_h*rWin_ShadeFactor_h_c*(rWS_chtc/rWS_ch74)*rWS_solargain_h_c","v":0},{"$f":"(rWin_ua_h*rWS_hddth*24)/1000000-J128","v":0},{"$f":"(rWin_ua_h*rWS_cdhtc)/1000000+K128","v":0},{"$f":"M128*1000000/(Net_EER*cool_duct_eff*1000)","v":{"$error":"#N/A"}}]
["Window: north",{"$f":"rWin_sqft_n","v":0},{"$f":"rWin_uval_n","v":{"$error":"#N/A"}},{"$f":"rWin_sqft_n*rWin_uval_n","v":{"$error":"#N/A"}},{"$f":"B82*C82*F82*G82","v":0.60000000000000009},{"$f":"B82*C82*D82*E82","v":0.64000000000000012},{"$f":"rWin_shgc_n","v":{"$error":"#N/A"}},{"$f":"VLOOKUP(WeatherFile,luWS_SolarGain,9)","v":52724},{"$f":"VLOOKUP(WeatherFile,luWS_SolarGain,4)","v":73921},{"$f":"$B$126*rWin_sqft_n*rWin_shgc_n*rWin_ShadeFactor_n_h*(rWS_hhth/rWS_hh60)*rWS_solargain_n_h/1000000","v":{"$error":"#N/A"}},{"$f":"rWin_sqft_n*rWin_shgc_n*rWin_ShadeFactor_n_c*(rWS_chtc/rWS_ch74)*rWS_solargain_n_c/1000000","v":{"$error":"#N/A"}},{"$f":"(rWin_ua_n*rWS_hddth*24)/1000000-J129","v":{"$error":"#N/A"}},{"$f":"(rWin_ua_n*rWS_cdhtc)/1000000+K129","v":{"$error":"#N/A"}},{"$f":"M129*1000000/(Net_EER*cool_duct_eff*1000)","v":{"$error":"#N/A"}}]
["Window: south",{"$f":"rWin_sqft_s","v":0},{"$f":"rWin_uval_s","v":{"$error":"#N/A"}},{"$f":"rWin_sqft_s*rWin_uval_s","v":{"$error":"#N/A"}},{"$f":"B83*C83*F83*G83","v":0.60000000000000009},{"$f":"B83*C83*D83*E83","v":0.64000000000000012},{"$f":"rWin_shgc_s","v":{"$error":"#N/A"}},{"$f":"VLOOKUP(WeatherFile,luWS_SolarGain,10)","v":260592},{"$f":"VLOOKUP(WeatherFile,luWS_SolarGain,5)","v":130092},{"$f":"$B$126*rWin_sqft_s*rWin_shgc_s*rWin_ShadeFactor_s_h*(rWS_hhth/rWS_hh60)*rWS_solargain_s_h/1000000","v":{"$error":"#N/A"}},{"$f":"rWin_sqft_s*rWin_shgc_s*rWin_ShadeFactor_s_c*(rWS_chtc/rWS_ch74)*rWS_solargain_s_c/1000000","v":{"$error":"#N/A"}},{"$f":"(rWin_ua_s*rWS_hddth*24)/1000000-J130","v":{"$error":"#N/A"}},{"$f":"(rWin_ua_s*rWS_cdhtc)/1000000+K130","v":{"$error":"#N/A"}},{"$f":"M130*1000000/(Net_EER*cool_duct_eff*1000)","v":{"$error":"#N/A"}}]
["Window: east",{"$f":"rWin_sqft_e","v":0},{"$f":"rWin_uval_e","v":{"$error":"#N/A"}},{"$f":"rWin_sqft_e*rWin_uval_e","v":{"$error":"#N/A"}},{"$f":"B84*C84*F84*G84","v":0.60000000000000009},{"$f":"B84*C84*D84*E84","v":0.64000000000000012},{"$f":"rWin_shgc_e","v":{"$error":"#N/A"}},{"$f":"VLOOKUP(WeatherFile,luWS_SolarGain,7)","v":147079},{"$f":"VLOOKUP(WeatherFile,luWS_SolarGain,2)","v":184342},{"$f":"$B$126*rWin_sqft_e*rWin_shgc_e*rWin_ShadeFactor_e_h*(rWS_hhth/rWS_hh60)*rWS_solargain_e_h/1000000","v":{"$error":"#N/A"}},{"$f":"rWin_sqft_e*rWin_shgc_e*rWin_ShadeFactor_e_c*(rWS_chtc/rWS_ch74)*rWS_solargain_e_c/1000000","v":{"$error":"#N/A"}},{"$f":"(rWin_ua_e*rWS_hddth*24)/1000000-J131","v":{"$error":"#N/A"}},{"$f":"(rWin_ua_e*rWS_cdhtc)/1000000+K131","v":{"$error":"#N/A"}},{"$f":"M131*1000000/(Net_EER*cool_duct_eff*1000)","v":{"$error":"#N/A"}}]
["Window: west",{"$f":"rWin_sqft_w","v":0},{"$f":"rWin_uval_w","v":{"$error":"#N/A"}},{"$f":"rWin_sqft_w*rWin_uval_w","v":{"$error":"#N/A"}},{"$f":"B85*C85*F85*G85","v":0.60000000000000009},{"$f":"B85*C85*D85*E85","v":0.64000000000000012},{"$f":"rWin_shgc_w","v":{"$error":"#N/A"}},{"$f":"VLOOKUP(WeatherFile,luWS_SolarGain,11)","v":147224},{"$f":"VLOOKUP(WeatherFile,luWS_SolarGain,6)","v":174158},{"$f":"$B$126*rWin_sqft_w*rWin_shgc_w*rWin_ShadeFactor_w_h*(rWS_hhth/rWS_hh60)*rWS_solargain_w_h/1000000","v":{"$error":"#N/A"}},{"$f":"rWin_sqft_w*rWin_shgc_w*rWin_ShadeFactor_w_c*(rWS_chtc/rWS_ch74)*rWS_solargain_w_c/1000000","v":{"$error":"#N/A"}},{"$f":"(rWin_ua_w*rWS_hddth*24)/1000000-J132","v":{"$error":"#N/A"}},{"$f":"(rWin_ua_w*rWS_cdhtc)/1000000+K132","v":{"$error":"#N/A"}},{"$f":"M132*1000000/(Net_EER*cool_duct_eff*1000)","v":{"$error":"#N/A"}}]
["Window Total",{"$f":"SUM(B129:B132)","v":0},null,null,null,null,null,null,null,null,null,{"$f":"SUM(L128:L132)","v":{"$error":"#N/A"}},{"$f":"SUM(M128:M132)","v":{"$error":"#N/A"}},{"$f":"SUM(N128:N132)","v":{"$error":"#N/A"}}]
[]
["Infiltration"]
["CFM50",{"$f":"rBldg_Infiltration","v":{"$error":"#N/A"}}]
["Constant Infiltration",{"$f":"rBldgI_InfiltrationFixed","v":"No"}]
["Elevation Adjustment",{"$f":"EXP((-3.71781196*10^-5)*VLOOKUP(B3,luWS_elevation,2))","v":0.86061042075102345}]
[null,"WindAdj","Nfactor (adj)","Natural CFM","latent mult","dhmultiplier","constant multiplier","multiplier","ACH"]
["cooling",{"$f":"IF(rBldgI_WindExposureClass=1,1,(rBldgI_WindExposureClass-1)/2*rWS_exposed_c)","v":1},{"$f":"rWS_NFactor_c/(rBldgI_NumFloors^rWS_HeightExponent_c*rInfiltration_WindAdj_c)","v":{"$error":"#DIV/0!"}},{"$f":"rBldg_Infiltration/rInfiltration_NfactorAdjusted_c","v":{"$error":"#N/A"}},{"$f":"rWS_dhlatentmult","v":1.29},{"$f":"rWS_dhmult_c","v":1.006},{"$f":"rWS_dhConstMult_c","v":0.80132519999999996},{"$f":"IF(rBldgI_InfiltrationFixed=\"Yes\",rWS_dhConstMult_c,rWS_dhlatentmult*rWS_dhmult_c)","v":1.2977400000000001},{"$f":"rInfiltration_Natural_c*60/rBldgI_Volume","v":{"$error":"#N/A"}},null,null,null,{"$f":"rInfiltration_Elevation_Factor*rInfiltration_Natural_c*rWS_cdhtc*rInfiltration_dhMultiplier_c/1000000","v":{"$error":"#N/A"}},{"$f":"M140*1000000/(EER*cool_duct_eff*1000)","v":{"$error":"#N/A"}},"changed calc to allow fixed infil"]
["heating",{"$f":"IF(rBldgI_WindExposureClass=1,1,(rBldgI_WindExposureClass-1)/2*rWS_exposed_h)","v":1},{"$f":"rWS_NFactor_h/(rBldgI_NumFloors^rWS_HeightExponent_h*rInfiltration_WindAdj_h)","v":{"$error":"#DIV/0!"}},{"$f":"rBldg_Infiltration/rInfiltration_NfactorAdjusted_h","v":{"$error":"#N/A"}},null,{"$f":"rWS_dhmult_h","v":1.2250000000000001},{"$f":"rWS_dhConstMult_h","v":1.180299},{"$f":"IF(rBldgI_InfiltrationFixed=\"Yes\",rWS_dhConstMult_h,rWS_dhmult_h)","v":1.2250000000000001},{"$f":"rInfiltration_Natural_h*60/rBldgI_Volume","v":{"$error":"#N/A"}},null,null,{"$f":"rInfiltration_Elevation_Factor*rInfiltration_Natural_h*24*rWS_hddth*rInfiltration_dhMultiplier_h/1000000","v":{"$error":"#N/A"}},null,null,"need further refinement to deal with latent, maybe separate latent"]
[null,null,null,null,null,null,null,null,null,null,{"$f":"rInfiltration_Natural_h","v":{"$error":"#N/A"}}]
["Internal Gains","Entered","Default","Used","coolhrs","heathrs",null,null,null,null,null,null,null,null,"ASHRAE 90.2"]
["sensible btu/day",{"$f":"IF(rBldgI_InternalGainsMeasured<>\"\",rBldgI_InternalGainsMeasured,\"\")","v":""},{"$f":"cBldg_InternalGainsPerSqFt*rBldgI_FloorArea+cBldg_InternalGainsAdder","v":20000},{"$f":"IF(rBldgI_InternalGainsMeasured<>\"\",rBldgI_InternalGainsMeasured,rBldgD_InternalGainsSensible)","v":20000},{"$f":"rWS_chtc","v":1595},{"$f":"rWS_hhth","v":3278.583304823811},null,null,null,null,null,{"$f":"-rBldg_InternalGainsSensible*(rWS_hhth/24)/1000000","v":-2.7321527540198427},{"$f":"cBldg_InternalGainsCoolMultiplier*rBldg_InternalGainsSensible*(rWS_chtc/24)/1000000","v":1.5285416666666665}]
["latent btu/day",null,null,{"$f":"IF(rWS_dhmult_c>cBldg_InternalGainsLatentCutOff,cBldg_InternalGainsLatentFactor*rBldgD_InternalGainsSensible,0)","v":0},null,null,null,null,null,null,null,null,{"$f":"rBldg_InternalGainsLatent*(rWS_chtc/24)/1000000","v":0},null,"I adjusted latent->0 if dry climate"]
["Total Internal Gains",null,null,null,null,null,null,null,null,null,null,{"$f":"L144","v":-2.7321527540198427},{"$f":"M144+M145","v":1.5285416666666665},{"$f":"rBldg_InternalGains_c*1000000/(Net_EER*cool_duct_eff*1000)","v":{"$error":"#N/A"}}]
[]
["Total Load Mmbtu",null,null,null,null,null,null,null,null,null,null,{"$f":"H123+L133+L140+L141+L146+L144","v":{"$error":"#DIV/0!"}},{"$f":"I123+M133+M140+rBldg_InternalGains_c","v":{"$error":"#DIV/0!"}},{"$f":"N146+N140+N133+J123","v":{"$error":"#N/A"}}]
[]
[]
[]
[]
[]
[]
[]
[]
[]
[]
["Census Region and Division: A geographic area consisting of several States defined by the U. S. Department of Commerce, U.S. Census Bureau. (Census Region and Divisions Map) The States are grouped into four regions and nine divisions. "]
[]
[]
[null,"recs 97 ac use","acusekwh"]
["New England  ",1.5,{"$f":"B163*1000000/3412","v":439.62485345838218},"Connecticut"," Maine"," Massachusetts"," New Hampshire"," Vermont","Rhode Island "]
["Middle Atlantic ",2.2000000000000002,644.78311840562719,"New Jersey"," New York","Pennsylvania  "]
["East North Central  ",3,879.24970691676435,"Illinois"," Indiana"," Michigan"," Ohio","Wisconsin  "]
["South Atlantic ",8.1,2373.974208675264,"Delaware"," the District of Columbia"," Florida"," Georgia"," Maryland"," North Carolina"," South Carolina"," Virginia","West Virginia  "]
["East South Central ",7,2051.5826494724502,"Alabama"," Kentucky"," Mississippi","Tennessee  "]
["West South Central ",11,3223.915592028136,"Arkansas"," Louisiana"," Oklahoma","Texas  "]
["Mountain  ",6.4,1875.7327080890973,"Arizona"," Colorado"," Idaho"," Montana"," Nevada"," New Mexico"," Utah","Wyoming "]
["Pacific ",3.4,996.48300117233293,"Alaska"," California"," Hawaii"," Oregon","Washington  "]
["West North Central ",4.0999999999999996,1201.6412661195777,"Iowa","Kansas","Minnesota","Missouri","Nebraska","North Dakota","South Dakota"]
["FL",13.1,3839.3903868698712]
["TX",11.6,3399.7655334114888]
["CA",3.6,1055.0996483001172]
["NY",1.8,527.54982415005861]
["Nation",5.7,1670.5744431418523]
[]
[]
[]
["Constants"]
["c_win_SHGC",0.67,"replace default window with single pane"]
["c_win_Uvalue",1.04]
["c_win_TotalPct",0.15]
["c_win_OrientPct",0.15]
["c_win_FrameFactor",0.87]
[]
["Building"]
["cBldg_InternalGainsPerSqFt",15]
["cBldg_InternalGainsAdder",20000]
["cBldg_InternalGainsLatentCutOff",2]
["cBldg_InternalGainsLatentFactor",0.2]
["cBldg_InternalGainsCoolMultiplier",1.1499999999999999]
[]
["cBldg_ThermostatSetting_h",68]
["cBldg_ThermostatSetting_h_sb",65]
["cBldg_ThermostatSetting_h_sbhrs",8]
["cBldg_Tfloat",10]
["cBldg_ThermostatSetting_c",74]
["cBldg_ThermostatSetting_c_sb",78]
["cBldg_ThermostatSetting_c_sbhrs",8]
[]
["cAttic_RoofRvalue",1.5]

{"sheet":"Building-2","index":22,"n_rows":202,"n_cols":18,"rows_kept":202,"cut":false,"hidden":true,"merged":[[4,0,4,2],[105,5,105,6],[105,7,105,8]]}
[]
[null,"enter this:","blue text indicates calculation or look-up results"]
[{"$f":"'Inputs-Results-2'!C6","v":"weather used="},{"$f":"'Inputs-Results-2'!D6","v":"No Match"},{"$f":"VLOOKUP(WeatherFile2,LU_TMY2,1)","v":"NMTUCUMCARI"}]
[]
["Resulting Estimated Loads (mmBtu)"]
[null,"Cooling","Heating"]
["infil",{"$f":"IF(rWS_cdhtc2=0,0,M140)","v":{"$error":"#N/A"}},{"$f":"IF(rWS_hddth2=0,0,L141)","v":{"$error":"#N/A"}}]
["conduct",{"$f":"IF(rWS_cdhtc=0,0,I123)","v":{"$error":"#DIV/0!"}},{"$f":"IF(rWS_hddth2=0,0,H123)","v":{"$error":"#DIV/0!"}}]
["windows",{"$f":"IF(rWS_cdhtc2=0,0,M133)","v":{"$error":"#N/A"}},{"$f":"IF(rWS_hddth2=0,0,L133)","v":{"$error":"#N/A"}}]
["internalgain",{"$f":"IF(rWS_cdhtc2=0,0,rBldg_InternalGains_c2)","v":1.5285416666666665},{"$f":"L146","v":-2.7321527540198427}]
["total",{"$f":"SUM(B7:B10)","v":{"$error":"#N/A"}},{"$f":"SUM(C7:C10)","v":{"$error":"#N/A"}}]
[null,"elec furn",{"$f":"IF(rWS_hddth2=0,0,$C$11*1000000/3412/heat_duct_eff2)","v":{"$error":"#N/A"}}]
[null,"HP",{"$f":"IF(rWS_hddth2=0,0,$C$11*1000000/3412/(Net_Heat_Pump_COP2*heat_duct_eff2))","v":{"$error":"#N/A"}}]
[null,"avg heat kwh",{"$f":"AVERAGE(C12:C13)","v":{"$error":"#N/A"}}]
[null,"heat gas",{"$f":"IF(rWS_hddth2=0,0,C11*10/(Net_Gas_Heat_Eff2*heat_duct_eff2))","v":{"$error":"#N/A"}}]
[]
["Climate Lookups","cool","heat"]
["dhmult",{"$f":"VLOOKUP(WeatherFile2,luWS_cfactors2,5)","v":1.006},{"$f":"VLOOKUP(WeatherFile2,luWS_hfactors2,4)","v":1.2250000000000001}]
["latentmult",{"$f":"VLOOKUP(WeatherFile2,luWS_cfactors2,4)","v":1.29}]
["dhmultcons",{"$f":"VLOOKUP(WeatherFile2,luWS_cfactors2,3)","v":0.80132519999999996},{"$f":"VLOOKUP(WeatherFile2,luWS_hfactors2,3)","v":1.180299}]
["nfactor",{"$f":"VLOOKUP(WeatherFile2,luWS_cfactors2,2)","v":29.05},{"$f":"VLOOKUP(WeatherFile2,luWS_hfactors2,2)","v":22.35}]
["heightexpo",{"$f":"VLOOKUP(WeatherFile2,luWS_cfactors2,6)","v":0.35},{"$f":"VLOOKUP(WeatherFile2,luWS_hfactors2,5)","v":0.41899999999999998}]
["exposed",{"$f":"VLOOKUP(WeatherFile2,luWS_cfactors2,7)","v":1.514},{"$f":"VLOOKUP(WeatherFile2,luWS_hfactors2,6)","v":1.3089999999999999}]
["condhourstc/th",{"$f":"VLOOKUP(WeatherFile2,luWS_ch2,MIN(14,MAX(2,ROUND(tref_c2-68+2,0))))","v":1595},"see c31","th not done/needed?"]
["cdhtc",{"$f":"VLOOKUP(WeatherFile2,luWS_cdh2,MIN(14,MAX(2,ROUND(tref_c2-68+2,0))))","v":14257},null,{"$f":"MAX(2,ROUND(tref_c2-68+2,0))","v":9}]
["hddth",null,{"$f":"VLOOKUP(WeatherFile2,suWS_hdd2,tref_h2-50+2)","v":2361}]
["condhours74/60",{"$f":"VLOOKUP(WeatherFile2,luWS_ch2,74-68+2)","v":1741},{"$f":"VLOOKUP(WeatherFile2,luWS_hfactors2,7)","v":4059}]
["cdh74",{"$f":"VLOOKUP(WeatherFile2,luWS_cdh2,MAX(2,74-68+2))","v":15998}]
["hdd60",null,{"$f":"VLOOKUP(WeatherFile2,suWS_hdd2,60-50+2)","v":2923}]
["Calcs"]
["heat hours",null,{"$f":"rWS_hh602*rWS_hddth2/rWS_hdd602","v":3278.583304823811},null,"old =rWS_hhth*(rWS_hddth/rWS_hdd60); hhth was set equal to hh60"]
[null,null,null,null,"new =rWS_hh60*(rWS_hddth/rWS_hdd60)"]
["Temperatures"]
["Temp_Ex",{"$f":"tref_c2+rWS_cdhtc2/rWS_chtc2","v":83.87189132706375},{"$f":"tref_h2-rWS_hddth2*24/rWS_hhth2","v":40.016925351071691}]
[]
["Roof / attic temp modeling"]
["Roof color","Solar gain adders"]
["light",{"$f":"B39*0.5-3.5","v":21.159850660539917}]
["dark",{"$f":"(rWS_solargain_h_c2)*0.3/rWS_ch742-7","v":49.319701321079833},"use as max dark roof effect"]
["medium",{"$f":"AVERAGE(B38:B39)","v":35.239775990809875}]
[]
["vent cfm/ft2",{"$f":"VLOOKUP(rAtticI_VentilationClass, lu_venting, 2)","v":0.3},"cfm natural per sqft attic"]
["Rroof",{"$f":"cAttic_RoofRvalue2","v":1.5},"R value roof surface"]
["Tsa",{"$f":"Temp_Ex_c2+rAttic_SolarGainTempAdder2*0.9*(1-RoofReflect2)","v":128.25962251603559},"calc Tsolair, include reflectivity"]
["Tatticmodeled",{"$f":"((rAttic_TSolar2 / cAttic_RoofRvalue2) + rAttic_vent_CFMPerSqFtNatural2 * 1.08 * Temp_Ex_c + rBldg_ThermostatSetting_c2 / rShell_CeilingRValue_Effective2) / (rAttic_vent_CFMPerSqFtNatural2 * 1.08 + 1 / cAttic_RoofRvalue2 + 1 /rShell_CeilingRValue_Effective2)","v":110.87893659875355},"heat balance ventilation vs. solar gain"]
["can be made f(ventCFM, Rr)"]
[]
["calc custom CLF"]
["effective clf",{"$f":"(rAttic_TempModeled - tref_c) / (Temp_Ex_c - tref_c)","v":4.0214096379564577}]
[]
[{"$f":"'Inputs-Results-2'!A25","v":"Input Building Data:"}]
[{"$f":"'Inputs-Results-2'!A26","v":"Floor Area (sq.ft.)"},{"$f":"rBldgI_FloorArea2","v":0}]
[{"$f":"'Inputs-Results-2'!A27","v":"Stories"},{"$f":"rBldgI_NumFloors2","v":0}]
["Volume",{"$f":"rBldgI_FloorArea2*8","v":0}]
[{"$f":"'Inputs-Results-2'!A29","v":"Infiltration (1=tight to 3=leaky)"},{"$f":"rBldgI_InfiltrationClass2","v":3}]
[{"$f":"'Inputs-Results-2'!A30","v":"Infiltration measured (cfm50)"},{"$f":"rBldgI_InfiltrationMeasured2","v":{"$error":"#N/A"}},{"$f":"IF(rBldgI_InfiltrationMeasured2=\"\",rBldg_InfiltrationDefault2,rBldgI_InfiltrationMeasured2)","v":{"$error":"#N/A"}}]
["Constant Infiltration",{"$f":"rBldgI_InfiltrationFixed2","v":"No"}]
["Wind Exposure",{"$f":"IF(rBldgI_WindExposureList2=\"Low (standard)\",1,IF(rBldgI_WindExposureList2=\"Medium\",2,3))","v":1}]
[{"$f":"'Inputs-Results-2'!A33","v":"Roof Reflectivity"},{"$f":"IF(rBldgI_RoofReflectivityList2=\"Low (standard)\",1,IF(rBldgI_RoofReflectivityList2=\"Medium\",2,3))","v":1},{"$f":"0.35*(rBldgI_RoofReflectivityClass2-1)","v":0}]
[{"$f":"'Inputs-Results-2'!A37","v":0}]
[{"$f":"'Inputs-Results-2'!A38","v":"Flat Roof"},{"$f":"IF('Inputs-Results-2'!B38=\"Yes\",1,0)","v":0}]
[]
[null,"heat eff","cool eff"]
["Ducts ",{"$f":"Net_DistEff_h2","v":{"$error":"#N/A"}},{"$f":"Net_DistEff_c2","v":{"$error":"#N/A"}}]
["AC EER",{"$f":"Net_EER2","v":{"$error":"#N/A"}}]
["Heat Pump COP",{"$f":"Net_Heat_Pump_COP2","v":{"$error":"#N/A"}}]
["Gas Heat Eff",{"$f":"Net_Gas_Heat_Eff2","v":{"$error":"#N/A"}}]
[]
["Thermostat Settings:","Setpoint","Default","Used in calc","Thouse","Avg_Thouse","tfloat","tref"]
["Heating: normal temp",{"$f":"rBldgI_ThermostatSetting_h2","v":68},{"$f":"cBldg_ThermostatSetting_h2","v":68},{"$f":"IF(rBldgI_ThermostatSetting_h2=\"\",cBldg_ThermostatSetting_h2,rBldgI_ThermostatSetting_h2)","v":68},{"$f":"rBldg_ThermostatSetting_h2","v":68},{"$f":"((24-rBldg_ThermostatSetting_h_sbhrs2)*E70+rBldg_ThermostatSetting_h_sbhrs2*E71)/24","v":67.3},{"$f":"cBldg_Tfloat2","v":10},{"$f":"F70-G70","v":57.3}]
["Heating: average setback temp",{"$f":"'Inputs-Results-2'!B113","v":65},{"$f":"cBldg_ThermostatSetting_h_sb2","v":65},{"$f":"IF(rBldgI_ThermostatSetting_h_sb2=\"\",cBldg_ThermostatSetting_h_sb2,rBldgI_ThermostatSetting_h_sb2)","v":65},{"$f":"rBldg_ThermostatSetting_h_sb2+(rBldg_ThermostatSetting_h2-rBldg_ThermostatSetting_h_sb2)*0.3","v":65.900000000000006}]
["Heating: average setback hrs/day",{"$f":"'Inputs-Results-2'!B114","v":8},{"$f":"cBldg_ThermostatSetting_h_sbhrs2","v":8},{"$f":"IF(rBldgI_ThermostatSetting_h_sbhrs2=\"\",cBldg_ThermostatSetting_h_sbhrs2,rBldgI_ThermostatSetting_h_sbhrs2)","v":8}]
["Tstat cool (68 - 80)",{"$f":"rBldgI_ThermostatSetting_c2","v":74},{"$f":"cBldg_ThermostatSetting_c2","v":74},{"$f":"IF(rBldgI_ThermostatSetting_c2=\"\",cBldg_ThermostatSetting_c2,rBldgI_ThermostatSetting_c2)","v":74},{"$f":"rBldg_ThermostatSetting_c2","v":74},{"$f":"((24-rBldg_ThermostatSetting_c_sbhrs2)*E73+rBldg_ThermostatSetting_c_sbhrs2*E74)/24","v":74.933333333333337},0,{"$f":"F73-G73","v":74.933333333333337}]
["Cooling: average setback temp",{"$f":"'Inputs-Results-2'!B116","v":78},{"$f":"cBldg_ThermostatSetting_c_sb2","v":78},{"$f":"IF(rBldgI_ThermostatSetting_c_sb2=\"\",cBldg_ThermostatSetting_c_sb2,rBldgI_ThermostatSetting_c_sb2)","v":78},{"$f":"rBldg_ThermostatSetting_c_sb2-(rBldg_ThermostatSetting_c_sb2-rBldg_ThermostatSetting_c2)*0.3","v":76.8}]
["Cooling: average setback hrs/day",{"$f":"'Inputs-Results-2'!B117","v":8},{"$f":"cBldg_ThermostatSetting_c_sbhrs2","v":8},{"$f":"IF(rBldgI_ThermostatSetting_c_sbhrs2=\"\",cBldg_ThermostatSetting_c_sbhrs2,rBldgI_ThermostatSetting_c_sbhrs2)","v":8}]
[]
[]
[null,null,null,"Shading",null,null,null,{"$f":"'Inputs-Results-2'!B100","v":"%"},{"$f":"'Inputs-Results-2'!C100","v":"sqft"},{"$f":"'Inputs-Results-2'!E100","v":"SHGC"},{"$f":"'Inputs-Results-2'!F100","v":"U-Value"},"%","sqft","SHGC","U-value","sqft","SHGC","U-value"]
[null,"screens","treatment","int_c","ext_c","int_h","ext_h","Entered",null,null,null,"Defaults",null,null,null,"Used in calculation"]
[{"$f":"'Inputs-Results-2'!A101","v":"skylights"},{"$f":"IF('Inputs-Results-2'!N101=\"\",1,VLOOKUP('Inputs-Results-2'!N101,lu_WS_screens2,2))","v":1},{"$f":"IF('Inputs-Results-2'!O101=\"\",1,VLOOKUP('Inputs-Results-2'!O101,lu_WS_treatments2,2))","v":1},{"$f":"IF('Inputs-Results-2'!P101=\"\",1,VLOOKUP('Inputs-Results-2'!P101,lu_WS_Shading2,2))","v":1},{"$f":"IF('Inputs-Results-2'!Q101=\"\",1,VLOOKUP('Inputs-Results-2'!Q101,lu_WS_Shading2,3))","v":1},{"$f":"IF('Inputs-Results-2'!R101=\"\",1,VLOOKUP('Inputs-Results-2'!R101,lu_WS_Shading2,2))","v":1},{"$f":"IF('Inputs-Results-2'!S101=\"\",1,VLOOKUP('Inputs-Results-2'!S101,lu_WS_Shading2,3))","v":1},{"$f":"IF('Inputs-Results-2'!B101<>\"\",'Inputs-Results-2'!B101,\"\")","v":""},{"$f":"IF('Inputs-Results-2'!C101<>\"\",'Inputs-Results-2'!C101,\"\")","v":""},{"$f":"IF('Inputs-Results-2'!D101<>\"\",VLOOKUP('Inputs-Results-2'!D101,LU_Window2,2),IF('Inputs-Results-2'!E101<>\"\",'Inputs-Results-2'!E101,\"\"))","v":""},{"$f":"IF('Inputs-Results-2'!D101<>\"\",VLOOKUP('Inputs-Results-2'!D101,LU_Window2,3),IF('Inputs-Results-2'!F101<>\"\",'Inputs-Results-2'!F101,\"\"))","v":""},null,0,{"$f":"c_win_SHGC2","v":0.88},{"$f":"c_win_Uvalue2","v":0.76923076923076916},{"$f":"IF(I80=\"\",0,I80)","v":0},{"$f":"IF(J80=\"\",N80,J80)","v":0.88},{"$f":"IF(K80=\"\",O80,K80)","v":0.76923076923076916}]
[{"$f":"'Inputs-Results-2'!A102","v":"Windows Total"},null,null,null,null,null,null,{"$f":"IF('Inputs-Results-2'!B102<>\"\",'Inputs-Results-2'!B102,\"\")","v":""},{"$f":"IF('Inputs-Results-2'!C102<>\"\",'Inputs-Results-2'!C102,\"\")","v":""},{"$f":"IF('Inputs-Results-2'!D102<>\"\",VLOOKUP('Inputs-Results-2'!D102,LU_Window2,2),IF('Inputs-Results-2'!E102<>\"\",'Inputs-Results-2'!E102,\"\"))","v":{"$error":"#N/A"}},{"$f":"IF('Inputs-Results-2'!D102<>\"\",VLOOKUP('Inputs-Results-2'!D102,LU_Window2,3),IF('Inputs-Results-2'!F102<>\"\",'Inputs-Results-2'!F102,\"\"))","v":{"$error":"#N/A"}},null,null,{"$f":"c_win_SHGC2","v":0.88},{"$f":"c_win_Uvalue2","v":0.76923076923076916},null,{"$f":"IF(J81=\"\",N81,J81)","v":{"$error":"#N/A"}},{"$f":"IF(K81=\"\",O81,K81)","v":{"$error":"#N/A"}}]
[{"$f":"'Inputs-Results-2'!A103","v":"Window: north"},{"$f":"IF('Inputs-Results-2'!N103=\"\",1,VLOOKUP('Inputs-Results-2'!N103,lu_WS_screens2,2))","v":0.8},{"$f":"IF('Inputs-Results-2'!O103=\"\",1,VLOOKUP('Inputs-Results-2'!O103,lu_WS_treatments2,2))","v":1},{"$f":"IF('Inputs-Results-2'!P103=\"\",1,VLOOKUP('Inputs-Results-2'!P103,lu_WS_Shading2,2))","v":0.8},{"$f":"IF('Inputs-Results-2'!Q103=\"\",1,VLOOKUP('Inputs-Results-2'!Q103,lu_WS_Shading2,3))","v":1},{"$f":"IF('Inputs-Results-2'!R103=\"\",1,VLOOKUP('Inputs-Results-2'!R103,lu_WS_Shading2,2))","v":1},{"$f":"IF('Inputs-Results-2'!S103=\"\",1,VLOOKUP('Inputs-Results-2'!S103,lu_WS_Shading2,3))","v":0.75},{"$f":"IF('Inputs-Results-2'!B103<>\"\",'Inputs-Results-2'!B103,\"\")","v":0.15},{"$f":"IF('Inputs-Results-2'!C103<>\"\",'Inputs-Results-2'!C103,\"\")","v":""},{"$f":"IF('Inputs-Results-2'!D103<>\"\",VLOOKUP('Inputs-Results-2'!D103,LU_Window2,2),IF('Inputs-Results-2'!E103<>\"\",'Inputs-Results-2'!E103,\"\"))","v":""},{"$f":"IF('Inputs-Results-2'!D103<>\"\",VLOOKUP('Inputs-Results-2'!D103,LU_Window2,3),IF('Inputs-Results-2'!F103<>\"\",'Inputs-Results-2'!F103,\"\"))","v":""},null,{"$f":"Building!M82","v":0},null,null,{"$f":"rWin_sqft_n","v":0},{"$f":"IF(J82=\"\",Q$81,J82)","v":{"$error":"#N/A"}},{"$error":"#N/A"}]
[{"$f":"'Inputs-Results-2'!A104","v":"Window: south"},{"$f":"IF('Inputs-Results-2'!N104=\"\",1,VLOOKUP('Inputs-Results-2'!N104,lu_WS_screens2,2))","v":0.8},{"$f":"IF('Inputs-Results-2'!O104=\"\",1,VLOOKUP('Inputs-Results-2'!O104,lu_WS_treatments2,2))","v":1},{"$f":"IF('Inputs-Results-2'!P104=\"\",1,VLOOKUP('Inputs-Results-2'!P104,lu_WS_Shading2,2))","v":0.8},{"$f":"IF('Inputs-Results-2'!Q104=\"\",1,VLOOKUP('Inputs-Results-2'!Q104,lu_WS_Shading2,3))","v":1},{"$f":"IF('Inputs-Results-2'!R104=\"\",1,VLOOKUP('Inputs-Results-2'!R104,lu_WS_Shading2,2))","v":1},{"$f":"IF('Inputs-Results-2'!S104=\"\",1,VLOOKUP('Inputs-Results-2'!S104,lu_WS_Shading2,3))","v":0.75},{"$f":"IF('Inputs-Results-2'!B104<>\"\",'Inputs-Results-2'!B104,\"\")","v":0.15},{"$f":"IF('Inputs-Results-2'!C104<>\"\",'Inputs-Results-2'!C104,\"\")","v":""},{"$f":"IF('Inputs-Results-2'!D104<>\"\",VLOOKUP('Inputs-Results-2'!D104,LU_Window2,2),IF('Inputs-Results-2'!E104<>\"\",'Inputs-Results-2'!E104,\"\"))","v":""},{"$f":"IF('Inputs-Results-2'!D104<>\"\",VLOOKUP('Inputs-Results-2'!D104,LU_Window2,3),IF('Inputs-Results-2'!F104<>\"\",'Inputs-Results-2'!F104,\"\"))","v":""},null,{"$f":"Building!M83","v":0},null,null,{"$f":"rWin_sqft_s","v":0},{"$error":"#N/A"},{"$error":"#N/A"}]
[{"$f":"'Inputs-Results-2'!A105","v":"Window: east"},{"$f":"IF('Inputs-Results-2'!N105=\"\",1,VLOOKUP('Inputs-Results-2'!N105,lu_WS_screens2,2))","v":0.8},{"$f":"IF('Inputs-Results-2'!O105=\"\",1,VLOOKUP('Inputs-Results-2'!O105,lu_WS_treatments2,2))","v":1},{"$f":"IF('Inputs-Results-2'!P105=\"\",1,VLOOKUP('Inputs-Results-2'!P105,lu_WS_Shading2,2))","v":0.8},{"$f":"IF('Inputs-Results-2'!Q105=\"\",1,VLOOKUP('Inputs-Results-2'!Q105,lu_WS_Shading2,3))","v":1},{"$f":"IF('Inputs-Results-2'!R105=\"\",1,VLOOKUP('Inputs-Results-2'!R105,lu_WS_Shading2,2))","v":1},{"$f":"IF('Inputs-Results-2'!S105=\"\",1,VLOOKUP('Inputs-Results-2'!S105,lu_WS_Shading2,3))","v":0.75},{"$f":"IF('Inputs-Results-2'!B105<>\"\",'Inputs-Results-2'!B105,\"\")","v":0.15},{"$f":"IF('Inputs-Results-2'!C105<>\"\",'Inputs-Results-2'!C105,\"\")","v":""},{"$f":"IF('Inputs-Results-2'!D105<>\"\",VLOOKUP('Inputs-Results-2'!D105,LU_Window2,2),IF('Inputs-Results-2'!E105<>\"\",'Inputs-Results-2'!E105,\"\"))","v":""},{"$f":"IF('Inputs-Results-2'!D105<>\"\",VLOOKUP('Inputs-Results-2'!D105,LU_Window2,3),IF('Inputs-Results-2'!F105<>\"\",'Inputs-Results-2'!F105,\"\"))","v":""},null,{"$f":"Building!M84","v":0},null,null,{"$f":"rWin_sqft_e","v":0},{"$error":"#N/A"},{"$error":"#N/A"}]
[{"$f":"'Inputs-Results-2'!A106","v":"Window: west"},{"$f":"IF('Inputs-Results-2'!N106=\"\",1,VLOOKUP('Inputs-Results-2'!N106,lu_WS_screens2,2))","v":0.8},{"$f":"IF('Inputs-Results-2'!O106=\"\",1,VLOOKUP('Inputs-Results-2'!O106,lu_WS_treatments2,2))","v":1},{"$f":"IF('Inputs-Results-2'!P106=\"\",1,VLOOKUP('Inputs-Results-2'!P106,lu_WS_Shading2,2))","v":0.8},{"$f":"IF('Inputs-Results-2'!Q106=\"\",1,VLOOKUP('Inputs-Results-2'!Q106,lu_WS_Shading2,3))","v":1},{"$f":"IF('Inputs-Results-2'!R106=\"\",1,VLOOKUP('Inputs-Results-2'!R106,lu_WS_Shading2,2))","v":1},{"$f":"IF('Inputs-Results-2'!S106=\"\",1,VLOOKUP('Inputs-Results-2'!S106,lu_WS_Shading2,3))","v":0.75},{"$f":"IF('Inputs-Results-2'!B106<>\"\",'Inputs-Results-2'!B106,\"\")","v":0.15},{"$f":"IF('Inputs-Results-2'!C106<>\"\",'Inputs-Results-2'!C106,\"\")","v":""},{"$f":"IF('Inputs-Results-2'!D106<>\"\",VLOOKUP('Inputs-Results-2'!D106,LU_Window2,2),IF('Inputs-Results-2'!E106<>\"\",'Inputs-Results-2'!E106,\"\"))","v":""},{"$f":"IF('Inputs-Results-2'!D106<>\"\",VLOOKUP('Inputs-Results-2'!D106,LU_Window2,3),IF('Inputs-Results-2'!F106<>\"\",'Inputs-Results-2'!F106,\"\"))","v":""},null,{"$f":"Building!M85","v":0},null,null,{"$f":"rWin_sqft_w","v":0},{"$error":"#N/A"},{"$error":"#N/A"}]
[]
[]
[null,{"$f":"'Inputs-Results-2'!B40","v":"Area"},{"$f":"'Inputs-Results-2'!C40","v":"Insulation R-value "},"Area","EffectiveR","Area","EffectiveR"]
[{"$f":"'Inputs-Results-2'!A40","v":"Shell Conduction"},null,null,"Defaults",null,"Used in calculation"]
[{"$f":"'Inputs-Results-2'!A41","v":"Attic"},{"$f":"'Inputs-Results-2'!B41","v":""},{"$f":"'Inputs-Results-2'!C41","v":""},{"$f":"(1-Flat_Roof2)*rBldgI_FloorArea2/rBldgI_NumFloors2","v":{"$error":"#DIV/0!"}},11,{"$f":"IF('Inputs-Results-2'!B41=\"\",D90,'Inputs-Results-2'!B41)","v":{"$error":"#DIV/0!"}},{"$f":"IF('Inputs-Results-2'!C41=\"\",E90,'Inputs-Results-2'!C41)","v":11}]
[{"$f":"'Inputs-Results-2'!A42","v":"Attic2"},{"$f":"'Inputs-Results-2'!B42","v":""},{"$f":"'Inputs-Results-2'!C42","v":""},null,null,{"$f":"IF('Inputs-Results-2'!B42=\"\",D91,'Inputs-Results-2'!B42)","v":0},{"$f":"IF('Inputs-Results-2'!C42=\"\",E91,'Inputs-Results-2'!C42)","v":0}]
[{"$f":"'Inputs-Results-2'!A43","v":"Attic3"},{"$f":"'Inputs-Results-2'!B43","v":""},{"$f":"'Inputs-Results-2'!C43","v":""},null,null,{"$f":"IF('Inputs-Results-2'!B43=\"\",D92,'Inputs-Results-2'!B43)","v":0},{"$f":"IF('Inputs-Results-2'!C43=\"\",E92,'Inputs-Results-2'!C43)","v":0}]
[{"$f":"'Inputs-Results-2'!A44","v":"flat roof"},{"$f":"'Inputs-Results-2'!B44","v":""},{"$f":"'Inputs-Results-2'!C44","v":""},{"$f":"Flat_Roof2*rBldgI_FloorArea2/rBldgI_NumFloors2","v":{"$error":"#DIV/0!"}},11,{"$f":"IF('Inputs-Results-2'!B44=\"\",D93,'Inputs-Results-2'!B44)","v":{"$error":"#DIV/0!"}},{"$f":"IF('Inputs-Results-2'!C44=\"\",E93,'Inputs-Results-2'!C44)","v":11}]
[{"$f":"'Inputs-Results-2'!A45","v":"Walls: frame & band joist"},{"$f":"'Inputs-Results-2'!B45","v":""},{"$f":"'Inputs-Results-2'!C45","v":""},{"$f":"rBldgI_FloorArea2","v":0},5,{"$f":"IF('Inputs-Results-2'!B45=\"\",D94,'Inputs-Results-2'!B45)","v":0},{"$f":"IF('Inputs-Results-2'!C45=\"\",E94,'Inputs-Results-2'!C45)","v":5}]
[{"$f":"'Inputs-Results-2'!A46","v":"Walls: masonry"},{"$f":"'Inputs-Results-2'!B46","v":""},{"$f":"'Inputs-Results-2'!C46","v":""},0,5,{"$f":"IF('Inputs-Results-2'!B46=\"\",D95,'Inputs-Results-2'!B46)","v":0},{"$f":"IF('Inputs-Results-2'!C46=\"\",E95,'Inputs-Results-2'!C46)","v":5}]
[{"$f":"'Inputs-Results-2'!A47","v":"Walls: buffered"},{"$f":"'Inputs-Results-2'!B47","v":""},{"$f":"'Inputs-Results-2'!C47","v":""},0,5,{"$f":"IF('Inputs-Results-2'!B47=\"\",D96,'Inputs-Results-2'!B47)","v":0},{"$f":"IF('Inputs-Results-2'!C47=\"\",E96,'Inputs-Results-2'!C47)","v":5}]
[{"$f":"'Inputs-Results-2'!A48","v":"Doors"},{"$f":"'Inputs-Results-2'!B48","v":""},{"$f":"'Inputs-Results-2'!C48","v":""},45,3,{"$f":"IF('Inputs-Results-2'!B48=\"\",D97,'Inputs-Results-2'!B48)","v":45},{"$f":"IF('Inputs-Results-2'!C48=\"\",E97,'Inputs-Results-2'!C48)","v":3}]
[{"$f":"'Inputs-Results-2'!A49","v":"Floors over exterior"},{"$f":"'Inputs-Results-2'!B49","v":""},{"$f":"'Inputs-Results-2'!C49","v":""},0,11,{"$f":"IF('Inputs-Results-2'!B49=\"\",D98,'Inputs-Results-2'!B49)","v":0},{"$f":"IF('Inputs-Results-2'!C49=\"\",E98,'Inputs-Results-2'!C49)","v":11}]
[{"$f":"'Inputs-Results-2'!A50","v":"Floors over unconditioned"},{"$f":"'Inputs-Results-2'!B50","v":""},{"$f":"'Inputs-Results-2'!C50","v":""},0,5,{"$f":"IF('Inputs-Results-2'!B50=\"\",D99,'Inputs-Results-2'!B50)","v":0},{"$f":"IF('Inputs-Results-2'!C50=\"\",E99,'Inputs-Results-2'!C50)","v":5}]
[{"$f":"'Inputs-Results-2'!A51","v":"Foundation/lin ft peri"},{"$f":"'Inputs-Results-2'!B51","v":0},{"$f":"'Inputs-Results-2'!C51","v":0}]
[{"$f":"'Inputs-Results-2'!A52","v":"Basement wall msnry lin.ft."},{"$f":"'Inputs-Results-2'!B52","v":""},{"$f":"'Inputs-Results-2'!C52","v":""},{"$f":"4*SQRT(rBldgI_FloorArea2/rBldgI_NumFloors2)","v":{"$error":"#DIV/0!"}},8,{"$f":"IF('Inputs-Results-2'!B52=\"\",D101,'Inputs-Results-2'!B52)","v":{"$error":"#DIV/0!"}},{"$f":"IF('Inputs-Results-2'!C52=\"\",E101,'Inputs-Results-2'!C52)","v":8}]
[{"$f":"'Inputs-Results-2'!A53","v":"slab /linft"},{"$f":"'Inputs-Results-2'!B53","v":""},{"$f":"'Inputs-Results-2'!C53","v":""},null,null,{"$f":"IF('Inputs-Results-2'!B53=\"\",D102,'Inputs-Results-2'!B53)","v":0},{"$f":"IF('Inputs-Results-2'!C53=\"\",E102,'Inputs-Results-2'!C53)","v":0}]
[{"$f":"'Inputs-Results-2'!A54","v":"Crawlspace: masonry /linft"},{"$f":"'Inputs-Results-2'!B54","v":""},{"$f":"'Inputs-Results-2'!C54","v":""},0,null,{"$f":"IF('Inputs-Results-2'!B54=\"\",D103,'Inputs-Results-2'!B54)","v":0},{"$f":"IF('Inputs-Results-2'!C54=\"\",E103,'Inputs-Results-2'!C54)","v":0}]
[]
[]
["Calculations (and assumptions about R-values, areas, etc.):",null,null,null,null,"ASHRAE90.2",null,"Estimated Loads (MMBtu)"]
[null,"Area","EffectiveR","UA","adjust","hlf","clf","Heating","Cooling","CoolKwh"]
["Straight Conduction:"]
["Attic",{"$f":"F90","v":{"$error":"#DIV/0!"}},{"$f":"IF(G90<=5,5,G90+2)","v":13},{"$f":"B109/C109","v":{"$error":"#DIV/0!"}},1,26,{"$f":"$B$49","v":4.0214096379564577},{"$f":"D109*rWS_hddth2*F109/1000000","v":{"$error":"#DIV/0!"}},{"$f":"D109*rWS_cdhtc2*E109*G109/1000000","v":{"$error":"#DIV/0!"}},{"$f":"I109*1000000/(Net_EER2*cool_duct_eff2*1000)","v":{"$error":"#DIV/0!"}}]
["Attic2",{"$f":"F91","v":0},{"$f":"IF(G91<=5,5,G91+2)","v":5},{"$f":"B110/C110","v":0},1,26,{"$f":"$B$49","v":4.0214096379564577},{"$f":"D110*rWS_hddth2*F110/1000000","v":0},{"$f":"D110*rWS_cdhtc2*E110*G110/1000000","v":0},{"$error":"#N/A"}]
["Attic3",{"$f":"F92","v":0},{"$f":"IF(G92<=5,5,G92+2)","v":5},{"$f":"B111/C111","v":0},1,26,{"$f":"$B$49","v":4.0214096379564577},{"$f":"D111*rWS_hddth2*F111/1000000","v":0},{"$f":"D111*rWS_cdhtc2*E111*G111/1000000","v":0},{"$error":"#N/A"}]
["flat roof",{"$f":"F93","v":{"$error":"#DIV/0!"}},{"$f":"IF(G93<=5,5,G93+2)","v":13},{"$error":"#DIV/0!"},{"$f":"(WallClf2+(G112-WallClf2)*(1-RoofReflect2))/G112","v":1},23,1.7,{"$error":"#DIV/0!"},{"$f":"D112*rWS_cdhtc2*E112*G112/1000000","v":{"$error":"#DIV/0!"}},{"$error":"#DIV/0!"}]
["Walls: frame & band joist",0,{"$f":"IF(G94<=5,5,G94+3)","v":5},0,null,21,1,0,{"$f":"D113*rWS_cdhtc2*G113/1000000","v":0},{"$error":"#N/A"}]
["Walls: masonry",0,{"$f":"IF(G95<=5,5,G95+5)","v":5},0,null,21,0.79,0,0,{"$error":"#N/A"}]
["Walls: buffered",0,{"$f":"IF(G96<=5,5,G96+3)","v":5},0,null,5.4,0.4,0,0,{"$error":"#N/A"}]
["Doors",45,{"$f":"G97","v":3},15,null,21,1,0.74371500000000001,0.21385499999999999,{"$error":"#N/A"}]
["Floors over exterior",0,{"$f":"IF(G98<=5,5,1/(0.1/5+0.9/G98))","v":9.8214285714285712},0,null,21,1,0,0,{"$error":"#N/A"}]
["Floors over unconditioned",0,{"$f":"IF(G99<=5,5,1/(0.1/5+0.9/G99))","v":5},0,null,5.4,0.4,0,0,{"$error":"#N/A"}]
["Foundation/lin ft peri","lin ft",null,null,null,null,null,null,0,{"$error":"#N/A"}]
["Basement wall msnry lin.ft.",{"$f":"IF(AND(B118>0,B101=0),0,F101)","v":{"$error":"#DIV/0!"}},{"$f":"IF(G101<5, 5, G101+5)","v":13},{"$f":"B120/C120","v":{"$error":"#DIV/0!"}},null,26,0.4,{"$f":"D120*rWS_hddth2*F120/1000000","v":{"$error":"#DIV/0!"}},{"$error":"#DIV/0!"},{"$error":"#DIV/0!"}]
["slab /linft",{"$f":"F102","v":0},{"$f":"IF(G102<5, 5, G102+5)","v":5},{"$f":"B121/C121","v":0},null,3.5,0.3,{"$f":"D121*rWS_hddth2*F121/1000000","v":0},0,{"$error":"#N/A"}]
["Crawlspace: masonry /linft",{"$f":"F103","v":0},{"$f":"IF(G103<5, 5, G103+5)","v":5},{"$f":"B122/C122","v":0},null,23.5,1,{"$f":"D122*rWS_hddth2*F122/1000000","v":0},0,{"$error":"#N/A"}]
["Total Conduction:",null,null,null,null,null,null,{"$f":"SUM(H109:H122)","v":{"$error":"#DIV/0!"}},{"$f":"SUM(I109:I122)","v":{"$error":"#DIV/0!"}},{"$f":"SUM(J109:J122)","v":{"$error":"#DIV/0!"}}]
[]
["Windows"]
["Use Heat solar gain (yes=1, no=0)",0]
[null,null,"U","UA","Shading_h","Shading_c","SHGC","SolarGain_h","SolarGain_c","mmbtugain_h","mmbtugain_c","Heating","Cooling"]
["skylights",{"$f":"rWin_sqft_h2","v":0},{"$f":"rWin_uval_h2","v":0.76923076923076916},{"$f":"rWin_sqft_h2*rWin_uval_h2","v":0},{"$f":"B80*C80*F80*G80","v":1},{"$f":"B80*C80*D80*E80","v":1},{"$f":"rWin_shgc_h2","v":0.88},{"$f":"VLOOKUP(WeatherFile2,luWS_SolarGain2,8)","v":227197},{"$f":"VLOOKUP(WeatherFile2,luWS_SolarGain2,3)","v":326842},{"$f":"$B$126*rWin_sqft_h2*rWin_shgc_h2*rWin_ShadeFactor_h_h2*(rWS_hhth2/rWS_hh602)*rWS_solargain_h_h2/1000000","v":0},{"$f":"rWin_sqft_h2*rWin_shgc_h2*rWin_ShadeFactor_h_c2*(rWS_chtc2/rWS_ch742)*rWS_solargain_h_c2","v":0},{"$f":"(rWin_ua_h2*rWS_hddth2*24)/1000000-J128","v":0},{"$f":"(rWin_ua_h2*rWS_cdhtc2)/1000000+K128","v":0},{"$f":"M128*1000000/(Net_EER2*cool_duct_eff2*1000)","v":{"$error":"#N/A"}}]
["Window: north",{"$f":"rWin_sqft_n2","v":0},{"$f":"rWin_uval_n2","v":{"$error":"#N/A"}},{"$f":"rWin_sqft_n2*rWin_uval_n2","v":{"$error":"#N/A"}},{"$f":"B82*C82*F82*G82","v":0.60000000000000009},{"$f":"B82*C82*D82*E82","v":0.64000000000000012},{"$f":"rWin_shgc_n2","v":{"$error":"#N/A"}},{"$f":"VLOOKUP(WeatherFile2,luWS_SolarGain2,9)","v":52724},{"$f":"VLOOKUP(WeatherFile2,luWS_SolarGain2,4)","v":73921},{"$f":"$B$126*rWin_sqft_n2*rWin_shgc_n2*rWin_ShadeFactor_n_h2*(rWS_hhth2/rWS_hh602)*rWS_solargain_n_h2/1000000","v":{"$error":"#N/A"}},{"$f":"rWin_sqft_n2*rWin_shgc_n2*rWin_ShadeFactor_n_c2*(rWS_chtc2/rWS_ch742)*rWS_solargain_n_c2/1000000","v":{"$error":"#N/A"}},{"$f":"(rWin_ua_n2*rWS_hddth2*24)/1000000-J129","v":{"$error":"#N/A"}},{"$f":"(rWin_ua_n2*rWS_cdhtc2)/1000000+K129","v":{"$error":"#N/A"}},{"$f":"M129*1000000/(Net_EER2*cool_duct_eff2*1000)","v":{"$error":"#N/A"}}]
["Window: south",{"$f":"rWin_sqft_s2","v":0},{"$f":"rWin_uval_s2","v":{"$error":"#N/A"}},{"$f":"rWin_sqft_s2*rWin_uval_s2","v":{"$error":"#N/A"}},{"$f":"B83*C83*F83*G83","v":0.60000000000000009},{"$f":"B83*C83*D83*E83","v":0.64000000000000012},{"$f":"rWin_shgc_s2","v":{"$error":"#N/A"}},{"$f":"VLOOKUP(WeatherFile2,luWS_SolarGain2,10)","v":260592},{"$f":"VLOOKUP(WeatherFile2,luWS_SolarGain2,5)","v":130092},{"$f":"$B$126*rWin_sqft_s2*rWin_shgc_s2*rWin_ShadeFactor_s_h2*(rWS_hhth2/rWS_hh602)*rWS_solargain_s_h2/1000000","v":{"$error":"#N/A"}},{"$f":"rWin_sqft_s2*rWin_shgc_s2*rWin_ShadeFactor_s_c2*(rWS_chtc2/rWS_ch742)*rWS_solargain_s_c2/1000000","v":{"$error":"#N/A"}},{"$f":"(rWin_ua_s2*rWS_hddth2*24)/1000000-J130","v":{"$error":"#N/A"}},{"$f":"(rWin_ua_s2*rWS_cdhtc2)/1000000+K130","v":{"$error":"#N/A"}},{"$f":"M130*1000000/(Net_EER2*cool_duct_eff2*1000)","v":{"$error":"#N/A"}}]
["Window: east",{"$f":"rWin_sqft_e2","v":0},{"$f":"rWin_uval_e2","v":{"$error":"#N/A"}},{"$f":"rWin_sqft_e2*rWin_uval_e2","v":{"$error":"#N/A"}},{"$f":"B84*C84*F84*G84","v":0.60000000000000009},{"$f":"B84*C84*D84*E84","v":0.64000000000000012},{"$f":"rWin_shgc_e2","v":{"$error":"#N/A"}},{"$f":"VLOOKUP(WeatherFile2,luWS_SolarGain2,7)","v":147079},{"$f":"VLOOKUP(WeatherFile2,luWS_SolarGain2,2)","v":184342},{"$f":"$B$126*rWin_sqft_e2*rWin_shgc_e2*rWinShadeFactor_e_h2*(rWS_hhth2/rWS_hh602)*rWS_solargain_e_h2/1000000","v":{"$error":"#N/A"}},{"$f":"rWin_sqft_e2*rWin_shgc_e2*rWin_ShadeFactor_e_c2*(rWS_chtc2/rWS_ch742)*rWS_solargain_e_c2/1000000","v":{"$error":"#N/A"}},{"$f":"(rWin_ua_e2*rWS_hddth2*24)/1000000-J131","v":{"$error":"#N/A"}},{"$f":"(rWin_ua_e2*rWS_cdhtc2)/1000000+K131","v":{"$error":"#N/A"}},{"$f":"M131*1000000/(Net_EER2*cool_duct_eff2*1000)","v":{"$error":"#N/A"}}]
["Window: west",{"$f":"rWin_sqft_w2","v":0},{"$f":"rWin_uval_w2","v":{"$error":"#N/A"}},{"$f":"rWin_sqft_w2*rWin_uval_w2","v":{"$error":"#N/A"}},{"$f":"B85*C85*F85*G85","v":0.60000000000000009},{"$f":"B85*C85*D85*E85","v":0.64000000000000012},{"$f":"rWin_shgc_w2","v":{"$error":"#N/A"}},{"$f":"VLOOKUP(WeatherFile2,luWS_SolarGain2,11)","v":147224},{"$f":"VLOOKUP(WeatherFile2,luWS_SolarGain2,6)","v":174158},{"$f":"$B$126*rWin_sqft_w2*rWin_shgc_w2*rWin_ShadeFactor_w_h2*(rWS_hhth2/rWS_hh602)*rWS_solargain_w_h2/1000000","v":{"$error":"#N/A"}},{"$f":"rWin_sqft_w2*rWin_shgc_w2*rWin_ShadeFactor_w_c2*(rWS_chtc2/rWS_ch742)*rWS_solargain_w_c2/1000000","v":{"$error":"#N/A"}},{"$f":"(rWin_ua_w2*rWS_hddth2*24)/1000000-J132","v":{"$error":"#N/A"}},{"$f":"(rWin_ua_w2*rWS_cdhtc2)/1000000+K132","v":{"$error":"#N/A"}},{"$f":"M132*1000000/(Net_EER2*cool_duct_eff2*1000)","v":{"$error":"#N/A"}}]
["Window Total",{"$f":"SUM(B129:B132)","v":0},null,null,null,null,null,null,null,null,null,{"$f":"SUM(L128:L132)","v":{"$error":"#N/A"}},{"$f":"SUM(M128:M132)","v":{"$error":"#N/A"}},{"$f":"SUM(N128:N132)","v":{"$error":"#N/A"}}]
[]
["Infiltration"]
["CFM50",{"$f":"rBldg_Infiltration2","v":{"$error":"#N/A"}}]
["Constant Infiltration",{"$f":"rBldgI_InfiltrationFixed2","v":"No"}]
["Elevation Adjustment",{"$f":"EXP((-3.71781196*10^-5)*VLOOKUP(B3,luWS_elevation2,2))","v":0.86061042075102345}]
[null,"WindAdj","Nfactor (adj)","Natural CFM","latent mult","dhmultiplier","constant multiplier","multiplier","ACH"]
["cooling",{"$f":"IF(rBldgI_WindExposureClass2=1,1,(rBldgI_WindExposureClass2-1)/2*rWS_exposed_c2)","v":1},{"$f":"rWS_NFactor_c2/(rBldgI_NumFloors2^rWS_HeightExponent_c2*rInfiltration_WindAdj_c2)","v":{"$error":"#DIV/0!"}},{"$f":"rBldg_Infiltration2/rInfiltration_NfactorAdjusted_c2","v":{"$error":"#N/A"}},{"$f":"rWS_dhlatentmult2","v":1.29},{"$f":"rWS_dhmult_c2","v":1.006},{"$f":"rWS_dgConstMult_c2","v":0.80132519999999996},{"$f":"IF(rBldgI_InfiltrationFixed2=\"Yes\",rWS_dgConstMult_c2,rWS_dhlatentmult2*rWS_dhmult_c2)","v":1.2977400000000001},{"$f":"rInfiltration_Natural_c2*60/rBldgI_Volume2","v":{"$error":"#N/A"}},null,null,null,{"$f":"rInfiltration_Elevation_Factor2*rInfiltration_Natural_c2*rWS_cdhtc2*rInfiltration_dhMultiplier_c2/1000000","v":{"$error":"#N/A"}},{"$f":"M140*1000000/(Net_EER2*cool_duct_eff2*1000)","v":{"$error":"#N/A"}},"changed calc to allow fixed infil"]
["heating",{"$f":"IF(rBldgI_WindExposureClass2=1,1,(rBldgI_WindExposureClass2-1)/2*rWS_exposed_h2)","v":1},{"$f":"rWS_NFactor_h2/(rBldgI_NumFloors2^rWS_HeightExponent_h2*rInfiltration_WindAdj_h2)","v":{"$error":"#DIV/0!"}},{"$f":"rBldg_Infiltration2/rInfiltration_NfactorAdjusted_h2","v":{"$error":"#N/A"}},null,{"$f":"rWS_dhmult_h2","v":1.2250000000000001},{"$f":"rWS_dhConstMult_h2","v":1.180299},{"$f":"IF(rBldgI_InfiltrationFixed2=\"Yes\",rWS_dhConstMult_h2,rWS_dhmult_h2)","v":1.2250000000000001},{"$f":"rInfiltration_Natural_h2*60/rBldgI_Volume2","v":{"$error":"#N/A"}},null,null,{"$f":"rInfiltration_Elevation_Factor2*rInfiltration_Natural_h2*24*rWS_hddth2*rInfiltration_dhMultiplier_h2/1000000","v":{"$error":"#N/A"}},null,null,"need further refinement to deal with latent, maybe separate latent"]
[]
["Internal Gains","Entered","Default","Used","coolhrs","heathrs",null,null,null,null,null,null,null,null,"ASHRAE 90.2"]
["sensible btu/day",{"$f":"IF(rBldgI_InternalGainsMeasured2<>\"\",rBldgI_InternalGainsMeasured2,\"\")","v":""},{"$f":"cBlgd_InternalGainsPerSqFt2*rBldgI_FloorArea2+cBldg_InternalGainsAdder2","v":20000},{"$f":"IF(rBldgI_InternalGainsMeasured2<>\"\",rBldgI_InternalGainsMeasured2,rBldgD_InternalGainsSensible2)","v":20000},{"$f":"rWS_chtc2","v":1595},{"$f":"rWS_hhth2","v":3278.583304823811},null,null,null,null,null,{"$f":"-rBldg_InternalGainsSensible2*(rWS_hhth2/24)/1000000","v":-2.7321527540198427},{"$f":"cBldg_IntertalGainsCoolMultiplier2*rBldg_InternalGainsSensible2*(rWS_chtc2/24)/1000000","v":1.5285416666666665}]
["latent btu/day",null,null,{"$f":"IF(rWS_dhmult_c2>cBldg_InternalGainsLatentCutOff2,cBldg_InternalGainsLatentFactor2*rBldgD_InternalGainsSensible2,0)","v":0},null,null,null,null,null,null,null,null,{"$f":"rBldg_InternalGainsLatent2*(rWS_chtc2/24)/1000000","v":0},null,"I adjusted latent->0 if dry climate"]
["Total Internal Gains",null,null,null,null,null,null,null,null,null,null,{"$f":"L144","v":-2.7321527540198427},{"$f":"M144+M145","v":1.5285416666666665},{"$f":"rBldg_InternalGains_c2*1000000/(Net_EER2*cool_duct_eff2*1000)","v":{"$error":"#N/A"}}]
[]
["Total Load Mmbtu",null,null,null,null,null,null,null,null,null,null,{"$f":"H123+L133+L140+L141+L146+L144","v":{"$error":"#DIV/0!"}},{"$f":"I123+M133+M140+rBldg_InternalGains_c2","v":{"$error":"#DIV/0!"}},{"$f":"N146+N140+N133+J123","v":{"$error":"#N/A"}}]
[]
[]
[]
[]
[]
[]
[]
[]
[]
[]
["Census Region and Division: A geographic area consisting of several States defined by the U. S. Department of Commerce, U.S. Census Bureau. (Census Region and Divisions Map) The States are grouped into four regions and nine divisions. "]
[]
[]
[null,"recs 97 ac use","acusekwh"]
["New England  ",1.5,{"$f":"B163*1000000/3412","v":439.62485345838218},"Connecticut"," Maine"," Massachusetts"," New Hampshire"," Vermont","Rhode Island "]
["Middle Atlantic ",2.2000000000000002,644.78311840562719,"New Jersey"," New York","Pennsylvania  "]
["East North Central  ",3,879.24970691676435,"Illinois"," Indiana"," Michigan"," Ohio","Wisconsin  "]
["South Atlantic ",8.1,2373.974208675264,"Delaware"," the District of Columbia"," Florida"," Georgia"," Maryland"," North Carolina"," South Carolina"," Virginia","West Virginia  "]
["East South Central ",7,2051.5826494724502,"Alabama"," Kentucky"," Mississippi","Tennessee  "]
["West South Central ",11,3223.915592028136,"Arkansas"," Louisiana"," Oklahoma","Texas  "]
["Mountain  ",6.4,1875.7327080890973,"Arizona"," Colorado"," Idaho"," Montana"," Nevada"," New Mexico"," Utah","Wyoming "]
["Pacific ",3.4,996.48300117233293,"Alaska"," California"," Hawaii"," Oregon","Washington  "]
["West North Central ",4.0999999999999996,1201.6412661195777,"Iowa","Kansas","Minnesota","Missouri","Nebraska","North Dakota","South Dakota"]
["FL",13.1,3839.3903868698712]
["TX",11.6,3399.7655334114888]
["CA",3.6,1055.0996483001172]
["NY",1.8,527.54982415005861]
["Nation",5.7,1670.5744431418523]
[]
[]
[]
["Constants"]
["c_win_SHGC",0.88,"clear double glazing (sc=.88) is basis for lookups"]
["c_win_Uvalue",{"$f":"1/1.3","v":0.76923076923076916}]
["c_win_TotalPct",0.15]
["c_win_OrientPct",0.25]
["c_win_FrameFactor",0.87]
[]
["Building"]
["cBldg_InternalGainsPerSqFt",15]
["cBldg_InternalGainsAdder",20000]
["cBldg_InternalGainsLatentCutOff",2]
["cBldg_InternalGainsLatentFactor",0.2]
["cBldg_InternalGainsCoolMultiplier",1.1499999999999999]
[]
["cBldg_ThermostatSetting_h",68]
["cBldg_ThermostatSetting_h_sb",65]
["cBldg_ThermostatSetting_h_sbhrs",8]
["cBldg_Tfloat",10]
["cBldg_ThermostatSetting_c",74]
["cBldg_ThermostatSetting_c_sb",78]
["cBldg_ThermostatSetting_c_sbhrs",8]
[]
["cAttic_RoofRvalue",1.5]

{"sheet":"Inputs-Results","index":23,"n_rows":431,"n_cols":19,"rows_kept":431,"cut":false,"hidden":true,"merged":[[15,6,15,7],[2,1,2,2],[2,4,2,5],[3,1,3,2],[15,2,15,3],[15,4,15,5],[70,1,70,3],[71,1,71,3],[90,1,90,3],[91,1,91,3],[121,3,121,4]]}
["Key:","Required Inputs","DON’T USE THIS SHEET FOR INPUTS--values are referenced from 'data collection\" tab"]
[null,"Optional Inputs","      Optional inputs will override defaults when used",null,null,null,"Upgrades"]
["Customer NAME",{"$f":"'Audit Data Collection'!B11","v":0},null,"City",{"$f":"'Audit Data Collection'!B13","v":0}]
["Customer Address",{"$f":"'Audit Data Collection'!B12","v":0},null,"State",{"$f":"'Audit Data Collection'!B14","v":"NY"}]
["Enter Zip Code",{"$f":"'Audit Data Collection'!B15","v":0},{"$f":"IF(ISNA(VLOOKUP(B5,[0]!ziptable,2)),\"No Match\",VLOOKUP(B5,[0]!ziptable,2))","v":"No Match"},"closest match","Auditor"]
["or Select Weather Station","BY ZIP CODE","weather used=",{"$f":"IF(B6=\"BY ZIP CODE\",C5,B6)","v":"No Match"}]
["System1",null,null,null,10709.896273441154,13497.470378557846,10709.896273441154,13497.470378557846,{"$f":"(E7-G7)/E7","v":0},{"$f":"(F7-H7)/F7","v":0},{"$f":"((E7+F7)-(G7+H7))/(E7+F7)","v":0},"base 1 sys 48k"]
["Heat DistEff Pre",{"$f":"MIN(1, DistEff_h)","v":{"$error":"#N/A"}},"Heat SysEff Pre",{"$f":"IF((System1_Type=\"Electric Baseboard or Wall\"), 1, IF(OR(System1_Type=\"Furnace\",System1_Type=\"Boiler\"), Gas_Heat_Eff, Heat_Pump_COP))","v":{"$error":"#N/A"}},10323.724979119339,12857.382070898351,10323.724979119339,12857.382070898351,null,null,null,"base 2 sys 48 each"]
["Cool DistEff Pre",{"$f":"MIN(1,DistEff_c)","v":{"$error":"#N/A"}},"Cool SysEff Pre",{"$f":" EER / 3.412","v":{"$error":"#N/A"}},10296.68102946872,12370.161601075835,10296.68102946872,12370.161601075835,null,null,null,"base 2 sys 24 each"]
["System2"]
["Heat DistEff Pre",{"$f":"MIN(1, DistEff_h_Sys2)","v":{"$error":"#DIV/0!"}},"Heat SysEff Pre",{"$f":"IF((System2_Type=\"Electric Baseboard or Wall\"), 1, IF(OR('Audit Data Collection'!B75=\"Furnace\",'Audit Data Collection'!B75=\"Boiler\"), Gas_Heat_Eff_Sys2, Heat_Pump_COP_Sys2))","v":""}]
["Cool DistEff Pre",{"$f":"MIN(1, DistEff_c_Sys2)","v":{"$error":"#DIV/0!"}},"Cool SysEff Pre",{"$f":" EER_Sys2 / 3.412","v":0},"Heat 1 Eff Pre",{"$f":"Heat_DistEff_Pre * Heat_SysEff_Pre","v":{"$error":"#N/A"}},"Heat 3 Eff Pre",{"$f":"Heat_DistEff_Pre * Heat_SysEff_Pre","v":{"$error":"#N/A"}}]
["Average",null,null,null,"Heat 2 Eff Pre",{"$f":"Heat_DistEff_Pre_Sys2 * Heat_SysEff_Pre_Sys2","v":{"$error":"#DIV/0!"}},null,null,null,{"$f":"20000/100","v":200},"therms"]
["Heat DistEff Pre",{"$f":"Net_DistEff_h","v":{"$error":"#N/A"}},"Heat SysEff Pre",{"$f":"Heat_SysEff_Pre * PercentLoad_h + Heat_SysEff_Pre_Sys2 * PercentLoad_h_Sys2","v":{"$error":"#N/A"}},"Heat Eff Pre",{"$f":"Net_DistEff_h * Net_SysEff_h","v":{"$error":"#N/A"}}]
["Cool DistEff Pre",{"$f":"Net_DistEff_c","v":{"$error":"#N/A"}},"Cool SysEff Pre",{"$f":"Cool_SysEff_Pre * PercentLoad_c + Cool_SysEff_Pre_Sys2 * PercentLoad_c_Sys2","v":{"$error":"#N/A"}},"Cool Eff Pre",{"$f":"Net_DistEff_c*Net_SysEff_c","v":{"$error":"#N/A"}}]
["RESULTS",null," Load Estimate",null,"Consumption Estimate",null,"Upgraded Consumption "]
[null,null,"Cooling","Heating","Cooling","Water Heat","Cooling","Water Heat"]
[null,null,"MMBtu load","Mmbtu Load","Input kWh",{"$f":"IF(B97=\"gas\",\"kWh Gas\",\"kWh electric\")","v":"kWh electric"},"Input kWh",{"$f":"'Inputs-Results-2'!F18","v":"kWh electric"},null,"DHW Save"]
["infiltration",null,{"$f":"Building!B7","v":{"$error":"#N/A"}},{"$f":"Building!C7","v":{"$error":"#N/A"}},{"$f":"IF(rWS_cdhtc=0,0,C19*(1000000/(Net_EER*cool_duct_eff*1000)))","v":{"$error":"#N/A"}},{"$f":"8.33*65*365*(30+10*B28)/IF(B99<>\"\",B99,C99)/3413","v":2092.9463532418577},{"$f":"'Inputs-Results-2'!E19","v":{"$error":"#N/A"}},{"$f":"'Inputs-Results-2'!F19","v":2092.9463532418577},null,{"$f":"F19-H19","v":0}]
["conduction",null,{"$f":"Building!B8","v":{"$error":"#DIV/0!"}},{"$f":"Building!C8","v":{"$error":"#DIV/0!"}},{"$f":"IF(rWS_cdhtc=0,0,C20*(1000000/(Net_EER*cool_duct_eff*1000)))","v":{"$error":"#DIV/0!"}},null,{"$f":"'Inputs-Results-2'!E20","v":{"$error":"#DIV/0!"}}]
["windows",null,{"$f":"Building!B9","v":{"$error":"#N/A"}},{"$f":"Building!C9","v":{"$error":"#N/A"}},{"$f":"IF(rWS_cdhtc=0,0,C21*(1000000/(Net_EER*cool_duct_eff*1000)))","v":{"$error":"#N/A"}},"Heating",{"$f":"'Inputs-Results-2'!E21","v":{"$error":"#N/A"}},"Heating","cool","heat","total"]
["internal gains",null,{"$f":"Building!B10","v":1.5285416666666665},{"$f":"Building!C10","v":-2.7321527540198427},{"$f":"IF(rWS_cdhtc=0,0,C22*(1000000/(Net_EER*cool_duct_eff*1000)))","v":{"$error":"#N/A"}},{"$f":"IF((HVAC_TYPE=A188),\"(Therms Gas)\",IF(HVAC_TYPE=A189,\"kWh\",\"kWh\"))","v":"kWh"},{"$f":"'Inputs-Results-2'!E22","v":{"$error":"#N/A"}},{"$f":"'Inputs-Results-2'!F22","v":"kWh"},{"$f":"(E23-G23)/E23","v":{"$error":"#N/A"}},{"$f":"(F23-H23)/F23","v":{"$error":"#N/A"}},{"$f":"K23/(E23+F23)","v":{"$error":"#N/A"}}]
["TOTAL",null,{"$f":"SUM(C19:C22)","v":{"$error":"#N/A"}},{"$f":"SUM(D19:D22)","v":{"$error":"#N/A"}},{"$f":"SUM(E19:E22)","v":{"$error":"#N/A"}},{"$f":"IF(HVAC_TYPE=\"Furnace\",Building!C15,IF(HVAC_TYPE=Heat_Pump,Building!C13,Building!C12))","v":{"$error":"#N/A"}},{"$f":"'Inputs-Results-2'!E23","v":{"$error":"#N/A"}},{"$f":"'Inputs-Results-2'!F23","v":{"$error":"#N/A"}},{"$f":"E23-G23","v":{"$error":"#N/A"}},{"$f":"F23-H23","v":{"$error":"#N/A"}},{"$f":"(E23+F23)-(G23+H23)","v":{"$error":"#N/A"}}]
[null,null,null,null,"These numbers above are screwey with mixed heating fuels but not used in reports!"]
["Input Building Data:",null,null,null,null,"Recommended Upgrade Measures:",null,null,"Improvement factors:"]
["Floor Area (sq.ft.)",{"$f":"'Audit Data Collection'!B26","v":0}]
["Stories",{"$f":"'Audit Data Collection'!B27","v":0}]
["Number Bedrooms",{"$f":"Raw_Number_of_Bedrooms","v":0}]
["Infiltration (1=tight to 3=leaky)",{"$f":"IF('Audit Data Collection'!B32=\"Low\",1,IF('Audit Data Collection'!B32=\"Medium\",2,3))","v":3},null,"ACH Cooling",null,"Air Sealing",{"$f":"IF('Audit Data Collection'!G31<>\"\",'Audit Data Collection'!G31,\"\")","v":""}]
["Infiltration measured (cfm50)",{"$f":"Calc_CFM_Pre","v":{"$error":"#N/A"}},{"$f":"rBldgI_InfiltrationClass*0.75*rBldgI_FloorArea","v":0},{"$f":"rInfiltration_ACH_c","v":{"$error":"#N/A"}},null,"Estimated CFM50 after",{"$f":"IF(Calc_CFM_Post=\"\",'Inputs-Results'!H30,Calc_CFM_Post)","v":{"$error":"#N/A"}},{"$f":"rBldg_Infiltration*IF(G29=\"yes\",I30,1)","v":{"$error":"#N/A"}},{"$f":"IF('Audit Data Collection'!B32=\"high\",0.7,IF('Audit Data Collection'!B32=\"medium\",0.75,0.8))","v":0.8},"Shell leakage impact from air sealing"]
["Constant Infiltration","No",null,"ACH Heating"]
["Wind Exposure","Low (standard)",null,{"$f":"rInfiltration_ACH_h","v":{"$error":"#N/A"}}]
["Roof Reflectivity","Low (standard)"]
["Radiant Barrier","No"]
["Attic Ventilation",{"$f":"'Audit Data Collection'!B30","v":"1 - Code"}]
["Internal Gains",null,{"$f":"Building!C144","v":20000}]
[]
["Flat Roof","no"]
[null,null,null,null,null,null,"Insulation Upgrade(s)"]
["Shell Conduction","Area","Insulation R-value ","Area","EffectiveR",null,"NET new R-value"]
["Attic",{"$f":"IF('Audit Data Collection'!C35<>\"\",'Audit Data Collection'!C35,\"\")","v":""},{"$f":"IF('Audit Data Collection'!B35<>\"\",VLOOKUP('Audit Data Collection'!B35,'Audit Data Collection'!$A$222:$B$227,2),\"\")","v":""},{"$f":"Building!D90","v":{"$error":"#DIV/0!"}},{"$f":"Building!E90","v":11},null,{"$f":"IF('Audit Data Collection'!G35,'Audit Data Collection'!G35,\"\")","v":""}]
["Attic2",{"$f":"IF('Audit Data Collection'!C36<>\"\",'Audit Data Collection'!C36,\"\")","v":""},{"$f":"IF('Audit Data Collection'!B36<>\"\",VLOOKUP('Audit Data Collection'!B36,'Audit Data Collection'!$A$222:$B$227,2),\"\")","v":""},null,null,null,{"$f":"IF('Audit Data Collection'!G36,'Audit Data Collection'!G36,\"\")","v":""}]
["Attic3",{"$f":"IF('Audit Data Collection'!C37<>\"\",'Audit Data Collection'!C37,\"\")","v":""},{"$f":"IF('Audit Data Collection'!B37<>\"\",VLOOKUP('Audit Data Collection'!B37,'Audit Data Collection'!$A$222:$B$227,2),\"\")","v":""},null,null,null,{"$f":"IF('Audit Data Collection'!G37,'Audit Data Collection'!G37,\"\")","v":""}]
["flat roof",null,null,{"$f":"Building!D93","v":{"$error":"#DIV/0!"}},{"$f":"Building!E93","v":11},null,null,null,null,null,null,null,null,null,"Raw_Sys1_H_Efficiency_Existing"]
["Walls: frame & band joist",{"$f":"IF('Audit Data Collection'!C38<>\"\",'Audit Data Collection'!C38,\"\")","v":""},{"$f":"IF('Audit Data Collection'!B38<>\"\",VLOOKUP('Audit Data Collection'!B38,'Audit Data Collection'!$A$229:$B$234,2),\"\")","v":""},{"$f":"Building!D94","v":0},{"$f":"Building!E94","v":5},null,{"$f":"IF('Audit Data Collection'!G38,'Audit Data Collection'!G38,\"\")","v":""},null,null,null,null,null,null,null,"Raw_Sys1_H_Efficiency_Existing"]
["Walls: masonry",{"$f":"IF('Audit Data Collection'!C39<>\"\",'Audit Data Collection'!C39,\"\")","v":""},{"$f":"IF('Audit Data Collection'!B39<>\"\",VLOOKUP('Audit Data Collection'!B39,'Audit Data Collection'!$A$229:$B$234,2),\"\")","v":""},{"$f":"Building!D95","v":0},{"$f":"Building!E95","v":5},null,{"$f":"IF('Audit Data Collection'!G39,'Audit Data Collection'!G39,\"\")","v":""}]
["Walls: buffered",{"$f":"IF('Audit Data Collection'!C40<>\"\",'Audit Data Collection'!C40,\"\")","v":""},{"$f":"IF('Audit Data Collection'!B40<>\"\",VLOOKUP('Audit Data Collection'!B40,'Audit Data Collection'!$A$229:$B$234,2),\"\")","v":""},{"$f":"Building!D96","v":0},{"$f":"Building!E96","v":5},null,{"$f":"IF('Audit Data Collection'!G40,'Audit Data Collection'!G40,\"\")","v":""}]
["Doors",null,null,{"$f":"Building!D97","v":45},{"$f":"Building!E97","v":3}]
["Floors over exterior",{"$f":"IF('Audit Data Collection'!C41<>\"\",'Audit Data Collection'!C41,\"\")","v":""},{"$f":"IF('Audit Data Collection'!B41<>\"\",VLOOKUP('Audit Data Collection'!B41,'Audit Data Collection'!$A$229:$B$234,2),\"\")","v":""},{"$f":"Building!D98","v":0},{"$f":"Building!E98","v":11},null,{"$f":"IF('Audit Data Collection'!G41,'Audit Data Collection'!G41,\"\")","v":""}]
["Floors over unconditioned",{"$f":"IF('Audit Data Collection'!C42<>\"\",'Audit Data Collection'!C42,\"\")","v":""},{"$f":"IF('Audit Data Collection'!B42<>\"\",VLOOKUP('Audit Data Collection'!B42,'Audit Data Collection'!$A$229:$B$234,2),\"\")","v":""},{"$f":"Building!D99","v":0},{"$f":"Building!E99","v":5},null,{"$f":"IF('Audit Data Collection'!G42,'Audit Data Collection'!G42,\"\")","v":""}]
["Foundation/lin ft perimeter"]
["Basement wall masonry lin.ft.",{"$f":"IF('Audit Data Collection'!C44<>\"\",'Audit Data Collection'!C44,\"\")","v":""},{"$f":"IF('Audit Data Collection'!B44<>\"\",VLOOKUP('Audit Data Collection'!B44,'Audit Data Collection'!A229:B234,2),\"\")","v":""},{"$f":"Building!D101","v":{"$error":"#DIV/0!"}},{"$f":"Building!E101","v":8},null,{"$f":"IF('Audit Data Collection'!G44,'Audit Data Collection'!G44,\"\")","v":""}]
["slab /linft",{"$f":"IF('Audit Data Collection'!C45<>\"\",'Audit Data Collection'!C45,\"\")","v":""},{"$f":"IF('Audit Data Collection'!B45<>\"\",VLOOKUP('Audit Data Collection'!B45,'Audit Data Collection'!A229:B234,2),\"\")","v":""},{"$f":"Building!D102","v":0},{"$f":"Building!E102","v":0},null,{"$f":"IF('Audit Data Collection'!G45,'Audit Data Collection'!G45,\"\")","v":""}]
["Crawlspace: masonry /linft",{"$f":"IF('Audit Data Collection'!C46<>\"\",'Audit Data Collection'!C46,\"\")","v":""},{"$f":"IF('Audit Data Collection'!B46<>\"\",VLOOKUP('Audit Data Collection'!B46,'Audit Data Collection'!A229:B234,2),\"\")","v":""},{"$f":"Building!D103","v":0},{"$f":"Building!E103","v":0},null,{"$f":"IF('Audit Data Collection'!G46,'Audit Data Collection'!G46,\"\")","v":""}]
[]
["Heating System",{"$f":"System1_Type","v":0}]
["Heat Sys Capacity (btu)",{"$f":"IF(System1_Type<>\"\",IF(Is_hcap_1,System1_Capacity_H,IF(HVAC_TYPE=\"heat pump\",B58*0.9,rBldgI_FloorArea*45/IF(System2_Type=\"\",1,2))),0)","v":0}]
["Cool Sys Capacity (btu)",{"$f":"IF(Is_cooling_1,IF(Is_ccap_1,System1_Capacity_c,rBldgI_FloorArea/500*12000/IF(Is_cooling_2,2,1)),0)","v":0}]
["Cool Sensible Capacity",null,{"$f":"0.8*B58","v":0},null,null,"HVAC tune-up",{"$f":"IF('Lookups (2)'!CY51<>\"\",'Lookups (2)'!CY51,\"\")","v":"No"},null,1.03,"Increase Efficiency from tune-up"]
["Cool Sys SEER",{"$f":"IF(Is_SEER_1,Raw_Sys1_C_Efficiency_Existing,VLOOKUP($B$64,equip_defaults,5))","v":{"$error":"#N/A"}},{"$f":"(EER*B58+IF(EER_Sys2<>\"\",EER_Sys2*B78,0))/(B78+B58)","v":{"$error":"#N/A"}},"AVERAGE SEER",null,"Replacement SEER",{"$f":"IF('Audit Data Collection'!G64<>\"\",'Audit Data Collection'!G64,\"\")","v":""}]
[{"$f":"IF(HVAC_TYPE=A189,\"Heat pump heating COP\",\"\")","v":""},{"$f":"IF(Is_heff_1,Raw_Sys1_H_Efficiency_Existing,VLOOKUP($B$64,equip_defaults,4))/3.41","v":{"$error":"#N/A"}},{"$f":"(IF(OR(HVAC_TYPE=\"Furnace\",HVAC_TYPE=\"Boiler\"),0,Heat_Pump_COP)*B57+IF(Heat_Pump_COP_Sys2<>\"\",Heat_Pump_COP_Sys2*B77,0))/(B77+IF(OR(HVAC_TYPE=\"Furnace\",HVAC_TYPE=\"Boiler\"),0,B57))","v":{"$error":"#N/A"}},"AVERAGE HP COP",null,"Replacement COP",{"$f":"IF(OR('Audit Data Collection'!G59<>\"\",'Audit Data Collection'!G60<>\"\"),MAX('Audit Data Collection'!G59,'Audit Data Collection'!G60)/3.41,\"\")","v":""}]
[{"$f":"IF((HVAC_TYPE=A188),\"Gas heat eff\",\"\")","v":""},{"$f":"IF(Is_heff_1,Raw_Sys1_H_Efficiency_Existing,VLOOKUP($B$64,equip_defaults,IF(System1_Type=\"Furnace\",2,3)))/100","v":{"$error":"#N/A"}},{"$f":"IF(NOT(OR(HVAC_TYPE_Sys2=\"Furnace\",HVAC_TYPE_Sys2=\"Boiler\",HVAC_TYPE_Sys2=\"\")),Gas_Heat_Eff,(Gas_Heat_Eff*B57+IF(Gas_Heat_Eff_Sys2<>\"\",Gas_Heat_Eff_Sys2*B77,0))/(B77+B57))","v":{"$error":"#N/A"}},"AVERAGE AFUE",null,"Replacement AFUE",{"$f":"IF(OR('Audit Data Collection'!G59<>\"\",'Audit Data Collection'!G60<>\"\"),MAX('Audit Data Collection'!G59,'Audit Data Collection'!G60)/100,\"\")","v":""}]
["Variable speed fan",{"$f":"Raw_Sys1_Var_Speed_Fan","v":0}]
["System Vintage",{"$f":"'Audit Data Collection'!B63","v":0}]
["Airflow (cfm)",null,{"$f":"HVAC!B81&\" (heat)\"","v":"0 (heat)"}]
[null,null,{"$f":"HVAC!C81&\" (cool)\"","v":"0 (cool)"}]
["Supply Leakage (cfm)",null,{"$f":"SleakFrac*Airflow1","v":{"$error":"#N/A"}},null,null,"Duct Sealing",{"$f":"IF('Audit Data Collection'!G72<>\"\",'Audit Data Collection'!G72,\"\")","v":""},null,0.5,"Duct leakage impact from sealing"]
["Return Leakage (cfm)",null,{"$f":"RleakFrac*Airflow1","v":{"$error":"#N/A"}},null,null,"Estimated S leakage",{"$f":"IF(G67=\"yes\",H68*I67,\"\")","v":""},{"$f":"Sleak","v":{"$error":"#N/A"}}]
["Supply Area (sq.ft.)",null,{"$f":"0.2*rBldgI_FloorArea","v":0},null,null,"Estimated R leakage",{"$f":"IF(G67=\"yes\",H69*I67,\"\")","v":""},{"$f":"Rleak","v":{"$error":"#N/A"}}]
["Return Area (sq.ft.)",null,{"$f":"rBldgI_FloorArea*MIN(0.187,0.0375*NRegisters)","v":{"$error":"#DIV/0!"}}]
["Supply Location",{"$f":"'Audit Data Collection'!B68","v":0}]
["Return Location",{"$f":"'Audit Data Collection'!B69","v":0}]
["Supply Insulation Rval",{"$f":"'Audit Data Collection'!B70","v":0}]
["Return Insulation Rval",{"$f":"'Audit Data Collection'!B71","v":0}]
["Number of Registers",null,{"$f":"ROUND(rBldgI_FloorArea/500,0)","v":0}]
["Heating System 2",{"$f":"'Audit Data Collection'!B75","v":0}]
["Heat Sys Capacity (btu)",{"$f":"IF(System2_Type<>\"\",IF(Is_hcap_2,'Audit Data Collection'!B76,IF(System2_Type=\"heat pump\",B78*0.9,rBldgI_FloorArea*45/2)),0)","v":0}]
["Cool Sys Capacity (btu)",{"$f":"IF(Is_cooling_2,IF(Is_ccap_2,System2_Capacity_c,rBldgI_FloorArea/500*12000/2),0)","v":0}]
["Cool Sensible Capacity",null,{"$f":"0.8*B78","v":0},null,null,"HVAC tune-up",{"$f":"IF('Audit Data Collection'!G77<>\"\",'Audit Data Collection'!G77,\"\")","v":"No"},null,{"$f":"I59","v":1.03},"Increase Efficiency from tune-up"]
["Cool Sys SEER",{"$f":"IF(Is_cooling_2,IF(Is_SEER_2,Raw_Sys2_C_Efficiency_Existing,VLOOKUP($B$84,equip_defaults,5)),0)","v":0},null,null,null,"Replacement SEER",{"$f":"IF('Audit Data Collection'!G79<>\"\",'Audit Data Collection'!G79,\"\")","v":""}]
[{"$f":"IF(HVAC_TYPE=A209,\"Heat pump heating COP\",\"\")","v":""},{"$f":"IF(System2_Type=Heat_Pump,IF(Is_heff_2,'Audit Data Collection'!B78,VLOOKUP(B84,equip_defaults,4))/3.41,\"\")","v":""},null,null,null,"Replacement COP",{"$f":"IF('Audit Data Collection'!G78<>\"\",'Audit Data Collection'!G78/3.41,\"\")","v":""}]
[{"$f":"IF(HVAC_TYPE=A208,\"Gas heat eff\",\"\")","v":""},{"$f":"IF(Is_Fossil_2,IF(Is_heff_2,'Audit Data Collection'!B78,VLOOKUP(B84,equip_defaults,IF(System2_Type=\"Furnace\",2,3)))/100,\"\")","v":""},null,null,null,"Replacement AFUE",{"$f":"IF('Audit Data Collection'!G78<>\"\",'Audit Data Collection'!G78/100,\"\")","v":""}]
["Variable speed fan",{"$f":"'Audit Data Collection'!B80","v":0}]
["System Vintage",{"$f":"'Audit Data Collection'!B81","v":0},null,null,null,null,"change COP to HSPF"]
["Airflow (cfm)",null,{"$f":"HVAC!E81&\" (heat)\"","v":"0 (heat)"}]
[null,null,{"$f":"HVAC!F81&\" (cool)\"","v":"0 (cool)"}]
["Supply Leakage (cfm)",null,{"$f":"SleakFrac_Sys2 * Airflow1_Sys2","v":0},null,null,"Duct Sealing",{"$f":"IF('Audit Data Collection'!G83<>\"\",'Audit Data Collection'!G83,\"\")","v":"No"},null,{"$f":"I67","v":0.5},"Decreased duct leakage"]
["Return Leakage (cfm)",null,{"$f":"RleakFrac_Sys2 * Airflow1_Sys2","v":0},null,null,"Estimated S leakage",{"$f":"IF(G87=\"yes\",H88*I87,\"\")","v":""},{"$f":"Sleak_Sys2","v":0}]
["Supply Area (sq.ft.)",null,{"$f":"0.2*rBldgI_FloorArea","v":0},null,null,"Estimated R leakage",{"$f":"IF(G87=\"yes\",H89*I87,\"\")","v":""},{"$f":"Rleak_Sys2","v":0}]
["Return Area (sq.ft.)",null,{"$f":"rBldgI_FloorArea*MIN(0.187,0.0375*NRegisters_Sys2)","v":{"$error":"#DIV/0!"}}]
["Supply Location",{"$f":"'Audit Data Collection'!B83","v":"Attic (Well vented)"}]
["Return Location",{"$f":"'Audit Data Collection'!B84","v":"Attic (Well vented)"}]
["Supply Insulation Rval",{"$f":"'Audit Data Collection'!B85","v":0}]
["Return Insulation Rval",{"$f":"'Audit Data Collection'!B86","v":0}]
["Number of Registers",null,{"$f":"ROUND(rBldgI_FloorArea/500,0)","v":0}]
[]
["Water Heating Fuel",{"$f":"'Audit Data Collection'!B102","v":0},null,null,null,"Water Heater Wrap",{"$f":"IF('Audit Data Collection'!G106<>\"\",'Audit Data Collection'!G106,\"\")","v":""},null,1.06,"Increase Efficiency from tank wrap"]
["Water Heater Type",{"$f":"IF('Audit Data Collection'!B103<>\"\",'Audit Data Collection'!B103,\"None Selected\")","v":"None Selected"}]
["Water Heater EF",{"$f":"IF('Audit Data Collection'!B105>0,'Audit Data Collection'!B105,\"\")","v":""},{"$f":"IF(B97=\"gas\",0.52,0.83)","v":0.83},null,null,"upgrade EF",{"$f":"IF('Audit Data Collection'!G104<>\"\",'Audit Data Collection'!G104,\"\")","v":""}]
[]
["Glazing","%","sqft","Type","SHGC","U-Value","%","sqft","SHGC","U-value",null,null,null,"Screens","Treatments","Interior","Exterior","Interior","Exterior"]
["skylights",null,null,null,null,null,{"$f":"Building!L80","v":0},{"$f":"Building!M80","v":0},{"$f":"c_win_SHGC","v":0.67},{"$f":"Building!O80","v":1.04}]
["Windows Total",null,null,null,null,null,null,null,{"$f":"c_win_SHGC","v":0.67},{"$f":"Building!O81","v":1.04}]
["Window: north",{"$f":"IF('Audit Data Collection'!B52<>\"\", 'Audit Data Collection'!B52,15%)","v":0.15},{"$f":"IF('Audit Data Collection'!C52<>\"\",'Audit Data Collection'!C52,\"\")","v":""},null,{"$f":"VLOOKUP('Audit Data Collection'!$B$50,LU_Window, 2)","v":{"$error":"#N/A"}},{"$f":"VLOOKUP('Audit Data Collection'!$B$50,LU_Window, 3)","v":{"$error":"#N/A"}},{"$f":"Building!L82","v":0.15},{"$f":"Building!M82","v":0},{"$f":"$I$103","v":0.67},{"$f":"$J$103","v":1.04},null,null,null,"0 - 50% bug screen",null,0.5,null,null,0.25]
["Window: south",{"$f":"IF('Audit Data Collection'!B53<>\"\", 'Audit Data Collection'!B53, 15%)","v":0.15},{"$f":"IF('Audit Data Collection'!C53<>\"\",'Audit Data Collection'!C53,\"\")","v":""},null,{"$f":"VLOOKUP('Audit Data Collection'!$B$50,LU_Window, 2)","v":{"$error":"#N/A"}},{"$f":"VLOOKUP('Audit Data Collection'!$B$50,LU_Window, 3)","v":{"$error":"#N/A"}},{"$f":"Building!L83","v":0.15},{"$f":"Building!M83","v":0},{"$f":"$I$103","v":0.67},{"$f":"$J$103","v":1.04},null,null,null,"0 - 50% bug screen",null,0.5,null,null,0.25]
["Window: east",{"$f":"IF('Audit Data Collection'!B54<>\"\", 'Audit Data Collection'!B54, 15%)","v":0.15},{"$f":"IF('Audit Data Collection'!C54<>\"\",'Audit Data Collection'!C54,\"\")","v":""},null,{"$f":"VLOOKUP('Audit Data Collection'!$B$50,LU_Window, 2)","v":{"$error":"#N/A"}},{"$f":"VLOOKUP('Audit Data Collection'!$B$50,LU_Window, 3)","v":{"$error":"#N/A"}},{"$f":"Building!L84","v":0.15},{"$f":"Building!M84","v":0},{"$f":"$I$103","v":0.67},{"$f":"$J$103","v":1.04},null,null,null,"0 - 50% bug screen",null,0.5,null,null,0.25]
["Window: west",{"$f":"IF('Audit Data Collection'!B55<>\"\", 'Audit Data Collection'!B55, 15%)","v":0.15},{"$f":"IF('Audit Data Collection'!C55<>\"\",'Audit Data Collection'!C55,\"\")","v":""},null,{"$f":"VLOOKUP('Audit Data Collection'!$B$50,LU_Window, 2)","v":{"$error":"#N/A"}},{"$f":"VLOOKUP('Audit Data Collection'!$B$50,LU_Window, 3)","v":{"$error":"#N/A"}},{"$f":"Building!L85","v":0.15},{"$f":"Building!M85","v":0},{"$f":"$I$103","v":0.67},{"$f":"$J$103","v":1.04},null,null,null,"0 - 50% bug screen",null,0.5,null,null,0.25]
[null,{"$f":"IF(SUM('Inputs-Results'!B104:B107)>1,\"ERROR: TOTAL WINDOWS % >100\",\"\")","v":""}]
["Glazing Upgrade",null,null,null,null,null,null,"U-Value",{"$f":"IF('Audit Data Collection'!G50<>\"\",'Audit Data Collection'!G50,IF(AND('Audit Data Collection'!G53=\"yes\",OR('Audit Data Collection'!B50='Audit Data Collection'!A179,'Audit Data Collection'!B50='Audit Data Collection'!A180,'Audit Data Collection'!B50='Audit Data Collection'!A181)),VLOOKUP('Audit Data Collection'!$B$50,A123:E125, 5),\"\"))","v":""},"%","sqft","SHGC","U-value"]
["Windows Total",null,null,null,null,null,null,"SHGC",{"$f":"IF('Audit Data Collection'!G51<>\"\",'Audit Data Collection'!G51,IF(AND('Audit Data Collection'!G53=\"yes\",OR('Audit Data Collection'!B50='Audit Data Collection'!A179,'Audit Data Collection'!B50='Audit Data Collection'!A180,'Audit Data Collection'!B50='Audit Data Collection'!A181)),VLOOKUP('Audit Data Collection'!$B$50,A123:E125, 4),\"\"))","v":""},{"$f":"K110/rBldgI_FloorArea","v":{"$error":"#DIV/0!"}},{"$f":"Building!B133","v":0},null,{"$f":"'Audit Data Collection'!G50","v":0}]
[]
["Thermostat Settings:"]
["Heating: normal temp",{"$f":"IF('Audit Data Collection'!B90<>\"\", 'Audit Data Collection'!B90, C113)","v":68},{"$f":"cBldg_ThermostatSetting_h","v":68}]
["Heating: average setback temp",{"$f":"IF('Audit Data Collection'!B91<>\"\", 'Audit Data Collection'!B91, C114)","v":65},{"$f":"cBldg_ThermostatSetting_h_sb","v":65}]
["Heating: average setback hrs/day",{"$f":"IF('Audit Data Collection'!B92<>\"\", 'Audit Data Collection'!B92, C115)","v":8},{"$f":"cBldg_ThermostatSetting_h_sbhrs","v":8}]
["Tstat cool (68 - 80)",{"$f":"IF('Audit Data Collection'!B93<>\"\", 'Audit Data Collection'!B93, C116)","v":74},{"$f":"cBldg_ThermostatSetting_c","v":74}]
["Cooling: average setback temp",{"$f":"IF('Audit Data Collection'!B94<>\"\", 'Audit Data Collection'!B94, C117)","v":78},{"$f":"cBldg_ThermostatSetting_c_sb","v":78}]
["Cooling: average setback hrs/day",{"$f":"IF('Audit Data Collection'!B95<>\"\", 'Audit Data Collection'!B95, C118)","v":8},{"$f":"cBldg_ThermostatSetting_c_sbhrs","v":8}]
[]
[]
[]
[{"$f":"'Audit Data Collection'!A178","v":"Column1"},"SHGC","U-factor","Storm Addon lookups"]
[{"$f":"'Audit Data Collection'!A179","v":"1a: Single, Metal"},{"$f":"'Audit Data Collection'!B179","v":0.8},{"$f":"'Audit Data Collection'!C179","v":1.31},{"$f":"B126","v":0.7},0.8]
[{"$f":"'Audit Data Collection'!A180","v":"1b: Single, Metal with Thermal Break"},{"$f":"'Audit Data Collection'!B180","v":0.73},{"$f":"'Audit Data Collection'!C180","v":1.0900000000000001},0.7,0.65]
[{"$f":"'Audit Data Collection'!A181","v":"1c: Single, Wood"},{"$f":"'Audit Data Collection'!B181","v":0.65},{"$f":"'Audit Data Collection'!C181","v":0.9},0.57999999999999996,0.49]
[{"$f":"'Audit Data Collection'!A182","v":"1d: Single with Storm, Metal"},{"$f":"'Audit Data Collection'!B182","v":0.7},{"$f":"'Audit Data Collection'!C182","v":0.8}]
[{"$f":"'Audit Data Collection'!A183","v":"1e: Single with Storm, Metal with Thermal Break"},{"$f":"'Audit Data Collection'!B183","v":0.7},{"$f":"'Audit Data Collection'!C183","v":0.65}]
[{"$f":"'Audit Data Collection'!A184","v":"1f: Single with Storm, Wood"},0.57999999999999996,{"$f":"'Audit Data Collection'!C184","v":0.49}]
[{"$f":"'Audit Data Collection'!A185","v":"2a: Double, Metal"},{"$f":"'Audit Data Collection'!B185","v":0.73},{"$f":"'Audit Data Collection'!C185","v":0.87}]
[{"$f":"'Audit Data Collection'!A186","v":"2b: Double, Metal with Thermal Break"},{"$f":"'Audit Data Collection'!B186","v":0.66},{"$f":"'Audit Data Collection'!C186","v":0.65}]
[{"$f":"'Audit Data Collection'!A187","v":"2c: Double, Vinyl"},{"$f":"'Audit Data Collection'!B187","v":0.56999999999999995},{"$f":"'Audit Data Collection'!C187","v":0.46}]
[{"$f":"'Audit Data Collection'!A188","v":"2e: Double, Wood"},{"$f":"'Audit Data Collection'!B188","v":0.57999999999999996},{"$f":"'Audit Data Collection'!C188","v":0.49}]
[{"$f":"'Audit Data Collection'!A189","v":"2f: Double Low-e, Metal with Thermal Break"},{"$f":"'Audit Data Collection'!B189","v":0.52},{"$f":"'Audit Data Collection'!C189","v":0.53}]
[{"$f":"'Audit Data Collection'!A190","v":"2g: Double Low-e, Vinyl"},{"$f":"'Audit Data Collection'!B190","v":0.45},{"$f":"'Audit Data Collection'!C190","v":0.36}]
[{"$f":"'Audit Data Collection'!A191","v":"2h: Double Low-e, Wood"},{"$f":"'Audit Data Collection'!B191","v":0.45},{"$f":"'Audit Data Collection'!C191","v":0.39}]
[{"$f":"'Audit Data Collection'!A192","v":"2i: Double with Storm, Metal with Thermal Break"},{"$f":"'Audit Data Collection'!B192","v":0.6},{"$f":"'Audit Data Collection'!C192","v":0.53}]
[{"$f":"'Audit Data Collection'!A193","v":"2j: Double with Storm, Vinyl"},{"$f":"'Audit Data Collection'!B193","v":0.52},{"$f":"'Audit Data Collection'!C193","v":0.36}]
[{"$f":"'Audit Data Collection'!A194","v":"2k: Double with Storm, Wood"},{"$f":"'Audit Data Collection'!B194","v":0.53},{"$f":"'Audit Data Collection'!C194","v":0.39}]
[{"$f":"'Audit Data Collection'!A195","v":"3a: Triple, Metal with Thermal Break"},{"$f":"'Audit Data Collection'!B195","v":0.6},{"$f":"'Audit Data Collection'!C195","v":0.53}]
[{"$f":"'Audit Data Collection'!A196","v":"3b: Triple, Vinyl"},{"$f":"'Audit Data Collection'!B196","v":0.52},{"$f":"'Audit Data Collection'!C196","v":0.36}]
[{"$f":"'Audit Data Collection'!A197","v":"3c: Triple, Wood"},{"$f":"'Audit Data Collection'!B197","v":0.53},{"$f":"'Audit Data Collection'!C197","v":0.39}]
[{"$f":"'Audit Data Collection'!A198","v":"3d: Triple Low-e, Metal with Thermal Break"},{"$f":"'Audit Data Collection'!B198","v":0.52},{"$f":"'Audit Data Collection'!C198","v":0.43}]
[{"$f":"'Audit Data Collection'!A199","v":"3e: Triple Low-e, Vinyl"},{"$f":"'Audit Data Collection'!B199","v":0.45},{"$f":"'Audit Data Collection'!C199","v":0.26}]
[{"$f":"'Audit Data Collection'!A200","v":"3f: Triple Low-e, Wood"},{"$f":"'Audit Data Collection'!B200","v":0.45},{"$f":"'Audit Data Collection'!C200","v":0.3}]
[]
[]
[]
[]
["0 - 50% bug screen",0.8]
["1 - 100% bug screen",0.65]
["2 - Solar screen",0.5]
[]
["Window Film",0.6]
[]
[null,"Interior","Exterior"]
[0.25,0.9,0.75]
[0.5,0.8,0.5]
[0.75,0.7,0.25]
[1,0.6,0.1]
[]
["Venting"]
["0 - High",0]
["1 - Code",1]
["2 - Low",2]
["3 - None",3]
[]
["Low (standard)"]
["Medium"]
["High"]
[]
["Yes"]
["No"]
[]
[]
["equipment lookups","gas furnace","gas boiler","heat pump","AC"]
[1900,60,60,4.5,5]
[1960,60,60,4.5,6.1]
[1970,65,65,4.7,6.5]
[1975,68,65,5.5,7.4]
[1984,68,70,6.3,8.6999999999999993]
[1988,76,77,6.8,9.4]
[1992,80,80,6.8,10]
[2006,80,80,7.3,13]
[]
[]
["HVACEquip"]
["Electric Furnace",0]
["Furnace",1]
["Heat pump",2]
["Boiler"]
["Weather File"]
["BY ZIP CODE"]
[{"$f":"WS_TMY!A4","v":"AKANCHORAGE"}]
[{"$f":"WS_TMY!A5","v":"AKANNETTE"}]
[{"$f":"WS_TMY!A6","v":"AKBARROW"}]
[{"$f":"WS_TMY!A7","v":"AKBETHEL"}]
[{"$f":"WS_TMY!A8","v":"AKBETTLES"}]
[{"$f":"WS_TMY!A9","v":"AKBIG_DELTA"}]
[{"$f":"WS_TMY!A10","v":"AKCOLD_BAY"}]
[{"$f":"WS_TMY!A11","v":"AKFAIRBANKS"}]
[{"$f":"WS_TMY!A12","v":"AKGULKANA"}]
[{"$f":"WS_TMY!A13","v":"AKKING_SALMON"}]
[{"$f":"WS_TMY!A14","v":"AKKODIAK"}]
[{"$f":"WS_TMY!A15","v":"AKKOTZEBUE"}]
[{"$f":"WS_TMY!A16","v":"AKMCGRATH"}]
[{"$f":"WS_TMY!A17","v":"AKNOME"}]
[{"$f":"WS_TMY!A18","v":"AKST_PAUL_IS"}]
[{"$f":"WS_TMY!A19","v":"AKTALKEETNA"}]
[{"$f":"WS_TMY!A20","v":"AKYAKUTAT"}]
[{"$f":"WS_TMY!A21","v":"ALBIRMINGHAM"}]
[{"$f":"WS_TMY!A22","v":"ALHUNTSVILLE"}]
[{"$f":"WS_TMY!A23","v":"ALMOBILE"}]
[{"$f":"WS_TMY!A24","v":"ALMONTGOMERY"}]
[{"$f":"WS_TMY!A25","v":"ARFORT_SMITH"}]
[{"$f":"WS_TMY!A26","v":"ARLITTLE_ROCK"}]
[{"$f":"WS_TMY!A27","v":"AZFLAGSTAFF"}]
[{"$f":"WS_TMY!A28","v":"AZPHOENIX"}]
[{"$f":"WS_TMY!A29","v":"AZPRESCOTT"}]
[{"$f":"WS_TMY!A30","v":"AZTUCSON"}]
[{"$f":"WS_TMY!A31","v":"CAARCATA"}]
[{"$f":"WS_TMY!A32","v":"CABAKERSFIELD"}]
[{"$f":"WS_TMY!A33","v":"CADAGGETT"}]
[{"$f":"WS_TMY!A34","v":"CAFRESNO"}]
[{"$f":"WS_TMY!A35","v":"CALONG_BEACH"}]
[{"$f":"WS_TMY!A36","v":"CALOS_ANGELES"}]
[{"$f":"WS_TMY!A37","v":"CASACRAMENTO"}]
[{"$f":"WS_TMY!A38","v":"CASAN_DIEGO"}]
[{"$f":"WS_TMY!A39","v":"CASAN_FRANCISCO"}]
[{"$f":"WS_TMY!A40","v":"CASANTA_MARIA"}]
[{"$f":"WS_TMY!A41","v":"COALAMOSA"}]
[{"$f":"WS_TMY!A42","v":"COBOULDER"}]
[{"$f":"WS_TMY!A43","v":"COCOLORADO_SPRINGS"}]
[{"$f":"WS_TMY!A44","v":"COEAGLE"}]
[{"$f":"WS_TMY!A45","v":"COGRAND_JUNCTION"}]
[{"$f":"WS_TMY!A46","v":"COPUEBLO"}]
[{"$f":"WS_TMY!A47","v":"CTBRIDGEPORT"}]
[{"$f":"WS_TMY!A48","v":"CTHARTFORD"}]
[{"$f":"WS_TMY!A49","v":"DEWILMINGTON"}]
[{"$f":"WS_TMY!A50","v":"FLDAYTONA_BEACH"}]
[{"$f":"WS_TMY!A51","v":"FLJACKSONVILLE"}]
[{"$f":"WS_TMY!A52","v":"FLKEY_WEST"}]
[{"$f":"WS_TMY!A53","v":"FLMIAMI"}]
[{"$f":"WS_TMY!A54","v":"FLTALLAHASSEE"}]
[{"$f":"WS_TMY!A55","v":"FLTAMPA"}]
[{"$f":"WS_TMY!A56","v":"FLWEST_PALM_BEACH"}]
[{"$f":"WS_TMY!A57","v":"GAATHENS"}]
[{"$f":"WS_TMY!A58","v":"GAATLANTA"}]
[{"$f":"WS_TMY!A59","v":"GAAUGUSTA"}]
[{"$f":"WS_TMY!A60","v":"GACOLUMBUS"}]
[{"$f":"WS_TMY!A61","v":"GAMACON"}]
[{"$f":"WS_TMY!A62","v":"GASAVANNAH"}]
[{"$f":"WS_TMY!A63","v":"HIHILO"}]
[{"$f":"WS_TMY!A64","v":"HIHONOLULU"}]
[{"$f":"WS_TMY!A65","v":"HIKAHULUI"}]
[{"$f":"WS_TMY!A66","v":"HILIHUE"}]
[{"$f":"WS_TMY!A67","v":"IADES_MOINES"}]
[{"$f":"WS_TMY!A68","v":"IAMASON_CITY"}]
[{"$f":"WS_TMY!A69","v":"IASIOUX_CITY"}]
[{"$f":"WS_TMY!A70","v":"IAWATERLOO"}]
[{"$f":"WS_TMY!A71","v":"IDBOISE"}]
[{"$f":"WS_TMY!A72","v":"IDPOCATELLO"}]
[{"$f":"WS_TMY!A73","v":"ILCHICAGO"}]
[{"$f":"WS_TMY!A74","v":"ILMOLINE"}]
[{"$f":"WS_TMY!A75","v":"ILPEORIA"}]
[{"$f":"WS_TMY!A76","v":"ILROCKFORD"}]
[{"$f":"WS_TMY!A77","v":"ILSPRINGFIELD"}]
[{"$f":"WS_TMY!A78","v":"INEVANSVILLE"}]
[{"$f":"WS_TMY!A79","v":"INFORT_WAYNE"}]
[{"$f":"WS_TMY!A80","v":"ININDIANAPOLIS"}]
[{"$f":"WS_TMY!A81","v":"INSOUTH_BEND"}]
[{"$f":"WS_TMY!A82","v":"KSDODGE_CITY"}]
[{"$f":"WS_TMY!A83","v":"KSGOODLAND"}]
[{"$f":"WS_TMY!A84","v":"KSTOPEKA"}]
[{"$f":"WS_TMY!A85","v":"KSWICHITA"}]
[{"$f":"WS_TMY!A86","v":"KYCOVINGTON"}]
[{"$f":"WS_TMY!A87","v":"KYLEXINGTON"}]
[{"$f":"WS_TMY!A88","v":"KYLOUISVILLE"}]
[{"$f":"WS_TMY!A89","v":"LABATON_ROUGE"}]
[{"$f":"WS_TMY!A90","v":"LALAKE_CHARLES"}]
[{"$f":"WS_TMY!A91","v":"LANEW_ORLEANS"}]
[{"$f":"WS_TMY!A92","v":"LASHREVEPORT"}]
[{"$f":"WS_TMY!A93","v":"MABOSTON"}]
[{"$f":"WS_TMY!A94","v":"MAWORCHESTER"}]
[{"$f":"WS_TMY!A95","v":"MDBALTIMORE"}]
[{"$f":"WS_TMY!A96","v":"MECARIBOU"}]
[{"$f":"WS_TMY!A97","v":"MEPORTLAND"}]
[{"$f":"WS_TMY!A98","v":"MIALPENA"}]
[{"$f":"WS_TMY!A99","v":"MIDETROIT"}]
[{"$f":"WS_TMY!A100","v":"MIFLINT"}]
[{"$f":"WS_TMY!A101","v":"MIGRAND_RAPIDS"}]
[{"$f":"WS_TMY!A102","v":"MIHOUGHTON"}]
[{"$f":"WS_TMY!A103","v":"MILANSING"}]
[{"$f":"WS_TMY!A104","v":"MIMUSKEGON"}]
[{"$f":"WS_TMY!A105","v":"MISAULT_STE_MARIE"}]
[{"$f":"WS_TMY!A106","v":"MITRAVERSE_CITY"}]
[{"$f":"WS_TMY!A107","v":"MNDULUTH"}]
[{"$f":"WS_TMY!A108","v":"MNINTERNATIONAL_FALLS"}]
[{"$f":"WS_TMY!A109","v":"MNMINNEAPOLIS"}]
[{"$f":"WS_TMY!A110","v":"MNROCHESTER"}]
[{"$f":"WS_TMY!A111","v":"MNSAINT_CLOUD"}]
[{"$f":"WS_TMY!A112","v":"MOCOLUMBIA"}]
[{"$f":"WS_TMY!A113","v":"MOKANSAS_CITY"}]
[{"$f":"WS_TMY!A114","v":"MOSPRINGFIELD"}]
[{"$f":"WS_TMY!A115","v":"MOST_LOUIS"}]
[{"$f":"WS_TMY!A116","v":"MSJACKSON"}]
[{"$f":"WS_TMY!A117","v":"MSMERIDIAN"}]
[{"$f":"WS_TMY!A118","v":"MTBILLINGS"}]
[{"$f":"WS_TMY!A119","v":"MTCUT_BANK"}]
[{"$f":"WS_TMY!A120","v":"MTGLASGOW"}]
[{"$f":"WS_TMY!A121","v":"MTGREAT_FALLS"}]
[{"$f":"WS_TMY!A122","v":"MTHELENA"}]
[{"$f":"WS_TMY!A123","v":"MTKALISPELL"}]
[{"$f":"WS_TMY!A124","v":"MTLEWISTOWN"}]
[{"$f":"WS_TMY!A125","v":"MTMILES_CITY"}]
[{"$f":"WS_TMY!A126","v":"MTMISSOULA"}]
[{"$f":"WS_TMY!A127","v":"NCASHEVILLE"}]
[{"$f":"WS_TMY!A128","v":"NCCAPE_HATTERAS"}]
[{"$f":"WS_TMY!A129","v":"NCCHARLOTTE"}]
[{"$f":"WS_TMY!A130","v":"NCGREENSBORO"}]
[{"$f":"WS_TMY!A131","v":"NCRALEIGH"}]
[{"$f":"WS_TMY!A132","v":"NCWILMINGTON"}]
[{"$f":"WS_TMY!A133","v":"NDBISMARCK"}]
[{"$f":"WS_TMY!A134","v":"NDFARGO"}]
[{"$f":"WS_TMY!A135","v":"NDMINOT"}]
[{"$f":"WS_TMY!A136","v":"NEGRAND_ISLAND"}]
[{"$f":"WS_TMY!A137","v":"NENORFOLK"}]
[{"$f":"WS_TMY!A138","v":"NENORTH_PLATTE"}]
[{"$f":"WS_TMY!A139","v":"NEOMAHA"}]
[{"$f":"WS_TMY!A140","v":"NESCOTTSBLUFF"}]
[{"$f":"WS_TMY!A141","v":"NHCONCORD"}]
[{"$f":"WS_TMY!A142","v":"NJATLANTIC_CITY"}]
[{"$f":"WS_TMY!A143","v":"NJNEWARK"}]
[{"$f":"WS_TMY!A144","v":"NMALBUQUERQUE"}]
[{"$f":"WS_TMY!A145","v":"NMTUCUMCARI"}]
[{"$f":"WS_TMY!A146","v":"NVELKO"}]
[{"$f":"WS_TMY!A147","v":"NVELY"}]
[{"$f":"WS_TMY!A148","v":"NVLAS_VEGAS"}]
[{"$f":"WS_TMY!A149","v":"NVRENO"}]
[{"$f":"WS_TMY!A150","v":"NVTONOPAH"}]
[{"$f":"WS_TMY!A151","v":"NVWINNEMUCCA"}]
[{"$f":"WS_TMY!A152","v":"NYALBANY"}]
[{"$f":"WS_TMY!A153","v":"NYBINGHAMTON"}]
[{"$f":"WS_TMY!A154","v":"NYBUFFALO"}]
[{"$f":"WS_TMY!A155","v":"NYMASSENA"}]
[{"$f":"WS_TMY!A156","v":"NYNEW_YORK_CITY"}]
[{"$f":"WS_TMY!A157","v":"NYROCHESTER"}]
[{"$f":"WS_TMY!A158","v":"NYSYRACUSE"}]
[{"$f":"WS_TMY!A159","v":"OHAKRON"}]
[{"$f":"WS_TMY!A160","v":"OHCLEVELAND"}]
[{"$f":"WS_TMY!A161","v":"OHCOLUMBUS"}]
[{"$f":"WS_TMY!A162","v":"OHDAYTON"}]
[{"$f":"WS_TMY!A163","v":"OHMANSFIELD"}]
[{"$f":"WS_TMY!A164","v":"OHTOLEDO"}]
[{"$f":"WS_TMY!A165","v":"OHYOUNGSTOWN"}]
[{"$f":"WS_TMY!A166","v":"OKOKLAHOMA_CITY"}]
[{"$f":"WS_TMY!A167","v":"OKTULSA"}]
[{"$f":"WS_TMY!A168","v":"ORASTORIA"}]
[{"$f":"WS_TMY!A169","v":"ORBURNS"}]
[{"$f":"WS_TMY!A170","v":"OREUGENE"}]
[{"$f":"WS_TMY!A171","v":"ORMEDFORD"}]
[{"$f":"WS_TMY!A172","v":"ORNORTH_BEND"}]
[{"$f":"WS_TMY!A173","v":"ORPENDLETON"}]
[{"$f":"WS_TMY!A174","v":"ORPORTLAND"}]
[{"$f":"WS_TMY!A175","v":"ORREDMOND"}]
[{"$f":"WS_TMY!A176","v":"ORSALEM"}]
[{"$f":"WS_TMY!A177","v":"PAALLENTOWN"}]
[{"$f":"WS_TMY!A178","v":"PABRADFORD"}]
[{"$f":"WS_TMY!A179","v":"PAERIE"}]
[{"$f":"WS_TMY!A180","v":"PAHARRISBURG"}]
[{"$f":"WS_TMY!A181","v":"PAPHILADELPHIA"}]
[{"$f":"WS_TMY!A182","v":"PAPITTSBURGH"}]
[{"$f":"WS_TMY!A183","v":"PAWILKES-BARRE"}]
[{"$f":"WS_TMY!A184","v":"PAWILLIAMSPORT"}]
[{"$f":"WS_TMY!A185","v":"PIGUAM"}]
[{"$f":"WS_TMY!A186","v":"PRSAN_JUAN"}]
[{"$f":"WS_TMY!A187","v":"RIPROVIDENCE"}]
[{"$f":"WS_TMY!A188","v":"SCCHARLESTON"}]
[{"$f":"WS_TMY!A189","v":"SCCOLUMBIA"}]
[{"$f":"WS_TMY!A190","v":"SCGREENVILLE"}]
[{"$f":"WS_TMY!A191","v":"SDHURON"}]
[{"$f":"WS_TMY!A192","v":"SDPIERRE"}]
[{"$f":"WS_TMY!A193","v":"SDRAPID_CITY"}]
[{"$f":"WS_TMY!A194","v":"SDSIOUX_FALLS"}]
[{"$f":"WS_TMY!A195","v":"TNBRISTOL"}]
[{"$f":"WS_TMY!A196","v":"TNCHATTANOOGA"}]
[{"$f":"WS_TMY!A197","v":"TNKNOXVILLE"}]
[{"$f":"WS_TMY!A198","v":"TNMEMPHIS"}]
[{"$f":"WS_TMY!A199","v":"TNNASHVILLE"}]
[{"$f":"WS_TMY!A200","v":"TXABILENE"}]
[{"$f":"WS_TMY!A201","v":"TXAMARILLO"}]
[{"$f":"WS_TMY!A202","v":"TXAUSTIN"}]
[{"$f":"WS_TMY!A203","v":"TXBROWNSVILLE"}]
[{"$f":"WS_TMY!A204","v":"TXCORPUS_CHRISTI"}]
[{"$f":"WS_TMY!A205","v":"TXEL_PASO"}]
[{"$f":"WS_TMY!A206","v":"TXFORT_WORTH"}]
[{"$f":"WS_TMY!A207","v":"TXHOUSTON"}]
[{"$f":"WS_TMY!A208","v":"TXLUBBOCK"}]
[{"$f":"WS_TMY!A209","v":"TXLUFKIN"}]
[{"$f":"WS_TMY!A210","v":"TXMIDLAND"}]
[{"$f":"WS_TMY!A211","v":"TXPORT_ARTHUR"}]
[{"$f":"WS_TMY!A212","v":"TXSAN_ANGELO"}]
[{"$f":"WS_TMY!A213","v":"TXSAN_ANTONIO"}]
[{"$f":"WS_TMY!A214","v":"TXVICTORIA"}]
[{"$f":"WS_TMY!A215","v":"TXWACO"}]
[{"$f":"WS_TMY!A216","v":"TXWICHITA_FALLS"}]
[{"$f":"WS_TMY!A217","v":"UTCEDAR_CITY"}]
[{"$f":"WS_TMY!A218","v":"UTSALT_LAKE_CITY"}]
[{"$f":"WS_TMY!A219","v":"VALYNCHBURG"}]
[{"$f":"WS_TMY!A220","v":"VANORFOLK"}]
[{"$f":"WS_TMY!A221","v":"VARICHMOND"}]
[{"$f":"WS_TMY!A222","v":"VAROANOKE"}]
[{"$f":"WS_TMY!A223","v":"VASTERLING"}]
[{"$f":"WS_TMY!A224","v":"VTBURLINGTON"}]
[{"$f":"WS_TMY!A225","v":"WAOLYMPIA"}]
[{"$f":"WS_TMY!A226","v":"WAQUILLAYUTE"}]
[{"$f":"WS_TMY!A227","v":"WASEATTLE"}]
[{"$f":"WS_TMY!A228","v":"WASPOKANE"}]
[{"$f":"WS_TMY!A229","v":"WAYAKIMA"}]
[{"$f":"WS_TMY!A230","v":"WIEAU_CLAIRE"}]
[{"$f":"WS_TMY!A231","v":"WIGREEN_BAY"}]
[{"$f":"WS_TMY!A232","v":"WILA_CROSSE"}]
[{"$f":"WS_TMY!A233","v":"WIMADISON"}]
[{"$f":"WS_TMY!A234","v":"WIMILWAUKEE"}]
[{"$f":"WS_TMY!A235","v":"WVCHARLESTON"}]
[{"$f":"WS_TMY!A236","v":"WVELKINS"}]
[{"$f":"WS_TMY!A237","v":"WVHUNTINGTON"}]
[{"$f":"WS_TMY!A238","v":"WYCASPER"}]
[{"$f":"WS_TMY!A239","v":"WYCHEYENNE"}]
[{"$f":"WS_TMY!A240","v":"WYLANDER"}]
[{"$f":"WS_TMY!A241","v":"WYROCK_SPRINGS"}]
[{"$f":"WS_TMY!A242","v":"WYSHERIDAN"}]

{"sheet":"Inputs-Results-2","index":24,"n_rows":198,"n_cols":19,"rows_kept":198,"cut":false,"hidden":true,"merged":[[71,1,71,3],[90,1,90,3],[91,1,91,3],[2,1,2,2],[2,4,2,5],[3,1,3,2],[15,2,15,3],[15,4,15,5],[70,1,70,3]]}
[null,"Input Values referenced to \"Inputs-Results\" sheet"]
[null,"Upgrade column overrides when filled in"]
[null,null,null,null,null,null,null,null,null,null,{"$f":"'Inputs-Results'!I59","v":1.03}]
[]
[]
["or Select Weather Station",{"$f":"WeatherFile","v":"No Match"},"weather used=",{"$f":"IF(B6=\"BY ZIP CODE\",C5,B6)","v":"No Match"}]
["System 1",null,null,null,null,null,null,null,null,null,null,"Edited 1-22-20 to align to current selections"]
["Heat DistEff Post",{"$f":"DistEff_h2","v":{"$error":"#N/A"}},"Heat SysEff Post",{"$f":"(IF((System1_Type=\"Electric Baseboard or Wall\"), 1, IF(OR(System1_Type=\"Furnace\",System1_Type=\"Boiler\"), Gas_Heat_Eff2, Heat_Pump_COP2)))","v":{"$error":"#N/A"}},"Keith - Changed 100 to 1 for baseboard efficiency",null,null,null,null,null,null,"(IF(OR(System1_Type=Electric_Furnace, System1_Type=Electric_Baseboard), 1, IF(OR(System1_Type=Furnace,System1_Type=Boiler), Gas_Heat_Eff2, Heat_Pump_COP2)))"]
["Cool DistEff Post",{"$f":"MIN(1, DistEff_c2)","v":{"$error":"#N/A"}},"Cool SysEff Post",{"$f":"_EER2 / 3.412","v":{"$error":"#N/A"}}]
["System 2",null,null,null,null,null,null,null,null,null,null,"Furnace"]
["Heat DistEff Post",{"$f":"DistEff_h2_Sys2","v":{"$error":"#N/A"}},"Heat SysEff Post",{"$f":"IF(('Audit Data Collection'!B75=\"Electric Baseboard or Wall\"), 1, IF(OR('Audit Data Collection'!B75=\"Furnace\",'Audit Data Collection'!B75=\"Boiler\"), Gas_Heat_Eff2_Sys2, Heat_Pump_COP2_Sys2))","v":""},"Keith - Changed 100 to 1 for baseboard efficiency",null,null,null,null,null,null,"Boiler"]
["Cool DistEff Post",{"$f":" MIN(1, DistEff_c2_Sys2)","v":{"$error":"#N/A"}},"Cool SysEff Post",{"$f":"EER2_Sys2 / 3.412","v":0},"Heat 1 Eff Post",{"$f":"Heat_DistEff_Post*Heat_SysEff_Post","v":{"$error":"#N/A"}}]
["Average",null,null,null,"Heat 2 Eff Post",{"$f":"Heat_DistEff_Post_Sys2*Heat_SysEff_Post_Sys2","v":{"$error":"#N/A"}}]
["Heat DistEff Post",{"$f":"Net_DistEff_h2","v":{"$error":"#N/A"}},"Heat SysEff Post",{"$f":"Heat_SysEff_Post * PercentLoad_h + Heat_SysEff_Post_Sys2 * PercentLoad_h_Sys2","v":{"$error":"#N/A"}},"Heat Eff Post",{"$f":"Net_SysEff_h2 * Net_DistEff_h2","v":{"$error":"#N/A"}}]
["Cool DistEff Post",{"$f":"Net_DistEff_c2","v":{"$error":"#N/A"}},"Cool SysEff Post",{"$f":"Cool_SysEff_Post * PercentLoad_c + Cool_SysEff_Post_Sys2 * PercentLoad_c_Sys2","v":{"$error":"#N/A"}},"Cool Eff Post",{"$f":"Net_SysEff_c2 * Net_DistEff_c2","v":{"$error":"#N/A"}}]
["RESULTS",null,"Resulting Load Estimate",null,"Consumption Estimate"]
[null,null,"Cooling","Heating","Cooling","Water Heat"]
[null,null,"MMBtu load","Mmbtu Load","Input kWh",{"$f":"IF(B97=\"gas\",\"kWh gas\",\"kWh electric\")","v":"kWh electric"}]
["infiltration",null,{"$f":"'Building-2'!B7","v":{"$error":"#N/A"}},{"$f":"'Building-2'!C7","v":{"$error":"#N/A"}},{"$f":"IF(rWS_cdhtc2 = 0, 0, C19 * (1000000 / (Net_EER2 * cool_duct_eff * 1000)))","v":{"$error":"#N/A"}},{"$f":"8.33*65*365*(30+10*B28)/IF(B98<>\"\",B98,C98)/3413","v":2092.9463532418577}]
["conduction",null,{"$f":"'Building-2'!B8","v":{"$error":"#DIV/0!"}},{"$f":"'Building-2'!C8","v":{"$error":"#DIV/0!"}},{"$f":"IF(rWS_cdhtc2 = 0, 0, C20 * (1000000 / (Net_EER2 * cool_duct_eff2 * 1000)))","v":{"$error":"#DIV/0!"}}]
["windows",null,{"$f":"'Building-2'!B9","v":{"$error":"#N/A"}},{"$f":"'Building-2'!C9","v":{"$error":"#N/A"}},{"$f":"IF(rWS_cdhtc2 = 0, 0, C21 * (1000000 / (Net_EER2 * cool_duct_eff2 * 1000)))","v":{"$error":"#N/A"}},"Heating"]
["internal gains",null,{"$f":"'Building-2'!B10","v":1.5285416666666665},{"$f":"'Building-2'!C10","v":-2.7321527540198427},{"$f":"IF(rWS_cdhtc2 = 0, 0, C22*(1000000/(Net_EER2 * cool_duct_eff2 * 1000)))","v":{"$error":"#N/A"}},{"$f":"IF(HVAC_TYPE2=A196,\"(Therms Gas)\",IF(HVAC_TYPE2=A197,\"kWh\",\"kWh\"))","v":"kWh"}]
["TOTAL",null,{"$f":"SUM(C19:C22)","v":{"$error":"#N/A"}},{"$f":"SUM(D19:D22)","v":{"$error":"#N/A"}},{"$f":"SUM(E19:E22)","v":{"$error":"#N/A"}},{"$f":"IF(HVAC_TYPE2=A196,'Building-2'!C15,IF(HVAC_TYPE2=A197,'Building-2'!C13,'Building-2'!C12))","v":{"$error":"#N/A"}}]
[null,null,null,null,{"$f":"E23*3.413/1000","v":{"$error":"#N/A"}}]
["Input Building Data:",null,null,null,null,"Recommended Upgrade Measures:"]
["Floor Area (sq.ft.)",{"$f":"rBldgI_FloorArea","v":0}]
["Stories",{"$f":"rBldgI_NumFloors","v":0}]
["Number Bedrooms",{"$f":"'Inputs-Results'!B28","v":0}]
["Infiltration (1=tight to 3=leaky)",{"$f":"rBldgI_InfiltrationClass","v":3},null,"ACH Cooling"]
["Infiltration measured (cfm50)",{"$f":"IF('Inputs-Results'!G29=\"yes\",IF('Inputs-Results'!G30,'Inputs-Results'!G30,'Inputs-Results'!H30),IF(rBldgI_InfiltrationMeasured>0,rBldgI_InfiltrationMeasured,\"\"))","v":{"$error":"#N/A"}},{"$f":"rBldgI_InfiltrationClass2*0.75*rBldgI_FloorArea2","v":0},{"$f":"rInfiltration_ACH_c2","v":{"$error":"#N/A"}},null,{"$f":"IF('Inputs-Results'!G30,\"yes\",\"no\")","v":{"$error":"#N/A"}}]
["Constant Infiltration",{"$f":"rBldgI_InfiltrationFixed","v":"No"},null,"ACH Heating"]
["Wind Exposure",{"$f":"rBldgI_WindExposureList","v":"Low (standard)"},null,{"$f":"rInfiltration_ACH_h2","v":{"$error":"#N/A"}}]
["Roof Reflectivity",{"$f":"rBldgI_RoofReflectivityList","v":"Low (standard)"}]
["Radiant Barrier",{"$f":"rBldgI_RadiantBarrier","v":"No"}]
["Attic Ventilation",{"$f":"IF('Inputs-Results'!G41<>\"\",IF('Audit Data Collection'!G30<>\"\",'Audit Data Collection'!G30,rAtticI_VentilationList),rAtticI_VentilationList)","v":"1 - Code"}]
["Internal Gains",{"$f":"IF(rBldgI_InternalGainsMeasured<>0,rBldgI_InternalGainsMeasured,\"\")","v":""},{"$f":"'Building-2'!C144","v":20000}]
[]
["Flat Roof",{"$f":"'Inputs-Results'!B38","v":"no"}]
[]
["Shell Conduction","Area","Insulation R-value ","Area","EffectiveR"]
["Attic",{"$f":"IF('Inputs-Results'!B41<>\"\",'Inputs-Results'!B41,\"\")","v":""},{"$f":"IF('Inputs-Results'!G41<>\"\",'Inputs-Results'!G41,IF('Inputs-Results'!C41<>\"\",'Inputs-Results'!C41,\"\"))","v":""},{"$f":"'Building-2'!D90","v":{"$error":"#DIV/0!"}},{"$f":"'Building-2'!E90","v":11}]
["Attic2",{"$f":"IF('Inputs-Results'!B42<>\"\",'Inputs-Results'!B42,\"\")","v":""},{"$f":"IF('Inputs-Results'!G42<>\"\",'Inputs-Results'!G42,IF('Inputs-Results'!C42<>\"\",'Inputs-Results'!C42,\"\"))","v":""}]
["Attic3",{"$f":"IF('Inputs-Results'!B43<>\"\",'Inputs-Results'!B43,\"\")","v":""},{"$f":"IF('Inputs-Results'!G43<>\"\",'Inputs-Results'!G43,IF('Inputs-Results'!C43<>\"\",'Inputs-Results'!C43,\"\"))","v":""}]
["flat roof",{"$f":"IF('Inputs-Results'!B44<>\"\",'Inputs-Results'!B44,\"\")","v":""},{"$f":"IF('Inputs-Results'!G44<>\"\",'Inputs-Results'!G44,IF('Inputs-Results'!C44<>\"\",'Inputs-Results'!C44,\"\"))","v":""},{"$f":"'Building-2'!D93","v":{"$error":"#DIV/0!"}},{"$f":"'Building-2'!E93","v":11}]
["Walls: frame & band joist",{"$f":"IF('Inputs-Results'!B45<>\"\",'Inputs-Results'!B45,\"\")","v":""},{"$f":"IF('Inputs-Results'!G45<>\"\",'Inputs-Results'!G45,IF('Inputs-Results'!C45<>\"\",'Inputs-Results'!C45,\"\"))","v":""},{"$f":"'Building-2'!D94","v":0},{"$f":"'Building-2'!E94","v":5}]
["Walls: masonry",{"$f":"IF('Inputs-Results'!B46<>\"\",'Inputs-Results'!B46,\"\")","v":""},{"$f":"IF('Inputs-Results'!G46<>\"\",'Inputs-Results'!G46,IF('Inputs-Results'!C46<>\"\",'Inputs-Results'!C46,\"\"))","v":""},{"$f":"'Building-2'!D95","v":0},{"$f":"'Building-2'!E95","v":5}]
["Walls: buffered",{"$f":"IF('Inputs-Results'!B47<>\"\",'Inputs-Results'!B47,\"\")","v":""},{"$f":"IF('Inputs-Results'!G47<>\"\",'Inputs-Results'!G47,IF('Inputs-Results'!C47<>\"\",'Inputs-Results'!C47,\"\"))","v":""},{"$f":"'Building-2'!D96","v":0},{"$f":"'Building-2'!E96","v":5}]
["Doors",{"$f":"IF('Inputs-Results'!B48<>\"\",'Inputs-Results'!B48,\"\")","v":""},{"$f":"IF('Inputs-Results'!G48<>\"\",'Inputs-Results'!G48,IF('Inputs-Results'!C48<>\"\",'Inputs-Results'!C48,\"\"))","v":""},{"$f":"'Building-2'!D97","v":45},{"$f":"'Building-2'!E97","v":3}]
["Floors over exterior",{"$f":"IF('Inputs-Results'!B49<>\"\",'Inputs-Results'!B49,\"\")","v":""},{"$f":"IF('Inputs-Results'!G49<>\"\",'Inputs-Results'!G49,IF('Inputs-Results'!C49<>\"\",'Inputs-Results'!C49,\"\"))","v":""},{"$f":"'Building-2'!D98","v":0},{"$f":"'Building-2'!E98","v":11}]
["Floors over unconditioned",{"$f":"IF('Inputs-Results'!B50<>\"\",'Inputs-Results'!B50,\"\")","v":""},{"$f":"IF('Inputs-Results'!G50<>\"\",'Inputs-Results'!G50,IF('Inputs-Results'!C50<>\"\",'Inputs-Results'!C50,\"\"))","v":""},{"$f":"'Building-2'!D99","v":0},{"$f":"'Building-2'!E99","v":5}]
["Foundation/lin ft peri"]
["Basement wall msnry lin.ft.",{"$f":"IF('Inputs-Results'!B52<>\"\",'Inputs-Results'!B52,\"\")","v":""},{"$f":"IF('Inputs-Results'!G52<>\"\",'Inputs-Results'!G52,IF('Inputs-Results'!C52<>\"\",'Inputs-Results'!C52,\"\"))","v":""},{"$f":"'Building-2'!D101","v":{"$error":"#DIV/0!"}},{"$f":"'Building-2'!E101","v":8}]
["slab /linft",{"$f":"IF('Inputs-Results'!B53<>\"\",'Inputs-Results'!B53,\"\")","v":""},{"$f":"IF('Inputs-Results'!G53<>\"\",'Inputs-Results'!G53,IF('Inputs-Results'!C53<>\"\",'Inputs-Results'!C53,\"\"))","v":""},{"$f":"'Building-2'!D102","v":0},{"$f":"'Building-2'!E102","v":0}]
["Crawlspace: masonry /linft",{"$f":"IF('Inputs-Results'!B54<>\"\",'Inputs-Results'!B54,\"\")","v":""},{"$f":"IF('Inputs-Results'!G54<>\"\",'Inputs-Results'!G54,IF('Inputs-Results'!C54<>\"\",'Inputs-Results'!C54,\"\"))","v":""},{"$f":"'Building-2'!D103","v":0},{"$f":"'Building-2'!E103","v":0}]
[]
["Heating System",{"$f":"HVAC_TYPE","v":0}]
["Heat Sys Capacity (btu)",{"$f":"'Inputs-Results'!B57","v":0}]
["Cool Sys Capacity (btu)",{"$f":"'Inputs-Results'!B58","v":0}]
["Cool Sensible Capacity",{"$f":"IF('Inputs-Results'!B59>0,'Inputs-Results'!B59,\"\")","v":""},{"$f":"0.8*B58","v":0}]
["Cool Sys SEER",{"$f":"IF('Inputs-Results'!G60<>\"\",'Inputs-Results'!G60,IF('Inputs-Results'!G59=\"yes\",EER*'Inputs-Results'!I59,EER))","v":{"$error":"#N/A"}},{"$f":"(_EER2*B58+IF(EER2_Sys2<>\"\",EER2_Sys2*B78,0))/(B78+B58)","v":{"$error":"#N/A"}},"Average SEER"]
[{"$f":"IF(HVAC_TYPE2=A197,\"Heat pump heating COP\",\"\")","v":""},{"$f":"IF('Inputs-Results'!G61<>\"\",'Inputs-Results'!G61,IF('Inputs-Results'!G59=\"yes\",Heat_Pump_COP*'Inputs-Results'!I59,Heat_Pump_COP))","v":{"$error":"#N/A"}},{"$f":"(Heat_Pump_COP2*B57+IF(Heat_Pump_COP2_Sys2<>\"\",Heat_Pump_COP2_Sys2*B77,0))/(B77+B57)","v":{"$error":"#N/A"}},"AVERAGE HP COP"]
[{"$f":"IF(HVAC_TYPE2=A196,\"Gas heat eff\",\"\")","v":""},{"$f":"IF('Inputs-Results'!G62<>\"\",'Inputs-Results'!G62,Gas_Heat_Eff)","v":{"$error":"#N/A"}},{"$f":"(Gas_Heat_Eff2*B57+IF(Gas_Heat_Eff2_Sys2<>\"\",Gas_Heat_Eff2_Sys2*B77,0))/(B77+B57)","v":{"$error":"#N/A"}},"AVERAGE AFUE"]
["Variable speed fan",{"$f":"VariableSpeed","v":0}]
["System Vintage",{"$f":"IF(OR('Inputs-Results'!G60<>\"\",'Inputs-Results'!G61<>\"\",'Inputs-Results'!G62<>\"\"),\"2019\",'Inputs-Results'!B64)","v":0}]
["Airflow (cfm)",null,{"$f":"HVAC!C78&\" (heat)\"","v":"0 (heat)"}]
[null,null,{"$f":"HVAC!C79&\" (cool)\"","v":"0 (cool)"}]
["Supply Leakage (cfm)",{"$f":"IF('Inputs-Results'!G68<>\"\",'Inputs-Results'!G68,'Inputs-Results'!H68)","v":{"$error":"#N/A"}},{"$f":" SleakFrac * Airflow1","v":{"$error":"#N/A"}}]
["Return Leakage (cfm)",{"$f":"IF('Inputs-Results'!G69<>\"\",'Inputs-Results'!G69,'Inputs-Results'!H69)","v":{"$error":"#N/A"}},{"$f":"RleakFrac2*Airflow1","v":{"$error":"#N/A"}}]
["Supply Area (sq.ft.)",null,{"$f":"0.2*rBldgI_FloorArea2","v":0}]
["Return Area (sq.ft.)",null,{"$f":"rBldgI_FloorArea2*MIN(0.187,0.0375*'HVAC-2'!D44)","v":{"$error":"#DIV/0!"}}]
["Supply Location",{"$f":"ductlocation_s","v":0}]
["Return Location",{"$f":"ductlocation_r","v":0}]
["Supply Insulation Rval",{"$f":"'Inputs-Results'!B73","v":0}]
["Return Insulation Rval",{"$f":"'Inputs-Results'!B74","v":0}]
["Number of Registers",null,{"$f":"ROUND(rBldgI_FloorArea2/500,0)","v":0}]
["Heating System2",{"$f":"HVAC_TYPE_Sys2","v":0}]
["Heat Sys Capacity (btu)",{"$f":"'Inputs-Results'!B77","v":0}]
["Cool Sys Capacity (btu)",{"$f":"'Inputs-Results'!B78","v":0}]
["Cool Sensible Capacity",{"$f":"IF('Inputs-Results'!B79>0,'Inputs-Results'!B79,\"\")","v":""},{"$f":"0.8*B78","v":0}]
["Cool Sys SEER",{"$f":"IF('Inputs-Results'!G80<>\"\",'Inputs-Results'!G80,IF('Inputs-Results'!G79=\"yes\",EER_Sys2 * 'Inputs-Results'!I79, EER_Sys2))","v":0}]
[{"$f":"IF(HVAC_TYPE2=A217,\"Heat pump heating COP\",\"\")","v":"Heat pump heating COP"},{"$f":"IF('Inputs-Results'!G81<>\"\",'Inputs-Results'!G81,IF('Inputs-Results'!G79=\"yes\",Heat_Pump_COP_Sys2 * 'Inputs-Results'!I79, Heat_Pump_COP_Sys2))","v":""}]
[{"$f":"IF(HVAC_TYPE2=A216,\"Gas heat eff\",\"\")","v":"Gas heat eff"},{"$f":"IF('Inputs-Results'!G82<>\"\",'Inputs-Results'!G82, Gas_Heat_Eff_Sys2)","v":""}]
["Variable speed fan",{"$f":"VariableSpeed_Sys2","v":0}]
["System Vintage",{"$f":"IF(OR('Inputs-Results'!G80<>\"\",'Inputs-Results'!G81<>\"\",'Inputs-Results'!G82<>\"\"),\"2019\",'Inputs-Results'!B84)","v":0}]
["Airflow (cfm)",null,{"$f":"HVAC!C78 & \" (heat)\"","v":"0 (heat)"}]
[null,null,{"$f":"HVAC!C79 & \" (cool)\"","v":"0 (cool)"}]
["Supply Leakage (cfm)",{"$f":"IF('Inputs-Results'!G88<>\"\",'Inputs-Results'!G88,'Inputs-Results'!H88)","v":0},{"$f":" SleakFrac * Airflow1","v":{"$error":"#N/A"}}]
["Return Leakage (cfm)",{"$f":"IF('Inputs-Results'!G89<>\"\",'Inputs-Results'!G89,'Inputs-Results'!H89)","v":0},{"$f":" RleakFrac * Airflow1","v":{"$error":"#N/A"}}]
["Supply Area (sq.ft.)",null,{"$f":"0.2*rBldgI_FloorArea2","v":0}]
["Return Area (sq.ft.)",null,{"$f":"rBldgI_FloorArea2*MIN(0.187,0.0375* NRegisters)","v":{"$error":"#DIV/0!"}}]
["Supply Location",{"$f":"ductlocation_s_Sys2","v":"Attic (Well vented)"}]
["Return Location",{"$f":"ductlocation_r_Sys2","v":"Attic (Well vented)"}]
["Supply Insulation Rval",{"$f":"'Inputs-Results'!B93","v":0}]
["Return Insulation Rval",{"$f":"'Inputs-Results'!B94","v":0}]
["Number of Registers",null,{"$f":"ROUND(rBldgI_FloorArea2/500,0)","v":0}]
[]
["Water Heating Fuel",{"$f":"'Inputs-Results'!B97","v":0}]
["Water Heater EF",{"$f":"IF('Inputs-Results'!G99<>\"\",'Inputs-Results'!G99,IF(OR('Inputs-Results'!G97=\"no\",'Inputs-Results'!G97=\"\"),'Inputs-Results'!B99,'Inputs-Results'!I97*IF('Inputs-Results'!B99<>\"\",'Inputs-Results'!B99,'Inputs-Results'!C99)))","v":""},{"$f":"IF(B97=\"gas\",0.52,0.83)","v":0.83}]
[]
["Glazing","%","sqft","Type","SHGC","U-Value","%","sqft","SHGC","U-value",null,null,null,"Screens","Treatments","Interior","Exterior","Interior","Exterior"]
["skylights",null,null,null,null,null,{"$f":"'Building-2'!L80","v":0},{"$f":"'Building-2'!M80","v":0},{"$f":"c_win_SHGC2","v":0.88},{"$f":"'Building-2'!O80","v":0.76923076923076916}]
["Windows Total",null,null,null,{"$f":"IF('Inputs-Results'!I110<>\"\",'Inputs-Results'!I110,'Inputs-Results'!E104)","v":{"$error":"#N/A"}},{"$f":"IF('Inputs-Results'!I109<>\"\",'Inputs-Results'!I109,'Inputs-Results'!F104)","v":{"$error":"#N/A"}},{"$f":"c_win_TotalPct2","v":0.15},{"$f":"'Building-2'!M81","v":0},{"$f":"c_win_SHGC2","v":0.88},{"$f":"'Building-2'!O81","v":0.76923076923076916}]
["Window: north",{"$f":"'Inputs-Results'!B104","v":0.15},{"$f":"IF('Inputs-Results'!C104<>\"\",'Inputs-Results'!C104,\"\")","v":""},null,null,null,{"$f":"'Building-2'!L82","v":0},{"$f":"'Building-2'!M82","v":0},{"$f":"$I$102","v":0.88},{"$f":"$J$102","v":0.76923076923076916},null,null,null,"0 - 50% bug screen",null,0.5,null,null,0.25]
["Window: south",{"$f":"'Inputs-Results'!B105","v":0.15},{"$f":"IF('Inputs-Results'!C105<>\"\",'Inputs-Results'!C105,\"\")","v":""},null,null,null,{"$f":"'Building-2'!L83","v":0},{"$f":"'Building-2'!M83","v":0},{"$f":"$I$102","v":0.88},{"$f":"$J$102","v":0.76923076923076916},null,null,null,"0 - 50% bug screen",null,0.5,null,null,0.25]
["Window: east",{"$f":"'Inputs-Results'!B106","v":0.15},{"$f":"IF('Inputs-Results'!C106<>\"\",'Inputs-Results'!C106,\"\")","v":""},null,null,null,{"$f":"'Building-2'!L84","v":0},{"$f":"'Building-2'!M84","v":0},{"$f":"$I$102","v":0.88},{"$f":"$J$102","v":0.76923076923076916},null,null,null,"0 - 50% bug screen",null,0.5,null,null,0.25]
["Window: west",{"$f":"'Inputs-Results'!B107","v":0.15},{"$f":"IF('Inputs-Results'!C107<>\"\",'Inputs-Results'!C107,\"\")","v":""},null,null,null,{"$f":"'Building-2'!L85","v":0},{"$f":"'Building-2'!M85","v":0},{"$f":"$I$102","v":0.88},{"$f":"$J$102","v":0.76923076923076916},null,null,null,"0 - 50% bug screen",null,0.5,null,null,0.25]
[null,{"$f":"IF(SUM('Inputs-Results-2'!B103:B106)>1,\"ERROR: TOTAL WINDOWS % >100\",\"\")","v":""}]
[]
[]
[]
["Thermostat Settings:"]
["Heating: normal temp",{"$f":"IF('Audit Data Collection'!B90<>\"\", 'Audit Data Collection'!B90, C112)","v":68},{"$f":"cBldg_ThermostatSetting_h2","v":68}]
["Heating: average setback temp",{"$f":"IF('Audit Data Collection'!B91<>\"\", 'Audit Data Collection'!B91, C113)","v":65},{"$f":"cBldg_ThermostatSetting_h_sb2","v":65}]
["Heating: average setback hrs/day",{"$f":"IF('Audit Data Collection'!B92<>\"\", 'Audit Data Collection'!B92, C114)","v":8},{"$f":"cBldg_ThermostatSetting_h_sbhrs2","v":8}]
["Tstat cool (68 - 80)",{"$f":"IF('Audit Data Collection'!B93<>\"\", 'Audit Data Collection'!B93, C115)","v":74},{"$f":"cBldg_ThermostatSetting_c2","v":74}]
["Cooling: average setback temp",{"$f":"IF('Audit Data Collection'!B94<>\"\", 'Audit Data Collection'!B94, C116)","v":78},{"$f":"cBldg_ThermostatSetting_c_sb2","v":78}]
["Cooling: average setback hrs/day",{"$f":"IF('Audit Data Collection'!B95<>\"\", 'Audit Data Collection'!B95, C117)","v":8},{"$f":"cBldg_ThermostatSetting_c_sbhrs2","v":8}]
[]
[]
[]
[{"$f":"'Audit Data Collection'!A178","v":"Column1"}]
[{"$f":"'Audit Data Collection'!A179","v":"1a: Single, Metal"},{"$f":"'Audit Data Collection'!B179","v":0.8},{"$f":"'Audit Data Collection'!C179","v":1.31}]
[{"$f":"'Audit Data Collection'!A180","v":"1b: Single, Metal with Thermal Break"},{"$f":"'Audit Data Collection'!B180","v":0.73},{"$f":"'Audit Data Collection'!C180","v":1.0900000000000001}]
[{"$f":"'Audit Data Collection'!A181","v":"1c: Single, Wood"},{"$f":"'Audit Data Collection'!B181","v":0.65},{"$f":"'Audit Data Collection'!C181","v":0.9}]
[{"$f":"'Audit Data Collection'!A182","v":"1d: Single with Storm, Metal"},{"$f":"'Audit Data Collection'!B182","v":0.7},{"$f":"'Audit Data Collection'!C182","v":0.8}]
[{"$f":"'Audit Data Collection'!A183","v":"1e: Single with Storm, Metal with Thermal Break"},{"$f":"'Audit Data Collection'!B183","v":0.7},{"$f":"'Audit Data Collection'!C183","v":0.65}]
[{"$f":"'Audit Data Collection'!A184","v":"1f: Single with Storm, Wood"},{"$f":"'Audit Data Collection'!B184","v":0.57999999999999996},{"$f":"'Audit Data Collection'!C184","v":0.49}]
[{"$f":"'Audit Data Collection'!A185","v":"2a: Double, Metal"},{"$f":"'Audit Data Collection'!B185","v":0.73},{"$f":"'Audit Data Collection'!C185","v":0.87}]
[{"$f":"'Audit Data Collection'!A186","v":"2b: Double, Metal with Thermal Break"},{"$f":"'Audit Data Collection'!B186","v":0.66},{"$f":"'Audit Data Collection'!C186","v":0.65}]
[{"$f":"'Audit Data Collection'!A187","v":"2c: Double, Vinyl"},{"$f":"'Audit Data Collection'!B187","v":0.56999999999999995},{"$f":"'Audit Data Collection'!C187","v":0.46}]
[{"$f":"'Audit Data Collection'!A188","v":"2e: Double, Wood"},{"$f":"'Audit Data Collection'!B188","v":0.57999999999999996},{"$f":"'Audit Data Collection'!C188","v":0.49}]
[{"$f":"'Audit Data Collection'!A189","v":"2f: Double Low-e, Metal with Thermal Break"},{"$f":"'Audit Data Collection'!B189","v":0.52},{"$f":"'Audit Data Collection'!C189","v":0.53}]
[{"$f":"'Audit Data Collection'!A190","v":"2g: Double Low-e, Vinyl"},{"$f":"'Audit Data Collection'!B190","v":0.45},{"$f":"'Audit Data Collection'!C190","v":0.36}]
[{"$f":"'Audit Data Collection'!A191","v":"2h: Double Low-e, Wood"},{"$f":"'Audit Data Collection'!B191","v":0.45},{"$f":"'Audit Data Collection'!C191","v":0.39}]
[{"$f":"'Audit Data Collection'!A192","v":"2i: Double with Storm, Metal with Thermal Break"},{"$f":"'Audit Data Collection'!B192","v":0.6},{"$f":"'Audit Data Collection'!C192","v":0.53}]
[{"$f":"'Audit Data Collection'!A193","v":"2j: Double with Storm, Vinyl"},{"$f":"'Audit Data Collection'!B193","v":0.52},{"$f":"'Audit Data Collection'!C193","v":0.36}]
[{"$f":"'Audit Data Collection'!A194","v":"2k: Double with Storm, Wood"},{"$f":"'Audit Data Collection'!B194","v":0.53},{"$f":"'Audit Data Collection'!C194","v":0.39}]
[{"$f":"'Audit Data Collection'!A195","v":"3a: Triple, Metal with Thermal Break"},{"$f":"'Audit Data Collection'!B195","v":0.6},{"$f":"'Audit Data Collection'!C195","v":0.53}]
[{"$f":"'Audit Data Collection'!A196","v":"3b: Triple, Vinyl"},{"$f":"'Audit Data Collection'!B196","v":0.52},{"$f":"'Audit Data Collection'!C196","v":0.36}]
[{"$f":"'Audit Data Collection'!A197","v":"3c: Triple, Wood"},{"$f":"'Audit Data Collection'!B197","v":0.53},{"$f":"'Audit Data Collection'!C197","v":0.39}]
[{"$f":"'Audit Data Collection'!A198","v":"3d: Triple Low-e, Metal with Thermal Break"},{"$f":"'Audit Data Collection'!B198","v":0.52},{"$f":"'Audit Data Collection'!C198","v":0.43}]
[{"$f":"'Audit Data Collection'!A199","v":"3e: Triple Low-e, Vinyl"},{"$f":"'Audit Data Collection'!B199","v":0.45},{"$f":"'Audit Data Collection'!C199","v":0.26}]
[{"$f":"'Audit Data Collection'!A200","v":"3f: Triple Low-e, Wood"},{"$f":"'Audit Data Collection'!B200","v":0.45},{"$f":"'Audit Data Collection'!C200","v":0.3}]
[]
[]
[]
[]
[]
[]
[]
[]
["0 - 50% bug screen",0.8]
["1 - 100% bug screen",0.65]
["2 - Solar screen",0.5]
[]
["Window Film",0.6]
[]
[null,"Interior","Exterior"]
[0.25,0.9,0.75]
[0.5,0.8,0.5]
[0.75,0.7,0.25]
[1,0.6,0.1]
[]
["Venting"]
["0 - High",0]
["1 - Code",1]
["2 - Low",2]
["3 - None",3]
[]
["Low (standard)"]
["Medium"]
["High"]
[]
["Yes"]
["No"]
[]
["Duct Location"]
["Attic (Poorly Vented)",1]
["Attic (Well vented)",0]
["Conditioned Space (all ducts)",14]
["Crawlspace, Unvented, Insulated Building Floor and crawlspace walls",4]
["Crawlspace, Unvented, Insulated Floor only",5]
["Crawlspace, Unvented, Uninsulated ",3]
["Crawlspace, Vented, Insulated Building Floor and crawlspace walls",7]
["Crawlspace, Vented, Insulated Floor only",8]
["Crawlspace, Vented, Uninsulated ",6]
["Exterior Walls",13]
["Garage",2]
["Insulated-Ceiling Basement",11]
["Insulated-Wall Basement",12]
["Under Slab",9]
["Uninsulated Basement",10]
[]
["HVACEquip"]
["Electric Furnace",0]
["Furnace",1]
["Heat pump",2]
["Boiler"]

{"sheet":"Electric Consumption","index":25,"n_rows":25,"n_cols":6,"rows_kept":25,"cut":false,"hidden":true,"merged":[]}
[]
[null,"Household Electric Consumption"]
[]
[null,"Methodology:","If auditor enters total consumption, use that value."]
[null,null,"If auditor doesn't enter total consumption amount, use the NY average per household"]
[]
[]
[null,{"$f":"Raw_Electric_kWh","v":6961},"Auditor Entered Raw_Electric_kWh"]
[]
[null,{"$f":"C25","v":6960.5666937342439},"Average electric consumption  per NY household"]
[]
[null,{"$f":"IF(AND(ISNUMBER(Raw_Electric_kWh),Raw_Electric_kWh>0),Raw_Electric_kWh,Lookup_Avg_Elec_Consumption_per_NY_household)","v":6961},"Household Electric Consumption"]
[null,null,"Value to use in Workbook"]
[]
[]
[]
[]
[null,"Background info:"]
[null,null,"Total residential Electric consumption, NY"]
[null,null,50831,"GWh","Source: NYSERDA Patterns and Trends New York Energy Profiles: 2002–2016","https://www.nyserda.ny.gov/-/media/Files/Publications/Energy-Analysis/2002-2016-Patterns-and-Trends.pdf "]
[]
[null,null,"Total NY Households"]
[null,null,7302710,"housing units","Source: ","https://www.census.gov/quickfacts/NY "]
[]
[null,null,{"$f":"(C20/C23)*1000000","v":6960.5666937342439},"kwh","Average electric consumption  per NY household"]

{"sheet":"Utility Rates","index":26,"n_rows":41,"n_cols":6,"rows_kept":41,"cut":false,"hidden":true,"merged":[]}
["Electric / Gas / Propane / Oil / Rates",null,null,"NYSERDA 3 year avg as of 2019 (lookups(2) tab)"]
[]
["Electric",null,null,null,"HVAC_1_Heating_Fuel"]
[{"$f":"INDEX(Lookups_Electricity_Rate,MATCH(Customer_Zip,Lookups_Fuel_Rate_ZIP_Code,),1)","v":{"$error":"#N/A"}},null,null,null,"Electricity",{"$f":"Lookups_Electric_Rate","v":{"$error":"#N/A"}}]
[null,null,null,null,"Kerosene",{"$f":"Lookups_Kerosene_Rate","v":{"$error":"#N/A"}}]
["Natural Gas Rate",null,null,null,"NaturalGas",{"$f":"Lookups_Gas_Rate","v":{"$error":"#N/A"}}]
[{"$f":"INDEX(Lookups_Natural_Gas_Rate,MATCH(Customer_Zip,Lookups_Fuel_Rate_ZIP_Code,),1)","v":{"$error":"#N/A"}},null,null,null,"Natural Gas",{"$f":"Lookups_Gas_Rate","v":{"$error":"#N/A"}}]
[null,null,null,null,"Oil",{"$f":"Lookups_Oil_Rate","v":{"$error":"#N/A"}}]
["Fuel Oil Rate",null,null,null,"Pellets",{"$f":"AVERAGE('ASHP Calculator'!AM11:AM19)","v":{"$error":"#N/A"}}]
[{"$f":"INDEX(Lookups_Fuel_Oil_Rate,MATCH(Customer_Zip,Lookups_Fuel_Rate_ZIP_Code,),1)","v":{"$error":"#N/A"}},null,null,null,"Wood",225]
[null,null,null,null,"Propane",{"$f":"Lookups_Propane_Rate","v":{"$error":"#N/A"}}]
["Kerosene",null,null,null,"Coal"]
[{"$f":"INDEX(Lookups_Kerosene_Rates,MATCH(Customer_Zip,Lookups_Fuel_Rate_ZIP_Code,),1)","v":{"$error":"#N/A"}},null,null,null,"Other"]
[]
["Propane"]
[{"$f":"INDEX(Lookups_Propane_Rates,MATCH(Customer_Zip,Lookups_Fuel_Rate_ZIP_Code,),1)","v":{"$error":"#N/A"}}]
[]
[]
[]
["OLD / INHERITED - NO LONGER USED"]
["#2 Oil","http://www.think-energy.net/energy_units.htm"]
["Price","Gallons","KWh","Price / KWh"]
[{"$f":"Lookups_Oil_Rate","v":{"$error":"#N/A"}},1,41.019599999999997,{"$f":"A23/C23","v":{"$error":"#N/A"}}]
[]
["Natural Gas"]
["Price","Therms","KWh","Price / KWh"]
[{"$f":"Lookups_Gas_Rate","v":{"$error":"#N/A"}},1,29.307220000000001,{"$f":"A27/C27","v":{"$error":"#N/A"}}]
[]
["Electricity"]
["Price","KWh",null,"Price / KWh"]
[{"$f":"Lookups_Electric_Rate","v":{"$error":"#N/A"}},1,null,{"$f":"A31/B31","v":{"$error":"#N/A"}}]
[]
["Propane"]
["Price","Gallons","BTU","KWh","Price / KWh"]
[{"$f":"Lookups_Propane_Rate","v":{"$error":"#N/A"}},1,92000,26.962540000000001,{"$f":"A35/D35","v":{"$error":"#N/A"}}]
[]
["Fuel","Price / KWh"]
["Oil",{"$f":"D23","v":{"$error":"#N/A"}}]
["Natural Gas",{"$f":"D27","v":{"$error":"#N/A"}}]
["Propane",{"$f":"E35","v":{"$error":"#N/A"}}]
[{"$f":"\"Electric\"","v":"Electric"},{"$f":"D31","v":{"$error":"#N/A"}}]

{"sheet":"Fuel 1 - Savings Calculator (2)","index":27,"n_rows":2159,"n_cols":23,"rows_kept":2159,"cut":false,"hidden":true,"merged":[]}
["Inputs",null,"          ","          ","Project Fuel Costs",null,null,null,"      "]
["Zip",{"$f":"'ASHP Calculator'!N16","v":0},null,null,"Price",null,null,"Final",null,"Unique ID for Zip/County Combo","ZIP Code","ZIP Code","NYISO Zone","Utility","County","Electric REDC Name - Region","Heating Oil Region-County Mapping","KEROSENSE REGION_COUNTY MAPPING","PROPANE REGION_COUNTY MAPPING","Consolidated Edison Region","NYISO Zone","Mmbtu/kBtu - Added KWh/kbtu/h","Pellets"]
["County",{"$f":"'ASHP Calculator'!N18","v":{"$error":"#N/A"}},null,null,"Oil",{"$f":"IF(ISERROR($H$90),\"\",OFFSET(F90,-2,0))","v":""},null,{"$f":"IF(ISERROR($H$90),\"\",H90)","v":""},null,{"$f":"CONCATENATE(L3,O3)","v":"12009Albany"},"12009",12009,"Zone F - Capital","National Grid","Albany","Capital Region","Capital District","Capital District","Capital District",null,"Zone F - Capital",{"$f":"Q3","v":"Capital District"},"Capital District"]
["Fuel",{"$f":"VLOOKUP('ASHP Calculator'!C23,'ASHP Calculator'!$BB$3:$BJ$10,9,)","v":{"$error":"#N/A"}},null,null,"Natural Gas",null,null,{"$f":"IF(ISERROR(VLOOKUP($B$6,$E$65:$H$92,4,)),\"\",VLOOKUP($B$6,$E$65:$H$92,4,))","v":""},null,{"$f":"CONCATENATE(L4,O4)","v":"12023Albany"},"12023",12023,"Zone F - Capital","National Grid","Albany","Capital Region","Capital District","Capital District","Capital District",null,"Zone F - Capital",{"$f":"Q4","v":"Capital District"},"Capital District"]
["Electric Utility",{"$f":"'ASHP Calculator'!N20","v":{"$error":"#N/A"}},null,null,"Propane",{"$f":"IF(ISERROR($H$116),\"\",OFFSET(F116,-2,0))","v":""},null,{"$f":"IF(ISERROR($H$116),\"\",H116)","v":""},null,"12041Albany","12041",12041,"Zone F - Capital","National Grid","Albany","Capital Region","Capital District","Capital District","Capital District",null,"Zone F - Capital","Capital District","Capital District"]
["Natural Gas Utility",{"$f":"'ASHP Calculator'!N22","v":{"$error":"#N/A"}},null,null,"Kerosene",{"$f":"IF(ISERROR(F$101),\"\",F$101)","v":""},null,{"$f":"IF(ISERROR(H$101),\"\",H$101)","v":""},null,"12047Albany","12047",12047,"Zone F - Capital","National Grid","Albany","Capital Region","Capital District","Capital District","Capital District",null,"Zone F - Capital","Capital District","Capital District"]
["Price per Unit of Energy",{"$f":"IF(ISERROR(VLOOKUP(B4,E3:H10,4,)),\"\",VLOOKUP(B4,E3:H10,4,))","v":""},null,null,"Electric",{"$f":"F22","v":{"$error":"#N/A"}},null,{"$f":"IF(H22=0,VLOOKUP(Customer_Zip,'Lookups (2)'!$CJ$4:$CS$2189,6,),H22)","v":{"$error":"#N/A"}},null,"12054Albany","12054",12054,"Zone F - Capital","National Grid","Albany","Capital Region","Capital District","Capital District","Capital District",null,"Zone F - Capital","Capital District","Capital District"]
[null,null,null,null,"Cord Wood",225,null,225,null,"12059Albany","12059",12059,"Zone F - Capital","National Grid","Albany","Capital Region","Capital District","Capital District","Capital District",null,"Zone F - Capital","Capital District","Capital District"]
[null,null,null,null,"Wood Pellets",{"$f":"F127","v":{"$error":"#N/A"}},null,{"$f":"H129","v":{"$error":"#N/A"}},null,"12067Albany","12067",12067,"Zone F - Capital","National Grid","Albany","Capital Region","Capital District","Capital District","Capital District",null,"Zone F - Capital","Capital District","Capital District"]
[null,null,null,null,null,null,null,null,null,"12077Albany","12077",12077,"Zone F - Capital","National Grid","Albany","Capital Region","Capital District","Capital District","Capital District",null,"Zone F - Capital","Capital District","Capital District"]
[null,null,null,null,null,null,null,null,null,"12084Albany","12084",12084,"Zone F - Capital","National Grid","Albany","Capital Region","Capital District","Capital District","Capital District",null,"Zone F - Capital","Capital District","Capital District"]
[null,null,null,null,"Residential Electric Rates MTPA 2016",null,null,null,null,"12085Albany","12085",12085,"Zone F - Capital","National Grid","Albany","Capital Region","Capital District","Capital District","Capital District",null,"Zone F - Capital","Capital District","Capital District"]
[null,null,null,null,"Electric Utility Company",null,null,"$ / kWh",null,"12107Albany","12107",12107,"Zone F - Capital","National Grid","Albany","Capital Region","Capital District","Capital District","Capital District",null,"Zone F - Capital","Capital District","Capital District"]
[null,null,null,null,"Central Hudson Gas and Electric",null,null,0.15,null,"12110Albany","12110",12110,"Zone F - Capital","National Grid","Albany","Capital Region","Capital District","Capital District","Capital District",null,"Zone F - Capital","Capital District","Capital District"]
[null,null,null,null,"Consolidated Edison",{"$f":"F61","v":{"$error":"#N/A"}},null,{"$f":"H61","v":""},null,"12128Albany","12128",12128,"Zone F - Capital","National Grid","Albany","Capital Region","Capital District","Capital District","Capital District",null,"Zone F - Capital","Capital District","Capital District"]
[null,null,null,null,"National Grid",{"$f":"F35","v":{"$error":"#N/A"}},null,{"$f":"H35","v":""},null,"12158Albany","12158",12158,"Zone F - Capital","National Grid","Albany","Capital Region","Capital District","Capital District","Capital District",null,"Zone F - Capital","Capital District","Capital District"]
[null,null,null,null,"New York State Electric and Gas",{"$f":"F50","v":{"$error":"#N/A"}},null,{"$f":"H52","v":{"$error":"#N/A"}},null,"12159Albany","12159",12159,"Zone F - Capital","National Grid","Albany","Capital Region","Capital District","Capital District","Capital District",null,"Zone F - Capital","Capital District","Capital District"]
[null,null,null,null,"Orange and Rockland",null,null,0.13,null,"12161Albany","12161",12161,"Zone F - Capital","National Grid","Albany","Capital Region","Capital District","Capital District","Capital District",null,"Zone F - Capital","Capital District","Capital District"]
[null,null,null,null,"Rochester Gas and Electric",null,null,0.09,null,"12186Albany","12186",12186,"Zone F - Capital","National Grid","Albany","Capital Region","Capital District","Capital District","Capital District",null,"Zone F - Capital","Capital District","Capital District"]
[null,null,null,null,"PSEG Long Island",null,null,0.18329999999999999,null,"12189Albany","12189",12189,"Zone F - Capital","National Grid","Albany","Capital Region","Capital District","Capital District","Capital District",null,"Zone F - Capital","Capital District","Capital District"]
[null,null,null,null,"Other",null,null,null,null,"12201Albany","12201",12201,"Zone F - Capital","National Grid","Albany","Capital Region","Capital District","Capital District","Capital District",null,"Zone F - Capital","Capital District","Capital District"]
[null,null,null,null,null,{"$f":"VLOOKUP(B5,$E$14:$F$21,2,)","v":{"$error":"#N/A"}},null,{"$f":"VLOOKUP(B5,$E$14:$H$21,4,)","v":{"$error":"#N/A"}},null,"12202Albany","12202",12202,"Zone F - Capital","National Grid","Albany","Capital Region","Capital District","Capital District","Capital District",null,"Zone F - Capital","Capital District","Capital District"]
[null,null,null,null,null,null,null,null,null,"12203Albany","12203",12203,"Zone F - Capital","National Grid","Albany","Capital Region","Capital District","Capital District","Capital District",null,"Zone F - Capital","Capital District","Capital District"]
[null,null,null,null,null,null,null,null,null,"12204Albany","12204",12204,"Zone F - Capital","National Grid","Albany","Capital Region","Capital District","Capital District","Capital District",null,"Zone F - Capital","Capital District","Capital District"]
[null,null,null,null,"National Grid",null,null,null,null,"12205Albany","12205",12205,"Zone F - Capital","National Grid","Albany","Capital Region","Capital District","Capital District","Capital District",null,"Zone F - Capital","Capital District","Capital District"]
[null,null,null,null,"National Grid Zone A","Zone A - West",null,0.10523666666666666,null,"12206Albany","12206",12206,"Zone F - Capital","National Grid","Albany","Capital Region","Capital District","Capital District","Capital District",null,"Zone F - Capital","Capital District","Capital District"]
[null,null,null,null,"National Grid Zone B","Zone B - Genesee",null,0.10150333333333332,null,"12207Albany","12207",12207,"Zone F - Capital","National Grid","Albany","Capital Region","Capital District","Capital District","Capital District",null,"Zone F - Capital","Capital District","Capital District"]
[null,null,null,null,"National Grid Zone C","Zone C - Central",null,9.9846666666666653E-2,null,"12208Albany","12208",12208,"Zone F - Capital","National Grid","Albany","Capital Region","Capital District","Capital District","Capital District",null,"Zone F - Capital","Capital District","Capital District"]
[null,null,null,null,"National Grid Zone D","Zone D - North",null,9.8483333333333326E-2,null,"12209Albany","12209",12209,"Zone F - Capital","National Grid","Albany","Capital Region","Capital District","Capital District","Capital District",null,"Zone F - Capital","Capital District","Capital District"]
[null,null,null,null,"National Grid Zone E","Zone E - Mohawk Valley",null,0.10298666666666667,null,"12210Albany","12210",12210,"Zone F - Capital","National Grid","Albany","Capital Region","Capital District","Capital District","Capital District",null,"Zone F - Capital","Capital District","Capital District"]
[null,null,null,null,"National Grid Zone F","Zone F - Capital",null,0.11672,null,"12211Albany","12211",12211,"Zone F - Capital","National Grid","Albany","Capital Region","Capital District","Capital District","Capital District",null,"Zone F - Capital","Capital District","Capital District"]
[null,null,null,null,null,null,null,null,null,"12212Albany","12212",12212,"Zone F - Capital","National Grid","Albany","Capital Region","Capital District","Capital District","Capital District",null,"Zone F - Capital","Capital District","Capital District"]
[null,null,null,null,"Zip",{"$f":"VLOOKUP(B2,$L$2:$M$2159,2,)","v":{"$error":"#N/A"}},null,{"$f":"IF(ISERROR(VLOOKUP(F33,$F$26:$H$31,3,)),\"\",VLOOKUP(F33,$F$26:$H$31,3,))","v":""},null,"12214Albany","12214",12214,"Zone F - Capital","National Grid","Albany","Capital Region","Capital District","Capital District","Capital District",null,"Zone F - Capital","Capital District","Capital District"]
[null,null,null,null,"County",null,null,null,null,"12220Albany","12220",12220,"Zone F - Capital","National Grid","Albany","Capital Region","Capital District","Capital District","Capital District",null,"Zone F - Capital","Capital District","Capital District"]
[null,null,null,null,"Final",{"$f":"F33","v":{"$error":"#N/A"}},null,{"$f":"H33","v":""},null,"12222Albany","12222",12222,"Zone F - Capital","National Grid","Albany","Capital Region","Capital District","Capital District","Capital District",null,"Zone F - Capital","Capital District","Capital District"]
[null,null,null,null,null,null,null,null,null,"12223Albany","12223",12223,"Zone F - Capital","National Grid","Albany","Capital Region","Capital District","Capital District","Capital District",null,"Zone F - Capital","Capital District","Capital District"]
[null,null,null,null,null,null,null,null,null,"12224Albany","12224",12224,"Zone F - Capital","National Grid","Albany","Capital Region","Capital District","Capital District","Capital District",null,"Zone F - Capital","Capital District","Capital District"]
[null,null,null,null,null,null,null,null,null,"12225Albany","12225",12225,"Zone F - Capital","National Grid","Albany","Capital Region","Capital District","Capital District","Capital District",null,"Zone F - Capital","Capital District","Capital District"]
[null,null,null,null,"NYSEG Sub Lookup",null,null,null,null,"12226Albany","12226",12226,"Zone F - Capital","National Grid","Albany","Capital Region","Capital District","Capital District","Capital District",null,"Zone F - Capital","Capital District","Capital District"]
[null,null,null,null,"NYSEG West (Zones A-E)","Zone A - West",null,9.2566666666666672E-2,null,"12227Albany","12227",12227,"Zone F - Capital","National Grid","Albany","Capital Region","Capital District","Capital District","Capital District",null,"Zone F - Capital","Capital District","Capital District"]
[null,null,null,null,"NYSEG West (Zones A-E)","Zone B - Genesee",null,9.2566666666666672E-2,null,"12228Albany","12228",12228,"Zone F - Capital","National Grid","Albany","Capital Region","Capital District","Capital District","Capital District",null,"Zone F - Capital","Capital District","Capital District"]
[null,null,null,null,"NYSEG West (Zones A-E)","Zone C - Central",null,9.2566666666666672E-2,null,"12229Albany","12229",12229,"Zone F - Capital","National Grid","Albany","Capital Region","Capital District","Capital District","Capital District",null,"Zone F - Capital","Capital District","Capital District"]
[null,null,null,null,"NYSEG West (Zones A-E)","Zone D - North",null,9.2566666666666672E-2,null,"12230Albany","12230",12230,"Zone F - Capital","National Grid","Albany","Capital Region","Capital District","Capital District","Capital District",null,"Zone F - Capital","Capital District","Capital District"]
[null,null,null,null,"NYSEG West (Zones A-E)","Zone E - Mohawk Valley",null,9.2566666666666672E-2,null,"12231Albany","12231",12231,"Zone F - Capital","National Grid","Albany","Capital Region","Capital District","Capital District","Capital District",null,"Zone F - Capital","Capital District","Capital District"]
[null,null,null,null,"NYSEG East (Zones F)","Zone F - Capital",null,0.10598,null,"12232Albany","12232",12232,"Zone F - Capital","National Grid","Albany","Capital Region","Capital District","Capital District","Capital District",null,"Zone F - Capital","Capital District","Capital District"]
[null,null,null,null,"NYSEG Lower Hudson (Zone G-I)","Zone G - Hudson Valley",null,0.11634333333333334,null,"12233Albany","12233",12233,"Zone F - Capital","National Grid","Albany","Capital Region","Capital District","Capital District","Capital District",null,"Zone F - Capital","Capital District","Capital District"]
[null,null,null,null,"NYSEG Lower Hudson (Zone G-I)","Zone H - Millwood",null,0.11634333333333334,null,"12234Albany","12234",12234,"Zone F - Capital","National Grid","Albany","Capital Region","Capital District","Capital District","Capital District",null,"Zone F - Capital","Capital District","Capital District"]
[null,null,null,null,"NYSEG Lower Hudson (Zone G-I)","Zone I - Dunwoodie",null,0.11634333333333334,null,"12235Albany","12235",12235,"Zone F - Capital","National Grid","Albany","Capital Region","Capital District","Capital District","Capital District",null,"Zone F - Capital","Capital District","Capital District"]
[null,null,null,null,null,null,null,null,null,"12236Albany","12236",12236,"Zone F - Capital","National Grid","Albany","Capital Region","Capital District","Capital District","Capital District",null,"Zone F - Capital","Capital District","Capital District"]
[null,null,null,null,"Zip",{"$f":"VLOOKUP(B2,$L$2:$M$2159,2,)","v":{"$error":"#N/A"}},null,{"$f":"VLOOKUP(F50,$F$40:$H$48,3,)","v":{"$error":"#N/A"}},null,"12237Albany","12237",12237,"Zone F - Capital","National Grid","Albany","Capital Region","Capital District","Capital District","Capital District",null,"Zone F - Capital","Capital District","Capital District"]
[null,null,null,null,"County",{"$f":"VLOOKUP(B3,O:V,7,)","v":{"$error":"#N/A"}},null,{"$f":"VLOOKUP(F51,$F$40:$H$48,3,)","v":{"$error":"#N/A"}},null,"12238Albany","12238",12238,"Zone F - Capital","National Grid","Albany","Capital Region","Capital District","Capital District","Capital District",null,"Zone F - Capital","Capital District","Capital District"]
[null,null,null,null,"Final","                                                                                                                                    ",null,{"$f":"H51","v":{"$error":"#N/A"}},null,"12239Albany","12239",12239,"Zone F - Capital","National Grid","Albany","Capital Region","Capital District","Capital District","Capital District",null,"Zone F - Capital","Capital District","Capital District"]
[null,null,null,null,null,null,null,null,null,"12240Albany","12240",12240,"Zone F - Capital","National Grid","Albany","Capital Region","Capital District","Capital District","Capital District",null,"Zone F - Capital","Capital District","Capital District"]
[null,null,null,null,null,null,null,null,null,"12241Albany","12241",12241,"Zone F - Capital","National Grid","Albany","Capital Region","Capital District","Capital District","Capital District",null,"Zone F - Capital","Capital District","Capital District"]
[null,null,null,null,"Consolidated Edison - Electric Sub Lookup",null,null,null,null,"12242Albany","12242",12242,"Zone F - Capital","National Grid","Albany","Capital Region","Capital District","Capital District","Capital District",null,"Zone F - Capital","Capital District","Capital District"]
[null,null,null,null,"Region",null,null,"$ / kWh",null,"12243Albany","12243",12243,"Zone F - Capital","National Grid","Albany","Capital Region","Capital District","Capital District","Capital District",null,"Zone F - Capital","Capital District","Capital District"]
[null,null,null,null,"ConEd NYC",null,null,0.21,null,"12244Albany","12244",12244,"Zone F - Capital","National Grid","Albany","Capital Region","Capital District","Capital District","Capital District",null,"Zone F - Capital","Capital District","Capital District"]
[null,null,null,null,"ConEd Westchester",null,null,0.2,null,"12245Albany","12245",12245,"Zone F - Capital","National Grid","Albany","Capital Region","Capital District","Capital District","Capital District",null,"Zone F - Capital","Capital District","Capital District"]
[null,null,null,null,null,null,null,null,null,"12246Albany","12246",12246,"Zone F - Capital","National Grid","Albany","Capital Region","Capital District","Capital District","Capital District",null,"Zone F - Capital","Capital District","Capital District"]
[null,null,null,null,"Zip",{"$f":"IF(VLOOKUP(B2,L2:T2159,9,)=0,\"\",VLOOKUP(B2,L2:T2159,9,))","v":{"$error":"#N/A"}},null,{"$f":"IF(ISERROR(VLOOKUP(F60,$E$57:$H$58,4,)),\"\",VLOOKUP(F60,$E$57:$H$58,4,))","v":""},null,"12247Albany","12247",12247,"Zone F - Capital","National Grid","Albany","Capital Region","Capital District","Capital District","Capital District",null,"Zone F - Capital","Capital District","Capital District"]
[null,null,null,null,"Final",{"$f":"F60","v":{"$error":"#N/A"}},null,{"$f":"IF(ISERROR(H60),\"\",H60)","v":""},null,"12248Albany","12248",12248,"Zone F - Capital","National Grid","Albany","Capital Region","Capital District","Capital District","Capital District",null,"Zone F - Capital","Capital District","Capital District"]
[null,null,null,null,null,null,null,null,null,"12249Albany","12249",12249,"Zone F - Capital","National Grid","Albany","Capital Region","Capital District","Capital District","Capital District",null,"Zone F - Capital","Capital District","Capital District"]
[null,null,null,null,"Residential Natural Gas  MTPA 2016",null,null,null,null,"12250Albany","12250",12250,"Zone F - Capital","National Grid","Albany","Capital Region","Capital District","Capital District","Capital District",null,"Zone F - Capital","Capital District","Capital District"]
[null,null,null,null,"Company",null,null,"$ / MMBTU",null,"12252Albany","12252",12252,"Zone F - Capital","National Grid","Albany","Capital Region","Capital District","Capital District","Capital District",null,"Zone F - Capital","Capital District","Capital District"]
[null,null,null,null,"National Grid - NYC",null,null,11.326000000000001,null,"12255Albany","12255",12255,"Zone F - Capital","National Grid","Albany","Capital Region","Capital District","Capital District","Capital District",null,"Zone F - Capital","Capital District","Capital District"]
[null,null,null,null,"Central Hudson Gas and Electric",null,null,14.686,null,"12256Albany","12256",12256,"Zone F - Capital","National Grid","Albany","Capital Region","Capital District","Capital District","Capital District",null,"Zone F - Capital","Capital District","Capital District"]
[null,null,null,null,"Consolidated Edison",null,null,14.032,null,"12257Albany","12257",12257,"Zone F - Capital","National Grid","Albany","Capital Region","Capital District","Capital District","Capital District",null,"Zone F - Capital","Capital District","Capital District"]
[null,null,null,null,"Corning Natural Gas",null,null,9,null,{"$f":"CONCATENATE(L68,O68)","v":"12260Albany"},"12260",12260,"Zone F - Capital","National Grid","Albany","Capital Region","Capital District","Capital District","Capital District",null,"Zone F - Capital",{"$f":"Q68","v":"Capital District"},"Capital District"]
[null,null,null,null,"National Grid - Long Island",null,null,12.151999999999999,null,"12261Albany","12261",12261,"Zone F - Capital","National Grid","Albany","Capital Region","Capital District","Capital District","Capital District",null,"Zone F - Capital","Capital District","Capital District"]
[null,null,null,null,"National Fuel Gas Distribution",null,null,7.3579999999999997,null,"12288Albany","12288",12288,"Zone F - Capital","National Grid","Albany","Capital Region","Capital District","Capital District","Capital District",null,"Zone F - Capital","Capital District","Capital District"]
[null,null,null,null,"NYS Electric and Gas",null,null,9.5809999999999995,null,"12183Albany","12183",12183,"Zone F - Capital","Municipal Utilities","Albany","Capital Region","Capital District","Capital District","Capital District",null,"Zone F - Capital","Capital District","Capital District"]
[null,null,null,null,"National Grid",null,null,8.2629999999999999,null,"12007Albany","12007",12007,"Zone G - Hudson Valley","National Grid","Albany","Capital Region","Capital District","Capital District","Capital District",null,"Zone G - Hudson Valley","Capital District","Capital District"]
[null,null,null,null,"Orange and Rockland Utilities",null,null,11.577,null,"12046Albany","12046",12046,"Zone G - Hudson Valley","National Grid","Albany","Capital Region","Capital District","Capital District","Capital District",null,"Zone G - Hudson Valley","Capital District","Capital District"]
[null,null,null,null,"St. Lawrence Gas",null,null,11.342000000000001]
[null,null,null,null,"Rochester Gas and Electric",null,null,8.4109999999999996,null,"12045Albany","12045",12045,"Zone G - Hudson Valley","Central Hudson Gas and Electric","Albany","Capital Region","Capital District","Capital District","Capital District",null,"Zone G - Hudson Valley","Capital District","Capital District"]
[null,null,null,null,null,null,null,null,null,"12055Albany","12055",12055,"Zone G - Hudson Valley","Central Hudson Gas and Electric","Albany","Capital Region","Capital District","Capital District","Capital District",null,"Zone G - Hudson Valley","Capital District","Capital District"]
[null,null,null,null,"Heating Oil (Home Monitoring Program, 2015-2017 Avg)",null,null,null,null,"12120Albany","12120",12120,"Zone G - Hudson Valley","Central Hudson Gas and Electric","Albany","Capital Region","Capital District","Capital District","Capital District",null,"Zone G - Hudson Valley","Capital District","Capital District"]
[null,null,null,null,"Region",null,null,"$ / Gal",null,"12143Albany","12143",12143,"Zone G - Hudson Valley","Central Hudson Gas and Electric","Albany","Capital Region","Capital District","Capital District","Capital District",null,"Zone G - Hudson Valley","Capital District","Capital District"]
[null,null,null,null,"Long Island",null,null,2.7887413333333329,null,"12147Albany","12147",12147,"Zone G - Hudson Valley","Central Hudson Gas and Electric","Albany","Capital Region","Capital District","Capital District","Capital District",null,"Zone G - Hudson Valley","Capital District","Capital District"]
[null,null,null,null,"NYC",null,null,2.7546683333333313,null,"12193Albany","12193",12193,"Zone G - Hudson Valley","Central Hudson Gas and Electric","Albany","Capital Region","Capital District","Capital District","Capital District",null,"Zone G - Hudson Valley","Capital District","Capital District"]
[null,null,null,null,"Lower Hudson",null,null,2.6862187037037013,null,"12469Albany","12469",12469,"Zone G - Hudson Valley","Central Hudson Gas and Electric","Albany","Capital Region","Capital District","Capital District","Capital District",null,"Zone G - Hudson Valley","Capital District","Capital District"]
[null,null,null,null,"Upper Hudson",null,null,2.5345615079365071,null,"14029Allegany","14029",14029,"Zone A - West","National Grid","Allegany","Western New York","Western","Western","Western",null,"Zone A - West","Western","Western Region"]
[null,null,null,null,"Capital District",null,null,2.4871160256410261,null,"14727Allegany","14727",14727,"Zone A - West","National Grid","Allegany","Western New York","Western","Western","Western",null,"Zone A - West","Western","Western Region"]
[null,null,null,null,"North County",null,null,2.5133023809523802,null,"14786Allegany","14786",14786,"Zone A - West","National Grid","Allegany","Western New York","Western","Western","Western",null,"Zone A - West","Western","Western Region"]
[null,null,null,null,"Central",null,null,2.4470744444444432,null,"14709Allegany","14709",14709,"Zone B - Genesee","Rochester Gas and Electric","Allegany","Western New York","Western","Western","Western",null,"Zone B - Genesee","Western","Western Region"]
[null,null,null,null,"Western",null,null,2.6776113636363634,null,"14711Allegany","14711",14711,"Zone B - Genesee","Rochester Gas and Electric","Allegany","Western New York","Western","Western","Western",null,"Zone B - Genesee","Western","Western Region"]
[null,null,null,null,null,null,null,null,null,"14715Allegany","14715",14715,"Zone B - Genesee","Rochester Gas and Electric","Allegany","Western New York","Western","Western","Western",null,"Zone B - Genesee","Western","Western Region"]
[null,null,null,null,"Zip",{"$f":"VLOOKUP(B2,$L$2:$Q$2159,6,)","v":{"$error":"#N/A"}},null,{"$f":"VLOOKUP(F88,E79:H86,4,)","v":{"$error":"#N/A"}},null,"14717Allegany","14717",14717,"Zone B - Genesee","Rochester Gas and Electric","Allegany","Western New York","Western","Western","Western",null,"Zone B - Genesee","Western","Western Region"]
[null,null,null,null,"County",{"$f":"VLOOKUP(B3,O2:Q2159,3,)","v":{"$error":"#N/A"}},null,{"$f":"VLOOKUP(F89,E79:H86,4,)","v":{"$error":"#N/A"}},null,"14721Allegany","14721",14721,"Zone B - Genesee","Rochester Gas and Electric","Allegany","Western New York","Western","Western","Western",null,"Zone B - Genesee","Western","Western Region"]
[null,null,null,null,null,"Final",null,{"$f":"IF(ISERROR(H88),H89,H88)","v":{"$error":"#N/A"}},null,"14735Allegany","14735",14735,"Zone B - Genesee","Rochester Gas and Electric","Allegany","Western New York","Western","Western","Western",null,"Zone B - Genesee","Western","Western Region"]
[null,null,null,null,null,null,null,null,null,"14739Allegany","14739",14739,"Zone B - Genesee","Rochester Gas and Electric","Allegany","Western New York","Western","Western","Western",null,"Zone B - Genesee","Western","Western Region"]
[null,null,null,null,null,null,null,null,null,"14744Allegany","14744",14744,"Zone B - Genesee","Rochester Gas and Electric","Allegany","Western New York","Western","Western","Western",null,"Zone B - Genesee","Western","Western Region"]
[null,null,null,null,"Kerosene (Home Monitoring Program, 2015-2017 Avg)",null,null,null,null,"14745Allegany","14745",14745,"Zone B - Genesee","Rochester Gas and Electric","Allegany","Western New York","Western","Western","Western",null,"Zone B - Genesee","Western","Western Region"]
[null,null,null,null,"Region",null,null,"$ / Gal",null,"14754Allegany","14754",14754,"Zone B - Genesee","Rochester Gas and Electric","Allegany","Western New York","Western","Western","Western",null,"Zone B - Genesee","Western","Western Region"]
[null,null,null,null,"Mid-Hudson",null,null,3.184905917874397,null,"14774Allegany","14774",14774,"Zone B - Genesee","Rochester Gas and Electric","Allegany","Western New York","Western","Western","Western",null,"Zone B - Genesee","Western","Western Region"]
[null,null,null,null,"Capital District",null,null,2.9966020833333356,null,"14777Allegany","14777",14777,"Zone B - Genesee","Rochester Gas and Electric","Allegany","Western New York","Western","Western","Western",null,"Zone B - Genesee","Western","Western Region"]
[null,null,null,null,"North Country",null,null,3.0929006944444439,null,"14813Allegany","14813",14813,"Zone B - Genesee","Rochester Gas and Electric","Allegany","Western New York","Western","Western","Western",null,"Zone B - Genesee","Western","Western Region"]
[null,null,null,null,"Central",null,null,2.9829493589743583,null,"14707Allegany","14707",14707,"Zone B - Genesee","National Grid","Allegany","Western New York","Western","Western","Western",null,"Zone B - Genesee","Western","Western Region"]
[null,null,null,null,"Western",null,null,3.0516222222222225,null,"14708Allegany","14708",14708,"Zone B - Genesee","National Grid","Allegany","Western New York","Western","Western","Western",null,"Zone B - Genesee","Western","Western Region"]
[null,null,null,null,null,null,null,null,null,"14714Allegany","14714",14714,"Zone B - Genesee","National Grid","Allegany","Western New York","Western","Western","Western",null,"Zone B - Genesee","Western","Western Region"]
[null,null,null,null,"Zip",{"$f":"VLOOKUP(B2,$L$2:$R$2159,7,)","v":{"$error":"#N/A"}},null,{"$f":"VLOOKUP(F101,E95:H99,4,)","v":{"$error":"#N/A"}},null,"14880Allegany","14880",14880,"Zone B - Genesee","National Grid","Allegany","Western New York","Western","Western","Western",null,"Zone B - Genesee","Western","Western Region"]
[null,null,null,null,"County",{"$f":"VLOOKUP(B3,O2:R2159,4,)","v":{"$error":"#N/A"}},null,{"$f":"VLOOKUP(F102,E95:H99,4,)","v":{"$error":"#N/A"}},null,"14897Allegany","14897",14897,"Zone C - Central","National Grid","Allegany","Western New York","Western","Western","Western",null,"Zone C - Central","Western","Western Region"]
[" ",null,null,null,null,"Final",null,{"$f":"IF(ISERROR(H101),H102,H101)","v":{"$error":"#N/A"}},null,"14802Allegany","14802",14802,"Zone C - Central","NYS Electric and Gas","Allegany","Western New York","Western","Western","Western",null,"Zone C - Central","Western","Western Region"]
[null,null,null,null,null,null,null,null,null,"14803Allegany","14803",14803,"Zone C - Central","NYS Electric and Gas","Allegany","Western New York","Western","Western","Western",null,"Zone C - Central","Western","Western Region"]
[null,null,null,null,"Propane (Home Monitoring Program, 2015-2017 Avg)",null,null,null,null,"14804Allegany","14804",14804,"Zone C - Central","NYS Electric and Gas","Allegany","Western New York","Western","Western","Western",null,"Zone C - Central","Western","Western Region"]
[null,null,null,null,"Region",null,null,"$ / Gal",null,"14822Allegany","14822",14822,"Zone C - Central","NYS Electric and Gas","Allegany","Western New York","Western","Western","Western",null,"Zone C - Central","Western","Western Region"]
[null,null,null,null,"Long Island",null,null,2.9581087797619032,null,"14884Allegany","14884",14884,"Zone C - Central","NYS Electric and Gas","Allegany","Western New York","Western","Western","Western",null,"Zone C - Central","Western","Western Region"]
[null,null,null,null,"Mid-Hudson",null,null,2.4398365583075337,null,"14806Allegany","14806",14806,"Zone C - Central","Municipal Utilities","Allegany","Western New York","Western","Western","Western",null,"Zone C - Central","Western","Western Region"]
[null,null,null,null,"Capital District",null,null,2.660757651515151,null,"14895Allegany","14895",14895,"Zone C - Central","Municipal Utilities","Allegany","Western New York","Western","Western","Western",null,"Zone C - Central","Western","Western Region"]
[null,null,null,null,"North Country",null,null,2.8854408173076935,null,"10453Bronx","10453",10453,"Zone I - Dunwoodie","Consolidated Edison","Bronx","New York City","NYC",{"$error":"#N/A"},{"$error":"#N/A"},"ConEd NYC","Zone I - Dunwoodie","NYC"]
[null,null,null,null,"Central",null,null,2.2435595175438618,null,"10458Bronx","10458",10458,"Zone I - Dunwoodie","Consolidated Edison","Bronx","New York City","NYC",{"$error":"#N/A"},{"$error":"#N/A"},"ConEd NYC","Zone I - Dunwoodie","NYC"]
[null,null,null,null,"Western",null,null,2.2051507352941182,null,"10463Bronx","10463",10463,"Zone I - Dunwoodie","Consolidated Edison","Bronx","New York City","NYC",{"$error":"#N/A"},{"$error":"#N/A"},"ConEd NYC","Zone I - Dunwoodie","NYC"]
[null,null,null,null,null,null,null,null,null,"10466Bronx","10466",10466,"Zone I - Dunwoodie","Consolidated Edison","Bronx","New York City","NYC",{"$error":"#N/A"},{"$error":"#N/A"},"ConEd NYC","Zone I - Dunwoodie","NYC"]
[null,null,null,null,"Zip",{"$f":"VLOOKUP(B2,$L$2:$S$2159,8,)","v":{"$error":"#N/A"}},null,{"$f":"VLOOKUP(F114,E107:H112,4,)","v":{"$error":"#N/A"}},null,"10467Bronx","10467",10467,"Zone I - Dunwoodie","Consolidated Edison","Bronx","New York City","NYC",{"$error":"#N/A"},{"$error":"#N/A"},"ConEd NYC","Zone I - Dunwoodie","NYC"]
[null,null,null,null,"County",{"$f":"VLOOKUP(B3,O2:S2159,5,)","v":{"$error":"#N/A"}},null,{"$f":"VLOOKUP(F115,E107:H112,4,)","v":{"$error":"#N/A"}},null,"10468Bronx","10468",10468,"Zone I - Dunwoodie","Consolidated Edison","Bronx","New York City","NYC",{"$error":"#N/A"},{"$error":"#N/A"},"ConEd NYC","Zone I - Dunwoodie","NYC"]
[null,null,null,null,null,"Final",null,{"$f":"IF(ISERROR(H114),H115,H114)","v":{"$error":"#N/A"}},null,"10469Bronx","10469",10469,"Zone I - Dunwoodie","Consolidated Edison","Bronx","New York City","NYC",{"$error":"#N/A"},{"$error":"#N/A"},"ConEd NYC","Zone I - Dunwoodie","NYC"]
[null,null,null,null,null,null,null,null,null,"10470Bronx","10470",10470,"Zone I - Dunwoodie","Consolidated Edison","Bronx","New York City","NYC",{"$error":"#N/A"},{"$error":"#N/A"},"ConEd NYC","Zone I - Dunwoodie","NYC"]
[null,null,null,null,"Pellet Wood (Home Monitoring Program, 2015-2017 Avg)",null,null,null,null,"10471Bronx","10471",10471,"Zone I - Dunwoodie","Consolidated Edison","Bronx","New York City","NYC",{"$error":"#N/A"},{"$error":"#N/A"},"ConEd NYC","Zone I - Dunwoodie","NYC"]
[null,null,null,null,"Region",null,null,"$ / Ton",null,"10475Bronx","10475",10475,"Zone I - Dunwoodie","Consolidated Edison","Bronx","New York City","NYC",{"$error":"#N/A"},{"$error":"#N/A"},"ConEd NYC","Zone I - Dunwoodie","NYC"]
[null,null,null,null,"Long Island",null,null,307.89408055555555,null,"10451Bronx","10451",10451,"Zone J - New York City","Consolidated Edison","Bronx","New York City","NYC",{"$error":"#N/A"},{"$error":"#N/A"},"ConEd NYC","Zone J - New York City","NYC"]
[null,null,null,null,"Hudson Valley",null,null,275.11028647914583,null,"10452Bronx","10452",10452,"Zone J - New York City","Consolidated Edison","Bronx","New York City","NYC",{"$error":"#N/A"},{"$error":"#N/A"},"ConEd NYC","Zone J - New York City","NYC"]
[null,null,null,null,"Capital District",null,null,261.08237344426408,null,"10454Bronx","10454",10454,"Zone J - New York City","Consolidated Edison","Bronx","New York City","NYC",{"$error":"#N/A"},{"$error":"#N/A"},"ConEd NYC","Zone J - New York City","NYC"]
[null,null,null,null,"North Country",null,null,253.63949583333331,null,"10455Bronx","10455",10455,"Zone J - New York City","Consolidated Edison","Bronx","New York City","NYC",{"$error":"#N/A"},{"$error":"#N/A"},"ConEd NYC","Zone J - New York City","NYC"]
[null,null,null,null,"Central Region",null,null,243.16233149801241,null,"10456Bronx","10456",10456,"Zone J - New York City","Consolidated Edison","Bronx","New York City","NYC",{"$error":"#N/A"},{"$error":"#N/A"},"ConEd NYC","Zone J - New York City","NYC"]
[null,null,null,null,"Western Region",null,null,249.56101880787034,null,"10457Bronx","10457",10457,"Zone J - New York City","Consolidated Edison","Bronx","New York City","NYC",{"$error":"#N/A"},{"$error":"#N/A"},"ConEd NYC","Zone J - New York City","NYC"]
[null,null,null,null,null,null,null,null,null,"10459Bronx","10459",10459,"Zone J - New York City","Consolidated Edison","Bronx","New York City","NYC",{"$error":"#N/A"},{"$error":"#N/A"},"ConEd NYC","Zone J - New York City","NYC"]
[null,null,null,null,"Zip",{"$f":"VLOOKUP(B2,$L$2:$W$215801,12,)","v":{"$error":"#N/A"}},null,{"$f":"VLOOKUP(F127,E120:H125,4,)","v":{"$error":"#N/A"}},null,"10460Bronx","10460",10460,"Zone J - New York City","Consolidated Edison","Bronx","New York City","NYC",{"$error":"#N/A"},{"$error":"#N/A"},"ConEd NYC","Zone J - New York City","NYC"]
[null,null,null,null,"County",{"$f":"VLOOKUP(B3,O2:W21581,9,)","v":{"$error":"#N/A"}},null,{"$f":"VLOOKUP(F128,E120:H125,4,)","v":{"$error":"#N/A"}},null,"10461Bronx","10461",10461,"Zone J - New York City","Consolidated Edison","Bronx","New York City","NYC",{"$error":"#N/A"},{"$error":"#N/A"},"ConEd NYC","Zone J - New York City","NYC"]
[null,null,null,null,null,"Final",null,{"$f":"IF(ISERROR(H127),H128,H127)","v":{"$error":"#N/A"}},null,"10462Bronx","10462",10462,"Zone J - New York City","Consolidated Edison","Bronx","New York City","NYC",{"$error":"#N/A"},{"$error":"#N/A"},"ConEd NYC","Zone J - New York City","NYC"]
[null,null,null,null,null,null,null,null,null,"10465Bronx","10465",10465,"Zone J - New York City","Consolidated Edison","Bronx","New York City","NYC",{"$error":"#N/A"},{"$error":"#N/A"},"ConEd NYC","Zone J - New York City","NYC"]
[null,null,null,null,null,null,null,null,null,"10472Bronx","10472",10472,"Zone J - New York City","Consolidated Edison","Bronx","New York City","NYC",{"$error":"#N/A"},{"$error":"#N/A"},"ConEd NYC","Zone J - New York City","NYC"]
[null,null,null,null,null,null,null,null,null,"10473Bronx","10473",10473,"Zone J - New York City","Consolidated Edison","Bronx","New York City","NYC",{"$error":"#N/A"},{"$error":"#N/A"},"ConEd NYC","Zone J - New York City","NYC"]
[null,null,null,null,null,null,null,null,null,{"$f":"CONCATENATE(L133,O133)","v":"10474Bronx"},"10474",10474,"Zone J - New York City","Consolidated Edison","Bronx","New York City","NYC",{"$error":"#N/A"},{"$error":"#N/A"},"ConEd NYC","Zone J - New York City",{"$f":"Q133","v":"NYC"}]
[null,null,null,null,null,null,null,null,null,"10464Bronx","10464",10464,null,null,"Bronx","New York City","NYC",{"$error":"#N/A"},{"$error":"#N/A"},"ConEd NYC",null,"NYC"]
[null,null,null,null,null,null,null,null,null,"13737Broome","13737",13737,"Zone C - Central","NYS Electric and Gas","Broome","Southern Tier","Central","Central","Central",null,"Zone C - Central","Central","Central Region"]
[null,null,null,null,null,null,null,null,null,"13744Broome","13744",13744,"Zone C - Central","NYS Electric and Gas","Broome","Southern Tier","Central","Central","Central",null,"Zone C - Central","Central","Central Region"]
[null,null,null,null,null,null,null,null,null,"13745Broome","13745",13745,"Zone C - Central","NYS Electric and Gas","Broome","Southern Tier","Central","Central","Central",null,"Zone C - Central","Central","Central Region"]
[null,null,null,null,null,null,null,null,null,"13748Broome","13748",13748,"Zone C - Central","NYS Electric and Gas","Broome","Southern Tier","Central","Central","Central",null,"Zone C - Central","Central","Central Region"]
[null,null,null,null,null,null,null,null,null,"13749Broome","13749",13749,"Zone C - Central","NYS Electric and Gas","Broome","Southern Tier","Central","Central","Central",null,"Zone C - Central","Central","Central Region"]
[null,null,null,null,null,null,null,null,null,"13760Broome","13760",13760,"Zone C - Central","NYS Electric and Gas","Broome","Southern Tier","Central","Central","Central",null,"Zone C - Central","Central","Central Region"]
[null,null,null,null,null,null,null,null,null,"13761Broome","13761",13761,"Zone C - Central","NYS Electric and Gas","Broome","Southern Tier","Central","Central","Central",null,"Zone C - Central","Central","Central Region"]
[null,null,null,null,null,null,null,null,null,"13762Broome","13762",13762,"Zone C - Central","NYS Electric and Gas","Broome","Southern Tier","Central","Central","Central",null,"Zone C - Central","Central","Central Region"]
[null,null,null,null,null,null,null,null,null,"13763Broome","13763",13763,"Zone C - Central","NYS Electric and Gas","Broome","Southern Tier","Central","Central","Central",null,"Zone C - Central","Central","Central Region"]
[null,null,null,null,null,null,null,null,null,"13777Broome","13777",13777,"Zone C - Central","NYS Electric and Gas","Broome","Southern Tier","Central","Central","Central",null,"Zone C - Central","Central","Central Region"]
[null,null,null,null,null,null,null,null,null,"13790Broome","13790",13790,"Zone C - Central","NYS Electric and Gas","Broome","Southern Tier","Central","Central","Central",null,"Zone C - Central","Central","Central Region"]
[null,null,null,null,null,null,null,null,null,"13794Broome","13794",13794,"Zone C - Central","NYS Electric and Gas","Broome","Southern Tier","Central","Central","Central",null,"Zone C - Central","Central","Central Region"]
[null,null,null,null,null,null,null,null,null,"13795Broome","13795",13795,"Zone C - Central","NYS Electric and Gas","Broome","Southern Tier","Central","Central","Central",null,"Zone C - Central","Central","Central Region"]
[null,null,null,null,null,null,null,null,null,"13797Broome","13797",13797,"Zone C - Central","NYS Electric and Gas","Broome","Southern Tier","Central","Central","Central",null,"Zone C - Central","Central","Central Region"]
[null,null,null,null,null,null,null,null,null,"13802Broome","13802",13802,"Zone C - Central","NYS Electric and Gas","Broome","Southern Tier","Central","Central","Central",null,"Zone C - Central","Central","Central Region"]
[null,null,null,null,null,null,null,null,null,"13833Broome","13833",13833,"Zone C - Central","NYS Electric and Gas","Broome","Southern Tier","Central","Central","Central",null,"Zone C - Central","Central","Central Region"]
[null,null,null,null,null,null,null,null,null,"13848Broome","13848",13848,"Zone C - Central","NYS Electric and Gas","Broome","Southern Tier","Central","Central","Central",null,"Zone C - Central","Central","Central Region"]
[null,null,null,null,null,null,null,null,null,"13850Broome","13850",13850,"Zone C - Central","NYS Electric and Gas","Broome","Southern Tier","Central","Central","Central",null,"Zone C - Central","Central","Central Region"]
[null,null,null,null,null,null,null,null,null,"13851Broome","13851",13851,"Zone C - Central","NYS Electric and Gas","Broome","Southern Tier","Central","Central","Central",null,"Zone C - Central","Central","Central Region"]
[null,null,null,null,null,null,null,null,null,"13862Broome","13862",13862,"Zone C - Central","NYS Electric and Gas","Broome","Southern Tier","Central","Central","Central",null,"Zone C - Central","Central","Central Region"]
[null,null,null,null,null,null,null,null,null,"13865Broome","13865",13865,"Zone C - Central","NYS Electric and Gas","Broome","Southern Tier","Central","Central","Central",null,"Zone C - Central","Central","Central Region"]
[null,null,null,null,null,null,null,null,null,"13901Broome","13901",13901,"Zone C - Central","NYS Electric and Gas","Broome","Southern Tier","Central","Central","Central",null,"Zone C - Central","Central","Central Region"]
[null,null,null,null,null,null,null,null,null,"13902Broome","13902",13902,"Zone C - Central","NYS Electric and Gas","Broome","Southern Tier","Central","Central","Central",null,"Zone C - Central","Central","Central Region"]
[null,null,null,null,null,null,null,null,null,"13903Broome","13903",13903,"Zone C - Central","NYS Electric and Gas","Broome","Southern Tier","Central","Central","Central",null,"Zone C - Central","Central","Central Region"]
[null,null,null,null,null,null,null,null,null,"13904Broome","13904",13904,"Zone C - Central","NYS Electric and Gas","Broome","Southern Tier","Central","Central","Central",null,"Zone C - Central","Central","Central Region"]
[null,null,null,null,null,null,null,null,null,"13905Broome","13905",13905,"Zone C - Central","NYS Electric and Gas","Broome","Southern Tier","Central","Central","Central",null,"Zone C - Central","Central","Central Region"]
[null,null,null,null,null,null,null,null,null,"13754Broome","13754",13754,"Zone E - Mohawk Valley","NYS Electric and Gas","Broome","Southern Tier","Central","Central","Central",null,"Zone E - Mohawk Valley","Central","Central Region"]
[null,null,null,null,null,null,null,null,null,"13787Broome","13787",13787,"Zone E - Mohawk Valley","NYS Electric and Gas","Broome","Southern Tier","Central","Central","Central",null,"Zone E - Mohawk Valley","Central","Central Region"]
[null,null,null,null,null,null,null,null,null,"13813Broome","13813",13813,"Zone E - Mohawk Valley","NYS Electric and Gas","Broome","Southern Tier","Central","Central","Central",null,"Zone E - Mohawk Valley","Central","Central Region"]
[null,null,null,null,null,null,null,null,null,"13826Broome","13826",13826,"Zone E - Mohawk Valley","NYS Electric and Gas","Broome","Southern Tier","Central","Central","Central",null,"Zone E - Mohawk Valley","Central","Central Region"]
[null,null,null,null,null,null,null,null,null,"14042Cattaraugus","14042",14042,"Zone A - West","National Grid","Cattaraugus","Western New York","Western","Western","Western",null,"Zone A - West","Western","Western Region"]
[null,null,null,null,null,null,null,null,null,"14060Cattaraugus","14060",14060,"Zone A - West","National Grid","Cattaraugus","Western New York","Western","Western","Western",null,"Zone A - West","Western","Western Region"]
[null,null,null,null,null,null,null,null,null,"14065Cattaraugus","14065",14065,"Zone A - West","National Grid","Cattaraugus","Western New York","Western","Western","Western",null,"Zone A - West","Western","Western Region"]
[null,null,null,null,null,null,null,null,null,"14101Cattaraugus","14101",14101,"Zone A - West","National Grid","Cattaraugus","Western New York","Western","Western","Western",null,"Zone A - West","Western","Western Region"]
[null,null,null,null,null,null,null,null,null,"14133Cattaraugus","14133",14133,"Zone A - West","National Grid","Cattaraugus","Western New York","Western","Western","Western",null,"Zone A - West","Western","Western Region"]
[null,null,null,null,null,null,null,null,null,"14171Cattaraugus","14171",14171,"Zone A - West","National Grid","Cattaraugus","Western New York","Western","Western","Western",null,"Zone A - West","Western","Western Region"]
[null,null,null,null,null,null,null,null,null,"14173Cattaraugus","14173",14173,"Zone A - West","National Grid","Cattaraugus","Western New York","Western","Western","Western",null,"Zone A - West","Western","Western Region"]
[null,null,null,null,null,null,null,null,null,"14706Cattaraugus","14706",14706,"Zone A - West","National Grid","Cattaraugus","Western New York","Western","Western","Western",null,"Zone A - West","Western","Western Region"]
[null,null,null,null,null,null,null,null,null,"14719Cattaraugus","14719",14719,"Zone A - West","National Grid","Cattaraugus","Western New York","Western","Western","Western",null,"Zone A - West","Western","Western Region"]
[null,null,null,null,null,null,null,null,null,"14729Cattaraugus","14729",14729,"Zone A - West","National Grid","Cattaraugus","Western New York","Western","Western","Western",null,"Zone A - West","Western","Western Region"]
[null,null,null,null,null,null,null,null,null,"14731Cattaraugus","14731",14731,"Zone A - West","National Grid","Cattaraugus","Western New York","Western","Western","Western",null,"Zone A - West","Western","Western Region"]
[null,null,null,null,null,null,null,null,null,"14737Cattaraugus","14737",14737,"Zone A - West","National Grid","Cattaraugus","Western New York","Western","Western","Western",null,"Zone A - West","Western","Western Region"]
[null,null,null,null,null,null,null,null,null,"14741Cattaraugus","14741",14741,"Zone A - West","National Grid","Cattaraugus","Western New York","Western","Western","Western",null,"Zone A - West","Western","Western Region"]
[null,null,null,null,null,null,null,null,null,"14743Cattaraugus","14743",14743,"Zone A - West","National Grid","Cattaraugus","Western New York","Western","Western","Western",null,"Zone A - West","Western","Western Region"]
[null,null,null,null,null,null,null,null,null,"14748Cattaraugus","14748",14748,"Zone A - West","National Grid","Cattaraugus","Western New York","Western","Western","Western",null,"Zone A - West","Western","Western Region"]
[null,null,null,null,null,null,null,null,null,"14753Cattaraugus","14753",14753,"Zone A - West","National Grid","Cattaraugus","Western New York","Western","Western","Western",null,"Zone A - West","Western","Western Region"]
[null,null,null,null,null,null,null,null,null,"14760Cattaraugus","14760",14760,"Zone A - West","National Grid","Cattaraugus","Western New York","Western","Western","Western",null,"Zone A - West","Western","Western Region"]
[null,null,null,null,null,null,null,null,null,"14766Cattaraugus","14766",14766,"Zone A - West","National Grid","Cattaraugus","Western New York","Western","Western","Western",null,"Zone A - West","Western","Western Region"]
[null,null,null,null,null,null,null,null,null,"14770Cattaraugus","14770",14770,"Zone A - West","National Grid","Cattaraugus","Western New York","Western","Western","Western",null,"Zone A - West","Western","Western Region"]
[null,null,null,null,null,null,null,null,null,"14778Cattaraugus","14778",14778,"Zone A - West","National Grid","Cattaraugus","Western New York","Western","Western","Western",null,"Zone A - West","Western","Western Region"]
[null,null,null,null,null,null,null,null,null,"14788Cattaraugus","14788",14788,"Zone A - West","National Grid","Cattaraugus","Western New York","Western","Western","Western",null,"Zone A - West","Western","Western Region"]
[null,null,null,null,null,null,null,null,null,"14041Cattaraugus","14041",14041,"Zone A - West","NYS Electric and Gas","Cattaraugus","Western New York","Western","Western","Western",null,"Zone A - West","Western","Western Region"]
[null,null,null,null,null,null,null,null,null,"14070Cattaraugus","14070",14070,"Zone A - West","NYS Electric and Gas","Cattaraugus","Western New York","Western","Western","Western",null,"Zone A - West","Western","Western Region"]
[null,null,null,null,null,null,null,null,null,"14129Cattaraugus","14129",14129,"Zone A - West","NYS Electric and Gas","Cattaraugus","Western New York","Western","Western","Western",null,"Zone A - West","Western","Western Region"]
[null,null,null,null,null,null,null,null,null,"14138Cattaraugus","14138",14138,"Zone A - West","NYS Electric and Gas","Cattaraugus","Western New York","Western","Western","Western",null,"Zone A - West","Western","Western Region"]
[null,null,null,null,null,null,null,null,null,"14168Cattaraugus","14168",14168,"Zone A - West","NYS Electric and Gas","Cattaraugus","Western New York","Western","Western","Western",null,"Zone A - West","Western","Western Region"]
[null,null,null,null,null,null,null,null,null,"14726Cattaraugus","14726",14726,"Zone A - West","NYS Electric and Gas","Cattaraugus","Western New York","Western","Western","Western",null,"Zone A - West","Western","Western Region"]
[null,null,null,null,null,null,null,null,null,"14730Cattaraugus","14730",14730,"Zone A - West","NYS Electric and Gas","Cattaraugus","Western New York","Western","Western","Western",null,"Zone A - West","Western","Western Region"]
[null,null,null,null,null,null,null,null,null,"14751Cattaraugus","14751",14751,"Zone A - West","NYS Electric and Gas","Cattaraugus","Western New York","Western","Western","Western",null,"Zone A - West","Western","Western Region"]
[null,null,null,null,null,null,null,null,null,"14772Cattaraugus","14772",14772,"Zone A - West","NYS Electric and Gas","Cattaraugus","Western New York","Western","Western","Western",null,"Zone A - West","Western","Western Region"]
[null,null,null,null,null,null,null,null,null,"14783Cattaraugus","14783",14783,"Zone A - West","NYS Electric and Gas","Cattaraugus","Western New York","Western","Western","Western",null,"Zone A - West","Western","Western Region"]
[null,null,null,null,null,null,null,null,null,"14755Cattaraugus","14755",14755,"Zone A - West","Municipal Utilities","Cattaraugus","Western New York","Western","Western","Western",null,"Zone A - West","Western","Western Region"]
[null,null,null,null,null,null,null,null,null,{"$f":"CONCATENATE(L197,O197)","v":"14779Cattaraugus"},"14779",14779,"Zone A - West","Municipal Utilities","Cattaraugus","Western New York","Western","Western","Western",null,"Zone A - West",{"$f":"Q197","v":"Western"},"Western Region"]
[null,null,null,null,null,null,null,null,null,"13033Cayuga","13033",13033,"Zone B - Genesee","Rochester Gas and Electric","Cayuga","Central New York","Central","Central","Central",null,"Zone B - Genesee","Central","Central Region"]
[null,null,null,null,null,null,null,null,null,"13064Cayuga","13064",13064,"Zone B - Genesee","Rochester Gas and Electric","Cayuga","Central New York","Central","Central","Central",null,"Zone B - Genesee","Central","Central Region"]
[null,null,null,null,null,null,null,null,null,"13111Cayuga","13111",13111,"Zone B - Genesee","Rochester Gas and Electric","Cayuga","Central New York","Central","Central","Central",null,"Zone B - Genesee","Central","Central Region"]
[null,null,null,null,null,null,null,null,null,"13113Cayuga","13113",13113,"Zone B - Genesee","Rochester Gas and Electric","Cayuga","Central New York","Central","Central","Central",null,"Zone B - Genesee","Central","Central Region"]
[null,null,null,null,null,null,null,null,null,"13156Cayuga","13156",13156,"Zone B - Genesee","Rochester Gas and Electric","Cayuga","Central New York","Central","Central","Central",null,"Zone B - Genesee","Central","Central Region"]
[null,null,null,null,null,null,null,null,null,"13117Cayuga","13117",13117,"Zone B - Genesee","NYS Electric and Gas","Cayuga","Central New York","Central","Central","Central",null,"Zone B - Genesee","Central","Central Region"]
[null,null,null,null,null,null,null,null,null,"13140Cayuga","13140",13140,"Zone B - Genesee","NYS Electric and Gas","Cayuga","Central New York","Central","Central","Central",null,"Zone B - Genesee","Central","Central Region"]
[null,null,null,null,null,null,null,null,null,"13021Cayuga","13021",13021,"Zone C - Central","NYS Electric and Gas","Cayuga","Central New York","Central","Central","Central",null,"Zone C - Central","Central","Central Region"]
[null,null,null,null,null,null,null,null,null,"13022Cayuga","13022",13022,"Zone C - Central","NYS Electric and Gas","Cayuga","Central New York","Central","Central","Central",null,"Zone C - Central","Central","Central Region"]
[null,null,null,null,null,null,null,null,null,"13024Cayuga","13024",13024,"Zone C - Central","NYS Electric and Gas","Cayuga","Central New York","Central","Central","Central",null,"Zone C - Central","Central","Central Region"]
[null,null,null,null,null,null,null,null,null,"13026Cayuga","13026",13026,"Zone C - Central","NYS Electric and Gas","Cayuga","Central New York","Central","Central","Central",null,"Zone C - Central","Central","Central Region"]
[null,null,null,null,null,null,null,null,null,"13034Cayuga","13034",13034,"Zone C - Central","NYS Electric and Gas","Cayuga","Central New York","Central","Central","Central",null,"Zone C - Central","Central","Central Region"]
[null,null,null,null,null,null,null,null,null,"13071Cayuga","13071",13071,"Zone C - Central","NYS Electric and Gas","Cayuga","Central New York","Central","Central","Central",null,"Zone C - Central","Central","Central Region"]
[null,null,null,null,null,null,null,null,null,"13081Cayuga","13081",13081,"Zone C - Central","NYS Electric and Gas","Cayuga","Central New York","Central","Central","Central",null,"Zone C - Central","Central","Central Region"]
[null,null,null,null,null,null,null,null,null,"13139Cayuga","13139",13139,"Zone C - Central","NYS Electric and Gas","Cayuga","Central New York","Central","Central","Central",null,"Zone C - Central","Central","Central Region"]
[null,null,null,null,null,null,null,null,null,"13147Cayuga","13147",13147,"Zone C - Central","NYS Electric and Gas","Cayuga","Central New York","Central","Central","Central",null,"Zone C - Central","Central","Central Region"]
[null,null,null,null,null,null,null,null,null,"13160Cayuga","13160",13160,"Zone C - Central","NYS Electric and Gas","Cayuga","Central New York","Central","Central","Central",null,"Zone C - Central","Central","Central Region"]
[null,null,null,null,null,null,null,null,null,"13166Cayuga","13166",13166,"Zone C - Central","NYS Electric and Gas","Cayuga","Central New York","Central","Central","Central",null,"Zone C - Central","Central","Central Region"]
[null,null,null,null,null,null,null,null,null,"13092Cayuga","13092",13092,"Zone C - Central","NYS Electric and Gas","Cayuga","Central New York","Central","Central","Central",null,"Zone C - Central","Central","Central Region"]
[null,null,null,null,null,null,null,null,null,"13118Cayuga","13118",13118,"Zone C - Central","NYS Electric and Gas","Cayuga","Central New York","Central","Central","Central",null,"Zone C - Central","Central","Central Region"]
[null,null,null,null,null,null,null,null,null,"14048Chautauqua","14048",14048,"Zone A - West","National Grid","Chautauqua","Western New York","Western","Western","Western",null,"Zone A - West","Western","Western Region"]
[null,null,null,null,null,null,null,null,null,"14063Chautauqua","14063",14063,"Zone A - West","National Grid","Chautauqua","Western New York","Western","Western","Western",null,"Zone A - West","Western","Western Region"]
[null,null,null,null,null,null,null,null,null,"14135Chautauqua","14135",14135,"Zone A - West","National Grid","Chautauqua","Western New York","Western","Western","Western",null,"Zone A - West","Western","Western Region"]
[null,null,null,null,null,null,null,null,null,"14166Chautauqua","14166",14166,"Zone A - West","National Grid","Chautauqua","Western New York","Western","Western","Western",null,"Zone A - West","Western","Western Region"]
[null,null,null,null,null,null,null,null,null,"14710Chautauqua","14710",14710,"Zone A - West","National Grid","Chautauqua","Western New York","Western","Western","Western",null,"Zone A - West","Western","Western Region"]
[null,null,null,null,null,null,null,null,null,"14712Chautauqua","14712",14712,"Zone A - West","National Grid","Chautauqua","Western New York","Western","Western","Western",null,"Zone A - West","Western","Western Region"]
[null,null,null,null,null,null,null,null,null,"14718Chautauqua","14718",14718,"Zone A - West","National Grid","Chautauqua","Western New York","Western","Western","Western",null,"Zone A - West","Western","Western Region"]
[null,null,null,null,null,null,null,null,null,"14720Chautauqua","14720",14720,"Zone A - West","National Grid","Chautauqua","Western New York","Western","Western","Western",null,"Zone A - West","Western","Western Region"]
[null,null,null,null,null,null,null,null,null,"14722Chautauqua","14722",14722,"Zone A - West","National Grid","Chautauqua","Western New York","Western","Western","Western",null,"Zone A - West","Western","Western Region"]
[null,null,null,null,null,null,null,null,null,"14724Chautauqua","14724",14724,"Zone A - West","National Grid","Chautauqua","Western New York","Western","Western","Western",null,"Zone A - West","Western","Western Region"]
[null,null,null,null,null,null,null,null,null,"14728Chautauqua","14728",14728,"Zone A - West","National Grid","Chautauqua","Western New York","Western","Western","Western",null,"Zone A - West","Western","Western Region"]
[null,null,null,null,null,null,null,null,null,"14736Chautauqua","14736",14736,"Zone A - West","National Grid","Chautauqua","Western New York","Western","Western","Western",null,"Zone A - West","Western","Western Region"]
[null,null,null,null,null,null,null,null,null,"14738Chautauqua","14738",14738,"Zone A - West","National Grid","Chautauqua","Western New York","Western","Western","Western",null,"Zone A - West","Western","Western Region"]
[null,null,null,null,null,null,null,null,null,"14740Chautauqua","14740",14740,"Zone A - West","National Grid","Chautauqua","Western New York","Western","Western","Western",null,"Zone A - West","Western","Western Region"]
[null,null,null,null,null,null,null,null,null,"14747Chautauqua","14747",14747,"Zone A - West","National Grid","Chautauqua","Western New York","Western","Western","Western",null,"Zone A - West","Western","Western Region"]
[null,null,null,null,null,null,null,null,null,"14750Chautauqua","14750",14750,"Zone A - West","National Grid","Chautauqua","Western New York","Western","Western","Western",null,"Zone A - West","Western","Western Region"]
[null,null,null,null,null,null,null,null,null,"14752Chautauqua","14752",14752,"Zone A - West","National Grid","Chautauqua","Western New York","Western","Western","Western",null,"Zone A - West","Western","Western Region"]
[null,null,null,null,null,null,null,null,null,"14756Chautauqua","14756",14756,"Zone A - West","National Grid","Chautauqua","Western New York","Western","Western","Western",null,"Zone A - West","Western","Western Region"]
[null,null,null,null,null,null,null,null,null,"14758Chautauqua","14758",14758,"Zone A - West","National Grid","Chautauqua","Western New York","Western","Western","Western",null,"Zone A - West","Western","Western Region"]
[null,null,null,null,null,null,null,null,null,"14767Chautauqua","14767",14767,"Zone A - West","National Grid","Chautauqua","Western New York","Western","Western","Western",null,"Zone A - West","Western","Western Region"]
[null,null,null,null,null,null,null,null,null,"14769Chautauqua","14769",14769,"Zone A - West","National Grid","Chautauqua","Western New York","Western","Western","Western",null,"Zone A - West","Western","Western Region"]
[null,null,null,null,null,null,null,null,null,"14775Chautauqua","14775",14775,"Zone A - West","National Grid","Chautauqua","Western New York","Western","Western","Western",null,"Zone A - West","Western","Western Region"]
[null,null,null,null,null,null,null,null,null,"14781Chautauqua","14781",14781,"Zone A - West","National Grid","Chautauqua","Western New York","Western","Western","Western",null,"Zone A - West","Western","Western Region"]
[null,null,null,null,null,null,null,null,null,"14782Chautauqua","14782",14782,"Zone A - West","National Grid","Chautauqua","Western New York","Western","Western","Western",null,"Zone A - West","Western","Western Region"]
[null,null,null,null,null,null,null,null,null,"14784Chautauqua","14784",14784,"Zone A - West","National Grid","Chautauqua","Western New York","Western","Western","Western",null,"Zone A - West","Western","Western Region"]
[null,null,null,null,null,null,null,null,null,"14785Chautauqua","14785",14785,"Zone A - West","National Grid","Chautauqua","Western New York","Western","Western","Western",null,"Zone A - West","Western","Western Region"]
[null,null,null,null,null,null,null,null,null,"14062Chautauqua","14062",14062,"Zone A - West","NYS Electric and Gas","Chautauqua","Western New York","Western","Western","Western",null,"Zone A - West","Western","Western Region"]
[null,null,null,null,null,null,null,null,null,"14136Chautauqua","14136",14136,"Zone A - West","NYS Electric and Gas","Chautauqua","Western New York","Western","Western","Western",null,"Zone A - West","Western","Western Region"]
[null,null,null,null,null,null,null,null,null,"14723Chautauqua","14723",14723,"Zone A - West","NYS Electric and Gas","Chautauqua","Western New York","Western","Western","Western",null,"Zone A - West","Western","Western Region"]
[null,null,null,null,null,null,null,null,null,"14732Chautauqua","14732",14732,"Zone A - West","NYS Electric and Gas","Chautauqua","Western New York","Western","Western","Western",null,"Zone A - West","Western","Western Region"]
[null,null,null,null,null,null,null,null,null,"14716Chautauqua","14716",14716,"Zone A - West","Municipal Utilities","Chautauqua","Western New York","Western","Western","Western",null,"Zone A - West","Western","Western Region"]
[null,null,null,null,null,null,null,null,null,"14787Chautauqua","14787",14787,"Zone A - West","Municipal Utilities","Chautauqua","Western New York","Western","Western","Western",null,"Zone A - West","Western","Western Region"]
[null,null,null,null,null,null,null,null,null,"14757Chautauqua","14757",14757,"Zone A - West","Municipal Utilities","Chautauqua","Western New York","Western","Western","Western",null,"Zone A - West","Western","Western Region"]
[null,null,null,null,null,null,null,null,null,"14701Chautauqua","14701",14701,"Zone A - West","Municipal Utilities","Chautauqua","Western New York","Western","Western","Western",null,"Zone A - West","Western","Western Region"]
[null,null,null,null,null,null,null,null,null,"14702Chautauqua","14702",14702,"Zone A - West","Municipal Utilities","Chautauqua","Western New York","Western","Western","Western",null,"Zone A - West","Western","Western Region"]
[null,null,null,null,null,null,null,null,null,"14733Chautauqua","14733",14733,"Zone A - West","Municipal Utilities","Chautauqua","Western New York","Western","Western","Western",null,"Zone A - West","Western","Western Region"]
[null,null,null,null,null,null,null,null,null,"14742Chautauqua","14742",14742,"Zone A - West","Municipal Utilities","Chautauqua","Western New York","Western","Western","Western",null,"Zone A - West","Western","Western Region"]
[null,null,null,null,null,null,null,null,null,"14889Chemung","14889",14889,"Zone C - Central","NYS Electric and Gas","Chemung","Southern Tier","Western","Western","Western",null,"Zone C - Central","Western","Western Region"]
[null,null,null,null,null,null,null,null,null,"14812Chemung","14812",14812,"Zone C - Central","NYS Electric and Gas","Chemung","Southern Tier","Western","Western","Western",null,"Zone C - Central","Western","Western Region"]
[null,null,null,null,null,null,null,null,null,"14814Chemung","14814",14814,"Zone C - Central","NYS Electric and Gas","Chemung","Southern Tier","Western","Western","Western",null,"Zone C - Central","Western","Western Region"]
[null,null,null,null,null,null,null,null,null,"14816Chemung","14816",14816,"Zone C - Central","NYS Electric and Gas","Chemung","Southern Tier","Western","Western","Western",null,"Zone C - Central","Western","Western Region"]
[null,null,null,null,null,null,null,null,null,"14825Chemung","14825",14825,"Zone C - Central","NYS Electric and Gas","Chemung","Southern Tier","Western","Western","Western",null,"Zone C - Central","Western","Western Region"]
[null,null,null,null,null,null,null,null,null,"14838Chemung","14838",14838,"Zone C - Central","NYS Electric and Gas","Chemung","Southern Tier","Western","Western","Western",null,"Zone C - Central","Western","Western Region"]
[null,null,null,null,null,null,null,null,null,{"$f":"CONCATENATE(L261,O261)","v":"14845Chemung"},"14845",14845,"Zone C - Central","NYS Electric and Gas","Chemung","Southern Tier","Western","Western","Western",null,"Zone C - Central",{"$f":"Q261","v":"Western"},"Western Region"]
[null,null,null,null,null,null,null,null,null,"14861Chemung","14861",14861,"Zone C - Central","NYS Electric and Gas","Chemung","Southern Tier","Western","Western","Western",null,"Zone C - Central","Western","Western Region"]
[null,null,null,null,null,null,null,null,null,"14864Chemung","14864",14864,"Zone C - Central","NYS Electric and Gas","Chemung","Southern Tier","Western","Western","Western",null,"Zone C - Central","Western","Western Region"]
[null,null,null,null,null,null,null,null,null,"14871Chemung","14871",14871,"Zone C - Central","NYS Electric and Gas","Chemung","Southern Tier","Western","Western","Western",null,"Zone C - Central","Western","Western Region"]
[null,null,null,null,null,null,null,null,null,"14872Chemung","14872",14872,"Zone C - Central","NYS Electric and Gas","Chemung","Southern Tier","Western","Western","Western",null,"Zone C - Central","Western","Western Region"]
[null,null,null,null,null,null,null,null,null,"14894Chemung","14894",14894,"Zone C - Central","NYS Electric and Gas","Chemung","Southern Tier","Western","Western","Western",null,"Zone C - Central","Western","Western Region"]
[null,null,null,null,null,null,null,null,null,"14901Chemung","14901",14901,"Zone C - Central","NYS Electric and Gas","Chemung","Southern Tier","Western","Western","Western",null,"Zone C - Central","Western","Western Region"]
[null,null,null,null,null,null,null,null,null,"14902Chemung","14902",14902,"Zone C - Central","NYS Electric and Gas","Chemung","Southern Tier","Western","Western","Western",null,"Zone C - Central","Western","Western Region"]
[null,null,null,null,null,null,null,null,null,"14903Chemung","14903",14903,"Zone C - Central","NYS Electric and Gas","Chemung","Southern Tier","Western","Western","Western",null,"Zone C - Central","Western","Western Region"]
[null,null,null,null,null,null,null,null,null,"14904Chemung","14904",14904,"Zone C - Central","NYS Electric and Gas","Chemung","Southern Tier","Western","Western","Western",null,"Zone C - Central","Western","Western Region"]
[null,null,null,null,null,null,null,null,null,"14905Chemung","14905",14905,"Zone C - Central","NYS Electric and Gas","Chemung","Southern Tier","Western","Western","Western",null,"Zone C - Central","Western","Western Region"]
[null,null,null,null,null,null,null,null,null,"13746Chenango","13746",13746,"Zone C - Central","NYS Electric and Gas","Chenango","Southern Tier","Central","Central","Central",null,"Zone C - Central","Central","Central Region"]
[null,null,null,null,null,null,null,null,null,"13124Chenango","13124",13124,"Zone E - Mohawk Valley","National Grid","Chenango","Southern Tier","Central","Central","Central",null,"Zone E - Mohawk Valley","Central","Central Region"]
[null,null,null,null,null,null,null,null,null,"13411Chenango","13411",13411,"Zone E - Mohawk Valley","NYS Electric and Gas","Chenango","Southern Tier","Central","Central","Central",null,"Zone E - Mohawk Valley","Central","Central Region"]
[null,null,null,null,null,null,null,null,null,"13460Chenango","13460",13460,"Zone E - Mohawk Valley","NYS Electric and Gas","Chenango","Southern Tier","Central","Central","Central",null,"Zone E - Mohawk Valley","Central","Central Region"]
[null,null,null,null,null,null,null,null,null,"13464Chenango","13464",13464,"Zone E - Mohawk Valley","NYS Electric and Gas","Chenango","Southern Tier","Central","Central","Central",null,"Zone E - Mohawk Valley","Central","Central Region"]
[null,null,null,null,null,null,null,null,null,"13733Chenango","13733",13733,"Zone E - Mohawk Valley","NYS Electric and Gas","Chenango","Southern Tier","Central","Central","Central",null,"Zone E - Mohawk Valley","Central","Central Region"]
[null,null,null,null,null,null,null,null,null,"13758Chenango","13758",13758,"Zone E - Mohawk Valley","NYS Electric and Gas","Chenango","Southern Tier","Central","Central","Central",null,"Zone E - Mohawk Valley","Central","Central Region"]
[null,null,null,null,null,null,null,null,null,"13780Chenango","13780",13780,"Zone E - Mohawk Valley","NYS Electric and Gas","Chenango","Southern Tier","Central","Central","Central",null,"Zone E - Mohawk Valley","Central","Central Region"]
[null,null,null,null,null,null,null,null,null,"13809Chenango","13809",13809,"Zone E - Mohawk Valley","NYS Electric and Gas","Chenango","Southern Tier","Central","Central","Central",null,"Zone E - Mohawk Valley","Central","Central Region"]
[null,null,null,null,null,null,null,null,null,"13814Chenango","13814",13814,"Zone E - Mohawk Valley","NYS Electric and Gas","Chenango","Southern Tier","Central","Central","Central",null,"Zone E - Mohawk Valley","Central","Central Region"]
[null,null,null,null,null,null,null,null,null,"13815Chenango","13815",13815,"Zone E - Mohawk Valley","NYS Electric and Gas","Chenango","Southern Tier","Central","Central","Central",null,"Zone E - Mohawk Valley","Central","Central Region"]
[null,null,null,null,null,null,null,null,null,"13830Chenango","13830",13830,"Zone E - Mohawk Valley","NYS Electric and Gas","Chenango","Southern Tier","Central","Central","Central",null,"Zone E - Mohawk Valley","Central","Central Region"]
[null,null,null,null,null,null,null,null,null,"13832Chenango","13832",13832,"Zone E - Mohawk Valley","NYS Electric and Gas","Chenango","Southern Tier","Central","Central","Central",null,"Zone E - Mohawk Valley","Central","Central Region"]
[null,null,null,null,null,null,null,null,null,"13843Chenango","13843",13843,"Zone E - Mohawk Valley","NYS Electric and Gas","Chenango","Southern Tier","Central","Central","Central",null,"Zone E - Mohawk Valley","Central","Central Region"]
[null,null,null,null,null,null,null,null,null,"13844Chenango","13844",13844,"Zone E - Mohawk Valley","NYS Electric and Gas","Chenango","Southern Tier","Central","Central","Central",null,"Zone E - Mohawk Valley","Central","Central Region"]
[null,null,null,null,null,null,null,null,null,"13778Chenango","13778",13778,"Zone E - Mohawk Valley","Municipal Utilities","Chenango","Southern Tier","Central","Central","Central",null,"Zone E - Mohawk Valley","Central","Central Region"]
[null,null,null,null,null,null,null,null,null,"13136Chenango","13136",13136,"Zone E - Mohawk Valley","NYS Electric and Gas","Chenango","Southern Tier","Central","Central","Central",null,"Zone E - Mohawk Valley","Central","Central Region"]
[null,null,null,null,null,null,null,null,null,"13155Chenango","13155",13155,"Zone E - Mohawk Valley","NYS Electric and Gas","Chenango","Southern Tier","Central","Central","Central",null,"Zone E - Mohawk Valley","Central","Central Region"]
[null,null,null,null,null,null,null,null,null,"13730Chenango","13730",13730,"Zone E - Mohawk Valley","NYS Electric and Gas","Chenango","Southern Tier","Central","Central","Central",null,"Zone E - Mohawk Valley","Central","Central Region"]
[null,null,null,null,null,null,null,null,null,"13801Chenango","13801",13801,"Zone E - Mohawk Valley","NYS Electric and Gas","Chenango","Southern Tier","Central","Central","Central",null,"Zone E - Mohawk Valley","Central","Central Region"]
[null,null,null,null,null,null,null,null,null,"13841Chenango","13841",13841,"Zone E - Mohawk Valley","NYS Electric and Gas","Chenango","Southern Tier","Central","Central","Central",null,"Zone E - Mohawk Valley","Central","Central Region"]
[null,null,null,null,null,null,null,null,null,"12979Clinton","12979",12979,"Zone D - North","Municipal Utilities","Clinton","North Country","North County","North Country","North Country",null,"Zone D - North","North County","North Country"]
[null,null,null,null,null,null,null,null,null,"12903Clinton","12903",12903,"Zone D - North","NYS Electric and Gas","Clinton","North Country","North County","North Country","North Country",null,"Zone D - North","North County","North Country"]
[null,null,null,null,null,null,null,null,null,"12910Clinton","12910",12910,"Zone D - North","NYS Electric and Gas","Clinton","North Country","North County","North Country","North Country",null,"Zone D - North","North County","North Country"]
[null,null,null,null,null,null,null,null,null,"12911Clinton","12911",12911,"Zone D - North","NYS Electric and Gas","Clinton","North Country","North County","North Country","North Country",null,"Zone D - North","North County","North Country"]
[null,null,null,null,null,null,null,null,null,"12918Clinton","12918",12918,"Zone D - North","NYS Electric and Gas","Clinton","North Country","North County","North Country","North Country",null,"Zone D - North","North County","North Country"]
[null,null,null,null,null,null,null,null,null,"12919Clinton","12919",12919,"Zone D - North","NYS Electric and Gas","Clinton","North Country","North County","North Country","North Country",null,"Zone D - North","North County","North Country"]
[null,null,null,null,null,null,null,null,null,"12921Clinton","12921",12921,"Zone D - North","NYS Electric and Gas","Clinton","North Country","North County","North Country","North Country",null,"Zone D - North","North County","North Country"]
[null,null,null,null,null,null,null,null,null,"12923Clinton","12923",12923,"Zone D - North","NYS Electric and Gas","Clinton","North Country","North County","North Country","North Country",null,"Zone D - North","North County","North Country"]
[null,null,null,null,null,null,null,null,null,"12924Clinton","12924",12924,"Zone D - North","NYS Electric and Gas","Clinton","North Country","North County","North Country","North Country",null,"Zone D - North","North County","North Country"]
[null,null,null,null,null,null,null,null,null,"12929Clinton","12929",12929,"Zone D - North","NYS Electric and Gas","Clinton","North Country","North County","North Country","North Country",null,"Zone D - North","North County","North Country"]
[null,null,null,null,null,null,null,null,null,"12933Clinton","12933",12933,"Zone D - North","NYS Electric and Gas","Clinton","North Country","North County","North Country","North Country",null,"Zone D - North","North County","North Country"]
[null,null,null,null,null,null,null,null,null,"12934Clinton","12934",12934,"Zone D - North","NYS Electric and Gas","Clinton","North Country","North County","North Country","North Country",null,"Zone D - North","North County","North Country"]
[null,null,null,null,null,null,null,null,null,"12935Clinton","12935",12935,"Zone D - North","NYS Electric and Gas","Clinton","North Country","North County","North Country","North Country",null,"Zone D - North","North County","North Country"]
[null,null,null,null,null,null,null,null,null,"12952Clinton","12952",12952,"Zone D - North","NYS Electric and Gas","Clinton","North Country","North County","North Country","North Country",null,"Zone D - North","North County","North Country"]
[null,null,null,null,null,null,null,null,null,"12955Clinton","12955",12955,"Zone D - North","NYS Electric and Gas","Clinton","North Country","North County","North Country","North Country",null,"Zone D - North","North County","North Country"]
[null,null,null,null,null,null,null,null,null,"12958Clinton","12958",12958,"Zone D - North","NYS Electric and Gas","Clinton","North Country","North County","North Country","North Country",null,"Zone D - North","North County","North Country"]
[null,null,null,null,null,null,null,null,null,"12959Clinton","12959",12959,"Zone D - North","NYS Electric and Gas","Clinton","North Country","North County","North Country","North Country",null,"Zone D - North","North County","North Country"]
[null,null,null,null,null,null,null,null,null,"12962Clinton","12962",12962,"Zone D - North","NYS Electric and Gas","Clinton","North Country","North County","North Country","North Country",null,"Zone D - North","North County","North Country"]
[null,null,null,null,null,null,null,null,null,"12972Clinton","12972",12972,"Zone D - North","NYS Electric and Gas","Clinton","North Country","North County","North Country","North Country",null,"Zone D - North","North County","North Country"]
[null,null,null,null,null,null,null,null,null,"12981Clinton","12981",12981,"Zone D - North","NYS Electric and Gas","Clinton","North Country","North County","North Country","North Country",null,"Zone D - North","North County","North Country"]
[null,null,null,null,null,null,null,null,null,"12992Clinton","12992",12992,"Zone D - North","NYS Electric and Gas","Clinton","North Country","North County","North Country","North Country",null,"Zone D - North","North County","North Country"]
[null,null,null,null,null,null,null,null,null,"12901Clinton","12901",12901,"Zone D - North","Municipal Utilities","Clinton","North Country","North County","North Country","North Country",null,"Zone D - North","North County","North Country"]
[null,null,null,null,null,null,null,null,null,"12978Clinton","12978",12978,"Zone E - Mohawk Valley","NYS Electric and Gas","Clinton","North Country","North County","North Country","North Country",null,"Zone E - Mohawk Valley","North County","North Country"]
[null,null,null,null,null,null,null,null,null,"12985Clinton","12985",12985,"Zone E - Mohawk Valley","NYS Electric and Gas","Clinton","North Country","North County","North Country","North Country",null,"Zone E - Mohawk Valley","North County","North Country"]
[null,null,null,null,null,null,null,null,null,"12912Clinton","12912",12912,"Zone E - Mohawk Valley","National Grid","Clinton","North Country","North County","North Country","North Country",null,"Zone E - Mohawk Valley","North County","North Country"]
[null,null,null,null,null,null,null,null,null,"12050Columbia","12050",12050,"Zone F - Capital","National Grid","Columbia","Capital Region","Upper Hudson","Mid-Hudson","Mid-Hudson",null,"Zone F - Capital","Upper Hudson","Hudson Valley"]
[null,null,null,null,null,null,null,null,null,"12106Columbia","12106",12106,"Zone F - Capital","National Grid","Columbia","Capital Region","Upper Hudson","Mid-Hudson","Mid-Hudson",null,"Zone F - Capital","Upper Hudson","Hudson Valley"]
[null,null,null,null,null,null,null,null,null,"12130Columbia","12130",12130,"Zone F - Capital","National Grid","Columbia","Capital Region","Upper Hudson","Mid-Hudson","Mid-Hudson",null,"Zone F - Capital","Upper Hudson","Hudson Valley"]
[null,null,null,null,null,null,null,null,null,"12132Columbia","12132",12132,"Zone F - Capital","National Grid","Columbia","Capital Region","Upper Hudson","Mid-Hudson","Mid-Hudson",null,"Zone F - Capital","Upper Hudson","Hudson Valley"]
[null,null,null,null,null,null,null,null,null,"12172Columbia","12172",12172,"Zone F - Capital","National Grid","Columbia","Capital Region","Upper Hudson","Mid-Hudson","Mid-Hudson",null,"Zone F - Capital","Upper Hudson","Hudson Valley"]
[null,null,null,null,null,null,null,null,null,"12174Columbia","12174",12174,"Zone F - Capital","National Grid","Columbia","Capital Region","Upper Hudson","Mid-Hudson","Mid-Hudson",null,"Zone F - Capital","Upper Hudson","Hudson Valley"]
[null,null,null,null,null,null,null,null,null,"12184Columbia","12184",12184,"Zone F - Capital","National Grid","Columbia","Capital Region","Upper Hudson","Mid-Hudson","Mid-Hudson",null,"Zone F - Capital","Upper Hudson","Hudson Valley"]
[null,null,null,null,null,null,null,null,null,{"$f":"CONCATENATE(L325,O325)","v":"12513Columbia"},"12513",12513,"Zone F - Capital","National Grid","Columbia","Capital Region","Upper Hudson","Mid-Hudson","Mid-Hudson",null,"Zone F - Capital",{"$f":"Q325","v":"Upper Hudson"},"Hudson Valley"]
[null,null,null,null,null,null,null,null,null,"12523Columbia","12523",12523,"Zone F - Capital","National Grid","Columbia","Capital Region","Upper Hudson","Mid-Hudson","Mid-Hudson",null,"Zone F - Capital","Upper Hudson","Hudson Valley"]
[null,null,null,null,null,null,null,null,null,"12526Columbia","12526",12526,"Zone F - Capital","National Grid","Columbia","Capital Region","Upper Hudson","Mid-Hudson","Mid-Hudson",null,"Zone F - Capital","Upper Hudson","Hudson Valley"]
[null,null,null,null,null,null,null,null,null,"12530Columbia","12530",12530,"Zone F - Capital","National Grid","Columbia","Capital Region","Upper Hudson","Mid-Hudson","Mid-Hudson",null,"Zone F - Capital","Upper Hudson","Hudson Valley"]
[null,null,null,null,null,null,null,null,null,"12534Columbia","12534",12534,"Zone F - Capital","National Grid","Columbia","Capital Region","Upper Hudson","Mid-Hudson","Mid-Hudson",null,"Zone F - Capital","Upper Hudson","Hudson Valley"]
[null,null,null,null,null,null,null,null,null,"12017Columbia","12017",12017,"Zone F - Capital","NYS Electric and Gas","Columbia","Capital Region","Upper Hudson","Mid-Hudson","Mid-Hudson",null,"Zone F - Capital","Upper Hudson","Hudson Valley"]
[null,null,null,null,null,null,null,null,null,"12024Columbia","12024",12024,"Zone F - Capital","NYS Electric and Gas","Columbia","Capital Region","Upper Hudson","Mid-Hudson","Mid-Hudson",null,"Zone F - Capital","Upper Hudson","Hudson Valley"]
[null,null,null,null,null,null,null,null,null,"12029Columbia","12029",12029,"Zone F - Capital","NYS Electric and Gas","Columbia","Capital Region","Upper Hudson","Mid-Hudson","Mid-Hudson",null,"Zone F - Capital","Upper Hudson","Hudson Valley"]
[null,null,null,null,null,null,null,null,null,"12037Columbia","12037",12037,"Zone F - Capital","NYS Electric and Gas","Columbia","Capital Region","Upper Hudson","Mid-Hudson","Mid-Hudson",null,"Zone F - Capital","Upper Hudson","Hudson Valley"]
[null,null,null,null,null,null,null,null,null,"12060Columbia","12060",12060,"Zone F - Capital","NYS Electric and Gas","Columbia","Capital Region","Upper Hudson","Mid-Hudson","Mid-Hudson",null,"Zone F - Capital","Upper Hudson","Hudson Valley"]
[null,null,null,null,null,null,null,null,null,"12075Columbia","12075",12075,"Zone F - Capital","NYS Electric and Gas","Columbia","Capital Region","Upper Hudson","Mid-Hudson","Mid-Hudson",null,"Zone F - Capital","Upper Hudson","Hudson Valley"]
[null,null,null,null,null,null,null,null,null,"12115Columbia","12115",12115,"Zone F - Capital","NYS Electric and Gas","Columbia","Capital Region","Upper Hudson","Mid-Hudson","Mid-Hudson",null,"Zone F - Capital","Upper Hudson","Hudson Valley"]
[null,null,null,null,null,null,null,null,null,"12125Columbia","12125",12125,"Zone F - Capital","NYS Electric and Gas","Columbia","Capital Region","Upper Hudson","Mid-Hudson","Mid-Hudson",null,"Zone F - Capital","Upper Hudson","Hudson Valley"]
[null,null,null,null,null,null,null,null,null,"12136Columbia","12136",12136,"Zone F - Capital","NYS Electric and Gas","Columbia","Capital Region","Upper Hudson","Mid-Hudson","Mid-Hudson",null,"Zone F - Capital","Upper Hudson","Hudson Valley"]
[null,null,null,null,null,null,null,null,null,"12165Columbia","12165",12165,"Zone F - Capital","NYS Electric and Gas","Columbia","Capital Region","Upper Hudson","Mid-Hudson","Mid-Hudson",null,"Zone F - Capital","Upper Hudson","Hudson Valley"]
[null,null,null,null,null,null,null,null,null,"12195Columbia","12195",12195,"Zone F - Capital","NYS Electric and Gas","Columbia","Capital Region","Upper Hudson","Mid-Hudson","Mid-Hudson",null,"Zone F - Capital","Upper Hudson","Hudson Valley"]
[null,null,null,null,null,null,null,null,null,"12521Columbia","12521",12521,"Zone F - Capital","NYS Electric and Gas","Columbia","Capital Region","Upper Hudson","Mid-Hudson","Mid-Hudson",null,"Zone F - Capital","Upper Hudson","Hudson Valley"]
[null,null,null,null,null,null,null,null,null,"12529Columbia","12529",12529,"Zone F - Capital","NYS Electric and Gas","Columbia","Capital Region","Upper Hudson","Mid-Hudson","Mid-Hudson",null,"Zone F - Capital","Upper Hudson","Hudson Valley"]
[null,null,null,null,null,null,null,null,null,"12544Columbia","12544",12544,"Zone F - Capital","NYS Electric and Gas","Columbia","Capital Region","Upper Hudson","Mid-Hudson","Mid-Hudson",null,"Zone F - Capital","Upper Hudson","Hudson Valley"]
[null,null,null,null,null,null,null,null,null,"12565Columbia","12565",12565,"Zone F - Capital","NYS Electric and Gas","Columbia","Capital Region","Upper Hudson","Mid-Hudson","Mid-Hudson",null,"Zone F - Capital","Upper Hudson","Hudson Valley"]
[null,null,null,null,null,null,null,null,null,"12173Columbia","12173",12173,"Zone G - Hudson Valley","National Grid","Columbia","Capital Region","Upper Hudson","Mid-Hudson","Mid-Hudson",null,"Zone G - Hudson Valley","Upper Hudson","Hudson Valley"]
[null,null,null,null,null,null,null,null,null,"12541Columbia","12541",12541,"Zone G - Hudson Valley","National Grid","Columbia","Capital Region","Upper Hudson","Mid-Hudson","Mid-Hudson",null,"Zone G - Hudson Valley","Upper Hudson","Hudson Valley"]
[null,null,null,null,null,null,null,null,null,"12516Columbia","12516",12516,"Zone G - Hudson Valley","NYS Electric and Gas","Columbia","Capital Region","Upper Hudson","Mid-Hudson","Mid-Hudson",null,"Zone G - Hudson Valley","Upper Hudson","Hudson Valley"]
[null,null,null,null,null,null,null,null,null,"12517Columbia","12517",12517,"Zone G - Hudson Valley","NYS Electric and Gas","Columbia","Capital Region","Upper Hudson","Mid-Hudson","Mid-Hudson",null,"Zone G - Hudson Valley","Upper Hudson","Hudson Valley"]
[null,null,null,null,null,null,null,null,null,"12502Columbia","12502",12502,"Zone G - Hudson Valley","Central Hudson Gas and Electric","Columbia","Capital Region","Upper Hudson","Mid-Hudson","Mid-Hudson",null,"Zone G - Hudson Valley","Upper Hudson","Hudson Valley"]
[null,null,null,null,null,null,null,null,null,"12503Columbia","12503",12503,"Zone G - Hudson Valley","Central Hudson Gas and Electric","Columbia","Capital Region","Upper Hudson","Mid-Hudson","Mid-Hudson",null,"Zone G - Hudson Valley","Upper Hudson","Hudson Valley"]
[null,null,null,null,null,null,null,null,null,"13045Cortland","13045",13045,"Zone C - Central","National Grid","Cortland","Central New York","Central","Central","Central",null,"Zone C - Central","Central","Central Region"]
[null,null,null,null,null,null,null,null,null,"13056Cortland","13056",13056,"Zone C - Central","National Grid","Cortland","Central New York","Central","Central","Central",null,"Zone C - Central","Central","Central Region"]
[null,null,null,null,null,null,null,null,null,"13077Cortland","13077",13077,"Zone C - Central","National Grid","Cortland","Central New York","Central","Central","Central",null,"Zone C - Central","Central","Central Region"]
[null,null,null,null,null,null,null,null,null,"13087Cortland","13087",13087,"Zone C - Central","National Grid","Cortland","Central New York","Central","Central","Central",null,"Zone C - Central","Central","Central Region"]
[null,null,null,null,null,null,null,null,null,"13101Cortland","13101",13101,"Zone C - Central","National Grid","Cortland","Central New York","Central","Central","Central",null,"Zone C - Central","Central","Central Region"]
[null,null,null,null,null,null,null,null,null,"13158Cortland","13158",13158,"Zone C - Central","National Grid","Cortland","Central New York","Central","Central","Central",null,"Zone C - Central","Central","Central Region"]
[null,null,null,null,null,null,null,null,null,"13738Cortland","13738",13738,"Zone C - Central","National Grid","Cortland","Central New York","Central","Central","Central",null,"Zone C - Central","Central","Central Region"]
[null,null,null,null,null,null,null,null,null,"13040Cortland","13040",13040,"Zone C - Central","NYS Electric and Gas","Cortland","Central New York","Central","Central","Central",null,"Zone C - Central","Central","Central Region"]
[null,null,null,null,null,null,null,null,null,"13784Cortland","13784",13784,"Zone C - Central","NYS Electric and Gas","Cortland","Central New York","Central","Central","Central",null,"Zone C - Central","Central","Central Region"]
[null,null,null,null,null,null,null,null,null,"13803Cortland","13803",13803,"Zone C - Central","NYS Electric and Gas","Cortland","Central New York","Central","Central","Central",null,"Zone C - Central","Central","Central Region"]
[null,null,null,null,null,null,null,null,null,"13863Cortland","13863",13863,"Zone C - Central","NYS Electric and Gas","Cortland","Central New York","Central","Central","Central",null,"Zone C - Central","Central","Central Region"]
[null,null,null,null,null,null,null,null,null,"12167Delaware","12167",12167,"Zone E - Mohawk Valley","NYS Electric and Gas","Delaware","Southern Tier","Central","Central","Central",null,"Zone E - Mohawk Valley","Central","Central Region"]
[null,null,null,null,null,null,null,null,null,"12406Delaware","12406",12406,"Zone E - Mohawk Valley","NYS Electric and Gas","Delaware","Southern Tier","Central","Central","Central",null,"Zone E - Mohawk Valley","Central","Central Region"]
[null,null,null,null,null,null,null,null,null,"12421Delaware","12421",12421,"Zone E - Mohawk Valley","NYS Electric and Gas","Delaware","Southern Tier","Central","Central","Central",null,"Zone E - Mohawk Valley","Central","Central Region"]
[null,null,null,null,null,null,null,null,null,"12434Delaware","12434",12434,"Zone E - Mohawk Valley","NYS Electric and Gas","Delaware","Southern Tier","Central","Central","Central",null,"Zone E - Mohawk Valley","Central","Central Region"]
[null,null,null,null,null,null,null,null,null,"12438Delaware","12438",12438,"Zone E - Mohawk Valley","NYS Electric and Gas","Delaware","Southern Tier","Central","Central","Central",null,"Zone E - Mohawk Valley","Central","Central Region"]
[null,null,null,null,null,null,null,null,null,"12455Delaware","12455",12455,"Zone E - Mohawk Valley","NYS Electric and Gas","Delaware","Southern Tier","Central","Central","Central",null,"Zone E - Mohawk Valley","Central","Central Region"]
[null,null,null,null,null,null,null,null,null,"12459Delaware","12459",12459,"Zone E - Mohawk Valley","NYS Electric and Gas","Delaware","Southern Tier","Central","Central","Central",null,"Zone E - Mohawk Valley","Central","Central Region"]
[null,null,null,null,null,null,null,null,null,"12474Delaware","12474",12474,"Zone E - Mohawk Valley","NYS Electric and Gas","Delaware","Southern Tier","Central","Central","Central",null,"Zone E - Mohawk Valley","Central","Central Region"]
[null,null,null,null,null,null,null,null,null,"13731Delaware","13731",13731,"Zone E - Mohawk Valley","NYS Electric and Gas","Delaware","Southern Tier","Central","Central","Central",null,"Zone E - Mohawk Valley","Central","Central Region"]
[null,null,null,null,null,null,null,null,null,"13739Delaware","13739",13739,"Zone E - Mohawk Valley","NYS Electric and Gas","Delaware","Southern Tier","Central","Central","Central",null,"Zone E - Mohawk Valley","Central","Central Region"]
[null,null,null,null,null,null,null,null,null,"13740Delaware","13740",13740,"Zone E - Mohawk Valley","NYS Electric and Gas","Delaware","Southern Tier","Central","Central","Central",null,"Zone E - Mohawk Valley","Central","Central Region"]
[null,null,null,null,null,null,null,null,null,"13750Delaware","13750",13750,"Zone E - Mohawk Valley","NYS Electric and Gas","Delaware","Southern Tier","Central","Central","Central",null,"Zone E - Mohawk Valley","Central","Central Region"]
[null,null,null,null,null,null,null,null,null,"13751Delaware","13751",13751,"Zone E - Mohawk Valley","NYS Electric and Gas","Delaware","Southern Tier","Central","Central","Central",null,"Zone E - Mohawk Valley","Central","Central Region"]
[null,null,null,null,null,null,null,null,null,"13752Delaware","13752",13752,"Zone E - Mohawk Valley","NYS Electric and Gas","Delaware","Southern Tier","Central","Central","Central",null,"Zone E - Mohawk Valley","Central","Central Region"]
[null,null,null,null,null,null,null,null,null,"13753Delaware","13753",13753,"Zone E - Mohawk Valley","NYS Electric and Gas","Delaware","Southern Tier","Central","Central","Central",null,"Zone E - Mohawk Valley","Central","Central Region"]
[null,null,null,null,null,null,null,null,null,"13755Delaware","13755",13755,"Zone E - Mohawk Valley","NYS Electric and Gas","Delaware","Southern Tier","Central","Central","Central",null,"Zone E - Mohawk Valley","Central","Central Region"]
[null,null,null,null,null,null,null,null,null,"13756Delaware","13756",13756,"Zone E - Mohawk Valley","NYS Electric and Gas","Delaware","Southern Tier","Central","Central","Central",null,"Zone E - Mohawk Valley","Central","Central Region"]
[null,null,null,null,null,null,null,null,null,"13757Delaware","13757",13757,"Zone E - Mohawk Valley","NYS Electric and Gas","Delaware","Southern Tier","Central","Central","Central",null,"Zone E - Mohawk Valley","Central","Central Region"]
[null,null,null,null,null,null,null,null,null,"13774Delaware","13774",13774,"Zone E - Mohawk Valley","NYS Electric and Gas","Delaware","Southern Tier","Central","Central","Central",null,"Zone E - Mohawk Valley","Central","Central Region"]
[null,null,null,null,null,null,null,null,null,"13775Delaware","13775",13775,"Zone E - Mohawk Valley","NYS Electric and Gas","Delaware","Southern Tier","Central","Central","Central",null,"Zone E - Mohawk Valley","Central","Central Region"]
[null,null,null,null,null,null,null,null,null,"13782Delaware","13782",13782,"Zone E - Mohawk Valley","NYS Electric and Gas","Delaware","Southern Tier","Central","Central","Central",null,"Zone E - Mohawk Valley","Central","Central Region"]
[null,null,null,null,null,null,null,null,null,"13783Delaware","13783",13783,"Zone E - Mohawk Valley","NYS Electric and Gas","Delaware","Southern Tier","Central","Central","Central",null,"Zone E - Mohawk Valley","Central","Central Region"]
[null,null,null,null,null,null,null,null,null,"13786Delaware","13786",13786,"Zone E - Mohawk Valley","NYS Electric and Gas","Delaware","Southern Tier","Central","Central","Central",null,"Zone E - Mohawk Valley","Central","Central Region"]
[null,null,null,null,null,null,null,null,null,"13788Delaware","13788",13788,"Zone E - Mohawk Valley","NYS Electric and Gas","Delaware","Southern Tier","Central","Central","Central",null,"Zone E - Mohawk Valley","Central","Central Region"]
[null,null,null,null,null,null,null,null,null,"13804Delaware","13804",13804,"Zone E - Mohawk Valley","NYS Electric and Gas","Delaware","Southern Tier","Central","Central","Central",null,"Zone E - Mohawk Valley","Central","Central Region"]
[null,null,null,null,null,null,null,null,null,"13806Delaware","13806",13806,"Zone E - Mohawk Valley","NYS Electric and Gas","Delaware","Southern Tier","Central","Central","Central",null,"Zone E - Mohawk Valley","Central","Central Region"]
[null,null,null,null,null,null,null,null,null,"13838Delaware","13838",13838,"Zone E - Mohawk Valley","NYS Electric and Gas","Delaware","Southern Tier","Central","Central","Central",null,"Zone E - Mohawk Valley","Central","Central Region"]
[null,null,null,null,null,null,null,null,null,{"$f":"CONCATENATE(L389,O389)","v":"13839Delaware"},"13839",13839,"Zone E - Mohawk Valley","NYS Electric and Gas","Delaware","Southern Tier","Central","Central","Central",null,"Zone E - Mohawk Valley",{"$f":"Q389","v":"Central"},"Central Region"]
[null,null,null,null,null,null,null,null,null,"13842Delaware","13842",13842,"Zone E - Mohawk Valley","NYS Electric and Gas","Delaware","Southern Tier","Central","Central","Central",null,"Zone E - Mohawk Valley","Central","Central Region"]
[null,null,null,null,null,null,null,null,null,"13846Delaware","13846",13846,"Zone E - Mohawk Valley","NYS Electric and Gas","Delaware","Southern Tier","Central","Central","Central",null,"Zone E - Mohawk Valley","Central","Central Region"]
[null,null,null,null,null,null,null,null,null,"13847Delaware","13847",13847,"Zone E - Mohawk Valley","NYS Electric and Gas","Delaware","Southern Tier","Central","Central","Central",null,"Zone E - Mohawk Valley","Central","Central Region"]
[null,null,null,null,null,null,null,null,null,"13856Delaware","13856",13856,"Zone E - Mohawk Valley","NYS Electric and Gas","Delaware","Southern Tier","Central","Central","Central",null,"Zone E - Mohawk Valley","Central","Central Region"]
[null,null,null,null,null,null,null,null,null,"13860Delaware","13860",13860,"Zone E - Mohawk Valley","NYS Electric and Gas","Delaware","Southern Tier","Central","Central","Central",null,"Zone E - Mohawk Valley","Central","Central Region"]
[null,null,null,null,null,null,null,null,null,"12776Delaware","12776",12776,"Zone E - Mohawk Valley","NYS Electric and Gas","Delaware","Southern Tier","Central","Central","Central",null,"Zone E - Mohawk Valley","Central","Central Region"]
[null,null,null,null,null,null,null,null,null,"12504Dutchess","12504",12504,"Zone G - Hudson Valley","Central Hudson Gas and Electric","Dutchess","Mid-Hudson","Lower Hudson","Mid-Hudson","Mid-Hudson",null,"Zone G - Hudson Valley","Lower Hudson","Hudson Valley"]
[null,null,null,null,null,null,null,null,null,"12506Dutchess","12506",12506,"Zone G - Hudson Valley","Central Hudson Gas and Electric","Dutchess","Mid-Hudson","Lower Hudson","Mid-Hudson","Mid-Hudson",null,"Zone G - Hudson Valley","Lower Hudson","Hudson Valley"]
[null,null,null,null,null,null,null,null,null,"12507Dutchess","12507",12507,"Zone G - Hudson Valley","Central Hudson Gas and Electric","Dutchess","Mid-Hudson","Lower Hudson","Mid-Hudson","Mid-Hudson",null,"Zone G - Hudson Valley","Lower Hudson","Hudson Valley"]
[null,null,null,null,null,null,null,null,null,"12510Dutchess","12510",12510,"Zone G - Hudson Valley","Central Hudson Gas and Electric","Dutchess","Mid-Hudson","Lower Hudson","Mid-Hudson","Mid-Hudson",null,"Zone G - Hudson Valley","Lower Hudson","Hudson Valley"]
[null,null,null,null,null,null,null,null,null,"12514Dutchess","12514",12514,"Zone G - Hudson Valley","Central Hudson Gas and Electric","Dutchess","Mid-Hudson","Lower Hudson","Mid-Hudson","Mid-Hudson",null,"Zone G - Hudson Valley","Lower Hudson","Hudson Valley"]
[null,null,null,null,null,null,null,null,null,"12538Dutchess","12538",12538,"Zone G - Hudson Valley","Central Hudson Gas and Electric","Dutchess","Mid-Hudson","Lower Hudson","Mid-Hudson","Mid-Hudson",null,"Zone G - Hudson Valley","Lower Hudson","Hudson Valley"]
[null,null,null,null,null,null,null,null,null,"12540Dutchess","12540",12540,"Zone G - Hudson Valley","Central Hudson Gas and Electric","Dutchess","Mid-Hudson","Lower Hudson","Mid-Hudson","Mid-Hudson",null,"Zone G - Hudson Valley","Lower Hudson","Hudson Valley"]
[null,null,null,null,null,null,null,null,null,"12545Dutchess","12545",12545,"Zone G - Hudson Valley","Central Hudson Gas and Electric","Dutchess","Mid-Hudson","Lower Hudson","Mid-Hudson","Mid-Hudson",null,"Zone G - Hudson Valley","Lower Hudson","Hudson Valley"]
[null,null,null,null,null,null,null,null,null,"12546Dutchess","12546",12546,"Zone G - Hudson Valley","Central Hudson Gas and Electric","Dutchess","Mid-Hudson","Lower Hudson","Mid-Hudson","Mid-Hudson",null,"Zone G - Hudson Valley","Lower Hudson","Hudson Valley"]
[null,null,null,null,null,null,null,null,null,"12567Dutchess","12567",12567,"Zone G - Hudson Valley","Central Hudson Gas and Electric","Dutchess","Mid-Hudson","Lower Hudson","Mid-Hudson","Mid-Hudson",null,"Zone G - Hudson Valley","Lower Hudson","Hudson Valley"]
[null,null,null,null,null,null,null,null,null,"12569Dutchess","12569",12569,"Zone G - Hudson Valley","Central Hudson Gas and Electric","Dutchess","Mid-Hudson","Lower Hudson","Mid-Hudson","Mid-Hudson",null,"Zone G - Hudson Valley","Lower Hudson","Hudson Valley"]
[null,null,null,null,null,null,null,null,null,"12571Dutchess","12571",12571,"Zone G - Hudson Valley","Central Hudson Gas and Electric","Dutchess","Mid-Hudson","Lower Hudson","Mid-Hudson","Mid-Hudson",null,"Zone G - Hudson Valley","Lower Hudson","Hudson Valley"]
[null,null,null,null,null,null,null,null,null,"12572Dutchess","12572",12572,"Zone G - Hudson Valley","Central Hudson Gas and Electric","Dutchess","Mid-Hudson","Lower Hudson","Mid-Hudson","Mid-Hudson",null,"Zone G - Hudson Valley","Lower Hudson","Hudson Valley"]
[null,null,null,null,null,null,null,null,null,"12574Dutchess","12574",12574,"Zone G - Hudson Valley","Central Hudson Gas and Electric","Dutchess","Mid-Hudson","Lower Hudson","Mid-Hudson","Mid-Hudson",null,"Zone G - Hudson Valley","Lower Hudson","Hudson Valley"]
[null,null,null,null,null,null,null,null,null,"12578Dutchess","12578",12578,"Zone G - Hudson Valley","Central Hudson Gas and Electric","Dutchess","Mid-Hudson","Lower Hudson","Mid-Hudson","Mid-Hudson",null,"Zone G - Hudson Valley","Lower Hudson","Hudson Valley"]
[null,null,null,null,null,null,null,null,null,"12580Dutchess","12580",12580,"Zone G - Hudson Valley","Central Hudson Gas and Electric","Dutchess","Mid-Hudson","Lower Hudson","Mid-Hudson","Mid-Hudson",null,"Zone G - Hudson Valley","Lower Hudson","Hudson Valley"]
[null,null,null,null,null,null,null,null,null,"12581Dutchess","12581",12581,"Zone G - Hudson Valley","Central Hudson Gas and Electric","Dutchess","Mid-Hudson","Lower Hudson","Mid-Hudson","Mid-Hudson",null,"Zone G - Hudson Valley","Lower Hudson","Hudson Valley"]
[null,null,null,null,null,null,null,null,null,"12583Dutchess","12583",12583,"Zone G - Hudson Valley","Central Hudson Gas and Electric","Dutchess","Mid-Hudson","Lower Hudson","Mid-Hudson","Mid-Hudson",null,"Zone G - Hudson Valley","Lower Hudson","Hudson Valley"]
[null,null,null,null,null,null,null,null,null,"12585Dutchess","12585",12585,"Zone G - Hudson Valley","Central Hudson Gas and Electric","Dutchess","Mid-Hudson","Lower Hudson","Mid-Hudson","Mid-Hudson",null,"Zone G - Hudson Valley","Lower Hudson","Hudson Valley"]
[null,null,null,null,null,null,null,null,null,"12601Dutchess","12601",12601,"Zone G - Hudson Valley","Central Hudson Gas and Electric","Dutchess","Mid-Hudson","Lower Hudson","Mid-Hudson","Mid-Hudson",null,"Zone G - Hudson Valley","Lower Hudson","Hudson Valley"]
[null,null,null,null,null,null,null,null,null,"12602Dutchess","12602",12602,"Zone G - Hudson Valley","Central Hudson Gas and Electric","Dutchess","Mid-Hudson","Lower Hudson","Mid-Hudson","Mid-Hudson",null,"Zone G - Hudson Valley","Lower Hudson","Hudson Valley"]
[null,null,null,null,null,null,null,null,null,"12603Dutchess","12603",12603,"Zone G - Hudson Valley","Central Hudson Gas and Electric","Dutchess","Mid-Hudson","Lower Hudson","Mid-Hudson","Mid-Hudson",null,"Zone G - Hudson Valley","Lower Hudson","Hudson Valley"]
[null,null,null,null,null,null,null,null,null,"12604Dutchess","12604",12604,"Zone G - Hudson Valley","Central Hudson Gas and Electric","Dutchess","Mid-Hudson","Lower Hudson","Mid-Hudson","Mid-Hudson",null,"Zone G - Hudson Valley","Lower Hudson","Hudson Valley"]
[null,null,null,null,null,null,null,null,null,"12508Dutchess","12508",12508,"Zone G - Hudson Valley","Central Hudson Gas and Electric","Dutchess","Mid-Hudson","Lower Hudson","Mid-Hudson","Mid-Hudson",null,"Zone G - Hudson Valley","Lower Hudson","Hudson Valley"]
[null,null,null,null,null,null,null,null,null,"12511Dutchess","12511",12511,"Zone G - Hudson Valley","Central Hudson Gas and Electric","Dutchess","Mid-Hudson","Lower Hudson","Mid-Hudson","Mid-Hudson",null,"Zone G - Hudson Valley","Lower Hudson","Hudson Valley"]
[null,null,null,null,null,null,null,null,null,"12512Dutchess","12512",12512,"Zone G - Hudson Valley","Central Hudson Gas and Electric","Dutchess","Mid-Hudson","Lower Hudson","Mid-Hudson","Mid-Hudson",null,"Zone G - Hudson Valley","Lower Hudson","Hudson Valley"]
[null,null,null,null,null,null,null,null,null,"12524Dutchess","12524",12524,"Zone G - Hudson Valley","Central Hudson Gas and Electric","Dutchess","Mid-Hudson","Lower Hudson","Mid-Hudson","Mid-Hudson",null,"Zone G - Hudson Valley","Lower Hudson","Hudson Valley"]
[null,null,null,null,null,null,null,null,null,"12527Dutchess","12527",12527,"Zone G - Hudson Valley","Central Hudson Gas and Electric","Dutchess","Mid-Hudson","Lower Hudson","Mid-Hudson","Mid-Hudson",null,"Zone G - Hudson Valley","Lower Hudson","Hudson Valley"]
[null,null,null,null,null,null,null,null,null,"12533Dutchess","12533",12533,"Zone G - Hudson Valley","Central Hudson Gas and Electric","Dutchess","Mid-Hudson","Lower Hudson","Mid-Hudson","Mid-Hudson",null,"Zone G - Hudson Valley","Lower Hudson","Hudson Valley"]
[null,null,null,null,null,null,null,null,null,"12537Dutchess","12537",12537,"Zone G - Hudson Valley","Central Hudson Gas and Electric","Dutchess","Mid-Hudson","Lower Hudson","Mid-Hudson","Mid-Hudson",null,"Zone G - Hudson Valley","Lower Hudson","Hudson Valley"]
[null,null,null,null,null,null,null,null,null,"12582Dutchess","12582",12582,"Zone G - Hudson Valley","Central Hudson Gas and Electric","Dutchess","Mid-Hudson","Lower Hudson","Mid-Hudson","Mid-Hudson",null,"Zone G - Hudson Valley","Lower Hudson","Hudson Valley"]
[null,null,null,null,null,null,null,null,null,"12590Dutchess","12590",12590,"Zone G - Hudson Valley","Central Hudson Gas and Electric","Dutchess","Mid-Hudson","Lower Hudson","Mid-Hudson","Mid-Hudson",null,"Zone G - Hudson Valley","Lower Hudson","Hudson Valley"]
[null,null,null,null,null,null,null,null,null,"12501Dutchess","12501",12501,"Zone G - Hudson Valley","NYS Electric and Gas","Dutchess","Mid-Hudson","Lower Hudson","Mid-Hudson","Mid-Hudson",null,"Zone G - Hudson Valley","Lower Hudson","Hudson Valley"]
[null,null,null,null,null,null,null,null,null,"12522Dutchess","12522",12522,"Zone G - Hudson Valley","NYS Electric and Gas","Dutchess","Mid-Hudson","Lower Hudson","Mid-Hudson","Mid-Hudson",null,"Zone G - Hudson Valley","Lower Hudson","Hudson Valley"]
[null,null,null,null,null,null,null,null,null,"12531Dutchess","12531",12531,"Zone G - Hudson Valley","NYS Electric and Gas","Dutchess","Mid-Hudson","Lower Hudson","Mid-Hudson","Mid-Hudson",null,"Zone G - Hudson Valley","Lower Hudson","Hudson Valley"]
[null,null,null,null,null,null,null,null,null,"12564Dutchess","12564",12564,"Zone G - Hudson Valley","NYS Electric and Gas","Dutchess","Mid-Hudson","Lower Hudson","Mid-Hudson","Mid-Hudson",null,"Zone G - Hudson Valley","Lower Hudson","Hudson Valley"]
[null,null,null,null,null,null,null,null,null,"12570Dutchess","12570",12570,"Zone G - Hudson Valley","NYS Electric and Gas","Dutchess","Mid-Hudson","Lower Hudson","Mid-Hudson","Mid-Hudson",null,"Zone G - Hudson Valley","Lower Hudson","Hudson Valley"]
[null,null,null,null,null,null,null,null,null,"12592Dutchess","12592",12592,"Zone G - Hudson Valley","NYS Electric and Gas","Dutchess","Mid-Hudson","Lower Hudson","Mid-Hudson","Mid-Hudson",null,"Zone G - Hudson Valley","Lower Hudson","Hudson Valley"]
[null,null,null,null,null,null,null,null,null,"12594Dutchess","12594",12594,"Zone G - Hudson Valley","NYS Electric and Gas","Dutchess","Mid-Hudson","Lower Hudson","Mid-Hudson","Mid-Hudson",null,"Zone G - Hudson Valley","Lower Hudson","Hudson Valley"]
[null,null,null,null,null,null,null,null,null,"14051Erie","14051",14051,"Zone A - West","National Grid","Erie","Western New York","Western","Western","Western",null,"Zone A - West","Western","Western Region"]
[null,null,null,null,null,null,null,null,null,"14068Erie","14068",14068,"Zone A - West","National Grid","Erie","Western New York","Western","Western","Western",null,"Zone A - West","Western","Western Region"]
[null,null,null,null,null,null,null,null,null,"14150Erie","14150",14150,"Zone A - West","National Grid","Erie","Western New York","Western","Western","Western",null,"Zone A - West","Western","Western Region"]
[null,null,null,null,null,null,null,null,null,"14151Erie","14151",14151,"Zone A - West","National Grid","Erie","Western New York","Western","Western","Western",null,"Zone A - West","Western","Western Region"]
[null,null,null,null,null,null,null,null,null,"14201Erie","14201",14201,"Zone A - West","National Grid","Erie","Western New York","Western","Western","Western",null,"Zone A - West","Western","Western Region"]
[null,null,null,null,null,null,null,null,null,"14202Erie","14202",14202,"Zone A - West","National Grid","Erie","Western New York","Western","Western","Western",null,"Zone A - West","Western","Western Region"]
[null,null,null,null,null,null,null,null,null,"14203Erie","14203",14203,"Zone A - West","National Grid","Erie","Western New York","Western","Western","Western",null,"Zone A - West","Western","Western Region"]
[null,null,null,null,null,null,null,null,null,"14204Erie","14204",14204,"Zone A - West","National Grid","Erie","Western New York","Western","Western","Western",null,"Zone A - West","Western","Western Region"]
[null,null,null,null,null,null,null,null,null,"14205Erie","14205",14205,"Zone A - West","National Grid","Erie","Western New York","Western","Western","Western",null,"Zone A - West","Western","Western Region"]
[null,null,null,null,null,null,null,null,null,"14206Erie","14206",14206,"Zone A - West","National Grid","Erie","Western New York","Western","Western","Western",null,"Zone A - West","Western","Western Region"]
[null,null,null,null,null,null,null,null,null,"14207Erie","14207",14207,"Zone A - West","National Grid","Erie","Western New York","Western","Western","Western",null,"Zone A - West","Western","Western Region"]
[null,null,null,null,null,null,null,null,null,"14208Erie","14208",14208,"Zone A - West","National Grid","Erie","Western New York","Western","Western","Western",null,"Zone A - West","Western","Western Region"]
[null,null,null,null,null,null,null,null,null,"14209Erie","14209",14209,"Zone A - West","National Grid","Erie","Western New York","Western","Western","Western",null,"Zone A - West","Western","Western Region"]
[null,null,null,null,null,null,null,null,null,"14210Erie","14210",14210,"Zone A - West","National Grid","Erie","Western New York","Western","Western","Western",null,"Zone A - West","Western","Western Region"]
[null,null,null,null,null,null,null,null,null,"14211Erie","14211",14211,"Zone A - West","National Grid","Erie","Western New York","Western","Western","Western",null,"Zone A - West","Western","Western Region"]
[null,null,null,null,null,null,null,null,null,"14212Erie","14212",14212,"Zone A - West","National Grid","Erie","Western New York","Western","Western","Western",null,"Zone A - West","Western","Western Region"]
[null,null,null,null,null,null,null,null,null,"14213Erie","14213",14213,"Zone A - West","National Grid","Erie","Western New York","Western","Western","Western",null,"Zone A - West","Western","Western Region"]
[null,null,null,null,null,null,null,null,null,"14214Erie","14214",14214,"Zone A - West","National Grid","Erie","Western New York","Western","Western","Western",null,"Zone A - West","Western","Western Region"]
[null,null,null,null,null,null,null,null,null,{"$f":"CONCATENATE(L453,O453)","v":"14215Erie"},"14215",14215,"Zone A - West","National Grid","Erie","Western New York","Western","Western","Western",null,"Zone A - West",{"$f":"Q453","v":"Western"},"Western Region"]
[null,null,null,null,null,null,null,null,null,"14216Erie","14216",14216,"Zone A - West","National Grid","Erie","Western New York","Western","Western","Western",null,"Zone A - West","Western","Western Region"]
[null,null,null,null,null,null,null,null,null,"14217Erie","14217",14217,"Zone A - West","National Grid","Erie","Western New York","Western","Western","Western",null,"Zone A - West","Western","Western Region"]
[null,null,null,null,null,null,null,null,null,"14218Erie","14218",14218,"Zone A - West","National Grid","Erie","Western New York","Western","Western","Western",null,"Zone A - West","Western","Western Region"]
[null,null,null,null,null,null,null,null,null,"14220Erie","14220",14220,"Zone A - West","National Grid","Erie","Western New York","Western","Western","Western",null,"Zone A - West","Western","Western Region"]
[null,null,null,null,null,null,null,null,null,"14221Erie","14221",14221,"Zone A - West","National Grid","Erie","Western New York","Western","Western","Western",null,"Zone A - West","Western","Western Region"]
[null,null,null,null,null,null,null,null,null,"14222Erie","14222",14222,"Zone A - West","National Grid","Erie","Western New York","Western","Western","Western",null,"Zone A - West","Western","Western Region"]
[null,null,null,null,null,null,null,null,null,"14223Erie","14223",14223,"Zone A - West","National Grid","Erie","Western New York","Western","Western","Western",null,"Zone A - West","Western","Western Region"]
[null,null,null,null,null,null,null,null,null,"14226Erie","14226",14226,"Zone A - West","National Grid","Erie","Western New York","Western","Western","Western",null,"Zone A - West","Western","Western Region"]
[null,null,null,null,null,null,null,null,null,"14228Erie","14228",14228,"Zone A - West","National Grid","Erie","Western New York","Western","Western","Western",null,"Zone A - West","Western","Western Region"]
[null,null,null,null,null,null,null,null,null,"14231Erie","14231",14231,"Zone A - West","National Grid","Erie","Western New York","Western","Western","Western",null,"Zone A - West","Western","Western Region"]
[null,null,null,null,null,null,null,null,null,"14233Erie","14233",14233,"Zone A - West","National Grid","Erie","Western New York","Western","Western","Western",null,"Zone A - West","Western","Western Region"]
[null,null,null,null,null,null,null,null,null,"14240Erie","14240",14240,"Zone A - West","National Grid","Erie","Western New York","Western","Western","Western",null,"Zone A - West","Western","Western Region"]
[null,null,null,null,null,null,null,null,null,"14260Erie","14260",14260,"Zone A - West","National Grid","Erie","Western New York","Western","Western","Western",null,"Zone A - West","Western","Western Region"]
[null,null,null,null,null,null,null,null,null,"14261Erie","14261",14261,"Zone A - West","National Grid","Erie","Western New York","Western","Western","Western",null,"Zone A - West","Western","Western Region"]
[null,null,null,null,null,null,null,null,null,"14263Erie","14263",14263,"Zone A - West","National Grid","Erie","Western New York","Western","Western","Western",null,"Zone A - West","Western","Western Region"]
[null,null,null,null,null,null,null,null,null,"14264Erie","14264",14264,"Zone A - West","National Grid","Erie","Western New York","Western","Western","Western",null,"Zone A - West","Western","Western Region"]
[null,null,null,null,null,null,null,null,null,"14265Erie","14265",14265,"Zone A - West","National Grid","Erie","Western New York","Western","Western","Western",null,"Zone A - West","Western","Western Region"]
[null,null,null,null,null,null,null,null,null,"14267Erie","14267",14267,"Zone A - West","National Grid","Erie","Western New York","Western","Western","Western",null,"Zone A - West","Western","Western Region"]
[null,null,null,null,null,null,null,null,null,"14270Erie","14270",14270,"Zone A - West","National Grid","Erie","Western New York","Western","Western","Western",null,"Zone A - West","Western","Western Region"]
[null,null,null,null,null,null,null,null,null,"14273Erie","14273",14273,"Zone A - West","National Grid","Erie","Western New York","Western","Western","Western",null,"Zone A - West","Western","Western Region"]
[null,null,null,null,null,null,null,null,null,"14276Erie","14276",14276,"Zone A - West","National Grid","Erie","Western New York","Western","Western","Western",null,"Zone A - West","Western","Western Region"]
[null,null,null,null,null,null,null,null,null,"14280Erie","14280",14280,"Zone A - West","National Grid","Erie","Western New York","Western","Western","Western",null,"Zone A - West","Western","Western Region"]
[null,null,null,null,null,null,null,null,null,"14001Erie","14001",14001,"Zone A - West","Municipal Utilities","Erie","Western New York","Western","Western","Western",null,"Zone A - West","Western","Western Region"]
[null,null,null,null,null,null,null,null,null,"14006Erie","14006",14006,"Zone A - West","National Grid","Erie","Western New York","Western","Western","Western",null,"Zone A - West","Western","Western Region"]
[null,null,null,null,null,null,null,null,null,"14027Erie","14027",14027,"Zone A - West","National Grid","Erie","Western New York","Western","Western","Western",null,"Zone A - West","Western","Western Region"]
[null,null,null,null,null,null,null,null,null,"14034Erie","14034",14034,"Zone A - West","National Grid","Erie","Western New York","Western","Western","Western",null,"Zone A - West","Western","Western Region"]
[null,null,null,null,null,null,null,null,null,"14035Erie","14035",14035,"Zone A - West","National Grid","Erie","Western New York","Western","Western","Western",null,"Zone A - West","Western","Western Region"]
[null,null,null,null,null,null,null,null,null,"14047Erie","14047",14047,"Zone A - West","National Grid","Erie","Western New York","Western","Western","Western",null,"Zone A - West","Western","Western Region"]
[null,null,null,null,null,null,null,null,null,"14057Erie","14057",14057,"Zone A - West","National Grid","Erie","Western New York","Western","Western","Western",null,"Zone A - West","Western","Western Region"]
[null,null,null,null,null,null,null,null,null,"14061Erie","14061",14061,"Zone A - West","National Grid","Erie","Western New York","Western","Western","Western",null,"Zone A - West","Western","Western Region"]
[null,null,null,null,null,null,null,null,null,"14081Erie","14081",14081,"Zone A - West","National Grid","Erie","Western New York","Western","Western","Western",null,"Zone A - West","Western","Western Region"]
[null,null,null,null,null,null,null,null,null,"14085Erie","14085",14085,"Zone A - West","National Grid","Erie","Western New York","Western","Western","Western",null,"Zone A - West","Western","Western Region"]
[null,null,null,null,null,null,null,null,null,"14091Erie","14091",14091,"Zone A - West","National Grid","Erie","Western New York","Western","Western","Western",null,"Zone A - West","Western","Western Region"]
[null,null,null,null,null,null,null,null,null,"14111Erie","14111",14111,"Zone A - West","National Grid","Erie","Western New York","Western","Western","Western",null,"Zone A - West","Western","Western Region"]
[null,null,null,null,null,null,null,null,null,"14112Erie","14112",14112,"Zone A - West","National Grid","Erie","Western New York","Western","Western","Western",null,"Zone A - West","Western","Western Region"]
[null,null,null,null,null,null,null,null,null,"14004Erie","14004",14004,"Zone A - West","NYS Electric and Gas","Erie","Western New York","Western","Western","Western",null,"Zone A - West","Western","Western Region"]
[null,null,null,null,null,null,null,null,null,"14010Erie","14010",14010,"Zone A - West","NYS Electric and Gas","Erie","Western New York","Western","Western","Western",null,"Zone A - West","Western","Western Region"]
[null,null,null,null,null,null,null,null,null,"14025Erie","14025",14025,"Zone A - West","NYS Electric and Gas","Erie","Western New York","Western","Western","Western",null,"Zone A - West","Western","Western Region"]
[null,null,null,null,null,null,null,null,null,"14026Erie","14026",14026,"Zone A - West","NYS Electric and Gas","Erie","Western New York","Western","Western","Western",null,"Zone A - West","Western","Western Region"]
[null,null,null,null,null,null,null,null,null,"14030Erie","14030",14030,"Zone A - West","NYS Electric and Gas","Erie","Western New York","Western","Western","Western",null,"Zone A - West","Western","Western Region"]
[null,null,null,null,null,null,null,null,null,"14031Erie","14031",14031,"Zone A - West","NYS Electric and Gas","Erie","Western New York","Western","Western","Western",null,"Zone A - West","Western","Western Region"]
[null,null,null,null,null,null,null,null,null,"14032Erie","14032",14032,"Zone A - West","NYS Electric and Gas","Erie","Western New York","Western","Western","Western",null,"Zone A - West","Western","Western Region"]
[null,null,null,null,null,null,null,null,null,"14033Erie","14033",14033,"Zone A - West","NYS Electric and Gas","Erie","Western New York","Western","Western","Western",null,"Zone A - West","Western","Western Region"]
[null,null,null,null,null,null,null,null,null,"14038Erie","14038",14038,"Zone A - West","NYS Electric and Gas","Erie","Western New York","Western","Western","Western",null,"Zone A - West","Western","Western Region"]
[null,null,null,null,null,null,null,null,null,"14043Erie","14043",14043,"Zone A - West","NYS Electric and Gas","Erie","Western New York","Western","Western","Western",null,"Zone A - West","Western","Western Region"]
[null,null,null,null,null,null,null,null,null,"14052Erie","14052",14052,"Zone A - West","NYS Electric and Gas","Erie","Western New York","Western","Western","Western",null,"Zone A - West","Western","Western Region"]
[null,null,null,null,null,null,null,null,null,"14055Erie","14055",14055,"Zone A - West","NYS Electric and Gas","Erie","Western New York","Western","Western","Western",null,"Zone A - West","Western","Western Region"]
[null,null,null,null,null,null,null,null,null,"14059Erie","14059",14059,"Zone A - West","NYS Electric and Gas","Erie","Western New York","Western","Western","Western",null,"Zone A - West","Western","Western Region"]
[null,null,null,null,null,null,null,null,null,"14069Erie","14069",14069,"Zone A - West","NYS Electric and Gas","Erie","Western New York","Western","Western","Western",null,"Zone A - West","Western","Western Region"]
[null,null,null,null,null,null,null,null,null,"14075Erie","14075",14075,"Zone A - West","NYS Electric and Gas","Erie","Western New York","Western","Western","Western",null,"Zone A - West","Western","Western Region"]
[null,null,null,null,null,null,null,null,null,"14080Erie","14080",14080,"Zone A - West","NYS Electric and Gas","Erie","Western New York","Western","Western","Western",null,"Zone A - West","Western","Western Region"]
[null,null,null,null,null,null,null,null,null,"14086Erie","14086",14086,"Zone A - West","NYS Electric and Gas","Erie","Western New York","Western","Western","Western",null,"Zone A - West","Western","Western Region"]
[null,null,null,null,null,null,null,null,null,"14102Erie","14102",14102,"Zone A - West","NYS Electric and Gas","Erie","Western New York","Western","Western","Western",null,"Zone A - West","Western","Western Region"]
[null,null,null,null,null,null,null,null,null,"14110Erie","14110",14110,"Zone A - West","NYS Electric and Gas","Erie","Western New York","Western","Western","Western",null,"Zone A - West","Western","Western Region"]
[null,null,null,null,null,null,null,null,null,"14127Erie","14127",14127,"Zone A - West","NYS Electric and Gas","Erie","Western New York","Western","Western","Western",null,"Zone A - West","Western","Western Region"]
[null,null,null,null,null,null,null,null,null,"14134Erie","14134",14134,"Zone A - West","NYS Electric and Gas","Erie","Western New York","Western","Western","Western",null,"Zone A - West","Western","Western Region"]
[null,null,null,null,null,null,null,null,null,"14139Erie","14139",14139,"Zone A - West","NYS Electric and Gas","Erie","Western New York","Western","Western","Western",null,"Zone A - West","Western","Western Region"]
[null,null,null,null,null,null,null,null,null,"14140Erie","14140",14140,"Zone A - West","NYS Electric and Gas","Erie","Western New York","Western","Western","Western",null,"Zone A - West","Western","Western Region"]
[null,null,null,null,null,null,null,null,null,"14169Erie","14169",14169,"Zone A - West","NYS Electric and Gas","Erie","Western New York","Western","Western","Western",null,"Zone A - West","Western","Western Region"]
[null,null,null,null,null,null,null,null,null,"14170Erie","14170",14170,"Zone A - West","NYS Electric and Gas","Erie","Western New York","Western","Western","Western",null,"Zone A - West","Western","Western Region"]
[null,null,null,null,null,null,null,null,null,"14219Erie","14219",14219,"Zone A - West","NYS Electric and Gas","Erie","Western New York","Western","Western","Western",null,"Zone A - West","Western","Western Region"]
[null,null,null,null,null,null,null,null,null,"14224Erie","14224",14224,"Zone A - West","NYS Electric and Gas","Erie","Western New York","Western","Western","Western",null,"Zone A - West","Western","Western Region"]
[null,null,null,null,null,null,null,null,null,"14225Erie","14225",14225,"Zone A - West","NYS Electric and Gas","Erie","Western New York","Western","Western","Western",null,"Zone A - West","Western","Western Region"]
[null,null,null,null,null,null,null,null,null,{"$f":"CONCATENATE(L517,O517)","v":"14227Erie"},"14227",14227,"Zone A - West","NYS Electric and Gas","Erie","Western New York","Western","Western","Western",null,"Zone A - West",{"$f":"Q517","v":"Western"},"Western Region"]
[null,null,null,null,null,null,null,null,null,"14241Erie","14241",14241,"Zone A - West","NYS Electric and Gas","Erie","Western New York","Western","Western","Western",null,"Zone A - West","Western","Western Region"]
[null,null,null,null,null,null,null,null,null,"14269Erie","14269",14269,"Zone A - West","NYS Electric and Gas","Erie","Western New York","Western","Western","Western",null,"Zone A - West","Western","Western Region"]
[null,null,null,null,null,null,null,null,null,"14272Erie","14272",14272,"Zone A - West","NYS Electric and Gas","Erie","Western New York","Western","Western","Western",null,"Zone A - West","Western","Western Region"]
[null,null,null,null,null,null,null,null,null,"14141Erie","14141",14141,"Zone A - West","Municipal Utilities","Erie","Western New York","Western","Western","Western",null,"Zone A - West","Western","Western Region"]
[null,null,null,null,null,null,null,null,null,"14072Erie","14072",14072,null,null,"Erie","Western New York","Western","Western","Western",null,null,"Western","Western Region"]
[null,null,null,null,null,null,null,null,null,"12852Essex","12852",12852,"Zone D - North","NYS Electric and Gas","Essex","North Country","North County","North Country","North Country",null,"Zone D - North","North County","North Country"]
[null,null,null,null,null,null,null,null,null,"12879Essex","12879",12879,"Zone D - North","NYS Electric and Gas","Essex","North Country","North County","North Country","North Country",null,"Zone D - North","North County","North Country"]
[null,null,null,null,null,null,null,null,null,"12941Essex","12941",12941,"Zone D - North","NYS Electric and Gas","Essex","North Country","North County","North Country","North Country",null,"Zone D - North","North County","North Country"]
[null,null,null,null,null,null,null,null,null,"12942Essex","12942",12942,"Zone D - North","NYS Electric and Gas","Essex","North Country","North County","North Country","North Country",null,"Zone D - North","North County","North Country"]
[null,null,null,null,null,null,null,null,null,"12943Essex","12943",12943,"Zone D - North","NYS Electric and Gas","Essex","North Country","North County","North Country","North Country",null,"Zone D - North","North County","North Country"]
[null,null,null,null,null,null,null,null,null,"12944Essex","12944",12944,"Zone D - North","NYS Electric and Gas","Essex","North Country","North County","North Country","North Country",null,"Zone D - North","North County","North Country"]
[null,null,null,null,null,null,null,null,null,"12950Essex","12950",12950,"Zone D - North","NYS Electric and Gas","Essex","North Country","North County","North Country","North Country",null,"Zone D - North","North County","North Country"]
[null,null,null,null,null,null,null,null,null,"12975Essex","12975",12975,"Zone D - North","NYS Electric and Gas","Essex","North Country","North County","North Country","North Country",null,"Zone D - North","North County","North Country"]
[null,null,null,null,null,null,null,null,null,"12987Essex","12987",12987,"Zone D - North","NYS Electric and Gas","Essex","North Country","North County","North Country","North Country",null,"Zone D - North","North County","North Country"]
[null,null,null,null,null,null,null,null,null,"12997Essex","12997",12997,"Zone D - North","NYS Electric and Gas","Essex","North Country","North County","North Country","North Country",null,"Zone D - North","North County","North Country"]
[null,null,null,null,null,null,null,null,null,"12913Essex","12913",12913,"Zone E - Mohawk Valley","National Grid","Essex","North Country","North County","North Country","North Country",null,"Zone E - Mohawk Valley","North County","North Country"]
[null,null,null,null,null,null,null,null,null,"12977Essex","12977",12977,"Zone E - Mohawk Valley","National Grid","Essex","North Country","North County","North Country","North Country",null,"Zone E - Mohawk Valley","North County","North Country"]
[null,null,null,null,null,null,null,null,null,"12946Essex","12946",12946,"Zone E - Mohawk Valley","Municipal Utilities","Essex","North Country","North County","North Country","North Country",null,"Zone E - Mohawk Valley","North County","North Country"]
[null,null,null,null,null,null,null,null,null,"12932Essex","12932",12932,"Zone F - Capital","NYS Electric and Gas","Essex","North Country","North County","North Country","North Country",null,"Zone F - Capital","North County","North Country"]
[null,null,null,null,null,null,null,null,null,"12936Essex","12936",12936,"Zone F - Capital","NYS Electric and Gas","Essex","North Country","North County","North Country","North Country",null,"Zone F - Capital","North County","North Country"]
[null,null,null,null,null,null,null,null,null,"12964Essex","12964",12964,"Zone F - Capital","NYS Electric and Gas","Essex","North Country","North County","North Country","North Country",null,"Zone F - Capital","North County","North Country"]
[null,null,null,null,null,null,null,null,null,"12996Essex","12996",12996,"Zone F - Capital","NYS Electric and Gas","Essex","North Country","North County","North Country","North Country",null,"Zone F - Capital","North County","North Country"]
[null,null,null,null,null,null,null,null,null,"12851Essex","12851",12851,"Zone F - Capital","National Grid","Essex","North Country","North County","North Country","North Country",null,"Zone F - Capital","North County","North Country"]
[null,null,null,null,null,null,null,null,null,"12855Essex","12855",12855,"Zone F - Capital","National Grid","Essex","North Country","North County","North Country","North Country",null,"Zone F - Capital","North County","North Country"]
[null,null,null,null,null,null,null,null,null,"12857Essex","12857",12857,"Zone F - Capital","National Grid","Essex","North Country","North County","North Country","North Country",null,"Zone F - Capital","North County","North Country"]
[null,null,null,null,null,null,null,null,null,"12858Essex","12858",12858,"Zone F - Capital","National Grid","Essex","North Country","North County","North Country","North Country",null,"Zone F - Capital","North County","North Country"]
[null,null,null,null,null,null,null,null,null,"12870Essex","12870",12870,"Zone F - Capital","National Grid","Essex","North Country","North County","North Country","North Country",null,"Zone F - Capital","North County","North Country"]
[null,null,null,null,null,null,null,null,null,"12872Essex","12872",12872,"Zone F - Capital","National Grid","Essex","North Country","North County","North Country","North Country",null,"Zone F - Capital","North County","North Country"]
[null,null,null,null,null,null,null,null,null,"12883Essex","12883",12883,"Zone F - Capital","National Grid","Essex","North Country","North County","North Country","North Country",null,"Zone F - Capital","North County","North Country"]
[null,null,null,null,null,null,null,null,null,"12928Essex","12928",12928,"Zone F - Capital","National Grid","Essex","North Country","North County","North Country","North Country",null,"Zone F - Capital","North County","North Country"]
[null,null,null,null,null,null,null,null,null,"12956Essex","12956",12956,"Zone F - Capital","National Grid","Essex","North Country","North County","North Country","North Country",null,"Zone F - Capital","North County","North Country"]
[null,null,null,null,null,null,null,null,null,"12960Essex","12960",12960,"Zone F - Capital","National Grid","Essex","North Country","North County","North Country","North Country",null,"Zone F - Capital","North County","North Country"]
[null,null,null,null,null,null,null,null,null,"12961Essex","12961",12961,"Zone F - Capital","National Grid","Essex","North Country","North County","North Country","North Country",null,"Zone F - Capital","North County","North Country"]
[null,null,null,null,null,null,null,null,null,"12974Essex","12974",12974,"Zone F - Capital","National Grid","Essex","North Country","North County","North Country","North Country",null,"Zone F - Capital","North County","North Country"]
[null,null,null,null,null,null,null,null,null,"12993Essex","12993",12993,"Zone F - Capital","National Grid","Essex","North Country","North County","North Country","North Country",null,"Zone F - Capital","North County","North Country"]
[null,null,null,null,null,null,null,null,null,"12998Essex","12998",12998,"Zone F - Capital","National Grid","Essex","North Country","North County","North Country","North Country",null,"Zone F - Capital","North County","North Country"]
[null,null,null,null,null,null,null,null,null,"12915Franklin","12915",12915,"Zone D - North","NYS Electric and Gas","Franklin","North Country","North County","North Country","North Country",null,"Zone D - North","North County","North Country"]
[null,null,null,null,null,null,null,null,null,"12917Franklin","12917",12917,"Zone D - North","NYS Electric and Gas","Franklin","North Country","North County","North Country","North Country",null,"Zone D - North","North County","North Country"]
[null,null,null,null,null,null,null,null,null,"12920Franklin","12920",12920,"Zone D - North","NYS Electric and Gas","Franklin","North Country","North County","North Country","North Country",null,"Zone D - North","North County","North Country"]
[null,null,null,null,null,null,null,null,null,"12926Franklin","12926",12926,"Zone D - North","NYS Electric and Gas","Franklin","North Country","North County","North Country","North Country",null,"Zone D - North","North County","North Country"]
[null,null,null,null,null,null,null,null,null,"12914Franklin","12914",12914,"Zone D - North","National Grid","Franklin","North Country","North County","North Country","North Country",null,"Zone D - North","North County","North Country"]
[null,null,null,null,null,null,null,null,null,"12937Franklin","12937",12937,"Zone D - North","National Grid","Franklin","North Country","North County","North Country","North Country",null,"Zone D - North","North County","North Country"]
[null,null,null,null,null,null,null,null,null,"12953Franklin","12953",12953,"Zone D - North","National Grid","Franklin","North Country","North County","North Country","North Country",null,"Zone D - North","North County","North Country"]
[null,null,null,null,null,null,null,null,null,"13655Franklin","13655",13655,"Zone D - North","National Grid","Franklin","North Country","North County","North Country","North Country",null,"Zone D - North","North County","North Country"]
[null,null,null,null,null,null,null,null,null,"13683Franklin","13683",13683,"Zone D - North","National Grid","Franklin","North Country","North County","North Country","North Country",null,"Zone D - North","North County","North Country"]
[null,null,null,null,null,null,null,null,null,"12916Franklin","12916",12916,"Zone E - Mohawk Valley","National Grid","Franklin","North Country","North County","North Country","North Country",null,"Zone E - Mohawk Valley","North County","North Country"]
[null,null,null,null,null,null,null,null,null,"12930Franklin","12930",12930,"Zone E - Mohawk Valley","National Grid","Franklin","North Country","North County","North Country","North Country",null,"Zone E - Mohawk Valley","North County","North Country"]
[null,null,null,null,null,null,null,null,null,"12939Franklin","12939",12939,"Zone E - Mohawk Valley","National Grid","Franklin","North Country","North County","North Country","North Country",null,"Zone E - Mohawk Valley","North County","North Country"]
[null,null,null,null,null,null,null,null,null,"12945Franklin","12945",12945,"Zone E - Mohawk Valley","National Grid","Franklin","North Country","North County","North Country","North Country",null,"Zone E - Mohawk Valley","North County","North Country"]
[null,null,null,null,null,null,null,null,null,"12957Franklin","12957",12957,"Zone E - Mohawk Valley","National Grid","Franklin","North Country","North County","North Country","North Country",null,"Zone E - Mohawk Valley","North County","North Country"]
[null,null,null,null,null,null,null,null,null,"12966Franklin","12966",12966,"Zone E - Mohawk Valley","National Grid","Franklin","North Country","North County","North Country","North Country",null,"Zone E - Mohawk Valley","North County","North Country"]
[null,null,null,null,null,null,null,null,null,"12969Franklin","12969",12969,"Zone E - Mohawk Valley","National Grid","Franklin","North Country","North County","North Country","North Country",null,"Zone E - Mohawk Valley","North County","North Country"]
[null,null,null,null,null,null,null,null,null,"12970Franklin","12970",12970,"Zone E - Mohawk Valley","National Grid","Franklin","North Country","North County","North Country","North Country",null,"Zone E - Mohawk Valley","North County","North Country"]
[null,null,null,null,null,null,null,null,null,"12976Franklin","12976",12976,"Zone E - Mohawk Valley","National Grid","Franklin","North Country","North County","North Country","North Country",null,"Zone E - Mohawk Valley","North County","North Country"]
[null,null,null,null,null,null,null,null,null,"12980Franklin","12980",12980,"Zone E - Mohawk Valley","National Grid","Franklin","North Country","North County","North Country","North Country",null,"Zone E - Mohawk Valley","North County","North Country"]
[null,null,null,null,null,null,null,null,null,"12983Franklin","12983",12983,"Zone E - Mohawk Valley","National Grid","Franklin","North Country","North County","North Country","North Country",null,"Zone E - Mohawk Valley","North County","North Country"]
[null,null,null,null,null,null,null,null,null,"12989Franklin","12989",12989,"Zone E - Mohawk Valley","National Grid","Franklin","North Country","North County","North Country","North Country",null,"Zone E - Mohawk Valley","North County","North Country"]
[null,null,null,null,null,null,null,null,null,"12995Franklin","12995",12995,"Zone E - Mohawk Valley","National Grid","Franklin","North Country","North County","North Country","North Country",null,"Zone E - Mohawk Valley","North County","North Country"]
[null,null,null,null,null,null,null,null,null,"12986Franklin","12986",12986,"Zone E - Mohawk Valley","Municipal Utilities","Franklin","North Country","North County","North Country","North Country",null,"Zone E - Mohawk Valley","North County","North Country"]
[null,null,null,null,null,null,null,null,null,"12025Fulton","12025",12025,"Zone F - Capital","National Grid","Fulton","Mohawk Valley","Capital District","Capital District","Capital District",null,"Zone F - Capital","Capital District","Capital District"]
[null,null,null,null,null,null,null,null,null,"12032Fulton","12032",12032,"Zone F - Capital","National Grid","Fulton","Mohawk Valley","Capital District","Capital District","Capital District",null,"Zone F - Capital","Capital District","Capital District"]
[null,null,null,null,null,null,null,null,null,"12078Fulton","12078",12078,"Zone F - Capital","National Grid","Fulton","Mohawk Valley","Capital District","Capital District","Capital District",null,"Zone F - Capital","Capital District","Capital District"]
[null,null,null,null,null,null,null,null,null,"12086Fulton","12086",12086,"Zone F - Capital","National Grid","Fulton","Mohawk Valley","Capital District","Capital District","Capital District",null,"Zone F - Capital","Capital District","Capital District"]
[null,null,null,null,null,null,null,null,null,{"$f":"CONCATENATE(L581,O581)","v":"12095Fulton"},"12095",12095,"Zone F - Capital","National Grid","Fulton","Mohawk Valley","Capital District","Capital District","Capital District",null,"Zone F - Capital",{"$f":"Q581","v":"Capital District"},"Capital District"]
[null,null,null,null,null,null,null,null,null,"12117Fulton","12117",12117,"Zone F - Capital","National Grid","Fulton","Mohawk Valley","Capital District","Capital District","Capital District",null,"Zone F - Capital","Capital District","Capital District"]
[null,null,null,null,null,null,null,null,null,"12134Fulton","12134",12134,"Zone F - Capital","National Grid","Fulton","Mohawk Valley","Capital District","Capital District","Capital District",null,"Zone F - Capital","Capital District","Capital District"]
[null,null,null,null,null,null,null,null,null,"13452Fulton","13452",13452,"Zone F - Capital","National Grid","Fulton","Mohawk Valley","Capital District","Capital District","Capital District",null,"Zone F - Capital","Capital District","Capital District"]
[null,null,null,null,null,null,null,null,null,"13470Fulton","13470",13470,"Zone F - Capital","National Grid","Fulton","Mohawk Valley","Capital District","Capital District","Capital District",null,"Zone F - Capital","Capital District","Capital District"]
[null,null,null,null,null,null,null,null,null,"14005Genesee","14005",14005,"Zone A - West","National Grid","Genesee","Finger Lakes","Western","Western","Western",null,"Zone A - West","Western","Western Region"]
[null,null,null,null,null,null,null,null,null,"14013Genesee","14013",14013,"Zone A - West","National Grid","Genesee","Finger Lakes","Western","Western","Western",null,"Zone A - West","Western","Western Region"]
[null,null,null,null,null,null,null,null,null,"14020Genesee","14020",14020,"Zone A - West","National Grid","Genesee","Finger Lakes","Western","Western","Western",null,"Zone A - West","Western","Western Region"]
[null,null,null,null,null,null,null,null,null,"14021Genesee","14021",14021,"Zone A - West","National Grid","Genesee","Finger Lakes","Western","Western","Western",null,"Zone A - West","Western","Western Region"]
[null,null,null,null,null,null,null,null,null,"14036Genesee","14036",14036,"Zone A - West","National Grid","Genesee","Finger Lakes","Western","Western","Western",null,"Zone A - West","Western","Western Region"]
[null,null,null,null,null,null,null,null,null,"14040Genesee","14040",14040,"Zone A - West","National Grid","Genesee","Finger Lakes","Western","Western","Western",null,"Zone A - West","Western","Western Region"]
[null,null,null,null,null,null,null,null,null,"14054Genesee","14054",14054,"Zone A - West","National Grid","Genesee","Finger Lakes","Western","Western","Western",null,"Zone A - West","Western","Western Region"]
[null,null,null,null,null,null,null,null,null,"14056Genesee","14056",14056,"Zone A - West","National Grid","Genesee","Finger Lakes","Western","Western","Western",null,"Zone A - West","Western","Western Region"]
[null,null,null,null,null,null,null,null,null,"14058Genesee","14058",14058,"Zone A - West","National Grid","Genesee","Finger Lakes","Western","Western","Western",null,"Zone A - West","Western","Western Region"]
[null,null,null,null,null,null,null,null,null,"14125Genesee","14125",14125,"Zone A - West","National Grid","Genesee","Finger Lakes","Western","Western","Western",null,"Zone A - West","Western","Western Region"]
[null,null,null,null,null,null,null,null,null,"14143Genesee","14143",14143,"Zone A - West","National Grid","Genesee","Finger Lakes","Western","Western","Western",null,"Zone A - West","Western","Western Region"]
[null,null,null,null,null,null,null,null,null,"14416Genesee","14416",14416,"Zone A - West","National Grid","Genesee","Finger Lakes","Western","Western","Western",null,"Zone A - West","Western","Western Region"]
[null,null,null,null,null,null,null,null,null,"14422Genesee","14422",14422,"Zone A - West","National Grid","Genesee","Finger Lakes","Western","Western","Western",null,"Zone A - West","Western","Western Region"]
[null,null,null,null,null,null,null,null,null,"14482Genesee","14482",14482,"Zone A - West","National Grid","Genesee","Finger Lakes","Western","Western","Western",null,"Zone A - West","Western","Western Region"]
[null,null,null,null,null,null,null,null,null,"14525Genesee","14525",14525,"Zone A - West","National Grid","Genesee","Finger Lakes","Western","Western","Western",null,"Zone A - West","Western","Western Region"]
[null,null,null,null,null,null,null,null,null,"14557Genesee","14557",14557,"Zone A - West","National Grid","Genesee","Finger Lakes","Western","Western","Western",null,"Zone A - West","Western","Western Region"]
[null,null,null,null,null,null,null,null,null,"12439Greene","12439",12439,"Zone E - Mohawk Valley","NYS Electric and Gas","Greene","Capital Region","Upper Hudson","Mid-Hudson","Mid-Hudson",null,"Zone E - Mohawk Valley","Upper Hudson","Hudson Valley"]
[null,null,null,null,null,null,null,null,null,"12454Greene","12454",12454,"Zone E - Mohawk Valley","NYS Electric and Gas","Greene","Capital Region","Upper Hudson","Mid-Hudson","Mid-Hudson",null,"Zone E - Mohawk Valley","Upper Hudson","Hudson Valley"]
[null,null,null,null,null,null,null,null,null,"12496Greene","12496",12496,"Zone E - Mohawk Valley","NYS Electric and Gas","Greene","Capital Region","Upper Hudson","Mid-Hudson","Mid-Hudson",null,"Zone E - Mohawk Valley","Upper Hudson","Hudson Valley"]
[null,null,null,null,null,null,null,null,null,"12444Greene","12444",12444,"Zone E - Mohawk Valley","Central Hudson Gas and Electric","Greene","Capital Region","Upper Hudson","Mid-Hudson","Mid-Hudson",null,"Zone E - Mohawk Valley","Upper Hudson","Hudson Valley"]
[null,null,null,null,null,null,null,null,null,"12424Greene","12424",12424,"Zone G - Hudson Valley","NYS Electric and Gas","Greene","Capital Region","Upper Hudson","Mid-Hudson","Mid-Hudson",null,"Zone G - Hudson Valley","Upper Hudson","Hudson Valley"]
[null,null,null,null,null,null,null,null,null,"12430Greene","12430",12430,"Zone G - Hudson Valley","NYS Electric and Gas","Greene","Capital Region","Upper Hudson","Mid-Hudson","Mid-Hudson",null,"Zone G - Hudson Valley","Upper Hudson","Hudson Valley"]
[null,null,null,null,null,null,null,null,null,"12468Greene","12468",12468,"Zone G - Hudson Valley","NYS Electric and Gas","Greene","Capital Region","Upper Hudson","Mid-Hudson","Mid-Hudson",null,"Zone G - Hudson Valley","Upper Hudson","Hudson Valley"]
[null,null,null,null,null,null,null,null,null,"12015Greene","12015",12015,"Zone G - Hudson Valley","Central Hudson Gas and Electric","Greene","Capital Region","Upper Hudson","Mid-Hudson","Mid-Hudson",null,"Zone G - Hudson Valley","Upper Hudson","Hudson Valley"]
[null,null,null,null,null,null,null,null,null,"12042Greene","12042",12042,"Zone G - Hudson Valley","Central Hudson Gas and Electric","Greene","Capital Region","Upper Hudson","Mid-Hudson","Mid-Hudson",null,"Zone G - Hudson Valley","Upper Hudson","Hudson Valley"]
[null,null,null,null,null,null,null,null,null,"12051Greene","12051",12051,"Zone G - Hudson Valley","Central Hudson Gas and Electric","Greene","Capital Region","Upper Hudson","Mid-Hudson","Mid-Hudson",null,"Zone G - Hudson Valley","Upper Hudson","Hudson Valley"]
[null,null,null,null,null,null,null,null,null,"12058Greene","12058",12058,"Zone G - Hudson Valley","Central Hudson Gas and Electric","Greene","Capital Region","Upper Hudson","Mid-Hudson","Mid-Hudson",null,"Zone G - Hudson Valley","Upper Hudson","Hudson Valley"]
[null,null,null,null,null,null,null,null,null,"12083Greene","12083",12083,"Zone G - Hudson Valley","Central Hudson Gas and Electric","Greene","Capital Region","Upper Hudson","Mid-Hudson","Mid-Hudson",null,"Zone G - Hudson Valley","Upper Hudson","Hudson Valley"]
[null,null,null,null,null,null,null,null,null,"12087Greene","12087",12087,"Zone G - Hudson Valley","Central Hudson Gas and Electric","Greene","Capital Region","Upper Hudson","Mid-Hudson","Mid-Hudson",null,"Zone G - Hudson Valley","Upper Hudson","Hudson Valley"]
[null,null,null,null,null,null,null,null,null,"12124Greene","12124",12124,"Zone G - Hudson Valley","Central Hudson Gas and Electric","Greene","Capital Region","Upper Hudson","Mid-Hudson","Mid-Hudson",null,"Zone G - Hudson Valley","Upper Hudson","Hudson Valley"]
[null,null,null,null,null,null,null,null,null,"12176Greene","12176",12176,"Zone G - Hudson Valley","Central Hudson Gas and Electric","Greene","Capital Region","Upper Hudson","Mid-Hudson","Mid-Hudson",null,"Zone G - Hudson Valley","Upper Hudson","Hudson Valley"]
[null,null,null,null,null,null,null,null,null,"12192Greene","12192",12192,"Zone G - Hudson Valley","Central Hudson Gas and Electric","Greene","Capital Region","Upper Hudson","Mid-Hudson","Mid-Hudson",null,"Zone G - Hudson Valley","Upper Hudson","Hudson Valley"]
[null,null,null,null,null,null,null,null,null,"12405Greene","12405",12405,"Zone G - Hudson Valley","Central Hudson Gas and Electric","Greene","Capital Region","Upper Hudson","Mid-Hudson","Mid-Hudson",null,"Zone G - Hudson Valley","Upper Hudson","Hudson Valley"]
[null,null,null,null,null,null,null,null,null,"12407Greene","12407",12407,"Zone G - Hudson Valley","Central Hudson Gas and Electric","Greene","Capital Region","Upper Hudson","Mid-Hudson","Mid-Hudson",null,"Zone G - Hudson Valley","Upper Hudson","Hudson Valley"]
[null,null,null,null,null,null,null,null,null,"12413Greene","12413",12413,"Zone G - Hudson Valley","Central Hudson Gas and Electric","Greene","Capital Region","Upper Hudson","Mid-Hudson","Mid-Hudson",null,"Zone G - Hudson Valley","Upper Hudson","Hudson Valley"]
[null,null,null,null,null,null,null,null,null,"12414Greene","12414",12414,"Zone G - Hudson Valley","Central Hudson Gas and Electric","Greene","Capital Region","Upper Hudson","Mid-Hudson","Mid-Hudson",null,"Zone G - Hudson Valley","Upper Hudson","Hudson Valley"]
[null,null,null,null,null,null,null,null,null,"12418Greene","12418",12418,"Zone G - Hudson Valley","Central Hudson Gas and Electric","Greene","Capital Region","Upper Hudson","Mid-Hudson","Mid-Hudson",null,"Zone G - Hudson Valley","Upper Hudson","Hudson Valley"]
[null,null,null,null,null,null,null,null,null,"12422Greene","12422",12422,"Zone G - Hudson Valley","Central Hudson Gas and Electric","Greene","Capital Region","Upper Hudson","Mid-Hudson","Mid-Hudson",null,"Zone G - Hudson Valley","Upper Hudson","Hudson Valley"]
[null,null,null,null,null,null,null,null,null,"12423Greene","12423",12423,"Zone G - Hudson Valley","Central Hudson Gas and Electric","Greene","Capital Region","Upper Hudson","Mid-Hudson","Mid-Hudson",null,"Zone G - Hudson Valley","Upper Hudson","Hudson Valley"]
[null,null,null,null,null,null,null,null,null,"12427Greene","12427",12427,"Zone G - Hudson Valley","Central Hudson Gas and Electric","Greene","Capital Region","Upper Hudson","Mid-Hudson","Mid-Hudson",null,"Zone G - Hudson Valley","Upper Hudson","Hudson Valley"]
[null,null,null,null,null,null,null,null,null,"12431Greene","12431",12431,"Zone G - Hudson Valley","Central Hudson Gas and Electric","Greene","Capital Region","Upper Hudson","Mid-Hudson","Mid-Hudson",null,"Zone G - Hudson Valley","Upper Hudson","Hudson Valley"]
[null,null,null,null,null,null,null,null,null,"12436Greene","12436",12436,"Zone G - Hudson Valley","Central Hudson Gas and Electric","Greene","Capital Region","Upper Hudson","Mid-Hudson","Mid-Hudson",null,"Zone G - Hudson Valley","Upper Hudson","Hudson Valley"]
[null,null,null,null,null,null,null,null,null,"12442Greene","12442",12442,"Zone G - Hudson Valley","Central Hudson Gas and Electric","Greene","Capital Region","Upper Hudson","Mid-Hudson","Mid-Hudson",null,"Zone G - Hudson Valley","Upper Hudson","Hudson Valley"]
[null,null,null,null,null,null,null,null,null,"12450Greene","12450",12450,"Zone G - Hudson Valley","Central Hudson Gas and Electric","Greene","Capital Region","Upper Hudson","Mid-Hudson","Mid-Hudson",null,"Zone G - Hudson Valley","Upper Hudson","Hudson Valley"]
[null,null,null,null,null,null,null,null,null,"12451Greene","12451",12451,"Zone G - Hudson Valley","Central Hudson Gas and Electric","Greene","Capital Region","Upper Hudson","Mid-Hudson","Mid-Hudson",null,"Zone G - Hudson Valley","Upper Hudson","Hudson Valley"]
[null,null,null,null,null,null,null,null,null,"12452Greene","12452",12452,"Zone G - Hudson Valley","Central Hudson Gas and Electric","Greene","Capital Region","Upper Hudson","Mid-Hudson","Mid-Hudson",null,"Zone G - Hudson Valley","Upper Hudson","Hudson Valley"]
[null,null,null,null,null,null,null,null,null,"12460Greene","12460",12460,"Zone G - Hudson Valley","Central Hudson Gas and Electric","Greene","Capital Region","Upper Hudson","Mid-Hudson","Mid-Hudson",null,"Zone G - Hudson Valley","Upper Hudson","Hudson Valley"]
[null,null,null,null,null,null,null,null,null,"12463Greene","12463",12463,"Zone G - Hudson Valley","Central Hudson Gas and Electric","Greene","Capital Region","Upper Hudson","Mid-Hudson","Mid-Hudson",null,"Zone G - Hudson Valley","Upper Hudson","Hudson Valley"]
[null,null,null,null,null,null,null,null,null,"12470Greene","12470",12470,"Zone G - Hudson Valley","Central Hudson Gas and Electric","Greene","Capital Region","Upper Hudson","Mid-Hudson","Mid-Hudson",null,"Zone G - Hudson Valley","Upper Hudson","Hudson Valley"]
[null,null,null,null,null,null,null,null,null,"12473Greene","12473",12473,"Zone G - Hudson Valley","Central Hudson Gas and Electric","Greene","Capital Region","Upper Hudson","Mid-Hudson","Mid-Hudson",null,"Zone G - Hudson Valley","Upper Hudson","Hudson Valley"]
[null,null,null,null,null,null,null,null,null,"12482Greene","12482",12482,"Zone G - Hudson Valley","Central Hudson Gas and Electric","Greene","Capital Region","Upper Hudson","Mid-Hudson","Mid-Hudson",null,"Zone G - Hudson Valley","Upper Hudson","Hudson Valley"]
[null,null,null,null,null,null,null,null,null,"12485Greene","12485",12485,"Zone G - Hudson Valley","Central Hudson Gas and Electric","Greene","Capital Region","Upper Hudson","Mid-Hudson","Mid-Hudson",null,"Zone G - Hudson Valley","Upper Hudson","Hudson Valley"]
[null,null,null,null,null,null,null,null,null,"12492Greene","12492",12492,"Zone G - Hudson Valley","Central Hudson Gas and Electric","Greene","Capital Region","Upper Hudson","Mid-Hudson","Mid-Hudson",null,"Zone G - Hudson Valley","Upper Hudson","Hudson Valley"]
[null,null,null,null,null,null,null,null,null,"12847Hamilton","12847",12847,"Zone D - North","NYS Electric and Gas","Hamilton","North Country","North County","North Country","North Country",null,"Zone D - North","North County","North Country"]
[null,null,null,null,null,null,null,null,null,"12812Hamilton","12812",12812,"Zone F - Capital","NYS Electric and Gas","Hamilton","North Country","North County","North Country","North Country",null,"Zone F - Capital","North County","North Country"]
[null,null,null,null,null,null,null,null,null,"12108Hamilton","12108",12108,"Zone F - Capital","National Grid","Hamilton","North Country","North County","North Country","North Country",null,"Zone F - Capital","North County","North Country"]
[null,null,null,null,null,null,null,null,null,"12139Hamilton","12139",12139,"Zone F - Capital","National Grid","Hamilton","North Country","North County","North Country","North Country",null,"Zone F - Capital","North County","North Country"]
[null,null,null,null,null,null,null,null,null,"12164Hamilton","12164",12164,"Zone F - Capital","National Grid","Hamilton","North Country","North County","North Country","North Country",null,"Zone F - Capital","North County","North Country"]
[null,null,null,null,null,null,null,null,null,"12190Hamilton","12190",12190,"Zone F - Capital","National Grid","Hamilton","North Country","North County","North Country","North Country",null,"Zone F - Capital","North County","North Country"]
[null,null,null,null,null,null,null,null,null,{"$f":"CONCATENATE(L645,O645)","v":"12842Hamilton"},"12842",12842,"Zone F - Capital","National Grid","Hamilton","North Country","North County","North Country","North Country",null,"Zone F - Capital",{"$f":"Q645","v":"North County"},"North Country"]
[null,null,null,null,null,null,null,null,null,"12864Hamilton","12864",12864,"Zone F - Capital","National Grid","Hamilton","North Country","North County","North Country","North Country",null,"Zone F - Capital","North County","North Country"]
[null,null,null,null,null,null,null,null,null,"13436Hamilton","13436",13436,"Zone F - Capital","National Grid","Hamilton","North Country","North County","North Country","North Country",null,"Zone F - Capital","North County","North Country"]
[null,null,null,null,null,null,null,null,null,"13353Hamilton","13353",13353,"Zone F - Capital","National Grid","Hamilton","North Country","North County","North Country","North Country",null,"Zone F - Capital","North County","North Country"]
[null,null,null,null,null,null,null,null,null,"13360Hamilton","13360",13360,"Zone F - Capital","National Grid","Hamilton","North Country","North County","North Country","North Country",null,"Zone F - Capital","North County","North Country"]
[null,null,null,null,null,null,null,null,null,"13475Herkimer","13475",13475,"Zone E - Mohawk Valley","National Grid","Herkimer","Mohawk Valley","Central","Central","Central",null,"Zone E - Mohawk Valley","Central","Central Region"]
[null,null,null,null,null,null,null,null,null,"13324Herkimer","13324",13324,"Zone E - Mohawk Valley","National Grid","Herkimer","Mohawk Valley","Central","Central","Central",null,"Zone E - Mohawk Valley","Central","Central Region"]
[null,null,null,null,null,null,null,null,null,"13329Herkimer","13329",13329,"Zone E - Mohawk Valley","National Grid","Herkimer","Mohawk Valley","Central","Central","Central",null,"Zone E - Mohawk Valley","Central","Central Region"]
[null,null,null,null,null,null,null,null,null,"13331Herkimer","13331",13331,"Zone E - Mohawk Valley","National Grid","Herkimer","Mohawk Valley","Central","Central","Central",null,"Zone E - Mohawk Valley","Central","Central Region"]
[null,null,null,null,null,null,null,null,null,"13340Herkimer","13340",13340,"Zone E - Mohawk Valley","National Grid","Herkimer","Mohawk Valley","Central","Central","Central",null,"Zone E - Mohawk Valley","Central","Central Region"]
[null,null,null,null,null,null,null,null,null,"13350Herkimer","13350",13350,"Zone E - Mohawk Valley","National Grid","Herkimer","Mohawk Valley","Central","Central","Central",null,"Zone E - Mohawk Valley","Central","Central Region"]
[null,null,null,null,null,null,null,null,null,"13357Herkimer","13357",13357,"Zone E - Mohawk Valley","National Grid","Herkimer","Mohawk Valley","Central","Central","Central",null,"Zone E - Mohawk Valley","Central","Central Region"]
[null,null,null,null,null,null,null,null,null,"13365Herkimer","13365",13365,"Zone E - Mohawk Valley","National Grid","Herkimer","Mohawk Valley","Central","Central","Central",null,"Zone E - Mohawk Valley","Central","Central Region"]
[null,null,null,null,null,null,null,null,null,"13406Herkimer","13406",13406,"Zone E - Mohawk Valley","National Grid","Herkimer","Mohawk Valley","Central","Central","Central",null,"Zone E - Mohawk Valley","Central","Central Region"]
[null,null,null,null,null,null,null,null,null,"13407Herkimer","13407",13407,"Zone E - Mohawk Valley","National Grid","Herkimer","Mohawk Valley","Central","Central","Central",null,"Zone E - Mohawk Valley","Central","Central Region"]
[null,null,null,null,null,null,null,null,null,"13416Herkimer","13416",13416,"Zone E - Mohawk Valley","National Grid","Herkimer","Mohawk Valley","Central","Central","Central",null,"Zone E - Mohawk Valley","Central","Central Region"]
[null,null,null,null,null,null,null,null,null,"13420Herkimer","13420",13420,"Zone E - Mohawk Valley","National Grid","Herkimer","Mohawk Valley","Central","Central","Central",null,"Zone E - Mohawk Valley","Central","Central Region"]
[null,null,null,null,null,null,null,null,null,"13431Herkimer","13431",13431,"Zone E - Mohawk Valley","National Grid","Herkimer","Mohawk Valley","Central","Central","Central",null,"Zone E - Mohawk Valley","Central","Central Region"]
[null,null,null,null,null,null,null,null,null,"13454Herkimer","13454",13454,"Zone E - Mohawk Valley","National Grid","Herkimer","Mohawk Valley","Central","Central","Central",null,"Zone E - Mohawk Valley","Central","Central Region"]
[null,null,null,null,null,null,null,null,null,"13472Herkimer","13472",13472,"Zone E - Mohawk Valley","National Grid","Herkimer","Mohawk Valley","Central","Central","Central",null,"Zone E - Mohawk Valley","Central","Central Region"]
[null,null,null,null,null,null,null,null,null,"13361Herkimer","13361",13361,"Zone E - Mohawk Valley","NYS Electric and Gas","Herkimer","Mohawk Valley","Central","Central","Central",null,"Zone E - Mohawk Valley","Central","Central Region"]
[null,null,null,null,null,null,null,null,null,"13491Herkimer","13491",13491,"Zone E - Mohawk Valley","NYS Electric and Gas","Herkimer","Mohawk Valley","Central","Central","Central",null,"Zone E - Mohawk Valley","Central","Central Region"]
[null,null,null,null,null,null,null,null,null,"13601Jefferson","13601",13601,"Zone E - Mohawk Valley","National Grid","Jefferson","North Country","North County","North Country","North Country",null,"Zone E - Mohawk Valley","North County","North Country"]
[null,null,null,null,null,null,null,null,null,"13602Jefferson","13602",13602,"Zone E - Mohawk Valley","National Grid","Jefferson","North Country","North County","North Country","North Country",null,"Zone E - Mohawk Valley","North County","North Country"]
[null,null,null,null,null,null,null,null,null,"13603Jefferson","13603",13603,"Zone E - Mohawk Valley","National Grid","Jefferson","North Country","North County","North Country","North Country",null,"Zone E - Mohawk Valley","North County","North Country"]
[null,null,null,null,null,null,null,null,null,"13605Jefferson","13605",13605,"Zone E - Mohawk Valley","National Grid","Jefferson","North Country","North County","North Country","North Country",null,"Zone E - Mohawk Valley","North County","North Country"]
[null,null,null,null,null,null,null,null,null,"13606Jefferson","13606",13606,"Zone E - Mohawk Valley","National Grid","Jefferson","North Country","North County","North Country","North Country",null,"Zone E - Mohawk Valley","North County","North Country"]
[null,null,null,null,null,null,null,null,null,"13607Jefferson","13607",13607,"Zone E - Mohawk Valley","National Grid","Jefferson","North Country","North County","North Country","North Country",null,"Zone E - Mohawk Valley","North County","North Country"]
[null,null,null,null,null,null,null,null,null,"13608Jefferson","13608",13608,"Zone E - Mohawk Valley","National Grid","Jefferson","North Country","North County","North Country","North Country",null,"Zone E - Mohawk Valley","North County","North Country"]
[null,null,null,null,null,null,null,null,null,"13611Jefferson","13611",13611,"Zone E - Mohawk Valley","National Grid","Jefferson","North Country","North County","North Country","North Country",null,"Zone E - Mohawk Valley","North County","North Country"]
[null,null,null,null,null,null,null,null,null,"13612Jefferson","13612",13612,"Zone E - Mohawk Valley","National Grid","Jefferson","North Country","North County","North Country","North Country",null,"Zone E - Mohawk Valley","North County","North Country"]
[null,null,null,null,null,null,null,null,null,"13615Jefferson","13615",13615,"Zone E - Mohawk Valley","National Grid","Jefferson","North Country","North County","North Country","North Country",null,"Zone E - Mohawk Valley","North County","North Country"]
[null,null,null,null,null,null,null,null,null,"13616Jefferson","13616",13616,"Zone E - Mohawk Valley","National Grid","Jefferson","North Country","North County","North Country","North Country",null,"Zone E - Mohawk Valley","North County","North Country"]
[null,null,null,null,null,null,null,null,null,"13618Jefferson","13618",13618,"Zone E - Mohawk Valley","National Grid","Jefferson","North Country","North County","North Country","North Country",null,"Zone E - Mohawk Valley","North County","North Country"]
[null,null,null,null,null,null,null,null,null,"13619Jefferson","13619",13619,"Zone E - Mohawk Valley","National Grid","Jefferson","North Country","North County","North Country","North Country",null,"Zone E - Mohawk Valley","North County","North Country"]
[null,null,null,null,null,null,null,null,null,"13622Jefferson","13622",13622,"Zone E - Mohawk Valley","National Grid","Jefferson","North Country","North County","North Country","North Country",null,"Zone E - Mohawk Valley","North County","North Country"]
[null,null,null,null,null,null,null,null,null,"13624Jefferson","13624",13624,"Zone E - Mohawk Valley","National Grid","Jefferson","North Country","North County","North Country","North Country",null,"Zone E - Mohawk Valley","North County","North Country"]
[null,null,null,null,null,null,null,null,null,"13628Jefferson","13628",13628,"Zone E - Mohawk Valley","National Grid","Jefferson","North Country","North County","North Country","North Country",null,"Zone E - Mohawk Valley","North County","North Country"]
[null,null,null,null,null,null,null,null,null,"13631Jefferson","13631",13631,"Zone E - Mohawk Valley","National Grid","Jefferson","North Country","North County","North Country","North Country",null,"Zone E - Mohawk Valley","North County","North Country"]
[null,null,null,null,null,null,null,null,null,"13632Jefferson","13632",13632,"Zone E - Mohawk Valley","National Grid","Jefferson","North Country","North County","North Country","North Country",null,"Zone E - Mohawk Valley","North County","North Country"]
[null,null,null,null,null,null,null,null,null,"13634Jefferson","13634",13634,"Zone E - Mohawk Valley","National Grid","Jefferson","North Country","North County","North Country","North Country",null,"Zone E - Mohawk Valley","North County","North Country"]
[null,null,null,null,null,null,null,null,null,"13636Jefferson","13636",13636,"Zone E - Mohawk Valley","National Grid","Jefferson","North Country","North County","North Country","North Country",null,"Zone E - Mohawk Valley","North County","North Country"]
[null,null,null,null,null,null,null,null,null,"13637Jefferson","13637",13637,"Zone E - Mohawk Valley","National Grid","Jefferson","North Country","North County","North Country","North Country",null,"Zone E - Mohawk Valley","North County","North Country"]
[null,null,null,null,null,null,null,null,null,"13638Jefferson","13638",13638,"Zone E - Mohawk Valley","National Grid","Jefferson","North Country","North County","North Country","North Country",null,"Zone E - Mohawk Valley","North County","North Country"]
[null,null,null,null,null,null,null,null,null,"13640Jefferson","13640",13640,"Zone E - Mohawk Valley","National Grid","Jefferson","North Country","North County","North Country","North Country",null,"Zone E - Mohawk Valley","North County","North Country"]
[null,null,null,null,null,null,null,null,null,"13641Jefferson","13641",13641,"Zone E - Mohawk Valley","National Grid","Jefferson","North Country","North County","North Country","North Country",null,"Zone E - Mohawk Valley","North County","North Country"]
[null,null,null,null,null,null,null,null,null,"13643Jefferson","13643",13643,"Zone E - Mohawk Valley","National Grid","Jefferson","North Country","North County","North Country","North Country",null,"Zone E - Mohawk Valley","North County","North Country"]
[null,null,null,null,null,null,null,null,null,"13650Jefferson","13650",13650,"Zone E - Mohawk Valley","National Grid","Jefferson","North Country","North County","North Country","North Country",null,"Zone E - Mohawk Valley","North County","North Country"]
[null,null,null,null,null,null,null,null,null,"13651Jefferson","13651",13651,"Zone E - Mohawk Valley","National Grid","Jefferson","North Country","North County","North Country","North Country",null,"Zone E - Mohawk Valley","North County","North Country"]
[null,null,null,null,null,null,null,null,null,"13656Jefferson","13656",13656,"Zone E - Mohawk Valley","National Grid","Jefferson","North Country","North County","North Country","North Country",null,"Zone E - Mohawk Valley","North County","North Country"]
[null,null,null,null,null,null,null,null,null,"13657Jefferson","13657",13657,"Zone E - Mohawk Valley","National Grid","Jefferson","North Country","North County","North Country","North Country",null,"Zone E - Mohawk Valley","North County","North Country"]
[null,null,null,null,null,null,null,null,null,"13659Jefferson","13659",13659,"Zone E - Mohawk Valley","National Grid","Jefferson","North Country","North County","North Country","North Country",null,"Zone E - Mohawk Valley","North County","North Country"]
[null,null,null,null,null,null,null,null,null,"13661Jefferson","13661",13661,"Zone E - Mohawk Valley","National Grid","Jefferson","North Country","North County","North Country","North Country",null,"Zone E - Mohawk Valley","North County","North Country"]
[null,null,null,null,null,null,null,null,null,"13665Jefferson","13665",13665,"Zone E - Mohawk Valley","National Grid","Jefferson","North Country","North County","North Country","North Country",null,"Zone E - Mohawk Valley","North County","North Country"]
[null,null,null,null,null,null,null,null,null,"13671Jefferson","13671",13671,"Zone E - Mohawk Valley","National Grid","Jefferson","North Country","North County","North Country","North Country",null,"Zone E - Mohawk Valley","North County","North Country"]
[null,null,null,null,null,null,null,null,null,"13674Jefferson","13674",13674,"Zone E - Mohawk Valley","National Grid","Jefferson","North Country","North County","North Country","North Country",null,"Zone E - Mohawk Valley","North County","North Country"]
[null,null,null,null,null,null,null,null,null,"13675Jefferson","13675",13675,"Zone E - Mohawk Valley","National Grid","Jefferson","North Country","North County","North Country","North Country",null,"Zone E - Mohawk Valley","North County","North Country"]
[null,null,null,null,null,null,null,null,null,"13679Jefferson","13679",13679,"Zone E - Mohawk Valley","National Grid","Jefferson","North Country","North County","North Country","North Country",null,"Zone E - Mohawk Valley","North County","North Country"]
[null,null,null,null,null,null,null,null,null,"13682Jefferson","13682",13682,"Zone E - Mohawk Valley","National Grid","Jefferson","North Country","North County","North Country","North Country",null,"Zone E - Mohawk Valley","North County","North Country"]
[null,null,null,null,null,null,null,null,null,"13685Jefferson","13685",13685,"Zone E - Mohawk Valley","National Grid","Jefferson","North Country","North County","North Country","North Country",null,"Zone E - Mohawk Valley","North County","North Country"]
[null,null,null,null,null,null,null,null,null,"13692Jefferson","13692",13692,"Zone E - Mohawk Valley","National Grid","Jefferson","North Country","North County","North Country","North Country",null,"Zone E - Mohawk Valley","North County","North Country"]
[null,null,null,null,null,null,null,null,null,"13693Jefferson","13693",13693,"Zone E - Mohawk Valley","National Grid","Jefferson","North Country","North County","North Country","North Country",null,"Zone E - Mohawk Valley","North County","North Country"]
[null,null,null,null,null,null,null,null,null,"13691Jefferson","13691",13691,"Zone E - Mohawk Valley","Municipal Utilities","Jefferson","North Country","North County","North Country","North Country",null,"Zone E - Mohawk Valley","North County","North Country"]
[null,null,null,null,null,null,null,null,null,"13673Jefferson","13673",13673,"Zone E - Mohawk Valley","Municipal Utilities","Jefferson","North Country","North County","North Country","North Country",null,"Zone E - Mohawk Valley","North County","North Country"]
[null,null,null,null,null,null,null,null,null,{"$f":"CONCATENATE(L709,O709)","v":"11201Kings"},"11201",11201,"Zone J - New York City","Consolidated Edison","Kings","New York City","NYC",{"$error":"#N/A"},{"$error":"#N/A"},"ConEd NYC","Zone J - New York City",{"$f":"Q709","v":"NYC"}]
[null,null,null,null,null,null,null,null,null,"11202Kings","11202",11202,"Zone J - New York City","Consolidated Edison","Kings","New York City","NYC",{"$error":"#N/A"},{"$error":"#N/A"},"ConEd NYC","Zone J - New York City","NYC"]
[null,null,null,null,null,null,null,null,null,"11203Kings","11203",11203,"Zone J - New York City","Consolidated Edison","Kings","New York City","NYC",{"$error":"#N/A"},{"$error":"#N/A"},"ConEd NYC","Zone J - New York City","NYC"]
[null,null,null,null,null,null,null,null,null,"11204Kings","11204",11204,"Zone J - New York City","Consolidated Edison","Kings","New York City","NYC",{"$error":"#N/A"},{"$error":"#N/A"},"ConEd NYC","Zone J - New York City","NYC"]
[null,null,null,null,null,null,null,null,null,"11205Kings","11205",11205,"Zone J - New York City","Consolidated Edison","Kings","New York City","NYC",{"$error":"#N/A"},{"$error":"#N/A"},"ConEd NYC","Zone J - New York City","NYC"]
[null,null,null,null,null,null,null,null,null,"11206Kings","11206",11206,"Zone J - New York City","Consolidated Edison","Kings","New York City","NYC",{"$error":"#N/A"},{"$error":"#N/A"},"ConEd NYC","Zone J - New York City","NYC"]
[null,null,null,null,null,null,null,null,null,"11207Kings","11207",11207,"Zone J - New York City","Consolidated Edison","Kings","New York City","NYC",{"$error":"#N/A"},{"$error":"#N/A"},"ConEd NYC","Zone J - New York City","NYC"]
[null,null,null,null,null,null,null,null,null,"11208Kings","11208",11208,"Zone J - New York City","Consolidated Edison","Kings","New York City","NYC",{"$error":"#N/A"},{"$error":"#N/A"},"ConEd NYC","Zone J - New York City","NYC"]
[null,null,null,null,null,null,null,null,null,"11209Kings","11209",11209,"Zone J - New York City","Consolidated Edison","Kings","New York City","NYC",{"$error":"#N/A"},{"$error":"#N/A"},"ConEd NYC","Zone J - New York City","NYC"]
[null,null,null,null,null,null,null,null,null,"11210Kings","11210",11210,"Zone J - New York City","Consolidated Edison","Kings","New York City","NYC",{"$error":"#N/A"},{"$error":"#N/A"},"ConEd NYC","Zone J - New York City","NYC"]
[null,null,null,null,null,null,null,null,null,"11211Kings","11211",11211,"Zone J - New York City","Consolidated Edison","Kings","New York City","NYC",{"$error":"#N/A"},{"$error":"#N/A"},"ConEd NYC","Zone J - New York City","NYC"]
[null,null,null,null,null,null,null,null,null,"11212Kings","11212",11212,"Zone J - New York City","Consolidated Edison","Kings","New York City","NYC",{"$error":"#N/A"},{"$error":"#N/A"},"ConEd NYC","Zone J - New York City","NYC"]
[null,null,null,null,null,null,null,null,null,"11213Kings","11213",11213,"Zone J - New York City","Consolidated Edison","Kings","New York City","NYC",{"$error":"#N/A"},{"$error":"#N/A"},"ConEd NYC","Zone J - New York City","NYC"]
[null,null,null,null,null,null,null,null,null,"11214Kings","11214",11214,"Zone J - New York City","Consolidated Edison","Kings","New York City","NYC",{"$error":"#N/A"},{"$error":"#N/A"},"ConEd NYC","Zone J - New York City","NYC"]
[null,null,null,null,null,null,null,null,null,"11215Kings","11215",11215,"Zone J - New York City","Consolidated Edison","Kings","New York City","NYC",{"$error":"#N/A"},{"$error":"#N/A"},"ConEd NYC","Zone J - New York City","NYC"]
[null,null,null,null,null,null,null,null,null,"11216Kings","11216",11216,"Zone J - New York City","Consolidated Edison","Kings","New York City","NYC",{"$error":"#N/A"},{"$error":"#N/A"},"ConEd NYC","Zone J - New York City","NYC"]
[null,null,null,null,null,null,null,null,null,"11217Kings","11217",11217,"Zone J - New York City","Consolidated Edison","Kings","New York City","NYC",{"$error":"#N/A"},{"$error":"#N/A"},"ConEd NYC","Zone J - New York City","NYC"]
[null,null,null,null,null,null,null,null,null,"11218Kings","11218",11218,"Zone J - New York City","Consolidated Edison","Kings","New York City","NYC",{"$error":"#N/A"},{"$error":"#N/A"},"ConEd NYC","Zone J - New York City","NYC"]
[null,null,null,null,null,null,null,null,null,"11219Kings","11219",11219,"Zone J - New York City","Consolidated Edison","Kings","New York City","NYC",{"$error":"#N/A"},{"$error":"#N/A"},"ConEd NYC","Zone J - New York City","NYC"]
[null,null,null,null,null,null,null,null,null,"11220Kings","11220",11220,"Zone J - New York City","Consolidated Edison","Kings","New York City","NYC",{"$error":"#N/A"},{"$error":"#N/A"},"ConEd NYC","Zone J - New York City","NYC"]
[null,null,null,null,null,null,null,null,null,"11221Kings","11221",11221,"Zone J - New York City","Consolidated Edison","Kings","New York City","NYC",{"$error":"#N/A"},{"$error":"#N/A"},"ConEd NYC","Zone J - New York City","NYC"]
[null,null,null,null,null,null,null,null,null,"11222Kings","11222",11222,"Zone J - New York City","Consolidated Edison","Kings","New York City","NYC",{"$error":"#N/A"},{"$error":"#N/A"},"ConEd NYC","Zone J - New York City","NYC"]
[null,null,null,null,null,null,null,null,null,"11223Kings","11223",11223,"Zone J - New York City","Consolidated Edison","Kings","New York City","NYC",{"$error":"#N/A"},{"$error":"#N/A"},"ConEd NYC","Zone J - New York City","NYC"]
[null,null,null,null,null,null,null,null,null,"11224Kings","11224",11224,"Zone J - New York City","Consolidated Edison","Kings","New York City","NYC",{"$error":"#N/A"},{"$error":"#N/A"},"ConEd NYC","Zone J - New York City","NYC"]
[null,null,null,null,null,null,null,null,null,"11225Kings","11225",11225,"Zone J - New York City","Consolidated Edison","Kings","New York City","NYC",{"$error":"#N/A"},{"$error":"#N/A"},"ConEd NYC","Zone J - New York City","NYC"]
[null,null,null,null,null,null,null,null,null,"11226Kings","11226",11226,"Zone J - New York City","Consolidated Edison","Kings","New York City","NYC",{"$error":"#N/A"},{"$error":"#N/A"},"ConEd NYC","Zone J - New York City","NYC"]
[null,null,null,null,null,null,null,null,null,"11228Kings","11228",11228,"Zone J - New York City","Consolidated Edison","Kings","New York City","NYC",{"$error":"#N/A"},{"$error":"#N/A"},"ConEd NYC","Zone J - New York City","NYC"]
[null,null,null,null,null,null,null,null,null,"11229Kings","11229",11229,"Zone J - New York City","Consolidated Edison","Kings","New York City","NYC",{"$error":"#N/A"},{"$error":"#N/A"},"ConEd NYC","Zone J - New York City","NYC"]
[null,null,null,null,null,null,null,null,null,"11230Kings","11230",11230,"Zone J - New York City","Consolidated Edison","Kings","New York City","NYC",{"$error":"#N/A"},{"$error":"#N/A"},"ConEd NYC","Zone J - New York City","NYC"]
[null,null,null,null,null,null,null,null,null,"11231Kings","11231",11231,"Zone J - New York City","Consolidated Edison","Kings","New York City","NYC",{"$error":"#N/A"},{"$error":"#N/A"},"ConEd NYC","Zone J - New York City","NYC"]
[null,null,null,null,null,null,null,null,null,"11232Kings","11232",11232,"Zone J - New York City","Consolidated Edison","Kings","New York City","NYC",{"$error":"#N/A"},{"$error":"#N/A"},"ConEd NYC","Zone J - New York City","NYC"]
[null,null,null,null,null,null,null,null,null,"11233Kings","11233",11233,"Zone J - New York City","Consolidated Edison","Kings","New York City","NYC",{"$error":"#N/A"},{"$error":"#N/A"},"ConEd NYC","Zone J - New York City","NYC"]
[null,null,null,null,null,null,null,null,null,"11234Kings","11234",11234,"Zone J - New York City","Consolidated Edison","Kings","New York City","NYC",{"$error":"#N/A"},{"$error":"#N/A"},"ConEd NYC","Zone J - New York City","NYC"]
[null,null,null,null,null,null,null,null,null,"11235Kings","11235",11235,"Zone J - New York City","Consolidated Edison","Kings","New York City","NYC",{"$error":"#N/A"},{"$error":"#N/A"},"ConEd NYC","Zone J - New York City","NYC"]
[null,null,null,null,null,null,null,null,null,"11236Kings","11236",11236,"Zone J - New York City","Consolidated Edison","Kings","New York City","NYC",{"$error":"#N/A"},{"$error":"#N/A"},"ConEd NYC","Zone J - New York City","NYC"]
[null,null,null,null,null,null,null,null,null,"11237Kings","11237",11237,"Zone J - New York City","Consolidated Edison","Kings","New York City","NYC",{"$error":"#N/A"},{"$error":"#N/A"},"ConEd NYC","Zone J - New York City","NYC"]
[null,null,null,null,null,null,null,null,null,"11238Kings","11238",11238,"Zone J - New York City","Consolidated Edison","Kings","New York City","NYC",{"$error":"#N/A"},{"$error":"#N/A"},"ConEd NYC","Zone J - New York City","NYC"]
[null,null,null,null,null,null,null,null,null,"11239Kings","11239",11239,"Zone J - New York City","Consolidated Edison","Kings","New York City","NYC",{"$error":"#N/A"},{"$error":"#N/A"},"ConEd NYC","Zone J - New York City","NYC"]
[null,null,null,null,null,null,null,null,null,"11241Kings","11241",11241,"Zone J - New York City","Consolidated Edison","Kings","New York City","NYC",{"$error":"#N/A"},{"$error":"#N/A"},"ConEd NYC","Zone J - New York City","NYC"]
[null,null,null,null,null,null,null,null,null,"11242Kings","11242",11242,"Zone J - New York City","Consolidated Edison","Kings","New York City","NYC",{"$error":"#N/A"},{"$error":"#N/A"},"ConEd NYC","Zone J - New York City","NYC"]
[null,null,null,null,null,null,null,null,null,"11243Kings","11243",11243,"Zone J - New York City","Consolidated Edison","Kings","New York City","NYC",{"$error":"#N/A"},{"$error":"#N/A"},"ConEd NYC","Zone J - New York City","NYC"]
[null,null,null,null,null,null,null,null,null,"11245Kings","11245",11245,"Zone J - New York City","Consolidated Edison","Kings","New York City","NYC",{"$error":"#N/A"},{"$error":"#N/A"},"ConEd NYC","Zone J - New York City","NYC"]
[null,null,null,null,null,null,null,null,null,"11247Kings","11247",11247,"Zone J - New York City","Consolidated Edison","Kings","New York City","NYC",{"$error":"#N/A"},{"$error":"#N/A"},"ConEd NYC","Zone J - New York City","NYC"]
[null,null,null,null,null,null,null,null,null,"11249Kings","11249",11249,"Zone J - New York City","Consolidated Edison","Kings","New York City","NYC",{"$error":"#N/A"},{"$error":"#N/A"},"ConEd NYC","Zone J - New York City","NYC"]
[null,null,null,null,null,null,null,null,null,"11251Kings","11251",11251,"Zone J - New York City","Consolidated Edison","Kings","New York City","NYC",{"$error":"#N/A"},{"$error":"#N/A"},"ConEd NYC","Zone J - New York City","NYC"]
[null,null,null,null,null,null,null,null,null,"11252Kings","11252",11252,"Zone J - New York City","Consolidated Edison","Kings","New York City","NYC",{"$error":"#N/A"},{"$error":"#N/A"},"ConEd NYC","Zone J - New York City","NYC"]
[null,null,null,null,null,null,null,null,null,"11256Kings","11256",11256,"Zone J - New York City","Consolidated Edison","Kings","New York City","NYC",{"$error":"#N/A"},{"$error":"#N/A"},"ConEd NYC","Zone J - New York City","NYC"]
[null,null,null,null,null,null,null,null,null,"13305Lewis","13305",13305,"Zone E - Mohawk Valley","National Grid","Lewis","North Country","North County","North Country","North Country",null,"Zone E - Mohawk Valley","North County","North Country"]
[null,null,null,null,null,null,null,null,null,"13312Lewis","13312",13312,"Zone E - Mohawk Valley","National Grid","Lewis","North Country","North County","North Country","North Country",null,"Zone E - Mohawk Valley","North County","North Country"]
[null,null,null,null,null,null,null,null,null,"13325Lewis","13325",13325,"Zone E - Mohawk Valley","National Grid","Lewis","North Country","North County","North Country","North Country",null,"Zone E - Mohawk Valley","North County","North Country"]
[null,null,null,null,null,null,null,null,null,"13327Lewis","13327",13327,"Zone E - Mohawk Valley","National Grid","Lewis","North Country","North County","North Country","North Country",null,"Zone E - Mohawk Valley","North County","North Country"]
[null,null,null,null,null,null,null,null,null,"13343Lewis","13343",13343,"Zone E - Mohawk Valley","National Grid","Lewis","North Country","North County","North Country","North Country",null,"Zone E - Mohawk Valley","North County","North Country"]
[null,null,null,null,null,null,null,null,null,"13345Lewis","13345",13345,"Zone E - Mohawk Valley","National Grid","Lewis","North Country","North County","North Country","North Country",null,"Zone E - Mohawk Valley","North County","North Country"]
[null,null,null,null,null,null,null,null,null,"13367Lewis","13367",13367,"Zone E - Mohawk Valley","National Grid","Lewis","North Country","North County","North Country","North Country",null,"Zone E - Mohawk Valley","North County","North Country"]
[null,null,null,null,null,null,null,null,null,"13368Lewis","13368",13368,"Zone E - Mohawk Valley","National Grid","Lewis","North Country","North County","North Country","North Country",null,"Zone E - Mohawk Valley","North County","North Country"]
[null,null,null,null,null,null,null,null,null,"13404Lewis","13404",13404,"Zone E - Mohawk Valley","National Grid","Lewis","North Country","North County","North Country","North Country",null,"Zone E - Mohawk Valley","North County","North Country"]
[null,null,null,null,null,null,null,null,null,"13433Lewis","13433",13433,"Zone E - Mohawk Valley","National Grid","Lewis","North Country","North County","North Country","North Country",null,"Zone E - Mohawk Valley","North County","North Country"]
[null,null,null,null,null,null,null,null,null,"13473Lewis","13473",13473,"Zone E - Mohawk Valley","National Grid","Lewis","North Country","North County","North Country","North Country",null,"Zone E - Mohawk Valley","North County","North Country"]
[null,null,null,null,null,null,null,null,null,"13620Lewis","13620",13620,"Zone E - Mohawk Valley","National Grid","Lewis","North Country","North County","North Country","North Country",null,"Zone E - Mohawk Valley","North County","North Country"]
[null,null,null,null,null,null,null,null,null,"13626Lewis","13626",13626,"Zone E - Mohawk Valley","National Grid","Lewis","North Country","North County","North Country","North Country",null,"Zone E - Mohawk Valley","North County","North Country"]
[null,null,null,null,null,null,null,null,null,"13627Lewis","13627",13627,"Zone E - Mohawk Valley","National Grid","Lewis","North Country","North County","North Country","North Country",null,"Zone E - Mohawk Valley","North County","North Country"]
[null,null,null,null,null,null,null,null,null,"13648Lewis","13648",13648,"Zone E - Mohawk Valley","National Grid","Lewis","North Country","North County","North Country","North Country",null,"Zone E - Mohawk Valley","North County","North Country"]
[null,null,null,null,null,null,null,null,null,"13489Lewis","13489",13489,"Zone E - Mohawk Valley","National Grid","Lewis","North Country","North County","North Country","North Country",null,"Zone E - Mohawk Valley","North County","North Country"]
[null,null,null,null,null,null,null,null,null,"14414Livingston","14414",14414,"Zone A - West","National Grid","Livingston","Finger Lakes","Western","Western","Western",null,"Zone A - West","Western","Western Region"]
[null,null,null,null,null,null,null,null,null,{"$f":"CONCATENATE(L773,O773)","v":"14423Livingston"},"14423",14423,"Zone A - West","National Grid","Livingston","Finger Lakes","Western","Western","Western",null,"Zone A - West",{"$f":"Q773","v":"Western"},"Western Region"]
[null,null,null,null,null,null,null,null,null,"14435Livingston","14435",14435,"Zone A - West","National Grid","Livingston","Finger Lakes","Western","Western","Western",null,"Zone A - West","Western","Western Region"]
[null,null,null,null,null,null,null,null,null,"14454Livingston","14454",14454,"Zone A - West","National Grid","Livingston","Finger Lakes","Western","Western","Western",null,"Zone A - West","Western","Western Region"]
[null,null,null,null,null,null,null,null,null,"14462Livingston","14462",14462,"Zone A - West","National Grid","Livingston","Finger Lakes","Western","Western","Western",null,"Zone A - West","Western","Western Region"]
[null,null,null,null,null,null,null,null,null,"14466Livingston","14466",14466,"Zone A - West","National Grid","Livingston","Finger Lakes","Western","Western","Western",null,"Zone A - West","Western","Western Region"]
[null,null,null,null,null,null,null,null,null,"14480Livingston","14480",14480,"Zone A - West","National Grid","Livingston","Finger Lakes","Western","Western","Western",null,"Zone A - West","Western","Western Region"]
[null,null,null,null,null,null,null,null,null,"14485Livingston","14485",14485,"Zone A - West","National Grid","Livingston","Finger Lakes","Western","Western","Western",null,"Zone A - West","Western","Western Region"]
[null,null,null,null,null,null,null,null,null,"14486Livingston","14486",14486,"Zone A - West","National Grid","Livingston","Finger Lakes","Western","Western","Western",null,"Zone A - West","Western","Western Region"]
[null,null,null,null,null,null,null,null,null,"14487Livingston","14487",14487,"Zone A - West","National Grid","Livingston","Finger Lakes","Western","Western","Western",null,"Zone A - West","Western","Western Region"]
[null,null,null,null,null,null,null,null,null,"14488Livingston","14488",14488,"Zone A - West","National Grid","Livingston","Finger Lakes","Western","Western","Western",null,"Zone A - West","Western","Western Region"]
[null,null,null,null,null,null,null,null,null,"14533Livingston","14533",14533,"Zone A - West","National Grid","Livingston","Finger Lakes","Western","Western","Western",null,"Zone A - West","Western","Western Region"]
[null,null,null,null,null,null,null,null,null,"14539Livingston","14539",14539,"Zone A - West","National Grid","Livingston","Finger Lakes","Western","Western","Western",null,"Zone A - West","Western","Western Region"]
[null,null,null,null,null,null,null,null,null,"14556Livingston","14556",14556,"Zone A - West","National Grid","Livingston","Finger Lakes","Western","Western","Western",null,"Zone A - West","Western","Western Region"]
[null,null,null,null,null,null,null,null,null,"14558Livingston","14558",14558,"Zone A - West","National Grid","Livingston","Finger Lakes","Western","Western","Western",null,"Zone A - West","Western","Western Region"]
[null,null,null,null,null,null,null,null,null,"14592Livingston","14592",14592,"Zone A - West","National Grid","Livingston","Finger Lakes","Western","Western","Western",null,"Zone A - West","Western","Western Region"]
[null,null,null,null,null,null,null,null,null,"14510Livingston","14510",14510,"Zone A - West","Rochester Gas and Electric","Livingston","Finger Lakes","Western","Western","Western",null,"Zone A - West","Western","Western Region"]
[null,null,null,null,null,null,null,null,null,"14481Livingston","14481",14481,"Zone A - West","NYS Electric and Gas","Livingston","Finger Lakes","Western","Western","Western",null,"Zone A - West","Western","Western Region"]
[null,null,null,null,null,null,null,null,null,"14545Livingston","14545",14545,"Zone A - West","NYS Electric and Gas","Livingston","Finger Lakes","Western","Western","Western",null,"Zone A - West","Western","Western Region"]
[null,null,null,null,null,null,null,null,null,"14517Livingston","14517",14517,"Zone B - Genesee","Rochester Gas and Electric","Livingston","Finger Lakes","Western","Western","Western",null,"Zone B - Genesee","Western","Western Region"]
[null,null,null,null,null,null,null,null,null,"14836Livingston","14836",14836,"Zone B - Genesee","Rochester Gas and Electric","Livingston","Finger Lakes","Western","Western","Western",null,"Zone B - Genesee","Western","Western Region"]
[null,null,null,null,null,null,null,null,null,"14846Livingston","14846",14846,"Zone B - Genesee","Rochester Gas and Electric","Livingston","Finger Lakes","Western","Western","Western",null,"Zone B - Genesee","Western","Western Region"]
[null,null,null,null,null,null,null,null,null,"14437Livingston","14437",14437,"Zone C - Central","NYS Electric and Gas","Livingston","Finger Lakes","Western","Western","Western",null,"Zone C - Central","Western","Western Region"]
[null,null,null,null,null,null,null,null,null,"13030Madison","13030",13030,"Zone C - Central","National Grid","Madison","Central New York","Central","Central","Central",null,"Zone C - Central","Central","Central Region"]
[null,null,null,null,null,null,null,null,null,"13037Madison","13037",13037,"Zone C - Central","National Grid","Madison","Central New York","Central","Central","Central",null,"Zone C - Central","Central","Central Region"]
[null,null,null,null,null,null,null,null,null,"13032Madison","13032",13032,"Zone E - Mohawk Valley","National Grid","Madison","Central New York","Central","Central","Central",null,"Zone E - Mohawk Valley","Central","Central Region"]
[null,null,null,null,null,null,null,null,null,"13043Madison","13043",13043,"Zone E - Mohawk Valley","National Grid","Madison","Central New York","Central","Central","Central",null,"Zone E - Mohawk Valley","Central","Central Region"]
[null,null,null,null,null,null,null,null,null,"13163Madison","13163",13163,"Zone E - Mohawk Valley","National Grid","Madison","Central New York","Central","Central","Central",null,"Zone E - Mohawk Valley","Central","Central Region"]
[null,null,null,null,null,null,null,null,null,"13409Madison","13409",13409,"Zone E - Mohawk Valley","National Grid","Madison","Central New York","Central","Central","Central",null,"Zone E - Mohawk Valley","Central","Central Region"]
[null,null,null,null,null,null,null,null,null,"13421Madison","13421",13421,"Zone E - Mohawk Valley","National Grid","Madison","Central New York","Central","Central","Central",null,"Zone E - Mohawk Valley","Central","Central Region"]
[null,null,null,null,null,null,null,null,null,"13035Madison","13035",13035,"Zone E - Mohawk Valley","National Grid","Madison","Central New York","Central","Central","Central",null,"Zone E - Mohawk Valley","Central","Central Region"]
[null,null,null,null,null,null,null,null,null,"13052Madison","13052",13052,"Zone E - Mohawk Valley","National Grid","Madison","Central New York","Central","Central","Central",null,"Zone E - Mohawk Valley","Central","Central Region"]
[null,null,null,null,null,null,null,null,null,"13061Madison","13061",13061,"Zone E - Mohawk Valley","National Grid","Madison","Central New York","Central","Central","Central",null,"Zone E - Mohawk Valley","Central","Central Region"]
[null,null,null,null,null,null,null,null,null,"13122Madison","13122",13122,"Zone E - Mohawk Valley","National Grid","Madison","Central New York","Central","Central","Central",null,"Zone E - Mohawk Valley","Central","Central Region"]
[null,null,null,null,null,null,null,null,null,"13134Madison","13134",13134,"Zone E - Mohawk Valley","NYS Electric and Gas","Madison","Central New York","Central","Central","Central",null,"Zone E - Mohawk Valley","Central","Central Region"]
[null,null,null,null,null,null,null,null,null,"13310Madison","13310",13310,"Zone E - Mohawk Valley","NYS Electric and Gas","Madison","Central New York","Central","Central","Central",null,"Zone E - Mohawk Valley","Central","Central Region"]
[null,null,null,null,null,null,null,null,null,"13314Madison","13314",13314,"Zone E - Mohawk Valley","NYS Electric and Gas","Madison","Central New York","Central","Central","Central",null,"Zone E - Mohawk Valley","Central","Central Region"]
[null,null,null,null,null,null,null,null,null,"13332Madison","13332",13332,"Zone E - Mohawk Valley","NYS Electric and Gas","Madison","Central New York","Central","Central","Central",null,"Zone E - Mohawk Valley","Central","Central Region"]
[null,null,null,null,null,null,null,null,null,"13334Madison","13334",13334,"Zone E - Mohawk Valley","NYS Electric and Gas","Madison","Central New York","Central","Central","Central",null,"Zone E - Mohawk Valley","Central","Central Region"]
[null,null,null,null,null,null,null,null,null,"13355Madison","13355",13355,"Zone E - Mohawk Valley","NYS Electric and Gas","Madison","Central New York","Central","Central","Central",null,"Zone E - Mohawk Valley","Central","Central Region"]
[null,null,null,null,null,null,null,null,null,"13364Madison","13364",13364,"Zone E - Mohawk Valley","NYS Electric and Gas","Madison","Central New York","Central","Central","Central",null,"Zone E - Mohawk Valley","Central","Central Region"]
[null,null,null,null,null,null,null,null,null,"13402Madison","13402",13402,"Zone E - Mohawk Valley","NYS Electric and Gas","Madison","Central New York","Central","Central","Central",null,"Zone E - Mohawk Valley","Central","Central Region"]
[null,null,null,null,null,null,null,null,null,"13408Madison","13408",13408,"Zone E - Mohawk Valley","NYS Electric and Gas","Madison","Central New York","Central","Central","Central",null,"Zone E - Mohawk Valley","Central","Central Region"]
[null,null,null,null,null,null,null,null,null,"13418Madison","13418",13418,"Zone E - Mohawk Valley","NYS Electric and Gas","Madison","Central New York","Central","Central","Central",null,"Zone E - Mohawk Valley","Central","Central Region"]
[null,null,null,null,null,null,null,null,null,"13465Madison","13465",13465,"Zone E - Mohawk Valley","NYS Electric and Gas","Madison","Central New York","Central","Central","Central",null,"Zone E - Mohawk Valley","Central","Central Region"]
[null,null,null,null,null,null,null,null,null,"13484Madison","13484",13484,"Zone E - Mohawk Valley","NYS Electric and Gas","Madison","Central New York","Central","Central","Central",null,"Zone E - Mohawk Valley","Central","Central Region"]
[null,null,null,null,null,null,null,null,null,"13485Madison","13485",13485,"Zone E - Mohawk Valley","NYS Electric and Gas","Madison","Central New York","Central","Central","Central",null,"Zone E - Mohawk Valley","Central","Central Region"]
[null,null,null,null,null,null,null,null,null,"13346Madison","13346",13346,"Zone E - Mohawk Valley","Municipal Utilities","Madison","Central New York","Central","Central","Central",null,"Zone E - Mohawk Valley","Central","Central Region"]
[null,null,null,null,null,null,null,null,null,"13072Madison","13072",13072,"Zone E - Mohawk Valley","NYS Electric and Gas","Madison","Central New York","Central","Central","Central",null,"Zone E - Mohawk Valley","Central","Central Region"]
[null,null,null,null,null,null,null,null,null,"14420Monroe","14420",14420,"Zone A - West","National Grid","Monroe","Finger Lakes","Western","Western","Western",null,"Zone A - West","Western","Western Region"]
[null,null,null,null,null,null,null,null,null,"14430Monroe","14430",14430,"Zone A - West","National Grid","Monroe","Finger Lakes","Western","Western","Western",null,"Zone A - West","Western","Western Region"]
[null,null,null,null,null,null,null,null,null,"14464Monroe","14464",14464,"Zone A - West","National Grid","Monroe","Finger Lakes","Western","Western","Western",null,"Zone A - West","Western","Western Region"]
[null,null,null,null,null,null,null,null,null,"14472Monroe","14472",14472,"Zone A - West","National Grid","Monroe","Finger Lakes","Western","Western","Western",null,"Zone A - West","Western","Western Region"]
[null,null,null,null,null,null,null,null,null,"14508Monroe","14508",14508,"Zone A - West","National Grid","Monroe","Finger Lakes","Western","Western","Western",null,"Zone A - West","Western","Western Region"]
[null,null,null,null,null,null,null,null,null,"14511Monroe","14511",14511,"Zone A - West","National Grid","Monroe","Finger Lakes","Western","Western","Western",null,"Zone A - West","Western","Western Region"]
[null,null,null,null,null,null,null,null,null,"14543Monroe","14543",14543,"Zone A - West","National Grid","Monroe","Finger Lakes","Western","Western","Western",null,"Zone A - West","Western","Western Region"]
[null,null,null,null,null,null,null,null,null,"14546Monroe","14546",14546,"Zone A - West","National Grid","Monroe","Finger Lakes","Western","Western","Western",null,"Zone A - West","Western","Western Region"]
[null,null,null,null,null,null,null,null,null,"14428Monroe","14428",14428,"Zone A - West","Municipal Utilities","Monroe","Finger Lakes","Western","Western","Western",null,"Zone A - West","Western","Western Region"]
[null,null,null,null,null,null,null,null,null,"14410Monroe","14410",14410,"Zone A - West","Rochester Gas and Electric","Monroe","Finger Lakes","Western","Western","Western",null,"Zone A - West","Western","Western Region"]
[null,null,null,null,null,null,null,null,null,"14467Monroe","14467",14467,"Zone A - West","Rochester Gas and Electric","Monroe","Finger Lakes","Western","Western","Western",null,"Zone A - West","Western","Western Region"]
[null,null,null,null,null,null,null,null,null,"14468Monroe","14468",14468,"Zone A - West","Rochester Gas and Electric","Monroe","Finger Lakes","Western","Western","Western",null,"Zone A - West","Western","Western Region"]
[null,null,null,null,null,null,null,null,null,"14506Monroe","14506",14506,"Zone A - West","Rochester Gas and Electric","Monroe","Finger Lakes","Western","Western","Western",null,"Zone A - West","Western","Western Region"]
[null,null,null,null,null,null,null,null,null,"14586Monroe","14586",14586,"Zone A - West","Rochester Gas and Electric","Monroe","Finger Lakes","Western","Western","Western",null,"Zone A - West","Western","Western Region"]
[null,null,null,null,null,null,null,null,null,"14559Monroe","14559",14559,"Zone B - Genesee","Municipal Utilities","Monroe","Finger Lakes","Western","Western","Western",null,"Zone B - Genesee","Western","Western Region"]
[null,null,null,null,null,null,null,null,null,"14450Monroe","14450",14450,"Zone B - Genesee","Municipal Utilities","Monroe","Finger Lakes","Western","Western","Western",null,"Zone B - Genesee","Western","Western Region"]
[null,null,null,null,null,null,null,null,null,{"$f":"CONCATENATE(L837,O837)","v":"14445Monroe"},"14445",14445,"Zone B - Genesee","Rochester Gas and Electric","Monroe","Finger Lakes","Western","Western","Western",null,"Zone B - Genesee",{"$f":"Q837","v":"Western"},"Western Region"]
[null,null,null,null,null,null,null,null,null,"14514Monroe","14514",14514,"Zone B - Genesee","Rochester Gas and Electric","Monroe","Finger Lakes","Western","Western","Western",null,"Zone B - Genesee","Western","Western Region"]
[null,null,null,null,null,null,null,null,null,"14515Monroe","14515",14515,"Zone B - Genesee","Rochester Gas and Electric","Monroe","Finger Lakes","Western","Western","Western",null,"Zone B - Genesee","Western","Western Region"]
[null,null,null,null,null,null,null,null,null,"14526Monroe","14526",14526,"Zone B - Genesee","Rochester Gas and Electric","Monroe","Finger Lakes","Western","Western","Western",null,"Zone B - Genesee","Western","Western Region"]
[null,null,null,null,null,null,null,null,null,"14534Monroe","14534",14534,"Zone B - Genesee","Rochester Gas and Electric","Monroe","Finger Lakes","Western","Western","Western",null,"Zone B - Genesee","Western","Western Region"]
[null,null,null,null,null,null,null,null,null,"14580Monroe","14580",14580,"Zone B - Genesee","Rochester Gas and Electric","Monroe","Finger Lakes","Western","Western","Western",null,"Zone B - Genesee","Western","Western Region"]
[null,null,null,null,null,null,null,null,null,"14602Monroe","14602",14602,"Zone B - Genesee","Rochester Gas and Electric","Monroe","Finger Lakes","Western","Western","Western",null,"Zone B - Genesee","Western","Western Region"]
[null,null,null,null,null,null,null,null,null,"14603Monroe","14603",14603,"Zone B - Genesee","Rochester Gas and Electric","Monroe","Finger Lakes","Western","Western","Western",null,"Zone B - Genesee","Western","Western Region"]
[null,null,null,null,null,null,null,null,null,"14604Monroe","14604",14604,"Zone B - Genesee","Rochester Gas and Electric","Monroe","Finger Lakes","Western","Western","Western",null,"Zone B - Genesee","Western","Western Region"]
[null,null,null,null,null,null,null,null,null,"14605Monroe","14605",14605,"Zone B - Genesee","Rochester Gas and Electric","Monroe","Finger Lakes","Western","Western","Western",null,"Zone B - Genesee","Western","Western Region"]
[null,null,null,null,null,null,null,null,null,"14606Monroe","14606",14606,"Zone B - Genesee","Rochester Gas and Electric","Monroe","Finger Lakes","Western","Western","Western",null,"Zone B - Genesee","Western","Western Region"]
[null,null,null,null,null,null,null,null,null,"14607Monroe","14607",14607,"Zone B - Genesee","Rochester Gas and Electric","Monroe","Finger Lakes","Western","Western","Western",null,"Zone B - Genesee","Western","Western Region"]
[null,null,null,null,null,null,null,null,null,"14608Monroe","14608",14608,"Zone B - Genesee","Rochester Gas and Electric","Monroe","Finger Lakes","Western","Western","Western",null,"Zone B - Genesee","Western","Western Region"]
[null,null,null,null,null,null,null,null,null,"14609Monroe","14609",14609,"Zone B - Genesee","Rochester Gas and Electric","Monroe","Finger Lakes","Western","Western","Western",null,"Zone B - Genesee","Western","Western Region"]
[null,null,null,null,null,null,null,null,null,"14610Monroe","14610",14610,"Zone B - Genesee","Rochester Gas and Electric","Monroe","Finger Lakes","Western","Western","Western",null,"Zone B - Genesee","Western","Western Region"]
[null,null,null,null,null,null,null,null,null,"14611Monroe","14611",14611,"Zone B - Genesee","Rochester Gas and Electric","Monroe","Finger Lakes","Western","Western","Western",null,"Zone B - Genesee","Western","Western Region"]
[null,null,null,null,null,null,null,null,null,"14612Monroe","14612",14612,"Zone B - Genesee","Rochester Gas and Electric","Monroe","Finger Lakes","Western","Western","Western",null,"Zone B - Genesee","Western","Western Region"]
[null,null,null,null,null,null,null,null,null,"14613Monroe","14613",14613,"Zone B - Genesee","Rochester Gas and Electric","Monroe","Finger Lakes","Western","Western","Western",null,"Zone B - Genesee","Western","Western Region"]
[null,null,null,null,null,null,null,null,null,"14614Monroe","14614",14614,"Zone B - Genesee","Rochester Gas and Electric","Monroe","Finger Lakes","Western","Western","Western",null,"Zone B - Genesee","Western","Western Region"]
[null,null,null,null,null,null,null,null,null,"14615Monroe","14615",14615,"Zone B - Genesee","Rochester Gas and Electric","Monroe","Finger Lakes","Western","Western","Western",null,"Zone B - Genesee","Western","Western Region"]
[null,null,null,null,null,null,null,null,null,"14616Monroe","14616",14616,"Zone B - Genesee","Rochester Gas and Electric","Monroe","Finger Lakes","Western","Western","Western",null,"Zone B - Genesee","Western","Western Region"]
[null,null,null,null,null,null,null,null,null,"14617Monroe","14617",14617,"Zone B - Genesee","Rochester Gas and Electric","Monroe","Finger Lakes","Western","Western","Western",null,"Zone B - Genesee","Western","Western Region"]
[null,null,null,null,null,null,null,null,null,"14618Monroe","14618",14618,"Zone B - Genesee","Rochester Gas and Electric","Monroe","Finger Lakes","Western","Western","Western",null,"Zone B - Genesee","Western","Western Region"]
[null,null,null,null,null,null,null,null,null,"14619Monroe","14619",14619,"Zone B - Genesee","Rochester Gas and Electric","Monroe","Finger Lakes","Western","Western","Western",null,"Zone B - Genesee","Western","Western Region"]
[null,null,null,null,null,null,null,null,null,"14620Monroe","14620",14620,"Zone B - Genesee","Rochester Gas and Electric","Monroe","Finger Lakes","Western","Western","Western",null,"Zone B - Genesee","Western","Western Region"]
[null,null,null,null,null,null,null,null,null,"14621Monroe","14621",14621,"Zone B - Genesee","Rochester Gas and Electric","Monroe","Finger Lakes","Western","Western","Western",null,"Zone B - Genesee","Western","Western Region"]
[null,null,null,null,null,null,null,null,null,"14622Monroe","14622",14622,"Zone B - Genesee","Rochester Gas and Electric","Monroe","Finger Lakes","Western","Western","Western",null,"Zone B - Genesee","Western","Western Region"]
[null,null,null,null,null,null,null,null,null,"14623Monroe","14623",14623,"Zone B - Genesee","Rochester Gas and Electric","Monroe","Finger Lakes","Western","Western","Western",null,"Zone B - Genesee","Western","Western Region"]
[null,null,null,null,null,null,null,null,null,"14624Monroe","14624",14624,"Zone B - Genesee","Rochester Gas and Electric","Monroe","Finger Lakes","Western","Western","Western",null,"Zone B - Genesee","Western","Western Region"]
[null,null,null,null,null,null,null,null,null,"14625Monroe","14625",14625,"Zone B - Genesee","Rochester Gas and Electric","Monroe","Finger Lakes","Western","Western","Western",null,"Zone B - Genesee","Western","Western Region"]
[null,null,null,null,null,null,null,null,null,"14626Monroe","14626",14626,"Zone B - Genesee","Rochester Gas and Electric","Monroe","Finger Lakes","Western","Western","Western",null,"Zone B - Genesee","Western","Western Region"]
[null,null,null,null,null,null,null,null,null,"14627Monroe","14627",14627,"Zone B - Genesee","Rochester Gas and Electric","Monroe","Finger Lakes","Western","Western","Western",null,"Zone B - Genesee","Western","Western Region"]
[null,null,null,null,null,null,null,null,null,"14638Monroe","14638",14638,"Zone B - Genesee","Rochester Gas and Electric","Monroe","Finger Lakes","Western","Western","Western",null,"Zone B - Genesee","Western","Western Region"]
[null,null,null,null,null,null,null,null,null,"14639Monroe","14639",14639,"Zone B - Genesee","Rochester Gas and Electric","Monroe","Finger Lakes","Western","Western","Western",null,"Zone B - Genesee","Western","Western Region"]
[null,null,null,null,null,null,null,null,null,"14642Monroe","14642",14642,"Zone B - Genesee","Rochester Gas and Electric","Monroe","Finger Lakes","Western","Western","Western",null,"Zone B - Genesee","Western","Western Region"]
[null,null,null,null,null,null,null,null,null,"14643Monroe","14643",14643,"Zone B - Genesee","Rochester Gas and Electric","Monroe","Finger Lakes","Western","Western","Western",null,"Zone B - Genesee","Western","Western Region"]
[null,null,null,null,null,null,null,null,null,"14644Monroe","14644",14644,"Zone B - Genesee","Rochester Gas and Electric","Monroe","Finger Lakes","Western","Western","Western",null,"Zone B - Genesee","Western","Western Region"]
[null,null,null,null,null,null,null,null,null,"14646Monroe","14646",14646,"Zone B - Genesee","Rochester Gas and Electric","Monroe","Finger Lakes","Western","Western","Western",null,"Zone B - Genesee","Western","Western Region"]
[null,null,null,null,null,null,null,null,null,"14647Monroe","14647",14647,"Zone B - Genesee","Rochester Gas and Electric","Monroe","Finger Lakes","Western","Western","Western",null,"Zone B - Genesee","Western","Western Region"]
[null,null,null,null,null,null,null,null,null,"14649Monroe","14649",14649,"Zone B - Genesee","Rochester Gas and Electric","Monroe","Finger Lakes","Western","Western","Western",null,"Zone B - Genesee","Western","Western Region"]
[null,null,null,null,null,null,null,null,null,"14650Monroe","14650",14650,"Zone B - Genesee","Rochester Gas and Electric","Monroe","Finger Lakes","Western","Western","Western",null,"Zone B - Genesee","Western","Western Region"]
[null,null,null,null,null,null,null,null,null,"14651Monroe","14651",14651,"Zone B - Genesee","Rochester Gas and Electric","Monroe","Finger Lakes","Western","Western","Western",null,"Zone B - Genesee","Western","Western Region"]
[null,null,null,null,null,null,null,null,null,"14652Monroe","14652",14652,"Zone B - Genesee","Rochester Gas and Electric","Monroe","Finger Lakes","Western","Western","Western",null,"Zone B - Genesee","Western","Western Region"]
[null,null,null,null,null,null,null,null,null,"14653Monroe","14653",14653,"Zone B - Genesee","Rochester Gas and Electric","Monroe","Finger Lakes","Western","Western","Western",null,"Zone B - Genesee","Western","Western Region"]
[null,null,null,null,null,null,null,null,null,"14692Monroe","14692",14692,"Zone B - Genesee","Rochester Gas and Electric","Monroe","Finger Lakes","Western","Western","Western",null,"Zone B - Genesee","Western","Western Region"]
[null,null,null,null,null,null,null,null,null,"14694Monroe","14694",14694,"Zone B - Genesee","Rochester Gas and Electric","Monroe","Finger Lakes","Western","Western","Western",null,"Zone B - Genesee","Western","Western Region"]
[null,null,null,null,null,null,null,null,null,"12010Montgomery","12010",12010,"Zone F - Capital","National Grid","Montgomery","Mohawk Valley","Capital District","Capital District","Capital District",null,"Zone F - Capital","Capital District","Capital District"]
[null,null,null,null,null,null,null,null,null,"12016Montgomery","12016",12016,"Zone F - Capital","National Grid","Montgomery","Mohawk Valley","Capital District","Capital District","Capital District",null,"Zone F - Capital","Capital District","Capital District"]
[null,null,null,null,null,null,null,null,null,"12068Montgomery","12068",12068,"Zone F - Capital","National Grid","Montgomery","Mohawk Valley","Capital District","Capital District","Capital District",null,"Zone F - Capital","Capital District","Capital District"]
[null,null,null,null,null,null,null,null,null,"12069Montgomery","12069",12069,"Zone F - Capital","National Grid","Montgomery","Mohawk Valley","Capital District","Capital District","Capital District",null,"Zone F - Capital","Capital District","Capital District"]
[null,null,null,null,null,null,null,null,null,"12070Montgomery","12070",12070,"Zone F - Capital","National Grid","Montgomery","Mohawk Valley","Capital District","Capital District","Capital District",null,"Zone F - Capital","Capital District","Capital District"]
[null,null,null,null,null,null,null,null,null,"12072Montgomery","12072",12072,"Zone F - Capital","National Grid","Montgomery","Mohawk Valley","Capital District","Capital District","Capital District",null,"Zone F - Capital","Capital District","Capital District"]
[null,null,null,null,null,null,null,null,null,"12166Montgomery","12166",12166,"Zone F - Capital","National Grid","Montgomery","Mohawk Valley","Capital District","Capital District","Capital District",null,"Zone F - Capital","Capital District","Capital District"]
[null,null,null,null,null,null,null,null,null,"12177Montgomery","12177",12177,"Zone F - Capital","National Grid","Montgomery","Mohawk Valley","Capital District","Capital District","Capital District",null,"Zone F - Capital","Capital District","Capital District"]
[null,null,null,null,null,null,null,null,null,"13317Montgomery","13317",13317,"Zone F - Capital","National Grid","Montgomery","Mohawk Valley","Capital District","Capital District","Capital District",null,"Zone F - Capital","Capital District","Capital District"]
[null,null,null,null,null,null,null,null,null,"13339Montgomery","13339",13339,"Zone F - Capital","National Grid","Montgomery","Mohawk Valley","Capital District","Capital District","Capital District",null,"Zone F - Capital","Capital District","Capital District"]
[null,null,null,null,null,null,null,null,null,"13410Montgomery","13410",13410,"Zone F - Capital","National Grid","Montgomery","Mohawk Valley","Capital District","Capital District","Capital District",null,"Zone F - Capital","Capital District","Capital District"]
[null,null,null,null,null,null,null,null,null,"13428Montgomery","13428",13428,"Zone F - Capital","National Grid","Montgomery","Mohawk Valley","Capital District","Capital District","Capital District",null,"Zone F - Capital","Capital District","Capital District"]
[null,null,null,null,null,null,null,null,null,"11001Nassau","11001",11001,"Zone K - Long Island","Long Island Power Authority","Nassau","Long Island","Long Island",{"$error":"#N/A"},{"$error":"#N/A"},null,"Zone K - Long Island","Long Island","Long Island"]
[null,null,null,null,null,null,null,null,null,"11002Nassau","11002",11002,"Zone K - Long Island","Long Island Power Authority","Nassau","Long Island","Long Island",{"$error":"#N/A"},{"$error":"#N/A"},null,"Zone K - Long Island","Long Island","Long Island"]
[null,null,null,null,null,null,null,null,null,"11020Nassau","11020",11020,"Zone K - Long Island","Long Island Power Authority","Nassau","Long Island","Long Island",{"$error":"#N/A"},{"$error":"#N/A"},null,"Zone K - Long Island","Long Island","Long Island"]
[null,null,null,null,null,null,null,null,null,"11021Nassau","11021",11021,"Zone K - Long Island","Long Island Power Authority","Nassau","Long Island","Long Island",{"$error":"#N/A"},{"$error":"#N/A"},null,"Zone K - Long Island","Long Island","Long Island"]
[null,null,null,null,null,null,null,null,null,"11022Nassau","11022",11022,"Zone K - Long Island","Long Island Power Authority","Nassau","Long Island","Long Island",{"$error":"#N/A"},{"$error":"#N/A"},null,"Zone K - Long Island","Long Island","Long Island"]
[null,null,null,null,null,null,null,null,null,"11023Nassau","11023",11023,"Zone K - Long Island","Long Island Power Authority","Nassau","Long Island","Long Island",{"$error":"#N/A"},{"$error":"#N/A"},null,"Zone K - Long Island","Long Island","Long Island"]
[null,null,null,null,null,null,null,null,null,{"$f":"CONCATENATE(L901,O901)","v":"11024Nassau"},"11024",11024,"Zone K - Long Island","Long Island Power Authority","Nassau","Long Island","Long Island",{"$error":"#N/A"},{"$error":"#N/A"},null,"Zone K - Long Island",{"$f":"Q901","v":"Long Island"},"Long Island"]
[null,null,null,null,null,null,null,null,null,"11026Nassau","11026",11026,"Zone K - Long Island","Long Island Power Authority","Nassau","Long Island","Long Island",{"$error":"#N/A"},{"$error":"#N/A"},null,"Zone K - Long Island","Long Island","Long Island"]
[null,null,null,null,null,null,null,null,null,"11027Nassau","11027",11027,"Zone K - Long Island","Long Island Power Authority","Nassau","Long Island","Long Island",{"$error":"#N/A"},{"$error":"#N/A"},null,"Zone K - Long Island","Long Island","Long Island"]
[null,null,null,null,null,null,null,null,null,"11030Nassau","11030",11030,"Zone K - Long Island","Long Island Power Authority","Nassau","Long Island","Long Island",{"$error":"#N/A"},{"$error":"#N/A"},null,"Zone K - Long Island","Long Island","Long Island"]
[null,null,null,null,null,null,null,null,null,"11040Nassau","11040",11040,"Zone K - Long Island","Long Island Power Authority","Nassau","Long Island","Long Island",{"$error":"#N/A"},{"$error":"#N/A"},null,"Zone K - Long Island","Long Island","Long Island"]
[null,null,null,null,null,null,null,null,null,"11042Nassau","11042",11042,"Zone K - Long Island","Long Island Power Authority","Nassau","Long Island","Long Island",{"$error":"#N/A"},{"$error":"#N/A"},null,"Zone K - Long Island","Long Island","Long Island"]
[null,null,null,null,null,null,null,null,null,"11050Nassau","11050",11050,"Zone K - Long Island","Long Island Power Authority","Nassau","Long Island","Long Island",{"$error":"#N/A"},{"$error":"#N/A"},null,"Zone K - Long Island","Long Island","Long Island"]
[null,null,null,null,null,null,null,null,null,"11051Nassau","11051",11051,"Zone K - Long Island","Long Island Power Authority","Nassau","Long Island","Long Island",{"$error":"#N/A"},{"$error":"#N/A"},null,"Zone K - Long Island","Long Island","Long Island"]
[null,null,null,null,null,null,null,null,null,"11052Nassau","11052",11052,"Zone K - Long Island","Long Island Power Authority","Nassau","Long Island","Long Island",{"$error":"#N/A"},{"$error":"#N/A"},null,"Zone K - Long Island","Long Island","Long Island"]
[null,null,null,null,null,null,null,null,null,"11053Nassau","11053",11053,"Zone K - Long Island","Long Island Power Authority","Nassau","Long Island","Long Island",{"$error":"#N/A"},{"$error":"#N/A"},null,"Zone K - Long Island","Long Island","Long Island"]
[null,null,null,null,null,null,null,null,null,"11054Nassau","11054",11054,"Zone K - Long Island","Long Island Power Authority","Nassau","Long Island","Long Island",{"$error":"#N/A"},{"$error":"#N/A"},null,"Zone K - Long Island","Long Island","Long Island"]
[null,null,null,null,null,null,null,null,null,"11055Nassau","11055",11055,"Zone K - Long Island","Long Island Power Authority","Nassau","Long Island","Long Island",{"$error":"#N/A"},{"$error":"#N/A"},null,"Zone K - Long Island","Long Island","Long Island"]
[null,null,null,null,null,null,null,null,null,"11501Nassau","11501",11501,"Zone K - Long Island","Long Island Power Authority","Nassau","Long Island","Long Island",{"$error":"#N/A"},{"$error":"#N/A"},null,"Zone K - Long Island","Long Island","Long Island"]
[null,null,null,null,null,null,null,null,null,"11507Nassau","11507",11507,"Zone K - Long Island","Long Island Power Authority","Nassau","Long Island","Long Island",{"$error":"#N/A"},{"$error":"#N/A"},null,"Zone K - Long Island","Long Island","Long Island"]
[null,null,null,null,null,null,null,null,null,"11514Nassau","11514",11514,"Zone K - Long Island","Long Island Power Authority","Nassau","Long Island","Long Island",{"$error":"#N/A"},{"$error":"#N/A"},null,"Zone K - Long Island","Long Island","Long Island"]
[null,null,null,null,null,null,null,null,null,"11542Nassau","11542",11542,"Zone K - Long Island","Long Island Power Authority","Nassau","Long Island","Long Island",{"$error":"#N/A"},{"$error":"#N/A"},null,"Zone K - Long Island","Long Island","Long Island"]
[null,null,null,null,null,null,null,null,null,"11545Nassau","11545",11545,"Zone K - Long Island","Long Island Power Authority","Nassau","Long Island","Long Island",{"$error":"#N/A"},{"$error":"#N/A"},null,"Zone K - Long Island","Long Island","Long Island"]
[null,null,null,null,null,null,null,null,null,"11547Nassau","11547",11547,"Zone K - Long Island","Long Island Power Authority","Nassau","Long Island","Long Island",{"$error":"#N/A"},{"$error":"#N/A"},null,"Zone K - Long Island","Long Island","Long Island"]
[null,null,null,null,null,null,null,null,null,"11548Nassau","11548",11548,"Zone K - Long Island","Long Island Power Authority","Nassau","Long Island","Long Island",{"$error":"#N/A"},{"$error":"#N/A"},null,"Zone K - Long Island","Long Island","Long Island"]
[null,null,null,null,null,null,null,null,null,"11554Nassau","11554",11554,"Zone K - Long Island","Long Island Power Authority","Nassau","Long Island","Long Island",{"$error":"#N/A"},{"$error":"#N/A"},null,"Zone K - Long Island","Long Island","Long Island"]
[null,null,null,null,null,null,null,null,null,"11560Nassau","11560",11560,"Zone K - Long Island","Long Island Power Authority","Nassau","Long Island","Long Island",{"$error":"#N/A"},{"$error":"#N/A"},null,"Zone K - Long Island","Long Island","Long Island"]
[null,null,null,null,null,null,null,null,null,"11566Nassau","11566",11566,"Zone K - Long Island","Long Island Power Authority","Nassau","Long Island","Long Island",{"$error":"#N/A"},{"$error":"#N/A"},null,"Zone K - Long Island","Long Island","Long Island"]
[null,null,null,null,null,null,null,null,null,"11568Nassau","11568",11568,"Zone K - Long Island","Long Island Power Authority","Nassau","Long Island","Long Island",{"$error":"#N/A"},{"$error":"#N/A"},null,"Zone K - Long Island","Long Island","Long Island"]
[null,null,null,null,null,null,null,null,null,"11576Nassau","11576",11576,"Zone K - Long Island","Long Island Power Authority","Nassau","Long Island","Long Island",{"$error":"#N/A"},{"$error":"#N/A"},null,"Zone K - Long Island","Long Island","Long Island"]
[null,null,null,null,null,null,null,null,null,"11577Nassau","11577",11577,"Zone K - Long Island","Long Island Power Authority","Nassau","Long Island","Long Island",{"$error":"#N/A"},{"$error":"#N/A"},null,"Zone K - Long Island","Long Island","Long Island"]
[null,null,null,null,null,null,null,null,null,"11579Nassau","11579",11579,"Zone K - Long Island","Long Island Power Authority","Nassau","Long Island","Long Island",{"$error":"#N/A"},{"$error":"#N/A"},null,"Zone K - Long Island","Long Island","Long Island"]
[null,null,null,null,null,null,null,null,null,"11590Nassau","11590",11590,"Zone K - Long Island","Long Island Power Authority","Nassau","Long Island","Long Island",{"$error":"#N/A"},{"$error":"#N/A"},null,"Zone K - Long Island","Long Island","Long Island"]
[null,null,null,null,null,null,null,null,null,"11596Nassau","11596",11596,"Zone K - Long Island","Long Island Power Authority","Nassau","Long Island","Long Island",{"$error":"#N/A"},{"$error":"#N/A"},null,"Zone K - Long Island","Long Island","Long Island"]
[null,null,null,null,null,null,null,null,null,"11709Nassau","11709",11709,"Zone K - Long Island","Long Island Power Authority","Nassau","Long Island","Long Island",{"$error":"#N/A"},{"$error":"#N/A"},null,"Zone K - Long Island","Long Island","Long Island"]
[null,null,null,null,null,null,null,null,null,"11710Nassau","11710",11710,"Zone K - Long Island","Long Island Power Authority","Nassau","Long Island","Long Island",{"$error":"#N/A"},{"$error":"#N/A"},null,"Zone K - Long Island","Long Island","Long Island"]
[null,null,null,null,null,null,null,null,null,"11714Nassau","11714",11714,"Zone K - Long Island","Long Island Power Authority","Nassau","Long Island","Long Island",{"$error":"#N/A"},{"$error":"#N/A"},null,"Zone K - Long Island","Long Island","Long Island"]
[null,null,null,null,null,null,null,null,null,"11732Nassau","11732",11732,"Zone K - Long Island","Long Island Power Authority","Nassau","Long Island","Long Island",{"$error":"#N/A"},{"$error":"#N/A"},null,"Zone K - Long Island","Long Island","Long Island"]
[null,null,null,null,null,null,null,null,null,"11735Nassau","11735",11735,"Zone K - Long Island","Long Island Power Authority","Nassau","Long Island","Long Island",{"$error":"#N/A"},{"$error":"#N/A"},null,"Zone K - Long Island","Long Island","Long Island"]
[null,null,null,null,null,null,null,null,null,"11753Nassau","11753",11753,"Zone K - Long Island","Long Island Power Authority","Nassau","Long Island","Long Island",{"$error":"#N/A"},{"$error":"#N/A"},null,"Zone K - Long Island","Long Island","Long Island"]
[null,null,null,null,null,null,null,null,null,"11756Nassau","11756",11756,"Zone K - Long Island","Long Island Power Authority","Nassau","Long Island","Long Island",{"$error":"#N/A"},{"$error":"#N/A"},null,"Zone K - Long Island","Long Island","Long Island"]
[null,null,null,null,null,null,null,null,null,"11758Nassau","11758",11758,"Zone K - Long Island","Long Island Power Authority","Nassau","Long Island","Long Island",{"$error":"#N/A"},{"$error":"#N/A"},null,"Zone K - Long Island","Long Island","Long Island"]
[null,null,null,null,null,null,null,null,null,"11762Nassau","11762",11762,"Zone K - Long Island","Long Island Power Authority","Nassau","Long Island","Long Island",{"$error":"#N/A"},{"$error":"#N/A"},null,"Zone K - Long Island","Long Island","Long Island"]
[null,null,null,null,null,null,null,null,null,"11765Nassau","11765",11765,"Zone K - Long Island","Long Island Power Authority","Nassau","Long Island","Long Island",{"$error":"#N/A"},{"$error":"#N/A"},null,"Zone K - Long Island","Long Island","Long Island"]
[null,null,null,null,null,null,null,null,null,"11771Nassau","11771",11771,"Zone K - Long Island","Long Island Power Authority","Nassau","Long Island","Long Island",{"$error":"#N/A"},{"$error":"#N/A"},null,"Zone K - Long Island","Long Island","Long Island"]
[null,null,null,null,null,null,null,null,null,"11773Nassau","11773",11773,"Zone K - Long Island","Long Island Power Authority","Nassau","Long Island","Long Island",{"$error":"#N/A"},{"$error":"#N/A"},null,"Zone K - Long Island","Long Island","Long Island"]
[null,null,null,null,null,null,null,null,null,"11783Nassau","11783",11783,"Zone K - Long Island","Long Island Power Authority","Nassau","Long Island","Long Island",{"$error":"#N/A"},{"$error":"#N/A"},null,"Zone K - Long Island","Long Island","Long Island"]
[null,null,null,null,null,null,null,null,null,"11791Nassau","11791",11791,"Zone K - Long Island","Long Island Power Authority","Nassau","Long Island","Long Island",{"$error":"#N/A"},{"$error":"#N/A"},null,"Zone K - Long Island","Long Island","Long Island"]
[null,null,null,null,null,null,null,null,null,"11793Nassau","11793",11793,"Zone K - Long Island","Long Island Power Authority","Nassau","Long Island","Long Island",{"$error":"#N/A"},{"$error":"#N/A"},null,"Zone K - Long Island","Long Island","Long Island"]
[null,null,null,null,null,null,null,null,null,"11797Nassau","11797",11797,"Zone K - Long Island","Long Island Power Authority","Nassau","Long Island","Long Island",{"$error":"#N/A"},{"$error":"#N/A"},null,"Zone K - Long Island","Long Island","Long Island"]
[null,null,null,null,null,null,null,null,null,"11801Nassau","11801",11801,"Zone K - Long Island","Long Island Power Authority","Nassau","Long Island","Long Island",{"$error":"#N/A"},{"$error":"#N/A"},null,"Zone K - Long Island","Long Island","Long Island"]
[null,null,null,null,null,null,null,null,null,"11802Nassau","11802",11802,"Zone K - Long Island","Long Island Power Authority","Nassau","Long Island","Long Island",{"$error":"#N/A"},{"$error":"#N/A"},null,"Zone K - Long Island","Long Island","Long Island"]
[null,null,null,null,null,null,null,null,null,"11803Nassau","11803",11803,"Zone K - Long Island","Long Island Power Authority","Nassau","Long Island","Long Island",{"$error":"#N/A"},{"$error":"#N/A"},null,"Zone K - Long Island","Long Island","Long Island"]
[null,null,null,null,null,null,null,null,null,"11804Nassau","11804",11804,"Zone K - Long Island","Long Island Power Authority","Nassau","Long Island","Long Island",{"$error":"#N/A"},{"$error":"#N/A"},null,"Zone K - Long Island","Long Island","Long Island"]
[null,null,null,null,null,null,null,null,null,"11815Nassau","11815",11815,"Zone K - Long Island","Long Island Power Authority","Nassau","Long Island","Long Island",{"$error":"#N/A"},{"$error":"#N/A"},null,"Zone K - Long Island","Long Island","Long Island"]
[null,null,null,null,null,null,null,null,null,"11819Nassau","11819",11819,"Zone K - Long Island","Long Island Power Authority","Nassau","Long Island","Long Island",{"$error":"#N/A"},{"$error":"#N/A"},null,"Zone K - Long Island","Long Island","Long Island"]
[null,null,null,null,null,null,null,null,null,"11853Nassau","11853",11853,"Zone K - Long Island","Long Island Power Authority","Nassau","Long Island","Long Island",{"$error":"#N/A"},{"$error":"#N/A"},null,"Zone K - Long Island","Long Island","Long Island"]
[null,null,null,null,null,null,null,null,null,"11854Nassau","11854",11854,"Zone K - Long Island","Long Island Power Authority","Nassau","Long Island","Long Island",{"$error":"#N/A"},{"$error":"#N/A"},null,"Zone K - Long Island","Long Island","Long Island"]
[null,null,null,null,null,null,null,null,null,"11570Nassau","11570",11570,"Zone K - Long Island","Municipal Utilities","Nassau","Long Island","Long Island",{"$error":"#N/A"},{"$error":"#N/A"},null,"Zone K - Long Island","Long Island","Long Island"]
[null,null,null,null,null,null,null,null,null,"11571Nassau","11571",11571,"Zone K - Long Island","Municipal Utilities","Nassau","Long Island","Long Island",{"$error":"#N/A"},{"$error":"#N/A"},null,"Zone K - Long Island","Long Island","Long Island"]
[null,null,null,null,null,null,null,null,null,"11520Nassau","11520",11520,"Zone K - Long Island","Municipal Utilities","Nassau","Long Island","Long Island",{"$error":"#N/A"},{"$error":"#N/A"},null,"Zone K - Long Island","Long Island","Long Island"]
[null,null,null,null,null,null,null,null,null,"11003Nassau","11003",11003,"Zone K - Long Island","Long Island Power Authority","Nassau","Long Island","Long Island",{"$error":"#N/A"},{"$error":"#N/A"},null,"Zone K - Long Island","Long Island","Long Island"]
[null,null,null,null,null,null,null,null,null,"11010Nassau","11010",11010,"Zone K - Long Island","Long Island Power Authority","Nassau","Long Island","Long Island",{"$error":"#N/A"},{"$error":"#N/A"},null,"Zone K - Long Island","Long Island","Long Island"]
[null,null,null,null,null,null,null,null,null,"11096Nassau","11096",11096,"Zone K - Long Island","Long Island Power Authority","Nassau","Long Island","Long Island",{"$error":"#N/A"},{"$error":"#N/A"},null,"Zone K - Long Island","Long Island","Long Island"]
[null,null,null,null,null,null,null,null,null,"11509Nassau","11509",11509,"Zone K - Long Island","Long Island Power Authority","Nassau","Long Island","Long Island",{"$error":"#N/A"},{"$error":"#N/A"},null,"Zone K - Long Island","Long Island","Long Island"]
[null,null,null,null,null,null,null,null,null,"11510Nassau","11510",11510,"Zone K - Long Island","Long Island Power Authority","Nassau","Long Island","Long Island",{"$error":"#N/A"},{"$error":"#N/A"},null,"Zone K - Long Island","Long Island","Long Island"]
[null,null,null,null,null,null,null,null,null,"11516Nassau","11516",11516,"Zone K - Long Island","Long Island Power Authority","Nassau","Long Island","Long Island",{"$error":"#N/A"},{"$error":"#N/A"},null,"Zone K - Long Island","Long Island","Long Island"]
[null,null,null,null,null,null,null,null,null,"11518Nassau","11518",11518,"Zone K - Long Island","Long Island Power Authority","Nassau","Long Island","Long Island",{"$error":"#N/A"},{"$error":"#N/A"},null,"Zone K - Long Island","Long Island","Long Island"]
[null,null,null,null,null,null,null,null,null,"11530Nassau","11530",11530,"Zone K - Long Island","Long Island Power Authority","Nassau","Long Island","Long Island",{"$error":"#N/A"},{"$error":"#N/A"},null,"Zone K - Long Island","Long Island","Long Island"]
[null,null,null,null,null,null,null,null,null,"11531Nassau","11531",11531,"Zone K - Long Island","Long Island Power Authority","Nassau","Long Island","Long Island",{"$error":"#N/A"},{"$error":"#N/A"},null,"Zone K - Long Island","Long Island","Long Island"]
[null,null,null,null,null,null,null,null,null,{"$f":"CONCATENATE(L965,O965)","v":"11549Nassau"},"11549",11549,"Zone K - Long Island","Long Island Power Authority","Nassau","Long Island","Long Island",{"$error":"#N/A"},{"$error":"#N/A"},null,"Zone K - Long Island",{"$f":"Q965","v":"Long Island"},"Long Island"]
[null,null,null,null,null,null,null,null,null,"11550Nassau","11550",11550,"Zone K - Long Island","Long Island Power Authority","Nassau","Long Island","Long Island",{"$error":"#N/A"},{"$error":"#N/A"},null,"Zone K - Long Island","Long Island","Long Island"]
[null,null,null,null,null,null,null,null,null,"11551Nassau","11551",11551,"Zone K - Long Island","Long Island Power Authority","Nassau","Long Island","Long Island",{"$error":"#N/A"},{"$error":"#N/A"},null,"Zone K - Long Island","Long Island","Long Island"]
[null,null,null,null,null,null,null,null,null,"11552Nassau","11552",11552,"Zone K - Long Island","Long Island Power Authority","Nassau","Long Island","Long Island",{"$error":"#N/A"},{"$error":"#N/A"},null,"Zone K - Long Island","Long Island","Long Island"]
[null,null,null,null,null,null,null,null,null,"11553Nassau","11553",11553,"Zone K - Long Island","Long Island Power Authority","Nassau","Long Island","Long Island",{"$error":"#N/A"},{"$error":"#N/A"},null,"Zone K - Long Island","Long Island","Long Island"]
[null,null,null,null,null,null,null,null,null,"11555Nassau","11555",11555,"Zone K - Long Island","Long Island Power Authority","Nassau","Long Island","Long Island",{"$error":"#N/A"},{"$error":"#N/A"},null,"Zone K - Long Island","Long Island","Long Island"]
[null,null,null,null,null,null,null,null,null,"11556Nassau","11556",11556,"Zone K - Long Island","Long Island Power Authority","Nassau","Long Island","Long Island",{"$error":"#N/A"},{"$error":"#N/A"},null,"Zone K - Long Island","Long Island","Long Island"]
[null,null,null,null,null,null,null,null,null,"11557Nassau","11557",11557,"Zone K - Long Island","Long Island Power Authority","Nassau","Long Island","Long Island",{"$error":"#N/A"},{"$error":"#N/A"},null,"Zone K - Long Island","Long Island","Long Island"]
[null,null,null,null,null,null,null,null,null,"11558Nassau","11558",11558,"Zone K - Long Island","Long Island Power Authority","Nassau","Long Island","Long Island",{"$error":"#N/A"},{"$error":"#N/A"},null,"Zone K - Long Island","Long Island","Long Island"]
[null,null,null,null,null,null,null,null,null,"11559Nassau","11559",11559,"Zone K - Long Island","Long Island Power Authority","Nassau","Long Island","Long Island",{"$error":"#N/A"},{"$error":"#N/A"},null,"Zone K - Long Island","Long Island","Long Island"]
[null,null,null,null,null,null,null,null,null,"11561Nassau","11561",11561,"Zone K - Long Island","Long Island Power Authority","Nassau","Long Island","Long Island",{"$error":"#N/A"},{"$error":"#N/A"},null,"Zone K - Long Island","Long Island","Long Island"]
[null,null,null,null,null,null,null,null,null,"11563Nassau","11563",11563,"Zone K - Long Island","Long Island Power Authority","Nassau","Long Island","Long Island",{"$error":"#N/A"},{"$error":"#N/A"},null,"Zone K - Long Island","Long Island","Long Island"]
[null,null,null,null,null,null,null,null,null,"11565Nassau","11565",11565,"Zone K - Long Island","Long Island Power Authority","Nassau","Long Island","Long Island",{"$error":"#N/A"},{"$error":"#N/A"},null,"Zone K - Long Island","Long Island","Long Island"]
[null,null,null,null,null,null,null,null,null,"11569Nassau","11569",11569,"Zone K - Long Island","Long Island Power Authority","Nassau","Long Island","Long Island",{"$error":"#N/A"},{"$error":"#N/A"},null,"Zone K - Long Island","Long Island","Long Island"]
[null,null,null,null,null,null,null,null,null,"11572Nassau","11572",11572,"Zone K - Long Island","Long Island Power Authority","Nassau","Long Island","Long Island",{"$error":"#N/A"},{"$error":"#N/A"},null,"Zone K - Long Island","Long Island","Long Island"]
[null,null,null,null,null,null,null,null,null,"11575Nassau","11575",11575,"Zone K - Long Island","Long Island Power Authority","Nassau","Long Island","Long Island",{"$error":"#N/A"},{"$error":"#N/A"},null,"Zone K - Long Island","Long Island","Long Island"]
[null,null,null,null,null,null,null,null,null,"11580Nassau","11580",11580,"Zone K - Long Island","Long Island Power Authority","Nassau","Long Island","Long Island",{"$error":"#N/A"},{"$error":"#N/A"},null,"Zone K - Long Island","Long Island","Long Island"]
[null,null,null,null,null,null,null,null,null,"11581Nassau","11581",11581,"Zone K - Long Island","Long Island Power Authority","Nassau","Long Island","Long Island",{"$error":"#N/A"},{"$error":"#N/A"},null,"Zone K - Long Island","Long Island","Long Island"]
[null,null,null,null,null,null,null,null,null,"11582Nassau","11582",11582,"Zone K - Long Island","Long Island Power Authority","Nassau","Long Island","Long Island",{"$error":"#N/A"},{"$error":"#N/A"},null,"Zone K - Long Island","Long Island","Long Island"]
[null,null,null,null,null,null,null,null,null,"11598Nassau","11598",11598,"Zone K - Long Island","Long Island Power Authority","Nassau","Long Island","Long Island",{"$error":"#N/A"},{"$error":"#N/A"},null,"Zone K - Long Island","Long Island","Long Island"]
[null,null,null,null,null,null,null,null,null,"11599Nassau","11599",11599,"Zone K - Long Island","Long Island Power Authority","Nassau","Long Island","Long Island",{"$error":"#N/A"},{"$error":"#N/A"},null,"Zone K - Long Island","Long Island","Long Island"]
[null,null,null,null,null,null,null,null,null,"10034New York","10034",10034,"Zone I - Dunwoodie","Consolidated Edison","New York","New York City","NYC",{"$error":"#N/A"},{"$error":"#N/A"},"ConEd NYC","Zone I - Dunwoodie","NYC"]
[null,null,null,null,null,null,null,null,null,"10040New York","10040",10040,"Zone I - Dunwoodie","Consolidated Edison","New York","New York City","NYC",{"$error":"#N/A"},{"$error":"#N/A"},"ConEd NYC","Zone I - Dunwoodie","NYC"]
[null,null,null,null,null,null,null,null,null,"10001New York","10001",10001,"Zone J - New York City","Consolidated Edison","New York","New York City","NYC",{"$error":"#N/A"},{"$error":"#N/A"},"ConEd NYC","Zone J - New York City","NYC"]
[null,null,null,null,null,null,null,null,null,"10002New York","10002",10002,"Zone J - New York City","Consolidated Edison","New York","New York City","NYC",{"$error":"#N/A"},{"$error":"#N/A"},"ConEd NYC","Zone J - New York City","NYC"]
[null,null,null,null,null,null,null,null,null,"10003New York","10003",10003,"Zone J - New York City","Consolidated Edison","New York","New York City","NYC",{"$error":"#N/A"},{"$error":"#N/A"},"ConEd NYC","Zone J - New York City","NYC"]
[null,null,null,null,null,null,null,null,null,"10004New York","10004",10004,"Zone J - New York City","Consolidated Edison","New York","New York City","NYC",{"$error":"#N/A"},{"$error":"#N/A"},"ConEd NYC","Zone J - New York City","NYC"]
[null,null,null,null,null,null,null,null,null,"10005New York","10005",10005,"Zone J - New York City","Consolidated Edison","New York","New York City","NYC",{"$error":"#N/A"},{"$error":"#N/A"},"ConEd NYC","Zone J - New York City","NYC"]
[null,null,null,null,null,null,null,null,null,"10006New York","10006",10006,"Zone J - New York City","Consolidated Edison","New York","New York City","NYC",{"$error":"#N/A"},{"$error":"#N/A"},"ConEd NYC","Zone J - New York City","NYC"]
[null,null,null,null,null,null,null,null,null,"10007New York","10007",10007,"Zone J - New York City","Consolidated Edison","New York","New York City","NYC",{"$error":"#N/A"},{"$error":"#N/A"},"ConEd NYC","Zone J - New York City","NYC"]
[null,null,null,null,null,null,null,null,null,"10008New York","10008",10008,"Zone J - New York City","Consolidated Edison","New York","New York City","NYC",{"$error":"#N/A"},{"$error":"#N/A"},"ConEd NYC","Zone J - New York City","NYC"]
[null,null,null,null,null,null,null,null,null,"10009New York","10009",10009,"Zone J - New York City","Consolidated Edison","New York","New York City","NYC",{"$error":"#N/A"},{"$error":"#N/A"},"ConEd NYC","Zone J - New York City","NYC"]
[null,null,null,null,null,null,null,null,null,"10010New York","10010",10010,"Zone J - New York City","Consolidated Edison","New York","New York City","NYC",{"$error":"#N/A"},{"$error":"#N/A"},"ConEd NYC","Zone J - New York City","NYC"]
[null,null,null,null,null,null,null,null,null,"10011New York","10011",10011,"Zone J - New York City","Consolidated Edison","New York","New York City","NYC",{"$error":"#N/A"},{"$error":"#N/A"},"ConEd NYC","Zone J - New York City","NYC"]
[null,null,null,null,null,null,null,null,null,"10012New York","10012",10012,"Zone J - New York City","Consolidated Edison","New York","New York City","NYC",{"$error":"#N/A"},{"$error":"#N/A"},"ConEd NYC","Zone J - New York City","NYC"]
[null,null,null,null,null,null,null,null,null,"10013New York","10013",10013,"Zone J - New York City","Consolidated Edison","New York","New York City","NYC",{"$error":"#N/A"},{"$error":"#N/A"},"ConEd NYC","Zone J - New York City","NYC"]
[null,null,null,null,null,null,null,null,null,"10014New York","10014",10014,"Zone J - New York City","Consolidated Edison","New York","New York City","NYC",{"$error":"#N/A"},{"$error":"#N/A"},"ConEd NYC","Zone J - New York City","NYC"]
[null,null,null,null,null,null,null,null,null,"10016New York","10016",10016,"Zone J - New York City","Consolidated Edison","New York","New York City","NYC",{"$error":"#N/A"},{"$error":"#N/A"},"ConEd NYC","Zone J - New York City","NYC"]
[null,null,null,null,null,null,null,null,null,"10017New York","10017",10017,"Zone J - New York City","Consolidated Edison","New York","New York City","NYC",{"$error":"#N/A"},{"$error":"#N/A"},"ConEd NYC","Zone J - New York City","NYC"]
[null,null,null,null,null,null,null,null,null,"10018New York","10018",10018,"Zone J - New York City","Consolidated Edison","New York","New York City","NYC",{"$error":"#N/A"},{"$error":"#N/A"},"ConEd NYC","Zone J - New York City","NYC"]
[null,null,null,null,null,null,null,null,null,"10019New York","10019",10019,"Zone J - New York City","Consolidated Edison","New York","New York City","NYC",{"$error":"#N/A"},{"$error":"#N/A"},"ConEd NYC","Zone J - New York City","NYC"]
[null,null,null,null,null,null,null,null,null,"10020New York","10020",10020,"Zone J - New York City","Consolidated Edison","New York","New York City","NYC",{"$error":"#N/A"},{"$error":"#N/A"},"ConEd NYC","Zone J - New York City","NYC"]
[null,null,null,null,null,null,null,null,null,"10021New York","10021",10021,"Zone J - New York City","Consolidated Edison","New York","New York City","NYC",{"$error":"#N/A"},{"$error":"#N/A"},"ConEd NYC","Zone J - New York City","NYC"]
[null,null,null,null,null,null,null,null,null,"10022New York","10022",10022,"Zone J - New York City","Consolidated Edison","New York","New York City","NYC",{"$error":"#N/A"},{"$error":"#N/A"},"ConEd NYC","Zone J - New York City","NYC"]
[null,null,null,null,null,null,null,null,null,"10023New York","10023",10023,"Zone J - New York City","Consolidated Edison","New York","New York City","NYC",{"$error":"#N/A"},{"$error":"#N/A"},"ConEd NYC","Zone J - New York City","NYC"]
[null,null,null,null,null,null,null,null,null,"10024New York","10024",10024,"Zone J - New York City","Consolidated Edison","New York","New York City","NYC",{"$error":"#N/A"},{"$error":"#N/A"},"ConEd NYC","Zone J - New York City","NYC"]
[null,null,null,null,null,null,null,null,null,"10025New York","10025",10025,"Zone J - New York City","Consolidated Edison","New York","New York City","NYC",{"$error":"#N/A"},{"$error":"#N/A"},"ConEd NYC","Zone J - New York City","NYC"]
[null,null,null,null,null,null,null,null,null,"10026New York","10026",10026,"Zone J - New York City","Consolidated Edison","New York","New York City","NYC",{"$error":"#N/A"},{"$error":"#N/A"},"ConEd NYC","Zone J - New York City","NYC"]
[null,null,null,null,null,null,null,null,null,"10027New York","10027",10027,"Zone J - New York City","Consolidated Edison","New York","New York City","NYC",{"$error":"#N/A"},{"$error":"#N/A"},"ConEd NYC","Zone J - New York City","NYC"]
[null,null,null,null,null,null,null,null,null,"10028New York","10028",10028,"Zone J - New York City","Consolidated Edison","New York","New York City","NYC",{"$error":"#N/A"},{"$error":"#N/A"},"ConEd NYC","Zone J - New York City","NYC"]
[null,null,null,null,null,null,null,null,null,"10029New York","10029",10029,"Zone J - New York City","Consolidated Edison","New York","New York City","NYC",{"$error":"#N/A"},{"$error":"#N/A"},"ConEd NYC","Zone J - New York City","NYC"]
[null,null,null,null,null,null,null,null,null,"10030New York","10030",10030,"Zone J - New York City","Consolidated Edison","New York","New York City","NYC",{"$error":"#N/A"},{"$error":"#N/A"},"ConEd NYC","Zone J - New York City","NYC"]
[null,null,null,null,null,null,null,null,null,"10031New York","10031",10031,"Zone J - New York City","Consolidated Edison","New York","New York City","NYC",{"$error":"#N/A"},{"$error":"#N/A"},"ConEd NYC","Zone J - New York City","NYC"]
[null,null,null,null,null,null,null,null,null,"10032New York","10032",10032,"Zone J - New York City","Consolidated Edison","New York","New York City","NYC",{"$error":"#N/A"},{"$error":"#N/A"},"ConEd NYC","Zone J - New York City","NYC"]
[null,null,null,null,null,null,null,null,null,"10033New York","10033",10033,"Zone J - New York City","Consolidated Edison","New York","New York City","NYC",{"$error":"#N/A"},{"$error":"#N/A"},"ConEd NYC","Zone J - New York City","NYC"]
[null,null,null,null,null,null,null,null,null,"10035New York","10035",10035,"Zone J - New York City","Consolidated Edison","New York","New York City","NYC",{"$error":"#N/A"},{"$error":"#N/A"},"ConEd NYC","Zone J - New York City","NYC"]
[null,null,null,null,null,null,null,null,null,"10036New York","10036",10036,"Zone J - New York City","Consolidated Edison","New York","New York City","NYC",{"$error":"#N/A"},{"$error":"#N/A"},"ConEd NYC","Zone J - New York City","NYC"]
[null,null,null,null,null,null,null,null,null,"10037New York","10037",10037,"Zone J - New York City","Consolidated Edison","New York","New York City","NYC",{"$error":"#N/A"},{"$error":"#N/A"},"ConEd NYC","Zone J - New York City","NYC"]
[null,null,null,null,null,null,null,null,null,"10038New York","10038",10038,"Zone J - New York City","Consolidated Edison","New York","New York City","NYC",{"$error":"#N/A"},{"$error":"#N/A"},"ConEd NYC","Zone J - New York City","NYC"]
[null,null,null,null,null,null,null,null,null,"10039New York","10039",10039,"Zone J - New York City","Consolidated Edison","New York","New York City","NYC",{"$error":"#N/A"},{"$error":"#N/A"},"ConEd NYC","Zone J - New York City","NYC"]
[null,null,null,null,null,null,null,null,null,"10041New York","10041",10041,"Zone J - New York City","Consolidated Edison","New York","New York City","NYC",{"$error":"#N/A"},{"$error":"#N/A"},"ConEd NYC","Zone J - New York City","NYC"]
[null,null,null,null,null,null,null,null,null,"10043New York","10043",10043,"Zone J - New York City","Consolidated Edison","New York","New York City","NYC",{"$error":"#N/A"},{"$error":"#N/A"},"ConEd NYC","Zone J - New York City","NYC"]
[null,null,null,null,null,null,null,null,null,"10044New York","10044",10044,"Zone J - New York City","Consolidated Edison","New York","New York City","NYC",{"$error":"#N/A"},{"$error":"#N/A"},"ConEd NYC","Zone J - New York City","NYC"]
[null,null,null,null,null,null,null,null,null,"10045New York","10045",10045,"Zone J - New York City","Consolidated Edison","New York","New York City","NYC",{"$error":"#N/A"},{"$error":"#N/A"},"ConEd NYC","Zone J - New York City","NYC"]
[null,null,null,null,null,null,null,null,null,{"$f":"CONCATENATE(L1029,O1029)","v":"10055New York"},"10055",10055,"Zone J - New York City","Consolidated Edison","New York","New York City","NYC",{"$error":"#N/A"},{"$error":"#N/A"},"ConEd NYC","Zone J - New York City",{"$f":"Q1029","v":"NYC"}]
[null,null,null,null,null,null,null,null,null,"10060New York","10060",10060,"Zone J - New York City","Consolidated Edison","New York","New York City","NYC",{"$error":"#N/A"},{"$error":"#N/A"},"ConEd NYC","Zone J - New York City","NYC"]
[null,null,null,null,null,null,null,null,null,"10065New York","10065",10065,"Zone J - New York City","Consolidated Edison","New York","New York City","NYC",{"$error":"#N/A"},{"$error":"#N/A"},"ConEd NYC","Zone J - New York City","NYC"]
[null,null,null,null,null,null,null,null,null,"10069New York","10069",10069,"Zone J - New York City","Consolidated Edison","New York","New York City","NYC",{"$error":"#N/A"},{"$error":"#N/A"},"ConEd NYC","Zone J - New York City","NYC"]
[null,null,null,null,null,null,null,null,null,"10075New York","10075",10075,"Zone J - New York City","Consolidated Edison","New York","New York City","NYC",{"$error":"#N/A"},{"$error":"#N/A"},"ConEd NYC","Zone J - New York City","NYC"]
[null,null,null,null,null,null,null,null,null,"10081New York","10081",10081,"Zone J - New York City","Consolidated Edison","New York","New York City","NYC",{"$error":"#N/A"},{"$error":"#N/A"},"ConEd NYC","Zone J - New York City","NYC"]
[null,null,null,null,null,null,null,null,null,"10087New York","10087",10087,"Zone J - New York City","Consolidated Edison","New York","New York City","NYC",{"$error":"#N/A"},{"$error":"#N/A"},"ConEd NYC","Zone J - New York City","NYC"]
[null,null,null,null,null,null,null,null,null,"10090New York","10090",10090,"Zone J - New York City","Consolidated Edison","New York","New York City","NYC",{"$error":"#N/A"},{"$error":"#N/A"},"ConEd NYC","Zone J - New York City","NYC"]
[null,null,null,null,null,null,null,null,null,"10101New York","10101",10101,"Zone J - New York City","Consolidated Edison","New York","New York City","NYC",{"$error":"#N/A"},{"$error":"#N/A"},"ConEd NYC","Zone J - New York City","NYC"]
[null,null,null,null,null,null,null,null,null,"10102New York","10102",10102,"Zone J - New York City","Consolidated Edison","New York","New York City","NYC",{"$error":"#N/A"},{"$error":"#N/A"},"ConEd NYC","Zone J - New York City","NYC"]
[null,null,null,null,null,null,null,null,null,"10103New York","10103",10103,"Zone J - New York City","Consolidated Edison","New York","New York City","NYC",{"$error":"#N/A"},{"$error":"#N/A"},"ConEd NYC","Zone J - New York City","NYC"]
[null,null,null,null,null,null,null,null,null,"10104New York","10104",10104,"Zone J - New York City","Consolidated Edison","New York","New York City","NYC",{"$error":"#N/A"},{"$error":"#N/A"},"ConEd NYC","Zone J - New York City","NYC"]
[null,null,null,null,null,null,null,null,null,"10105New York","10105",10105,"Zone J - New York City","Consolidated Edison","New York","New York City","NYC",{"$error":"#N/A"},{"$error":"#N/A"},"ConEd NYC","Zone J - New York City","NYC"]
[null,null,null,null,null,null,null,null,null,"10106New York","10106",10106,"Zone J - New York City","Consolidated Edison","New York","New York City","NYC",{"$error":"#N/A"},{"$error":"#N/A"},"ConEd NYC","Zone J - New York City","NYC"]
[null,null,null,null,null,null,null,null,null,"10107New York","10107",10107,"Zone J - New York City","Consolidated Edison","New York","New York City","NYC",{"$error":"#N/A"},{"$error":"#N/A"},"ConEd NYC","Zone J - New York City","NYC"]
[null,null,null,null,null,null,null,null,null,"10108New York","10108",10108,"Zone J - New York City","Consolidated Edison","New York","New York City","NYC",{"$error":"#N/A"},{"$error":"#N/A"},"ConEd NYC","Zone J - New York City","NYC"]
[null,null,null,null,null,null,null,null,null,"10109New York","10109",10109,"Zone J - New York City","Consolidated Edison","New York","New York City","NYC",{"$error":"#N/A"},{"$error":"#N/A"},"ConEd NYC","Zone J - New York City","NYC"]
[null,null,null,null,null,null,null,null,null,"10110New York","10110",10110,"Zone J - New York City","Consolidated Edison","New York","New York City","NYC",{"$error":"#N/A"},{"$error":"#N/A"},"ConEd NYC","Zone J - New York City","NYC"]
[null,null,null,null,null,null,null,null,null,"10111New York","10111",10111,"Zone J - New York City","Consolidated Edison","New York","New York City","NYC",{"$error":"#N/A"},{"$error":"#N/A"},"ConEd NYC","Zone J - New York City","NYC"]
[null,null,null,null,null,null,null,null,null,"10112New York","10112",10112,"Zone J - New York City","Consolidated Edison","New York","New York City","NYC",{"$error":"#N/A"},{"$error":"#N/A"},"ConEd NYC","Zone J - New York City","NYC"]
[null,null,null,null,null,null,null,null,null,"10113New York","10113",10113,"Zone J - New York City","Consolidated Edison","New York","New York City","NYC",{"$error":"#N/A"},{"$error":"#N/A"},"ConEd NYC","Zone J - New York City","NYC"]
[null,null,null,null,null,null,null,null,null,"10114New York","10114",10114,"Zone J - New York City","Consolidated Edison","New York","New York City","NYC",{"$error":"#N/A"},{"$error":"#N/A"},"ConEd NYC","Zone J - New York City","NYC"]
[null,null,null,null,null,null,null,null,null,"10115New York","10115",10115,"Zone J - New York City","Consolidated Edison","New York","New York City","NYC",{"$error":"#N/A"},{"$error":"#N/A"},"ConEd NYC","Zone J - New York City","NYC"]
[null,null,null,null,null,null,null,null,null,"10116New York","10116",10116,"Zone J - New York City","Consolidated Edison","New York","New York City","NYC",{"$error":"#N/A"},{"$error":"#N/A"},"ConEd NYC","Zone J - New York City","NYC"]
[null,null,null,null,null,null,null,null,null,"10117New York","10117",10117,"Zone J - New York City","Consolidated Edison","New York","New York City","NYC",{"$error":"#N/A"},{"$error":"#N/A"},"ConEd NYC","Zone J - New York City","NYC"]
[null,null,null,null,null,null,null,null,null,"10118New York","10118",10118,"Zone J - New York City","Consolidated Edison","New York","New York City","NYC",{"$error":"#N/A"},{"$error":"#N/A"},"ConEd NYC","Zone J - New York City","NYC"]
[null,null,null,null,null,null,null,null,null,"10119New York","10119",10119,"Zone J - New York City","Consolidated Edison","New York","New York City","NYC",{"$error":"#N/A"},{"$error":"#N/A"},"ConEd NYC","Zone J - New York City","NYC"]
[null,null,null,null,null,null,null,null,null,"10120New York","10120",10120,"Zone J - New York City","Consolidated Edison","New York","New York City","NYC",{"$error":"#N/A"},{"$error":"#N/A"},"ConEd NYC","Zone J - New York City","NYC"]
[null,null,null,null,null,null,null,null,null,"10121New York","10121",10121,"Zone J - New York City","Consolidated Edison","New York","New York City","NYC",{"$error":"#N/A"},{"$error":"#N/A"},"ConEd NYC","Zone J - New York City","NYC"]
[null,null,null,null,null,null,null,null,null,"10122New York","10122",10122,"Zone J - New York City","Consolidated Edison","New York","New York City","NYC",{"$error":"#N/A"},{"$error":"#N/A"},"ConEd NYC","Zone J - New York City","NYC"]
[null,null,null,null,null,null,null,null,null,"10123New York","10123",10123,"Zone J - New York City","Consolidated Edison","New York","New York City","NYC",{"$error":"#N/A"},{"$error":"#N/A"},"ConEd NYC","Zone J - New York City","NYC"]
[null,null,null,null,null,null,null,null,null,"10124New York","10124",10124,"Zone J - New York City","Consolidated Edison","New York","New York City","NYC",{"$error":"#N/A"},{"$error":"#N/A"},"ConEd NYC","Zone J - New York City","NYC"]
[null,null,null,null,null,null,null,null,null,"10125New York","10125",10125,"Zone J - New York City","Consolidated Edison","New York","New York City","NYC",{"$error":"#N/A"},{"$error":"#N/A"},"ConEd NYC","Zone J - New York City","NYC"]
[null,null,null,null,null,null,null,null,null,"10126New York","10126",10126,"Zone J - New York City","Consolidated Edison","New York","New York City","NYC",{"$error":"#N/A"},{"$error":"#N/A"},"ConEd NYC","Zone J - New York City","NYC"]
[null,null,null,null,null,null,null,null,null,"10128New York","10128",10128,"Zone J - New York City","Consolidated Edison","New York","New York City","NYC",{"$error":"#N/A"},{"$error":"#N/A"},"ConEd NYC","Zone J - New York City","NYC"]
[null,null,null,null,null,null,null,null,null,"10129New York","10129",10129,"Zone J - New York City","Consolidated Edison","New York","New York City","NYC",{"$error":"#N/A"},{"$error":"#N/A"},"ConEd NYC","Zone J - New York City","NYC"]
[null,null,null,null,null,null,null,null,null,"10130New York","10130",10130,"Zone J - New York City","Consolidated Edison","New York","New York City","NYC",{"$error":"#N/A"},{"$error":"#N/A"},"ConEd NYC","Zone J - New York City","NYC"]
[null,null,null,null,null,null,null,null,null,"10131New York","10131",10131,"Zone J - New York City","Consolidated Edison","New York","New York City","NYC",{"$error":"#N/A"},{"$error":"#N/A"},"ConEd NYC","Zone J - New York City","NYC"]
[null,null,null,null,null,null,null,null,null,"10132New York","10132",10132,"Zone J - New York City","Consolidated Edison","New York","New York City","NYC",{"$error":"#N/A"},{"$error":"#N/A"},"ConEd NYC","Zone J - New York City","NYC"]
[null,null,null,null,null,null,null,null,null,"10133New York","10133",10133,"Zone J - New York City","Consolidated Edison","New York","New York City","NYC",{"$error":"#N/A"},{"$error":"#N/A"},"ConEd NYC","Zone J - New York City","NYC"]
[null,null,null,null,null,null,null,null,null,"10138New York","10138",10138,"Zone J - New York City","Consolidated Edison","New York","New York City","NYC",{"$error":"#N/A"},{"$error":"#N/A"},"ConEd NYC","Zone J - New York City","NYC"]
[null,null,null,null,null,null,null,null,null,"10150New York","10150",10150,"Zone J - New York City","Consolidated Edison","New York","New York City","NYC",{"$error":"#N/A"},{"$error":"#N/A"},"ConEd NYC","Zone J - New York City","NYC"]
[null,null,null,null,null,null,null,null,null,"10151New York","10151",10151,"Zone J - New York City","Consolidated Edison","New York","New York City","NYC",{"$error":"#N/A"},{"$error":"#N/A"},"ConEd NYC","Zone J - New York City","NYC"]
[null,null,null,null,null,null,null,null,null,"10152New York","10152",10152,"Zone J - New York City","Consolidated Edison","New York","New York City","NYC",{"$error":"#N/A"},{"$error":"#N/A"},"ConEd NYC","Zone J - New York City","NYC"]
[null,null,null,null,null,null,null,null,null,"10153New York","10153",10153,"Zone J - New York City","Consolidated Edison","New York","New York City","NYC",{"$error":"#N/A"},{"$error":"#N/A"},"ConEd NYC","Zone J - New York City","NYC"]
[null,null,null,null,null,null,null,null,null,"10154New York","10154",10154,"Zone J - New York City","Consolidated Edison","New York","New York City","NYC",{"$error":"#N/A"},{"$error":"#N/A"},"ConEd NYC","Zone J - New York City","NYC"]
[null,null,null,null,null,null,null,null,null,"10155New York","10155",10155,"Zone J - New York City","Consolidated Edison","New York","New York City","NYC",{"$error":"#N/A"},{"$error":"#N/A"},"ConEd NYC","Zone J - New York City","NYC"]
[null,null,null,null,null,null,null,null,null,"10156New York","10156",10156,"Zone J - New York City","Consolidated Edison","New York","New York City","NYC",{"$error":"#N/A"},{"$error":"#N/A"},"ConEd NYC","Zone J - New York City","NYC"]
[null,null,null,null,null,null,null,null,null,"10157New York","10157",10157,"Zone J - New York City","Consolidated Edison","New York","New York City","NYC",{"$error":"#N/A"},{"$error":"#N/A"},"ConEd NYC","Zone J - New York City","NYC"]
[null,null,null,null,null,null,null,null,null,"10158New York","10158",10158,"Zone J - New York City","Consolidated Edison","New York","New York City","NYC",{"$error":"#N/A"},{"$error":"#N/A"},"ConEd NYC","Zone J - New York City","NYC"]
[null,null,null,null,null,null,null,null,null,"10159New York","10159",10159,"Zone J - New York City","Consolidated Edison","New York","New York City","NYC",{"$error":"#N/A"},{"$error":"#N/A"},"ConEd NYC","Zone J - New York City","NYC"]
[null,null,null,null,null,null,null,null,null,"10160New York","10160",10160,"Zone J - New York City","Consolidated Edison","New York","New York City","NYC",{"$error":"#N/A"},{"$error":"#N/A"},"ConEd NYC","Zone J - New York City","NYC"]
[null,null,null,null,null,null,null,null,null,"10161New York","10161",10161,"Zone J - New York City","Consolidated Edison","New York","New York City","NYC",{"$error":"#N/A"},{"$error":"#N/A"},"ConEd NYC","Zone J - New York City","NYC"]
[null,null,null,null,null,null,null,null,null,"10162New York","10162",10162,"Zone J - New York City","Consolidated Edison","New York","New York City","NYC",{"$error":"#N/A"},{"$error":"#N/A"},"ConEd NYC","Zone J - New York City","NYC"]
[null,null,null,null,null,null,null,null,null,"10163New York","10163",10163,"Zone J - New York City","Consolidated Edison","New York","New York City","NYC",{"$error":"#N/A"},{"$error":"#N/A"},"ConEd NYC","Zone J - New York City","NYC"]
[null,null,null,null,null,null,null,null,null,"10164New York","10164",10164,"Zone J - New York City","Consolidated Edison","New York","New York City","NYC",{"$error":"#N/A"},{"$error":"#N/A"},"ConEd NYC","Zone J - New York City","NYC"]
[null,null,null,null,null,null,null,null,null,"10165New York","10165",10165,"Zone J - New York City","Consolidated Edison","New York","New York City","NYC",{"$error":"#N/A"},{"$error":"#N/A"},"ConEd NYC","Zone J - New York City","NYC"]
[null,null,null,null,null,null,null,null,null,"10166New York","10166",10166,"Zone J - New York City","Consolidated Edison","New York","New York City","NYC",{"$error":"#N/A"},{"$error":"#N/A"},"ConEd NYC","Zone J - New York City","NYC"]
[null,null,null,null,null,null,null,null,null,"10167New York","10167",10167,"Zone J - New York City","Consolidated Edison","New York","New York City","NYC",{"$error":"#N/A"},{"$error":"#N/A"},"ConEd NYC","Zone J - New York City","NYC"]
[null,null,null,null,null,null,null,null,null,"10168New York","10168",10168,"Zone J - New York City","Consolidated Edison","New York","New York City","NYC",{"$error":"#N/A"},{"$error":"#N/A"},"ConEd NYC","Zone J - New York City","NYC"]
[null,null,null,null,null,null,null,null,null,"10169New York","10169",10169,"Zone J - New York City","Consolidated Edison","New York","New York City","NYC",{"$error":"#N/A"},{"$error":"#N/A"},"ConEd NYC","Zone J - New York City","NYC"]
[null,null,null,null,null,null,null,null,null,"10170New York","10170",10170,"Zone J - New York City","Consolidated Edison","New York","New York City","NYC",{"$error":"#N/A"},{"$error":"#N/A"},"ConEd NYC","Zone J - New York City","NYC"]
[null,null,null,null,null,null,null,null,null,"10171New York","10171",10171,"Zone J - New York City","Consolidated Edison","New York","New York City","NYC",{"$error":"#N/A"},{"$error":"#N/A"},"ConEd NYC","Zone J - New York City","NYC"]
[null,null,null,null,null,null,null,null,null,"10172New York","10172",10172,"Zone J - New York City","Consolidated Edison","New York","New York City","NYC",{"$error":"#N/A"},{"$error":"#N/A"},"ConEd NYC","Zone J - New York City","NYC"]
[null,null,null,null,null,null,null,null,null,{"$f":"CONCATENATE(L1093,O1093)","v":"10173New York"},"10173",10173,"Zone J - New York City","Consolidated Edison","New York","New York City","NYC",{"$error":"#N/A"},{"$error":"#N/A"},"ConEd NYC","Zone J - New York City",{"$f":"Q1093","v":"NYC"}]
[null,null,null,null,null,null,null,null,null,"10174New York","10174",10174,"Zone J - New York City","Consolidated Edison","New York","New York City","NYC",{"$error":"#N/A"},{"$error":"#N/A"},"ConEd NYC","Zone J - New York City","NYC"]
[null,null,null,null,null,null,null,null,null,"10175New York","10175",10175,"Zone J - New York City","Consolidated Edison","New York","New York City","NYC",{"$error":"#N/A"},{"$error":"#N/A"},"ConEd NYC","Zone J - New York City","NYC"]
[null,null,null,null,null,null,null,null,null,"10176New York","10176",10176,"Zone J - New York City","Consolidated Edison","New York","New York City","NYC",{"$error":"#N/A"},{"$error":"#N/A"},"ConEd NYC","Zone J - New York City","NYC"]
[null,null,null,null,null,null,null,null,null,"10177New York","10177",10177,"Zone J - New York City","Consolidated Edison","New York","New York City","NYC",{"$error":"#N/A"},{"$error":"#N/A"},"ConEd NYC","Zone J - New York City","NYC"]
[null,null,null,null,null,null,null,null,null,"10178New York","10178",10178,"Zone J - New York City","Consolidated Edison","New York","New York City","NYC",{"$error":"#N/A"},{"$error":"#N/A"},"ConEd NYC","Zone J - New York City","NYC"]
[null,null,null,null,null,null,null,null,null,"10179New York","10179",10179,"Zone J - New York City","Consolidated Edison","New York","New York City","NYC",{"$error":"#N/A"},{"$error":"#N/A"},"ConEd NYC","Zone J - New York City","NYC"]
[null,null,null,null,null,null,null,null,null,"10185New York","10185",10185,"Zone J - New York City","Consolidated Edison","New York","New York City","NYC",{"$error":"#N/A"},{"$error":"#N/A"},"ConEd NYC","Zone J - New York City","NYC"]
[null,null,null,null,null,null,null,null,null,"10199New York","10199",10199,"Zone J - New York City","Consolidated Edison","New York","New York City","NYC",{"$error":"#N/A"},{"$error":"#N/A"},"ConEd NYC","Zone J - New York City","NYC"]
[null,null,null,null,null,null,null,null,null,"10203New York","10203",10203,"Zone J - New York City","Consolidated Edison","New York","New York City","NYC",{"$error":"#N/A"},{"$error":"#N/A"},"ConEd NYC","Zone J - New York City","NYC"]
[null,null,null,null,null,null,null,null,null,"10211New York","10211",10211,"Zone J - New York City","Consolidated Edison","New York","New York City","NYC",{"$error":"#N/A"},{"$error":"#N/A"},"ConEd NYC","Zone J - New York City","NYC"]
[null,null,null,null,null,null,null,null,null,"10212New York","10212",10212,"Zone J - New York City","Consolidated Edison","New York","New York City","NYC",{"$error":"#N/A"},{"$error":"#N/A"},"ConEd NYC","Zone J - New York City","NYC"]
[null,null,null,null,null,null,null,null,null,"10213New York","10213",10213,"Zone J - New York City","Consolidated Edison","New York","New York City","NYC",{"$error":"#N/A"},{"$error":"#N/A"},"ConEd NYC","Zone J - New York City","NYC"]
[null,null,null,null,null,null,null,null,null,"10242New York","10242",10242,"Zone J - New York City","Consolidated Edison","New York","New York City","NYC",{"$error":"#N/A"},{"$error":"#N/A"},"ConEd NYC","Zone J - New York City","NYC"]
[null,null,null,null,null,null,null,null,null,"10249New York","10249",10249,"Zone J - New York City","Consolidated Edison","New York","New York City","NYC",{"$error":"#N/A"},{"$error":"#N/A"},"ConEd NYC","Zone J - New York City","NYC"]
[null,null,null,null,null,null,null,null,null,"10256New York","10256",10256,"Zone J - New York City","Consolidated Edison","New York","New York City","NYC",{"$error":"#N/A"},{"$error":"#N/A"},"ConEd NYC","Zone J - New York City","NYC"]
[null,null,null,null,null,null,null,null,null,"10257New York","10257",10257,"Zone J - New York City","Consolidated Edison","New York","New York City","NYC",{"$error":"#N/A"},{"$error":"#N/A"},"ConEd NYC","Zone J - New York City","NYC"]
[null,null,null,null,null,null,null,null,null,"10258New York","10258",10258,"Zone J - New York City","Consolidated Edison","New York","New York City","NYC",{"$error":"#N/A"},{"$error":"#N/A"},"ConEd NYC","Zone J - New York City","NYC"]
[null,null,null,null,null,null,null,null,null,"10259New York","10259",10259,"Zone J - New York City","Consolidated Edison","New York","New York City","NYC",{"$error":"#N/A"},{"$error":"#N/A"},"ConEd NYC","Zone J - New York City","NYC"]
[null,null,null,null,null,null,null,null,null,"10260New York","10260",10260,"Zone J - New York City","Consolidated Edison","New York","New York City","NYC",{"$error":"#N/A"},{"$error":"#N/A"},"ConEd NYC","Zone J - New York City","NYC"]
[null,null,null,null,null,null,null,null,null,"10261New York","10261",10261,"Zone J - New York City","Consolidated Edison","New York","New York City","NYC",{"$error":"#N/A"},{"$error":"#N/A"},"ConEd NYC","Zone J - New York City","NYC"]
[null,null,null,null,null,null,null,null,null,"10265New York","10265",10265,"Zone J - New York City","Consolidated Edison","New York","New York City","NYC",{"$error":"#N/A"},{"$error":"#N/A"},"ConEd NYC","Zone J - New York City","NYC"]
[null,null,null,null,null,null,null,null,null,"10268New York","10268",10268,"Zone J - New York City","Consolidated Edison","New York","New York City","NYC",{"$error":"#N/A"},{"$error":"#N/A"},"ConEd NYC","Zone J - New York City","NYC"]
[null,null,null,null,null,null,null,null,null,"10269New York","10269",10269,"Zone J - New York City","Consolidated Edison","New York","New York City","NYC",{"$error":"#N/A"},{"$error":"#N/A"},"ConEd NYC","Zone J - New York City","NYC"]
[null,null,null,null,null,null,null,null,null,"10270New York","10270",10270,"Zone J - New York City","Consolidated Edison","New York","New York City","NYC",{"$error":"#N/A"},{"$error":"#N/A"},"ConEd NYC","Zone J - New York City","NYC"]
[null,null,null,null,null,null,null,null,null,"10271New York","10271",10271,"Zone J - New York City","Consolidated Edison","New York","New York City","NYC",{"$error":"#N/A"},{"$error":"#N/A"},"ConEd NYC","Zone J - New York City","NYC"]
[null,null,null,null,null,null,null,null,null,"10272New York","10272",10272,"Zone J - New York City","Consolidated Edison","New York","New York City","NYC",{"$error":"#N/A"},{"$error":"#N/A"},"ConEd NYC","Zone J - New York City","NYC"]
[null,null,null,null,null,null,null,null,null,"10273New York","10273",10273,"Zone J - New York City","Consolidated Edison","New York","New York City","NYC",{"$error":"#N/A"},{"$error":"#N/A"},"ConEd NYC","Zone J - New York City","NYC"]
[null,null,null,null,null,null,null,null,null,"10274New York","10274",10274,"Zone J - New York City","Consolidated Edison","New York","New York City","NYC",{"$error":"#N/A"},{"$error":"#N/A"},"ConEd NYC","Zone J - New York City","NYC"]
[null,null,null,null,null,null,null,null,null,"10275New York","10275",10275,"Zone J - New York City","Consolidated Edison","New York","New York City","NYC",{"$error":"#N/A"},{"$error":"#N/A"},"ConEd NYC","Zone J - New York City","NYC"]
[null,null,null,null,null,null,null,null,null,"10276New York","10276",10276,"Zone J - New York City","Consolidated Edison","New York","New York City","NYC",{"$error":"#N/A"},{"$error":"#N/A"},"ConEd NYC","Zone J - New York City","NYC"]
[null,null,null,null,null,null,null,null,null,"10277New York","10277",10277,"Zone J - New York City","Consolidated Edison","New York","New York City","NYC",{"$error":"#N/A"},{"$error":"#N/A"},"ConEd NYC","Zone J - New York City","NYC"]
[null,null,null,null,null,null,null,null,null,"10278New York","10278",10278,"Zone J - New York City","Consolidated Edison","New York","New York City","NYC",{"$error":"#N/A"},{"$error":"#N/A"},"ConEd NYC","Zone J - New York City","NYC"]
[null,null,null,null,null,null,null,null,null,"10279New York","10279",10279,"Zone J - New York City","Consolidated Edison","New York","New York City","NYC",{"$error":"#N/A"},{"$error":"#N/A"},"ConEd NYC","Zone J - New York City","NYC"]
[null,null,null,null,null,null,null,null,null,"10280New York","10280",10280,"Zone J - New York City","Consolidated Edison","New York","New York City","NYC",{"$error":"#N/A"},{"$error":"#N/A"},"ConEd NYC","Zone J - New York City","NYC"]
[null,null,null,null,null,null,null,null,null,"10285New York","10285",10285,"Zone J - New York City","Consolidated Edison","New York","New York City","NYC",{"$error":"#N/A"},{"$error":"#N/A"},"ConEd NYC","Zone J - New York City","NYC"]
[null,null,null,null,null,null,null,null,null,"10286New York","10286",10286,"Zone J - New York City","Consolidated Edison","New York","New York City","NYC",{"$error":"#N/A"},{"$error":"#N/A"},"ConEd NYC","Zone J - New York City","NYC"]
[null,null,null,null,null,null,null,null,null,"10292New York","10292",10292,"Zone J - New York City","Consolidated Edison","New York","New York City","NYC",{"$error":"#N/A"},{"$error":"#N/A"},"ConEd NYC","Zone J - New York City","NYC"]
[null,null,null,null,null,null,null,null,null,"10080New York","10080",10080,null,null,"New York","New York City","NYC",{"$error":"#N/A"},{"$error":"#N/A"},"ConEd NYC",null,"NYC"]
[null,null,null,null,null,null,null,null,null,"10281New York","10281",10281,null,null,"New York","New York City","NYC",{"$error":"#N/A"},{"$error":"#N/A"},"ConEd NYC",null,"NYC"]
[null,null,null,null,null,null,null,null,null,"10282New York","10282",10282,null,null,"New York","New York City","NYC",{"$error":"#N/A"},{"$error":"#N/A"},"ConEd NYC",null,"NYC"]
[null,null,null,null,null,null,null,null,null,"14012Niagara","14012",14012,"Zone A - West","National Grid","Niagara","Western New York","Western","Western","Western",null,"Zone A - West","Western","Western Region"]
[null,null,null,null,null,null,null,null,null,"14067Niagara","14067",14067,"Zone A - West","National Grid","Niagara","Western New York","Western","Western","Western",null,"Zone A - West","Western","Western Region"]
[null,null,null,null,null,null,null,null,null,"14105Niagara","14105",14105,"Zone A - West","National Grid","Niagara","Western New York","Western","Western","Western",null,"Zone A - West","Western","Western Region"]
[null,null,null,null,null,null,null,null,null,"14094Niagara","14094",14094,"Zone A - West","NYS Electric and Gas","Niagara","Western New York","Western","Western","Western",null,"Zone A - West","Western","Western Region"]
[null,null,null,null,null,null,null,null,null,"14095Niagara","14095",14095,"Zone A - West","NYS Electric and Gas","Niagara","Western New York","Western","Western","Western",null,"Zone A - West","Western","Western Region"]
[null,null,null,null,null,null,null,null,null,"14008Niagara","14008",14008,"Zone A - West","National Grid","Niagara","Western New York","Western","Western","Western",null,"Zone A - West","Western","Western Region"]
[null,null,null,null,null,null,null,null,null,"14028Niagara","14028",14028,"Zone A - West","National Grid","Niagara","Western New York","Western","Western","Western",null,"Zone A - West","Western","Western Region"]
[null,null,null,null,null,null,null,null,null,"14092Niagara","14092",14092,"Zone A - West","National Grid","Niagara","Western New York","Western","Western","Western",null,"Zone A - West","Western","Western Region"]
[null,null,null,null,null,null,null,null,null,"14107Niagara","14107",14107,"Zone A - West","National Grid","Niagara","Western New York","Western","Western","Western",null,"Zone A - West","Western","Western Region"]
[null,null,null,null,null,null,null,null,null,"14108Niagara","14108",14108,"Zone A - West","National Grid","Niagara","Western New York","Western","Western","Western",null,"Zone A - West","Western","Western Region"]
[null,null,null,null,null,null,null,null,null,"14109Niagara","14109",14109,"Zone A - West","National Grid","Niagara","Western New York","Western","Western","Western",null,"Zone A - West","Western","Western Region"]
[null,null,null,null,null,null,null,null,null,"14120Niagara","14120",14120,"Zone A - West","National Grid","Niagara","Western New York","Western","Western","Western",null,"Zone A - West","Western","Western Region"]
[null,null,null,null,null,null,null,null,null,"14126Niagara","14126",14126,"Zone A - West","National Grid","Niagara","Western New York","Western","Western","Western",null,"Zone A - West","Western","Western Region"]
[null,null,null,null,null,null,null,null,null,"14131Niagara","14131",14131,"Zone A - West","National Grid","Niagara","Western New York","Western","Western","Western",null,"Zone A - West","Western","Western Region"]
[null,null,null,null,null,null,null,null,null,"14132Niagara","14132",14132,"Zone A - West","National Grid","Niagara","Western New York","Western","Western","Western",null,"Zone A - West","Western","Western Region"]
[null,null,null,null,null,null,null,null,null,"14144Niagara","14144",14144,"Zone A - West","National Grid","Niagara","Western New York","Western","Western","Western",null,"Zone A - West","Western","Western Region"]
[null,null,null,null,null,null,null,null,null,"14172Niagara","14172",14172,"Zone A - West","National Grid","Niagara","Western New York","Western","Western","Western",null,"Zone A - West","Western","Western Region"]
[null,null,null,null,null,null,null,null,null,"14174Niagara","14174",14174,"Zone A - West","National Grid","Niagara","Western New York","Western","Western","Western",null,"Zone A - West","Western","Western Region"]
[null,null,null,null,null,null,null,null,null,"14301Niagara","14301",14301,"Zone A - West","National Grid","Niagara","Western New York","Western","Western","Western",null,"Zone A - West","Western","Western Region"]
[null,null,null,null,null,null,null,null,null,"14302Niagara","14302",14302,"Zone A - West","National Grid","Niagara","Western New York","Western","Western","Western",null,"Zone A - West","Western","Western Region"]
[null,null,null,null,null,null,null,null,null,"14303Niagara","14303",14303,"Zone A - West","National Grid","Niagara","Western New York","Western","Western","Western",null,"Zone A - West","Western","Western Region"]
[null,null,null,null,null,null,null,null,null,"14304Niagara","14304",14304,"Zone A - West","National Grid","Niagara","Western New York","Western","Western","Western",null,"Zone A - West","Western","Western Region"]
[null,null,null,null,null,null,null,null,null,"14305Niagara","14305",14305,"Zone A - West","National Grid","Niagara","Western New York","Western","Western","Western",null,"Zone A - West","Western","Western Region"]
[null,null,null,null,null,null,null,null,null,{"$f":"CONCATENATE(L1157,O1157)","v":"13042Oneida"},"13042",13042,"Zone C - Central","National Grid","Oneida","Mohawk Valley","Central","Central","Central",null,"Zone C - Central",{"$f":"Q1157","v":"Central"},"Central Region"]
[null,null,null,null,null,null,null,null,null,"13483Oneida","13483",13483,"Zone C - Central","National Grid","Oneida","Mohawk Valley","Central","Central","Central",null,"Zone C - Central","Central","Central Region"]
[null,null,null,null,null,null,null,null,null,"13301Oneida","13301",13301,"Zone E - Mohawk Valley","Municipal Utilities","Oneida","Mohawk Valley","Central","Central","Central",null,"Zone E - Mohawk Valley","Central","Central Region"]
[null,null,null,null,null,null,null,null,null,"13309Oneida","13309",13309,"Zone E - Mohawk Valley","Municipal Utilities","Oneida","Mohawk Valley","Central","Central","Central",null,"Zone E - Mohawk Valley","Central","Central Region"]
[null,null,null,null,null,null,null,null,null,"13054Oneida","13054",13054,"Zone E - Mohawk Valley","National Grid","Oneida","Mohawk Valley","Central","Central","Central",null,"Zone E - Mohawk Valley","Central","Central Region"]
[null,null,null,null,null,null,null,null,null,"13123Oneida","13123",13123,"Zone E - Mohawk Valley","National Grid","Oneida","Mohawk Valley","Central","Central","Central",null,"Zone E - Mohawk Valley","Central","Central Region"]
[null,null,null,null,null,null,null,null,null,"13157Oneida","13157",13157,"Zone E - Mohawk Valley","National Grid","Oneida","Mohawk Valley","Central","Central","Central",null,"Zone E - Mohawk Valley","Central","Central Region"]
[null,null,null,null,null,null,null,null,null,"13162Oneida","13162",13162,"Zone E - Mohawk Valley","National Grid","Oneida","Mohawk Valley","Central","Central","Central",null,"Zone E - Mohawk Valley","Central","Central Region"]
[null,null,null,null,null,null,null,null,null,"13303Oneida","13303",13303,"Zone E - Mohawk Valley","National Grid","Oneida","Mohawk Valley","Central","Central","Central",null,"Zone E - Mohawk Valley","Central","Central Region"]
[null,null,null,null,null,null,null,null,null,"13304Oneida","13304",13304,"Zone E - Mohawk Valley","National Grid","Oneida","Mohawk Valley","Central","Central","Central",null,"Zone E - Mohawk Valley","Central","Central Region"]
[null,null,null,null,null,null,null,null,null,"13308Oneida","13308",13308,"Zone E - Mohawk Valley","National Grid","Oneida","Mohawk Valley","Central","Central","Central",null,"Zone E - Mohawk Valley","Central","Central Region"]
[null,null,null,null,null,null,null,null,null,"13316Oneida","13316",13316,"Zone E - Mohawk Valley","National Grid","Oneida","Mohawk Valley","Central","Central","Central",null,"Zone E - Mohawk Valley","Central","Central Region"]
[null,null,null,null,null,null,null,null,null,"13319Oneida","13319",13319,"Zone E - Mohawk Valley","National Grid","Oneida","Mohawk Valley","Central","Central","Central",null,"Zone E - Mohawk Valley","Central","Central Region"]
[null,null,null,null,null,null,null,null,null,"13321Oneida","13321",13321,"Zone E - Mohawk Valley","National Grid","Oneida","Mohawk Valley","Central","Central","Central",null,"Zone E - Mohawk Valley","Central","Central Region"]
[null,null,null,null,null,null,null,null,null,"13322Oneida","13322",13322,"Zone E - Mohawk Valley","National Grid","Oneida","Mohawk Valley","Central","Central","Central",null,"Zone E - Mohawk Valley","Central","Central Region"]
[null,null,null,null,null,null,null,null,null,"13323Oneida","13323",13323,"Zone E - Mohawk Valley","National Grid","Oneida","Mohawk Valley","Central","Central","Central",null,"Zone E - Mohawk Valley","Central","Central Region"]
[null,null,null,null,null,null,null,null,null,"13338Oneida","13338",13338,"Zone E - Mohawk Valley","National Grid","Oneida","Mohawk Valley","Central","Central","Central",null,"Zone E - Mohawk Valley","Central","Central Region"]
[null,null,null,null,null,null,null,null,null,"13341Oneida","13341",13341,"Zone E - Mohawk Valley","National Grid","Oneida","Mohawk Valley","Central","Central","Central",null,"Zone E - Mohawk Valley","Central","Central Region"]
[null,null,null,null,null,null,null,null,null,"13352Oneida","13352",13352,"Zone E - Mohawk Valley","National Grid","Oneida","Mohawk Valley","Central","Central","Central",null,"Zone E - Mohawk Valley","Central","Central Region"]
[null,null,null,null,null,null,null,null,null,"13354Oneida","13354",13354,"Zone E - Mohawk Valley","National Grid","Oneida","Mohawk Valley","Central","Central","Central",null,"Zone E - Mohawk Valley","Central","Central Region"]
[null,null,null,null,null,null,null,null,null,"13363Oneida","13363",13363,"Zone E - Mohawk Valley","National Grid","Oneida","Mohawk Valley","Central","Central","Central",null,"Zone E - Mohawk Valley","Central","Central Region"]
[null,null,null,null,null,null,null,null,null,"13401Oneida","13401",13401,"Zone E - Mohawk Valley","National Grid","Oneida","Mohawk Valley","Central","Central","Central",null,"Zone E - Mohawk Valley","Central","Central Region"]
[null,null,null,null,null,null,null,null,null,"13403Oneida","13403",13403,"Zone E - Mohawk Valley","National Grid","Oneida","Mohawk Valley","Central","Central","Central",null,"Zone E - Mohawk Valley","Central","Central Region"]
[null,null,null,null,null,null,null,null,null,"13413Oneida","13413",13413,"Zone E - Mohawk Valley","National Grid","Oneida","Mohawk Valley","Central","Central","Central",null,"Zone E - Mohawk Valley","Central","Central Region"]
[null,null,null,null,null,null,null,null,null,"13417Oneida","13417",13417,"Zone E - Mohawk Valley","National Grid","Oneida","Mohawk Valley","Central","Central","Central",null,"Zone E - Mohawk Valley","Central","Central Region"]
[null,null,null,null,null,null,null,null,null,"13424Oneida","13424",13424,"Zone E - Mohawk Valley","National Grid","Oneida","Mohawk Valley","Central","Central","Central",null,"Zone E - Mohawk Valley","Central","Central Region"]
[null,null,null,null,null,null,null,null,null,"13435Oneida","13435",13435,"Zone E - Mohawk Valley","National Grid","Oneida","Mohawk Valley","Central","Central","Central",null,"Zone E - Mohawk Valley","Central","Central Region"]
[null,null,null,null,null,null,null,null,null,"13438Oneida","13438",13438,"Zone E - Mohawk Valley","National Grid","Oneida","Mohawk Valley","Central","Central","Central",null,"Zone E - Mohawk Valley","Central","Central Region"]
[null,null,null,null,null,null,null,null,null,"13440Oneida","13440",13440,"Zone E - Mohawk Valley","National Grid","Oneida","Mohawk Valley","Central","Central","Central",null,"Zone E - Mohawk Valley","Central","Central Region"]
[null,null,null,null,null,null,null,null,null,"13441Oneida","13441",13441,"Zone E - Mohawk Valley","National Grid","Oneida","Mohawk Valley","Central","Central","Central",null,"Zone E - Mohawk Valley","Central","Central Region"]
[null,null,null,null,null,null,null,null,null,"13442Oneida","13442",13442,"Zone E - Mohawk Valley","National Grid","Oneida","Mohawk Valley","Central","Central","Central",null,"Zone E - Mohawk Valley","Central","Central Region"]
[null,null,null,null,null,null,null,null,null,"13449Oneida","13449",13449,"Zone E - Mohawk Valley","National Grid","Oneida","Mohawk Valley","Central","Central","Central",null,"Zone E - Mohawk Valley","Central","Central Region"]
[null,null,null,null,null,null,null,null,null,"13456Oneida","13456",13456,"Zone E - Mohawk Valley","National Grid","Oneida","Mohawk Valley","Central","Central","Central",null,"Zone E - Mohawk Valley","Central","Central Region"]
[null,null,null,null,null,null,null,null,null,"13469Oneida","13469",13469,"Zone E - Mohawk Valley","National Grid","Oneida","Mohawk Valley","Central","Central","Central",null,"Zone E - Mohawk Valley","Central","Central Region"]
[null,null,null,null,null,null,null,null,null,"13471Oneida","13471",13471,"Zone E - Mohawk Valley","National Grid","Oneida","Mohawk Valley","Central","Central","Central",null,"Zone E - Mohawk Valley","Central","Central Region"]
[null,null,null,null,null,null,null,null,null,"13476Oneida","13476",13476,"Zone E - Mohawk Valley","National Grid","Oneida","Mohawk Valley","Central","Central","Central",null,"Zone E - Mohawk Valley","Central","Central Region"]
[null,null,null,null,null,null,null,null,null,"13477Oneida","13477",13477,"Zone E - Mohawk Valley","National Grid","Oneida","Mohawk Valley","Central","Central","Central",null,"Zone E - Mohawk Valley","Central","Central Region"]
[null,null,null,null,null,null,null,null,null,"13478Oneida","13478",13478,"Zone E - Mohawk Valley","National Grid","Oneida","Mohawk Valley","Central","Central","Central",null,"Zone E - Mohawk Valley","Central","Central Region"]
[null,null,null,null,null,null,null,null,null,"13479Oneida","13479",13479,"Zone E - Mohawk Valley","National Grid","Oneida","Mohawk Valley","Central","Central","Central",null,"Zone E - Mohawk Valley","Central","Central Region"]
[null,null,null,null,null,null,null,null,null,"13486Oneida","13486",13486,"Zone E - Mohawk Valley","National Grid","Oneida","Mohawk Valley","Central","Central","Central",null,"Zone E - Mohawk Valley","Central","Central Region"]
[null,null,null,null,null,null,null,null,null,"13490Oneida","13490",13490,"Zone E - Mohawk Valley","National Grid","Oneida","Mohawk Valley","Central","Central","Central",null,"Zone E - Mohawk Valley","Central","Central Region"]
[null,null,null,null,null,null,null,null,null,"13492Oneida","13492",13492,"Zone E - Mohawk Valley","National Grid","Oneida","Mohawk Valley","Central","Central","Central",null,"Zone E - Mohawk Valley","Central","Central Region"]
[null,null,null,null,null,null,null,null,null,"13494Oneida","13494",13494,"Zone E - Mohawk Valley","National Grid","Oneida","Mohawk Valley","Central","Central","Central",null,"Zone E - Mohawk Valley","Central","Central Region"]
[null,null,null,null,null,null,null,null,null,"13495Oneida","13495",13495,"Zone E - Mohawk Valley","National Grid","Oneida","Mohawk Valley","Central","Central","Central",null,"Zone E - Mohawk Valley","Central","Central Region"]
[null,null,null,null,null,null,null,null,null,"13501Oneida","13501",13501,"Zone E - Mohawk Valley","National Grid","Oneida","Mohawk Valley","Central","Central","Central",null,"Zone E - Mohawk Valley","Central","Central Region"]
[null,null,null,null,null,null,null,null,null,"13502Oneida","13502",13502,"Zone E - Mohawk Valley","National Grid","Oneida","Mohawk Valley","Central","Central","Central",null,"Zone E - Mohawk Valley","Central","Central Region"]
[null,null,null,null,null,null,null,null,null,"13503Oneida","13503",13503,"Zone E - Mohawk Valley","National Grid","Oneida","Mohawk Valley","Central","Central","Central",null,"Zone E - Mohawk Valley","Central","Central Region"]
[null,null,null,null,null,null,null,null,null,"13504Oneida","13504",13504,"Zone E - Mohawk Valley","National Grid","Oneida","Mohawk Valley","Central","Central","Central",null,"Zone E - Mohawk Valley","Central","Central Region"]
[null,null,null,null,null,null,null,null,null,"13505Oneida","13505",13505,"Zone E - Mohawk Valley","National Grid","Oneida","Mohawk Valley","Central","Central","Central",null,"Zone E - Mohawk Valley","Central","Central Region"]
[null,null,null,null,null,null,null,null,null,"13599Oneida","13599",13599,"Zone E - Mohawk Valley","National Grid","Oneida","Mohawk Valley","Central","Central","Central",null,"Zone E - Mohawk Valley","Central","Central Region"]
[null,null,null,null,null,null,null,null,null,"13461Oneida","13461",13461,"Zone E - Mohawk Valley","Municipal Utilities","Oneida","Mohawk Valley","Central","Central","Central",null,"Zone E - Mohawk Valley","Central","Central Region"]
[null,null,null,null,null,null,null,null,null,"13313Oneida","13313",13313,"Zone E - Mohawk Valley","NYS Electric and Gas","Oneida","Mohawk Valley","Central","Central","Central",null,"Zone E - Mohawk Valley","Central","Central Region"]
[null,null,null,null,null,null,null,null,null,"13318Oneida","13318",13318,"Zone E - Mohawk Valley","NYS Electric and Gas","Oneida","Mohawk Valley","Central","Central","Central",null,"Zone E - Mohawk Valley","Central","Central Region"]
[null,null,null,null,null,null,null,null,null,"13328Oneida","13328",13328,"Zone E - Mohawk Valley","NYS Electric and Gas","Oneida","Mohawk Valley","Central","Central","Central",null,"Zone E - Mohawk Valley","Central","Central Region"]
[null,null,null,null,null,null,null,null,null,"13362Oneida","13362",13362,"Zone E - Mohawk Valley","NYS Electric and Gas","Oneida","Mohawk Valley","Central","Central","Central",null,"Zone E - Mohawk Valley","Central","Central Region"]
[null,null,null,null,null,null,null,null,null,"13425Oneida","13425",13425,"Zone E - Mohawk Valley","NYS Electric and Gas","Oneida","Mohawk Valley","Central","Central","Central",null,"Zone E - Mohawk Valley","Central","Central Region"]
[null,null,null,null,null,null,null,null,null,"13455Oneida","13455",13455,"Zone E - Mohawk Valley","NYS Electric and Gas","Oneida","Mohawk Valley","Central","Central","Central",null,"Zone E - Mohawk Valley","Central","Central Region"]
[null,null,null,null,null,null,null,null,null,"13480Oneida","13480",13480,"Zone E - Mohawk Valley","NYS Electric and Gas","Oneida","Mohawk Valley","Central","Central","Central",null,"Zone E - Mohawk Valley","Central","Central Region"]
[null,null,null,null,null,null,null,null,null,"13209Onondaga","13209",13209,"Zone C - Central","Municipal Utilities","Onondaga","Central New York","Central","Central","Central",null,"Zone C - Central","Central","Central Region"]
[null,null,null,null,null,null,null,null,null,"13020Onondaga","13020",13020,"Zone C - Central","National Grid","Onondaga","Central New York","Central","Central","Central",null,"Zone C - Central","Central","Central Region"]
[null,null,null,null,null,null,null,null,null,"13027Onondaga","13027",13027,"Zone C - Central","National Grid","Onondaga","Central New York","Central","Central","Central",null,"Zone C - Central","Central","Central Region"]
[null,null,null,null,null,null,null,null,null,"13029Onondaga","13029",13029,"Zone C - Central","National Grid","Onondaga","Central New York","Central","Central","Central",null,"Zone C - Central","Central","Central Region"]
[null,null,null,null,null,null,null,null,null,"13031Onondaga","13031",13031,"Zone C - Central","National Grid","Onondaga","Central New York","Central","Central","Central",null,"Zone C - Central","Central","Central Region"]
[null,null,null,null,null,null,null,null,null,"13039Onondaga","13039",13039,"Zone C - Central","National Grid","Onondaga","Central New York","Central","Central","Central",null,"Zone C - Central","Central","Central Region"]
[null,null,null,null,null,null,null,null,null,{"$f":"CONCATENATE(L1221,O1221)","v":"13041Onondaga"},"13041",13041,"Zone C - Central","National Grid","Onondaga","Central New York","Central","Central","Central",null,"Zone C - Central",{"$f":"Q1221","v":"Central"},"Central Region"]
[null,null,null,null,null,null,null,null,null,"13051Onondaga","13051",13051,"Zone C - Central","National Grid","Onondaga","Central New York","Central","Central","Central",null,"Zone C - Central","Central","Central Region"]
[null,null,null,null,null,null,null,null,null,"13057Onondaga","13057",13057,"Zone C - Central","National Grid","Onondaga","Central New York","Central","Central","Central",null,"Zone C - Central","Central","Central Region"]
[null,null,null,null,null,null,null,null,null,"13063Onondaga","13063",13063,"Zone C - Central","National Grid","Onondaga","Central New York","Central","Central","Central",null,"Zone C - Central","Central","Central Region"]
[null,null,null,null,null,null,null,null,null,"13066Onondaga","13066",13066,"Zone C - Central","National Grid","Onondaga","Central New York","Central","Central","Central",null,"Zone C - Central","Central","Central Region"]
[null,null,null,null,null,null,null,null,null,"13078Onondaga","13078",13078,"Zone C - Central","National Grid","Onondaga","Central New York","Central","Central","Central",null,"Zone C - Central","Central","Central Region"]
[null,null,null,null,null,null,null,null,null,"13082Onondaga","13082",13082,"Zone C - Central","National Grid","Onondaga","Central New York","Central","Central","Central",null,"Zone C - Central","Central","Central Region"]
[null,null,null,null,null,null,null,null,null,"13084Onondaga","13084",13084,"Zone C - Central","National Grid","Onondaga","Central New York","Central","Central","Central",null,"Zone C - Central","Central","Central Region"]
[null,null,null,null,null,null,null,null,null,"13088Onondaga","13088",13088,"Zone C - Central","National Grid","Onondaga","Central New York","Central","Central","Central",null,"Zone C - Central","Central","Central Region"]
[null,null,null,null,null,null,null,null,null,"13089Onondaga","13089",13089,"Zone C - Central","National Grid","Onondaga","Central New York","Central","Central","Central",null,"Zone C - Central","Central","Central Region"]
[null,null,null,null,null,null,null,null,null,"13090Onondaga","13090",13090,"Zone C - Central","National Grid","Onondaga","Central New York","Central","Central","Central",null,"Zone C - Central","Central","Central Region"]
[null,null,null,null,null,null,null,null,null,"13104Onondaga","13104",13104,"Zone C - Central","National Grid","Onondaga","Central New York","Central","Central","Central",null,"Zone C - Central","Central","Central Region"]
[null,null,null,null,null,null,null,null,null,"13116Onondaga","13116",13116,"Zone C - Central","National Grid","Onondaga","Central New York","Central","Central","Central",null,"Zone C - Central","Central","Central Region"]
[null,null,null,null,null,null,null,null,null,"13119Onondaga","13119",13119,"Zone C - Central","National Grid","Onondaga","Central New York","Central","Central","Central",null,"Zone C - Central","Central","Central Region"]
[null,null,null,null,null,null,null,null,null,"13120Onondaga","13120",13120,"Zone C - Central","National Grid","Onondaga","Central New York","Central","Central","Central",null,"Zone C - Central","Central","Central Region"]
[null,null,null,null,null,null,null,null,null,"13137Onondaga","13137",13137,"Zone C - Central","National Grid","Onondaga","Central New York","Central","Central","Central",null,"Zone C - Central","Central","Central Region"]
[null,null,null,null,null,null,null,null,null,"13138Onondaga","13138",13138,"Zone C - Central","National Grid","Onondaga","Central New York","Central","Central","Central",null,"Zone C - Central","Central","Central Region"]
[null,null,null,null,null,null,null,null,null,"13141Onondaga","13141",13141,"Zone C - Central","National Grid","Onondaga","Central New York","Central","Central","Central",null,"Zone C - Central","Central","Central Region"]
[null,null,null,null,null,null,null,null,null,"13159Onondaga","13159",13159,"Zone C - Central","National Grid","Onondaga","Central New York","Central","Central","Central",null,"Zone C - Central","Central","Central Region"]
[null,null,null,null,null,null,null,null,null,"13164Onondaga","13164",13164,"Zone C - Central","National Grid","Onondaga","Central New York","Central","Central","Central",null,"Zone C - Central","Central","Central Region"]
[null,null,null,null,null,null,null,null,null,"13201Onondaga","13201",13201,"Zone C - Central","National Grid","Onondaga","Central New York","Central","Central","Central",null,"Zone C - Central","Central","Central Region"]
[null,null,null,null,null,null,null,null,null,"13202Onondaga","13202",13202,"Zone C - Central","National Grid","Onondaga","Central New York","Central","Central","Central",null,"Zone C - Central","Central","Central Region"]
[null,null,null,null,null,null,null,null,null,"13203Onondaga","13203",13203,"Zone C - Central","National Grid","Onondaga","Central New York","Central","Central","Central",null,"Zone C - Central","Central","Central Region"]
[null,null,null,null,null,null,null,null,null,"13204Onondaga","13204",13204,"Zone C - Central","National Grid","Onondaga","Central New York","Central","Central","Central",null,"Zone C - Central","Central","Central Region"]
[null,null,null,null,null,null,null,null,null,"13205Onondaga","13205",13205,"Zone C - Central","National Grid","Onondaga","Central New York","Central","Central","Central",null,"Zone C - Central","Central","Central Region"]
[null,null,null,null,null,null,null,null,null,"13206Onondaga","13206",13206,"Zone C - Central","National Grid","Onondaga","Central New York","Central","Central","Central",null,"Zone C - Central","Central","Central Region"]
[null,null,null,null,null,null,null,null,null,"13207Onondaga","13207",13207,"Zone C - Central","National Grid","Onondaga","Central New York","Central","Central","Central",null,"Zone C - Central","Central","Central Region"]
[null,null,null,null,null,null,null,null,null,"13208Onondaga","13208",13208,"Zone C - Central","National Grid","Onondaga","Central New York","Central","Central","Central",null,"Zone C - Central","Central","Central Region"]
[null,null,null,null,null,null,null,null,null,"13210Onondaga","13210",13210,"Zone C - Central","National Grid","Onondaga","Central New York","Central","Central","Central",null,"Zone C - Central","Central","Central Region"]
[null,null,null,null,null,null,null,null,null,"13211Onondaga","13211",13211,"Zone C - Central","National Grid","Onondaga","Central New York","Central","Central","Central",null,"Zone C - Central","Central","Central Region"]
[null,null,null,null,null,null,null,null,null,"13212Onondaga","13212",13212,"Zone C - Central","National Grid","Onondaga","Central New York","Central","Central","Central",null,"Zone C - Central","Central","Central Region"]
[null,null,null,null,null,null,null,null,null,"13214Onondaga","13214",13214,"Zone C - Central","National Grid","Onondaga","Central New York","Central","Central","Central",null,"Zone C - Central","Central","Central Region"]
[null,null,null,null,null,null,null,null,null,"13215Onondaga","13215",13215,"Zone C - Central","National Grid","Onondaga","Central New York","Central","Central","Central",null,"Zone C - Central","Central","Central Region"]
[null,null,null,null,null,null,null,null,null,"13217Onondaga","13217",13217,"Zone C - Central","National Grid","Onondaga","Central New York","Central","Central","Central",null,"Zone C - Central","Central","Central Region"]
[null,null,null,null,null,null,null,null,null,"13218Onondaga","13218",13218,"Zone C - Central","National Grid","Onondaga","Central New York","Central","Central","Central",null,"Zone C - Central","Central","Central Region"]
[null,null,null,null,null,null,null,null,null,"13219Onondaga","13219",13219,"Zone C - Central","National Grid","Onondaga","Central New York","Central","Central","Central",null,"Zone C - Central","Central","Central Region"]
[null,null,null,null,null,null,null,null,null,"13220Onondaga","13220",13220,"Zone C - Central","National Grid","Onondaga","Central New York","Central","Central","Central",null,"Zone C - Central","Central","Central Region"]
[null,null,null,null,null,null,null,null,null,"13221Onondaga","13221",13221,"Zone C - Central","National Grid","Onondaga","Central New York","Central","Central","Central",null,"Zone C - Central","Central","Central Region"]
[null,null,null,null,null,null,null,null,null,"13224Onondaga","13224",13224,"Zone C - Central","National Grid","Onondaga","Central New York","Central","Central","Central",null,"Zone C - Central","Central","Central Region"]
[null,null,null,null,null,null,null,null,null,"13225Onondaga","13225",13225,"Zone C - Central","National Grid","Onondaga","Central New York","Central","Central","Central",null,"Zone C - Central","Central","Central Region"]
[null,null,null,null,null,null,null,null,null,"13235Onondaga","13235",13235,"Zone C - Central","National Grid","Onondaga","Central New York","Central","Central","Central",null,"Zone C - Central","Central","Central Region"]
[null,null,null,null,null,null,null,null,null,"13244Onondaga","13244",13244,"Zone C - Central","National Grid","Onondaga","Central New York","Central","Central","Central",null,"Zone C - Central","Central","Central Region"]
[null,null,null,null,null,null,null,null,null,"13250Onondaga","13250",13250,"Zone C - Central","National Grid","Onondaga","Central New York","Central","Central","Central",null,"Zone C - Central","Central","Central Region"]
[null,null,null,null,null,null,null,null,null,"13251Onondaga","13251",13251,"Zone C - Central","National Grid","Onondaga","Central New York","Central","Central","Central",null,"Zone C - Central","Central","Central Region"]
[null,null,null,null,null,null,null,null,null,"13252Onondaga","13252",13252,"Zone C - Central","National Grid","Onondaga","Central New York","Central","Central","Central",null,"Zone C - Central","Central","Central Region"]
[null,null,null,null,null,null,null,null,null,"13261Onondaga","13261",13261,"Zone C - Central","National Grid","Onondaga","Central New York","Central","Central","Central",null,"Zone C - Central","Central","Central Region"]
[null,null,null,null,null,null,null,null,null,"13290Onondaga","13290",13290,"Zone C - Central","National Grid","Onondaga","Central New York","Central","Central","Central",null,"Zone C - Central","Central","Central Region"]
[null,null,null,null,null,null,null,null,null,"13060Onondaga","13060",13060,"Zone C - Central","NYS Electric and Gas","Onondaga","Central New York","Central","Central","Central",null,"Zone C - Central","Central","Central Region"]
[null,null,null,null,null,null,null,null,null,"13080Onondaga","13080",13080,"Zone C - Central","NYS Electric and Gas","Onondaga","Central New York","Central","Central","Central",null,"Zone C - Central","Central","Central Region"]
[null,null,null,null,null,null,null,null,null,"13108Onondaga","13108",13108,"Zone C - Central","NYS Electric and Gas","Onondaga","Central New York","Central","Central","Central",null,"Zone C - Central","Central","Central Region"]
[null,null,null,null,null,null,null,null,null,"13110Onondaga","13110",13110,"Zone C - Central","NYS Electric and Gas","Onondaga","Central New York","Central","Central","Central",null,"Zone C - Central","Central","Central Region"]
[null,null,null,null,null,null,null,null,null,"13112Onondaga","13112",13112,"Zone C - Central","NYS Electric and Gas","Onondaga","Central New York","Central","Central","Central",null,"Zone C - Central","Central","Central Region"]
[null,null,null,null,null,null,null,null,null,"13153Onondaga","13153",13153,"Zone C - Central","NYS Electric and Gas","Onondaga","Central New York","Central","Central","Central",null,"Zone C - Central","Central","Central Region"]
[null,null,null,null,null,null,null,null,null,"13152Onondaga","13152",13152,"Zone C - Central","Municipal Utilities","Onondaga","Central New York","Central","Central","Central",null,"Zone C - Central","Central","Central Region"]
[null,null,null,null,null,null,null,null,null,"14471Ontario","14471",14471,"Zone A - West","National Grid","Ontario","Finger Lakes","Western","Western","Western",null,"Zone A - West","Western","Western Region"]
[null,null,null,null,null,null,null,null,null,"14475Ontario","14475",14475,"Zone A - West","National Grid","Ontario","Finger Lakes","Western","Western","Western",null,"Zone A - West","Western","Western Region"]
[null,null,null,null,null,null,null,null,null,"14560Ontario","14560",14560,"Zone A - West","National Grid","Ontario","Finger Lakes","Western","Western","Western",null,"Zone A - West","Western","Western Region"]
[null,null,null,null,null,null,null,null,null,"14585Ontario","14585",14585,"Zone A - West","National Grid","Ontario","Finger Lakes","Western","Western","Western",null,"Zone A - West","Western","Western Region"]
[null,null,null,null,null,null,null,null,null,"14453Ontario","14453",14453,"Zone A - West","Rochester Gas and Electric","Ontario","Finger Lakes","Western","Western","Western",null,"Zone A - West","Western","Western Region"]
[null,null,null,null,null,null,null,null,null,"14432Ontario","14432",14432,"Zone B - Genesee","NYS Electric and Gas","Ontario","Finger Lakes","Western","Western","Western",null,"Zone B - Genesee","Western","Western Region"]
[null,null,null,null,null,null,null,null,null,"14424Ontario","14424",14424,"Zone B - Genesee","Rochester Gas and Electric","Ontario","Finger Lakes","Western","Western","Western",null,"Zone B - Genesee","Western","Western Region"]
[null,null,null,null,null,null,null,null,null,"14425Ontario","14425",14425,"Zone B - Genesee","Rochester Gas and Electric","Ontario","Finger Lakes","Western","Western","Western",null,"Zone B - Genesee","Western","Western Region"]
[null,null,null,null,null,null,null,null,null,"14443Ontario","14443",14443,"Zone B - Genesee","Rochester Gas and Electric","Ontario","Finger Lakes","Western","Western","Western",null,"Zone B - Genesee","Western","Western Region"]
[null,null,null,null,null,null,null,null,null,"14469Ontario","14469",14469,"Zone B - Genesee","Rochester Gas and Electric","Ontario","Finger Lakes","Western","Western","Western",null,"Zone B - Genesee","Western","Western Region"]
[null,null,null,null,null,null,null,null,null,{"$f":"CONCATENATE(L1285,O1285)","v":"14504Ontario"},"14504",14504,"Zone B - Genesee","Rochester Gas and Electric","Ontario","Finger Lakes","Western","Western","Western",null,"Zone B - Genesee",{"$f":"Q1285","v":"Western"},"Western Region"]
[null,null,null,null,null,null,null,null,null,"14537Ontario","14537",14537,"Zone B - Genesee","Rochester Gas and Electric","Ontario","Finger Lakes","Western","Western","Western",null,"Zone B - Genesee","Western","Western Region"]
[null,null,null,null,null,null,null,null,null,"14548Ontario","14548",14548,"Zone B - Genesee","Rochester Gas and Electric","Ontario","Finger Lakes","Western","Western","Western",null,"Zone B - Genesee","Western","Western Region"]
[null,null,null,null,null,null,null,null,null,"14564Ontario","14564",14564,"Zone B - Genesee","Rochester Gas and Electric","Ontario","Finger Lakes","Western","Western","Western",null,"Zone B - Genesee","Western","Western Region"]
[null,null,null,null,null,null,null,null,null,"14456Ontario","14456",14456,"Zone C - Central","NYS Electric and Gas","Ontario","Finger Lakes","Western","Western","Western",null,"Zone C - Central","Western","Western Region"]
[null,null,null,null,null,null,null,null,null,"14461Ontario","14461",14461,"Zone C - Central","NYS Electric and Gas","Ontario","Finger Lakes","Western","Western","Western",null,"Zone C - Central","Western","Western Region"]
[null,null,null,null,null,null,null,null,null,"14463Ontario","14463",14463,"Zone C - Central","NYS Electric and Gas","Ontario","Finger Lakes","Western","Western","Western",null,"Zone C - Central","Western","Western Region"]
[null,null,null,null,null,null,null,null,null,"14518Ontario","14518",14518,"Zone C - Central","NYS Electric and Gas","Ontario","Finger Lakes","Western","Western","Western",null,"Zone C - Central","Western","Western Region"]
[null,null,null,null,null,null,null,null,null,"14532Ontario","14532",14532,"Zone C - Central","NYS Electric and Gas","Ontario","Finger Lakes","Western","Western","Western",null,"Zone C - Central","Western","Western Region"]
[null,null,null,null,null,null,null,null,null,"14547Ontario","14547",14547,"Zone C - Central","NYS Electric and Gas","Ontario","Finger Lakes","Western","Western","Western",null,"Zone C - Central","Western","Western Region"]
[null,null,null,null,null,null,null,null,null,"14561Ontario","14561",14561,"Zone C - Central","NYS Electric and Gas","Ontario","Finger Lakes","Western","Western","Western",null,"Zone C - Central","Western","Western Region"]
[null,null,null,null,null,null,null,null,null,"14512Ontario","14512",14512,"Zone C - Central","NYS Electric and Gas","Ontario","Finger Lakes","Western","Western","Western",null,"Zone C - Central","Western","Western Region"]
[null,null,null,null,null,null,null,null,null,"12586Orange","12586",12586,"Zone G - Hudson Valley","NYS Electric and Gas","Orange","Mid-Hudson","Upper Hudson","Mid-Hudson","Mid-Hudson",null,"Zone G - Hudson Valley","Upper Hudson","Hudson Valley"]
[null,null,null,null,null,null,null,null,null,"10915Orange","10915",10915,"Zone G - Hudson Valley","Orange and Rockland Utilities","Orange","Mid-Hudson","Upper Hudson","Mid-Hudson","Mid-Hudson",null,"Zone G - Hudson Valley","Upper Hudson","Hudson Valley"]
[null,null,null,null,null,null,null,null,null,"10919Orange","10919",10919,"Zone G - Hudson Valley","Orange and Rockland Utilities","Orange","Mid-Hudson","Upper Hudson","Mid-Hudson","Mid-Hudson",null,"Zone G - Hudson Valley","Upper Hudson","Hudson Valley"]
[null,null,null,null,null,null,null,null,null,"10932Orange","10932",10932,"Zone G - Hudson Valley","Orange and Rockland Utilities","Orange","Mid-Hudson","Upper Hudson","Mid-Hudson","Mid-Hudson",null,"Zone G - Hudson Valley","Upper Hudson","Hudson Valley"]
[null,null,null,null,null,null,null,null,null,"10933Orange","10933",10933,"Zone G - Hudson Valley","Orange and Rockland Utilities","Orange","Mid-Hudson","Upper Hudson","Mid-Hudson","Mid-Hudson",null,"Zone G - Hudson Valley","Upper Hudson","Hudson Valley"]
[null,null,null,null,null,null,null,null,null,"10940Orange","10940",10940,"Zone G - Hudson Valley","Orange and Rockland Utilities","Orange","Mid-Hudson","Upper Hudson","Mid-Hudson","Mid-Hudson",null,"Zone G - Hudson Valley","Upper Hudson","Hudson Valley"]
[null,null,null,null,null,null,null,null,null,"10941Orange","10941",10941,"Zone G - Hudson Valley","Orange and Rockland Utilities","Orange","Mid-Hudson","Upper Hudson","Mid-Hudson","Mid-Hudson",null,"Zone G - Hudson Valley","Upper Hudson","Hudson Valley"]
[null,null,null,null,null,null,null,null,null,"10958Orange","10958",10958,"Zone G - Hudson Valley","Orange and Rockland Utilities","Orange","Mid-Hudson","Upper Hudson","Mid-Hudson","Mid-Hudson",null,"Zone G - Hudson Valley","Upper Hudson","Hudson Valley"]
[null,null,null,null,null,null,null,null,null,"10963Orange","10963",10963,"Zone G - Hudson Valley","Orange and Rockland Utilities","Orange","Mid-Hudson","Upper Hudson","Mid-Hudson","Mid-Hudson",null,"Zone G - Hudson Valley","Upper Hudson","Hudson Valley"]
[null,null,null,null,null,null,null,null,null,"10973Orange","10973",10973,"Zone G - Hudson Valley","Orange and Rockland Utilities","Orange","Mid-Hudson","Upper Hudson","Mid-Hudson","Mid-Hudson",null,"Zone G - Hudson Valley","Upper Hudson","Hudson Valley"]
[null,null,null,null,null,null,null,null,null,"10985Orange","10985",10985,"Zone G - Hudson Valley","Orange and Rockland Utilities","Orange","Mid-Hudson","Upper Hudson","Mid-Hudson","Mid-Hudson",null,"Zone G - Hudson Valley","Upper Hudson","Hudson Valley"]
[null,null,null,null,null,null,null,null,null,"10988Orange","10988",10988,"Zone G - Hudson Valley","Orange and Rockland Utilities","Orange","Mid-Hudson","Upper Hudson","Mid-Hudson","Mid-Hudson",null,"Zone G - Hudson Valley","Upper Hudson","Hudson Valley"]
[null,null,null,null,null,null,null,null,null,"10998Orange","10998",10998,"Zone G - Hudson Valley","Orange and Rockland Utilities","Orange","Mid-Hudson","Upper Hudson","Mid-Hudson","Mid-Hudson",null,"Zone G - Hudson Valley","Upper Hudson","Hudson Valley"]
[null,null,null,null,null,null,null,null,null,"12729Orange","12729",12729,"Zone G - Hudson Valley","Orange and Rockland Utilities","Orange","Mid-Hudson","Upper Hudson","Mid-Hudson","Mid-Hudson",null,"Zone G - Hudson Valley","Upper Hudson","Hudson Valley"]
[null,null,null,null,null,null,null,null,null,"12746Orange","12746",12746,"Zone G - Hudson Valley","Orange and Rockland Utilities","Orange","Mid-Hudson","Upper Hudson","Mid-Hudson","Mid-Hudson",null,"Zone G - Hudson Valley","Upper Hudson","Hudson Valley"]
[null,null,null,null,null,null,null,null,null,"12771Orange","12771",12771,"Zone G - Hudson Valley","Orange and Rockland Utilities","Orange","Mid-Hudson","Upper Hudson","Mid-Hudson","Mid-Hudson",null,"Zone G - Hudson Valley","Upper Hudson","Hudson Valley"]
[null,null,null,null,null,null,null,null,null,"12780Orange","12780",12780,"Zone G - Hudson Valley","Orange and Rockland Utilities","Orange","Mid-Hudson","Upper Hudson","Mid-Hudson","Mid-Hudson",null,"Zone G - Hudson Valley","Upper Hudson","Hudson Valley"]
[null,null,null,null,null,null,null,null,null,"12785Orange","12785",12785,"Zone G - Hudson Valley","Orange and Rockland Utilities","Orange","Mid-Hudson","Upper Hudson","Mid-Hudson","Mid-Hudson",null,"Zone G - Hudson Valley","Upper Hudson","Hudson Valley"]
[null,null,null,null,null,null,null,null,null,"10916Orange","10916",10916,"Zone G - Hudson Valley","Central Hudson Gas and Electric","Orange","Mid-Hudson","Upper Hudson","Mid-Hudson","Mid-Hudson",null,"Zone G - Hudson Valley","Upper Hudson","Hudson Valley"]
[null,null,null,null,null,null,null,null,null,"10953Orange","10953",10953,"Zone G - Hudson Valley","Central Hudson Gas and Electric","Orange","Mid-Hudson","Upper Hudson","Mid-Hudson","Mid-Hudson",null,"Zone G - Hudson Valley","Upper Hudson","Hudson Valley"]
[null,null,null,null,null,null,null,null,null,"12518Orange","12518",12518,"Zone G - Hudson Valley","Central Hudson Gas and Electric","Orange","Mid-Hudson","Upper Hudson","Mid-Hudson","Mid-Hudson",null,"Zone G - Hudson Valley","Upper Hudson","Hudson Valley"]
[null,null,null,null,null,null,null,null,null,"12520Orange","12520",12520,"Zone G - Hudson Valley","Central Hudson Gas and Electric","Orange","Mid-Hudson","Upper Hudson","Mid-Hudson","Mid-Hudson",null,"Zone G - Hudson Valley","Upper Hudson","Hudson Valley"]
[null,null,null,null,null,null,null,null,null,"12543Orange","12543",12543,"Zone G - Hudson Valley","Central Hudson Gas and Electric","Orange","Mid-Hudson","Upper Hudson","Mid-Hudson","Mid-Hudson",null,"Zone G - Hudson Valley","Upper Hudson","Hudson Valley"]
[null,null,null,null,null,null,null,null,null,"12549Orange","12549",12549,"Zone G - Hudson Valley","Central Hudson Gas and Electric","Orange","Mid-Hudson","Upper Hudson","Mid-Hudson","Mid-Hudson",null,"Zone G - Hudson Valley","Upper Hudson","Hudson Valley"]
[null,null,null,null,null,null,null,null,null,"12550Orange","12550",12550,"Zone G - Hudson Valley","Central Hudson Gas and Electric","Orange","Mid-Hudson","Upper Hudson","Mid-Hudson","Mid-Hudson",null,"Zone G - Hudson Valley","Upper Hudson","Hudson Valley"]
[null,null,null,null,null,null,null,null,null,"12551Orange","12551",12551,"Zone G - Hudson Valley","Central Hudson Gas and Electric","Orange","Mid-Hudson","Upper Hudson","Mid-Hudson","Mid-Hudson",null,"Zone G - Hudson Valley","Upper Hudson","Hudson Valley"]
[null,null,null,null,null,null,null,null,null,"12552Orange","12552",12552,"Zone G - Hudson Valley","Central Hudson Gas and Electric","Orange","Mid-Hudson","Upper Hudson","Mid-Hudson","Mid-Hudson",null,"Zone G - Hudson Valley","Upper Hudson","Hudson Valley"]
[null,null,null,null,null,null,null,null,null,"12553Orange","12553",12553,"Zone G - Hudson Valley","Central Hudson Gas and Electric","Orange","Mid-Hudson","Upper Hudson","Mid-Hudson","Mid-Hudson",null,"Zone G - Hudson Valley","Upper Hudson","Hudson Valley"]
[null,null,null,null,null,null,null,null,null,"12555Orange","12555",12555,"Zone G - Hudson Valley","Central Hudson Gas and Electric","Orange","Mid-Hudson","Upper Hudson","Mid-Hudson","Mid-Hudson",null,"Zone G - Hudson Valley","Upper Hudson","Hudson Valley"]
[null,null,null,null,null,null,null,null,null,"12575Orange","12575",12575,"Zone G - Hudson Valley","Central Hudson Gas and Electric","Orange","Mid-Hudson","Upper Hudson","Mid-Hudson","Mid-Hudson",null,"Zone G - Hudson Valley","Upper Hudson","Hudson Valley"]
[null,null,null,null,null,null,null,null,null,"12584Orange","12584",12584,"Zone G - Hudson Valley","Central Hudson Gas and Electric","Orange","Mid-Hudson","Upper Hudson","Mid-Hudson","Mid-Hudson",null,"Zone G - Hudson Valley","Upper Hudson","Hudson Valley"]
[null,null,null,null,null,null,null,null,null,"10910Orange","10910",10910,"Zone G - Hudson Valley","Orange and Rockland Utilities","Orange","Mid-Hudson","Upper Hudson","Mid-Hudson","Mid-Hudson",null,"Zone G - Hudson Valley","Upper Hudson","Hudson Valley"]
[null,null,null,null,null,null,null,null,null,"10912Orange","10912",10912,"Zone G - Hudson Valley","Orange and Rockland Utilities","Orange","Mid-Hudson","Upper Hudson","Mid-Hudson","Mid-Hudson",null,"Zone G - Hudson Valley","Upper Hudson","Hudson Valley"]
[null,null,null,null,null,null,null,null,null,"10914Orange","10914",10914,"Zone G - Hudson Valley","Orange and Rockland Utilities","Orange","Mid-Hudson","Upper Hudson","Mid-Hudson","Mid-Hudson",null,"Zone G - Hudson Valley","Upper Hudson","Hudson Valley"]
[null,null,null,null,null,null,null,null,null,"10917Orange","10917",10917,"Zone G - Hudson Valley","Orange and Rockland Utilities","Orange","Mid-Hudson","Upper Hudson","Mid-Hudson","Mid-Hudson",null,"Zone G - Hudson Valley","Upper Hudson","Hudson Valley"]
[null,null,null,null,null,null,null,null,null,"10918Orange","10918",10918,"Zone G - Hudson Valley","Orange and Rockland Utilities","Orange","Mid-Hudson","Upper Hudson","Mid-Hudson","Mid-Hudson",null,"Zone G - Hudson Valley","Upper Hudson","Hudson Valley"]
[null,null,null,null,null,null,null,null,null,"10921Orange","10921",10921,"Zone G - Hudson Valley","Orange and Rockland Utilities","Orange","Mid-Hudson","Upper Hudson","Mid-Hudson","Mid-Hudson",null,"Zone G - Hudson Valley","Upper Hudson","Hudson Valley"]
[null,null,null,null,null,null,null,null,null,"10922Orange","10922",10922,"Zone G - Hudson Valley","Orange and Rockland Utilities","Orange","Mid-Hudson","Upper Hudson","Mid-Hudson","Mid-Hudson",null,"Zone G - Hudson Valley","Upper Hudson","Hudson Valley"]
[null,null,null,null,null,null,null,null,null,"10924Orange","10924",10924,"Zone G - Hudson Valley","Orange and Rockland Utilities","Orange","Mid-Hudson","Upper Hudson","Mid-Hudson","Mid-Hudson",null,"Zone G - Hudson Valley","Upper Hudson","Hudson Valley"]
[null,null,null,null,null,null,null,null,null,"10925Orange","10925",10925,"Zone G - Hudson Valley","Orange and Rockland Utilities","Orange","Mid-Hudson","Upper Hudson","Mid-Hudson","Mid-Hudson",null,"Zone G - Hudson Valley","Upper Hudson","Hudson Valley"]
[null,null,null,null,null,null,null,null,null,"10926Orange","10926",10926,"Zone G - Hudson Valley","Orange and Rockland Utilities","Orange","Mid-Hudson","Upper Hudson","Mid-Hudson","Mid-Hudson",null,"Zone G - Hudson Valley","Upper Hudson","Hudson Valley"]
[null,null,null,null,null,null,null,null,null,"10928Orange","10928",10928,"Zone G - Hudson Valley","Orange and Rockland Utilities","Orange","Mid-Hudson","Upper Hudson","Mid-Hudson","Mid-Hudson",null,"Zone G - Hudson Valley","Upper Hudson","Hudson Valley"]
[null,null,null,null,null,null,null,null,null,"10930Orange","10930",10930,"Zone G - Hudson Valley","Orange and Rockland Utilities","Orange","Mid-Hudson","Upper Hudson","Mid-Hudson","Mid-Hudson",null,"Zone G - Hudson Valley","Upper Hudson","Hudson Valley"]
[null,null,null,null,null,null,null,null,null,"10949Orange","10949",10949,"Zone G - Hudson Valley","Orange and Rockland Utilities","Orange","Mid-Hudson","Upper Hudson","Mid-Hudson","Mid-Hudson",null,"Zone G - Hudson Valley","Upper Hudson","Hudson Valley"]
[null,null,null,null,null,null,null,null,null,"10950Orange","10950",10950,"Zone G - Hudson Valley","Orange and Rockland Utilities","Orange","Mid-Hudson","Upper Hudson","Mid-Hudson","Mid-Hudson",null,"Zone G - Hudson Valley","Upper Hudson","Hudson Valley"]
[null,null,null,null,null,null,null,null,null,"10959Orange","10959",10959,"Zone G - Hudson Valley","Orange and Rockland Utilities","Orange","Mid-Hudson","Upper Hudson","Mid-Hudson","Mid-Hudson",null,"Zone G - Hudson Valley","Upper Hudson","Hudson Valley"]
[null,null,null,null,null,null,null,null,null,"10969Orange","10969",10969,"Zone G - Hudson Valley","Orange and Rockland Utilities","Orange","Mid-Hudson","Upper Hudson","Mid-Hudson","Mid-Hudson",null,"Zone G - Hudson Valley","Upper Hudson","Hudson Valley"]
[null,null,null,null,null,null,null,null,null,"10975Orange","10975",10975,"Zone G - Hudson Valley","Orange and Rockland Utilities","Orange","Mid-Hudson","Upper Hudson","Mid-Hudson","Mid-Hudson",null,"Zone G - Hudson Valley","Upper Hudson","Hudson Valley"]
[null,null,null,null,null,null,null,null,null,"10979Orange","10979",10979,"Zone G - Hudson Valley","Orange and Rockland Utilities","Orange","Mid-Hudson","Upper Hudson","Mid-Hudson","Mid-Hudson",null,"Zone G - Hudson Valley","Upper Hudson","Hudson Valley"]
[null,null,null,null,null,null,null,null,null,"10981Orange","10981",10981,"Zone G - Hudson Valley","Orange and Rockland Utilities","Orange","Mid-Hudson","Upper Hudson","Mid-Hudson","Mid-Hudson",null,"Zone G - Hudson Valley","Upper Hudson","Hudson Valley"]
[null,null,null,null,null,null,null,null,null,"10987Orange","10987",10987,"Zone G - Hudson Valley","Orange and Rockland Utilities","Orange","Mid-Hudson","Upper Hudson","Mid-Hudson","Mid-Hudson",null,"Zone G - Hudson Valley","Upper Hudson","Hudson Valley"]
[null,null,null,null,null,null,null,null,null,"10990Orange","10990",10990,"Zone G - Hudson Valley","Orange and Rockland Utilities","Orange","Mid-Hudson","Upper Hudson","Mid-Hudson","Mid-Hudson",null,"Zone G - Hudson Valley","Upper Hudson","Hudson Valley"]
[null,null,null,null,null,null,null,null,null,{"$f":"CONCATENATE(L1349,O1349)","v":"10992Orange"},"10992",10992,"Zone G - Hudson Valley","Orange and Rockland Utilities","Orange","Mid-Hudson","Upper Hudson","Mid-Hudson","Mid-Hudson",null,"Zone G - Hudson Valley",{"$f":"Q1349","v":"Upper Hudson"},"Hudson Valley"]
[null,null,null,null,null,null,null,null,null,"10996Orange","10996",10996,"Zone G - Hudson Valley","Orange and Rockland Utilities","Orange","Mid-Hudson","Upper Hudson","Mid-Hudson","Mid-Hudson",null,"Zone G - Hudson Valley","Upper Hudson","Hudson Valley"]
[null,null,null,null,null,null,null,null,null,"10997Orange","10997",10997,"Zone G - Hudson Valley","Orange and Rockland Utilities","Orange","Mid-Hudson","Upper Hudson","Mid-Hudson","Mid-Hudson",null,"Zone G - Hudson Valley","Upper Hudson","Hudson Valley"]
[null,null,null,null,null,null,null,null,null,"12577Orange","12577",12577,"Zone G - Hudson Valley","Orange and Rockland Utilities","Orange","Mid-Hudson","Upper Hudson","Mid-Hudson","Mid-Hudson",null,"Zone G - Hudson Valley","Upper Hudson","Hudson Valley"]
[null,null,null,null,null,null,null,null,null,"14470Orleans","14470",14470,"Zone A - West","Municipal Utilities","Orleans","Finger Lakes","Western","Western","Western",null,"Zone A - West","Western","Western Region"]
[null,null,null,null,null,null,null,null,null,"14098Orleans","14098",14098,"Zone A - West","National Grid","Orleans","Finger Lakes","Western","Western","Western",null,"Zone A - West","Western","Western Region"]
[null,null,null,null,null,null,null,null,null,"14103Orleans","14103",14103,"Zone A - West","National Grid","Orleans","Finger Lakes","Western","Western","Western",null,"Zone A - West","Western","Western Region"]
[null,null,null,null,null,null,null,null,null,"14411Orleans","14411",14411,"Zone A - West","National Grid","Orleans","Finger Lakes","Western","Western","Western",null,"Zone A - West","Western","Western Region"]
[null,null,null,null,null,null,null,null,null,"14429Orleans","14429",14429,"Zone A - West","National Grid","Orleans","Finger Lakes","Western","Western","Western",null,"Zone A - West","Western","Western Region"]
[null,null,null,null,null,null,null,null,null,"14452Orleans","14452",14452,"Zone A - West","National Grid","Orleans","Finger Lakes","Western","Western","Western",null,"Zone A - West","Western","Western Region"]
[null,null,null,null,null,null,null,null,null,"14476Orleans","14476",14476,"Zone A - West","National Grid","Orleans","Finger Lakes","Western","Western","Western",null,"Zone A - West","Western","Western Region"]
[null,null,null,null,null,null,null,null,null,"14477Orleans","14477",14477,"Zone A - West","National Grid","Orleans","Finger Lakes","Western","Western","Western",null,"Zone A - West","Western","Western Region"]
[null,null,null,null,null,null,null,null,null,"14479Orleans","14479",14479,"Zone A - West","National Grid","Orleans","Finger Lakes","Western","Western","Western",null,"Zone A - West","Western","Western Region"]
[null,null,null,null,null,null,null,null,null,"14571Orleans","14571",14571,"Zone A - West","National Grid","Orleans","Finger Lakes","Western","Western","Western",null,"Zone A - West","Western","Western Region"]
[null,null,null,null,null,null,null,null,null,"13493Oswego","13493",13493,"Zone C - Central","National Grid","Oswego","Central New York","Central","Central","Central",null,"Zone C - Central","Central","Central Region"]
[null,null,null,null,null,null,null,null,null,"13028Oswego","13028",13028,"Zone C - Central","National Grid","Oswego","Central New York","Central","Central","Central",null,"Zone C - Central","Central","Central Region"]
[null,null,null,null,null,null,null,null,null,"13036Oswego","13036",13036,"Zone C - Central","National Grid","Oswego","Central New York","Central","Central","Central",null,"Zone C - Central","Central","Central Region"]
[null,null,null,null,null,null,null,null,null,"13044Oswego","13044",13044,"Zone C - Central","National Grid","Oswego","Central New York","Central","Central","Central",null,"Zone C - Central","Central","Central Region"]
[null,null,null,null,null,null,null,null,null,"13069Oswego","13069",13069,"Zone C - Central","National Grid","Oswego","Central New York","Central","Central","Central",null,"Zone C - Central","Central","Central Region"]
[null,null,null,null,null,null,null,null,null,"13074Oswego","13074",13074,"Zone C - Central","National Grid","Oswego","Central New York","Central","Central","Central",null,"Zone C - Central","Central","Central Region"]
[null,null,null,null,null,null,null,null,null,"13076Oswego","13076",13076,"Zone C - Central","National Grid","Oswego","Central New York","Central","Central","Central",null,"Zone C - Central","Central","Central Region"]
[null,null,null,null,null,null,null,null,null,"13083Oswego","13083",13083,"Zone C - Central","National Grid","Oswego","Central New York","Central","Central","Central",null,"Zone C - Central","Central","Central Region"]
[null,null,null,null,null,null,null,null,null,"13093Oswego","13093",13093,"Zone C - Central","National Grid","Oswego","Central New York","Central","Central","Central",null,"Zone C - Central","Central","Central Region"]
[null,null,null,null,null,null,null,null,null,"13103Oswego","13103",13103,"Zone C - Central","National Grid","Oswego","Central New York","Central","Central","Central",null,"Zone C - Central","Central","Central Region"]
[null,null,null,null,null,null,null,null,null,"13107Oswego","13107",13107,"Zone C - Central","National Grid","Oswego","Central New York","Central","Central","Central",null,"Zone C - Central","Central","Central Region"]
[null,null,null,null,null,null,null,null,null,"13114Oswego","13114",13114,"Zone C - Central","National Grid","Oswego","Central New York","Central","Central","Central",null,"Zone C - Central","Central","Central Region"]
[null,null,null,null,null,null,null,null,null,"13115Oswego","13115",13115,"Zone C - Central","National Grid","Oswego","Central New York","Central","Central","Central",null,"Zone C - Central","Central","Central Region"]
[null,null,null,null,null,null,null,null,null,"13121Oswego","13121",13121,"Zone C - Central","National Grid","Oswego","Central New York","Central","Central","Central",null,"Zone C - Central","Central","Central Region"]
[null,null,null,null,null,null,null,null,null,"13126Oswego","13126",13126,"Zone C - Central","National Grid","Oswego","Central New York","Central","Central","Central",null,"Zone C - Central","Central","Central Region"]
[null,null,null,null,null,null,null,null,null,"13131Oswego","13131",13131,"Zone C - Central","National Grid","Oswego","Central New York","Central","Central","Central",null,"Zone C - Central","Central","Central Region"]
[null,null,null,null,null,null,null,null,null,"13132Oswego","13132",13132,"Zone C - Central","National Grid","Oswego","Central New York","Central","Central","Central",null,"Zone C - Central","Central","Central Region"]
[null,null,null,null,null,null,null,null,null,"13135Oswego","13135",13135,"Zone C - Central","National Grid","Oswego","Central New York","Central","Central","Central",null,"Zone C - Central","Central","Central Region"]
[null,null,null,null,null,null,null,null,null,"13142Oswego","13142",13142,"Zone C - Central","National Grid","Oswego","Central New York","Central","Central","Central",null,"Zone C - Central","Central","Central Region"]
[null,null,null,null,null,null,null,null,null,"13144Oswego","13144",13144,"Zone C - Central","National Grid","Oswego","Central New York","Central","Central","Central",null,"Zone C - Central","Central","Central Region"]
[null,null,null,null,null,null,null,null,null,"13145Oswego","13145",13145,"Zone C - Central","National Grid","Oswego","Central New York","Central","Central","Central",null,"Zone C - Central","Central","Central Region"]
[null,null,null,null,null,null,null,null,null,"13167Oswego","13167",13167,"Zone C - Central","National Grid","Oswego","Central New York","Central","Central","Central",null,"Zone C - Central","Central","Central Region"]
[null,null,null,null,null,null,null,null,null,"13302Oswego","13302",13302,"Zone C - Central","National Grid","Oswego","Central New York","Central","Central","Central",null,"Zone C - Central","Central","Central Region"]
[null,null,null,null,null,null,null,null,null,"13426Oswego","13426",13426,"Zone C - Central","National Grid","Oswego","Central New York","Central","Central","Central",null,"Zone C - Central","Central","Central Region"]
[null,null,null,null,null,null,null,null,null,"13437Oswego","13437",13437,"Zone E - Mohawk Valley","National Grid","Oswego","Central New York","Central","Central","Central",null,"Zone E - Mohawk Valley","Central","Central Region"]
[null,null,null,null,null,null,null,null,null,"12036Otsego","12036",12036,"Zone E - Mohawk Valley","National Grid","Otsego","Mohawk Valley","Central","Central","Central",null,"Zone E - Mohawk Valley","Central","Central Region"]
[null,null,null,null,null,null,null,null,null,"13315Otsego","13315",13315,"Zone E - Mohawk Valley","NYS Electric and Gas","Otsego","Mohawk Valley","Central","Central","Central",null,"Zone E - Mohawk Valley","Central","Central Region"]
[null,null,null,null,null,null,null,null,null,"13326Otsego","13326",13326,"Zone E - Mohawk Valley","NYS Electric and Gas","Otsego","Mohawk Valley","Central","Central","Central",null,"Zone E - Mohawk Valley","Central","Central Region"]
[null,null,null,null,null,null,null,null,null,"13333Otsego","13333",13333,"Zone E - Mohawk Valley","NYS Electric and Gas","Otsego","Mohawk Valley","Central","Central","Central",null,"Zone E - Mohawk Valley","Central","Central Region"]
[null,null,null,null,null,null,null,null,null,"13335Otsego","13335",13335,"Zone E - Mohawk Valley","NYS Electric and Gas","Otsego","Mohawk Valley","Central","Central","Central",null,"Zone E - Mohawk Valley","Central","Central Region"]
[null,null,null,null,null,null,null,null,null,"13337Otsego","13337",13337,"Zone E - Mohawk Valley","NYS Electric and Gas","Otsego","Mohawk Valley","Central","Central","Central",null,"Zone E - Mohawk Valley","Central","Central Region"]
[null,null,null,null,null,null,null,null,null,"13342Otsego","13342",13342,"Zone E - Mohawk Valley","NYS Electric and Gas","Otsego","Mohawk Valley","Central","Central","Central",null,"Zone E - Mohawk Valley","Central","Central Region"]
[null,null,null,null,null,null,null,null,null,"13348Otsego","13348",13348,"Zone E - Mohawk Valley","NYS Electric and Gas","Otsego","Mohawk Valley","Central","Central","Central",null,"Zone E - Mohawk Valley","Central","Central Region"]
[null,null,null,null,null,null,null,null,null,"13415Otsego","13415",13415,"Zone E - Mohawk Valley","NYS Electric and Gas","Otsego","Mohawk Valley","Central","Central","Central",null,"Zone E - Mohawk Valley","Central","Central Region"]
[null,null,null,null,null,null,null,null,null,"13439Otsego","13439",13439,"Zone E - Mohawk Valley","NYS Electric and Gas","Otsego","Mohawk Valley","Central","Central","Central",null,"Zone E - Mohawk Valley","Central","Central Region"]
[null,null,null,null,null,null,null,null,null,"13450Otsego","13450",13450,"Zone E - Mohawk Valley","NYS Electric and Gas","Otsego","Mohawk Valley","Central","Central","Central",null,"Zone E - Mohawk Valley","Central","Central Region"]
[null,null,null,null,null,null,null,null,null,"13457Otsego","13457",13457,"Zone E - Mohawk Valley","NYS Electric and Gas","Otsego","Mohawk Valley","Central","Central","Central",null,"Zone E - Mohawk Valley","Central","Central Region"]
[null,null,null,null,null,null,null,null,null,"13468Otsego","13468",13468,"Zone E - Mohawk Valley","NYS Electric and Gas","Otsego","Mohawk Valley","Central","Central","Central",null,"Zone E - Mohawk Valley","Central","Central Region"]
[null,null,null,null,null,null,null,null,null,"13482Otsego","13482",13482,"Zone E - Mohawk Valley","NYS Electric and Gas","Otsego","Mohawk Valley","Central","Central","Central",null,"Zone E - Mohawk Valley","Central","Central Region"]
[null,null,null,null,null,null,null,null,null,"13747Otsego","13747",13747,"Zone E - Mohawk Valley","NYS Electric and Gas","Otsego","Mohawk Valley","Central","Central","Central",null,"Zone E - Mohawk Valley","Central","Central Region"]
[null,null,null,null,null,null,null,null,null,"13776Otsego","13776",13776,"Zone E - Mohawk Valley","NYS Electric and Gas","Otsego","Mohawk Valley","Central","Central","Central",null,"Zone E - Mohawk Valley","Central","Central Region"]
[null,null,null,null,null,null,null,null,null,"13796Otsego","13796",13796,"Zone E - Mohawk Valley","NYS Electric and Gas","Otsego","Mohawk Valley","Central","Central","Central",null,"Zone E - Mohawk Valley","Central","Central Region"]
[null,null,null,null,null,null,null,null,null,"13807Otsego","13807",13807,"Zone E - Mohawk Valley","NYS Electric and Gas","Otsego","Mohawk Valley","Central","Central","Central",null,"Zone E - Mohawk Valley","Central","Central Region"]
[null,null,null,null,null,null,null,null,null,"13808Otsego","13808",13808,"Zone E - Mohawk Valley","NYS Electric and Gas","Otsego","Mohawk Valley","Central","Central","Central",null,"Zone E - Mohawk Valley","Central","Central Region"]
[null,null,null,null,null,null,null,null,null,"13810Otsego","13810",13810,"Zone E - Mohawk Valley","NYS Electric and Gas","Otsego","Mohawk Valley","Central","Central","Central",null,"Zone E - Mohawk Valley","Central","Central Region"]
[null,null,null,null,null,null,null,null,null,"13820Otsego","13820",13820,"Zone E - Mohawk Valley","NYS Electric and Gas","Otsego","Mohawk Valley","Central","Central","Central",null,"Zone E - Mohawk Valley","Central","Central Region"]
[null,null,null,null,null,null,null,null,null,"13825Otsego","13825",13825,"Zone E - Mohawk Valley","NYS Electric and Gas","Otsego","Mohawk Valley","Central","Central","Central",null,"Zone E - Mohawk Valley","Central","Central Region"]
[null,null,null,null,null,null,null,null,null,"13834Otsego","13834",13834,"Zone E - Mohawk Valley","NYS Electric and Gas","Otsego","Mohawk Valley","Central","Central","Central",null,"Zone E - Mohawk Valley","Central","Central Region"]
[null,null,null,null,null,null,null,null,null,"13849Otsego","13849",13849,"Zone E - Mohawk Valley","NYS Electric and Gas","Otsego","Mohawk Valley","Central","Central","Central",null,"Zone E - Mohawk Valley","Central","Central Region"]
[null,null,null,null,null,null,null,null,null,"13859Otsego","13859",13859,"Zone E - Mohawk Valley","NYS Electric and Gas","Otsego","Mohawk Valley","Central","Central","Central",null,"Zone E - Mohawk Valley","Central","Central Region"]
[null,null,null,null,null,null,null,null,null,{"$f":"CONCATENATE(L1413,O1413)","v":"13861Otsego"},"13861",13861,"Zone E - Mohawk Valley","NYS Electric and Gas","Otsego","Mohawk Valley","Central","Central","Central",null,"Zone E - Mohawk Valley",{"$f":"Q1413","v":"Central"},"Central Region"]
[null,null,null,null,null,null,null,null,null,"12064Otsego","12064",12064,"Zone F - Capital","National Grid","Otsego","Mohawk Valley","Central","Central","Central",null,"Zone F - Capital","Central","Central Region"]
[null,null,null,null,null,null,null,null,null,"12155Otsego","12155",12155,"Zone F - Capital","National Grid","Otsego","Mohawk Valley","Central","Central","Central",null,"Zone F - Capital","Central","Central Region"]
[null,null,null,null,null,null,null,null,null,"12197Otsego","12197",12197,"Zone F - Capital","National Grid","Otsego","Mohawk Valley","Central","Central","Central",null,"Zone F - Capital","Central","Central Region"]
[null,null,null,null,null,null,null,null,null,"13320Otsego","13320",13320,"Zone F - Capital","National Grid","Otsego","Mohawk Valley","Central","Central","Central",null,"Zone F - Capital","Central","Central Region"]
[null,null,null,null,null,null,null,null,null,"12116Otsego","12116",12116,"Zone F - Capital","NYS Electric and Gas","Otsego","Mohawk Valley","Central","Central","Central",null,"Zone F - Capital","Central","Central Region"]
[null,null,null,null,null,null,null,null,null,"13488Otsego","13488",13488,"Zone F - Capital","NYS Electric and Gas","Otsego","Mohawk Valley","Central","Central","Central",null,"Zone F - Capital","Central","Central Region"]
[null,null,null,null,null,null,null,null,null,"10516Putnam","10516",10516,"Zone G - Hudson Valley","Central Hudson Gas and Electric","Putnam","Mid-Hudson","Lower Hudson","Mid-Hudson","Mid-Hudson",null,"Zone G - Hudson Valley","Lower Hudson","Hudson Valley"]
[null,null,null,null,null,null,null,null,null,"10524Putnam","10524",10524,"Zone G - Hudson Valley","Central Hudson Gas and Electric","Putnam","Mid-Hudson","Lower Hudson","Mid-Hudson","Mid-Hudson",null,"Zone G - Hudson Valley","Lower Hudson","Hudson Valley"]
[null,null,null,null,null,null,null,null,null,"10509Putnam","10509",10509,"Zone G - Hudson Valley","NYS Electric and Gas","Putnam","Mid-Hudson","Lower Hudson","Mid-Hudson","Mid-Hudson",null,"Zone G - Hudson Valley","Lower Hudson","Hudson Valley"]
[null,null,null,null,null,null,null,null,null,"10512Putnam","10512",10512,"Zone G - Hudson Valley","NYS Electric and Gas","Putnam","Mid-Hudson","Lower Hudson","Mid-Hudson","Mid-Hudson",null,"Zone G - Hudson Valley","Lower Hudson","Hudson Valley"]
[null,null,null,null,null,null,null,null,null,"10541Putnam","10541",10541,"Zone G - Hudson Valley","NYS Electric and Gas","Putnam","Mid-Hudson","Lower Hudson","Mid-Hudson","Mid-Hudson",null,"Zone G - Hudson Valley","Lower Hudson","Hudson Valley"]
[null,null,null,null,null,null,null,null,null,"10542Putnam","10542",10542,"Zone G - Hudson Valley","NYS Electric and Gas","Putnam","Mid-Hudson","Lower Hudson","Mid-Hudson","Mid-Hudson",null,"Zone G - Hudson Valley","Lower Hudson","Hudson Valley"]
[null,null,null,null,null,null,null,null,null,"10579Putnam","10579",10579,"Zone G - Hudson Valley","NYS Electric and Gas","Putnam","Mid-Hudson","Lower Hudson","Mid-Hudson","Mid-Hudson",null,"Zone G - Hudson Valley","Lower Hudson","Hudson Valley"]
[null,null,null,null,null,null,null,null,null,"12563Putnam","12563",12563,"Zone G - Hudson Valley","NYS Electric and Gas","Putnam","Mid-Hudson","Lower Hudson","Mid-Hudson","Mid-Hudson",null,"Zone G - Hudson Valley","Lower Hudson","Hudson Valley"]
[null,null,null,null,null,null,null,null,null,"10537Putnam","10537",10537,"Zone H - Millwood","NYS Electric and Gas","Putnam","Mid-Hudson","Lower Hudson","Mid-Hudson","Mid-Hudson",null,"Zone H - Millwood","Lower Hudson","Hudson Valley"]
[null,null,null,null,null,null,null,null,null,"11004Queens","11004",11004,"Zone J - New York City","Consolidated Edison","Queens","New York City","NYC",{"$error":"#N/A"},{"$error":"#N/A"},"ConEd NYC","Zone J - New York City","NYC"]
[null,null,null,null,null,null,null,null,null,"11101Queens","11101",11101,"Zone J - New York City","Consolidated Edison","Queens","New York City","NYC",{"$error":"#N/A"},{"$error":"#N/A"},"ConEd NYC","Zone J - New York City","NYC"]
[null,null,null,null,null,null,null,null,null,"11102Queens","11102",11102,"Zone J - New York City","Consolidated Edison","Queens","New York City","NYC",{"$error":"#N/A"},{"$error":"#N/A"},"ConEd NYC","Zone J - New York City","NYC"]
[null,null,null,null,null,null,null,null,null,"11103Queens","11103",11103,"Zone J - New York City","Consolidated Edison","Queens","New York City","NYC",{"$error":"#N/A"},{"$error":"#N/A"},"ConEd NYC","Zone J - New York City","NYC"]
[null,null,null,null,null,null,null,null,null,"11104Queens","11104",11104,"Zone J - New York City","Consolidated Edison","Queens","New York City","NYC",{"$error":"#N/A"},{"$error":"#N/A"},"ConEd NYC","Zone J - New York City","NYC"]
[null,null,null,null,null,null,null,null,null,"11105Queens","11105",11105,"Zone J - New York City","Consolidated Edison","Queens","New York City","NYC",{"$error":"#N/A"},{"$error":"#N/A"},"ConEd NYC","Zone J - New York City","NYC"]
[null,null,null,null,null,null,null,null,null,"11106Queens","11106",11106,"Zone J - New York City","Consolidated Edison","Queens","New York City","NYC",{"$error":"#N/A"},{"$error":"#N/A"},"ConEd NYC","Zone J - New York City","NYC"]
[null,null,null,null,null,null,null,null,null,"11109Queens","11109",11109,"Zone J - New York City","Consolidated Edison","Queens","New York City","NYC",{"$error":"#N/A"},{"$error":"#N/A"},"ConEd NYC","Zone J - New York City","NYC"]
[null,null,null,null,null,null,null,null,null,"11120Queens","11120",11120,"Zone J - New York City","Consolidated Edison","Queens","New York City","NYC",{"$error":"#N/A"},{"$error":"#N/A"},"ConEd NYC","Zone J - New York City","NYC"]
[null,null,null,null,null,null,null,null,null,"11351Queens","11351",11351,"Zone J - New York City","Consolidated Edison","Queens","New York City","NYC",{"$error":"#N/A"},{"$error":"#N/A"},"ConEd NYC","Zone J - New York City","NYC"]
[null,null,null,null,null,null,null,null,null,"11352Queens","11352",11352,"Zone J - New York City","Consolidated Edison","Queens","New York City","NYC",{"$error":"#N/A"},{"$error":"#N/A"},"ConEd NYC","Zone J - New York City","NYC"]
[null,null,null,null,null,null,null,null,null,"11354Queens","11354",11354,"Zone J - New York City","Consolidated Edison","Queens","New York City","NYC",{"$error":"#N/A"},{"$error":"#N/A"},"ConEd NYC","Zone J - New York City","NYC"]
[null,null,null,null,null,null,null,null,null,"11355Queens","11355",11355,"Zone J - New York City","Consolidated Edison","Queens","New York City","NYC",{"$error":"#N/A"},{"$error":"#N/A"},"ConEd NYC","Zone J - New York City","NYC"]
[null,null,null,null,null,null,null,null,null,"11356Queens","11356",11356,"Zone J - New York City","Consolidated Edison","Queens","New York City","NYC",{"$error":"#N/A"},{"$error":"#N/A"},"ConEd NYC","Zone J - New York City","NYC"]
[null,null,null,null,null,null,null,null,null,"11357Queens","11357",11357,"Zone J - New York City","Consolidated Edison","Queens","New York City","NYC",{"$error":"#N/A"},{"$error":"#N/A"},"ConEd NYC","Zone J - New York City","NYC"]
[null,null,null,null,null,null,null,null,null,"11358Queens","11358",11358,"Zone J - New York City","Consolidated Edison","Queens","New York City","NYC",{"$error":"#N/A"},{"$error":"#N/A"},"ConEd NYC","Zone J - New York City","NYC"]
[null,null,null,null,null,null,null,null,null,"11359Queens","11359",11359,"Zone J - New York City","Consolidated Edison","Queens","New York City","NYC",{"$error":"#N/A"},{"$error":"#N/A"},"ConEd NYC","Zone J - New York City","NYC"]
[null,null,null,null,null,null,null,null,null,"11360Queens","11360",11360,"Zone J - New York City","Consolidated Edison","Queens","New York City","NYC",{"$error":"#N/A"},{"$error":"#N/A"},"ConEd NYC","Zone J - New York City","NYC"]
[null,null,null,null,null,null,null,null,null,"11361Queens","11361",11361,"Zone J - New York City","Consolidated Edison","Queens","New York City","NYC",{"$error":"#N/A"},{"$error":"#N/A"},"ConEd NYC","Zone J - New York City","NYC"]
[null,null,null,null,null,null,null,null,null,"11362Queens","11362",11362,"Zone J - New York City","Consolidated Edison","Queens","New York City","NYC",{"$error":"#N/A"},{"$error":"#N/A"},"ConEd NYC","Zone J - New York City","NYC"]
[null,null,null,null,null,null,null,null,null,"11363Queens","11363",11363,"Zone J - New York City","Consolidated Edison","Queens","New York City","NYC",{"$error":"#N/A"},{"$error":"#N/A"},"ConEd NYC","Zone J - New York City","NYC"]
[null,null,null,null,null,null,null,null,null,"11364Queens","11364",11364,"Zone J - New York City","Consolidated Edison","Queens","New York City","NYC",{"$error":"#N/A"},{"$error":"#N/A"},"ConEd NYC","Zone J - New York City","NYC"]
[null,null,null,null,null,null,null,null,null,"11365Queens","11365",11365,"Zone J - New York City","Consolidated Edison","Queens","New York City","NYC",{"$error":"#N/A"},{"$error":"#N/A"},"ConEd NYC","Zone J - New York City","NYC"]
[null,null,null,null,null,null,null,null,null,"11366Queens","11366",11366,"Zone J - New York City","Consolidated Edison","Queens","New York City","NYC",{"$error":"#N/A"},{"$error":"#N/A"},"ConEd NYC","Zone J - New York City","NYC"]
[null,null,null,null,null,null,null,null,null,"11367Queens","11367",11367,"Zone J - New York City","Consolidated Edison","Queens","New York City","NYC",{"$error":"#N/A"},{"$error":"#N/A"},"ConEd NYC","Zone J - New York City","NYC"]
[null,null,null,null,null,null,null,null,null,"11368Queens","11368",11368,"Zone J - New York City","Consolidated Edison","Queens","New York City","NYC",{"$error":"#N/A"},{"$error":"#N/A"},"ConEd NYC","Zone J - New York City","NYC"]
[null,null,null,null,null,null,null,null,null,"11369Queens","11369",11369,"Zone J - New York City","Consolidated Edison","Queens","New York City","NYC",{"$error":"#N/A"},{"$error":"#N/A"},"ConEd NYC","Zone J - New York City","NYC"]
[null,null,null,null,null,null,null,null,null,"11370Queens","11370",11370,"Zone J - New York City","Consolidated Edison","Queens","New York City","NYC",{"$error":"#N/A"},{"$error":"#N/A"},"ConEd NYC","Zone J - New York City","NYC"]
[null,null,null,null,null,null,null,null,null,"11371Queens","11371",11371,"Zone J - New York City","Consolidated Edison","Queens","New York City","NYC",{"$error":"#N/A"},{"$error":"#N/A"},"ConEd NYC","Zone J - New York City","NYC"]
[null,null,null,null,null,null,null,null,null,"11372Queens","11372",11372,"Zone J - New York City","Consolidated Edison","Queens","New York City","NYC",{"$error":"#N/A"},{"$error":"#N/A"},"ConEd NYC","Zone J - New York City","NYC"]
[null,null,null,null,null,null,null,null,null,"11373Queens","11373",11373,"Zone J - New York City","Consolidated Edison","Queens","New York City","NYC",{"$error":"#N/A"},{"$error":"#N/A"},"ConEd NYC","Zone J - New York City","NYC"]
[null,null,null,null,null,null,null,null,null,"11374Queens","11374",11374,"Zone J - New York City","Consolidated Edison","Queens","New York City","NYC",{"$error":"#N/A"},{"$error":"#N/A"},"ConEd NYC","Zone J - New York City","NYC"]
[null,null,null,null,null,null,null,null,null,"11375Queens","11375",11375,"Zone J - New York City","Consolidated Edison","Queens","New York City","NYC",{"$error":"#N/A"},{"$error":"#N/A"},"ConEd NYC","Zone J - New York City","NYC"]
[null,null,null,null,null,null,null,null,null,"11377Queens","11377",11377,"Zone J - New York City","Consolidated Edison","Queens","New York City","NYC",{"$error":"#N/A"},{"$error":"#N/A"},"ConEd NYC","Zone J - New York City","NYC"]
[null,null,null,null,null,null,null,null,null,"11378Queens","11378",11378,"Zone J - New York City","Consolidated Edison","Queens","New York City","NYC",{"$error":"#N/A"},{"$error":"#N/A"},"ConEd NYC","Zone J - New York City","NYC"]
[null,null,null,null,null,null,null,null,null,"11379Queens","11379",11379,"Zone J - New York City","Consolidated Edison","Queens","New York City","NYC",{"$error":"#N/A"},{"$error":"#N/A"},"ConEd NYC","Zone J - New York City","NYC"]
[null,null,null,null,null,null,null,null,null,"11380Queens","11380",11380,"Zone J - New York City","Consolidated Edison","Queens","New York City","NYC",{"$error":"#N/A"},{"$error":"#N/A"},"ConEd NYC","Zone J - New York City","NYC"]
[null,null,null,null,null,null,null,null,null,"11381Queens","11381",11381,"Zone J - New York City","Consolidated Edison","Queens","New York City","NYC",{"$error":"#N/A"},{"$error":"#N/A"},"ConEd NYC","Zone J - New York City","NYC"]
[null,null,null,null,null,null,null,null,null,"11385Queens","11385",11385,"Zone J - New York City","Consolidated Edison","Queens","New York City","NYC",{"$error":"#N/A"},{"$error":"#N/A"},"ConEd NYC","Zone J - New York City","NYC"]
[null,null,null,null,null,null,null,null,null,"11386Queens","11386",11386,"Zone J - New York City","Consolidated Edison","Queens","New York City","NYC",{"$error":"#N/A"},{"$error":"#N/A"},"ConEd NYC","Zone J - New York City","NYC"]
[null,null,null,null,null,null,null,null,null,"11405Queens","11405",11405,"Zone J - New York City","Consolidated Edison","Queens","New York City","NYC",{"$error":"#N/A"},{"$error":"#N/A"},"ConEd NYC","Zone J - New York City","NYC"]
[null,null,null,null,null,null,null,null,null,"11411Queens","11411",11411,"Zone J - New York City","Consolidated Edison","Queens","New York City","NYC",{"$error":"#N/A"},{"$error":"#N/A"},"ConEd NYC","Zone J - New York City","NYC"]
[null,null,null,null,null,null,null,null,null,"11412Queens","11412",11412,"Zone J - New York City","Consolidated Edison","Queens","New York City","NYC",{"$error":"#N/A"},{"$error":"#N/A"},"ConEd NYC","Zone J - New York City","NYC"]
[null,null,null,null,null,null,null,null,null,"11413Queens","11413",11413,"Zone J - New York City","Consolidated Edison","Queens","New York City","NYC",{"$error":"#N/A"},{"$error":"#N/A"},"ConEd NYC","Zone J - New York City","NYC"]
[null,null,null,null,null,null,null,null,null,"11414Queens","11414",11414,"Zone J - New York City","Consolidated Edison","Queens","New York City","NYC",{"$error":"#N/A"},{"$error":"#N/A"},"ConEd NYC","Zone J - New York City","NYC"]
[null,null,null,null,null,null,null,null,null,"11415Queens","11415",11415,"Zone J - New York City","Consolidated Edison","Queens","New York City","NYC",{"$error":"#N/A"},{"$error":"#N/A"},"ConEd NYC","Zone J - New York City","NYC"]
[null,null,null,null,null,null,null,null,null,"11416Queens","11416",11416,"Zone J - New York City","Consolidated Edison","Queens","New York City","NYC",{"$error":"#N/A"},{"$error":"#N/A"},"ConEd NYC","Zone J - New York City","NYC"]
[null,null,null,null,null,null,null,null,null,"11417Queens","11417",11417,"Zone J - New York City","Consolidated Edison","Queens","New York City","NYC",{"$error":"#N/A"},{"$error":"#N/A"},"ConEd NYC","Zone J - New York City","NYC"]
[null,null,null,null,null,null,null,null,null,{"$f":"CONCATENATE(L1477,O1477)","v":"11418Queens"},"11418",11418,"Zone J - New York City","Consolidated Edison","Queens","New York City","NYC",{"$error":"#N/A"},{"$error":"#N/A"},"ConEd NYC","Zone J - New York City",{"$f":"Q1477","v":"NYC"}]
[null,null,null,null,null,null,null,null,null,"11419Queens","11419",11419,"Zone J - New York City","Consolidated Edison","Queens","New York City","NYC",{"$error":"#N/A"},{"$error":"#N/A"},"ConEd NYC","Zone J - New York City","NYC"]
[null,null,null,null,null,null,null,null,null,"11420Queens","11420",11420,"Zone J - New York City","Consolidated Edison","Queens","New York City","NYC",{"$error":"#N/A"},{"$error":"#N/A"},"ConEd NYC","Zone J - New York City","NYC"]
[null,null,null,null,null,null,null,null,null,"11421Queens","11421",11421,"Zone J - New York City","Consolidated Edison","Queens","New York City","NYC",{"$error":"#N/A"},{"$error":"#N/A"},"ConEd NYC","Zone J - New York City","NYC"]
[null,null,null,null,null,null,null,null,null,"11422Queens","11422",11422,"Zone J - New York City","Consolidated Edison","Queens","New York City","NYC",{"$error":"#N/A"},{"$error":"#N/A"},"ConEd NYC","Zone J - New York City","NYC"]
[null,null,null,null,null,null,null,null,null,"11423Queens","11423",11423,"Zone J - New York City","Consolidated Edison","Queens","New York City","NYC",{"$error":"#N/A"},{"$error":"#N/A"},"ConEd NYC","Zone J - New York City","NYC"]
[null,null,null,null,null,null,null,null,null,"11424Queens","11424",11424,"Zone J - New York City","Consolidated Edison","Queens","New York City","NYC",{"$error":"#N/A"},{"$error":"#N/A"},"ConEd NYC","Zone J - New York City","NYC"]
[null,null,null,null,null,null,null,null,null,"11425Queens","11425",11425,"Zone J - New York City","Consolidated Edison","Queens","New York City","NYC",{"$error":"#N/A"},{"$error":"#N/A"},"ConEd NYC","Zone J - New York City","NYC"]
[null,null,null,null,null,null,null,null,null,"11427Queens","11427",11427,"Zone J - New York City","Consolidated Edison","Queens","New York City","NYC",{"$error":"#N/A"},{"$error":"#N/A"},"ConEd NYC","Zone J - New York City","NYC"]
[null,null,null,null,null,null,null,null,null,"11428Queens","11428",11428,"Zone J - New York City","Consolidated Edison","Queens","New York City","NYC",{"$error":"#N/A"},{"$error":"#N/A"},"ConEd NYC","Zone J - New York City","NYC"]
[null,null,null,null,null,null,null,null,null,"11429Queens","11429",11429,"Zone J - New York City","Consolidated Edison","Queens","New York City","NYC",{"$error":"#N/A"},{"$error":"#N/A"},"ConEd NYC","Zone J - New York City","NYC"]
[null,null,null,null,null,null,null,null,null,"11430Queens","11430",11430,"Zone J - New York City","Consolidated Edison","Queens","New York City","NYC",{"$error":"#N/A"},{"$error":"#N/A"},"ConEd NYC","Zone J - New York City","NYC"]
[null,null,null,null,null,null,null,null,null,"11431Queens","11431",11431,"Zone J - New York City","Consolidated Edison","Queens","New York City","NYC",{"$error":"#N/A"},{"$error":"#N/A"},"ConEd NYC","Zone J - New York City","NYC"]
[null,null,null,null,null,null,null,null,null,"11432Queens","11432",11432,"Zone J - New York City","Consolidated Edison","Queens","New York City","NYC",{"$error":"#N/A"},{"$error":"#N/A"},"ConEd NYC","Zone J - New York City","NYC"]
[null,null,null,null,null,null,null,null,null,"11433Queens","11433",11433,"Zone J - New York City","Consolidated Edison","Queens","New York City","NYC",{"$error":"#N/A"},{"$error":"#N/A"},"ConEd NYC","Zone J - New York City","NYC"]
[null,null,null,null,null,null,null,null,null,"11434Queens","11434",11434,"Zone J - New York City","Consolidated Edison","Queens","New York City","NYC",{"$error":"#N/A"},{"$error":"#N/A"},"ConEd NYC","Zone J - New York City","NYC"]
[null,null,null,null,null,null,null,null,null,"11435Queens","11435",11435,"Zone J - New York City","Consolidated Edison","Queens","New York City","NYC",{"$error":"#N/A"},{"$error":"#N/A"},"ConEd NYC","Zone J - New York City","NYC"]
[null,null,null,null,null,null,null,null,null,"11436Queens","11436",11436,"Zone J - New York City","Consolidated Edison","Queens","New York City","NYC",{"$error":"#N/A"},{"$error":"#N/A"},"ConEd NYC","Zone J - New York City","NYC"]
[null,null,null,null,null,null,null,null,null,"11439Queens","11439",11439,"Zone J - New York City","Consolidated Edison","Queens","New York City","NYC",{"$error":"#N/A"},{"$error":"#N/A"},"ConEd NYC","Zone J - New York City","NYC"]
[null,null,null,null,null,null,null,null,null,"11451Queens","11451",11451,"Zone J - New York City","Consolidated Edison","Queens","New York City","NYC",{"$error":"#N/A"},{"$error":"#N/A"},"ConEd NYC","Zone J - New York City","NYC"]
[null,null,null,null,null,null,null,null,null,"11499Queens","11499",11499,"Zone J - New York City","Consolidated Edison","Queens","New York City","NYC",{"$error":"#N/A"},{"$error":"#N/A"},"ConEd NYC","Zone J - New York City","NYC"]
[null,null,null,null,null,null,null,null,null,"11695Queens","11695",11695,"Zone J - New York City","Consolidated Edison","Queens","New York City","NYC",{"$error":"#N/A"},{"$error":"#N/A"},"ConEd NYC","Zone J - New York City","NYC"]
[null,null,null,null,null,null,null,null,null,"11690Queens","11690",11690,"Zone J - New York City","Long Island Power Authority","Queens","New York City","NYC",{"$error":"#N/A"},{"$error":"#N/A"},"ConEd NYC","Zone J - New York City","NYC"]
[null,null,null,null,null,null,null,null,null,"11691Queens","11691",11691,"Zone J - New York City","Long Island Power Authority","Queens","New York City","NYC",{"$error":"#N/A"},{"$error":"#N/A"},"ConEd NYC","Zone J - New York City","NYC"]
[null,null,null,null,null,null,null,null,null,"11692Queens","11692",11692,"Zone J - New York City","Long Island Power Authority","Queens","New York City","NYC",{"$error":"#N/A"},{"$error":"#N/A"},"ConEd NYC","Zone J - New York City","NYC"]
[null,null,null,null,null,null,null,null,null,"11693Queens","11693",11693,"Zone J - New York City","Long Island Power Authority","Queens","New York City","NYC",{"$error":"#N/A"},{"$error":"#N/A"},"ConEd NYC","Zone J - New York City","NYC"]
[null,null,null,null,null,null,null,null,null,"11694Queens","11694",11694,"Zone J - New York City","Long Island Power Authority","Queens","New York City","NYC",{"$error":"#N/A"},{"$error":"#N/A"},"ConEd NYC","Zone J - New York City","NYC"]
[null,null,null,null,null,null,null,null,null,"11697Queens","11697",11697,"Zone J - New York City","Long Island Power Authority","Queens","New York City","NYC",{"$error":"#N/A"},{"$error":"#N/A"},"ConEd NYC","Zone J - New York City","NYC"]
[null,null,null,null,null,null,null,null,null,"11005Queens","11005",11005,"Zone K - Long Island","Consolidated Edison","Queens","New York City","NYC",{"$error":"#N/A"},{"$error":"#N/A"},"ConEd NYC","Zone K - Long Island","NYC"]
[null,null,null,null,null,null,null,null,null,"11426Queens","11426",11426,"Zone J - New York City","Consolidated Edison","Queens","New York City","NYC",{"$error":"#N/A"},{"$error":"#N/A"},"ConEd NYC","Zone J - New York City","NYC"]
[null,null,null,null,null,null,null,null,null,"12028Rensselaer","12028",12028,"Zone F - Capital","National Grid","Rensselaer","Capital Region","Capital District","Capital District","Capital District",null,"Zone F - Capital","Capital District","Capital District"]
[null,null,null,null,null,null,null,null,null,"12033Rensselaer","12033",12033,"Zone F - Capital","National Grid","Rensselaer","Capital Region","Capital District","Capital District","Capital District",null,"Zone F - Capital","Capital District","Capital District"]
[null,null,null,null,null,null,null,null,null,"12052Rensselaer","12052",12052,"Zone F - Capital","National Grid","Rensselaer","Capital Region","Capital District","Capital District","Capital District",null,"Zone F - Capital","Capital District","Capital District"]
[null,null,null,null,null,null,null,null,null,"12061Rensselaer","12061",12061,"Zone F - Capital","National Grid","Rensselaer","Capital Region","Capital District","Capital District","Capital District",null,"Zone F - Capital","Capital District","Capital District"]
[null,null,null,null,null,null,null,null,null,"12062Rensselaer","12062",12062,"Zone F - Capital","National Grid","Rensselaer","Capital Region","Capital District","Capital District","Capital District",null,"Zone F - Capital","Capital District","Capital District"]
[null,null,null,null,null,null,null,null,null,"12063Rensselaer","12063",12063,"Zone F - Capital","National Grid","Rensselaer","Capital Region","Capital District","Capital District","Capital District",null,"Zone F - Capital","Capital District","Capital District"]
[null,null,null,null,null,null,null,null,null,"12082Rensselaer","12082",12082,"Zone F - Capital","National Grid","Rensselaer","Capital Region","Capital District","Capital District","Capital District",null,"Zone F - Capital","Capital District","Capital District"]
[null,null,null,null,null,null,null,null,null,"12089Rensselaer","12089",12089,"Zone F - Capital","National Grid","Rensselaer","Capital Region","Capital District","Capital District","Capital District",null,"Zone F - Capital","Capital District","Capital District"]
[null,null,null,null,null,null,null,null,null,"12090Rensselaer","12090",12090,"Zone F - Capital","National Grid","Rensselaer","Capital Region","Capital District","Capital District","Capital District",null,"Zone F - Capital","Capital District","Capital District"]
[null,null,null,null,null,null,null,null,null,"12094Rensselaer","12094",12094,"Zone F - Capital","National Grid","Rensselaer","Capital Region","Capital District","Capital District","Capital District",null,"Zone F - Capital","Capital District","Capital District"]
[null,null,null,null,null,null,null,null,null,"12121Rensselaer","12121",12121,"Zone F - Capital","National Grid","Rensselaer","Capital Region","Capital District","Capital District","Capital District",null,"Zone F - Capital","Capital District","Capital District"]
[null,null,null,null,null,null,null,null,null,"12123Rensselaer","12123",12123,"Zone F - Capital","National Grid","Rensselaer","Capital Region","Capital District","Capital District","Capital District",null,"Zone F - Capital","Capital District","Capital District"]
[null,null,null,null,null,null,null,null,null,"12133Rensselaer","12133",12133,"Zone F - Capital","National Grid","Rensselaer","Capital Region","Capital District","Capital District","Capital District",null,"Zone F - Capital","Capital District","Capital District"]
[null,null,null,null,null,null,null,null,null,"12140Rensselaer","12140",12140,"Zone F - Capital","National Grid","Rensselaer","Capital Region","Capital District","Capital District","Capital District",null,"Zone F - Capital","Capital District","Capital District"]
[null,null,null,null,null,null,null,null,null,"12144Rensselaer","12144",12144,"Zone F - Capital","National Grid","Rensselaer","Capital Region","Capital District","Capital District","Capital District",null,"Zone F - Capital","Capital District","Capital District"]
[null,null,null,null,null,null,null,null,null,"12154Rensselaer","12154",12154,"Zone F - Capital","National Grid","Rensselaer","Capital Region","Capital District","Capital District","Capital District",null,"Zone F - Capital","Capital District","Capital District"]
[null,null,null,null,null,null,null,null,null,"12156Rensselaer","12156",12156,"Zone F - Capital","National Grid","Rensselaer","Capital Region","Capital District","Capital District","Capital District",null,"Zone F - Capital","Capital District","Capital District"]
[null,null,null,null,null,null,null,null,null,"12180Rensselaer","12180",12180,"Zone F - Capital","National Grid","Rensselaer","Capital Region","Capital District","Capital District","Capital District",null,"Zone F - Capital","Capital District","Capital District"]
[null,null,null,null,null,null,null,null,null,"12181Rensselaer","12181",12181,"Zone F - Capital","National Grid","Rensselaer","Capital Region","Capital District","Capital District","Capital District",null,"Zone F - Capital","Capital District","Capital District"]
[null,null,null,null,null,null,null,null,null,"12182Rensselaer","12182",12182,"Zone F - Capital","National Grid","Rensselaer","Capital Region","Capital District","Capital District","Capital District",null,"Zone F - Capital","Capital District","Capital District"]
[null,null,null,null,null,null,null,null,null,"12185Rensselaer","12185",12185,"Zone F - Capital","National Grid","Rensselaer","Capital Region","Capital District","Capital District","Capital District",null,"Zone F - Capital","Capital District","Capital District"]
[null,null,null,null,null,null,null,null,null,"12018Rensselaer","12018",12018,"Zone F - Capital","NYS Electric and Gas","Rensselaer","Capital Region","Capital District","Capital District","Capital District",null,"Zone F - Capital","Capital District","Capital District"]
[null,null,null,null,null,null,null,null,null,"12022Rensselaer","12022",12022,"Zone F - Capital","NYS Electric and Gas","Rensselaer","Capital Region","Capital District","Capital District","Capital District",null,"Zone F - Capital","Capital District","Capital District"]
[null,null,null,null,null,null,null,null,null,"12040Rensselaer","12040",12040,"Zone F - Capital","NYS Electric and Gas","Rensselaer","Capital Region","Capital District","Capital District","Capital District",null,"Zone F - Capital","Capital District","Capital District"]
[null,null,null,null,null,null,null,null,null,"12138Rensselaer","12138",12138,"Zone F - Capital","NYS Electric and Gas","Rensselaer","Capital Region","Capital District","Capital District","Capital District",null,"Zone F - Capital","Capital District","Capital District"]
[null,null,null,null,null,null,null,null,null,"12153Rensselaer","12153",12153,"Zone F - Capital","NYS Electric and Gas","Rensselaer","Capital Region","Capital District","Capital District","Capital District",null,"Zone F - Capital","Capital District","Capital District"]
[null,null,null,null,null,null,null,null,null,"12168Rensselaer","12168",12168,"Zone F - Capital","NYS Electric and Gas","Rensselaer","Capital Region","Capital District","Capital District","Capital District",null,"Zone F - Capital","Capital District","Capital District"]
[null,null,null,null,null,null,null,null,null,"12169Rensselaer","12169",12169,"Zone F - Capital","NYS Electric and Gas","Rensselaer","Capital Region","Capital District","Capital District","Capital District",null,"Zone F - Capital","Capital District","Capital District"]
[null,null,null,null,null,null,null,null,null,"12196Rensselaer","12196",12196,"Zone F - Capital","NYS Electric and Gas","Rensselaer","Capital Region","Capital District","Capital District","Capital District",null,"Zone F - Capital","Capital District","Capital District"]
[null,null,null,null,null,null,null,null,null,"12198Rensselaer","12198",12198,"Zone F - Capital","NYS Electric and Gas","Rensselaer","Capital Region","Capital District","Capital District","Capital District",null,"Zone F - Capital","Capital District","Capital District"]
[null,null,null,null,null,null,null,null,null,"10301Richmond","10301",10301,"Zone J - New York City","Consolidated Edison","Richmond","New York City","NYC",{"$error":"#N/A"},{"$error":"#N/A"},"ConEd NYC","Zone J - New York City","NYC"]
[null,null,null,null,null,null,null,null,null,"10302Richmond","10302",10302,"Zone J - New York City","Consolidated Edison","Richmond","New York City","NYC",{"$error":"#N/A"},{"$error":"#N/A"},"ConEd NYC","Zone J - New York City","NYC"]
[null,null,null,null,null,null,null,null,null,"10303Richmond","10303",10303,"Zone J - New York City","Consolidated Edison","Richmond","New York City","NYC",{"$error":"#N/A"},{"$error":"#N/A"},"ConEd NYC","Zone J - New York City","NYC"]
[null,null,null,null,null,null,null,null,null,"10304Richmond","10304",10304,"Zone J - New York City","Consolidated Edison","Richmond","New York City","NYC",{"$error":"#N/A"},{"$error":"#N/A"},"ConEd NYC","Zone J - New York City","NYC"]
[null,null,null,null,null,null,null,null,null,{"$f":"CONCATENATE(L1541,O1541)","v":"10305Richmond"},"10305",10305,"Zone J - New York City","Consolidated Edison","Richmond","New York City","NYC",{"$error":"#N/A"},{"$error":"#N/A"},"ConEd NYC","Zone J - New York City",{"$f":"Q1541","v":"NYC"}]
[null,null,null,null,null,null,null,null,null,"10306Richmond","10306",10306,"Zone J - New York City","Consolidated Edison","Richmond","New York City","NYC",{"$error":"#N/A"},{"$error":"#N/A"},"ConEd NYC","Zone J - New York City","NYC"]
[null,null,null,null,null,null,null,null,null,"10307Richmond","10307",10307,"Zone J - New York City","Consolidated Edison","Richmond","New York City","NYC",{"$error":"#N/A"},{"$error":"#N/A"},"ConEd NYC","Zone J - New York City","NYC"]
[null,null,null,null,null,null,null,null,null,"10308Richmond","10308",10308,"Zone J - New York City","Consolidated Edison","Richmond","New York City","NYC",{"$error":"#N/A"},{"$error":"#N/A"},"ConEd NYC","Zone J - New York City","NYC"]
[null,null,null,null,null,null,null,null,null,"10309Richmond","10309",10309,"Zone J - New York City","Consolidated Edison","Richmond","New York City","NYC",{"$error":"#N/A"},{"$error":"#N/A"},"ConEd NYC","Zone J - New York City","NYC"]
[null,null,null,null,null,null,null,null,null,"10310Richmond","10310",10310,"Zone J - New York City","Consolidated Edison","Richmond","New York City","NYC",{"$error":"#N/A"},{"$error":"#N/A"},"ConEd NYC","Zone J - New York City","NYC"]
[null,null,null,null,null,null,null,null,null,"10311Richmond","10311",10311,"Zone J - New York City","Consolidated Edison","Richmond","New York City","NYC",{"$error":"#N/A"},{"$error":"#N/A"},"ConEd NYC","Zone J - New York City","NYC"]
[null,null,null,null,null,null,null,null,null,"10312Richmond","10312",10312,"Zone J - New York City","Consolidated Edison","Richmond","New York City","NYC",{"$error":"#N/A"},{"$error":"#N/A"},"ConEd NYC","Zone J - New York City","NYC"]
[null,null,null,null,null,null,null,null,null,"10313Richmond","10313",10313,"Zone J - New York City","Consolidated Edison","Richmond","New York City","NYC",{"$error":"#N/A"},{"$error":"#N/A"},"ConEd NYC","Zone J - New York City","NYC"]
[null,null,null,null,null,null,null,null,null,"10314Richmond","10314",10314,"Zone J - New York City","Consolidated Edison","Richmond","New York City","NYC",{"$error":"#N/A"},{"$error":"#N/A"},"ConEd NYC","Zone J - New York City","NYC"]
[null,null,null,null,null,null,null,null,null,"10901Rockland","10901",10901,"Zone G - Hudson Valley","Orange and Rockland Utilities","Rockland","Mid-Hudson","Lower Hudson","Mid-Hudson","Mid-Hudson",null,"Zone G - Hudson Valley","Lower Hudson","Hudson Valley"]
[null,null,null,null,null,null,null,null,null,"10911Rockland","10911",10911,"Zone G - Hudson Valley","Orange and Rockland Utilities","Rockland","Mid-Hudson","Lower Hudson","Mid-Hudson","Mid-Hudson",null,"Zone G - Hudson Valley","Lower Hudson","Hudson Valley"]
[null,null,null,null,null,null,null,null,null,"10913Rockland","10913",10913,"Zone G - Hudson Valley","Orange and Rockland Utilities","Rockland","Mid-Hudson","Lower Hudson","Mid-Hudson","Mid-Hudson",null,"Zone G - Hudson Valley","Lower Hudson","Hudson Valley"]
[null,null,null,null,null,null,null,null,null,"10920Rockland","10920",10920,"Zone G - Hudson Valley","Orange and Rockland Utilities","Rockland","Mid-Hudson","Lower Hudson","Mid-Hudson","Mid-Hudson",null,"Zone G - Hudson Valley","Lower Hudson","Hudson Valley"]
[null,null,null,null,null,null,null,null,null,"10923Rockland","10923",10923,"Zone G - Hudson Valley","Orange and Rockland Utilities","Rockland","Mid-Hudson","Lower Hudson","Mid-Hudson","Mid-Hudson",null,"Zone G - Hudson Valley","Lower Hudson","Hudson Valley"]
[null,null,null,null,null,null,null,null,null,"10927Rockland","10927",10927,"Zone G - Hudson Valley","Orange and Rockland Utilities","Rockland","Mid-Hudson","Lower Hudson","Mid-Hudson","Mid-Hudson",null,"Zone G - Hudson Valley","Lower Hudson","Hudson Valley"]
[null,null,null,null,null,null,null,null,null,"10931Rockland","10931",10931,"Zone G - Hudson Valley","Orange and Rockland Utilities","Rockland","Mid-Hudson","Lower Hudson","Mid-Hudson","Mid-Hudson",null,"Zone G - Hudson Valley","Lower Hudson","Hudson Valley"]
[null,null,null,null,null,null,null,null,null,"10952Rockland","10952",10952,"Zone G - Hudson Valley","Orange and Rockland Utilities","Rockland","Mid-Hudson","Lower Hudson","Mid-Hudson","Mid-Hudson",null,"Zone G - Hudson Valley","Lower Hudson","Hudson Valley"]
[null,null,null,null,null,null,null,null,null,"10954Rockland","10954",10954,"Zone G - Hudson Valley","Orange and Rockland Utilities","Rockland","Mid-Hudson","Lower Hudson","Mid-Hudson","Mid-Hudson",null,"Zone G - Hudson Valley","Lower Hudson","Hudson Valley"]
[null,null,null,null,null,null,null,null,null,"10956Rockland","10956",10956,"Zone G - Hudson Valley","Orange and Rockland Utilities","Rockland","Mid-Hudson","Lower Hudson","Mid-Hudson","Mid-Hudson",null,"Zone G - Hudson Valley","Lower Hudson","Hudson Valley"]
[null,null,null,null,null,null,null,null,null,"10960Rockland","10960",10960,"Zone G - Hudson Valley","Orange and Rockland Utilities","Rockland","Mid-Hudson","Lower Hudson","Mid-Hudson","Mid-Hudson",null,"Zone G - Hudson Valley","Lower Hudson","Hudson Valley"]
[null,null,null,null,null,null,null,null,null,"10962Rockland","10962",10962,"Zone G - Hudson Valley","Orange and Rockland Utilities","Rockland","Mid-Hudson","Lower Hudson","Mid-Hudson","Mid-Hudson",null,"Zone G - Hudson Valley","Lower Hudson","Hudson Valley"]
[null,null,null,null,null,null,null,null,null,"10964Rockland","10964",10964,"Zone G - Hudson Valley","Orange and Rockland Utilities","Rockland","Mid-Hudson","Lower Hudson","Mid-Hudson","Mid-Hudson",null,"Zone G - Hudson Valley","Lower Hudson","Hudson Valley"]
[null,null,null,null,null,null,null,null,null,"10965Rockland","10965",10965,"Zone G - Hudson Valley","Orange and Rockland Utilities","Rockland","Mid-Hudson","Lower Hudson","Mid-Hudson","Mid-Hudson",null,"Zone G - Hudson Valley","Lower Hudson","Hudson Valley"]
[null,null,null,null,null,null,null,null,null,"10968Rockland","10968",10968,"Zone G - Hudson Valley","Orange and Rockland Utilities","Rockland","Mid-Hudson","Lower Hudson","Mid-Hudson","Mid-Hudson",null,"Zone G - Hudson Valley","Lower Hudson","Hudson Valley"]
[null,null,null,null,null,null,null,null,null,"10970Rockland","10970",10970,"Zone G - Hudson Valley","Orange and Rockland Utilities","Rockland","Mid-Hudson","Lower Hudson","Mid-Hudson","Mid-Hudson",null,"Zone G - Hudson Valley","Lower Hudson","Hudson Valley"]
[null,null,null,null,null,null,null,null,null,"10974Rockland","10974",10974,"Zone G - Hudson Valley","Orange and Rockland Utilities","Rockland","Mid-Hudson","Lower Hudson","Mid-Hudson","Mid-Hudson",null,"Zone G - Hudson Valley","Lower Hudson","Hudson Valley"]
[null,null,null,null,null,null,null,null,null,"10976Rockland","10976",10976,"Zone G - Hudson Valley","Orange and Rockland Utilities","Rockland","Mid-Hudson","Lower Hudson","Mid-Hudson","Mid-Hudson",null,"Zone G - Hudson Valley","Lower Hudson","Hudson Valley"]
[null,null,null,null,null,null,null,null,null,"10977Rockland","10977",10977,"Zone G - Hudson Valley","Orange and Rockland Utilities","Rockland","Mid-Hudson","Lower Hudson","Mid-Hudson","Mid-Hudson",null,"Zone G - Hudson Valley","Lower Hudson","Hudson Valley"]
[null,null,null,null,null,null,null,null,null,"10980Rockland","10980",10980,"Zone G - Hudson Valley","Orange and Rockland Utilities","Rockland","Mid-Hudson","Lower Hudson","Mid-Hudson","Mid-Hudson",null,"Zone G - Hudson Valley","Lower Hudson","Hudson Valley"]
[null,null,null,null,null,null,null,null,null,"10982Rockland","10982",10982,"Zone G - Hudson Valley","Orange and Rockland Utilities","Rockland","Mid-Hudson","Lower Hudson","Mid-Hudson","Mid-Hudson",null,"Zone G - Hudson Valley","Lower Hudson","Hudson Valley"]
[null,null,null,null,null,null,null,null,null,"10983Rockland","10983",10983,"Zone G - Hudson Valley","Orange and Rockland Utilities","Rockland","Mid-Hudson","Lower Hudson","Mid-Hudson","Mid-Hudson",null,"Zone G - Hudson Valley","Lower Hudson","Hudson Valley"]
[null,null,null,null,null,null,null,null,null,"10984Rockland","10984",10984,"Zone G - Hudson Valley","Orange and Rockland Utilities","Rockland","Mid-Hudson","Lower Hudson","Mid-Hudson","Mid-Hudson",null,"Zone G - Hudson Valley","Lower Hudson","Hudson Valley"]
[null,null,null,null,null,null,null,null,null,"10986Rockland","10986",10986,"Zone G - Hudson Valley","Orange and Rockland Utilities","Rockland","Mid-Hudson","Lower Hudson","Mid-Hudson","Mid-Hudson",null,"Zone G - Hudson Valley","Lower Hudson","Hudson Valley"]
[null,null,null,null,null,null,null,null,null,"10989Rockland","10989",10989,"Zone G - Hudson Valley","Orange and Rockland Utilities","Rockland","Mid-Hudson","Lower Hudson","Mid-Hudson","Mid-Hudson",null,"Zone G - Hudson Valley","Lower Hudson","Hudson Valley"]
[null,null,null,null,null,null,null,null,null,"10993Rockland","10993",10993,"Zone G - Hudson Valley","Orange and Rockland Utilities","Rockland","Mid-Hudson","Lower Hudson","Mid-Hudson","Mid-Hudson",null,"Zone G - Hudson Valley","Lower Hudson","Hudson Valley"]
[null,null,null,null,null,null,null,null,null,"10994Rockland","10994",10994,"Zone G - Hudson Valley","Orange and Rockland Utilities","Rockland","Mid-Hudson","Lower Hudson","Mid-Hudson","Mid-Hudson",null,"Zone G - Hudson Valley","Lower Hudson","Hudson Valley"]
[null,null,null,null,null,null,null,null,null,"12020Saratoga","12020",12020,"Zone F - Capital","National Grid","Saratoga","Capital Region","Capital District","Capital District","Capital District",null,"Zone F - Capital","Capital District","Capital District"]
[null,null,null,null,null,null,null,null,null,"12074Saratoga","12074",12074,"Zone F - Capital","National Grid","Saratoga","Capital Region","Capital District","Capital District","Capital District",null,"Zone F - Capital","Capital District","Capital District"]
[null,null,null,null,null,null,null,null,null,"12803Saratoga","12803",12803,"Zone F - Capital","National Grid","Saratoga","Capital Region","Capital District","Capital District","Capital District",null,"Zone F - Capital","Capital District","Capital District"]
[null,null,null,null,null,null,null,null,null,"12822Saratoga","12822",12822,"Zone F - Capital","National Grid","Saratoga","Capital Region","Capital District","Capital District","Capital District",null,"Zone F - Capital","Capital District","Capital District"]
[null,null,null,null,null,null,null,null,null,"12831Saratoga","12831",12831,"Zone F - Capital","National Grid","Saratoga","Capital Region","Capital District","Capital District","Capital District",null,"Zone F - Capital","Capital District","Capital District"]
[null,null,null,null,null,null,null,null,null,"12833Saratoga","12833",12833,"Zone F - Capital","National Grid","Saratoga","Capital Region","Capital District","Capital District","Capital District",null,"Zone F - Capital","Capital District","Capital District"]
[null,null,null,null,null,null,null,null,null,"12835Saratoga","12835",12835,"Zone F - Capital","National Grid","Saratoga","Capital Region","Capital District","Capital District","Capital District",null,"Zone F - Capital","Capital District","Capital District"]
[null,null,null,null,null,null,null,null,null,"12850Saratoga","12850",12850,"Zone F - Capital","National Grid","Saratoga","Capital Region","Capital District","Capital District","Capital District",null,"Zone F - Capital","Capital District","Capital District"]
[null,null,null,null,null,null,null,null,null,"12859Saratoga","12859",12859,"Zone F - Capital","National Grid","Saratoga","Capital Region","Capital District","Capital District","Capital District",null,"Zone F - Capital","Capital District","Capital District"]
[null,null,null,null,null,null,null,null,null,"12863Saratoga","12863",12863,"Zone F - Capital","National Grid","Saratoga","Capital Region","Capital District","Capital District","Capital District",null,"Zone F - Capital","Capital District","Capital District"]
[null,null,null,null,null,null,null,null,null,"12866Saratoga","12866",12866,"Zone F - Capital","National Grid","Saratoga","Capital Region","Capital District","Capital District","Capital District",null,"Zone F - Capital","Capital District","Capital District"]
[null,null,null,null,null,null,null,null,null,"12871Saratoga","12871",12871,"Zone F - Capital","National Grid","Saratoga","Capital Region","Capital District","Capital District","Capital District",null,"Zone F - Capital","Capital District","Capital District"]
[null,null,null,null,null,null,null,null,null,"12884Saratoga","12884",12884,"Zone F - Capital","National Grid","Saratoga","Capital Region","Capital District","Capital District","Capital District",null,"Zone F - Capital","Capital District","Capital District"]
[null,null,null,null,null,null,null,null,null,"12019Saratoga","12019",12019,"Zone F - Capital","National Grid","Saratoga","Capital Region","Capital District","Capital District","Capital District",null,"Zone F - Capital","Capital District","Capital District"]
[null,null,null,null,null,null,null,null,null,"12027Saratoga","12027",12027,"Zone F - Capital","National Grid","Saratoga","Capital Region","Capital District","Capital District","Capital District",null,"Zone F - Capital","Capital District","Capital District"]
[null,null,null,null,null,null,null,null,null,"12065Saratoga","12065",12065,"Zone F - Capital","National Grid","Saratoga","Capital Region","Capital District","Capital District","Capital District",null,"Zone F - Capital","Capital District","Capital District"]
[null,null,null,null,null,null,null,null,null,"12148Saratoga","12148",12148,"Zone F - Capital","National Grid","Saratoga","Capital Region","Capital District","Capital District","Capital District",null,"Zone F - Capital","Capital District","Capital District"]
[null,null,null,null,null,null,null,null,null,"12151Saratoga","12151",12151,"Zone F - Capital","National Grid","Saratoga","Capital Region","Capital District","Capital District","Capital District",null,"Zone F - Capital","Capital District","Capital District"]
[null,null,null,null,null,null,null,null,null,"12188Saratoga","12188",12188,"Zone F - Capital","National Grid","Saratoga","Capital Region","Capital District","Capital District","Capital District",null,"Zone F - Capital","Capital District","Capital District"]
[null,null,null,null,null,null,null,null,null,"12118Saratoga","12118",12118,"Zone F - Capital","NYS Electric and Gas","Saratoga","Capital Region","Capital District","Capital District","Capital District",null,"Zone F - Capital","Capital District","Capital District"]
[null,null,null,null,null,null,null,null,null,"12170Saratoga","12170",12170,"Zone F - Capital","NYS Electric and Gas","Saratoga","Capital Region","Capital District","Capital District","Capital District",null,"Zone F - Capital","Capital District","Capital District"]
[null,null,null,null,null,null,null,null,null,"12053Schenectady","12053",12053,"Zone F - Capital","National Grid","Schenectady","Capital Region","Capital District","Capital District","Capital District",null,"Zone F - Capital","Capital District","Capital District"]
[null,null,null,null,null,null,null,null,null,"12141Schenectady","12141",12141,"Zone F - Capital","National Grid","Schenectady","Capital Region","Capital District","Capital District","Capital District",null,"Zone F - Capital","Capital District","Capital District"]
[null,null,null,null,null,null,null,null,null,"12008Schenectady","12008",12008,"Zone F - Capital","National Grid","Schenectady","Capital Region","Capital District","Capital District","Capital District",null,"Zone F - Capital","Capital District","Capital District"]
[null,null,null,null,null,null,null,null,null,"12056Schenectady","12056",12056,"Zone F - Capital","National Grid","Schenectady","Capital Region","Capital District","Capital District","Capital District",null,"Zone F - Capital","Capital District","Capital District"]
[null,null,null,null,null,null,null,null,null,"12137Schenectady","12137",12137,"Zone F - Capital","National Grid","Schenectady","Capital Region","Capital District","Capital District","Capital District",null,"Zone F - Capital","Capital District","Capital District"]
[null,null,null,null,null,null,null,null,null,"12150Schenectady","12150",12150,"Zone F - Capital","National Grid","Schenectady","Capital Region","Capital District","Capital District","Capital District",null,"Zone F - Capital","Capital District","Capital District"]
[null,null,null,null,null,null,null,null,null,{"$f":"CONCATENATE(L1605,O1605)","v":"12301Schenectady"},"12301",12301,"Zone F - Capital","National Grid","Schenectady","Capital Region","Capital District","Capital District","Capital District",null,"Zone F - Capital",{"$f":"Q1605","v":"Capital District"},"Capital District"]
[null,null,null,null,null,null,null,null,null,"12302Schenectady","12302",12302,"Zone F - Capital","National Grid","Schenectady","Capital Region","Capital District","Capital District","Capital District",null,"Zone F - Capital","Capital District","Capital District"]
[null,null,null,null,null,null,null,null,null,"12303Schenectady","12303",12303,"Zone F - Capital","National Grid","Schenectady","Capital Region","Capital District","Capital District","Capital District",null,"Zone F - Capital","Capital District","Capital District"]
[null,null,null,null,null,null,null,null,null,"12304Schenectady","12304",12304,"Zone F - Capital","National Grid","Schenectady","Capital Region","Capital District","Capital District","Capital District",null,"Zone F - Capital","Capital District","Capital District"]
[null,null,null,null,null,null,null,null,null,"12305Schenectady","12305",12305,"Zone F - Capital","National Grid","Schenectady","Capital Region","Capital District","Capital District","Capital District",null,"Zone F - Capital","Capital District","Capital District"]
[null,null,null,null,null,null,null,null,null,"12306Schenectady","12306",12306,"Zone F - Capital","National Grid","Schenectady","Capital Region","Capital District","Capital District","Capital District",null,"Zone F - Capital","Capital District","Capital District"]
[null,null,null,null,null,null,null,null,null,"12307Schenectady","12307",12307,"Zone F - Capital","National Grid","Schenectady","Capital Region","Capital District","Capital District","Capital District",null,"Zone F - Capital","Capital District","Capital District"]
[null,null,null,null,null,null,null,null,null,"12308Schenectady","12308",12308,"Zone F - Capital","National Grid","Schenectady","Capital Region","Capital District","Capital District","Capital District",null,"Zone F - Capital","Capital District","Capital District"]
[null,null,null,null,null,null,null,null,null,"12309Schenectady","12309",12309,"Zone F - Capital","National Grid","Schenectady","Capital Region","Capital District","Capital District","Capital District",null,"Zone F - Capital","Capital District","Capital District"]
[null,null,null,null,null,null,null,null,null,"12325Schenectady","12325",12325,"Zone F - Capital","National Grid","Schenectady","Capital Region","Capital District","Capital District","Capital District",null,"Zone F - Capital","Capital District","Capital District"]
[null,null,null,null,null,null,null,null,null,"12345Schenectady","12345",12345,"Zone F - Capital","National Grid","Schenectady","Capital Region","Capital District","Capital District","Capital District",null,"Zone F - Capital","Capital District","Capital District"]
[null,null,null,null,null,null,null,null,null,"12093Schoharie","12093",12093,"Zone E - Mohawk Valley","NYS Electric and Gas","Schoharie","Mohawk Valley","Capital District","Capital District","Capital District",null,"Zone E - Mohawk Valley","Capital District","Capital District"]
[null,null,null,null,null,null,null,null,null,"12031Schoharie","12031",12031,"Zone F - Capital","National Grid","Schoharie","Mohawk Valley","Capital District","Capital District","Capital District",null,"Zone F - Capital","Capital District","Capital District"]
[null,null,null,null,null,null,null,null,null,"12035Schoharie","12035",12035,"Zone F - Capital","National Grid","Schoharie","Mohawk Valley","Capital District","Capital District","Capital District",null,"Zone F - Capital","Capital District","Capital District"]
[null,null,null,null,null,null,null,null,null,"12043Schoharie","12043",12043,"Zone F - Capital","National Grid","Schoharie","Mohawk Valley","Capital District","Capital District","Capital District",null,"Zone F - Capital","Capital District","Capital District"]
[null,null,null,null,null,null,null,null,null,"12066Schoharie","12066",12066,"Zone F - Capital","National Grid","Schoharie","Mohawk Valley","Capital District","Capital District","Capital District",null,"Zone F - Capital","Capital District","Capital District"]
[null,null,null,null,null,null,null,null,null,"12071Schoharie","12071",12071,"Zone F - Capital","National Grid","Schoharie","Mohawk Valley","Capital District","Capital District","Capital District",null,"Zone F - Capital","Capital District","Capital District"]
[null,null,null,null,null,null,null,null,null,"12073Schoharie","12073",12073,"Zone F - Capital","National Grid","Schoharie","Mohawk Valley","Capital District","Capital District","Capital District",null,"Zone F - Capital","Capital District","Capital District"]
[null,null,null,null,null,null,null,null,null,"12092Schoharie","12092",12092,"Zone F - Capital","National Grid","Schoharie","Mohawk Valley","Capital District","Capital District","Capital District",null,"Zone F - Capital","Capital District","Capital District"]
[null,null,null,null,null,null,null,null,null,"12122Schoharie","12122",12122,"Zone F - Capital","National Grid","Schoharie","Mohawk Valley","Capital District","Capital District","Capital District",null,"Zone F - Capital","Capital District","Capital District"]
[null,null,null,null,null,null,null,null,null,"12131Schoharie","12131",12131,"Zone F - Capital","National Grid","Schoharie","Mohawk Valley","Capital District","Capital District","Capital District",null,"Zone F - Capital","Capital District","Capital District"]
[null,null,null,null,null,null,null,null,null,"12157Schoharie","12157",12157,"Zone F - Capital","National Grid","Schoharie","Mohawk Valley","Capital District","Capital District","Capital District",null,"Zone F - Capital","Capital District","Capital District"]
[null,null,null,null,null,null,null,null,null,"12160Schoharie","12160",12160,"Zone F - Capital","National Grid","Schoharie","Mohawk Valley","Capital District","Capital District","Capital District",null,"Zone F - Capital","Capital District","Capital District"]
[null,null,null,null,null,null,null,null,null,"12175Schoharie","12175",12175,"Zone F - Capital","National Grid","Schoharie","Mohawk Valley","Capital District","Capital District","Capital District",null,"Zone F - Capital","Capital District","Capital District"]
[null,null,null,null,null,null,null,null,null,"12187Schoharie","12187",12187,"Zone F - Capital","National Grid","Schoharie","Mohawk Valley","Capital District","Capital District","Capital District",null,"Zone F - Capital","Capital District","Capital District"]
[null,null,null,null,null,null,null,null,null,"12194Schoharie","12194",12194,"Zone F - Capital","National Grid","Schoharie","Mohawk Valley","Capital District","Capital District","Capital District",null,"Zone F - Capital","Capital District","Capital District"]
[null,null,null,null,null,null,null,null,null,"13459Schoharie","13459",13459,"Zone F - Capital","National Grid","Schoharie","Mohawk Valley","Capital District","Capital District","Capital District",null,"Zone F - Capital","Capital District","Capital District"]
[null,null,null,null,null,null,null,null,null,"12076Schoharie","12076",12076,"Zone F - Capital","NYS Electric and Gas","Schoharie","Mohawk Valley","Capital District","Capital District","Capital District",null,"Zone F - Capital","Capital District","Capital District"]
[null,null,null,null,null,null,null,null,null,"12149Schoharie","12149",12149,"Zone F - Capital","Municipal Utilities","Schoharie","Mohawk Valley","Capital District","Capital District","Capital District",null,"Zone F - Capital","Capital District","Capital District"]
[null,null,null,null,null,null,null,null,null,"14818Schuyler","14818",14818,"Zone C - Central","NYS Electric and Gas","Schuyler","Southern Tier","Western","Western","Western",null,"Zone C - Central","Western","Western Region"]
[null,null,null,null,null,null,null,null,null,"14841Schuyler","14841",14841,"Zone C - Central","NYS Electric and Gas","Schuyler","Southern Tier","Western","Western","Western",null,"Zone C - Central","Western","Western Region"]
[null,null,null,null,null,null,null,null,null,"14863Schuyler","14863",14863,"Zone C - Central","NYS Electric and Gas","Schuyler","Southern Tier","Western","Western","Western",null,"Zone C - Central","Western","Western Region"]
[null,null,null,null,null,null,null,null,null,"14876Schuyler","14876",14876,"Zone C - Central","Municipal Utilities","Schuyler","Southern Tier","Western","Western","Western",null,"Zone C - Central","Western","Western Region"]
[null,null,null,null,null,null,null,null,null,"14891Schuyler","14891",14891,"Zone C - Central","Municipal Utilities","Schuyler","Southern Tier","Western","Western","Western",null,"Zone C - Central","Western","Western Region"]
[null,null,null,null,null,null,null,null,null,"14805Schuyler","14805",14805,"Zone C - Central","NYS Electric and Gas","Schuyler","Southern Tier","Western","Western","Western",null,"Zone C - Central","Western","Western Region"]
[null,null,null,null,null,null,null,null,null,"14824Schuyler","14824",14824,"Zone C - Central","NYS Electric and Gas","Schuyler","Southern Tier","Western","Western","Western",null,"Zone C - Central","Western","Western Region"]
[null,null,null,null,null,null,null,null,null,"14865Schuyler","14865",14865,"Zone C - Central","NYS Electric and Gas","Schuyler","Southern Tier","Western","Western","Western",null,"Zone C - Central","Western","Western Region"]
[null,null,null,null,null,null,null,null,null,"14869Schuyler","14869",14869,"Zone C - Central","NYS Electric and Gas","Schuyler","Southern Tier","Western","Western","Western",null,"Zone C - Central","Western","Western Region"]
[null,null,null,null,null,null,null,null,null,"14887Schuyler","14887",14887,"Zone C - Central","NYS Electric and Gas","Schuyler","Southern Tier","Western","Western","Western",null,"Zone C - Central","Western","Western Region"]
[null,null,null,null,null,null,null,null,null,"14893Schuyler","14893",14893,"Zone C - Central","NYS Electric and Gas","Schuyler","Southern Tier","Western","Western","Western",null,"Zone C - Central","Western","Western Region"]
[null,null,null,null,null,null,null,null,null,"13065Seneca","13065",13065,"Zone C - Central","NYS Electric and Gas","Seneca","Finger Lakes","Western","Western","Western",null,"Zone C - Central","Western","Western Region"]
[null,null,null,null,null,null,null,null,null,"13148Seneca","13148",13148,"Zone C - Central","NYS Electric and Gas","Seneca","Finger Lakes","Western","Western","Western",null,"Zone C - Central","Western","Western Region"]
[null,null,null,null,null,null,null,null,null,"13165Seneca","13165",13165,"Zone C - Central","NYS Electric and Gas","Seneca","Finger Lakes","Western","Western","Western",null,"Zone C - Central","Western","Western Region"]
[null,null,null,null,null,null,null,null,null,"14541Seneca","14541",14541,"Zone C - Central","NYS Electric and Gas","Seneca","Finger Lakes","Western","Western","Western",null,"Zone C - Central","Western","Western Region"]
[null,null,null,null,null,null,null,null,null,"14521Seneca","14521",14521,"Zone C - Central","NYS Electric and Gas","Seneca","Finger Lakes","Western","Western","Western",null,"Zone C - Central","Western","Western Region"]
[null,null,null,null,null,null,null,null,null,"14588Seneca","14588",14588,"Zone C - Central","NYS Electric and Gas","Seneca","Finger Lakes","Western","Western","Western",null,"Zone C - Central","Western","Western Region"]
[null,null,null,null,null,null,null,null,null,"14847Seneca","14847",14847,"Zone C - Central","NYS Electric and Gas","Seneca","Finger Lakes","Western","Western","Western",null,"Zone C - Central","Western","Western Region"]
[null,null,null,null,null,null,null,null,null,"14860Seneca","14860",14860,"Zone C - Central","NYS Electric and Gas","Seneca","Finger Lakes","Western","Western","Western",null,"Zone C - Central","Western","Western Region"]
[null,null,null,null,null,null,null,null,null,"13662St. Lawrence","13662",13662,"Zone E - Mohawk Valley","Municipal Utilities","St. Lawrence","North Country","North County","North Country","North Country",null,"Zone E - Mohawk Valley","North County","North Country"]
[null,null,null,null,null,null,null,null,null,"12922St. Lawrence","12922",12922,"Zone E - Mohawk Valley","National Grid","St. Lawrence","North Country","North County","North Country","North Country",null,"Zone E - Mohawk Valley","North County","North Country"]
[null,null,null,null,null,null,null,null,null,"12927St. Lawrence","12927",12927,"Zone E - Mohawk Valley","National Grid","St. Lawrence","North Country","North County","North Country","North Country",null,"Zone E - Mohawk Valley","North County","North Country"]
[null,null,null,null,null,null,null,null,null,"12949St. Lawrence","12949",12949,"Zone E - Mohawk Valley","National Grid","St. Lawrence","North Country","North County","North Country","North Country",null,"Zone E - Mohawk Valley","North County","North Country"]
[null,null,null,null,null,null,null,null,null,"12965St. Lawrence","12965",12965,"Zone E - Mohawk Valley","National Grid","St. Lawrence","North Country","North County","North Country","North Country",null,"Zone E - Mohawk Valley","North County","North Country"]
[null,null,null,null,null,null,null,null,null,"12967St. Lawrence","12967",12967,"Zone E - Mohawk Valley","National Grid","St. Lawrence","North Country","North County","North Country","North Country",null,"Zone E - Mohawk Valley","North County","North Country"]
[null,null,null,null,null,null,null,null,null,"12973St. Lawrence","12973",12973,"Zone E - Mohawk Valley","National Grid","St. Lawrence","North Country","North County","North Country","North Country",null,"Zone E - Mohawk Valley","North County","North Country"]
[null,null,null,null,null,null,null,null,null,"13613St. Lawrence","13613",13613,"Zone E - Mohawk Valley","National Grid","St. Lawrence","North Country","North County","North Country","North Country",null,"Zone E - Mohawk Valley","North County","North Country"]
[null,null,null,null,null,null,null,null,null,"13614St. Lawrence","13614",13614,"Zone E - Mohawk Valley","National Grid","St. Lawrence","North Country","North County","North Country","North Country",null,"Zone E - Mohawk Valley","North County","North Country"]
[null,null,null,null,null,null,null,null,null,"13617St. Lawrence","13617",13617,"Zone E - Mohawk Valley","National Grid","St. Lawrence","North Country","North County","North Country","North Country",null,"Zone E - Mohawk Valley","North County","North Country"]
[null,null,null,null,null,null,null,null,null,"13621St. Lawrence","13621",13621,"Zone E - Mohawk Valley","National Grid","St. Lawrence","North Country","North County","North Country","North Country",null,"Zone E - Mohawk Valley","North County","North Country"]
[null,null,null,null,null,null,null,null,null,"13623St. Lawrence","13623",13623,"Zone E - Mohawk Valley","National Grid","St. Lawrence","North Country","North County","North Country","North Country",null,"Zone E - Mohawk Valley","North County","North Country"]
[null,null,null,null,null,null,null,null,null,"13625St. Lawrence","13625",13625,"Zone E - Mohawk Valley","National Grid","St. Lawrence","North Country","North County","North Country","North Country",null,"Zone E - Mohawk Valley","North County","North Country"]
[null,null,null,null,null,null,null,null,null,"13630St. Lawrence","13630",13630,"Zone E - Mohawk Valley","National Grid","St. Lawrence","North Country","North County","North Country","North Country",null,"Zone E - Mohawk Valley","North County","North Country"]
[null,null,null,null,null,null,null,null,null,"13633St. Lawrence","13633",13633,"Zone E - Mohawk Valley","National Grid","St. Lawrence","North Country","North County","North Country","North Country",null,"Zone E - Mohawk Valley","North County","North Country"]
[null,null,null,null,null,null,null,null,null,"13635St. Lawrence","13635",13635,"Zone E - Mohawk Valley","National Grid","St. Lawrence","North Country","North County","North Country","North Country",null,"Zone E - Mohawk Valley","North County","North Country"]
[null,null,null,null,null,null,null,null,null,{"$f":"CONCATENATE(L1669,O1669)","v":"13639St. Lawrence"},"13639",13639,"Zone E - Mohawk Valley","National Grid","St. Lawrence","North Country","North County","North Country","North Country",null,"Zone E - Mohawk Valley",{"$f":"Q1669","v":"North County"},"North Country"]
[null,null,null,null,null,null,null,null,null,"13642St. Lawrence","13642",13642,"Zone E - Mohawk Valley","National Grid","St. Lawrence","North Country","North County","North Country","North Country",null,"Zone E - Mohawk Valley","North County","North Country"]
[null,null,null,null,null,null,null,null,null,"13645St. Lawrence","13645",13645,"Zone E - Mohawk Valley","National Grid","St. Lawrence","North Country","North County","North Country","North Country",null,"Zone E - Mohawk Valley","North County","North Country"]
[null,null,null,null,null,null,null,null,null,"13646St. Lawrence","13646",13646,"Zone E - Mohawk Valley","National Grid","St. Lawrence","North Country","North County","North Country","North Country",null,"Zone E - Mohawk Valley","North County","North Country"]
[null,null,null,null,null,null,null,null,null,"13647St. Lawrence","13647",13647,"Zone E - Mohawk Valley","National Grid","St. Lawrence","North Country","North County","North Country","North Country",null,"Zone E - Mohawk Valley","North County","North Country"]
[null,null,null,null,null,null,null,null,null,"13649St. Lawrence","13649",13649,"Zone E - Mohawk Valley","National Grid","St. Lawrence","North Country","North County","North Country","North Country",null,"Zone E - Mohawk Valley","North County","North Country"]
[null,null,null,null,null,null,null,null,null,"13652St. Lawrence","13652",13652,"Zone E - Mohawk Valley","National Grid","St. Lawrence","North Country","North County","North Country","North Country",null,"Zone E - Mohawk Valley","North County","North Country"]
[null,null,null,null,null,null,null,null,null,"13654St. Lawrence","13654",13654,"Zone E - Mohawk Valley","National Grid","St. Lawrence","North Country","North County","North Country","North Country",null,"Zone E - Mohawk Valley","North County","North Country"]
[null,null,null,null,null,null,null,null,null,"13658St. Lawrence","13658",13658,"Zone E - Mohawk Valley","National Grid","St. Lawrence","North Country","North County","North Country","North Country",null,"Zone E - Mohawk Valley","North County","North Country"]
[null,null,null,null,null,null,null,null,null,"13660St. Lawrence","13660",13660,"Zone E - Mohawk Valley","National Grid","St. Lawrence","North Country","North County","North Country","North Country",null,"Zone E - Mohawk Valley","North County","North Country"]
[null,null,null,null,null,null,null,null,null,"13664St. Lawrence","13664",13664,"Zone E - Mohawk Valley","National Grid","St. Lawrence","North Country","North County","North Country","North Country",null,"Zone E - Mohawk Valley","North County","North Country"]
[null,null,null,null,null,null,null,null,null,"13666St. Lawrence","13666",13666,"Zone E - Mohawk Valley","National Grid","St. Lawrence","North Country","North County","North Country","North Country",null,"Zone E - Mohawk Valley","North County","North Country"]
[null,null,null,null,null,null,null,null,null,"13667St. Lawrence","13667",13667,"Zone E - Mohawk Valley","National Grid","St. Lawrence","North Country","North County","North Country","North Country",null,"Zone E - Mohawk Valley","North County","North Country"]
[null,null,null,null,null,null,null,null,null,"13668St. Lawrence","13668",13668,"Zone E - Mohawk Valley","National Grid","St. Lawrence","North Country","North County","North Country","North Country",null,"Zone E - Mohawk Valley","North County","North Country"]
[null,null,null,null,null,null,null,null,null,"13669St. Lawrence","13669",13669,"Zone E - Mohawk Valley","National Grid","St. Lawrence","North Country","North County","North Country","North Country",null,"Zone E - Mohawk Valley","North County","North Country"]
[null,null,null,null,null,null,null,null,null,"13670St. Lawrence","13670",13670,"Zone E - Mohawk Valley","National Grid","St. Lawrence","North Country","North County","North Country","North Country",null,"Zone E - Mohawk Valley","North County","North Country"]
[null,null,null,null,null,null,null,null,null,"13672St. Lawrence","13672",13672,"Zone E - Mohawk Valley","National Grid","St. Lawrence","North Country","North County","North Country","North Country",null,"Zone E - Mohawk Valley","North County","North Country"]
[null,null,null,null,null,null,null,null,null,"13676St. Lawrence","13676",13676,"Zone E - Mohawk Valley","National Grid","St. Lawrence","North Country","North County","North Country","North Country",null,"Zone E - Mohawk Valley","North County","North Country"]
[null,null,null,null,null,null,null,null,null,"13677St. Lawrence","13677",13677,"Zone E - Mohawk Valley","National Grid","St. Lawrence","North Country","North County","North Country","North Country",null,"Zone E - Mohawk Valley","North County","North Country"]
[null,null,null,null,null,null,null,null,null,"13678St. Lawrence","13678",13678,"Zone E - Mohawk Valley","National Grid","St. Lawrence","North Country","North County","North Country","North Country",null,"Zone E - Mohawk Valley","North County","North Country"]
[null,null,null,null,null,null,null,null,null,"13680St. Lawrence","13680",13680,"Zone E - Mohawk Valley","National Grid","St. Lawrence","North Country","North County","North Country","North Country",null,"Zone E - Mohawk Valley","North County","North Country"]
[null,null,null,null,null,null,null,null,null,"13681St. Lawrence","13681",13681,"Zone E - Mohawk Valley","National Grid","St. Lawrence","North Country","North County","North Country","North Country",null,"Zone E - Mohawk Valley","North County","North Country"]
[null,null,null,null,null,null,null,null,null,"13684St. Lawrence","13684",13684,"Zone E - Mohawk Valley","National Grid","St. Lawrence","North Country","North County","North Country","North Country",null,"Zone E - Mohawk Valley","North County","North Country"]
[null,null,null,null,null,null,null,null,null,"13687St. Lawrence","13687",13687,"Zone E - Mohawk Valley","National Grid","St. Lawrence","North Country","North County","North Country","North Country",null,"Zone E - Mohawk Valley","North County","North Country"]
[null,null,null,null,null,null,null,null,null,"13690St. Lawrence","13690",13690,"Zone E - Mohawk Valley","National Grid","St. Lawrence","North Country","North County","North Country","North Country",null,"Zone E - Mohawk Valley","North County","North Country"]
[null,null,null,null,null,null,null,null,null,"13694St. Lawrence","13694",13694,"Zone E - Mohawk Valley","National Grid","St. Lawrence","North Country","North County","North Country","North Country",null,"Zone E - Mohawk Valley","North County","North Country"]
[null,null,null,null,null,null,null,null,null,"13695St. Lawrence","13695",13695,"Zone E - Mohawk Valley","National Grid","St. Lawrence","North Country","North County","North Country","North Country",null,"Zone E - Mohawk Valley","North County","North Country"]
[null,null,null,null,null,null,null,null,null,"13696St. Lawrence","13696",13696,"Zone E - Mohawk Valley","National Grid","St. Lawrence","North Country","North County","North Country","North Country",null,"Zone E - Mohawk Valley","North County","North Country"]
[null,null,null,null,null,null,null,null,null,"13697St. Lawrence","13697",13697,"Zone E - Mohawk Valley","National Grid","St. Lawrence","North Country","North County","North Country","North Country",null,"Zone E - Mohawk Valley","North County","North Country"]
[null,null,null,null,null,null,null,null,null,"13699St. Lawrence","13699",13699,"Zone E - Mohawk Valley","National Grid","St. Lawrence","North Country","North County","North Country","North Country",null,"Zone E - Mohawk Valley","North County","North Country"]
[null,null,null,null,null,null,null,null,null,"14529Steuben","14529",14529,"Zone C - Central","NYS Electric and Gas","Steuben","Southern Tier","Western","Western","Western",null,"Zone C - Central","Western","Western Region"]
[null,null,null,null,null,null,null,null,null,"14572Steuben","14572",14572,"Zone C - Central","NYS Electric and Gas","Steuben","Southern Tier","Western","Western","Western",null,"Zone C - Central","Western","Western Region"]
[null,null,null,null,null,null,null,null,null,"14807Steuben","14807",14807,"Zone C - Central","NYS Electric and Gas","Steuben","Southern Tier","Western","Western","Western",null,"Zone C - Central","Western","Western Region"]
[null,null,null,null,null,null,null,null,null,"14808Steuben","14808",14808,"Zone C - Central","NYS Electric and Gas","Steuben","Southern Tier","Western","Western","Western",null,"Zone C - Central","Western","Western Region"]
[null,null,null,null,null,null,null,null,null,"14809Steuben","14809",14809,"Zone C - Central","NYS Electric and Gas","Steuben","Southern Tier","Western","Western","Western",null,"Zone C - Central","Western","Western Region"]
[null,null,null,null,null,null,null,null,null,"14823Steuben","14823",14823,"Zone C - Central","NYS Electric and Gas","Steuben","Southern Tier","Western","Western","Western",null,"Zone C - Central","Western","Western Region"]
[null,null,null,null,null,null,null,null,null,"14826Steuben","14826",14826,"Zone C - Central","NYS Electric and Gas","Steuben","Southern Tier","Western","Western","Western",null,"Zone C - Central","Western","Western Region"]
[null,null,null,null,null,null,null,null,null,"14839Steuben","14839",14839,"Zone C - Central","NYS Electric and Gas","Steuben","Southern Tier","Western","Western","Western",null,"Zone C - Central","Western","Western Region"]
[null,null,null,null,null,null,null,null,null,"14843Steuben","14843",14843,"Zone C - Central","NYS Electric and Gas","Steuben","Southern Tier","Western","Western","Western",null,"Zone C - Central","Western","Western Region"]
[null,null,null,null,null,null,null,null,null,"14855Steuben","14855",14855,"Zone C - Central","NYS Electric and Gas","Steuben","Southern Tier","Western","Western","Western",null,"Zone C - Central","Western","Western Region"]
[null,null,null,null,null,null,null,null,null,"14877Steuben","14877",14877,"Zone C - Central","NYS Electric and Gas","Steuben","Southern Tier","Western","Western","Western",null,"Zone C - Central","Western","Western Region"]
[null,null,null,null,null,null,null,null,null,"14885Steuben","14885",14885,"Zone C - Central","NYS Electric and Gas","Steuben","Southern Tier","Western","Western","Western",null,"Zone C - Central","Western","Western Region"]
[null,null,null,null,null,null,null,null,null,"14810Steuben","14810",14810,"Zone C - Central","Municipal Utilities","Steuben","Southern Tier","Western","Western","Western",null,"Zone C - Central","Western","Western Region"]
[null,null,null,null,null,null,null,null,null,"14856Steuben","14856",14856,"Zone C - Central","Municipal Utilities","Steuben","Southern Tier","Western","Western","Western",null,"Zone C - Central","Western","Western Region"]
[null,null,null,null,null,null,null,null,null,"14801Steuben","14801",14801,"Zone C - Central","NYS Electric and Gas","Steuben","Southern Tier","Western","Western","Western",null,"Zone C - Central","Western","Western Region"]
[null,null,null,null,null,null,null,null,null,"14815Steuben","14815",14815,"Zone C - Central","NYS Electric and Gas","Steuben","Southern Tier","Western","Western","Western",null,"Zone C - Central","Western","Western Region"]
[null,null,null,null,null,null,null,null,null,"14819Steuben","14819",14819,"Zone C - Central","NYS Electric and Gas","Steuben","Southern Tier","Western","Western","Western",null,"Zone C - Central","Western","Western Region"]
[null,null,null,null,null,null,null,null,null,"14820Steuben","14820",14820,"Zone C - Central","NYS Electric and Gas","Steuben","Southern Tier","Western","Western","Western",null,"Zone C - Central","Western","Western Region"]
[null,null,null,null,null,null,null,null,null,"14821Steuben","14821",14821,"Zone C - Central","NYS Electric and Gas","Steuben","Southern Tier","Western","Western","Western",null,"Zone C - Central","Western","Western Region"]
[null,null,null,null,null,null,null,null,null,"14827Steuben","14827",14827,"Zone C - Central","NYS Electric and Gas","Steuben","Southern Tier","Western","Western","Western",null,"Zone C - Central","Western","Western Region"]
[null,null,null,null,null,null,null,null,null,"14830Steuben","14830",14830,"Zone C - Central","NYS Electric and Gas","Steuben","Southern Tier","Western","Western","Western",null,"Zone C - Central","Western","Western Region"]
[null,null,null,null,null,null,null,null,null,"14831Steuben","14831",14831,"Zone C - Central","NYS Electric and Gas","Steuben","Southern Tier","Western","Western","Western",null,"Zone C - Central","Western","Western Region"]
[null,null,null,null,null,null,null,null,null,"14840Steuben","14840",14840,"Zone C - Central","NYS Electric and Gas","Steuben","Southern Tier","Western","Western","Western",null,"Zone C - Central","Western","Western Region"]
[null,null,null,null,null,null,null,null,null,"14858Steuben","14858",14858,"Zone C - Central","NYS Electric and Gas","Steuben","Southern Tier","Western","Western","Western",null,"Zone C - Central","Western","Western Region"]
[null,null,null,null,null,null,null,null,null,"14870Steuben","14870",14870,"Zone C - Central","NYS Electric and Gas","Steuben","Southern Tier","Western","Western","Western",null,"Zone C - Central","Western","Western Region"]
[null,null,null,null,null,null,null,null,null,"14873Steuben","14873",14873,"Zone C - Central","NYS Electric and Gas","Steuben","Southern Tier","Western","Western","Western",null,"Zone C - Central","Western","Western Region"]
[null,null,null,null,null,null,null,null,null,"14874Steuben","14874",14874,"Zone C - Central","NYS Electric and Gas","Steuben","Southern Tier","Western","Western","Western",null,"Zone C - Central","Western","Western Region"]
[null,null,null,null,null,null,null,null,null,"14879Steuben","14879",14879,"Zone C - Central","NYS Electric and Gas","Steuben","Southern Tier","Western","Western","Western",null,"Zone C - Central","Western","Western Region"]
[null,null,null,null,null,null,null,null,null,"14898Steuben","14898",14898,"Zone C - Central","NYS Electric and Gas","Steuben","Southern Tier","Western","Western","Western",null,"Zone C - Central","Western","Western Region"]
[null,null,null,null,null,null,null,null,null,"11944Suffolk","11944",11944,"Zone K - Long Island","Municipal Utilities","Suffolk","Long Island","Long Island",{"$error":"#N/A"},{"$error":"#N/A"},null,"Zone K - Long Island","Long Island","Long Island"]
[null,null,null,null,null,null,null,null,null,"00501Suffolk","00501","00501","Zone K - Long Island","Long Island Power Authority","Suffolk","Long Island","Long Island",{"$error":"#N/A"},{"$error":"#N/A"},null,"Zone K - Long Island","Long Island","Long Island"]
[null,null,null,null,null,null,null,null,null,"00544Suffolk","00544","00544","Zone K - Long Island","Long Island Power Authority","Suffolk","Long Island","Long Island",{"$error":"#N/A"},{"$error":"#N/A"},null,"Zone K - Long Island","Long Island","Long Island"]
[null,null,null,null,null,null,null,null,null,"11713Suffolk","11713",11713,"Zone K - Long Island","Long Island Power Authority","Suffolk","Long Island","Long Island",{"$error":"#N/A"},{"$error":"#N/A"},null,"Zone K - Long Island","Long Island","Long Island"]
[null,null,null,null,null,null,null,null,null,"11715Suffolk","11715",11715,"Zone K - Long Island","Long Island Power Authority","Suffolk","Long Island","Long Island",{"$error":"#N/A"},{"$error":"#N/A"},null,"Zone K - Long Island","Long Island","Long Island"]
[null,null,null,null,null,null,null,null,null,{"$f":"CONCATENATE(L1733,O1733)","v":"11719Suffolk"},"11719",11719,"Zone K - Long Island","Long Island Power Authority","Suffolk","Long Island","Long Island",{"$error":"#N/A"},{"$error":"#N/A"},null,"Zone K - Long Island",{"$f":"Q1733","v":"Long Island"},"Long Island"]
[null,null,null,null,null,null,null,null,null,"11720Suffolk","11720",11720,"Zone K - Long Island","Long Island Power Authority","Suffolk","Long Island","Long Island",{"$error":"#N/A"},{"$error":"#N/A"},null,"Zone K - Long Island","Long Island","Long Island"]
[null,null,null,null,null,null,null,null,null,"11727Suffolk","11727",11727,"Zone K - Long Island","Long Island Power Authority","Suffolk","Long Island","Long Island",{"$error":"#N/A"},{"$error":"#N/A"},null,"Zone K - Long Island","Long Island","Long Island"]
[null,null,null,null,null,null,null,null,null,"11733Suffolk","11733",11733,"Zone K - Long Island","Long Island Power Authority","Suffolk","Long Island","Long Island",{"$error":"#N/A"},{"$error":"#N/A"},null,"Zone K - Long Island","Long Island","Long Island"]
[null,null,null,null,null,null,null,null,null,"11738Suffolk","11738",11738,"Zone K - Long Island","Long Island Power Authority","Suffolk","Long Island","Long Island",{"$error":"#N/A"},{"$error":"#N/A"},null,"Zone K - Long Island","Long Island","Long Island"]
[null,null,null,null,null,null,null,null,null,"11742Suffolk","11742",11742,"Zone K - Long Island","Long Island Power Authority","Suffolk","Long Island","Long Island",{"$error":"#N/A"},{"$error":"#N/A"},null,"Zone K - Long Island","Long Island","Long Island"]
[null,null,null,null,null,null,null,null,null,"11755Suffolk","11755",11755,"Zone K - Long Island","Long Island Power Authority","Suffolk","Long Island","Long Island",{"$error":"#N/A"},{"$error":"#N/A"},null,"Zone K - Long Island","Long Island","Long Island"]
[null,null,null,null,null,null,null,null,null,"11763Suffolk","11763",11763,"Zone K - Long Island","Long Island Power Authority","Suffolk","Long Island","Long Island",{"$error":"#N/A"},{"$error":"#N/A"},null,"Zone K - Long Island","Long Island","Long Island"]
[null,null,null,null,null,null,null,null,null,"11764Suffolk","11764",11764,"Zone K - Long Island","Long Island Power Authority","Suffolk","Long Island","Long Island",{"$error":"#N/A"},{"$error":"#N/A"},null,"Zone K - Long Island","Long Island","Long Island"]
[null,null,null,null,null,null,null,null,null,"11766Suffolk","11766",11766,"Zone K - Long Island","Long Island Power Authority","Suffolk","Long Island","Long Island",{"$error":"#N/A"},{"$error":"#N/A"},null,"Zone K - Long Island","Long Island","Long Island"]
[null,null,null,null,null,null,null,null,null,"11772Suffolk","11772",11772,"Zone K - Long Island","Long Island Power Authority","Suffolk","Long Island","Long Island",{"$error":"#N/A"},{"$error":"#N/A"},null,"Zone K - Long Island","Long Island","Long Island"]
[null,null,null,null,null,null,null,null,null,"11776Suffolk","11776",11776,"Zone K - Long Island","Long Island Power Authority","Suffolk","Long Island","Long Island",{"$error":"#N/A"},{"$error":"#N/A"},null,"Zone K - Long Island","Long Island","Long Island"]
[null,null,null,null,null,null,null,null,null,"11777Suffolk","11777",11777,"Zone K - Long Island","Long Island Power Authority","Suffolk","Long Island","Long Island",{"$error":"#N/A"},{"$error":"#N/A"},null,"Zone K - Long Island","Long Island","Long Island"]
[null,null,null,null,null,null,null,null,null,"11778Suffolk","11778",11778,"Zone K - Long Island","Long Island Power Authority","Suffolk","Long Island","Long Island",{"$error":"#N/A"},{"$error":"#N/A"},null,"Zone K - Long Island","Long Island","Long Island"]
[null,null,null,null,null,null,null,null,null,"11784Suffolk","11784",11784,"Zone K - Long Island","Long Island Power Authority","Suffolk","Long Island","Long Island",{"$error":"#N/A"},{"$error":"#N/A"},null,"Zone K - Long Island","Long Island","Long Island"]
[null,null,null,null,null,null,null,null,null,"11786Suffolk","11786",11786,"Zone K - Long Island","Long Island Power Authority","Suffolk","Long Island","Long Island",{"$error":"#N/A"},{"$error":"#N/A"},null,"Zone K - Long Island","Long Island","Long Island"]
[null,null,null,null,null,null,null,null,null,"11789Suffolk","11789",11789,"Zone K - Long Island","Long Island Power Authority","Suffolk","Long Island","Long Island",{"$error":"#N/A"},{"$error":"#N/A"},null,"Zone K - Long Island","Long Island","Long Island"]
[null,null,null,null,null,null,null,null,null,"11790Suffolk","11790",11790,"Zone K - Long Island","Long Island Power Authority","Suffolk","Long Island","Long Island",{"$error":"#N/A"},{"$error":"#N/A"},null,"Zone K - Long Island","Long Island","Long Island"]
[null,null,null,null,null,null,null,null,null,"11792Suffolk","11792",11792,"Zone K - Long Island","Long Island Power Authority","Suffolk","Long Island","Long Island",{"$error":"#N/A"},{"$error":"#N/A"},null,"Zone K - Long Island","Long Island","Long Island"]
[null,null,null,null,null,null,null,null,null,"11794Suffolk","11794",11794,"Zone K - Long Island","Long Island Power Authority","Suffolk","Long Island","Long Island",{"$error":"#N/A"},{"$error":"#N/A"},null,"Zone K - Long Island","Long Island","Long Island"]
[null,null,null,null,null,null,null,null,null,"11901Suffolk","11901",11901,"Zone K - Long Island","Long Island Power Authority","Suffolk","Long Island","Long Island",{"$error":"#N/A"},{"$error":"#N/A"},null,"Zone K - Long Island","Long Island","Long Island"]
[null,null,null,null,null,null,null,null,null,"11930Suffolk","11930",11930,"Zone K - Long Island","Long Island Power Authority","Suffolk","Long Island","Long Island",{"$error":"#N/A"},{"$error":"#N/A"},null,"Zone K - Long Island","Long Island","Long Island"]
[null,null,null,null,null,null,null,null,null,"11931Suffolk","11931",11931,"Zone K - Long Island","Long Island Power Authority","Suffolk","Long Island","Long Island",{"$error":"#N/A"},{"$error":"#N/A"},null,"Zone K - Long Island","Long Island","Long Island"]
[null,null,null,null,null,null,null,null,null,"11932Suffolk","11932",11932,"Zone K - Long Island","Long Island Power Authority","Suffolk","Long Island","Long Island",{"$error":"#N/A"},{"$error":"#N/A"},null,"Zone K - Long Island","Long Island","Long Island"]
[null,null,null,null,null,null,null,null,null,"11933Suffolk","11933",11933,"Zone K - Long Island","Long Island Power Authority","Suffolk","Long Island","Long Island",{"$error":"#N/A"},{"$error":"#N/A"},null,"Zone K - Long Island","Long Island","Long Island"]
[null,null,null,null,null,null,null,null,null,"11934Suffolk","11934",11934,"Zone K - Long Island","Long Island Power Authority","Suffolk","Long Island","Long Island",{"$error":"#N/A"},{"$error":"#N/A"},null,"Zone K - Long Island","Long Island","Long Island"]
[null,null,null,null,null,null,null,null,null,"11935Suffolk","11935",11935,"Zone K - Long Island","Long Island Power Authority","Suffolk","Long Island","Long Island",{"$error":"#N/A"},{"$error":"#N/A"},null,"Zone K - Long Island","Long Island","Long Island"]
[null,null,null,null,null,null,null,null,null,"11937Suffolk","11937",11937,"Zone K - Long Island","Long Island Power Authority","Suffolk","Long Island","Long Island",{"$error":"#N/A"},{"$error":"#N/A"},null,"Zone K - Long Island","Long Island","Long Island"]
[null,null,null,null,null,null,null,null,null,"11939Suffolk","11939",11939,"Zone K - Long Island","Long Island Power Authority","Suffolk","Long Island","Long Island",{"$error":"#N/A"},{"$error":"#N/A"},null,"Zone K - Long Island","Long Island","Long Island"]
[null,null,null,null,null,null,null,null,null,"11940Suffolk","11940",11940,"Zone K - Long Island","Long Island Power Authority","Suffolk","Long Island","Long Island",{"$error":"#N/A"},{"$error":"#N/A"},null,"Zone K - Long Island","Long Island","Long Island"]
[null,null,null,null,null,null,null,null,null,"11941Suffolk","11941",11941,"Zone K - Long Island","Long Island Power Authority","Suffolk","Long Island","Long Island",{"$error":"#N/A"},{"$error":"#N/A"},null,"Zone K - Long Island","Long Island","Long Island"]
[null,null,null,null,null,null,null,null,null,"11942Suffolk","11942",11942,"Zone K - Long Island","Long Island Power Authority","Suffolk","Long Island","Long Island",{"$error":"#N/A"},{"$error":"#N/A"},null,"Zone K - Long Island","Long Island","Long Island"]
[null,null,null,null,null,null,null,null,null,"11946Suffolk","11946",11946,"Zone K - Long Island","Long Island Power Authority","Suffolk","Long Island","Long Island",{"$error":"#N/A"},{"$error":"#N/A"},null,"Zone K - Long Island","Long Island","Long Island"]
[null,null,null,null,null,null,null,null,null,"11947Suffolk","11947",11947,"Zone K - Long Island","Long Island Power Authority","Suffolk","Long Island","Long Island",{"$error":"#N/A"},{"$error":"#N/A"},null,"Zone K - Long Island","Long Island","Long Island"]
[null,null,null,null,null,null,null,null,null,"11948Suffolk","11948",11948,"Zone K - Long Island","Long Island Power Authority","Suffolk","Long Island","Long Island",{"$error":"#N/A"},{"$error":"#N/A"},null,"Zone K - Long Island","Long Island","Long Island"]
[null,null,null,null,null,null,null,null,null,"11949Suffolk","11949",11949,"Zone K - Long Island","Long Island Power Authority","Suffolk","Long Island","Long Island",{"$error":"#N/A"},{"$error":"#N/A"},null,"Zone K - Long Island","Long Island","Long Island"]
[null,null,null,null,null,null,null,null,null,"11950Suffolk","11950",11950,"Zone K - Long Island","Long Island Power Authority","Suffolk","Long Island","Long Island",{"$error":"#N/A"},{"$error":"#N/A"},null,"Zone K - Long Island","Long Island","Long Island"]
[null,null,null,null,null,null,null,null,null,"11951Suffolk","11951",11951,"Zone K - Long Island","Long Island Power Authority","Suffolk","Long Island","Long Island",{"$error":"#N/A"},{"$error":"#N/A"},null,"Zone K - Long Island","Long Island","Long Island"]
[null,null,null,null,null,null,null,null,null,"11952Suffolk","11952",11952,"Zone K - Long Island","Long Island Power Authority","Suffolk","Long Island","Long Island",{"$error":"#N/A"},{"$error":"#N/A"},null,"Zone K - Long Island","Long Island","Long Island"]
[null,null,null,null,null,null,null,null,null,"11953Suffolk","11953",11953,"Zone K - Long Island","Long Island Power Authority","Suffolk","Long Island","Long Island",{"$error":"#N/A"},{"$error":"#N/A"},null,"Zone K - Long Island","Long Island","Long Island"]
[null,null,null,null,null,null,null,null,null,"11954Suffolk","11954",11954,"Zone K - Long Island","Long Island Power Authority","Suffolk","Long Island","Long Island",{"$error":"#N/A"},{"$error":"#N/A"},null,"Zone K - Long Island","Long Island","Long Island"]
[null,null,null,null,null,null,null,null,null,"11955Suffolk","11955",11955,"Zone K - Long Island","Long Island Power Authority","Suffolk","Long Island","Long Island",{"$error":"#N/A"},{"$error":"#N/A"},null,"Zone K - Long Island","Long Island","Long Island"]
[null,null,null,null,null,null,null,null,null,"11957Suffolk","11957",11957,"Zone K - Long Island","Long Island Power Authority","Suffolk","Long Island","Long Island",{"$error":"#N/A"},{"$error":"#N/A"},null,"Zone K - Long Island","Long Island","Long Island"]
[null,null,null,null,null,null,null,null,null,"11958Suffolk","11958",11958,"Zone K - Long Island","Long Island Power Authority","Suffolk","Long Island","Long Island",{"$error":"#N/A"},{"$error":"#N/A"},null,"Zone K - Long Island","Long Island","Long Island"]
[null,null,null,null,null,null,null,null,null,"11959Suffolk","11959",11959,"Zone K - Long Island","Long Island Power Authority","Suffolk","Long Island","Long Island",{"$error":"#N/A"},{"$error":"#N/A"},null,"Zone K - Long Island","Long Island","Long Island"]
[null,null,null,null,null,null,null,null,null,"11960Suffolk","11960",11960,"Zone K - Long Island","Long Island Power Authority","Suffolk","Long Island","Long Island",{"$error":"#N/A"},{"$error":"#N/A"},null,"Zone K - Long Island","Long Island","Long Island"]
[null,null,null,null,null,null,null,null,null,"11961Suffolk","11961",11961,"Zone K - Long Island","Long Island Power Authority","Suffolk","Long Island","Long Island",{"$error":"#N/A"},{"$error":"#N/A"},null,"Zone K - Long Island","Long Island","Long Island"]
[null,null,null,null,null,null,null,null,null,"11962Suffolk","11962",11962,"Zone K - Long Island","Long Island Power Authority","Suffolk","Long Island","Long Island",{"$error":"#N/A"},{"$error":"#N/A"},null,"Zone K - Long Island","Long Island","Long Island"]
[null,null,null,null,null,null,null,null,null,"11963Suffolk","11963",11963,"Zone K - Long Island","Long Island Power Authority","Suffolk","Long Island","Long Island",{"$error":"#N/A"},{"$error":"#N/A"},null,"Zone K - Long Island","Long Island","Long Island"]
[null,null,null,null,null,null,null,null,null,"11964Suffolk","11964",11964,"Zone K - Long Island","Long Island Power Authority","Suffolk","Long Island","Long Island",{"$error":"#N/A"},{"$error":"#N/A"},null,"Zone K - Long Island","Long Island","Long Island"]
[null,null,null,null,null,null,null,null,null,"11965Suffolk","11965",11965,"Zone K - Long Island","Long Island Power Authority","Suffolk","Long Island","Long Island",{"$error":"#N/A"},{"$error":"#N/A"},null,"Zone K - Long Island","Long Island","Long Island"]
[null,null,null,null,null,null,null,null,null,"11967Suffolk","11967",11967,"Zone K - Long Island","Long Island Power Authority","Suffolk","Long Island","Long Island",{"$error":"#N/A"},{"$error":"#N/A"},null,"Zone K - Long Island","Long Island","Long Island"]
[null,null,null,null,null,null,null,null,null,"11968Suffolk","11968",11968,"Zone K - Long Island","Long Island Power Authority","Suffolk","Long Island","Long Island",{"$error":"#N/A"},{"$error":"#N/A"},null,"Zone K - Long Island","Long Island","Long Island"]
[null,null,null,null,null,null,null,null,null,"11969Suffolk","11969",11969,"Zone K - Long Island","Long Island Power Authority","Suffolk","Long Island","Long Island",{"$error":"#N/A"},{"$error":"#N/A"},null,"Zone K - Long Island","Long Island","Long Island"]
[null,null,null,null,null,null,null,null,null,"11970Suffolk","11970",11970,"Zone K - Long Island","Long Island Power Authority","Suffolk","Long Island","Long Island",{"$error":"#N/A"},{"$error":"#N/A"},null,"Zone K - Long Island","Long Island","Long Island"]
[null,null,null,null,null,null,null,null,null,"11971Suffolk","11971",11971,"Zone K - Long Island","Long Island Power Authority","Suffolk","Long Island","Long Island",{"$error":"#N/A"},{"$error":"#N/A"},null,"Zone K - Long Island","Long Island","Long Island"]
[null,null,null,null,null,null,null,null,null,"11972Suffolk","11972",11972,"Zone K - Long Island","Long Island Power Authority","Suffolk","Long Island","Long Island",{"$error":"#N/A"},{"$error":"#N/A"},null,"Zone K - Long Island","Long Island","Long Island"]
[null,null,null,null,null,null,null,null,null,"11973Suffolk","11973",11973,"Zone K - Long Island","Long Island Power Authority","Suffolk","Long Island","Long Island",{"$error":"#N/A"},{"$error":"#N/A"},null,"Zone K - Long Island","Long Island","Long Island"]
[null,null,null,null,null,null,null,null,null,"11975Suffolk","11975",11975,"Zone K - Long Island","Long Island Power Authority","Suffolk","Long Island","Long Island",{"$error":"#N/A"},{"$error":"#N/A"},null,"Zone K - Long Island","Long Island","Long Island"]
[null,null,null,null,null,null,null,null,null,"11976Suffolk","11976",11976,"Zone K - Long Island","Long Island Power Authority","Suffolk","Long Island","Long Island",{"$error":"#N/A"},{"$error":"#N/A"},null,"Zone K - Long Island","Long Island","Long Island"]
[null,null,null,null,null,null,null,null,null,"11977Suffolk","11977",11977,"Zone K - Long Island","Long Island Power Authority","Suffolk","Long Island","Long Island",{"$error":"#N/A"},{"$error":"#N/A"},null,"Zone K - Long Island","Long Island","Long Island"]
[null,null,null,null,null,null,null,null,null,"11978Suffolk","11978",11978,"Zone K - Long Island","Long Island Power Authority","Suffolk","Long Island","Long Island",{"$error":"#N/A"},{"$error":"#N/A"},null,"Zone K - Long Island","Long Island","Long Island"]
[null,null,null,null,null,null,null,null,null,"11980Suffolk","11980",11980,"Zone K - Long Island","Long Island Power Authority","Suffolk","Long Island","Long Island",{"$error":"#N/A"},{"$error":"#N/A"},null,"Zone K - Long Island","Long Island","Long Island"]
[null,null,null,null,null,null,null,null,null,"11701Suffolk","11701",11701,"Zone K - Long Island","Long Island Power Authority","Suffolk","Long Island","Long Island",{"$error":"#N/A"},{"$error":"#N/A"},null,"Zone K - Long Island","Long Island","Long Island"]
[null,null,null,null,null,null,null,null,null,{"$f":"CONCATENATE(L1797,O1797)","v":"11702Suffolk"},"11702",11702,"Zone K - Long Island","Long Island Power Authority","Suffolk","Long Island","Long Island",{"$error":"#N/A"},{"$error":"#N/A"},null,"Zone K - Long Island",{"$f":"Q1797","v":"Long Island"},"Long Island"]
[null,null,null,null,null,null,null,null,null,"11703Suffolk","11703",11703,"Zone K - Long Island","Long Island Power Authority","Suffolk","Long Island","Long Island",{"$error":"#N/A"},{"$error":"#N/A"},null,"Zone K - Long Island","Long Island","Long Island"]
[null,null,null,null,null,null,null,null,null,"11704Suffolk","11704",11704,"Zone K - Long Island","Long Island Power Authority","Suffolk","Long Island","Long Island",{"$error":"#N/A"},{"$error":"#N/A"},null,"Zone K - Long Island","Long Island","Long Island"]
[null,null,null,null,null,null,null,null,null,"11705Suffolk","11705",11705,"Zone K - Long Island","Long Island Power Authority","Suffolk","Long Island","Long Island",{"$error":"#N/A"},{"$error":"#N/A"},null,"Zone K - Long Island","Long Island","Long Island"]
[null,null,null,null,null,null,null,null,null,"11706Suffolk","11706",11706,"Zone K - Long Island","Long Island Power Authority","Suffolk","Long Island","Long Island",{"$error":"#N/A"},{"$error":"#N/A"},null,"Zone K - Long Island","Long Island","Long Island"]
[null,null,null,null,null,null,null,null,null,"11707Suffolk","11707",11707,"Zone K - Long Island","Long Island Power Authority","Suffolk","Long Island","Long Island",{"$error":"#N/A"},{"$error":"#N/A"},null,"Zone K - Long Island","Long Island","Long Island"]
[null,null,null,null,null,null,null,null,null,"11716Suffolk","11716",11716,"Zone K - Long Island","Long Island Power Authority","Suffolk","Long Island","Long Island",{"$error":"#N/A"},{"$error":"#N/A"},null,"Zone K - Long Island","Long Island","Long Island"]
[null,null,null,null,null,null,null,null,null,"11717Suffolk","11717",11717,"Zone K - Long Island","Long Island Power Authority","Suffolk","Long Island","Long Island",{"$error":"#N/A"},{"$error":"#N/A"},null,"Zone K - Long Island","Long Island","Long Island"]
[null,null,null,null,null,null,null,null,null,"11718Suffolk","11718",11718,"Zone K - Long Island","Long Island Power Authority","Suffolk","Long Island","Long Island",{"$error":"#N/A"},{"$error":"#N/A"},null,"Zone K - Long Island","Long Island","Long Island"]
[null,null,null,null,null,null,null,null,null,"11721Suffolk","11721",11721,"Zone K - Long Island","Long Island Power Authority","Suffolk","Long Island","Long Island",{"$error":"#N/A"},{"$error":"#N/A"},null,"Zone K - Long Island","Long Island","Long Island"]
[null,null,null,null,null,null,null,null,null,"11722Suffolk","11722",11722,"Zone K - Long Island","Long Island Power Authority","Suffolk","Long Island","Long Island",{"$error":"#N/A"},{"$error":"#N/A"},null,"Zone K - Long Island","Long Island","Long Island"]
[null,null,null,null,null,null,null,null,null,"11724Suffolk","11724",11724,"Zone K - Long Island","Long Island Power Authority","Suffolk","Long Island","Long Island",{"$error":"#N/A"},{"$error":"#N/A"},null,"Zone K - Long Island","Long Island","Long Island"]
[null,null,null,null,null,null,null,null,null,"11725Suffolk","11725",11725,"Zone K - Long Island","Long Island Power Authority","Suffolk","Long Island","Long Island",{"$error":"#N/A"},{"$error":"#N/A"},null,"Zone K - Long Island","Long Island","Long Island"]
[null,null,null,null,null,null,null,null,null,"11726Suffolk","11726",11726,"Zone K - Long Island","Long Island Power Authority","Suffolk","Long Island","Long Island",{"$error":"#N/A"},{"$error":"#N/A"},null,"Zone K - Long Island","Long Island","Long Island"]
[null,null,null,null,null,null,null,null,null,"11729Suffolk","11729",11729,"Zone K - Long Island","Long Island Power Authority","Suffolk","Long Island","Long Island",{"$error":"#N/A"},{"$error":"#N/A"},null,"Zone K - Long Island","Long Island","Long Island"]
[null,null,null,null,null,null,null,null,null,"11730Suffolk","11730",11730,"Zone K - Long Island","Long Island Power Authority","Suffolk","Long Island","Long Island",{"$error":"#N/A"},{"$error":"#N/A"},null,"Zone K - Long Island","Long Island","Long Island"]
[null,null,null,null,null,null,null,null,null,"11731Suffolk","11731",11731,"Zone K - Long Island","Long Island Power Authority","Suffolk","Long Island","Long Island",{"$error":"#N/A"},{"$error":"#N/A"},null,"Zone K - Long Island","Long Island","Long Island"]
[null,null,null,null,null,null,null,null,null,"11737Suffolk","11737",11737,"Zone K - Long Island","Long Island Power Authority","Suffolk","Long Island","Long Island",{"$error":"#N/A"},{"$error":"#N/A"},null,"Zone K - Long Island","Long Island","Long Island"]
[null,null,null,null,null,null,null,null,null,"11739Suffolk","11739",11739,"Zone K - Long Island","Long Island Power Authority","Suffolk","Long Island","Long Island",{"$error":"#N/A"},{"$error":"#N/A"},null,"Zone K - Long Island","Long Island","Long Island"]
[null,null,null,null,null,null,null,null,null,"11740Suffolk","11740",11740,"Zone K - Long Island","Long Island Power Authority","Suffolk","Long Island","Long Island",{"$error":"#N/A"},{"$error":"#N/A"},null,"Zone K - Long Island","Long Island","Long Island"]
[null,null,null,null,null,null,null,null,null,"11741Suffolk","11741",11741,"Zone K - Long Island","Long Island Power Authority","Suffolk","Long Island","Long Island",{"$error":"#N/A"},{"$error":"#N/A"},null,"Zone K - Long Island","Long Island","Long Island"]
[null,null,null,null,null,null,null,null,null,"11743Suffolk","11743",11743,"Zone K - Long Island","Long Island Power Authority","Suffolk","Long Island","Long Island",{"$error":"#N/A"},{"$error":"#N/A"},null,"Zone K - Long Island","Long Island","Long Island"]
[null,null,null,null,null,null,null,null,null,"11746Suffolk","11746",11746,"Zone K - Long Island","Long Island Power Authority","Suffolk","Long Island","Long Island",{"$error":"#N/A"},{"$error":"#N/A"},null,"Zone K - Long Island","Long Island","Long Island"]
[null,null,null,null,null,null,null,null,null,"11747Suffolk","11747",11747,"Zone K - Long Island","Long Island Power Authority","Suffolk","Long Island","Long Island",{"$error":"#N/A"},{"$error":"#N/A"},null,"Zone K - Long Island","Long Island","Long Island"]
[null,null,null,null,null,null,null,null,null,"11749Suffolk","11749",11749,"Zone K - Long Island","Long Island Power Authority","Suffolk","Long Island","Long Island",{"$error":"#N/A"},{"$error":"#N/A"},null,"Zone K - Long Island","Long Island","Long Island"]
[null,null,null,null,null,null,null,null,null,"11751Suffolk","11751",11751,"Zone K - Long Island","Long Island Power Authority","Suffolk","Long Island","Long Island",{"$error":"#N/A"},{"$error":"#N/A"},null,"Zone K - Long Island","Long Island","Long Island"]
[null,null,null,null,null,null,null,null,null,"11752Suffolk","11752",11752,"Zone K - Long Island","Long Island Power Authority","Suffolk","Long Island","Long Island",{"$error":"#N/A"},{"$error":"#N/A"},null,"Zone K - Long Island","Long Island","Long Island"]
[null,null,null,null,null,null,null,null,null,"11754Suffolk","11754",11754,"Zone K - Long Island","Long Island Power Authority","Suffolk","Long Island","Long Island",{"$error":"#N/A"},{"$error":"#N/A"},null,"Zone K - Long Island","Long Island","Long Island"]
[null,null,null,null,null,null,null,null,null,"11757Suffolk","11757",11757,"Zone K - Long Island","Long Island Power Authority","Suffolk","Long Island","Long Island",{"$error":"#N/A"},{"$error":"#N/A"},null,"Zone K - Long Island","Long Island","Long Island"]
[null,null,null,null,null,null,null,null,null,"11760Suffolk","11760",11760,"Zone K - Long Island","Long Island Power Authority","Suffolk","Long Island","Long Island",{"$error":"#N/A"},{"$error":"#N/A"},null,"Zone K - Long Island","Long Island","Long Island"]
[null,null,null,null,null,null,null,null,null,"11767Suffolk","11767",11767,"Zone K - Long Island","Long Island Power Authority","Suffolk","Long Island","Long Island",{"$error":"#N/A"},{"$error":"#N/A"},null,"Zone K - Long Island","Long Island","Long Island"]
[null,null,null,null,null,null,null,null,null,"11768Suffolk","11768",11768,"Zone K - Long Island","Long Island Power Authority","Suffolk","Long Island","Long Island",{"$error":"#N/A"},{"$error":"#N/A"},null,"Zone K - Long Island","Long Island","Long Island"]
[null,null,null,null,null,null,null,null,null,"11769Suffolk","11769",11769,"Zone K - Long Island","Long Island Power Authority","Suffolk","Long Island","Long Island",{"$error":"#N/A"},{"$error":"#N/A"},null,"Zone K - Long Island","Long Island","Long Island"]
[null,null,null,null,null,null,null,null,null,"11770Suffolk","11770",11770,"Zone K - Long Island","Long Island Power Authority","Suffolk","Long Island","Long Island",{"$error":"#N/A"},{"$error":"#N/A"},null,"Zone K - Long Island","Long Island","Long Island"]
[null,null,null,null,null,null,null,null,null,"11775Suffolk","11775",11775,"Zone K - Long Island","Long Island Power Authority","Suffolk","Long Island","Long Island",{"$error":"#N/A"},{"$error":"#N/A"},null,"Zone K - Long Island","Long Island","Long Island"]
[null,null,null,null,null,null,null,null,null,"11779Suffolk","11779",11779,"Zone K - Long Island","Long Island Power Authority","Suffolk","Long Island","Long Island",{"$error":"#N/A"},{"$error":"#N/A"},null,"Zone K - Long Island","Long Island","Long Island"]
[null,null,null,null,null,null,null,null,null,"11780Suffolk","11780",11780,"Zone K - Long Island","Long Island Power Authority","Suffolk","Long Island","Long Island",{"$error":"#N/A"},{"$error":"#N/A"},null,"Zone K - Long Island","Long Island","Long Island"]
[null,null,null,null,null,null,null,null,null,"11782Suffolk","11782",11782,"Zone K - Long Island","Long Island Power Authority","Suffolk","Long Island","Long Island",{"$error":"#N/A"},{"$error":"#N/A"},null,"Zone K - Long Island","Long Island","Long Island"]
[null,null,null,null,null,null,null,null,null,"11787Suffolk","11787",11787,"Zone K - Long Island","Long Island Power Authority","Suffolk","Long Island","Long Island",{"$error":"#N/A"},{"$error":"#N/A"},null,"Zone K - Long Island","Long Island","Long Island"]
[null,null,null,null,null,null,null,null,null,"11788Suffolk","11788",11788,"Zone K - Long Island","Long Island Power Authority","Suffolk","Long Island","Long Island",{"$error":"#N/A"},{"$error":"#N/A"},null,"Zone K - Long Island","Long Island","Long Island"]
[null,null,null,null,null,null,null,null,null,"11795Suffolk","11795",11795,"Zone K - Long Island","Long Island Power Authority","Suffolk","Long Island","Long Island",{"$error":"#N/A"},{"$error":"#N/A"},null,"Zone K - Long Island","Long Island","Long Island"]
[null,null,null,null,null,null,null,null,null,"11796Suffolk","11796",11796,"Zone K - Long Island","Long Island Power Authority","Suffolk","Long Island","Long Island",{"$error":"#N/A"},{"$error":"#N/A"},null,"Zone K - Long Island","Long Island","Long Island"]
[null,null,null,null,null,null,null,null,null,"11798Suffolk","11798",11798,"Zone K - Long Island","Long Island Power Authority","Suffolk","Long Island","Long Island",{"$error":"#N/A"},{"$error":"#N/A"},null,"Zone K - Long Island","Long Island","Long Island"]
[null,null,null,null,null,null,null,null,null,"06390Suffolk","06390","06390",null,"Municipal Utilities","Suffolk","Long Island","Long Island",{"$error":"#N/A"},{"$error":"#N/A"},null,null,"Long Island","Long Island"]
[null,null,null,null,null,null,null,null,null,"11956Suffolk","11956",11956,null,null,"Suffolk","Long Island","Long Island",{"$error":"#N/A"},{"$error":"#N/A"},null,null,"Long Island","Long Island"]
[null,null,null,null,null,null,null,null,null,"12725Sullivan","12725",12725,"Zone E - Mohawk Valley","Central Hudson Gas and Electric","Sullivan","Mid-Hudson","Upper Hudson","Mid-Hudson","Mid-Hudson",null,"Zone E - Mohawk Valley","Upper Hudson","Hudson Valley"]
[null,null,null,null,null,null,null,null,null,"12740Sullivan","12740",12740,"Zone E - Mohawk Valley","Central Hudson Gas and Electric","Sullivan","Mid-Hudson","Upper Hudson","Mid-Hudson","Mid-Hudson",null,"Zone E - Mohawk Valley","Upper Hudson","Hudson Valley"]
[null,null,null,null,null,null,null,null,null,"12701Sullivan","12701",12701,"Zone E - Mohawk Valley","NYS Electric and Gas","Sullivan","Mid-Hudson","Upper Hudson","Mid-Hudson","Mid-Hudson",null,"Zone E - Mohawk Valley","Upper Hudson","Hudson Valley"]
[null,null,null,null,null,null,null,null,null,"12720Sullivan","12720",12720,"Zone E - Mohawk Valley","NYS Electric and Gas","Sullivan","Mid-Hudson","Upper Hudson","Mid-Hudson","Mid-Hudson",null,"Zone E - Mohawk Valley","Upper Hudson","Hudson Valley"]
[null,null,null,null,null,null,null,null,null,"12723Sullivan","12723",12723,"Zone E - Mohawk Valley","NYS Electric and Gas","Sullivan","Mid-Hudson","Upper Hudson","Mid-Hudson","Mid-Hudson",null,"Zone E - Mohawk Valley","Upper Hudson","Hudson Valley"]
[null,null,null,null,null,null,null,null,null,"12724Sullivan","12724",12724,"Zone E - Mohawk Valley","NYS Electric and Gas","Sullivan","Mid-Hudson","Upper Hudson","Mid-Hudson","Mid-Hudson",null,"Zone E - Mohawk Valley","Upper Hudson","Hudson Valley"]
[null,null,null,null,null,null,null,null,null,"12726Sullivan","12726",12726,"Zone E - Mohawk Valley","NYS Electric and Gas","Sullivan","Mid-Hudson","Upper Hudson","Mid-Hudson","Mid-Hudson",null,"Zone E - Mohawk Valley","Upper Hudson","Hudson Valley"]
[null,null,null,null,null,null,null,null,null,"12727Sullivan","12727",12727,"Zone E - Mohawk Valley","NYS Electric and Gas","Sullivan","Mid-Hudson","Upper Hudson","Mid-Hudson","Mid-Hudson",null,"Zone E - Mohawk Valley","Upper Hudson","Hudson Valley"]
[null,null,null,null,null,null,null,null,null,"12733Sullivan","12733",12733,"Zone E - Mohawk Valley","NYS Electric and Gas","Sullivan","Mid-Hudson","Upper Hudson","Mid-Hudson","Mid-Hudson",null,"Zone E - Mohawk Valley","Upper Hudson","Hudson Valley"]
[null,null,null,null,null,null,null,null,null,"12734Sullivan","12734",12734,"Zone E - Mohawk Valley","NYS Electric and Gas","Sullivan","Mid-Hudson","Upper Hudson","Mid-Hudson","Mid-Hudson",null,"Zone E - Mohawk Valley","Upper Hudson","Hudson Valley"]
[null,null,null,null,null,null,null,null,null,"12736Sullivan","12736",12736,"Zone E - Mohawk Valley","NYS Electric and Gas","Sullivan","Mid-Hudson","Upper Hudson","Mid-Hudson","Mid-Hudson",null,"Zone E - Mohawk Valley","Upper Hudson","Hudson Valley"]
[null,null,null,null,null,null,null,null,null,"12738Sullivan","12738",12738,"Zone E - Mohawk Valley","NYS Electric and Gas","Sullivan","Mid-Hudson","Upper Hudson","Mid-Hudson","Mid-Hudson",null,"Zone E - Mohawk Valley","Upper Hudson","Hudson Valley"]
[null,null,null,null,null,null,null,null,null,"12741Sullivan","12741",12741,"Zone E - Mohawk Valley","NYS Electric and Gas","Sullivan","Mid-Hudson","Upper Hudson","Mid-Hudson","Mid-Hudson",null,"Zone E - Mohawk Valley","Upper Hudson","Hudson Valley"]
[null,null,null,null,null,null,null,null,null,"12742Sullivan","12742",12742,"Zone E - Mohawk Valley","NYS Electric and Gas","Sullivan","Mid-Hudson","Upper Hudson","Mid-Hudson","Mid-Hudson",null,"Zone E - Mohawk Valley","Upper Hudson","Hudson Valley"]
[null,null,null,null,null,null,null,null,null,"12745Sullivan","12745",12745,"Zone E - Mohawk Valley","NYS Electric and Gas","Sullivan","Mid-Hudson","Upper Hudson","Mid-Hudson","Mid-Hudson",null,"Zone E - Mohawk Valley","Upper Hudson","Hudson Valley"]
[null,null,null,null,null,null,null,null,null,"12747Sullivan","12747",12747,"Zone E - Mohawk Valley","NYS Electric and Gas","Sullivan","Mid-Hudson","Upper Hudson","Mid-Hudson","Mid-Hudson",null,"Zone E - Mohawk Valley","Upper Hudson","Hudson Valley"]
[null,null,null,null,null,null,null,null,null,"12748Sullivan","12748",12748,"Zone E - Mohawk Valley","NYS Electric and Gas","Sullivan","Mid-Hudson","Upper Hudson","Mid-Hudson","Mid-Hudson",null,"Zone E - Mohawk Valley","Upper Hudson","Hudson Valley"]
[null,null,null,null,null,null,null,null,null,"12749Sullivan","12749",12749,"Zone E - Mohawk Valley","NYS Electric and Gas","Sullivan","Mid-Hudson","Upper Hudson","Mid-Hudson","Mid-Hudson",null,"Zone E - Mohawk Valley","Upper Hudson","Hudson Valley"]
[null,null,null,null,null,null,null,null,null,"12750Sullivan","12750",12750,"Zone E - Mohawk Valley","NYS Electric and Gas","Sullivan","Mid-Hudson","Upper Hudson","Mid-Hudson","Mid-Hudson",null,"Zone E - Mohawk Valley","Upper Hudson","Hudson Valley"]
[null,null,null,null,null,null,null,null,null,{"$f":"CONCATENATE(L1861,O1861)","v":"12751Sullivan"},"12751",12751,"Zone E - Mohawk Valley","NYS Electric and Gas","Sullivan","Mid-Hudson","Upper Hudson","Mid-Hudson","Mid-Hudson",null,"Zone E - Mohawk Valley",{"$f":"Q1861","v":"Upper Hudson"},"Hudson Valley"]
[null,null,null,null,null,null,null,null,null,"12752Sullivan","12752",12752,"Zone E - Mohawk Valley","NYS Electric and Gas","Sullivan","Mid-Hudson","Upper Hudson","Mid-Hudson","Mid-Hudson",null,"Zone E - Mohawk Valley","Upper Hudson","Hudson Valley"]
[null,null,null,null,null,null,null,null,null,"12754Sullivan","12754",12754,"Zone E - Mohawk Valley","NYS Electric and Gas","Sullivan","Mid-Hudson","Upper Hudson","Mid-Hudson","Mid-Hudson",null,"Zone E - Mohawk Valley","Upper Hudson","Hudson Valley"]
[null,null,null,null,null,null,null,null,null,"12758Sullivan","12758",12758,"Zone E - Mohawk Valley","NYS Electric and Gas","Sullivan","Mid-Hudson","Upper Hudson","Mid-Hudson","Mid-Hudson",null,"Zone E - Mohawk Valley","Upper Hudson","Hudson Valley"]
[null,null,null,null,null,null,null,null,null,"12759Sullivan","12759",12759,"Zone E - Mohawk Valley","NYS Electric and Gas","Sullivan","Mid-Hudson","Upper Hudson","Mid-Hudson","Mid-Hudson",null,"Zone E - Mohawk Valley","Upper Hudson","Hudson Valley"]
[null,null,null,null,null,null,null,null,null,"12760Sullivan","12760",12760,"Zone E - Mohawk Valley","NYS Electric and Gas","Sullivan","Mid-Hudson","Upper Hudson","Mid-Hudson","Mid-Hudson",null,"Zone E - Mohawk Valley","Upper Hudson","Hudson Valley"]
[null,null,null,null,null,null,null,null,null,"12762Sullivan","12762",12762,"Zone E - Mohawk Valley","NYS Electric and Gas","Sullivan","Mid-Hudson","Upper Hudson","Mid-Hudson","Mid-Hudson",null,"Zone E - Mohawk Valley","Upper Hudson","Hudson Valley"]
[null,null,null,null,null,null,null,null,null,"12763Sullivan","12763",12763,"Zone E - Mohawk Valley","NYS Electric and Gas","Sullivan","Mid-Hudson","Upper Hudson","Mid-Hudson","Mid-Hudson",null,"Zone E - Mohawk Valley","Upper Hudson","Hudson Valley"]
[null,null,null,null,null,null,null,null,null,"12764Sullivan","12764",12764,"Zone E - Mohawk Valley","NYS Electric and Gas","Sullivan","Mid-Hudson","Upper Hudson","Mid-Hudson","Mid-Hudson",null,"Zone E - Mohawk Valley","Upper Hudson","Hudson Valley"]
[null,null,null,null,null,null,null,null,null,"12765Sullivan","12765",12765,"Zone E - Mohawk Valley","NYS Electric and Gas","Sullivan","Mid-Hudson","Upper Hudson","Mid-Hudson","Mid-Hudson",null,"Zone E - Mohawk Valley","Upper Hudson","Hudson Valley"]
[null,null,null,null,null,null,null,null,null,"12766Sullivan","12766",12766,"Zone E - Mohawk Valley","NYS Electric and Gas","Sullivan","Mid-Hudson","Upper Hudson","Mid-Hudson","Mid-Hudson",null,"Zone E - Mohawk Valley","Upper Hudson","Hudson Valley"]
[null,null,null,null,null,null,null,null,null,"12767Sullivan","12767",12767,"Zone E - Mohawk Valley","NYS Electric and Gas","Sullivan","Mid-Hudson","Upper Hudson","Mid-Hudson","Mid-Hudson",null,"Zone E - Mohawk Valley","Upper Hudson","Hudson Valley"]
[null,null,null,null,null,null,null,null,null,"12768Sullivan","12768",12768,"Zone E - Mohawk Valley","NYS Electric and Gas","Sullivan","Mid-Hudson","Upper Hudson","Mid-Hudson","Mid-Hudson",null,"Zone E - Mohawk Valley","Upper Hudson","Hudson Valley"]
[null,null,null,null,null,null,null,null,null,"12775Sullivan","12775",12775,"Zone E - Mohawk Valley","NYS Electric and Gas","Sullivan","Mid-Hudson","Upper Hudson","Mid-Hudson","Mid-Hudson",null,"Zone E - Mohawk Valley","Upper Hudson","Hudson Valley"]
[null,null,null,null,null,null,null,null,null,"12778Sullivan","12778",12778,"Zone E - Mohawk Valley","NYS Electric and Gas","Sullivan","Mid-Hudson","Upper Hudson","Mid-Hudson","Mid-Hudson",null,"Zone E - Mohawk Valley","Upper Hudson","Hudson Valley"]
[null,null,null,null,null,null,null,null,null,"12779Sullivan","12779",12779,"Zone E - Mohawk Valley","NYS Electric and Gas","Sullivan","Mid-Hudson","Upper Hudson","Mid-Hudson","Mid-Hudson",null,"Zone E - Mohawk Valley","Upper Hudson","Hudson Valley"]
[null,null,null,null,null,null,null,null,null,"12783Sullivan","12783",12783,"Zone E - Mohawk Valley","NYS Electric and Gas","Sullivan","Mid-Hudson","Upper Hudson","Mid-Hudson","Mid-Hudson",null,"Zone E - Mohawk Valley","Upper Hudson","Hudson Valley"]
[null,null,null,null,null,null,null,null,null,"12784Sullivan","12784",12784,"Zone E - Mohawk Valley","NYS Electric and Gas","Sullivan","Mid-Hudson","Upper Hudson","Mid-Hudson","Mid-Hudson",null,"Zone E - Mohawk Valley","Upper Hudson","Hudson Valley"]
[null,null,null,null,null,null,null,null,null,"12786Sullivan","12786",12786,"Zone E - Mohawk Valley","NYS Electric and Gas","Sullivan","Mid-Hudson","Upper Hudson","Mid-Hudson","Mid-Hudson",null,"Zone E - Mohawk Valley","Upper Hudson","Hudson Valley"]
[null,null,null,null,null,null,null,null,null,"12787Sullivan","12787",12787,"Zone E - Mohawk Valley","NYS Electric and Gas","Sullivan","Mid-Hudson","Upper Hudson","Mid-Hudson","Mid-Hudson",null,"Zone E - Mohawk Valley","Upper Hudson","Hudson Valley"]
[null,null,null,null,null,null,null,null,null,"12788Sullivan","12788",12788,"Zone E - Mohawk Valley","NYS Electric and Gas","Sullivan","Mid-Hudson","Upper Hudson","Mid-Hudson","Mid-Hudson",null,"Zone E - Mohawk Valley","Upper Hudson","Hudson Valley"]
[null,null,null,null,null,null,null,null,null,"12789Sullivan","12789",12789,"Zone E - Mohawk Valley","NYS Electric and Gas","Sullivan","Mid-Hudson","Upper Hudson","Mid-Hudson","Mid-Hudson",null,"Zone E - Mohawk Valley","Upper Hudson","Hudson Valley"]
[null,null,null,null,null,null,null,null,null,"12791Sullivan","12791",12791,"Zone E - Mohawk Valley","NYS Electric and Gas","Sullivan","Mid-Hudson","Upper Hudson","Mid-Hudson","Mid-Hudson",null,"Zone E - Mohawk Valley","Upper Hudson","Hudson Valley"]
[null,null,null,null,null,null,null,null,null,"12777Sullivan","12777",12777,"Zone E - Mohawk Valley","Orange and Rockland Utilities","Sullivan","Mid-Hudson","Upper Hudson","Mid-Hudson","Mid-Hudson",null,"Zone E - Mohawk Valley","Upper Hudson","Hudson Valley"]
[null,null,null,null,null,null,null,null,null,"12790Sullivan","12790",12790,"Zone E - Mohawk Valley","Orange and Rockland Utilities","Sullivan","Mid-Hudson","Upper Hudson","Mid-Hudson","Mid-Hudson",null,"Zone E - Mohawk Valley","Upper Hudson","Hudson Valley"]
[null,null,null,null,null,null,null,null,null,"12719Sullivan","12719",12719,"Zone G - Hudson Valley","NYS Electric and Gas","Sullivan","Mid-Hudson","Upper Hudson","Mid-Hudson","Mid-Hudson",null,"Zone G - Hudson Valley","Upper Hudson","Hudson Valley"]
[null,null,null,null,null,null,null,null,null,"12732Sullivan","12732",12732,"Zone G - Hudson Valley","NYS Electric and Gas","Sullivan","Mid-Hudson","Upper Hudson","Mid-Hudson","Mid-Hudson",null,"Zone G - Hudson Valley","Upper Hudson","Hudson Valley"]
[null,null,null,null,null,null,null,null,null,"12743Sullivan","12743",12743,"Zone G - Hudson Valley","NYS Electric and Gas","Sullivan","Mid-Hudson","Upper Hudson","Mid-Hudson","Mid-Hudson",null,"Zone G - Hudson Valley","Upper Hudson","Hudson Valley"]
[null,null,null,null,null,null,null,null,null,"12792Sullivan","12792",12792,"Zone G - Hudson Valley","NYS Electric and Gas","Sullivan","Mid-Hudson","Upper Hudson","Mid-Hudson","Mid-Hudson",null,"Zone G - Hudson Valley","Upper Hudson","Hudson Valley"]
[null,null,null,null,null,null,null,null,null,"12721Sullivan","12721",12721,"Zone G - Hudson Valley","Orange and Rockland Utilities","Sullivan","Mid-Hudson","Upper Hudson","Mid-Hudson","Mid-Hudson",null,"Zone G - Hudson Valley","Upper Hudson","Hudson Valley"]
[null,null,null,null,null,null,null,null,null,"12722Sullivan","12722",12722,"Zone G - Hudson Valley","Orange and Rockland Utilities","Sullivan","Mid-Hudson","Upper Hudson","Mid-Hudson","Mid-Hudson",null,"Zone G - Hudson Valley","Upper Hudson","Hudson Valley"]
[null,null,null,null,null,null,null,null,null,"12737Sullivan","12737",12737,"Zone G - Hudson Valley","Orange and Rockland Utilities","Sullivan","Mid-Hudson","Upper Hudson","Mid-Hudson","Mid-Hudson",null,"Zone G - Hudson Valley","Upper Hudson","Hudson Valley"]
[null,null,null,null,null,null,null,null,null,"12769Sullivan","12769",12769,"Zone G - Hudson Valley","Orange and Rockland Utilities","Sullivan","Mid-Hudson","Upper Hudson","Mid-Hudson","Mid-Hudson",null,"Zone G - Hudson Valley","Upper Hudson","Hudson Valley"]
[null,null,null,null,null,null,null,null,null,"12770Sullivan","12770",12770,"Zone G - Hudson Valley","Orange and Rockland Utilities","Sullivan","Mid-Hudson","Upper Hudson","Mid-Hudson","Mid-Hudson",null,"Zone G - Hudson Valley","Upper Hudson","Hudson Valley"]
[null,null,null,null,null,null,null,null,null,"12781Sullivan","12781",12781,"Zone G - Hudson Valley","Orange and Rockland Utilities","Sullivan","Mid-Hudson","Upper Hudson","Mid-Hudson","Mid-Hudson",null,"Zone G - Hudson Valley","Upper Hudson","Hudson Valley"]
[null,null,null,null,null,null,null,null,null,"13743Tioga","13743",13743,"Zone C - Central","NYS Electric and Gas","Tioga","Southern Tier","Central","Central","Central",null,"Zone C - Central","Central","Central Region"]
[null,null,null,null,null,null,null,null,null,"13864Tioga","13864",13864,"Zone C - Central","NYS Electric and Gas","Tioga","Southern Tier","Central","Central","Central",null,"Zone C - Central","Central","Central Region"]
[null,null,null,null,null,null,null,null,null,"14859Tioga","14859",14859,"Zone C - Central","NYS Electric and Gas","Tioga","Southern Tier","Central","Central","Central",null,"Zone C - Central","Central","Central Region"]
[null,null,null,null,null,null,null,null,null,"14883Tioga","14883",14883,"Zone C - Central","NYS Electric and Gas","Tioga","Southern Tier","Central","Central","Central",null,"Zone C - Central","Central","Central Region"]
[null,null,null,null,null,null,null,null,null,"13732Tioga","13732",13732,"Zone C - Central","NYS Electric and Gas","Tioga","Southern Tier","Central","Central","Central",null,"Zone C - Central","Central","Central Region"]
[null,null,null,null,null,null,null,null,null,"13734Tioga","13734",13734,"Zone C - Central","NYS Electric and Gas","Tioga","Southern Tier","Central","Central","Central",null,"Zone C - Central","Central","Central Region"]
[null,null,null,null,null,null,null,null,null,"13736Tioga","13736",13736,"Zone C - Central","NYS Electric and Gas","Tioga","Southern Tier","Central","Central","Central",null,"Zone C - Central","Central","Central Region"]
[null,null,null,null,null,null,null,null,null,"13811Tioga","13811",13811,"Zone C - Central","NYS Electric and Gas","Tioga","Southern Tier","Central","Central","Central",null,"Zone C - Central","Central","Central Region"]
[null,null,null,null,null,null,null,null,null,"13812Tioga","13812",13812,"Zone C - Central","NYS Electric and Gas","Tioga","Southern Tier","Central","Central","Central",null,"Zone C - Central","Central","Central Region"]
[null,null,null,null,null,null,null,null,null,"13827Tioga","13827",13827,"Zone C - Central","NYS Electric and Gas","Tioga","Southern Tier","Central","Central","Central",null,"Zone C - Central","Central","Central Region"]
[null,null,null,null,null,null,null,null,null,"13835Tioga","13835",13835,"Zone C - Central","NYS Electric and Gas","Tioga","Southern Tier","Central","Central","Central",null,"Zone C - Central","Central","Central Region"]
[null,null,null,null,null,null,null,null,null,"13840Tioga","13840",13840,"Zone C - Central","NYS Electric and Gas","Tioga","Southern Tier","Central","Central","Central",null,"Zone C - Central","Central","Central Region"]
[null,null,null,null,null,null,null,null,null,"13845Tioga","13845",13845,"Zone C - Central","NYS Electric and Gas","Tioga","Southern Tier","Central","Central","Central",null,"Zone C - Central","Central","Central Region"]
[null,null,null,null,null,null,null,null,null,"14892Tioga","14892",14892,"Zone C - Central","Municipal Utilities","Tioga","Southern Tier","Central","Central","Central",null,"Zone C - Central","Central","Central Region"]
[null,null,null,null,null,null,null,null,null,"13073Tompkins","13073",13073,"Zone C - Central","Municipal Utilities","Tompkins","Southern Tier","Central","Central","Central",null,"Zone C - Central","Central","Central Region"]
[null,null,null,null,null,null,null,null,null,"13053Tompkins","13053",13053,"Zone C - Central","NYS Electric and Gas","Tompkins","Southern Tier","Central","Central","Central",null,"Zone C - Central","Central","Central Region"]
[null,null,null,null,null,null,null,null,null,"13062Tompkins","13062",13062,"Zone C - Central","NYS Electric and Gas","Tompkins","Southern Tier","Central","Central","Central",null,"Zone C - Central","Central","Central Region"]
[null,null,null,null,null,null,null,null,null,"13068Tompkins","13068",13068,"Zone C - Central","NYS Electric and Gas","Tompkins","Southern Tier","Central","Central","Central",null,"Zone C - Central","Central","Central Region"]
[null,null,null,null,null,null,null,null,null,"13102Tompkins","13102",13102,"Zone C - Central","NYS Electric and Gas","Tompkins","Southern Tier","Central","Central","Central",null,"Zone C - Central","Central","Central Region"]
[null,null,null,null,null,null,null,null,null,"14817Tompkins","14817",14817,"Zone C - Central","NYS Electric and Gas","Tompkins","Southern Tier","Central","Central","Central",null,"Zone C - Central","Central","Central Region"]
[null,null,null,null,null,null,null,null,null,"14850Tompkins","14850",14850,"Zone C - Central","NYS Electric and Gas","Tompkins","Southern Tier","Central","Central","Central",null,"Zone C - Central","Central","Central Region"]
[null,null,null,null,null,null,null,null,null,"14851Tompkins","14851",14851,"Zone C - Central","NYS Electric and Gas","Tompkins","Southern Tier","Central","Central","Central",null,"Zone C - Central","Central","Central Region"]
[null,null,null,null,null,null,null,null,null,"14852Tompkins","14852",14852,"Zone C - Central","NYS Electric and Gas","Tompkins","Southern Tier","Central","Central","Central",null,"Zone C - Central","Central","Central Region"]
[null,null,null,null,null,null,null,null,null,"14853Tompkins","14853",14853,"Zone C - Central","NYS Electric and Gas","Tompkins","Southern Tier","Central","Central","Central",null,"Zone C - Central","Central","Central Region"]
[null,null,null,null,null,null,null,null,null,"14854Tompkins","14854",14854,"Zone C - Central","NYS Electric and Gas","Tompkins","Southern Tier","Central","Central","Central",null,"Zone C - Central","Central","Central Region"]
[null,null,null,null,null,null,null,null,null,"14867Tompkins","14867",14867,"Zone C - Central","NYS Electric and Gas","Tompkins","Southern Tier","Central","Central","Central",null,"Zone C - Central","Central","Central Region"]
[null,null,null,null,null,null,null,null,null,"14881Tompkins","14881",14881,"Zone C - Central","NYS Electric and Gas","Tompkins","Southern Tier","Central","Central","Central",null,"Zone C - Central","Central","Central Region"]
[null,null,null,null,null,null,null,null,null,"14882Tompkins","14882",14882,"Zone C - Central","NYS Electric and Gas","Tompkins","Southern Tier","Central","Central","Central",null,"Zone C - Central","Central","Central Region"]
[null,null,null,null,null,null,null,null,null,"14886Tompkins","14886",14886,"Zone C - Central","NYS Electric and Gas","Tompkins","Southern Tier","Central","Central","Central",null,"Zone C - Central","Central","Central Region"]
[null,null,null,null,null,null,null,null,null,{"$f":"CONCATENATE(L1925,O1925)","v":"12410Ulster"},"12410",12410,"Zone E - Mohawk Valley","NYS Electric and Gas","Ulster","Mid-Hudson","Upper Hudson","Mid-Hudson","Mid-Hudson",null,"Zone E - Mohawk Valley",{"$f":"Q1925","v":"Upper Hudson"},"Hudson Valley"]
[null,null,null,null,null,null,null,null,null,"12441Ulster","12441",12441,"Zone E - Mohawk Valley","NYS Electric and Gas","Ulster","Mid-Hudson","Upper Hudson","Mid-Hudson","Mid-Hudson",null,"Zone E - Mohawk Valley","Upper Hudson","Hudson Valley"]
[null,null,null,null,null,null,null,null,null,"12465Ulster","12465",12465,"Zone E - Mohawk Valley","NYS Electric and Gas","Ulster","Mid-Hudson","Upper Hudson","Mid-Hudson","Mid-Hudson",null,"Zone E - Mohawk Valley","Upper Hudson","Hudson Valley"]
[null,null,null,null,null,null,null,null,null,"12480Ulster","12480",12480,"Zone E - Mohawk Valley","NYS Electric and Gas","Ulster","Mid-Hudson","Upper Hudson","Mid-Hudson","Mid-Hudson",null,"Zone E - Mohawk Valley","Upper Hudson","Hudson Valley"]
[null,null,null,null,null,null,null,null,null,"12416Ulster","12416",12416,"Zone G - Hudson Valley","NYS Electric and Gas","Ulster","Mid-Hudson","Upper Hudson","Mid-Hudson","Mid-Hudson",null,"Zone G - Hudson Valley","Upper Hudson","Hudson Valley"]
[null,null,null,null,null,null,null,null,null,"12457Ulster","12457",12457,"Zone G - Hudson Valley","NYS Electric and Gas","Ulster","Mid-Hudson","Upper Hudson","Mid-Hudson","Mid-Hudson",null,"Zone G - Hudson Valley","Upper Hudson","Hudson Valley"]
[null,null,null,null,null,null,null,null,null,"12464Ulster","12464",12464,"Zone G - Hudson Valley","NYS Electric and Gas","Ulster","Mid-Hudson","Upper Hudson","Mid-Hudson","Mid-Hudson",null,"Zone G - Hudson Valley","Upper Hudson","Hudson Valley"]
[null,null,null,null,null,null,null,null,null,"12401Ulster","12401",12401,"Zone G - Hudson Valley","Central Hudson Gas and Electric","Ulster","Mid-Hudson","Upper Hudson","Mid-Hudson","Mid-Hudson",null,"Zone G - Hudson Valley","Upper Hudson","Hudson Valley"]
[null,null,null,null,null,null,null,null,null,"12402Ulster","12402",12402,"Zone G - Hudson Valley","Central Hudson Gas and Electric","Ulster","Mid-Hudson","Upper Hudson","Mid-Hudson","Mid-Hudson",null,"Zone G - Hudson Valley","Upper Hudson","Hudson Valley"]
[null,null,null,null,null,null,null,null,null,"12404Ulster","12404",12404,"Zone G - Hudson Valley","Central Hudson Gas and Electric","Ulster","Mid-Hudson","Upper Hudson","Mid-Hudson","Mid-Hudson",null,"Zone G - Hudson Valley","Upper Hudson","Hudson Valley"]
[null,null,null,null,null,null,null,null,null,"12409Ulster","12409",12409,"Zone G - Hudson Valley","Central Hudson Gas and Electric","Ulster","Mid-Hudson","Upper Hudson","Mid-Hudson","Mid-Hudson",null,"Zone G - Hudson Valley","Upper Hudson","Hudson Valley"]
[null,null,null,null,null,null,null,null,null,"12411Ulster","12411",12411,"Zone G - Hudson Valley","Central Hudson Gas and Electric","Ulster","Mid-Hudson","Upper Hudson","Mid-Hudson","Mid-Hudson",null,"Zone G - Hudson Valley","Upper Hudson","Hudson Valley"]
[null,null,null,null,null,null,null,null,null,"12412Ulster","12412",12412,"Zone G - Hudson Valley","Central Hudson Gas and Electric","Ulster","Mid-Hudson","Upper Hudson","Mid-Hudson","Mid-Hudson",null,"Zone G - Hudson Valley","Upper Hudson","Hudson Valley"]
[null,null,null,null,null,null,null,null,null,"12417Ulster","12417",12417,"Zone G - Hudson Valley","Central Hudson Gas and Electric","Ulster","Mid-Hudson","Upper Hudson","Mid-Hudson","Mid-Hudson",null,"Zone G - Hudson Valley","Upper Hudson","Hudson Valley"]
[null,null,null,null,null,null,null,null,null,"12419Ulster","12419",12419,"Zone G - Hudson Valley","Central Hudson Gas and Electric","Ulster","Mid-Hudson","Upper Hudson","Mid-Hudson","Mid-Hudson",null,"Zone G - Hudson Valley","Upper Hudson","Hudson Valley"]
[null,null,null,null,null,null,null,null,null,"12420Ulster","12420",12420,"Zone G - Hudson Valley","Central Hudson Gas and Electric","Ulster","Mid-Hudson","Upper Hudson","Mid-Hudson","Mid-Hudson",null,"Zone G - Hudson Valley","Upper Hudson","Hudson Valley"]
[null,null,null,null,null,null,null,null,null,"12428Ulster","12428",12428,"Zone G - Hudson Valley","Central Hudson Gas and Electric","Ulster","Mid-Hudson","Upper Hudson","Mid-Hudson","Mid-Hudson",null,"Zone G - Hudson Valley","Upper Hudson","Hudson Valley"]
[null,null,null,null,null,null,null,null,null,"12429Ulster","12429",12429,"Zone G - Hudson Valley","Central Hudson Gas and Electric","Ulster","Mid-Hudson","Upper Hudson","Mid-Hudson","Mid-Hudson",null,"Zone G - Hudson Valley","Upper Hudson","Hudson Valley"]
[null,null,null,null,null,null,null,null,null,"12432Ulster","12432",12432,"Zone G - Hudson Valley","Central Hudson Gas and Electric","Ulster","Mid-Hudson","Upper Hudson","Mid-Hudson","Mid-Hudson",null,"Zone G - Hudson Valley","Upper Hudson","Hudson Valley"]
[null,null,null,null,null,null,null,null,null,"12433Ulster","12433",12433,"Zone G - Hudson Valley","Central Hudson Gas and Electric","Ulster","Mid-Hudson","Upper Hudson","Mid-Hudson","Mid-Hudson",null,"Zone G - Hudson Valley","Upper Hudson","Hudson Valley"]
[null,null,null,null,null,null,null,null,null,"12435Ulster","12435",12435,"Zone G - Hudson Valley","Central Hudson Gas and Electric","Ulster","Mid-Hudson","Upper Hudson","Mid-Hudson","Mid-Hudson",null,"Zone G - Hudson Valley","Upper Hudson","Hudson Valley"]
[null,null,null,null,null,null,null,null,null,"12440Ulster","12440",12440,"Zone G - Hudson Valley","Central Hudson Gas and Electric","Ulster","Mid-Hudson","Upper Hudson","Mid-Hudson","Mid-Hudson",null,"Zone G - Hudson Valley","Upper Hudson","Hudson Valley"]
[null,null,null,null,null,null,null,null,null,"12443Ulster","12443",12443,"Zone G - Hudson Valley","Central Hudson Gas and Electric","Ulster","Mid-Hudson","Upper Hudson","Mid-Hudson","Mid-Hudson",null,"Zone G - Hudson Valley","Upper Hudson","Hudson Valley"]
[null,null,null,null,null,null,null,null,null,"12446Ulster","12446",12446,"Zone G - Hudson Valley","Central Hudson Gas and Electric","Ulster","Mid-Hudson","Upper Hudson","Mid-Hudson","Mid-Hudson",null,"Zone G - Hudson Valley","Upper Hudson","Hudson Valley"]
[null,null,null,null,null,null,null,null,null,"12448Ulster","12448",12448,"Zone G - Hudson Valley","Central Hudson Gas and Electric","Ulster","Mid-Hudson","Upper Hudson","Mid-Hudson","Mid-Hudson",null,"Zone G - Hudson Valley","Upper Hudson","Hudson Valley"]
[null,null,null,null,null,null,null,null,null,"12449Ulster","12449",12449,"Zone G - Hudson Valley","Central Hudson Gas and Electric","Ulster","Mid-Hudson","Upper Hudson","Mid-Hudson","Mid-Hudson",null,"Zone G - Hudson Valley","Upper Hudson","Hudson Valley"]
[null,null,null,null,null,null,null,null,null,"12453Ulster","12453",12453,"Zone G - Hudson Valley","Central Hudson Gas and Electric","Ulster","Mid-Hudson","Upper Hudson","Mid-Hudson","Mid-Hudson",null,"Zone G - Hudson Valley","Upper Hudson","Hudson Valley"]
[null,null,null,null,null,null,null,null,null,"12456Ulster","12456",12456,"Zone G - Hudson Valley","Central Hudson Gas and Electric","Ulster","Mid-Hudson","Upper Hudson","Mid-Hudson","Mid-Hudson",null,"Zone G - Hudson Valley","Upper Hudson","Hudson Valley"]
[null,null,null,null,null,null,null,null,null,"12458Ulster","12458",12458,"Zone G - Hudson Valley","Central Hudson Gas and Electric","Ulster","Mid-Hudson","Upper Hudson","Mid-Hudson","Mid-Hudson",null,"Zone G - Hudson Valley","Upper Hudson","Hudson Valley"]
[null,null,null,null,null,null,null,null,null,"12461Ulster","12461",12461,"Zone G - Hudson Valley","Central Hudson Gas and Electric","Ulster","Mid-Hudson","Upper Hudson","Mid-Hudson","Mid-Hudson",null,"Zone G - Hudson Valley","Upper Hudson","Hudson Valley"]
[null,null,null,null,null,null,null,null,null,"12466Ulster","12466",12466,"Zone G - Hudson Valley","Central Hudson Gas and Electric","Ulster","Mid-Hudson","Upper Hudson","Mid-Hudson","Mid-Hudson",null,"Zone G - Hudson Valley","Upper Hudson","Hudson Valley"]
[null,null,null,null,null,null,null,null,null,"12471Ulster","12471",12471,"Zone G - Hudson Valley","Central Hudson Gas and Electric","Ulster","Mid-Hudson","Upper Hudson","Mid-Hudson","Mid-Hudson",null,"Zone G - Hudson Valley","Upper Hudson","Hudson Valley"]
[null,null,null,null,null,null,null,null,null,"12472Ulster","12472",12472,"Zone G - Hudson Valley","Central Hudson Gas and Electric","Ulster","Mid-Hudson","Upper Hudson","Mid-Hudson","Mid-Hudson",null,"Zone G - Hudson Valley","Upper Hudson","Hudson Valley"]
[null,null,null,null,null,null,null,null,null,"12475Ulster","12475",12475,"Zone G - Hudson Valley","Central Hudson Gas and Electric","Ulster","Mid-Hudson","Upper Hudson","Mid-Hudson","Mid-Hudson",null,"Zone G - Hudson Valley","Upper Hudson","Hudson Valley"]
[null,null,null,null,null,null,null,null,null,"12477Ulster","12477",12477,"Zone G - Hudson Valley","Central Hudson Gas and Electric","Ulster","Mid-Hudson","Upper Hudson","Mid-Hudson","Mid-Hudson",null,"Zone G - Hudson Valley","Upper Hudson","Hudson Valley"]
[null,null,null,null,null,null,null,null,null,"12481Ulster","12481",12481,"Zone G - Hudson Valley","Central Hudson Gas and Electric","Ulster","Mid-Hudson","Upper Hudson","Mid-Hudson","Mid-Hudson",null,"Zone G - Hudson Valley","Upper Hudson","Hudson Valley"]
[null,null,null,null,null,null,null,null,null,"12483Ulster","12483",12483,"Zone G - Hudson Valley","Central Hudson Gas and Electric","Ulster","Mid-Hudson","Upper Hudson","Mid-Hudson","Mid-Hudson",null,"Zone G - Hudson Valley","Upper Hudson","Hudson Valley"]
[null,null,null,null,null,null,null,null,null,"12484Ulster","12484",12484,"Zone G - Hudson Valley","Central Hudson Gas and Electric","Ulster","Mid-Hudson","Upper Hudson","Mid-Hudson","Mid-Hudson",null,"Zone G - Hudson Valley","Upper Hudson","Hudson Valley"]
[null,null,null,null,null,null,null,null,null,"12486Ulster","12486",12486,"Zone G - Hudson Valley","Central Hudson Gas and Electric","Ulster","Mid-Hudson","Upper Hudson","Mid-Hudson","Mid-Hudson",null,"Zone G - Hudson Valley","Upper Hudson","Hudson Valley"]
[null,null,null,null,null,null,null,null,null,"12487Ulster","12487",12487,"Zone G - Hudson Valley","Central Hudson Gas and Electric","Ulster","Mid-Hudson","Upper Hudson","Mid-Hudson","Mid-Hudson",null,"Zone G - Hudson Valley","Upper Hudson","Hudson Valley"]
[null,null,null,null,null,null,null,null,null,"12489Ulster","12489",12489,"Zone G - Hudson Valley","Central Hudson Gas and Electric","Ulster","Mid-Hudson","Upper Hudson","Mid-Hudson","Mid-Hudson",null,"Zone G - Hudson Valley","Upper Hudson","Hudson Valley"]
[null,null,null,null,null,null,null,null,null,"12490Ulster","12490",12490,"Zone G - Hudson Valley","Central Hudson Gas and Electric","Ulster","Mid-Hudson","Upper Hudson","Mid-Hudson","Mid-Hudson",null,"Zone G - Hudson Valley","Upper Hudson","Hudson Valley"]
[null,null,null,null,null,null,null,null,null,"12491Ulster","12491",12491,"Zone G - Hudson Valley","Central Hudson Gas and Electric","Ulster","Mid-Hudson","Upper Hudson","Mid-Hudson","Mid-Hudson",null,"Zone G - Hudson Valley","Upper Hudson","Hudson Valley"]
[null,null,null,null,null,null,null,null,null,"12493Ulster","12493",12493,"Zone G - Hudson Valley","Central Hudson Gas and Electric","Ulster","Mid-Hudson","Upper Hudson","Mid-Hudson","Mid-Hudson",null,"Zone G - Hudson Valley","Upper Hudson","Hudson Valley"]
[null,null,null,null,null,null,null,null,null,"12494Ulster","12494",12494,"Zone G - Hudson Valley","Central Hudson Gas and Electric","Ulster","Mid-Hudson","Upper Hudson","Mid-Hudson","Mid-Hudson",null,"Zone G - Hudson Valley","Upper Hudson","Hudson Valley"]
[null,null,null,null,null,null,null,null,null,"12495Ulster","12495",12495,"Zone G - Hudson Valley","Central Hudson Gas and Electric","Ulster","Mid-Hudson","Upper Hudson","Mid-Hudson","Mid-Hudson",null,"Zone G - Hudson Valley","Upper Hudson","Hudson Valley"]
[null,null,null,null,null,null,null,null,null,"12498Ulster","12498",12498,"Zone G - Hudson Valley","Central Hudson Gas and Electric","Ulster","Mid-Hudson","Upper Hudson","Mid-Hudson","Mid-Hudson",null,"Zone G - Hudson Valley","Upper Hudson","Hudson Valley"]
[null,null,null,null,null,null,null,null,null,"12566Ulster","12566",12566,"Zone G - Hudson Valley","NYS Electric and Gas","Ulster","Mid-Hudson","Upper Hudson","Mid-Hudson","Mid-Hudson",null,"Zone G - Hudson Valley","Upper Hudson","Hudson Valley"]
[null,null,null,null,null,null,null,null,null,"12588Ulster","12588",12588,"Zone G - Hudson Valley","NYS Electric and Gas","Ulster","Mid-Hudson","Upper Hudson","Mid-Hudson","Mid-Hudson",null,"Zone G - Hudson Valley","Upper Hudson","Hudson Valley"]
[null,null,null,null,null,null,null,null,null,"12515Ulster","12515",12515,"Zone G - Hudson Valley","Central Hudson Gas and Electric","Ulster","Mid-Hudson","Upper Hudson","Mid-Hudson","Mid-Hudson",null,"Zone G - Hudson Valley","Upper Hudson","Hudson Valley"]
[null,null,null,null,null,null,null,null,null,"12525Ulster","12525",12525,"Zone G - Hudson Valley","Central Hudson Gas and Electric","Ulster","Mid-Hudson","Upper Hudson","Mid-Hudson","Mid-Hudson",null,"Zone G - Hudson Valley","Upper Hudson","Hudson Valley"]
[null,null,null,null,null,null,null,null,null,"12528Ulster","12528",12528,"Zone G - Hudson Valley","Central Hudson Gas and Electric","Ulster","Mid-Hudson","Upper Hudson","Mid-Hudson","Mid-Hudson",null,"Zone G - Hudson Valley","Upper Hudson","Hudson Valley"]
[null,null,null,null,null,null,null,null,null,"12542Ulster","12542",12542,"Zone G - Hudson Valley","Central Hudson Gas and Electric","Ulster","Mid-Hudson","Upper Hudson","Mid-Hudson","Mid-Hudson",null,"Zone G - Hudson Valley","Upper Hudson","Hudson Valley"]
[null,null,null,null,null,null,null,null,null,"12547Ulster","12547",12547,"Zone G - Hudson Valley","Central Hudson Gas and Electric","Ulster","Mid-Hudson","Upper Hudson","Mid-Hudson","Mid-Hudson",null,"Zone G - Hudson Valley","Upper Hudson","Hudson Valley"]
[null,null,null,null,null,null,null,null,null,"12548Ulster","12548",12548,"Zone G - Hudson Valley","Central Hudson Gas and Electric","Ulster","Mid-Hudson","Upper Hudson","Mid-Hudson","Mid-Hudson",null,"Zone G - Hudson Valley","Upper Hudson","Hudson Valley"]
[null,null,null,null,null,null,null,null,null,"12561Ulster","12561",12561,"Zone G - Hudson Valley","Central Hudson Gas and Electric","Ulster","Mid-Hudson","Upper Hudson","Mid-Hudson","Mid-Hudson",null,"Zone G - Hudson Valley","Upper Hudson","Hudson Valley"]
[null,null,null,null,null,null,null,null,null,"12568Ulster","12568",12568,"Zone G - Hudson Valley","Central Hudson Gas and Electric","Ulster","Mid-Hudson","Upper Hudson","Mid-Hudson","Mid-Hudson",null,"Zone G - Hudson Valley","Upper Hudson","Hudson Valley"]
[null,null,null,null,null,null,null,null,null,"12589Ulster","12589",12589,"Zone G - Hudson Valley","Central Hudson Gas and Electric","Ulster","Mid-Hudson","Upper Hudson","Mid-Hudson","Mid-Hudson",null,"Zone G - Hudson Valley","Upper Hudson","Hudson Valley"]
[null,null,null,null,null,null,null,null,null,"12801Warren","12801",12801,"Zone F - Capital","National Grid","Warren","Capital Region","North County","North Country","North Country",null,"Zone F - Capital","North County","North Country"]
[null,null,null,null,null,null,null,null,null,"12804Warren","12804",12804,"Zone F - Capital","National Grid","Warren","Capital Region","North County","North Country","North Country",null,"Zone F - Capital","North County","North Country"]
[null,null,null,null,null,null,null,null,null,"12808Warren","12808",12808,"Zone F - Capital","National Grid","Warren","Capital Region","North County","North Country","North Country",null,"Zone F - Capital","North County","North Country"]
[null,null,null,null,null,null,null,null,null,"12810Warren","12810",12810,"Zone F - Capital","National Grid","Warren","Capital Region","North County","North Country","North Country",null,"Zone F - Capital","North County","North Country"]
[null,null,null,null,null,null,null,null,null,"12811Warren","12811",12811,"Zone F - Capital","National Grid","Warren","Capital Region","North County","North Country","North Country",null,"Zone F - Capital","North County","North Country"]
[null,null,null,null,null,null,null,null,null,"12814Warren","12814",12814,"Zone F - Capital","National Grid","Warren","Capital Region","North County","North Country","North Country",null,"Zone F - Capital","North County","North Country"]
[null,null,null,null,null,null,null,null,null,{"$f":"CONCATENATE(L1989,O1989)","v":"12815Warren"},"12815",12815,"Zone F - Capital","National Grid","Warren","Capital Region","North County","North Country","North Country",null,"Zone F - Capital",{"$f":"Q1989","v":"North County"},"North Country"]
[null,null,null,null,null,null,null,null,null,"12817Warren","12817",12817,"Zone F - Capital","National Grid","Warren","Capital Region","North County","North Country","North Country",null,"Zone F - Capital","North County","North Country"]
[null,null,null,null,null,null,null,null,null,"12820Warren","12820",12820,"Zone F - Capital","National Grid","Warren","Capital Region","North County","North Country","North Country",null,"Zone F - Capital","North County","North Country"]
[null,null,null,null,null,null,null,null,null,"12824Warren","12824",12824,"Zone F - Capital","National Grid","Warren","Capital Region","North County","North Country","North Country",null,"Zone F - Capital","North County","North Country"]
[null,null,null,null,null,null,null,null,null,"12836Warren","12836",12836,"Zone F - Capital","National Grid","Warren","Capital Region","North County","North Country","North Country",null,"Zone F - Capital","North County","North Country"]
[null,null,null,null,null,null,null,null,null,"12843Warren","12843",12843,"Zone F - Capital","National Grid","Warren","Capital Region","North County","North Country","North Country",null,"Zone F - Capital","North County","North Country"]
[null,null,null,null,null,null,null,null,null,"12845Warren","12845",12845,"Zone F - Capital","National Grid","Warren","Capital Region","North County","North Country","North Country",null,"Zone F - Capital","North County","North Country"]
[null,null,null,null,null,null,null,null,null,"12846Warren","12846",12846,"Zone F - Capital","National Grid","Warren","Capital Region","North County","North Country","North Country",null,"Zone F - Capital","North County","North Country"]
[null,null,null,null,null,null,null,null,null,"12853Warren","12853",12853,"Zone F - Capital","National Grid","Warren","Capital Region","North County","North Country","North Country",null,"Zone F - Capital","North County","North Country"]
[null,null,null,null,null,null,null,null,null,"12856Warren","12856",12856,"Zone F - Capital","National Grid","Warren","Capital Region","North County","North Country","North Country",null,"Zone F - Capital","North County","North Country"]
[null,null,null,null,null,null,null,null,null,"12860Warren","12860",12860,"Zone F - Capital","National Grid","Warren","Capital Region","North County","North Country","North Country",null,"Zone F - Capital","North County","North Country"]
[null,null,null,null,null,null,null,null,null,"12862Warren","12862",12862,"Zone F - Capital","National Grid","Warren","Capital Region","North County","North Country","North Country",null,"Zone F - Capital","North County","North Country"]
[null,null,null,null,null,null,null,null,null,"12874Warren","12874",12874,"Zone F - Capital","National Grid","Warren","Capital Region","North County","North Country","North Country",null,"Zone F - Capital","North County","North Country"]
[null,null,null,null,null,null,null,null,null,"12878Warren","12878",12878,"Zone F - Capital","National Grid","Warren","Capital Region","North County","North Country","North Country",null,"Zone F - Capital","North County","North Country"]
[null,null,null,null,null,null,null,null,null,"12885Warren","12885",12885,"Zone F - Capital","National Grid","Warren","Capital Region","North County","North Country","North Country",null,"Zone F - Capital","North County","North Country"]
[null,null,null,null,null,null,null,null,null,"12886Warren","12886",12886,"Zone F - Capital","National Grid","Warren","Capital Region","North County","North Country","North Country",null,"Zone F - Capital","North County","North Country"]
[null,null,null,null,null,null,null,null,null,"12057Washington","12057",12057,"Zone F - Capital","National Grid","Washington","Capital Region","Capital District","Capital District","Capital District",null,"Zone F - Capital","Capital District","Capital District"]
[null,null,null,null,null,null,null,null,null,"12809Washington","12809",12809,"Zone F - Capital","National Grid","Washington","Capital Region","Capital District","Capital District","Capital District",null,"Zone F - Capital","Capital District","Capital District"]
[null,null,null,null,null,null,null,null,null,"12816Washington","12816",12816,"Zone F - Capital","National Grid","Washington","Capital Region","Capital District","Capital District","Capital District",null,"Zone F - Capital","Capital District","Capital District"]
[null,null,null,null,null,null,null,null,null,"12819Washington","12819",12819,"Zone F - Capital","National Grid","Washington","Capital Region","Capital District","Capital District","Capital District",null,"Zone F - Capital","Capital District","Capital District"]
[null,null,null,null,null,null,null,null,null,"12821Washington","12821",12821,"Zone F - Capital","National Grid","Washington","Capital Region","Capital District","Capital District","Capital District",null,"Zone F - Capital","Capital District","Capital District"]
[null,null,null,null,null,null,null,null,null,"12823Washington","12823",12823,"Zone F - Capital","National Grid","Washington","Capital Region","Capital District","Capital District","Capital District",null,"Zone F - Capital","Capital District","Capital District"]
[null,null,null,null,null,null,null,null,null,"12827Washington","12827",12827,"Zone F - Capital","National Grid","Washington","Capital Region","Capital District","Capital District","Capital District",null,"Zone F - Capital","Capital District","Capital District"]
[null,null,null,null,null,null,null,null,null,"12828Washington","12828",12828,"Zone F - Capital","National Grid","Washington","Capital Region","Capital District","Capital District","Capital District",null,"Zone F - Capital","Capital District","Capital District"]
[null,null,null,null,null,null,null,null,null,"12834Washington","12834",12834,"Zone F - Capital","National Grid","Washington","Capital Region","Capital District","Capital District","Capital District",null,"Zone F - Capital","Capital District","Capital District"]
[null,null,null,null,null,null,null,null,null,"12837Washington","12837",12837,"Zone F - Capital","National Grid","Washington","Capital Region","Capital District","Capital District","Capital District",null,"Zone F - Capital","Capital District","Capital District"]
[null,null,null,null,null,null,null,null,null,"12838Washington","12838",12838,"Zone F - Capital","National Grid","Washington","Capital Region","Capital District","Capital District","Capital District",null,"Zone F - Capital","Capital District","Capital District"]
[null,null,null,null,null,null,null,null,null,"12839Washington","12839",12839,"Zone F - Capital","National Grid","Washington","Capital Region","Capital District","Capital District","Capital District",null,"Zone F - Capital","Capital District","Capital District"]
[null,null,null,null,null,null,null,null,null,"12841Washington","12841",12841,"Zone F - Capital","National Grid","Washington","Capital Region","Capital District","Capital District","Capital District",null,"Zone F - Capital","Capital District","Capital District"]
[null,null,null,null,null,null,null,null,null,"12844Washington","12844",12844,"Zone F - Capital","National Grid","Washington","Capital Region","Capital District","Capital District","Capital District",null,"Zone F - Capital","Capital District","Capital District"]
[null,null,null,null,null,null,null,null,null,"12848Washington","12848",12848,"Zone F - Capital","National Grid","Washington","Capital Region","Capital District","Capital District","Capital District",null,"Zone F - Capital","Capital District","Capital District"]
[null,null,null,null,null,null,null,null,null,"12861Washington","12861",12861,"Zone F - Capital","National Grid","Washington","Capital Region","Capital District","Capital District","Capital District",null,"Zone F - Capital","Capital District","Capital District"]
[null,null,null,null,null,null,null,null,null,"12887Washington","12887",12887,"Zone F - Capital","National Grid","Washington","Capital Region","Capital District","Capital District","Capital District",null,"Zone F - Capital","Capital District","Capital District"]
[null,null,null,null,null,null,null,null,null,"12832Washington","12832",12832,"Zone F - Capital","NYS Electric and Gas","Washington","Capital Region","Capital District","Capital District","Capital District",null,"Zone F - Capital","Capital District","Capital District"]
[null,null,null,null,null,null,null,null,null,"12849Washington","12849",12849,"Zone F - Capital","NYS Electric and Gas","Washington","Capital Region","Capital District","Capital District","Capital District",null,"Zone F - Capital","Capital District","Capital District"]
[null,null,null,null,null,null,null,null,null,"12854Washington","12854",12854,"Zone F - Capital","NYS Electric and Gas","Washington","Capital Region","Capital District","Capital District","Capital District",null,"Zone F - Capital","Capital District","Capital District"]
[null,null,null,null,null,null,null,null,null,"12865Washington","12865",12865,"Zone F - Capital","NYS Electric and Gas","Washington","Capital Region","Capital District","Capital District","Capital District",null,"Zone F - Capital","Capital District","Capital District"]
[null,null,null,null,null,null,null,null,null,"12873Washington","12873",12873,"Zone F - Capital","NYS Electric and Gas","Washington","Capital Region","Capital District","Capital District","Capital District",null,"Zone F - Capital","Capital District","Capital District"]
[null,null,null,null,null,null,null,null,null,"13143Wayne","13143",13143,"Zone B - Genesee","Rochester Gas and Electric","Wayne","Finger Lakes","Western","Western","Western",null,"Zone B - Genesee","Western","Western Region"]
[null,null,null,null,null,null,null,null,null,"13146Wayne","13146",13146,"Zone B - Genesee","Rochester Gas and Electric","Wayne","Finger Lakes","Western","Western","Western",null,"Zone B - Genesee","Western","Western Region"]
[null,null,null,null,null,null,null,null,null,"13154Wayne","13154",13154,"Zone B - Genesee","Rochester Gas and Electric","Wayne","Finger Lakes","Western","Western","Western",null,"Zone B - Genesee","Western","Western Region"]
[null,null,null,null,null,null,null,null,null,"14413Wayne","14413",14413,"Zone B - Genesee","Rochester Gas and Electric","Wayne","Finger Lakes","Western","Western","Western",null,"Zone B - Genesee","Western","Western Region"]
[null,null,null,null,null,null,null,null,null,"14449Wayne","14449",14449,"Zone B - Genesee","Rochester Gas and Electric","Wayne","Finger Lakes","Western","Western","Western",null,"Zone B - Genesee","Western","Western Region"]
[null,null,null,null,null,null,null,null,null,"14505Wayne","14505",14505,"Zone B - Genesee","Rochester Gas and Electric","Wayne","Finger Lakes","Western","Western","Western",null,"Zone B - Genesee","Western","Western Region"]
[null,null,null,null,null,null,null,null,null,"14516Wayne","14516",14516,"Zone B - Genesee","Rochester Gas and Electric","Wayne","Finger Lakes","Western","Western","Western",null,"Zone B - Genesee","Western","Western Region"]
[null,null,null,null,null,null,null,null,null,"14519Wayne","14519",14519,"Zone B - Genesee","Rochester Gas and Electric","Wayne","Finger Lakes","Western","Western","Western",null,"Zone B - Genesee","Western","Western Region"]
[null,null,null,null,null,null,null,null,null,"14520Wayne","14520",14520,"Zone B - Genesee","Rochester Gas and Electric","Wayne","Finger Lakes","Western","Western","Western",null,"Zone B - Genesee","Western","Western Region"]
[null,null,null,null,null,null,null,null,null,"14538Wayne","14538",14538,"Zone B - Genesee","Rochester Gas and Electric","Wayne","Finger Lakes","Western","Western","Western",null,"Zone B - Genesee","Western","Western Region"]
[null,null,null,null,null,null,null,null,null,"14551Wayne","14551",14551,"Zone B - Genesee","Rochester Gas and Electric","Wayne","Finger Lakes","Western","Western","Western",null,"Zone B - Genesee","Western","Western Region"]
[null,null,null,null,null,null,null,null,null,"14555Wayne","14555",14555,"Zone B - Genesee","Rochester Gas and Electric","Wayne","Finger Lakes","Western","Western","Western",null,"Zone B - Genesee","Western","Western Region"]
[null,null,null,null,null,null,null,null,null,"14563Wayne","14563",14563,"Zone B - Genesee","Rochester Gas and Electric","Wayne","Finger Lakes","Western","Western","Western",null,"Zone B - Genesee","Western","Western Region"]
[null,null,null,null,null,null,null,null,null,"14589Wayne","14589",14589,"Zone B - Genesee","Rochester Gas and Electric","Wayne","Finger Lakes","Western","Western","Western",null,"Zone B - Genesee","Western","Western Region"]
[null,null,null,null,null,null,null,null,null,"14590Wayne","14590",14590,"Zone B - Genesee","Rochester Gas and Electric","Wayne","Finger Lakes","Western","Western","Western",null,"Zone B - Genesee","Western","Western Region"]
[null,null,null,null,null,null,null,null,null,"14502Wayne","14502",14502,"Zone B - Genesee","Rochester Gas and Electric","Wayne","Finger Lakes","Western","Western","Western",null,"Zone B - Genesee","Western","Western Region"]
[null,null,null,null,null,null,null,null,null,"14433Wayne","14433",14433,"Zone B - Genesee","NYS Electric and Gas","Wayne","Finger Lakes","Western","Western","Western",null,"Zone B - Genesee","Western","Western Region"]
[null,null,null,null,null,null,null,null,null,"14489Wayne","14489",14489,"Zone B - Genesee","NYS Electric and Gas","Wayne","Finger Lakes","Western","Western","Western",null,"Zone B - Genesee","Western","Western Region"]
[null,null,null,null,null,null,null,null,null,"14542Wayne","14542",14542,"Zone B - Genesee","NYS Electric and Gas","Wayne","Finger Lakes","Western","Western","Western",null,"Zone B - Genesee","Western","Western Region"]
[null,null,null,null,null,null,null,null,null,"14568Wayne","14568",14568,"Zone B - Genesee","NYS Electric and Gas","Wayne","Finger Lakes","Western","Western","Western",null,"Zone B - Genesee","Western","Western Region"]
[null,null,null,null,null,null,null,null,null,"14513Wayne","14513",14513,"Zone C - Central","NYS Electric and Gas","Wayne","Finger Lakes","Western","Western","Western",null,"Zone C - Central","Western","Western Region"]
[null,null,null,null,null,null,null,null,null,"14522Wayne","14522",14522,"Zone C - Central","NYS Electric and Gas","Wayne","Finger Lakes","Western","Western","Western",null,"Zone C - Central","Western","Western Region"]
[null,null,null,null,null,null,null,null,null,"10518Westchester","10518",10518,"Zone G - Hudson Valley","NYS Electric and Gas","Westchester","Mid-Hudson","Lower Hudson","Mid-Hudson","Mid-Hudson","ConEd Westchester","Zone G - Hudson Valley","Lower Hudson","Hudson Valley"]
[null,null,null,null,null,null,null,null,null,"10519Westchester","10519",10519,"Zone G - Hudson Valley","NYS Electric and Gas","Westchester","Mid-Hudson","Lower Hudson","Mid-Hudson","Mid-Hudson","ConEd Westchester","Zone G - Hudson Valley","Lower Hudson","Hudson Valley"]
[null,null,null,null,null,null,null,null,null,"10526Westchester","10526",10526,"Zone G - Hudson Valley","NYS Electric and Gas","Westchester","Mid-Hudson","Lower Hudson","Mid-Hudson","Mid-Hudson","ConEd Westchester","Zone G - Hudson Valley","Lower Hudson","Hudson Valley"]
[null,null,null,null,null,null,null,null,null,"10560Westchester","10560",10560,"Zone G - Hudson Valley","NYS Electric and Gas","Westchester","Mid-Hudson","Lower Hudson","Mid-Hudson","Mid-Hudson","ConEd Westchester","Zone G - Hudson Valley","Lower Hudson","Hudson Valley"]
[null,null,null,null,null,null,null,null,null,{"$f":"CONCATENATE(L2053,O2053)","v":"10576Westchester"},"10576",10576,"Zone G - Hudson Valley","NYS Electric and Gas","Westchester","Mid-Hudson","Lower Hudson","Mid-Hudson","Mid-Hudson","ConEd Westchester","Zone G - Hudson Valley",{"$f":"Q2053","v":"Lower Hudson"},"Hudson Valley"]
[null,null,null,null,null,null,null,null,null,"10590Westchester","10590",10590,"Zone G - Hudson Valley","NYS Electric and Gas","Westchester","Mid-Hudson","Lower Hudson","Mid-Hudson","Mid-Hudson","ConEd Westchester","Zone G - Hudson Valley","Lower Hudson","Hudson Valley"]
[null,null,null,null,null,null,null,null,null,"10597Westchester","10597",10597,"Zone G - Hudson Valley","NYS Electric and Gas","Westchester","Mid-Hudson","Lower Hudson","Mid-Hudson","Mid-Hudson","ConEd Westchester","Zone G - Hudson Valley","Lower Hudson","Hudson Valley"]
[null,null,null,null,null,null,null,null,null,"10501Westchester","10501",10501,"Zone H - Millwood","NYS Electric and Gas","Westchester","Mid-Hudson","Lower Hudson","Mid-Hudson","Mid-Hudson","ConEd Westchester","Zone H - Millwood","Lower Hudson","Hudson Valley"]
[null,null,null,null,null,null,null,null,null,"10505Westchester","10505",10505,"Zone H - Millwood","NYS Electric and Gas","Westchester","Mid-Hudson","Lower Hudson","Mid-Hudson","Mid-Hudson","ConEd Westchester","Zone H - Millwood","Lower Hudson","Hudson Valley"]
[null,null,null,null,null,null,null,null,null,"10506Westchester","10506",10506,"Zone H - Millwood","NYS Electric and Gas","Westchester","Mid-Hudson","Lower Hudson","Mid-Hudson","Mid-Hudson","ConEd Westchester","Zone H - Millwood","Lower Hudson","Hudson Valley"]
[null,null,null,null,null,null,null,null,null,"10507Westchester","10507",10507,"Zone H - Millwood","NYS Electric and Gas","Westchester","Mid-Hudson","Lower Hudson","Mid-Hudson","Mid-Hudson","ConEd Westchester","Zone H - Millwood","Lower Hudson","Hudson Valley"]
[null,null,null,null,null,null,null,null,null,"10527Westchester","10527",10527,"Zone H - Millwood","NYS Electric and Gas","Westchester","Mid-Hudson","Lower Hudson","Mid-Hudson","Mid-Hudson","ConEd Westchester","Zone H - Millwood","Lower Hudson","Hudson Valley"]
[null,null,null,null,null,null,null,null,null,"10535Westchester","10535",10535,"Zone H - Millwood","NYS Electric and Gas","Westchester","Mid-Hudson","Lower Hudson","Mid-Hudson","Mid-Hudson","ConEd Westchester","Zone H - Millwood","Lower Hudson","Hudson Valley"]
[null,null,null,null,null,null,null,null,null,"10536Westchester","10536",10536,"Zone H - Millwood","NYS Electric and Gas","Westchester","Mid-Hudson","Lower Hudson","Mid-Hudson","Mid-Hudson","ConEd Westchester","Zone H - Millwood","Lower Hudson","Hudson Valley"]
[null,null,null,null,null,null,null,null,null,"10540Westchester","10540",10540,"Zone H - Millwood","NYS Electric and Gas","Westchester","Mid-Hudson","Lower Hudson","Mid-Hudson","Mid-Hudson","ConEd Westchester","Zone H - Millwood","Lower Hudson","Hudson Valley"]
[null,null,null,null,null,null,null,null,null,"10587Westchester","10587",10587,"Zone H - Millwood","NYS Electric and Gas","Westchester","Mid-Hudson","Lower Hudson","Mid-Hudson","Mid-Hudson","ConEd Westchester","Zone H - Millwood","Lower Hudson","Hudson Valley"]
[null,null,null,null,null,null,null,null,null,"10589Westchester","10589",10589,"Zone H - Millwood","NYS Electric and Gas","Westchester","Mid-Hudson","Lower Hudson","Mid-Hudson","Mid-Hudson","ConEd Westchester","Zone H - Millwood","Lower Hudson","Hudson Valley"]
[null,null,null,null,null,null,null,null,null,"10598Westchester","10598",10598,"Zone H - Millwood","NYS Electric and Gas","Westchester","Mid-Hudson","Lower Hudson","Mid-Hudson","Mid-Hudson","ConEd Westchester","Zone H - Millwood","Lower Hudson","Hudson Valley"]
[null,null,null,null,null,null,null,null,null,"10510Westchester","10510",10510,"Zone H - Millwood","Consolidated Edison","Westchester","Mid-Hudson","Lower Hudson","Mid-Hudson","Mid-Hudson","ConEd Westchester","Zone H - Millwood","Lower Hudson","Hudson Valley"]
[null,null,null,null,null,null,null,null,null,"10511Westchester","10511",10511,"Zone H - Millwood","Consolidated Edison","Westchester","Mid-Hudson","Lower Hudson","Mid-Hudson","Mid-Hudson","ConEd Westchester","Zone H - Millwood","Lower Hudson","Hudson Valley"]
[null,null,null,null,null,null,null,null,null,"10514Westchester","10514",10514,"Zone H - Millwood","Consolidated Edison","Westchester","Mid-Hudson","Lower Hudson","Mid-Hudson","Mid-Hudson","ConEd Westchester","Zone H - Millwood","Lower Hudson","Hudson Valley"]
[null,null,null,null,null,null,null,null,null,"10517Westchester","10517",10517,"Zone H - Millwood","Consolidated Edison","Westchester","Mid-Hudson","Lower Hudson","Mid-Hudson","Mid-Hudson","ConEd Westchester","Zone H - Millwood","Lower Hudson","Hudson Valley"]
[null,null,null,null,null,null,null,null,null,"10520Westchester","10520",10520,"Zone H - Millwood","Consolidated Edison","Westchester","Mid-Hudson","Lower Hudson","Mid-Hudson","Mid-Hudson","ConEd Westchester","Zone H - Millwood","Lower Hudson","Hudson Valley"]
[null,null,null,null,null,null,null,null,null,"10521Westchester","10521",10521,"Zone H - Millwood","Consolidated Edison","Westchester","Mid-Hudson","Lower Hudson","Mid-Hudson","Mid-Hudson","ConEd Westchester","Zone H - Millwood","Lower Hudson","Hudson Valley"]
[null,null,null,null,null,null,null,null,null,"10545Westchester","10545",10545,"Zone H - Millwood","Consolidated Edison","Westchester","Mid-Hudson","Lower Hudson","Mid-Hudson","Mid-Hudson","ConEd Westchester","Zone H - Millwood","Lower Hudson","Hudson Valley"]
[null,null,null,null,null,null,null,null,null,"10546Westchester","10546",10546,"Zone H - Millwood","Consolidated Edison","Westchester","Mid-Hudson","Lower Hudson","Mid-Hudson","Mid-Hudson","ConEd Westchester","Zone H - Millwood","Lower Hudson","Hudson Valley"]
[null,null,null,null,null,null,null,null,null,"10547Westchester","10547",10547,"Zone H - Millwood","Consolidated Edison","Westchester","Mid-Hudson","Lower Hudson","Mid-Hudson","Mid-Hudson","ConEd Westchester","Zone H - Millwood","Lower Hudson","Hudson Valley"]
[null,null,null,null,null,null,null,null,null,"10548Westchester","10548",10548,"Zone H - Millwood","Consolidated Edison","Westchester","Mid-Hudson","Lower Hudson","Mid-Hudson","Mid-Hudson","ConEd Westchester","Zone H - Millwood","Lower Hudson","Hudson Valley"]
[null,null,null,null,null,null,null,null,null,"10549Westchester","10549",10549,"Zone H - Millwood","Consolidated Edison","Westchester","Mid-Hudson","Lower Hudson","Mid-Hudson","Mid-Hudson","ConEd Westchester","Zone H - Millwood","Lower Hudson","Hudson Valley"]
[null,null,null,null,null,null,null,null,null,"10562Westchester","10562",10562,"Zone H - Millwood","Consolidated Edison","Westchester","Mid-Hudson","Lower Hudson","Mid-Hudson","Mid-Hudson","ConEd Westchester","Zone H - Millwood","Lower Hudson","Hudson Valley"]
[null,null,null,null,null,null,null,null,null,"10566Westchester","10566",10566,"Zone H - Millwood","Consolidated Edison","Westchester","Mid-Hudson","Lower Hudson","Mid-Hudson","Mid-Hudson","ConEd Westchester","Zone H - Millwood","Lower Hudson","Hudson Valley"]
[null,null,null,null,null,null,null,null,null,"10567Westchester","10567",10567,"Zone H - Millwood","Consolidated Edison","Westchester","Mid-Hudson","Lower Hudson","Mid-Hudson","Mid-Hudson","ConEd Westchester","Zone H - Millwood","Lower Hudson","Hudson Valley"]
[null,null,null,null,null,null,null,null,null,"10588Westchester","10588",10588,"Zone H - Millwood","Consolidated Edison","Westchester","Mid-Hudson","Lower Hudson","Mid-Hudson","Mid-Hudson","ConEd Westchester","Zone H - Millwood","Lower Hudson","Hudson Valley"]
[null,null,null,null,null,null,null,null,null,"10596Westchester","10596",10596,"Zone H - Millwood","Consolidated Edison","Westchester","Mid-Hudson","Lower Hudson","Mid-Hudson","Mid-Hudson","ConEd Westchester","Zone H - Millwood","Lower Hudson","Hudson Valley"]
[null,null,null,null,null,null,null,null,null,"10502Westchester","10502",10502,"Zone I - Dunwoodie","Consolidated Edison","Westchester","Mid-Hudson","Lower Hudson","Mid-Hudson","Mid-Hudson","ConEd Westchester","Zone I - Dunwoodie","Lower Hudson","Hudson Valley"]
[null,null,null,null,null,null,null,null,null,"10503Westchester","10503",10503,"Zone I - Dunwoodie","Consolidated Edison","Westchester","Mid-Hudson","Lower Hudson","Mid-Hudson","Mid-Hudson","ConEd Westchester","Zone I - Dunwoodie","Lower Hudson","Hudson Valley"]
[null,null,null,null,null,null,null,null,null,"10504Westchester","10504",10504,"Zone I - Dunwoodie","Consolidated Edison","Westchester","Mid-Hudson","Lower Hudson","Mid-Hudson","Mid-Hudson","ConEd Westchester","Zone I - Dunwoodie","Lower Hudson","Hudson Valley"]
[null,null,null,null,null,null,null,null,null,"10522Westchester","10522",10522,"Zone I - Dunwoodie","Consolidated Edison","Westchester","Mid-Hudson","Lower Hudson","Mid-Hudson","Mid-Hudson","ConEd Westchester","Zone I - Dunwoodie","Lower Hudson","Hudson Valley"]
[null,null,null,null,null,null,null,null,null,"10523Westchester","10523",10523,"Zone I - Dunwoodie","Consolidated Edison","Westchester","Mid-Hudson","Lower Hudson","Mid-Hudson","Mid-Hudson","ConEd Westchester","Zone I - Dunwoodie","Lower Hudson","Hudson Valley"]
[null,null,null,null,null,null,null,null,null,"10528Westchester","10528",10528,"Zone I - Dunwoodie","Consolidated Edison","Westchester","Mid-Hudson","Lower Hudson","Mid-Hudson","Mid-Hudson","ConEd Westchester","Zone I - Dunwoodie","Lower Hudson","Hudson Valley"]
[null,null,null,null,null,null,null,null,null,"10530Westchester","10530",10530,"Zone I - Dunwoodie","Consolidated Edison","Westchester","Mid-Hudson","Lower Hudson","Mid-Hudson","Mid-Hudson","ConEd Westchester","Zone I - Dunwoodie","Lower Hudson","Hudson Valley"]
[null,null,null,null,null,null,null,null,null,"10532Westchester","10532",10532,"Zone I - Dunwoodie","Consolidated Edison","Westchester","Mid-Hudson","Lower Hudson","Mid-Hudson","Mid-Hudson","ConEd Westchester","Zone I - Dunwoodie","Lower Hudson","Hudson Valley"]
[null,null,null,null,null,null,null,null,null,"10533Westchester","10533",10533,"Zone I - Dunwoodie","Consolidated Edison","Westchester","Mid-Hudson","Lower Hudson","Mid-Hudson","Mid-Hudson","ConEd Westchester","Zone I - Dunwoodie","Lower Hudson","Hudson Valley"]
[null,null,null,null,null,null,null,null,null,"10538Westchester","10538",10538,"Zone I - Dunwoodie","Consolidated Edison","Westchester","Mid-Hudson","Lower Hudson","Mid-Hudson","Mid-Hudson","ConEd Westchester","Zone I - Dunwoodie","Lower Hudson","Hudson Valley"]
[null,null,null,null,null,null,null,null,null,"10543Westchester","10543",10543,"Zone I - Dunwoodie","Consolidated Edison","Westchester","Mid-Hudson","Lower Hudson","Mid-Hudson","Mid-Hudson","ConEd Westchester","Zone I - Dunwoodie","Lower Hudson","Hudson Valley"]
[null,null,null,null,null,null,null,null,null,"10550Westchester","10550",10550,"Zone I - Dunwoodie","Consolidated Edison","Westchester","Mid-Hudson","Lower Hudson","Mid-Hudson","Mid-Hudson","ConEd Westchester","Zone I - Dunwoodie","Lower Hudson","Hudson Valley"]
[null,null,null,null,null,null,null,null,null,"10551Westchester","10551",10551,"Zone I - Dunwoodie","Consolidated Edison","Westchester","Mid-Hudson","Lower Hudson","Mid-Hudson","Mid-Hudson","ConEd Westchester","Zone I - Dunwoodie","Lower Hudson","Hudson Valley"]
[null,null,null,null,null,null,null,null,null,"10552Westchester","10552",10552,"Zone I - Dunwoodie","Consolidated Edison","Westchester","Mid-Hudson","Lower Hudson","Mid-Hudson","Mid-Hudson","ConEd Westchester","Zone I - Dunwoodie","Lower Hudson","Hudson Valley"]
[null,null,null,null,null,null,null,null,null,"10553Westchester","10553",10553,"Zone I - Dunwoodie","Consolidated Edison","Westchester","Mid-Hudson","Lower Hudson","Mid-Hudson","Mid-Hudson","ConEd Westchester","Zone I - Dunwoodie","Lower Hudson","Hudson Valley"]
[null,null,null,null,null,null,null,null,null,"10570Westchester","10570",10570,"Zone I - Dunwoodie","Consolidated Edison","Westchester","Mid-Hudson","Lower Hudson","Mid-Hudson","Mid-Hudson","ConEd Westchester","Zone I - Dunwoodie","Lower Hudson","Hudson Valley"]
[null,null,null,null,null,null,null,null,null,"10573Westchester","10573",10573,"Zone I - Dunwoodie","Consolidated Edison","Westchester","Mid-Hudson","Lower Hudson","Mid-Hudson","Mid-Hudson","ConEd Westchester","Zone I - Dunwoodie","Lower Hudson","Hudson Valley"]
[null,null,null,null,null,null,null,null,null,"10577Westchester","10577",10577,"Zone I - Dunwoodie","Consolidated Edison","Westchester","Mid-Hudson","Lower Hudson","Mid-Hudson","Mid-Hudson","ConEd Westchester","Zone I - Dunwoodie","Lower Hudson","Hudson Valley"]
[null,null,null,null,null,null,null,null,null,"10580Westchester","10580",10580,"Zone I - Dunwoodie","Consolidated Edison","Westchester","Mid-Hudson","Lower Hudson","Mid-Hudson","Mid-Hudson","ConEd Westchester","Zone I - Dunwoodie","Lower Hudson","Hudson Valley"]
[null,null,null,null,null,null,null,null,null,"10583Westchester","10583",10583,"Zone I - Dunwoodie","Consolidated Edison","Westchester","Mid-Hudson","Lower Hudson","Mid-Hudson","Mid-Hudson","ConEd Westchester","Zone I - Dunwoodie","Lower Hudson","Hudson Valley"]
[null,null,null,null,null,null,null,null,null,"10591Westchester","10591",10591,"Zone I - Dunwoodie","Consolidated Edison","Westchester","Mid-Hudson","Lower Hudson","Mid-Hudson","Mid-Hudson","ConEd Westchester","Zone I - Dunwoodie","Lower Hudson","Hudson Valley"]
[null,null,null,null,null,null,null,null,null,"10594Westchester","10594",10594,"Zone I - Dunwoodie","Consolidated Edison","Westchester","Mid-Hudson","Lower Hudson","Mid-Hudson","Mid-Hudson","ConEd Westchester","Zone I - Dunwoodie","Lower Hudson","Hudson Valley"]
[null,null,null,null,null,null,null,null,null,"10595Westchester","10595",10595,"Zone I - Dunwoodie","Consolidated Edison","Westchester","Mid-Hudson","Lower Hudson","Mid-Hudson","Mid-Hudson","ConEd Westchester","Zone I - Dunwoodie","Lower Hudson","Hudson Valley"]
[null,null,null,null,null,null,null,null,null,"10601Westchester","10601",10601,"Zone I - Dunwoodie","Consolidated Edison","Westchester","Mid-Hudson","Lower Hudson","Mid-Hudson","Mid-Hudson","ConEd Westchester","Zone I - Dunwoodie","Lower Hudson","Hudson Valley"]
[null,null,null,null,null,null,null,null,null,"10602Westchester","10602",10602,"Zone I - Dunwoodie","Consolidated Edison","Westchester","Mid-Hudson","Lower Hudson","Mid-Hudson","Mid-Hudson","ConEd Westchester","Zone I - Dunwoodie","Lower Hudson","Hudson Valley"]
[null,null,null,null,null,null,null,null,null,"10603Westchester","10603",10603,"Zone I - Dunwoodie","Consolidated Edison","Westchester","Mid-Hudson","Lower Hudson","Mid-Hudson","Mid-Hudson","ConEd Westchester","Zone I - Dunwoodie","Lower Hudson","Hudson Valley"]
[null,null,null,null,null,null,null,null,null,"10604Westchester","10604",10604,"Zone I - Dunwoodie","Consolidated Edison","Westchester","Mid-Hudson","Lower Hudson","Mid-Hudson","Mid-Hudson","ConEd Westchester","Zone I - Dunwoodie","Lower Hudson","Hudson Valley"]
[null,null,null,null,null,null,null,null,null,"10605Westchester","10605",10605,"Zone I - Dunwoodie","Consolidated Edison","Westchester","Mid-Hudson","Lower Hudson","Mid-Hudson","Mid-Hudson","ConEd Westchester","Zone I - Dunwoodie","Lower Hudson","Hudson Valley"]
[null,null,null,null,null,null,null,null,null,"10606Westchester","10606",10606,"Zone I - Dunwoodie","Consolidated Edison","Westchester","Mid-Hudson","Lower Hudson","Mid-Hudson","Mid-Hudson","ConEd Westchester","Zone I - Dunwoodie","Lower Hudson","Hudson Valley"]
[null,null,null,null,null,null,null,null,null,"10607Westchester","10607",10607,"Zone I - Dunwoodie","Consolidated Edison","Westchester","Mid-Hudson","Lower Hudson","Mid-Hudson","Mid-Hudson","ConEd Westchester","Zone I - Dunwoodie","Lower Hudson","Hudson Valley"]
[null,null,null,null,null,null,null,null,null,"10610Westchester","10610",10610,"Zone I - Dunwoodie","Consolidated Edison","Westchester","Mid-Hudson","Lower Hudson","Mid-Hudson","Mid-Hudson","ConEd Westchester","Zone I - Dunwoodie","Lower Hudson","Hudson Valley"]
[null,null,null,null,null,null,null,null,null,"10701Westchester","10701",10701,"Zone I - Dunwoodie","Consolidated Edison","Westchester","Mid-Hudson","Lower Hudson","Mid-Hudson","Mid-Hudson","ConEd Westchester","Zone I - Dunwoodie","Lower Hudson","Hudson Valley"]
[null,null,null,null,null,null,null,null,null,"10702Westchester","10702",10702,"Zone I - Dunwoodie","Consolidated Edison","Westchester","Mid-Hudson","Lower Hudson","Mid-Hudson","Mid-Hudson","ConEd Westchester","Zone I - Dunwoodie","Lower Hudson","Hudson Valley"]
[null,null,null,null,null,null,null,null,null,"10703Westchester","10703",10703,"Zone I - Dunwoodie","Consolidated Edison","Westchester","Mid-Hudson","Lower Hudson","Mid-Hudson","Mid-Hudson","ConEd Westchester","Zone I - Dunwoodie","Lower Hudson","Hudson Valley"]
[null,null,null,null,null,null,null,null,null,{"$f":"CONCATENATE(L2117,O2117)","v":"10704Westchester"},"10704",10704,"Zone I - Dunwoodie","Consolidated Edison","Westchester","Mid-Hudson","Lower Hudson","Mid-Hudson","Mid-Hudson","ConEd Westchester","Zone I - Dunwoodie",{"$f":"Q2117","v":"Lower Hudson"},"Hudson Valley"]
[null,null,null,null,null,null,null,null,null,"10705Westchester","10705",10705,"Zone I - Dunwoodie","Consolidated Edison","Westchester","Mid-Hudson","Lower Hudson","Mid-Hudson","Mid-Hudson","ConEd Westchester","Zone I - Dunwoodie","Lower Hudson","Hudson Valley"]
[null,null,null,null,null,null,null,null,null,"10706Westchester","10706",10706,"Zone I - Dunwoodie","Consolidated Edison","Westchester","Mid-Hudson","Lower Hudson","Mid-Hudson","Mid-Hudson","ConEd Westchester","Zone I - Dunwoodie","Lower Hudson","Hudson Valley"]
[null,null,null,null,null,null,null,null,null,"10707Westchester","10707",10707,"Zone I - Dunwoodie","Consolidated Edison","Westchester","Mid-Hudson","Lower Hudson","Mid-Hudson","Mid-Hudson","ConEd Westchester","Zone I - Dunwoodie","Lower Hudson","Hudson Valley"]
[null,null,null,null,null,null,null,null,null,"10708Westchester","10708",10708,"Zone I - Dunwoodie","Consolidated Edison","Westchester","Mid-Hudson","Lower Hudson","Mid-Hudson","Mid-Hudson","ConEd Westchester","Zone I - Dunwoodie","Lower Hudson","Hudson Valley"]
[null,null,null,null,null,null,null,null,null,"10709Westchester","10709",10709,"Zone I - Dunwoodie","Consolidated Edison","Westchester","Mid-Hudson","Lower Hudson","Mid-Hudson","Mid-Hudson","ConEd Westchester","Zone I - Dunwoodie","Lower Hudson","Hudson Valley"]
[null,null,null,null,null,null,null,null,null,"10710Westchester","10710",10710,"Zone I - Dunwoodie","Consolidated Edison","Westchester","Mid-Hudson","Lower Hudson","Mid-Hudson","Mid-Hudson","ConEd Westchester","Zone I - Dunwoodie","Lower Hudson","Hudson Valley"]
[null,null,null,null,null,null,null,null,null,"10801Westchester","10801",10801,"Zone I - Dunwoodie","Consolidated Edison","Westchester","Mid-Hudson","Lower Hudson","Mid-Hudson","Mid-Hudson","ConEd Westchester","Zone I - Dunwoodie","Lower Hudson","Hudson Valley"]
[null,null,null,null,null,null,null,null,null,"10802Westchester","10802",10802,"Zone I - Dunwoodie","Consolidated Edison","Westchester","Mid-Hudson","Lower Hudson","Mid-Hudson","Mid-Hudson","ConEd Westchester","Zone I - Dunwoodie","Lower Hudson","Hudson Valley"]
[null,null,null,null,null,null,null,null,null,"10803Westchester","10803",10803,"Zone I - Dunwoodie","Consolidated Edison","Westchester","Mid-Hudson","Lower Hudson","Mid-Hudson","Mid-Hudson","ConEd Westchester","Zone I - Dunwoodie","Lower Hudson","Hudson Valley"]
[null,null,null,null,null,null,null,null,null,"10804Westchester","10804",10804,"Zone I - Dunwoodie","Consolidated Edison","Westchester","Mid-Hudson","Lower Hudson","Mid-Hudson","Mid-Hudson","ConEd Westchester","Zone I - Dunwoodie","Lower Hudson","Hudson Valley"]
[null,null,null,null,null,null,null,null,null,"10805Westchester","10805",10805,"Zone I - Dunwoodie","Consolidated Edison","Westchester","Mid-Hudson","Lower Hudson","Mid-Hudson","Mid-Hudson","ConEd Westchester","Zone I - Dunwoodie","Lower Hudson","Hudson Valley"]
[null,null,null,null,null,null,null,null,null,"10578Westchester","10578",10578,"Zone G - Hudson Valley","NYS Electric and Gas","Westchester","Mid-Hudson","Lower Hudson","Mid-Hudson","Mid-Hudson","ConEd Westchester","Zone G - Hudson Valley","Lower Hudson","Hudson Valley"]
[null,null,null,null,null,null,null,null,null,"14011Wyoming","14011",14011,"Zone A - West","National Grid","Wyoming","Finger Lakes","Western","Western","Western",null,"Zone A - West","Western","Western Region"]
[null,null,null,null,null,null,null,null,null,"14167Wyoming","14167",14167,"Zone A - West","National Grid","Wyoming","Finger Lakes","Western","Western","Western",null,"Zone A - West","Western","Western Region"]
[null,null,null,null,null,null,null,null,null,"14037Wyoming","14037",14037,"Zone A - West","NYS Electric and Gas","Wyoming","Finger Lakes","Western","Western","Western",null,"Zone A - West","Western","Western Region"]
[null,null,null,null,null,null,null,null,null,"14082Wyoming","14082",14082,"Zone A - West","NYS Electric and Gas","Wyoming","Finger Lakes","Western","Western","Western",null,"Zone A - West","Western","Western Region"]
[null,null,null,null,null,null,null,null,null,"14083Wyoming","14083",14083,"Zone A - West","NYS Electric and Gas","Wyoming","Finger Lakes","Western","Western","Western",null,"Zone A - West","Western","Western Region"]
[null,null,null,null,null,null,null,null,null,"14113Wyoming","14113",14113,"Zone A - West","NYS Electric and Gas","Wyoming","Finger Lakes","Western","Western","Western",null,"Zone A - West","Western","Western Region"]
[null,null,null,null,null,null,null,null,null,"14145Wyoming","14145",14145,"Zone A - West","NYS Electric and Gas","Wyoming","Finger Lakes","Western","Western","Western",null,"Zone A - West","Western","Western Region"]
[null,null,null,null,null,null,null,null,null,"14549Wyoming","14549",14549,"Zone A - West","Municipal Utilities","Wyoming","Finger Lakes","Western","Western","Western",null,"Zone A - West","Western","Western Region"]
[null,null,null,null,null,null,null,null,null,"14550Wyoming","14550",14550,"Zone A - West","Municipal Utilities","Wyoming","Finger Lakes","Western","Western","Western",null,"Zone A - West","Western","Western Region"]
[null,null,null,null,null,null,null,null,null,"14427Wyoming","14427",14427,"Zone A - West","Municipal Utilities","Wyoming","Finger Lakes","Western","Western","Western",null,"Zone A - West","Western","Western Region"]
[null,null,null,null,null,null,null,null,null,"14039Wyoming","14039",14039,"Zone A - West","NYS Electric and Gas","Wyoming","Finger Lakes","Western","Western","Western",null,"Zone A - West","Western","Western Region"]
[null,null,null,null,null,null,null,null,null,"14530Wyoming","14530",14530,"Zone A - West","NYS Electric and Gas","Wyoming","Finger Lakes","Western","Western","Western",null,"Zone A - West","Western","Western Region"]
[null,null,null,null,null,null,null,null,null,"14569Wyoming","14569",14569,"Zone A - West","NYS Electric and Gas","Wyoming","Finger Lakes","Western","Western","Western",null,"Zone A - West","Western","Western Region"]
[null,null,null,null,null,null,null,null,null,"14591Wyoming","14591",14591,"Zone A - West","NYS Electric and Gas","Wyoming","Finger Lakes","Western","Western","Western",null,"Zone A - West","Western","Western Region"]
[null,null,null,null,null,null,null,null,null,"14009Wyoming","14009",14009,"Zone A - West","Municipal Utilities","Wyoming","Finger Lakes","Western","Western","Western",null,"Zone A - West","Western","Western Region"]
[null,null,null,null,null,null,null,null,null,"14024Wyoming","14024",14024,"Zone B - Genesee","Rochester Gas and Electric","Wyoming","Finger Lakes","Western","Western","Western",null,"Zone B - Genesee","Western","Western Region"]
[null,null,null,null,null,null,null,null,null,"14130Wyoming","14130",14130,"Zone B - Genesee","Rochester Gas and Electric","Wyoming","Finger Lakes","Western","Western","Western",null,"Zone B - Genesee","Western","Western Region"]
[null,null,null,null,null,null,null,null,null,"14536Wyoming","14536",14536,"Zone B - Genesee","Rochester Gas and Electric","Wyoming","Finger Lakes","Western","Western","Western",null,"Zone B - Genesee","Western","Western Region"]
[null,null,null,null,null,null,null,null,null,"14066Wyoming","14066",14066,"Zone B - Genesee","NYS Electric and Gas","Wyoming","Finger Lakes","Western","Western","Western",null,"Zone B - Genesee","Western","Western Region"]
[null,null,null,null,null,null,null,null,null,"14415Yates","14415",14415,"Zone C - Central","NYS Electric and Gas","Yates","Finger Lakes","Western","Western","Western",null,"Zone C - Central","Western","Western Region"]
[null,null,null,null,null,null,null,null,null,"14418Yates","14418",14418,"Zone C - Central","NYS Electric and Gas","Yates","Finger Lakes","Western","Western","Western",null,"Zone C - Central","Western","Western Region"]
[null,null,null,null,null,null,null,null,null,"14441Yates","14441",14441,"Zone C - Central","NYS Electric and Gas","Yates","Finger Lakes","Western","Western","Western",null,"Zone C - Central","Western","Western Region"]
[null,null,null,null,null,null,null,null,null,"14478Yates","14478",14478,"Zone C - Central","NYS Electric and Gas","Yates","Finger Lakes","Western","Western","Western",null,"Zone C - Central","Western","Western Region"]
[null,null,null,null,null,null,null,null,null,"14507Yates","14507",14507,"Zone C - Central","NYS Electric and Gas","Yates","Finger Lakes","Western","Western","Western",null,"Zone C - Central","Western","Western Region"]
[null,null,null,null,null,null,null,null,null,"14544Yates","14544",14544,"Zone C - Central","NYS Electric and Gas","Yates","Finger Lakes","Western","Western","Western",null,"Zone C - Central","Western","Western Region"]
[null,null,null,null,null,null,null,null,null,"14837Yates","14837",14837,"Zone C - Central","NYS Electric and Gas","Yates","Finger Lakes","Western","Western","Western",null,"Zone C - Central","Western","Western Region"]
[null,null,null,null,null,null,null,null,null,"14842Yates","14842",14842,"Zone C - Central","NYS Electric and Gas","Yates","Finger Lakes","Western","Western","Western",null,"Zone C - Central","Western","Western Region"]
[null,null,null,null,null,null,null,null,null,"14857Yates","14857",14857,"Zone C - Central","NYS Electric and Gas","Yates","Finger Lakes","Western","Western","Western",null,"Zone C - Central","Western","Western Region"]
[null,null,null,null,null,null,null,null,null,"14878Yates","14878",14878,"Zone C - Central","NYS Electric and Gas","Yates","Finger Lakes","Western","Western","Western",null,"Zone C - Central","Western","Western Region"]
[null,null,null,null,null,null,null,null,null,"14527Yates","14527",14527,"Zone C - Central","Municipal Utilities","Yates","Finger Lakes","Western","Western","Western",null,"Zone C - Central","Western","Western Region"]

{"sheet":"Rpt#1 IAQ","index":28,"n_rows":58,"n_cols":19,"rows_kept":58,"cut":false,"hidden":true,"merged":[[1,0,1,13],[2,0,2,13],[4,1,4,5],[4,11,4,13],[5,1,5,5],[5,11,5,13],[41,1,45,12],[6,1,6,5],[10,0,10,3],[18,1,22,12],[24,0,24,3],[29,1,33,12],[35,0,35,3]]}
[]
["In-Home Evaluation Recommended Upgrades"]
["Moisture, Ventilation, and Miscellaneous"]
[]
["Name:",{"$f":"Customer_Name","v":0},null,null,null,null,null,null,null,null,"Advisor:",{"$f":"IF(Auditor<>\"\", Auditor, \"\")","v":""}]
["Address:",{"$f":"Customer_Address","v":0},null,null,null,null,null,null,null,null,"Date:",{"$f":"IF(Audit_Date<>\"\", Audit_Date, \"\")","v":""}]
[null,{"$f":"CONCATENATE(Customer_City, \", \", Customer_State, \" \", Customer_Zip)","v":", NY "}]
[]
[]
[]
["Moisture Mitigation:",null,null,null,null,null,"X","No Issues identified  ",null,null,{"$f":"IF(G11<>\"\",\"\",\"X\")","v":""},"Suggested repairs as follows:    "]
[]
[null,null,"Adjust Grading ",null,null,null,null,"Extend Downspouts",null,null,null,"Install Sump Pump"]
[]
[null,{"$f":"IF(D15 = \"\",\"\",\"X\")","v":""},"Install ≈",null," square feet of 6-mil plastic on Crawl Floor.",null,null,null,null,null,null,null,null,null,null,null,null,null,"X"]
[]
[null,null,"Repair Water Pipes"]
[]
[]
[]
[]
[]
[]
[]
["         Ventilation:",null,null,null,null,null,"X","No Issues identified  ",null,null,{"$f":"IF(G25<>\"\",\"\",\"X\")","v":""},"Suggested repairs as follows:    "]
[]
[]
[null,null,"Install Bathroom Exhaust",null,null,null,null,"Install kitchen Exhaust  ",null,null,null,"Vent existing fans to outside"]
[]
[]
[]
[]
[]
[]
[]
["         Miscellaneous: ",null,null,null,null,null,"X","No Issues identified  ",null,null,{"$f":"IF(G36<>\"\",\"\",\"X\")","v":""},"Suggested repairs as follows:    "]
[]
[null,null,"Upgrade Knob & Tube Wiring for blown-in insulation"]
[]
[null,null,"Address open electric boxes / splices in areas to be insulated"]
[]
[]
[]
[]
[]
[]
[]
[]
[]
[]
[]
[]
[]
[]
[]
[]
[]
[null,null,null,null,null,null,null,null,null,null,null,null,"`"]

{"sheet":"Rpt#2 Shell","index":29,"n_rows":111,"n_cols":12,"rows_kept":111,"cut":false,"hidden":true,"merged":[[5,1,5,5],[5,9,5,10],[1,0,1,10],[2,0,2,10],[3,1,3,5],[4,1,4,5],[4,9,4,10],[23,2,23,5],[23,8,23,10],[7,4,7,5],[7,8,7,9],[9,0,9,2],[11,2,11,5],[13,2,13,5],[15,2,15,4],[15,8,15,10],[17,4,17,5],[17,8,17,10],[19,0,19,2],[21,2,21,5],[21,8,21,10],[44,0,44,2],[25,2,25,10],[27,0,27,2],[29,2,29,5],[29,8,29,10],[31,2,31,5],[33,0,33,2],[35,2,35,5],[35,8,35,10],[37,2,37,10],[39,0,39,2],[40,2,40,10],[60,2,60,10],[45,3,45,5],[46,2,46,10],[47,2,47,10],[48,2,48,10],[50,0,50,2],[52,2,52,10],[53,2,53,10],[54,2,54,10],[57,0,57,2],[58,7,58,9],[59,2,59,10],[73,0,73,2],[74,2,74,9],[63,0,63,2],[64,3,64,5],[65,2,65,9],[66,2,66,9],[67,2,67,9],[72,0,72,2]]}
[]
["In-Home Evaluation Recommended Upgrades"]
["Air Sealing, Insulation and Windows"]
["Name:",{"$f":"Customer_Name","v":0}]
["Address:",{"$f":"Customer_Address","v":0},null,null,null,null,null,null,"Advisor:",{"$f":"IF(Auditor<>\"\", Auditor, \"\")","v":""}]
[null,{"$f":"CONCATENATE(Customer_City, \", \", Customer_State, \" \", Customer_Zip)","v":", NY "},null,null,null,null,null,null,"Date:",{"$f":"IF(Audit_Date<>\"\", Audit_Date, \"\")","v":""}]
[]
[null,null,null,null,"Estimated Cost"]
["AIR SEALING:"]
["Attic & Ceilings:"]
[]
[null,null,"SEAL PIPE, ELECTRIC, DUCT PENETRATIONS   ",null,null,null,null,{"$f":"IF(J12=\"\",\"\",\"X\")","v":""},"AIRTIGHT RETROFIT FOR",null," RECESSED LIGHTS"]
[]
[null,null,"SEAL DRYWALL/ TOPPLATE JOINTS/ CHASES",null,null,null,null,null,"THERMAL-FIBER & FIRE CAULK  FIRE RATED WALLS"]
[]
[null,null,"INSULATE & SEAL ATTIC ACCESS",null,null,null,null,null,"TIN & FIRE CAULK  AT FLUE/ CHIMNEY CHASE"]
[]
[null,null,"ENCLOSE",null," SQ. FT. OF KNEEWALLS",null,null,null,"DRAFTBLOCK BELOW ATTIC/ KNEE WALLS"]
[]
["Above Grade Walls: "]
[]
[null,null,"SEAL TOP/ BOTTOM BALLOON FRAMED WALLS",null,null,null,null,null,"INSTALL WEATHER STRIP ON FRONT DOOR"]
[]
[null,null,"SEAL GARAGE/ HOUSE CONNECTIONS",null,null,null,null,null,"INSTALL WEATHER STRIP ON GARAGE DOOR"]
[]
[null,{"$f":"IF(C26=\"\",\"\",\"X\")","v":""}]
[]
["Framed Floors: "]
[]
[null,null,"SEAL BAND JOIST AREA ",null,null,null,null,null,"INSTALL DRAFTBLOCK AT CANTILEVERS             "]
[]
[null,null,"SEAL PIPE, ELECTRIC, DUCT PENETRATIONS   "]
[]
["Foundation:"]
[]
[null,null,"SEAL PENETRATIONS IN WALLS ",null,null,null,null,null,"INSTALL EXTERIOR DOOR AT BSMT WALKOUT"]
[]
[null,null,"INSTALL VAPOR RETARDER, SEAL AND INSULATE CRAWLSPACE"]
[]
["Fireplace:"]
[null,null,"IMPROVE FIREPLACE DAMPERS"]
[]
["INSULATION:"]
[null,null,null,null,"Estimated Cost"]
["Attic & Roof:"]
[]
["Area #1",null,{"$f":" IF(Roof_Rvalue_Pre = Roof_Rvalue_Post, \"No Recommendation\", Roof_Message)","v":"No Recommendation"}]
["Area #2",null,{"$f":" IF(Roof2_Area=0, \"n/a\", IF(Roof2_Rvalue_Pre = Roof2_Rvalue_Post, \"No Recommendation\", Roof2_Message))","v":"n/a"}]
["Area #3",null,{"$f":" IF(Roof3_Area = 0, \"n/a\", IF(Roof3_Rvalue_Pre = Roof3_Rvalue_Post, \"No Recommendation\", Roof3_Message))","v":"n/a"}]
[null,null,null,null,"Estimated Cost"]
["Above Grade Walls: "]
[]
["Framed",null,{"$f":" IF(Wall_Area = 0, \"n/a\", IF(Wall_Rvalue_Pre = Wall_Rvalue_Post, \"No Recommendation\", Wall_Message))","v":"n/a"}]
["Masonry",null,{"$f":" IF(WallMasonary_Area = 0, \"n/a\", IF(WallMasonary_Rvalue_Pre = WallMasonary_Rvalue_Post, \"No Recommendation\", WallMasonary_Message))","v":"n/a"}]
["Buffered",null,{"$f":" IF(BufferedWall_Area = 0, \"n/a\", IF(BufferedWall_Rvalue_Pre = BufferedWall_Rvalue_Post, \"No Recommendation\", BufferedWall_Message))","v":"n/a"}]
[]
[null,null,null,null,"Estimated Cost"]
["Framed Floors: "]
[]
["Exposed",null,{"$f":" IF(OR(Floor_Exposed_Area = 0, Floor_Exposed_Area = \"\"), \"n/a\", IF('Audit Data Collection'!G41=\"\", \"No Recommendation\", Floor_Exposed_Message))","v":"n/a"}]
["Buffered",null,{"$f":" IF(OR(Floor_Over_Area = 0, Floor_Over_Area = \"\"), \"n/a\", IF('Audit Data Collection'!G42=\"\", \"No Recommendation\", Floor_Over_Message))","v":"n/a"}]
[]
[null,null,null,null,"Estimated Cost"]
["Foundation Perimeter: "]
[null,null,null,{"$f":"IF(AND(C66=\"\",C67=\"\"),\"No recommendation\",\"\")","v":""}]
["Basement",null,{"$f":" IF(OR(Foundation_Basement_Perim = 0, Foundation_Basement_Perim = \"\"), \"n/a\", IF('Audit Data Collection'!G44 = \"\", \"No Recommendation\", Foundation_Basement_Message))","v":"n/a"}]
["Slab",null,{"$f":" IF(OR(Foundation_Slab_Perim = 0, Foundation_Slab_Perim = \"\"), \"n/a\", IF('Audit Data Collection'!G45 = \"\", \"No Recommendation\", Foundation_Slab_Message))","v":"n/a"}]
["Crawlspace",null,{"$f":" IF(OR(Foundation_Crawlspace_Perim = 0, Foundation_Crawlspace_Perim = \"\"), \"n/a\", IF('Audit Data Collection'!G46 = \"\", \"No Recommendation\", Foundation_Crawlspace_Message))","v":"n/a"}]
[]
[]
["WINDOWS:"]
[null,null,null,null,"Estimated Cost"]
["Replacement Windows:"]
["Storm Windows:"]
[null,null,{"$f":"IF('Audit Data Collection'!G53=\"Yes\",\"Install storm windows\",IF('Audit Data Collection'!G50<>\"\",\"Install replacement windows: SHGC \"&'Audit Data Collection'!G51&\", U-value \"&'Audit Data Collection'!G50,\"No Recommendation\"))","v":"No Recommendation"}]
[]
[]
["PARK"]
[]
[]
[null,null,null,null,null,null,null,null,"Lists:",null,null,"ATTIC FLOOR "]
[null,null,null,null,null,null,null,null,"PANEL",null,"R-10","ATTIC SLOPE"]
[null,null,null,null,null,null,null,null,"STAIR",null,"R-13","ATTIC FLOORS & SLOPES"]
[null,null,null,null,null,null,null,null,"DOOR",null,"R-19","ATTIC KNEEWALLS"]
[null,null,null,null,null,null,null,null,null,null,"R-30","ATTIC KNEEWALL FLOOR"]
[null,null,null,null,null,null,null,null,"WALK-UP DOOR",null,"R-40","ATTIC KNEEWALL SLOPE"]
[null,null,null,null,null,null,null,null,null,null,null,"ATTIC KNEEWALLS, FLOORS & SLOPES"]
[null,null,null,null,null,null,null,null,"FRONT DOOR",null,"2-INCHES","FLAT ROOF (SPEC. MECH VENTILATION)"]
[null,null,null,null,null,null,null,null,"GARAGE DOOR",null,"4-INCHES"]
[null,null,null,null,null,null,null,null,"SIDE DOOR"]
[null,null,null,null,null,null,null,null,"REAR DOOR",null,"INSULATION","GARAGE CEILING"]
[null,null,null,null,null,null,null,null,null,null,"DENSE-PACK","CANTILEVER"]
[null,null,null,null,null,null,null,null,"BSMT. WALL",null,null,"SHED DORMER KNEEWALL"]
[null,null,null,null,null,null,null,null,"CRAWL WALL"]
[null,null,null,null,null,null,null,null,null,null,null,"CRAWL CELING"]
[null,null,null,null,null,null,null,null,null,null,null,"GARAGE CEILING"]
[null,null,null,null,null,null,null,null,"BASEMENT CELING",null,null,"BASEMENT CELING"]
[null,null,null,null,null,null,null,null,"CANTILEVER",null,null,"CANTILEVER"]
[]
[null,null,null,null,null,null,null,null,"2 X 4 "]
[null,null,null,null,null,null,null,null,"2 X 6 "]
[null,null,null,null,null,null,null,null,"VINYL"]
[null,null,null,null,null,null,null,null,"CLAPBOARDS"]
[null,null,null,null,null,null,null,null,"ALUMINUM"]
[null,null,null,null,null,null,null,null,"OTHER/ UNSPECIFIED"]
[null,null,null,null,null,null,null,null,"CEDAR SHINGLES"]
[null,null,null,null,null,null,null,null,"SQ. FT. OF OPEN ATTIC FLOOR AREA WITH "]
[null,null,null,null,null,null,null,null,"SQ. FT. OF  ATTIC ROOF DECK WITH HIGH DENSITY"]
[]
[]
[null,null,null,null,null,null,null,null,"X"]

{"sheet":"Rpt#3 HVAC DHW","index":30,"n_rows":53,"n_cols":23,"rows_kept":53,"cut":false,"hidden":true,"merged":[[6,1,6,6],[6,14,6,16],[1,0,1,16],[2,0,2,16],[4,1,4,6],[5,1,5,6],[5,14,5,16],[27,2,27,16],[29,2,29,16],[33,6,33,9],[45,3,45,4],[8,12,8,14],[17,11,17,12],[17,13,17,14],[17,15,17,16],[23,6,23,8],[23,9,23,10],[23,11,23,12],[23,13,23,14],[23,15,23,16]]}
[]
["In-Home Evaluation Recommended Upgrades"]
["Cooling, Heating and Hot Water"]
[]
["Name:",{"$f":"Customer_Name","v":0}]
["Address:",{"$f":" Customer_Address","v":0},null,null,null,null,null,null,null,null,null,null,null,"Advisor:",{"$f":"IF(Auditor<>\"\", Auditor, \"\")","v":""}]
[null,{"$f":"CONCATENATE(Customer_City, \", \", Customer_State, \" \", Customer_Zip)","v":", NY "},null,null,null,null,null,null,null,null,null,null,null,"Date:",{"$f":"IF(Audit_Date<>\"\", Audit_Date, \"\")","v":""}]
[]
["MECHANICAL SYSTEMS:"]
[null,"Central AC / Heat Pump",null,null,null,null,null,null,null,null,"Estimated Cost"]
[]
["System 1",{"$f":"IF(OR(C12=\"\",C12=\"No Recommendation\"),\"\",\"X\")","v":""},{"$f":"IF('Audit Data Collection'!G64=\"\",IF('Lookups (2)'!CY51=\"Yes\",CONCATENATE(\"Perform HVAC Tune-up\"),\"No Recommendation\"), CONCATENATE(\"Replace system with ENERGY STAR minimum \",'Audit Data Collection'!G64,\" SEER\"))","v":"No Recommendation"}]
[]
["System 2",{"$f":"IF(OR(C14=\"\", C14=\"n/a\",C14=\"No Recommendation\"),\"\",\"X\")","v":""},{"$f":"IF(System2_Capacity_c=\"\", \"n/a\", IF('Audit Data Collection'!G79=\"\",IF('Audit Data Collection'!G77=\"Yes\",CONCATENATE(\"Perform HVAC Tune-up\"),\"No Recommendation\"), CONCATENATE(\"Replace system with ENERGY STAR minimum \",'Audit Data Collection'!G79,\" SEER\")))","v":"n/a"}]
[null,{"$f":"IF(AND('Audit Data Collection'!G64=\"\", 'Audit Data Collection'!G77=\"\"), \"\", \"Manual J must be completed prior to installing equipment\")","v":"Manual J must be completed prior to installing equipment"}]
[null,"Duct System Leakage",null,null,null,null,null,null,null,null,"Estimated Cost"]
[]
[null,{"$f":"IF(OR('Audit Data Collection'!G72=\"Yes\", 'Audit Data Collection'!G83=\"Yes\"), \"X\", \"\")","v":""},"Repair and seal all accessible duct leaks with Mastic in",null,null,null,null,null,null,null,null,null,null,null,null,null,null,null,null,null,null,null,"1-inch / R-4"]
[null,null,null,null,null,null,null,null,null,null,null,null,null,null,null,null,null,null,null,null,null,null,"1.5-inch / R-6"]
[null,null,"Install filter slot cover",null,null,null,null,null,null,null,null,null,null,null,null,null,null,null,null,null,null,null,"Blown-in"]
[]
[null,"Duct System Insulation",null,null,null,null,null,null,null,null,"Estimated Cost",null,null,null,null,null,null,null,null,null,null,null,"Attic"]
[null,null,null,null,null,null,null,null,null,null,null,null,null,null,null,null,null,null,null,null,null,null,"Crawlspace"]
[null,{"$f":"IF('Audit Data Collection'!G74=\"Yes\",\"X\",\"\")","v":""},null,"square feet of",null,null,null,null,null,"duct insulation in"]
[]
[null,"Heating System",null,null,null,null,null,null,null,null,"Estimated Cost",null,null,null,null,null,null,null,null,null,null,null,"X"]
[]
["System 1",{"$f":"IF(C28=\"No recommendation\",\"\",\"X\")","v":""},{"$f":"IF('Audit Data Collection'!G59<>\"\", CONCATENATE(\"Replace \",IF('Audit Data Collection'!B59=\"Boiler\",\"Boiler\", \"Furnace\"), \" with \",'Audit Data Collection'!G59,\" \",RIGHT('Audit Data Collection'!F59,4),\" system\"), \"No Recommendation\")","v":"No Recommendation"}]
[]
["System 2",{"$f":"IF(OR(C30=\"No recommendation\", C30=\"n/a\"),\"\",\"X\")","v":""},{"$f":"IF(System2_Type=\"\", \"n/a\", IF('Audit Data Collection'!G78<>\"\", CONCATENATE(\"Replace \",IF(System2_Type = \"Boiler\",\"Boiler\", \"Furnace\"), \" with \", 'Audit Data Collection'!G78,\" \",RIGHT('Audit Data Collection'!F78,4),\" system\"), \"No Recommendation\"))","v":"n/a"}]
[null,{"$f":"IF(AND(C28=\"No recommendation\", OR(C30=\"No recommendation\",C30=\"n/a\")),\"\",\"Manual J must be completed prior to installing equipment\")","v":""}]
[null,{"$f":"\"Hydronic Distribution\" & IF('Audit Data Collection'!B59 <> \"Boiler\",\" (n/a)\", \"\")","v":"Hydronic Distribution (n/a)"},null,null,null,null,null,null,null,null,"Estimated Cost"]
[]
[null,{"$f":"IF(AND(G34<>\"\", 'Audit Data Collection'!B59 = \"Boiler\"),\"X\",\"\")","v":""},{"$f":"IF(OR(System1_Type = Fossil_Boiler, System2_Type = Fossil_Boiler),\"Insulate boiler pipes in \", \"\")","v":""},null,null,null,null,null,null,null,{"$f":"IF(OR(System1_Type = Fossil_Boiler, System2_Type = Fossil_Boiler),\"with R-3 pipe insulation\", \"\")","v":""}]
[]
[null,"Water Heater (DHW)",null,null,null,null,null,null,null,null,"Estimated Cost"]
[]
["Replace?",{"$f":"IF(C38=\"No Recommendation\", \"\", \"X\")","v":{"$error":"#NAME?"}},{"$f":"IF(WaterHeaterWrap=\"Yes\",\"Install tank wrap\",IF(Raw_Water_Heating_Efficiency_New\\<>\"\", \"Install replacement system unless noted otherwise by the manufacturer\", \"No Recommendation\"))","v":{"$error":"#NAME?"}}]
[]
["Type"]
[]
["Pipe Insulation",{"$f":"IF('Audit Data Collection'!G105<>\"\", \"X\", \"\")","v":""},{"$f":"IF('Audit Data Collection'!G105=\"\", \"No Recommendation\", \"Install \"& 'Audit Data Collection'!G105& \" 3' section(s)\")","v":"No Recommendation"}]
[]
[null,"Lighting",null,null,null,null,null,null,null,null,"Estimated Cost"]
[]
[null,{"$f":"IF(D46=\"\",\"\",\"X\")","v":""},"Install",null,null,"Compact flourescent lightbulbs"]
[]
[]
[null,"Appliances",null,null,null,null,null,null,null,null,"Estimated Cost"]
[null,"UPGRADE TO ENERGY STAR:"]
[null,null,null,null,"Refrigerator",null,null,null,null,null,"Dehumidifier"]
[]
[null,null,null,null,"Dishwasher",null,null,null,null,null,"Clothes Washer"]

{"sheet":"Health & Safety","index":31,"n_rows":46,"n_cols":6,"rows_kept":46,"cut":false,"hidden":true,"merged":[[29,1,30,1],[39,1,40,1],[0,0,0,5],[1,0,1,5],[2,5,2,6],[3,5,3,6],[22,2,23,2],[22,3,23,3]]}
["In-Home Evaluation Testing Results"]
["Blower Door, Health and Safety, Combustion Efficiency"]
["Name:",{"$f":"Customer_Name","v":0},null,null,"Advisor:",{"$f":"IF(Auditor<>\"\", Auditor, \"\")","v":""}]
["Address:",{"$f":"Customer_Address","v":0},null,null,"Date:",{"$f":"IF(Audit_Date<>\"\", Audit_Date, \"\")","v":""}]
[null,{"$f":"CONCATENATE(Customer_City, \", \", Customer_State, \" \", Customer_Zip)","v":", NY "}]
[]
[]
[]
[null,"Health and Safety"]
[null,"Oven Type?"]
[null,"Oven CO (If Gas Oven)?"]
[null,"Clothes Dryer Vented Properly?"]
[null,"Bath Kitchen Fan Vented Properly?"]
[null,"CO Detector?"]
[null,"Gas Leaks?"]
[null,"CO Ambient In Living Space"]
[null,"CO Ambient In CAZ"]
[]
[]
[null,"CAZ Test Venting Condition.  Select the row that best describes the venting condition in the home and fill in the CAZ Worst Case Depressurization test result in that row..","BPI Limit (Pa)","CAZ Worst Case (Pa)"]
[null,"Orphan Natural Draft Water Heater (including outside chimneys)",-2]
[null,"Natural Draft Boiler or Furnace Commonly Vented with Water Heater",-3]
[null,"Natural Draft Boiler or Furnace w/ Vent Damper Commonly Vented with Water Heater; Induced Draft Boiler or Furnace Commonly Vented with Water Heater; ",-5]
[null,"Individual Natural Draft Boiler or Furnace"]
[null,"Power Vented or Induced Draft Boiler or Furnace Alone",-15]
[null,"Chimney-Top Draft Inducer; High Static Pressure Flame Retention Head Oil Burner; Direct Vented Appliances; or Sealed Combustion Appliances",-50]
[]
[]
[null,"Combustion Appliance Testing 1"]
[null,"Appliance Type","Draft","Spillage","Spillage"]
[null,null,"(Pascal's)","(Worst Case)","(Natural)"]
[null,"Heating System 1"]
[null,"Heating System 2"]
[null,"Water Heater 1"]
[null,"Water Heater 2"]
[null,"Other (Please Specify)"]
[]
[]
[null,"Combustion Appliance Testing 2"]
[null,"Appliance Type","Rated Efficiency","Tested Efficiency","CO","CO"]
[null,null,"(AFUE)","(%)","(PPM-Worst Case)","(PPM-Natural)"]
[null,"Heating System 1"]
[null,"Heating System 2"]
[null,"Water Heater 1"]
[null,"Water Heater 2"]
[null,"Other (Please Specify)"]

{"sheet":"Upgrade Summary","index":32,"n_rows":67,"n_cols":9,"rows_kept":67,"cut":false,"hidden":true,"merged":[[45,1,45,9],[65,0,65,9],[4,2,4,6],[5,2,5,6],[5,8,5,10],[6,2,6,6],[6,8,6,10],[44,1,44,9]]}
[]
[null,null,"In-Home Evaluation Upgrade Summary and Incentives"]
[]
[]
[null,"Name:",{"$f":"Customer_Name","v":0}]
[null,"Address:",{"$f":"Customer_Address","v":0},null,null,null,null,"Advisor:",{"$f":"IF(Auditor<>\"\", Auditor, \"\")","v":""}]
[null,null,{"$f":"CONCATENATE(Customer_City, \", \", Customer_State, \" \", Customer_Zip)","v":", NY "},null,null,null,null,"Date:",{"$f":"IF(Audit_Date<>\"\", Audit_Date, \"\")","v":""}]
[]
[null,null,null,"Loan Summary 1"]
[null,null,null,"Loan Amount",{"$f":"E61","v":0},null,"No. of Payments",{"$f":"E12*12","v":{"$error":"#DIV/0!"}}]
[null,null,null,"Interest Rate (select)",3.9899999999999998E-2,null,"Monthly Payment Amt",{"$f":"-PMT(E11/12,H10,E10)","v":{"$error":"#DIV/0!"}}]
[null,null,null,"Loan Term (years)",{"$f":"'SIR Calcs'!B12","v":{"$error":"#DIV/0!"}},null,"Total Interest",{"$f":"(H11*H10)-E10","v":{"$error":"#DIV/0!"}}]
[null,null,null,null,null,null,"HEMI Eligible?","No"]
[null,null,null,null,"Estimated Cost"]
["Air Sealing Package",null,null,null,{"$f":"'Rpt#2 Shell'!E9","v":0},{"$f":"MIN(E15/2,500)","v":0}]
[{"$f":"IF(E15<>0, \"  See Air Sealing, Insulation and Windows Upgrade Report for full details\", \"  No Recommendation\")","v":"  No Recommendation"}]
["Insulation"]
[null,"Attic / Roof",null,null,{"$f":"'Rpt#2 Shell'!E45","v":0},{"$f":"MIN(E18/2,500)","v":0}]
[null,"  Area 1",{"$f":" 'Rpt#2 Shell'!C47","v":"No Recommendation"}]
[null,"  Area 2",{"$f":" 'Rpt#2 Shell'!C48","v":"n/a"}]
[null,"  Area 3",{"$f":" 'Rpt#2 Shell'!C49","v":"n/a"}]
[null,"Above Grade Walls",null,null,{"$f":"'Rpt#2 Shell'!E51","v":0},{"$f":"MIN(E22/2,500)","v":0}]
[null,"  Exterior",{"$f":"'Rpt#2 Shell'!C53","v":"n/a"}]
[null,"  Masonry",{"$f":"'Rpt#2 Shell'!C54","v":"n/a"}]
[null,"  Buffered",{"$f":"'Rpt#2 Shell'!C55","v":"n/a"}]
[null,"Framed Floors",null,null,{"$f":"'Rpt#2 Shell'!E58","v":0},{"$f":"MIN(E26/2,500)","v":0}]
[null,"  Exposed",{"$f":"'Rpt#2 Shell'!C60:K60","v":"n/a"}]
[null,"  Buffered",{"$f":"'Rpt#2 Shell'!C61:K61","v":"n/a"}]
[null,"Foundation Perimeter",null,null,{"$f":"'Rpt#2 Shell'!E64","v":0},{"$f":"MIN(E29/2,500)","v":0}]
[null,"  Basement",{"$f":"'Rpt#2 Shell'!C66","v":"n/a"}]
[null,"  Slab",{"$f":"'Rpt#2 Shell'!C67","v":"n/a"}]
[null,"  Crawlspace",{"$f":"'Rpt#2 Shell'!C68","v":"n/a"}]
["Windows"]
[{"$f":" \"  \" & IF('Audit Data Collection'!G50 = \"\", \"No Recommendation\", IF('Audit Data Collection'!G53=\"Yes\", \"No Recommendation\", \"Replace windows: SHGC \" & 'Audit Data Collection'!G51 & \", U-value \" & 'Audit Data Collection'!G50))","v":"  No Recommendation"},null,null,null,{"$f":"'Rpt#2 Shell'!E73","v":0},{"$f":"MIN(E34/2,500)","v":0}]
[{"$f":"\"  \"&IF('Audit Data Collection'!G53=\"Yes\",\"Install Storm Windows\",IF('Audit Data Collection'!G53=\"Yes\",\"Install Storm Windows\",\"No Recommendation\"))","v":"  No Recommendation"},null,null,null,{"$f":"'Rpt#2 Shell'!E74","v":0},{"$f":"MIN(E35/2,500)","v":0}]
["Central AC / Heat Pump",null,null,null,{"$f":"'Rpt#3 HVAC DHW'!M10","v":0},{"$f":"MIN(E36/2,250)","v":0}]
["  System 1",{"$f":"'Rpt#3 HVAC DHW'!C12","v":"No Recommendation"}]
["  System 2",{"$f":"'Rpt#3 HVAC DHW'!C14","v":"n/a"}]
["Duct System Leakage",null,null,null,{"$f":"'Rpt#3 HVAC DHW'!M16","v":0},{"$f":"MIN(E39/2,500)","v":0}]
[{"$f":"IF('Rpt#3 HVAC DHW'!B18=\"X\",\"  \" &'Rpt#3 HVAC DHW'!C18 & \" \" & 'Rpt#3 HVAC DHW'!L18 & \" \" & 'Rpt#3 HVAC DHW'!N18,\"  No Recommendation\")","v":"  No Recommendation"}]
[{"$f":"IF('Rpt#3 HVAC DHW'!B20=\"X\",\"  \" &'Rpt#3 HVAC DHW'!C20,\"  No Recommendation\")","v":"  No Recommendation"}]
["Duct System Insulation",null,null,null,{"$f":"'Rpt#3 HVAC DHW'!M22","v":0},{"$f":"MIN(E42/2,500)","v":0}]
[{"$f":"IF('Rpt#3 HVAC DHW'!B24=\"X\",\"  Install \" & 'Rpt#3 HVAC DHW'!C24 & \" \" & 'Rpt#3 HVAC DHW'!D24 & \" \" & 'Rpt#3 HVAC DHW'!F24 & \" \" & 'Rpt#3 HVAC DHW'!H24 & \" \" & 'Rpt#3 HVAC DHW'!J24 & \" \" & 'Rpt#3 HVAC DHW'!L24 & \" \" & 'Rpt#3 HVAC DHW'!N24,\"  No Recommendation\")","v":"  No Recommendation"}]
["Heating System",null,null,null,{"$f":"'Rpt#3 HVAC DHW'!M26","v":0},{"$f":"MIN(E44/2,500)","v":0}]
["  System 1",{"$f":"IF('Rpt#3 HVAC DHW'!B28=\"X\",'Rpt#3 HVAC DHW'!C28,\"No Recommendation\")","v":"No Recommendation"}]
["  System 2",{"$f":" IF('Rpt#3 HVAC DHW'!B30=\"X\",'Rpt#3 HVAC DHW'!C30, \"No Recommendation\")","v":"No Recommendation"}]
["Hydronic Distribution",null,null,null,{"$f":"'Rpt#3 HVAC DHW'!M32","v":0}]
[{"$f":"IF('Rpt#3 HVAC DHW'!B34=\"X\",\"  \" & 'Rpt#3 HVAC DHW'!C34 & \" \" & 'Rpt#3 HVAC DHW'!F34,\"  No Recommendation\")","v":"  No Recommendation"}]
["Electric Water Tank",null,null,null,{"$f":"'Rpt#3 HVAC DHW'!M36","v":0},{"$f":"MIN(E49/2,50)","v":0}]
[{"$f":"\"  \" & 'Rpt#3 HVAC DHW'!C38","v":{"$error":"#NAME?"}}]
[{"$f":"\"  \" & 'Rpt#3 HVAC DHW'!A42 & \": \" & 'Rpt#3 HVAC DHW'!C42","v":"  Pipe Insulation: No Recommendation"}]
["Lighting"]
[{"$f":"IF('Rpt#3 HVAC DHW'!C46=\"X\",\"  \" & 'Rpt#3 HVAC DHW'!D46 & \" \" & 'Rpt#3 HVAC DHW'!E46 & \" \" & 'Rpt#3 HVAC DHW'!G46, \"  No Recommendation\")","v":"  No Recommendation"},null,null,null,{"$f":"'Rpt#3 HVAC DHW'!M44","v":0}]
["Appliances"]
[{"$f":"IF(OR('Rpt#3 HVAC DHW'!D51=\"X\",'Rpt#3 HVAC DHW'!J51=\"X\",'Rpt#3 HVAC DHW'!D53=\"X\",'Rpt#3 HVAC DHW'!J53=\"X\"),\"  Upgrade to ENERGY STAR \"&IF('Rpt#3 HVAC DHW'!D51=\"X\",'Rpt#3 HVAC DHW'!E51&\", \",\"\")&IF('Rpt#3 HVAC DHW'!J51=\"X\",'Rpt#3 HVAC DHW'!K51&\", \",\"\") & IF('Rpt#3 HVAC DHW'!D53=\"X\",'Rpt#3 HVAC DHW'!E53&\", \",\"\") & IF('Rpt#3 HVAC DHW'!J53=\"X\",'Rpt#3 HVAC DHW'!K53&\", \",\"\"), \"  No Recommendation\")","v":"  No Recommendation"},null,null,null,{"$f":"'Rpt#3 HVAC DHW'!M49","v":0}]
[]
[null,null,null,"Total Estimated Cost 2",{"$f":"+E15+E18+E22+E26+E29+E34+E35+E36+E39+E42+E44+E47+E49+E53+E55","v":0},null,null,"Total Incentives 3",{"$f":"SUM(E58:E60)","v":0}]
[null,null,null,"High Efficiency Measure Incentive (10%)",{"$f":"IF(H13=\"Yes\",0.1*E57,0)","v":0},null,null,"SIR",{"$f":"'SIR Calcs'!I62","v":{"$error":"#DIV/0!"}}]
[null,null,null,"Utility Company Incentive",0]
[null,null,null,"Other Discount",0]
[null,null,null,"Net Total",{"$f":"E57-E58-E59-E60","v":0}]
[]
[]
[]
["1  Customers must meet loan eligibility requirements."]
["2 The cost estimates provided here are not quotations for work. They are meant to suggest approximate costs for the indicated work. Actual costs and other agreements will be directly between the Customer and any participating Home Performance with ENERGY STAR contractors that they hire."]
["3  Customers may choose a financing option in addition to cash incentive. "]

{"sheet":"Dropdowns - Lookups","index":33,"n_rows":2284,"n_cols":16,"rows_kept":2284,"cut":false,"hidden":true,"merged":[]}
[]
[]
[null,null,"Central AC Capacity vs. Conditioned Sq Ft, from Preliminary RBSA Data",null,null,"Zip","Closest EFLH City","Climate Zone",null,"CDD + HDD","Per IL TRM, different base temps used for un/conditioned space"]
[null,null,"CZ","Avg Cap/sf",null,10940,"Poughkeepsie",5,null,"City","CDD65","CDD75","HDD50","HDD60"]
[null,null,4,16.936593519717061,null,12930,"Massena",6,null,"Albany",597,50,3328,5465]
[null,null,5,14.982787297736499,null,14228,"Buffalo",5,null,"Binghamton",382,41,3332,5625]
[null,null,6,14.44168950367567,null,10706,"NYC",4,null,"Buffalo",544,30,3117,5271]
[null,null,null,null,null,13851,"Binghamton",6,null,"Massena",363,21,4365,6642]
[null,null,null,null,null,13202,"Syracuse",5,null,"NYC",1160,312,1614,3322]
[null,null,null,null,null,14602,"Buffalo",5,null,"Poughkeepsie",671,42,2713,4754]
[null,null,null,null,null,13217,"Syracuse",5,null,"Syracuse",570,41,3199,5313]
[null,null,null,null,null,12593,"Albany",5]
[null,null,null,null,null,11050,"NYC",4]
[null,null,null,null,null,11418,"NYC",4,null,"EFLH, heat"]
[null,null,null,null,null,11746,"NYC",4,null,"City","Old","Average","New"]
[null,null,null,null,null,13733,"Binghamton",6,null,"Albany",1042,978,925]
[null,null,null,null,null,12737,"Poughkeepsie",6,null,"Binghamton",1086,1029,963]
[null,null,null,null,null,11756,"NYC",4,null,"Buffalo",1072,1032,957]
[null,null,null,null,null,11792,"NYC",4,null,"Massena",1125,1061,1009]
[null,null,null,null,null,10650,"NYC",4,null,"NYC",867,786,725]
[null,null,null,null,null,12967,"Massena",6,null,"Poughkeepsie",931,862,807]
[null,null,null,null,null,13026,"Syracuse",5,null,"Syracuse",1098,1042,972]
[null,null,null,null,null,14168,"Buffalo",6]
[null,null,null,null,null,10910,"Poughkeepsie",5,null,"EFLH cool, CAC"]
[null,null,null,null,null,13649,"Massena",6,null,"City","Old","Average","New"]
[null,null,null,null,null,14006,"Buffalo",5,null,"Albany",322,310,279]
[null,null,null,null,null,13812,"Binghamton",5,null,"Binghamton",199,197,158]
[null,null,null,null,null,12050,"Albany",5,null,"Buffalo",334,322,276]
[null,null,null,null,null,12252,"Albany",5,null,"Massena",258,250,210]
[null,null,null,null,null,14572,"Buffalo",6,null,"NYC",670,649,630]
[null,null,null,null,null,12239,"Albany",5,null,"Poughkeepsie",496,470,464]
[null,null,null,null,null,12734,"Poughkeepsie",6,null,"Syracuse",310,296,268]
[null,null,null,null,null,13143,"Syracuse",5]
[null,null,null,null,null,14273,"Buffalo",5,null,"Furnace Capacity vs. Conditioned Sq Ft, from Preliminary RBSA Data"]
[null,null,null,null,null,12883,"Albany",6,null,"Equip","CZ","Const","N","Avg Cap","Avg SF","Avg Cap/SF"]
[null,null,null,null,null,13354,"Syracuse",6,null,"Furnace",4,"Existing",21,100285.71428571429,2486.1363636363635,40.337978138508355]
[null,null,null,null,null,12863,"Albany",5,null,"Furnace",5,"Existing",139,79076.115107913676,1866.6312056737588,42.363009290510185]
[null,null,null,null,null,14781,"Buffalo",5,null,"Furnace",6,"Existing",25,89480,1930.3076923076924,46.355304056746633]
[null,null,null,null,null,12748,"Poughkeepsie",6,null,"Boiler",4,"Existing",64,151304.6875,2107.34375,71.798769185141254]
[null,null,null,null,null,11743,"NYC",4,null,"Boiler",5,"Existing",47,125138.29787234042,2190.3061224489797,57.132789152058514]
[null,null,null,null,null,12801,"Albany",6,null,"Boiler",6,"Existing",28,115982.14285714286,1787.655172413793,64.879482713960556]
[null,null,null,null,null,13610,"Syracuse",5]
[null,null,null,null,null,11944,"Poughkeepsie",4,null,"Central AC Capacity vs. Conditioned Sq Ft, from Preliminary RBSA Data"]
[null,null,null,null,null,12701,"Poughkeepsie",6,null,"CZ","Const","N","Avg Cap","Avg SF","Avg Cap/SF"]
[null,null,null,null,null,10992,"Poughkeepsie",5,null,4,"Existing",39,42607.692307692305,2515.7179487179487,16.936593519717061]
[null,null,null,null,null,14113,"Buffalo",6,null,5,"Existing",104,31250.961538461539,2085.7909090909093,14.982787297736499]
[null,null,null,null,null,14771,"Buffalo",5,null,6,"Existing",10,33200,2298.9,14.44168950367567]
[null,null,null,null,null,14788,"Buffalo",6]
[null,null,null,null,null,10964,"NYC",5]
[null,null,null,null,null,12740,"Poughkeepsie",6,null,"Vintage"]
[null,null,null,null,null,12779,"Poughkeepsie",6,null,"Old","Average","New"]
[null,null,null,null,null,11043,"NYC",4,null,"Year built <1979","Year built >=1979 and Year built <2007","Year Built >= 2007"]
[null,null,null,null,null,13813,"Binghamton",6]
[null,null,null,null,null,11210,"NYC",4]
[null,null,null,null,null,10012,"NYC",4]
[null,null,null,null,null,12008,"Albany",5]
[null,null,null,null,null,12747,"Poughkeepsie",6]
[null,null,null,null,null,10094,"NYC",4]
[null,null,null,null,null,10259,"NYC",4]
[null,null,null,null,null,12458,"Poughkeepsie",6]
[null,null,null,null,null,14048,"Buffalo",5]
[null,null,null,null,null,13740,"Poughkeepsie",6]
[null,null,null,null,null,14814,"Binghamton",5]
[null,null,null,null,null,10308,"NYC",4]
[null,null,null,null,null,13694,"Massena",6]
[null,null,null,null,null,14030,"Buffalo",5]
[null,null,null,null,null,14129,"Buffalo",6]
[null,null,null,null,null,14726,"Buffalo",6]
[null,null,null,null,null,11030,"NYC",4]
[null,null,null,null,null,12023,"Albany",5]
[null,null,null,null,null,12222,"Albany",5]
[null,null,null,null,null,10502,"NYC",4]
[null,null,null,null,null,12777,"Poughkeepsie",6]
[null,null,null,null,null,14753,"Buffalo",6]
[null,null,null,null,null,10039,"NYC",4]
[null,null,null,null,null,12456,"Poughkeepsie",6]
[null,null,null,null,null,14425,"Syracuse",5]
[null,null,null,null,null,11372,"NYC",4]
[null,null,null,null,null,14590,"Syracuse",5]
[null,null,null,null,null,12183,"Albany",5]
[null,null,null,null,null,13319,"Syracuse",6]
[null,null,null,null,null,11582,"NYC",4]
[null,null,null,null,null,13625,"Massena",6]
[null,null,null,null,null,12782,"Poughkeepsie",5]
[null,null,null,null,null,13437,"Syracuse",5]
[null,null,null,null,null,11367,"NYC",4]
[null,null,null,null,null,12434,"Albany",6]
[null,null,null,null,null,13425,"Syracuse",6]
[null,null,null,null,null,13309,"Syracuse",6]
[null,null,null,null,null,12767,"Poughkeepsie",6]
[null,null,null,null,null,13477,"Syracuse",6]
[null,null,null,null,null,10138,"NYC",4]
[null,null,null,null,null,10160,"NYC",4]
[null,null,null,null,null,12181,"Albany",5]
[null,null,null,null,null,6390,"Poughkeepsie",4]
[null,null,null,null,null,14712,"Buffalo",5]
[null,null,null,null,null,10925,"NYC",5]
[null,null,null,null,null,12083,"Albany",5]
[null,null,null,null,null,13845,"Binghamton",5]
[null,null,null,null,null,14080,"Buffalo",5]
[null,null,null,null,null,12055,"Albany",5]
[null,null,null,null,null,14650,"Buffalo",5]
[null,null,null,null,null,12167,"Albany",6]
[null,null,null,null,null,12751,"Poughkeepsie",6]
[null,null,null,null,null,11971,"NYC",4]
[null,null,null,null,null,13426,"Syracuse",5]
[null,null,null,null,null,10422,"NYC",4]
[null,null,null,null,null,12092,"Albany",6]
[null,null,null,null,null,12243,"Albany",5]
[null,null,null,null,null,14511,"Buffalo",5]
[null,null,null,null,null,12435,"Poughkeepsie",6]
[null,null,null,null,null,12847,"Massena",6]
[null,null,null,null,null,13111,"Syracuse",5]
[null,null,null,null,null,14839,"Buffalo",6]
[null,null,null,null,null,10918,"Poughkeepsie",5]
[null,null,null,null,null,11211,"NYC",4]
[null,null,null,null,null,12482,"Albany",5]
[null,null,null,null,null,13115,"Syracuse",5]
[null,null,null,null,null,13417,"Syracuse",6]
[null,null,null,null,null,14770,"Buffalo",6]
[null,null,null,null,null,11695,"NYC",4]
[null,null,null,null,null,12759,"Poughkeepsie",6]
[null,null,null,null,null,13360,"Massena",6]
[null,null,null,null,null,10570,"NYC",4]
[null,null,null,null,null,12758,"Poughkeepsie",6]
[null,null,null,null,null,13157,"Syracuse",6]
[null,null,null,null,null,14134,"Buffalo",5]
[null,null,null,null,null,12427,"Poughkeepsie",5]
[null,null,null,null,null,10149,"NYC",4]
[null,null,null,null,null,10602,"NYC",4]
[null,null,null,null,null,11238,"NYC",4]
[null,null,null,null,null,11727,"NYC",4]
[null,null,null,null,null,13621,"Massena",6]
[null,null,null,null,null,14430,"Buffalo",5]
[null,null,null,null,null,10538,"NYC",4]
[null,null,null,null,null,13061,"Syracuse",6]
[null,null,null,null,null,14741,"Buffalo",6]
[null,null,null,null,null,12724,"Binghamton",6]
[null,null,null,null,null,13493,"Syracuse",5]
[null,null,null,null,null,13617,"Massena",6]
[null,null,null,null,null,10040,"NYC",4]
[null,null,null,null,null,10017,"NYC",4]
[null,null,null,null,null,10099,"NYC",4]
[null,null,null,null,null,11960,"NYC",4]
[null,null,null,null,null,14043,"Buffalo",5]
[null,null,null,null,null,13827,"Binghamton",5]
[null,null,null,null,null,14739,"Buffalo",6]
[null,null,null,null,null,11703,"NYC",4]
[null,null,null,null,null,11707,"NYC",4]
[null,null,null,null,null,12442,"Poughkeepsie",5]
[null,null,null,null,null,13334,"Syracuse",6]
[null,null,null,null,null,13626,"Syracuse",6]
[null,null,null,null,null,10965,"NYC",5]
[null,null,null,null,null,12151,"Albany",5]
[null,null,null,null,null,12195,"Albany",5]
[null,null,null,null,null,14617,"Buffalo",5]
[null,null,null,null,null,11716,"NYC",4]
[null,null,null,null,null,12719,"Poughkeepsie",6]
[null,null,null,null,null,13479,"Syracuse",6]
[null,null,null,null,null,10072,"NYC",4]
[null,null,null,null,null,10166,"NYC",4]
[null,null,null,null,null,10998,"Poughkeepsie",5]
[null,null,null,null,null,11560,"NYC",4]
[null,null,null,null,null,14150,"Buffalo",5]
[null,null,null,null,null,12197,"Albany",6]
[null,null,null,null,null,13147,"Syracuse",5]
[null,null,null,null,null,12771,"Poughkeepsie",5]
[null,null,null,null,null,12810,"Albany",6]
[null,null,null,null,null,13350,"Syracuse",6]
[null,null,null,null,null,13655,"Massena",6]
[null,null,null,null,null,13788,"Albany",6]
[null,null,null,null,null,14717,"Buffalo",6]
[null,null,null,null,null,13459,"Albany",6]
[null,null,null,null,null,14642,"Buffalo",5]
[null,null,null,null,null,10986,"Poughkeepsie",5]
[null,null,null,null,null,11763,"NYC",4]
[null,null,null,null,null,12139,"Albany",6]
[null,null,null,null,null,12509,"Poughkeepsie",5]
[null,null,null,null,null,13503,"Syracuse",6]
[null,null,null,null,null,13135,"Syracuse",5]
[null,null,null,null,null,14301,"Buffalo",5]
[null,null,null,null,null,13082,"Syracuse",6]
[null,null,null,null,null,10506,"Poughkeepsie",4]
[null,null,null,null,null,13312,"Syracuse",6]
[null,null,null,null,null,12789,"Poughkeepsie",6]
[null,null,null,null,null,14472,"Buffalo",5]
[null,null,null,null,null,11783,"NYC",4]
[null,null,null,null,null,12245,"Albany",5]
[null,null,null,null,null,12861,"Albany",5]
[null,null,null,null,null,13860,"Binghamton",6]
[null,null,null,null,null,14612,"Buffalo",5]
[null,null,null,null,null,13840,"Binghamton",5]
[null,null,null,null,null,14754,"Buffalo",6]
[null,null,null,null,null,14901,"Binghamton",5]
[null,null,null,null,null,12305,"Albany",5]
[null,null,null,null,null,12402,"Poughkeepsie",6]
[null,null,null,null,null,13843,"Binghamton",6]
[null,null,null,null,null,10607,"NYC",4]
[null,null,null,null,null,13664,"Massena",6]
[null,null,null,null,null,14482,"Buffalo",5]
[null,null,null,null,null,14214,"Buffalo",5]
[null,null,null,null,null,10268,"NYC",4]
[null,null,null,null,null,10917,"Poughkeepsie",5]
[null,null,null,null,null,12784,"Poughkeepsie",6]
[null,null,null,null,null,13104,"Syracuse",5]
[null,null,null,null,null,13208,"Syracuse",5]
[null,null,null,null,null,10547,"Poughkeepsie",4]
[null,null,null,null,null,11937,"NYC",4]
[null,null,null,null,null,12527,"Poughkeepsie",5]
[null,null,null,null,null,13658,"Massena",6]
[null,null,null,null,null,13688,"Syracuse",5]
[null,null,null,null,null,14138,"Buffalo",6]
[null,null,null,null,null,12233,"Albany",5]
[null,null,null,null,null,12515,"Poughkeepsie",6]
[null,null,null,null,null,13638,"Syracuse",6]
[null,null,null,null,null,14054,"Buffalo",5]
[null,null,null,null,null,13333,"Albany",6]
[null,null,null,null,null,13820,"Binghamton",6]
[null,null,null,null,null,14437,"Buffalo",5]
[null,null,null,null,null,14506,"Syracuse",5]
[null,null,null,null,null,14606,"Buffalo",5]
[null,null,null,null,null,14737,"Buffalo",6]
[null,null,null,null,null,12075,"Albany",5]
[null,null,null,null,null,12489,"Poughkeepsie",6]
[null,null,null,null,null,12418,"Albany",5]
[null,null,null,null,null,13133,"Binghamton",6]
[null,null,null,null,null,11417,"NYC",4]
[null,null,null,null,null,14885,"Buffalo",6]
[null,null,null,null,null,12015,"Albany",5]
[null,null,null,null,null,11222,"NYC",4]
[null,null,null,null,null,11252,"NYC",4]
[null,null,null,null,null,13630,"Massena",6]
[null,null,null,null,null,12570,"Poughkeepsie",5]
[null,null,null,null,null,13753,"Binghamton",6]
[null,null,null,null,null,14481,"Buffalo",5]
[null,null,null,null,null,13611,"Syracuse",6]
[null,null,null,null,null,14840,"Syracuse",6]
[null,null,null,null,null,12836,"Albany",6]
[null,null,null,null,null,13428,"Albany",6]
[null,null,null,null,null,14047,"Buffalo",5]
[null,null,null,null,null,12465,"Poughkeepsie",6]
[null,null,null,null,null,13163,"Syracuse",6]
[null,null,null,null,null,13904,"Binghamton",6]
[null,null,null,null,null,13654,"Massena",6]
[null,null,null,null,null,10466,"NYC",4]
[null,null,null,null,null,12065,"Albany",5]
[null,null,null,null,null,12416,"Poughkeepsie",6]
[null,null,null,null,null,13139,"Syracuse",5]
[null,null,null,null,null,11732,"NYC",4]
[null,null,null,null,null,11739,"NYC",4]
[null,null,null,null,null,13388,"Syracuse",5]
[null,null,null,null,null,12407,"Albany",5]
[null,null,null,null,null,12733,"Poughkeepsie",6]
[null,null,null,null,null,12185,"Albany",5]
[null,null,null,null,null,12474,"Poughkeepsie",6]
[null,null,null,null,null,10962,"NYC",5]
[null,null,null,null,null,12938,"Poughkeepsie",5]
[null,null,null,null,null,13635,"Massena",6]
[null,null,null,null,null,13790,"Binghamton",6]
[null,null,null,null,null,10550,"NYC",4]
[null,null,null,null,null,10915,"Poughkeepsie",5]
[null,null,null,null,null,13166,"Syracuse",5]
[null,null,null,null,null,14433,"Syracuse",5]
[null,null,null,null,null,11733,"NYC",4]
[null,null,null,null,null,12159,"Albany",5]
[null,null,null,null,null,12249,"Albany",5]
[null,null,null,null,null,10123,"NYC",4]
[null,null,null,null,null,10946,"Poughkeepsie",5]
[null,null,null,null,null,12822,"Albany",5]
[null,null,null,null,null,14558,"Buffalo",5]
[null,null,null,null,null,10310,"NYC",4]
[null,null,null,null,null,11026,"NYC",4]
[null,null,null,null,null,12009,"Albany",5]
[null,null,null,null,null,12018,"Albany",5]
[null,null,null,null,null,10933,"Poughkeepsie",5]
[null,null,null,null,null,12154,"Albany",5]
[null,null,null,null,null,12792,"Poughkeepsie",6]
[null,null,null,null,null,12992,"Massena",6]
[null,null,null,null,null,13613,"Massena",6]
[null,null,null,null,null,13669,"Massena",6]
[null,null,null,null,null,14585,"Buffalo",5]
[null,null,null,null,null,14615,"Buffalo",5]
[null,null,null,null,null,11571,"NYC",4]
[null,null,null,null,null,12496,"Albany",5]
[null,null,null,null,null,13145,"Syracuse",5]
[null,null,null,null,null,10537,"Poughkeepsie",5]
[null,null,null,null,null,12851,"Albany",6]
[null,null,null,null,null,12860,"Albany",6]
[null,null,null,null,null,13116,"Syracuse",5]
[null,null,null,null,null,13140,"Syracuse",5]
[null,null,null,null,null,14174,"Buffalo",5]
[null,null,null,null,null,10168,"NYC",4]
[null,null,null,null,null,11219,"NYC",4]
[null,null,null,null,null,14420,"Buffalo",5]
[null,null,null,null,null,11530,"NYC",4]
[null,null,null,null,null,11779,"NYC",4]
[null,null,null,null,null,12750,"Binghamton",6]
[null,null,null,null,null,13763,"Binghamton",6]
[null,null,null,null,null,12179,"Albany",5]
[null,null,null,null,null,14058,"Buffalo",5]
[null,null,null,null,null,12484,"Poughkeepsie",6]
[null,null,null,null,null,12760,"Binghamton",6]
[null,null,null,null,null,10048,"NYC",4]
[null,null,null,null,null,13326,"Albany",6]
[null,null,null,null,null,11780,"NYC",4]
[null,null,null,null,null,10633,"NYC",4]
[null,null,null,null,null,11572,"NYC",4]
[null,null,null,null,null,12441,"Poughkeepsie",6]
[null,null,null,null,null,13612,"Syracuse",6]
[null,null,null,null,null,14537,"Syracuse",5]
[null,null,null,null,null,14609,"Buffalo",5]
[null,null,null,null,null,12031,"Albany",6]
[null,null,null,null,null,12823,"Albany",5]
[null,null,null,null,null,13745,"Binghamton",6]
[null,null,null,null,null,14038,"Buffalo",5]
[null,null,null,null,null,14555,"Syracuse",5]
[null,null,null,null,null,11254,"NYC",4]
[null,null,null,null,null,12033,"Albany",5]
[null,null,null,null,null,12766,"Binghamton",6]
[null,null,null,null,null,11499,"NYC",4]
[null,null,null,null,null,11963,"NYC",4]
[null,null,null,null,null,11433,"NYC",4]
[null,null,null,null,null,12111,"Albany",5]
[null,null,null,null,null,12919,"Massena",6]
[null,null,null,null,null,10803,"NYC",4]
[null,null,null,null,null,13744,"Binghamton",6]
[null,null,null,null,null,12028,"Albany",5]
[null,null,null,null,null,12523,"Poughkeepsie",5]
[null,null,null,null,null,14719,"Buffalo",6]
[null,null,null,null,null,10121,"NYC",4]
[null,null,null,null,null,12241,"Albany",5]
[null,null,null,null,null,12790,"Poughkeepsie",6]
[null,null,null,null,null,10110,"NYC",4]
[null,null,null,null,null,10912,"Poughkeepsie",5]
[null,null,null,null,null,12524,"Poughkeepsie",5]
[null,null,null,null,null,13698,"Syracuse",5]
[null,null,null,null,null,13776,"Binghamton",6]
[null,null,null,null,null,14233,"Buffalo",5]
[null,null,null,null,null,12512,"Poughkeepsie",5]
[null,null,null,null,null,10505,"Poughkeepsie",4]
[null,null,null,null,null,10533,"NYC",4]
[null,null,null,null,null,11020,"NYC",4]
[null,null,null,null,null,12726,"Binghamton",6]
[null,null,null,null,null,10177,"NYC",4]
[null,null,null,null,null,10558,"NYC",4]
[null,null,null,null,null,14825,"Binghamton",5]
[null,null,null,null,null,14144,"Buffalo",5]
[null,null,null,null,null,13449,"Syracuse",6]
[null,null,null,null,null,14269,"Buffalo",5]
[null,null,null,null,null,14653,"Buffalo",5]
[null,null,null,null,null,11819,"NYC",4]
[null,null,null,null,null,14736,"Buffalo",5]
[null,null,null,null,null,12036,"Albany",6]
[null,null,null,null,null,12935,"Massena",6]
[null,null,null,null,null,12763,"Poughkeepsie",6]
[null,null,null,null,null,12855,"Albany",6]
[null,null,null,null,null,13352,"Syracuse",6]
[null,null,null,null,null,10007,"NYC",4]
[null,null,null,null,null,12530,"Albany",5]
[null,null,null,null,null,13081,"Syracuse",5]
[null,null,null,null,null,12436,"Poughkeepsie",5]
[null,null,null,null,null,11364,"NYC",4]
[null,null,null,null,null,14894,"Binghamton",5]
[null,null,null,null,null,11570,"NYC",4]
[null,null,null,null,null,12108,"Albany",6]
[null,null,null,null,null,13687,"Massena",6]
[null,null,null,null,null,14475,"Syracuse",5]
[null,null,null,null,null,11957,"Poughkeepsie",4]
[null,null,null,null,null,12053,"Albany",5]
[null,null,null,null,null,12477,"Poughkeepsie",6]
[null,null,null,null,null,13110,"Syracuse",5]
[null,null,null,null,null,14804,"Buffalo",6]
[null,null,null,null,null,10276,"NYC",4]
[null,null,null,null,null,13647,"Massena",6]
[null,null,null,null,null,14052,"Buffalo",5]
[null,null,null,null,null,10037,"NYC",4]
[null,null,null,null,null,11947,"NYC",4]
[null,null,null,null,null,12469,"Albany",5]
[null,null,null,null,null,12487,"Poughkeepsie",6]
[null,null,null,null,null,13074,"Syracuse",5]
[null,null,null,null,null,11371,"NYC",4]
[null,null,null,null,null,12547,"Poughkeepsie",6]
[null,null,null,null,null,12872,"Massena",6]
[null,null,null,null,null,14801,"Binghamton",6]
[null,null,null,null,null,12858,"Albany",6]
[null,null,null,null,null,12942,"Massena",6]
[null,null,null,null,null,12563,"Poughkeepsie",5]
[null,null,null,null,null,12828,"Albany",5]
[null,null,null,null,null,13301,"Syracuse",6]
[null,null,null,null,null,14068,"Buffalo",5]
[null,null,null,null,null,10026,"NYC",4]
[null,null,null,null,null,10250,"NYC",4]
[null,null,null,null,null,10956,"NYC",5]
[null,null,null,null,null,12996,"Massena",6]
[null,null,null,null,null,13363,"Syracuse",6]
[null,null,null,null,null,11566,"NYC",4]
[null,null,null,null,null,12911,"Massena",6]
[null,null,null,null,null,10977,"NYC",5]
[null,null,null,null,null,12926,"Massena",6]
[null,null,null,null,null,13060,"Syracuse",5]
[null,null,null,null,null,13778,"Binghamton",6]
[null,null,null,null,null,14723,"Buffalo",5]
[null,null,null,null,null,10551,"NYC",4]
[null,null,null,null,null,12491,"Poughkeepsie",6]
[null,null,null,null,null,14450,"Syracuse",5]
[null,null,null,null,null,11692,"NYC",4]
[null,null,null,null,null,12507,"Poughkeepsie",5]
[null,null,null,null,null,13045,"Syracuse",5]
[null,null,null,null,null,12205,"Albany",5]
[null,null,null,null,null,12504,"Poughkeepsie",5]
[null,null,null,null,null,12413,"Albany",5]
[null,null,null,null,null,14103,"Buffalo",5]
[null,null,null,null,null,14727,"Buffalo",6]
[null,null,null,null,null,10557,"NYC",4]
[null,null,null,null,null,10130,"NYC",4]
[null,null,null,null,null,11790,"NYC",4]
[null,null,null,null,null,10060,"NYC",4]
[null,null,null,null,null,11385,"NYC",4]
[null,null,null,null,null,11772,"NYC",4]
[null,null,null,null,null,12517,"Albany",5]
[null,null,null,null,null,13436,"Massena",6]
[null,null,null,null,null,11959,"NYC",4]
[null,null,null,null,null,12308,"Albany",5]
[null,null,null,null,null,11782,"NYC",4]
[null,null,null,null,null,11484,"NYC",4]
[null,null,null,null,null,11531,"NYC",4]
[null,null,null,null,null,12430,"Poughkeepsie",6]
[null,null,null,null,null,14032,"Buffalo",5]
[null,null,null,null,null,10701,"NYC",4]
[null,null,null,null,null,11797,"NYC",4]
[null,null,null,null,null,12433,"Poughkeepsie",6]
[null,null,null,null,null,12752,"Binghamton",6]
[null,null,null,null,null,12136,"Albany",5]
[null,null,null,null,null,12775,"Poughkeepsie",6]
[null,null,null,null,null,11576,"NYC",4]
[null,null,null,null,null,12831,"Albany",5]
[null,null,null,null,null,13118,"Syracuse",5]
[null,null,null,null,null,14082,"Buffalo",6]
[null,null,null,null,null,11745,"NYC",4]
[null,null,null,null,null,12816,"Albany",5]
[null,null,null,null,null,10102,"NYC",4]
[null,null,null,null,null,13093,"Syracuse",5]
[null,null,null,null,null,11022,"NYC",4]
[null,null,null,null,null,13164,"Syracuse",5]
[null,null,null,null,null,13343,"Syracuse",6]
[null,null,null,null,null,12886,"Albany",6]
[null,null,null,null,null,12997,"Massena",6]
[null,null,null,null,null,14703,"Buffalo",5]
[null,null,null,null,null,11975,"NYC",4]
[null,null,null,null,null,13033,"Syracuse",5]
[null,null,null,null,null,14504,"Syracuse",5]
[null,null,null,null,null,10475,"NYC",4]
[null,null,null,null,null,14560,"Buffalo",5]
[null,null,null,null,null,12140,"Albany",5]
[null,null,null,null,null,12223,"Albany",5]
[null,null,null,null,null,12288,"Albany",5]
[null,null,null,null,null,10176,"NYC",4]
[null,null,null,null,null,11255,"NYC",4]
[null,null,null,null,null,12202,"Albany",5]
[null,null,null,null,null,12236,"Albany",5]
[null,null,null,null,null,12017,"Albany",5]
[null,null,null,null,null,12134,"Albany",6]
[null,null,null,null,null,14094,"Buffalo",5]
[null,null,null,null,null,14130,"Buffalo",6]
[null,null,null,null,null,11202,"NYC",4]
[null,null,null,null,null,13160,"Syracuse",5]
[null,null,null,null,null,14172,"Buffalo",5]
[null,null,null,null,null,10118,"NYC",4]
[null,null,null,null,null,14895,"Buffalo",6]
[null,null,null,null,null,10116,"NYC",4]
[null,null,null,null,null,10516,"Poughkeepsie",5]
[null,null,null,null,null,11375,"NYC",4]
[null,null,null,null,null,12443,"Poughkeepsie",6]
[null,null,null,null,null,12937,"Massena",6]
[null,null,null,null,null,11237,"NYC",4]
[null,null,null,null,null,11411,"NYC",4]
[null,null,null,null,null,12887,"Albany",5]
[null,null,null,null,null,11977,"NYC",4]
[null,null,null,null,null,12721,"Poughkeepsie",6]
[null,null,null,null,null,14422,"Buffalo",5]
[null,null,null,null,null,14112,"Buffalo",5]
[null,null,null,null,null,13839,"Binghamton",6]
[null,null,null,null,null,14037,"Buffalo",6]
[null,null,null,null,null,10453,"NYC",4]
[null,null,null,null,null,11025,"NYC",4]
[null,null,null,null,null,12186,"Albany",5]
[null,null,null,null,null,12193,"Albany",5]
[null,null,null,null,null,12742,"Poughkeepsie",6]
[null,null,null,null,null,10081,"NYC",4]
[null,null,null,null,null,10163,"NYC",4]
[null,null,null,null,null,12059,"Albany",5]
[null,null,null,null,null,13488,"Albany",6]
[null,null,null,null,null,14517,"Buffalo",5]
[null,null,null,null,null,10594,"NYC",4]
[null,null,null,null,null,13042,"Syracuse",5]
[null,null,null,null,null,12964,"Massena",6]
[null,null,null,null,null,12976,"Massena",6]
[null,null,null,null,null,13040,"Binghamton",5]
[null,null,null,null,null,10109,"NYC",4]
[null,null,null,null,null,11778,"NYC",4]
[null,null,null,null,null,13616,"Syracuse",6]
[null,null,null,null,null,14169,"Buffalo",5]
[null,null,null,null,null,14201,"Buffalo",5]
[null,null,null,null,null,14844,"Binghamton",6]
[null,null,null,null,null,14847,"Syracuse",5]
[null,null,null,null,null,14559,"Buffalo",5]
[null,null,null,null,null,10080,"NYC",4]
[null,null,null,null,null,11547,"NYC",4]
[null,null,null,null,null,13054,"Syracuse",6]
[null,null,null,null,null,13415,"Binghamton",6]
[null,null,null,null,null,14110,"Buffalo",5]
[null,null,null,null,null,10029,"NYC",4]
[null,null,null,null,null,12131,"Albany",6]
[null,null,null,null,null,12531,"Poughkeepsie",5]
[null,null,null,null,null,11717,"NYC",4]
[null,null,null,null,null,10044,"NYC",4]
[null,null,null,null,null,11120,"NYC",4]
[null,null,null,null,null,11415,"NYC",4]
[null,null,null,null,null,13155,"Syracuse",6]
[null,null,null,null,null,10465,"NYC",4]
[null,null,null,null,null,14303,"Buffalo",5]
[null,null,null,null,null,14702,"Buffalo",5]
[null,null,null,null,null,14715,"Buffalo",6]
[null,null,null,null,null,13484,"Syracuse",6]
[null,null,null,null,null,14220,"Buffalo",5]
[null,null,null,null,null,10010,"NYC",4]
[null,null,null,null,null,11760,"NYC",4]
[null,null,null,null,null,14591,"Buffalo",6]
[null,null,null,null,null,10119,"NYC",4]
[null,null,null,null,null,11549,"NYC",4]
[null,null,null,null,null,11420,"NYC",4]
[null,null,null,null,null,13396,"Syracuse",5]
[null,null,null,null,null,12046,"Albany",5]
[null,null,null,null,null,12158,"Albany",5]
[null,null,null,null,null,14756,"Buffalo",5]
[null,null,null,null,null,13367,"Syracuse",6]
[null,null,null,null,null,13322,"Syracuse",6]
[null,null,null,null,null,14810,"Syracuse",6]
[null,null,null,null,null,13659,"Syracuse",6]
[null,null,null,null,null,11002,"NYC",4]
[null,null,null,null,null,14767,"Buffalo",5]
[null,null,null,null,null,10455,"NYC",4]
[null,null,null,null,null,10916,"Poughkeepsie",5]
[null,null,null,null,null,13036,"Syracuse",5]
[null,null,null,null,null,13103,"Syracuse",5]
[null,null,null,null,null,14098,"Buffalo",5]
[null,null,null,null,null,14664,"Buffalo",5]
[null,null,null,null,null,11718,"NYC",4]
[null,null,null,null,null,12550,"Poughkeepsie",5]
[null,null,null,null,null,14625,"Syracuse",5]
[null,null,null,null,null,10588,"Poughkeepsie",4]
[null,null,null,null,null,11738,"NYC",4]
[null,null,null,null,null,11949,"NYC",4]
[null,null,null,null,null,12856,"Albany",6]
[null,null,null,null,null,12510,"Poughkeepsie",5]
[null,null,null,null,null,13410,"Albany",6]
[null,null,null,null,null,10988,"Poughkeepsie",5]
[null,null,null,null,null,12533,"Poughkeepsie",5]
[null,null,null,null,null,13803,"Binghamton",5]
[null,null,null,null,null,12176,"Albany",5]
[null,null,null,null,null,14223,"Buffalo",5]
[null,null,null,null,null,13657,"Syracuse",6]
[null,null,null,null,null,12952,"Massena",6]
[null,null,null,null,null,13453,"Syracuse",5]
[null,null,null,null,null,13673,"Massena",6]
[null,null,null,null,null,11941,"NYC",4]
[null,null,null,null,null,13863,"Binghamton",5]
[null,null,null,null,null,11755,"NYC",4]
[null,null,null,null,null,12304,"Albany",5]
[null,null,null,null,null,12481,"Poughkeepsie",6]
[null,null,null,null,null,11248,"NYC",4]
[null,null,null,null,null,13504,"Syracuse",6]
[null,null,null,null,null,12506,"Poughkeepsie",5]
[null,null,null,null,null,12525,"Poughkeepsie",6]
[null,null,null,null,null,12107,"Albany",5]
[null,null,null,null,null,12115,"Albany",5]
[null,null,null,null,null,12231,"Albany",5]
[null,null,null,null,null,12516,"Poughkeepsie",5]
[null,null,null,null,null,14035,"Buffalo",5]
[null,null,null,null,null,13101,"Syracuse",5]
[null,null,null,null,null,13439,"Syracuse",6]
[null,null,null,null,null,14135,"Buffalo",5]
[null,null,null,null,null,14897,"Buffalo",6]
[null,null,null,null,null,12016,"Albany",6]
[null,null,null,null,null,13069,"Syracuse",5]
[null,null,null,null,null,10122,"NYC",4]
[null,null,null,null,null,13942,"Syracuse",5]
[null,null,null,null,null,10579,"Poughkeepsie",5]
[null,null,null,null,null,14065,"Buffalo",6]
[null,null,null,null,null,14616,"Buffalo",5]
[null,null,null,null,null,10114,"NYC",4]
[null,null,null,null,null,11551,"NYC",4]
[null,null,null,null,null,10131,"NYC",4]
[null,null,null,null,null,10519,"Poughkeepsie",4]
[null,null,null,null,null,11793,"NYC",4]
[null,null,null,null,null,14534,"Syracuse",5]
[null,null,null,null,null,10953,"Poughkeepsie",5]
[null,null,null,null,null,11102,"NYC",4]
[null,null,null,null,null,12155,"Albany",6]
[null,null,null,null,null,13261,"Syracuse",5]
[null,null,null,null,null,13260,"Syracuse",5]
[null,null,null,null,null,14449,"Syracuse",5]
[null,null,null,null,null,12582,"Poughkeepsie",5]
[null,null,null,null,null,13457,"Binghamton",6]
[null,null,null,null,null,13814,"Binghamton",6]
[null,null,null,null,null,11024,"NYC",4]
[null,null,null,null,null,14627,"Buffalo",5]
[null,null,null,null,null,10011,"NYC",4]
[null,null,null,null,null,13252,"Syracuse",5]
[null,null,null,null,null,14561,"Syracuse",5]
[null,null,null,null,null,14842,"Syracuse",5]
[null,null,null,null,null,14841,"Syracuse",6]
[null,null,null,null,null,11955,"NYC",4]
[null,null,null,null,null,12212,"Albany",5]
[null,null,null,null,null,12468,"Albany",5]
[null,null,null,null,null,12503,"Poughkeepsie",5]
[null,null,null,null,null,13643,"Syracuse",6]
[null,null,null,null,null,12410,"Poughkeepsie",6]
[null,null,null,null,null,11705,"NYC",4]
[null,null,null,null,null,11750,"NYC",4]
[null,null,null,null,null,12062,"Albany",5]
[null,null,null,null,null,11451,"NYC",4]
[null,null,null,null,null,12910,"Massena",6]
[null,null,null,null,null,13206,"Syracuse",5]
[null,null,null,null,null,13752,"Binghamton",6]
[null,null,null,null,null,11710,"NYC",4]
[null,null,null,null,null,13766,"Binghamton",6]
[null,null,null,null,null,14589,"Syracuse",5]
[null,null,null,null,null,10595,"NYC",4]
[null,null,null,null,null,12451,"Albany",5]
[null,null,null,null,null,12901,"Massena",6]
[null,null,null,null,null,13304,"Syracuse",6]
[null,null,null,null,null,12541,"Poughkeepsie",5]
[null,null,null,null,null,12544,"Albany",5]
[null,null,null,null,null,13618,"Syracuse",6]
[null,null,null,null,null,14886,"Syracuse",6]
[null,null,null,null,null,12093,"Albany",6]
[null,null,null,null,null,12424,"Albany",5]
[null,null,null,null,null,10468,"NYC",4]
[null,null,null,null,null,10801,"NYC",4]
[null,null,null,null,null,13837,"Binghamton",6]
[null,null,null,null,null,12419,"Poughkeepsie",6]
[null,null,null,null,null,12564,"Poughkeepsie",5]
[null,null,null,null,null,13677,"Massena",6]
[null,null,null,null,null,10540,"Poughkeepsie",4]
[null,null,null,null,null,10203,"NYC",4]
[null,null,null,null,null,12838,"Albany",5]
[null,null,null,null,null,14610,"Buffalo",5]
[null,null,null,null,null,11378,"NYC",4]
[null,null,null,null,null,13473,"Syracuse",6]
[null,null,null,null,null,13811,"Binghamton",5]
[null,null,null,null,null,12260,"Albany",5]
[null,null,null,null,null,12475,"Poughkeepsie",6]
[null,null,null,null,null,13472,"Syracuse",6]
[null,null,null,null,null,12941,"Massena",6]
[null,null,null,null,null,13401,"Syracuse",6]
[null,null,null,null,null,13847,"Binghamton",6]
[null,null,null,null,null,14051,"Buffalo",5]
[null,null,null,null,null,14708,"Buffalo",6]
[null,null,null,null,null,11713,"NYC",4]
[null,null,null,null,null,12501,"Poughkeepsie",5]
[null,null,null,null,null,13340,"Syracuse",6]
[null,null,null,null,null,13797,"Binghamton",6]
[null,null,null,null,null,11935,"NYC",4]
[null,null,null,null,null,10459,"NYC",4]
[null,null,null,null,null,12444,"Albany",5]
[null,null,null,null,null,12749,"Poughkeepsie",6]
[null,null,null,null,null,11771,"NYC",4]
[null,null,null,null,null,12345,"Albany",5]
[null,null,null,null,null,10018,"NYC",4]
[null,null,null,null,null,12549,"Poughkeepsie",5]
[null,null,null,null,null,14136,"Buffalo",5]
[null,null,null,null,null,11228,"NYC",4]
[null,null,null,null,null,11736,"NYC",4]
[null,null,null,null,null,14718,"Buffalo",5]
[null,null,null,null,null,13315,"Binghamton",6]
[null,null,null,null,null,10457,"NYC",4]
[null,null,null,null,null,14803,"Buffalo",6]
[null,null,null,null,null,12067,"Albany",5]
[null,null,null,null,null,13755,"Binghamton",6]
[null,null,null,null,null,10016,"NYC",4]
[null,null,null,null,null,13411,"Binghamton",6]
[null,null,null,null,null,11747,"NYC",4]
[null,null,null,null,null,12064,"Albany",6]
[null,null,null,null,null,11740,"NYC",4]
[null,null,null,null,null,12529,"Albany",5]
[null,null,null,null,null,13361,"Albany",6]
[null,null,null,null,null,11099,"NYC",4]
[null,null,null,null,null,12590,"Poughkeepsie",5]
[null,null,null,null,null,14620,"Buffalo",5]
[null,null,null,null,null,10566,"Poughkeepsie",4]
[null,null,null,null,null,10587,"Poughkeepsie",4]
[null,null,null,null,null,10975,"Poughkeepsie",5]
[null,null,null,null,null,11795,"NYC",4]
[null,null,null,null,null,12934,"Massena",6]
[null,null,null,null,null,11545,"NYC",4]
[null,null,null,null,null,12070,"Albany",6]
[null,null,null,null,null,12833,"Albany",5]
[null,null,null,null,null,13126,"Syracuse",5]
[null,null,null,null,null,14836,"Buffalo",5]
[null,null,null,null,null,10456,"NYC",4]
[null,null,null,null,null,13679,"Massena",6]
[null,null,null,null,null,14224,"Buffalo",5]
[null,null,null,null,null,13903,"Binghamton",6]
[null,null,null,null,null,13302,"Syracuse",5]
[null,null,null,null,null,10583,"NYC",4]
[null,null,null,null,null,11721,"NYC",4]
[null,null,null,null,null,14760,"Buffalo",6]
[null,null,null,null,null,14889,"Binghamton",5]
[null,null,null,null,null,11708,"NYC",4]
[null,null,null,null,null,13209,"Syracuse",5]
[null,null,null,null,null,10159,"NYC",4]
[null,null,null,null,null,12786,"Poughkeepsie",6]
[null,null,null,null,null,14010,"Buffalo",5]
[null,null,null,null,null,13476,"Syracuse",6]
[null,null,null,null,null,13746,"Binghamton",6]
[null,null,null,null,null,10520,"Poughkeepsie",4]
[null,null,null,null,null,10278,"NYC",4]
[null,null,null,null,null,12809,"Albany",5]
[null,null,null,null,null,12815,"Albany",6]
[null,null,null,null,null,11535,"NYC",4]
[null,null,null,null,null,11853,"NYC",4]
[null,null,null,null,null,14549,"Buffalo",6]
[null,null,null,null,null,11758,"NYC",4]
[null,null,null,null,null,11798,"NYC",4]
[null,null,null,null,null,12194,"Albany",6]
[null,null,null,null,null,12922,"Massena",6]
[null,null,null,null,null,13825,"Binghamton",6]
[null,null,null,null,null,11053,"NYC",4]
[null,null,null,null,null,14075,"Buffalo",5]
[null,null,null,null,null,14852,"Binghamton",6]
[null,null,null,null,null,11230,"NYC",4]
[null,null,null,null,null,11932,"NYC",4]
[null,null,null,null,null,12242,"Albany",5]
[null,null,null,null,null,11106,"NYC",4]
[null,null,null,null,null,10943,"Poughkeepsie",5]
[null,null,null,null,null,10960,"NYC",5]
[null,null,null,null,null,12423,"Albany",5]
[null,null,null,null,null,14880,"Buffalo",6]
[null,null,null,null,null,10126,"NYC",4]
[null,null,null,null,null,10629,"NYC",4]
[null,null,null,null,null,12234,"Albany",5]
[null,null,null,null,null,11976,"NYC",4]
[null,null,null,null,null,14877,"Buffalo",6]
[null,null,null,null,null,11520,"NYC",4]
[null,null,null,null,null,12110,"Albany",5]
[null,null,null,null,null,14905,"Binghamton",5]
[null,null,null,null,null,11240,"NYC",4]
[null,null,null,null,null,11784,"NYC",4]
[null,null,null,null,null,12262,"Albany",5]
[null,null,null,null,null,12962,"Massena",6]
[null,null,null,null,null,14857,"Syracuse",5]
[null,null,null,null,null,12824,"Albany",6]
[null,null,null,null,null,13102,"Syracuse",6]
[null,null,null,null,null,11568,"NYC",4]
[null,null,null,null,null,12461,"Poughkeepsie",6]
[null,null,null,null,null,13408,"Syracuse",6]
[null,null,null,null,null,13470,"Albany",6]
[null,null,null,null,null,12821,"Albany",5]
[null,null,null,null,null,13353,"Albany",6]
[null,null,null,null,null,12032,"Albany",6]
[null,null,null,null,null,12485,"Poughkeepsie",5]
[null,null,null,null,null,13083,"Syracuse",5]
[null,null,null,null,null,10452,"NYC",4]
[null,null,null,null,null,11767,"NYC",4]
[null,null,null,null,null,13424,"Syracuse",6]
[null,null,null,null,null,13201,"Syracuse",5]
[null,null,null,null,null,14813,"Buffalo",6]
[null,null,null,null,null,12811,"Albany",6]
[null,null,null,null,null,14714,"Buffalo",6]
[null,null,null,null,null,12586,"Poughkeepsie",5]
[null,null,null,null,null,10471,"NYC",4]
[null,null,null,null,null,11815,"NYC",4]
[null,null,null,null,null,12086,"Albany",6]
[null,null,null,null,null,14860,"Syracuse",5]
[null,null,null,null,null,10281,"NYC",4]
[null,null,null,null,null,11244,"NYC",4]
[null,null,null,null,null,12983,"Massena",6]
[null,null,null,null,null,10256,"NYC",4]
[null,null,null,null,null,11516,"NYC",4]
[null,null,null,null,null,13148,"Syracuse",5]
[null,null,null,null,null,10014,"NYC",4]
[null,null,null,null,null,11381,"NYC",4]
[null,null,null,null,null,10106,"NYC",4]
[null,null,null,null,null,13027,"Syracuse",5]
[null,null,null,null,null,13796,"Binghamton",6]
[null,null,null,null,null,14586,"Buffalo",5]
[null,null,null,null,null,13482,"Binghamton",6]
[null,null,null,null,null,14543,"Buffalo",5]
[null,null,null,null,null,13489,"Syracuse",6]
[null,null,null,null,null,12170,"Albany",5]
[null,null,null,null,null,11040,"NYC",4]
[null,null,null,null,null,11724,"NYC",4]
[null,null,null,null,null,12180,"Albany",5]
[null,null,null,null,null,13478,"Syracuse",6]
[null,null,null,null,null,10572,"NYC",4]
[null,null,null,null,null,11054,"NYC",4]
[null,null,null,null,null,11104,"NYC",4]
[null,null,null,null,null,11939,"Poughkeepsie",4]
[null,null,null,null,null,13030,"Syracuse",6]
[null,null,null,null,null,10178,"NYC",4]
[null,null,null,null,null,12061,"Albany",5]
[null,null,null,null,null,12483,"Poughkeepsie",6]
[null,null,null,null,null,11351,"NYC",4]
[null,null,null,null,null,13355,"Syracuse",6]
[null,null,null,null,null,12943,"Massena",6]
[null,null,null,null,null,11550,"NYC",4]
[null,null,null,null,null,12722,"Poughkeepsie",6]
[null,null,null,null,null,12769,"Poughkeepsie",6]
[null,null,null,null,null,12543,"Poughkeepsie",5]
[null,null,null,null,null,13324,"Syracuse",6]
[null,null,null,null,null,13460,"Binghamton",6]
[null,null,null,null,null,14660,"Buffalo",5]
[null,null,null,null,null,10512,"Poughkeepsie",5]
[null,null,null,null,null,12184,"Albany",5]
[null,null,null,null,null,14039,"Buffalo",6]
[null,null,null,null,null,14466,"Buffalo",5]
[null,null,null,null,null,10995,"NYC",4]
[null,null,null,null,null,14064,"Buffalo",5]
[null,null,null,null,null,14221,"Buffalo",5]
[null,null,null,null,null,14551,"Syracuse",5]
[null,null,null,null,null,10043,"NYC",4]
[null,null,null,null,null,10461,"NYC",4]
[null,null,null,null,null,11208,"NYC",4]
[null,null,null,null,null,11213,"NYC",4]
[null,null,null,null,null,12916,"Massena",6]
[null,null,null,null,null,12166,"Albany",6]
[null,null,null,null,null,13357,"Syracuse",6]
[null,null,null,null,null,13749,"Binghamton",6]
[null,null,null,null,null,14507,"Syracuse",5]
[null,null,null,null,null,11592,"NYC",4]
[null,null,null,null,null,12725,"Poughkeepsie",6]
[null,null,null,null,null,12783,"Poughkeepsie",6]
[null,null,null,null,null,12924,"Massena",6]
[null,null,null,null,null,13214,"Syracuse",5]
[null,null,null,null,null,12974,"Albany",6]
[null,null,null,null,null,14041,"Buffalo",6]
[null,null,null,null,null,14066,"Buffalo",6]
[null,null,null,null,null,14706,"Buffalo",6]
[null,null,null,null,null,11706,"NYC",4]
[null,null,null,null,null,12480,"Poughkeepsie",6]
[null,null,null,null,null,14086,"Buffalo",5]
[null,null,null,null,null,13138,"Syracuse",5]
[null,null,null,null,null,13775,"Binghamton",6]
[null,null,null,null,null,13787,"Binghamton",6]
[null,null,null,null,null,12588,"Poughkeepsie",6]
[null,null,null,null,null,12915,"Massena",6]
[null,null,null,null,null,13035,"Syracuse",6]
[null,null,null,null,null,13804,"Binghamton",6]
[null,null,null,null,null,14898,"Binghamton",6]
[null,null,null,null,null,11001,"NYC",4]
[null,null,null,null,null,11946,"NYC",4]
[null,null,null,null,null,13754,"Binghamton",6]
[null,null,null,null,null,13732,"Binghamton",5]
[null,null,null,null,null,14638,"Buffalo",5]
[null,null,null,null,null,14879,"Syracuse",6]
[null,null,null,null,null,10167,"NYC",4]
[null,null,null,null,null,10169,"NYC",4]
[null,null,null,null,null,11358,"NYC",4]
[null,null,null,null,null,12812,"Massena",6]
[null,null,null,null,null,12977,"Massena",6]
[null,null,null,null,null,14871,"Binghamton",5]
[null,null,null,null,null,14850,"Binghamton",6]
[null,null,null,null,null,12580,"Poughkeepsie",5]
[null,null,null,null,null,12946,"Massena",6]
[null,null,null,null,null,13444,"Binghamton",6]
[null,null,null,null,null,11583,"NYC",4]
[null,null,null,null,null,13736,"Binghamton",5]
[null,null,null,null,null,14216,"Buffalo",5]
[null,null,null,null,null,11424,"NYC",4]
[null,null,null,null,null,11590,"NYC",4]
[null,null,null,null,null,12076,"Albany",6]
[null,null,null,null,null,12174,"Albany",5]
[null,null,null,null,null,12490,"Poughkeepsie",6]
[null,null,null,null,null,12862,"Albany",6]
[null,null,null,null,null,14785,"Buffalo",5]
[null,null,null,null,null,14807,"Buffalo",6]
[null,null,null,null,null,13622,"Syracuse",6]
[null,null,null,null,null,14603,"Buffalo",5]
[null,null,null,null,null,13774,"Binghamton",6]
[null,null,null,null,null,10521,"Poughkeepsie",4]
[null,null,null,null,null,12041,"Albany",5]
[null,null,null,null,null,12157,"Albany",6]
[null,null,null,null,null,10172,"NYC",4]
[null,null,null,null,null,10199,"NYC",4]
[null,null,null,null,null,11225,"NYC",4]
[null,null,null,null,null,13696,"Massena",6]
[null,null,null,null,null,14618,"Buffalo",5]
[null,null,null,null,null,10979,"NYC",5]
[null,null,null,null,null,12920,"Massena",6]
[null,null,null,null,null,14456,"Syracuse",5]
[null,null,null,null,null,12072,"Albany",6]
[null,null,null,null,null,14424,"Syracuse",5]
[null,null,null,null,null,12470,"Albany",5]
[null,null,null,null,null,13250,"Syracuse",5]
[null,null,null,null,null,14613,"Buffalo",5]
[null,null,null,null,null,13345,"Syracuse",6]
[null,null,null,null,null,12903,"Massena",6]
[null,null,null,null,null,14009,"Buffalo",6]
[null,null,null,null,null,10292,"NYC",4]
[null,null,null,null,null,10023,"NYC",4]
[null,null,null,null,null,11101,"NYC",4]
[null,null,null,null,null,13494,"Syracuse",6]
[null,null,null,null,null,10035,"NYC",4]
[null,null,null,null,null,14206,"Buffalo",5]
[null,null,null,null,null,12165,"Albany",5]
[null,null,null,null,null,13221,"Syracuse",5]
[null,null,null,null,null,14733,"Buffalo",5]
[null,null,null,null,null,14873,"Syracuse",6]
[null,null,null,null,null,14568,"Syracuse",5]
[null,null,null,null,null,10927,"NYC",5]
[null,null,null,null,null,11245,"NYC",4]
[null,null,null,null,null,12010,"Albany",6]
[null,null,null,null,null,12190,"Albany",6]
[null,null,null,null,null,12405,"Albany",5]
[null,null,null,null,null,12865,"Albany",5]
[null,null,null,null,null,14133,"Buffalo",6]
[null,null,null,null,null,14605,"Buffalo",5]
[null,null,null,null,null,11429,"NYC",4]
[null,null,null,null,null,10467,"NYC",4]
[null,null,null,null,null,12850,"Albany",5]
[null,null,null,null,null,13601,"Syracuse",6]
[null,null,null,null,null,10261,"NYC",4]
[null,null,null,null,null,11764,"NYC",4]
[null,null,null,null,null,11967,"NYC",4]
[null,null,null,null,null,12069,"Albany",6]
[null,null,null,null,null,12746,"Poughkeepsie",5]
[null,null,null,null,null,13122,"Syracuse",6]
[null,null,null,null,null,13416,"Syracuse",6]
[null,null,null,null,null,10610,"NYC",4]
[null,null,null,null,null,11231,"NYC",4]
[null,null,null,null,null,11380,"NYC",4]
[null,null,null,null,null,13634,"Syracuse",6]
[null,null,null,null,null,14240,"Buffalo",5]
[null,null,null,null,null,11569,"NYC",4]
[null,null,null,null,null,11934,"NYC",4]
[null,null,null,null,null,14542,"Syracuse",5]
[null,null,null,null,null,10921,"Poughkeepsie",5]
[null,null,null,null,null,13761,"Binghamton",6]
[null,null,null,null,null,14830,"Binghamton",6]
[null,null,null,null,null,12788,"Poughkeepsie",6]
[null,null,null,null,null,13364,"Syracuse",6]
[null,null,null,null,null,10013,"NYC",4]
[null,null,null,null,null,10958,"Poughkeepsie",5]
[null,null,null,null,null,13640,"Massena",6]
[null,null,null,null,null,14751,"Buffalo",6]
[null,null,null,null,null,10129,"NYC",4]
[null,null,null,null,null,11243,"NYC",4]
[null,null,null,null,null,12256,"Albany",5]
[null,null,null,null,null,12835,"Albany",5]
[null,null,null,null,null,13339,"Albany",6]
[null,null,null,null,null,11766,"NYC",4]
[null,null,null,null,null,12168,"Albany",5]
[null,null,null,null,null,13132,"Syracuse",5]
[null,null,null,null,null,12189,"Albany",5]
[null,null,null,null,null,12227,"Albany",5]
[null,null,null,null,null,12548,"Poughkeepsie",6]
[null,null,null,null,null,10152,"NYC",4]
[null,null,null,null,null,11964,"NYC",4]
[null,null,null,null,null,13756,"Binghamton",6]
[null,null,null,null,null,13777,"Binghamton",6]
[null,null,null,null,null,10132,"NYC",4]
[null,null,null,null,null,12153,"Albany",5]
[null,null,null,null,null,12805,"Albany",5]
[null,null,null,null,null,13039,"Syracuse",5]
[null,null,null,null,null,13077,"Syracuse",5]
[null,null,null,null,null,13442,"Syracuse",6]
[null,null,null,null,null,13842,"Albany",6]
[null,null,null,null,null,14217,"Buffalo",5]
[null,null,null,null,null,14601,"Buffalo",5]
[null,null,null,null,null,10031,"NYC",4]
[null,null,null,null,null,13308,"Syracuse",6]
[null,null,null,null,null,13219,"Syracuse",5]
[null,null,null,null,null,14827,"Binghamton",6]
[null,null,null,null,null,12454,"Albany",5]
[null,null,null,null,null,10591,"NYC",4]
[null,null,null,null,null,12511,"Poughkeepsie",5]
[null,null,null,null,null,12791,"Poughkeepsie",6]
[null,null,null,null,null,13627,"Syracuse",6]
[null,null,null,null,null,10003,"NYC",4]
[null,null,null,null,null,11509,"NYC",4]
[null,null,null,null,null,11802,"NYC",4]
[null,null,null,null,null,12428,"Poughkeepsie",6]
[null,null,null,null,null,13440,"Syracuse",6]
[null,null,null,null,null,14202,"Buffalo",5]
[null,null,null,null,null,14488,"Buffalo",5]
[null,null,null,null,null,10926,"Poughkeepsie",5]
[null,null,null,null,null,11693,"NYC",4]
[null,null,null,null,null,12204,"Albany",5]
[null,null,null,null,null,10151,"NYC",4]
[null,null,null,null,null,14505,"Syracuse",5]
[null,null,null,null,null,11563,"NYC",4]
[null,null,null,null,null,12842,"Albany",6]
[null,null,null,null,null,10271,"NYC",4]
[null,null,null,null,null,12085,"Albany",5]
[null,null,null,null,null,12440,"Poughkeepsie",6]
[null,null,null,null,null,13092,"Syracuse",5]
[null,null,null,null,null,14484,"Buffalo",5]
[null,null,null,null,null,11776,"NYC",4]
[null,null,null,null,null,13406,"Syracuse",6]
[null,null,null,null,null,11236,"NYC",4]
[null,null,null,null,null,11726,"NYC",4]
[null,null,null,null,null,13465,"Syracuse",6]
[null,null,null,null,null,14260,"Buffalo",5]
[null,null,null,null,null,12804,"Albany",6]
[null,null,null,null,null,14067,"Buffalo",5]
[null,null,null,null,null,14775,"Buffalo",5]
[null,null,null,null,null,14769,"Buffalo",5]
[null,null,null,null,null,13734,"Binghamton",5]
[null,null,null,null,null,14012,"Buffalo",5]
[null,null,null,null,null,11241,"NYC",4]
[null,null,null,null,null,13305,"Syracuse",6]
[null,null,null,null,null,10954,"NYC",5]
[null,null,null,null,null,12989,"Massena",6]
[null,null,null,null,null,11203,"NYC",4]
[null,null,null,null,null,12007,"Albany",5]
[null,null,null,null,null,11044,"NYC",4]
[null,null,null,null,null,11206,"NYC",4]
[null,null,null,null,null,11436,"NYC",4]
[null,null,null,null,null,13631,"Syracuse",6]
[null,null,null,null,null,13815,"Binghamton",6]
[null,null,null,null,null,14904,"Binghamton",5]
[null,null,null,null,null,11353,"NYC",4]
[null,null,null,null,null,14735,"Buffalo",6]
[null,null,null,null,null,12949,"Massena",6]
[null,null,null,null,null,11696,"NYC",4]
[null,null,null,null,null,12575,"Poughkeepsie",5]
[null,null,null,null,null,10989,"NYC",5]
[null,null,null,null,null,12201,"Albany",5]
[null,null,null,null,null,12169,"Albany",5]
[null,null,null,null,null,12732,"Poughkeepsie",6]
[null,null,null,null,null,12106,"Albany",5]
[null,null,null,null,null,12404,"Poughkeepsie",6]
[null,null,null,null,null,14485,"Buffalo",5]
[null,null,null,null,null,14126,"Buffalo",5]
[null,null,null,null,null,13730,"Binghamton",6]
[null,null,null,null,null,12928,"Albany",6]
[null,null,null,null,null,12192,"Albany",5]
[null,null,null,null,null,12913,"Massena",6]
[null,null,null,null,null,14042,"Buffalo",6]
[null,null,null,null,null,14145,"Buffalo",6]
[null,null,null,null,null,13608,"Massena",6]
[null,null,null,null,null,14745,"Buffalo",6]
[null,null,null,null,null,13599,"Syracuse",6]
[null,null,null,null,null,14486,"Buffalo",5]
[null,null,null,null,null,11958,"NYC",4]
[null,null,null,null,null,12602,"Poughkeepsie",5]
[null,null,null,null,null,13203,"Syracuse",5]
[null,null,null,null,null,13318,"Syracuse",6]
[null,null,null,null,null,10913,"NYC",5]
[null,null,null,null,null,10707,"NYC",4]
[null,null,null,null,null,12555,"Poughkeepsie",5]
[null,null,null,null,null,10257,"NYC",4]
[null,null,null,null,null,14462,"Buffalo",5]
[null,null,null,null,null,10462,"NYC",4]
[null,null,null,null,null,13783,"Binghamton",6]
[null,null,null,null,null,12585,"Poughkeepsie",5]
[null,null,null,null,null,13456,"Syracuse",6]
[null,null,null,null,null,14766,"Buffalo",6]
[null,null,null,null,null,12581,"Poughkeepsie",5]
[null,null,null,null,null,13342,"Binghamton",6]
[null,null,null,null,null,11010,"NYC",4]
[null,null,null,null,null,11105,"NYC",4]
[null,null,null,null,null,14480,"Buffalo",5]
[null,null,null,null,null,12301,"Albany",5]
[null,null,null,null,null,10020,"NYC",4]
[null,null,null,null,null,13550,"Syracuse",5]
[null,null,null,null,null,14125,"Buffalo",5]
[null,null,null,null,null,10545,"NYC",4]
[null,null,null,null,null,11247,"NYC",4]
[null,null,null,null,null,12120,"Albany",5]
[null,null,null,null,null,11753,"NYC",4]
[null,null,null,null,null,12574,"Poughkeepsie",5]
[null,null,null,null,null,13409,"Syracuse",6]
[null,null,null,null,null,14435,"Buffalo",5]
[null,null,null,null,null,10984,"NYC",5]
[null,null,null,null,null,12040,"Albany",5]
[null,null,null,null,null,11232,"NYC",4]
[null,null,null,null,null,12998,"Albany",6]
[null,null,null,null,null,14267,"Buffalo",5]
[null,null,null,null,null,13162,"Syracuse",6]
[null,null,null,null,null,10469,"NYC",4]
[null,null,null,null,null,11362,"NYC",4]
[null,null,null,null,null,14782,"Buffalo",5]
[null,null,null,null,null,12066,"Albany",6]
[null,null,null,null,null,11204,"NYC",4]
[null,null,null,null,null,11388,"NYC",4]
[null,null,null,null,null,14722,"Buffalo",5]
[null,null,null,null,null,14846,"Buffalo",5]
[null,null,null,null,null,14826,"Buffalo",6]
[null,null,null,null,null,12473,"Albany",5]
[null,null,null,null,null,10280,"NYC",4]
[null,null,null,null,null,10931,"NYC",5]
[null,null,null,null,null,11598,"NYC",4]
[null,null,null,null,null,13849,"Binghamton",6]
[null,null,null,null,null,12843,"Albany",6]
[null,null,null,null,null,10022,"NYC",4]
[null,null,null,null,null,10171,"NYC",4]
[null,null,null,null,null,14001,"Buffalo",5]
[null,null,null,null,null,13838,"Binghamton",6]
[null,null,null,null,null,14820,"Binghamton",6]
[null,null,null,null,null,14033,"Buffalo",5]
[null,null,null,null,null,11704,"NYC",4]
[null,null,null,null,null,14458,"Buffalo",5]
[null,null,null,null,null,14538,"Syracuse",5]
[null,null,null,null,null,13901,"Binghamton",6]
[null,null,null,null,null,14783,"Buffalo",6]
[null,null,null,null,null,12978,"Massena",6]
[null,null,null,null,null,13153,"Syracuse",5]
[null,null,null,null,null,14304,"Buffalo",5]
[null,null,null,null,null,13695,"Massena",6]
[null,null,null,null,null,10514,"NYC",4]
[null,null,null,null,null,12077,"Albany",5]
[null,null,null,null,null,12087,"Albany",5]
[null,null,null,null,null,12885,"Albany",6]
[null,null,null,null,null,14212,"Buffalo",5]
[null,null,null,null,null,11562,"NYC",4]
[null,null,null,null,null,11714,"NYC",4]
[null,null,null,null,null,11786,"NYC",4]
[null,null,null,null,null,12955,"Massena",6]
[null,null,null,null,null,14204,"Buffalo",5]
[null,null,null,null,null,14822,"Buffalo",6]
[null,null,null,null,null,12063,"Albany",5]
[null,null,null,null,null,14432,"Syracuse",5]
[null,null,null,null,null,10302,"NYC",4]
[null,null,null,null,null,11501,"NYC",4]
[null,null,null,null,null,12950,"Massena",6]
[null,null,null,null,null,13321,"Syracuse",6]
[null,null,null,null,null,14101,"Buffalo",6]
[null,null,null,null,null,10111,"NYC",4]
[null,null,null,null,null,14853,"Binghamton",6]
[null,null,null,null,null,14639,"Buffalo",5]
[null,null,null,null,null,14272,"Buffalo",5]
[null,null,null,null,null,14026,"Buffalo",5]
[null,null,null,null,null,14731,"Buffalo",6]
[null,null,null,null,null,11553,"NYC",4]
[null,null,null,null,null,12980,"Massena",6]
[null,null,null,null,null,14470,"Buffalo",5]
[null,null,null,null,null,10197,"NYC",4]
[null,null,null,null,null,12035,"Albany",6]
[null,null,null,null,null,13080,"Syracuse",5]
[null,null,null,null,null,12561,"Poughkeepsie",6]
[null,null,null,null,null,12778,"Poughkeepsie",6]
[null,null,null,null,null,13645,"Massena",6]
[null,null,null,null,null,10976,"NYC",5]
[null,null,null,null,null,13368,"Syracuse",6]
[null,null,null,null,null,10530,"NYC",4]
[null,null,null,null,null,10473,"NYC",4]
[null,null,null,null,null,10983,"NYC",5]
[null,null,null,null,null,13830,"Binghamton",6]
[null,null,null,null,null,13846,"Binghamton",6]
[null,null,null,null,null,14225,"Buffalo",5]
[null,null,null,null,null,13056,"Syracuse",5]
[null,null,null,null,null,13317,"Albany",6]
[null,null,null,null,null,10274,"NYC",4]
[null,null,null,null,null,10590,"Poughkeepsie",4]
[null,null,null,null,null,11256,"NYC",4]
[null,null,null,null,null,11593,"NYC",4]
[null,null,null,null,null,12177,"Albany",6]
[null,null,null,null,null,12237,"Albany",5]
[null,null,null,null,null,12578,"Poughkeepsie",5]
[null,null,null,null,null,13651,"Syracuse",6]
[null,null,null,null,null,13603,"Syracuse",6]
[null,null,null,null,null,11423,"NYC",4]
[null,null,null,null,null,12492,"Poughkeepsie",5]
[null,null,null,null,null,13205,"Syracuse",5]
[null,null,null,null,null,13784,"Binghamton",5]
[null,null,null,null,null,10006,"NYC",4]
[null,null,null,null,null,14787,"Buffalo",5]
[null,null,null,null,null,12844,"Albany",5]
[null,null,null,null,null,10604,"NYC",4]
[null,null,null,null,null,11373,"NYC",4]
[null,null,null,null,null,13660,"Massena",6]
[null,null,null,null,null,12074,"Albany",5]
[null,null,null,null,null,10313,"NYC",4]
[null,null,null,null,null,12729,"Poughkeepsie",5]
[null,null,null,null,null,13251,"Syracuse",5]
[null,null,null,null,null,13795,"Binghamton",6]
[null,null,null,null,null,11103,"NYC",4]
[null,null,null,null,null,14205,"Buffalo",5]
[null,null,null,null,null,14428,"Buffalo",5]
[null,null,null,null,null,13154,"Syracuse",5]
[null,null,null,null,null,10196,"NYC",4]
[null,null,null,null,null,13420,"Massena",6]
[null,null,null,null,null,14621,"Buffalo",5]
[null,null,null,null,null,10996,"Poughkeepsie",5]
[null,null,null,null,null,11801,"NYC",4]
[null,null,null,null,null,12745,"Binghamton",6]
[null,null,null,null,null,13029,"Syracuse",5]
[null,null,null,null,null,11769,"NYC",4]
[null,null,null,null,null,11952,"NYC",4]
[null,null,null,null,null,11741,"NYC",4]
[null,null,null,null,null,13438,"Syracuse",6]
[null,null,null,null,null,14513,"Syracuse",5]
[null,null,null,null,null,10542,"Poughkeepsie",5]
[null,null,null,null,null,13731,"Poughkeepsie",6]
[null,null,null,null,null,12057,"Albany",5]
[null,null,null,null,null,14410,"Buffalo",5]
[null,null,null,null,null,13666,"Massena",6]
[null,null,null,null,null,11386,"NYC",4]
[null,null,null,null,null,12090,"Albany",5]
[null,null,null,null,null,13692,"Syracuse",6]
[null,null,null,null,null,14720,"Buffalo",5]
[null,null,null,null,null,12770,"Poughkeepsie",6]
[null,null,null,null,null,13758,"Binghamton",6]
[null,null,null,null,null,11757,"NYC",4]
[null,null,null,null,null,13310,"Syracuse",6]
[null,null,null,null,null,14812,"Binghamton",6]
[null,null,null,null,null,13562,"Massena",6]
[null,null,null,null,null,10702,"NYC",4]
[null,null,null,null,null,11729,"NYC",4]
[null,null,null,null,null,14305,"Buffalo",5]
[null,null,null,null,null,11691,"NYC",4]
[null,null,null,null,null,12981,"Massena",6]
[null,null,null,null,null,14005,"Buffalo",5]
[null,null,null,null,null,14056,"Buffalo",5]
[null,null,null,null,null,14743,"Buffalo",6]
[null,null,null,null,null,13022,"Syracuse",5]
[null,null,null,null,null,12534,"Albany",5]
[null,null,null,null,null,12814,"Albany",6]
[null,null,null,null,null,13031,"Syracuse",5]
[null,null,null,null,null,10170,"NYC",4]
[null,null,null,null,null,13680,"Massena",6]
[null,null,null,null,null,10710,"NYC",4]
[null,null,null,null,null,11803,"NYC",4]
[null,null,null,null,null,14166,"Buffalo",5]
[null,null,null,null,null,14838,"Binghamton",5]
[null,null,null,null,null,13483,"Syracuse",6]
[null,null,null,null,null,11426,"NYC",4]
[null,null,null,null,null,13089,"Syracuse",5]
[null,null,null,null,null,12966,"Massena",6]
[null,null,null,null,null,13327,"Massena",6]
[null,null,null,null,null,14025,"Buffalo",5]
[null,null,null,null,null,10301,"NYC",4]
[null,null,null,null,null,12081,"Albany",5]
[null,null,null,null,null,10275,"NYC",4]
[null,null,null,null,null,10705,"NYC",4]
[null,null,null,null,null,11720,"NYC",4]
[null,null,null,null,null,12970,"Massena",6]
[null,null,null,null,null,13605,"Syracuse",6]
[null,null,null,null,null,13801,"Binghamton",6]
[null,null,null,null,null,14479,"Buffalo",5]
[null,null,null,null,null,12409,"Poughkeepsie",6]
[null,null,null,null,null,14060,"Buffalo",6]
[null,null,null,null,null,10571,"NYC",4]
[null,null,null,null,null,13834,"Binghamton",6]
[null,null,null,null,null,11239,"NYC",4]
[null,null,null,null,null,12493,"Poughkeepsie",6]
[null,null,null,null,null,12743,"Poughkeepsie",6]
[null,null,null,null,null,12518,"Poughkeepsie",5]
[null,null,null,null,null,10098,"NYC",4]
[null,null,null,null,null,12546,"Poughkeepsie",5]
[null,null,null,null,null,10115,"NYC",4]
[null,null,null,null,null,11518,"NYC",4]
[null,null,null,null,null,14069,"Buffalo",5]
[null,null,null,null,null,10509,"Poughkeepsie",5]
[null,null,null,null,null,13614,"Massena",6]
[null,null,null,null,null,14502,"Syracuse",5]
[null,null,null,null,null,14732,"Buffalo",5]
[null,null,null,null,null,12089,"Albany",5]
[null,null,null,null,null,13146,"Syracuse",5]
[null,null,null,null,null,13244,"Syracuse",5]
[null,null,null,null,null,14057,"Buffalo",5]
[null,null,null,null,null,14102,"Buffalo",5]
[null,null,null,null,null,14778,"Buffalo",6]
[null,null,null,null,null,11220,"NYC",4]
[null,null,null,null,null,12710,"Poughkeepsie",5]
[null,null,null,null,null,12785,"Poughkeepsie",6]
[null,null,null,null,null,12471,"Poughkeepsie",6]
[null,null,null,null,null,13905,"Binghamton",6]
[null,null,null,null,null,11352,"NYC",4]
[null,null,null,null,null,14024,"Buffalo",6]
[null,null,null,null,null,10543,"NYC",4]
[null,null,null,null,null,12540,"Poughkeepsie",5]
[null,null,null,null,null,13841,"Binghamton",6]
[null,null,null,null,null,10103,"NYC",4]
[null,null,null,null,null,12808,"Albany",6]
[null,null,null,null,null,10005,"NYC",4]
[null,null,null,null,null,14072,"Buffalo",5]
[null,null,null,null,null,12238,"Albany",5]
[null,null,null,null,null,14429,"Buffalo",5]
[null,null,null,null,null,10249,"NYC",4]
[null,null,null,null,null,14418,"Syracuse",5]
[null,null,null,null,null,12584,"Poughkeepsie",5]
[null,null,null,null,null,10527,"Poughkeepsie",4]
[null,null,null,null,null,13121,"Syracuse",5]
[null,null,null,null,null,13290,"Syracuse",5]
[null,null,null,null,null,14710,"Buffalo",5]
[null,null,null,null,null,14139,"Buffalo",5]
[null,null,null,null,null,14855,"Buffalo",6]
[null,null,null,null,null,10523,"NYC",4]
[null,null,null,null,null,11788,"NYC",4]
[null,null,null,null,null,12122,"Albany",6]
[null,null,null,null,null,12987,"Massena",6]
[null,null,null,null,null,13087,"Syracuse",5]
[null,null,null,null,null,13165,"Syracuse",5]
[null,null,null,null,null,13341,"Syracuse",6]
[null,null,null,null,null,11439,"NYC",4]
[null,null,null,null,null,12459,"Poughkeepsie",6]
[null,null,null,null,null,12965,"Massena",6]
[null,null,null,null,null,13065,"Syracuse",5]
[null,null,null,null,null,10002,"NYC",4]
[null,null,null,null,null,10090,"NYC",4]
[null,null,null,null,null,10156,"NYC",4]
[null,null,null,null,null,10184,"NYC",4]
[null,null,null,null,null,14008,"Buffalo",5]
[null,null,null,null,null,14127,"Buffalo",5]
[null,null,null,null,null,12768,"Poughkeepsie",6]
[null,null,null,null,null,14893,"Syracuse",6]
[null,null,null,null,null,11221,"NYC",4]
[null,null,null,null,null,14821,"Binghamton",6]
[null,null,null,null,null,10046,"NYC",4]
[null,null,null,null,null,10033,"NYC",4]
[null,null,null,null,null,11096,"NYC",4]
[null,null,null,null,null,11302,"NYC",4]
[null,null,null,null,null,14647,"Buffalo",5]
[null,null,null,null,null,10019,"NYC",4]
[null,null,null,null,null,12132,"Albany",5]
[null,null,null,null,null,12447,"Poughkeepsie",5]
[null,null,null,null,null,12571,"Poughkeepsie",5]
[null,null,null,null,null,14003,"Buffalo",5]
[null,null,null,null,null,12832,"Albany",5]
[null,null,null,null,null,13032,"Syracuse",6]
[null,null,null,null,null,10047,"NYC",4]
[null,null,null,null,null,12921,"Massena",6]
[null,null,null,null,null,10922,"Poughkeepsie",5]
[null,null,null,null,null,14415,"Syracuse",5]
[null,null,null,null,null,14892,"Binghamton",5]
[null,null,null,null,null,13335,"Binghamton",6]
[null,null,null,null,null,12969,"Massena",6]
[null,null,null,null,null,14131,"Buffalo",5]
[null,null,null,null,null,13748,"Binghamton",6]
[null,null,null,null,null,12302,"Albany",5]
[null,null,null,null,null,12566,"Poughkeepsie",6]
[null,null,null,null,null,10095,"NYC",4]
[null,null,null,null,null,10164,"NYC",4]
[null,null,null,null,null,14477,"Buffalo",5]
[null,null,null,null,null,11363,"NYC",4]
[null,null,null,null,null,12143,"Albany",5]
[null,null,null,null,null,13041,"Syracuse",5]
[null,null,null,null,null,14085,"Buffalo",5]
[null,null,null,null,null,13485,"Syracuse",6]
[null,null,null,null,null,10175,"NYC",4]
[null,null,null,null,null,12755,"Massena",6]
[null,null,null,null,null,14777,"Buffalo",6]
[null,null,null,null,null,13329,"Albany",6]
[null,null,null,null,null,10279,"NYC",4]
[null,null,null,null,null,10914,"Poughkeepsie",5]
[null,null,null,null,null,12422,"Albany",5]
[null,null,null,null,null,10155,"NYC",4]
[null,null,null,null,null,11217,"NYC",4]
[null,null,null,null,null,11588,"NYC",4]
[null,null,null,null,null,12071,"Albany",6]
[null,null,null,null,null,12257,"Albany",5]
[null,null,null,null,null,14525,"Buffalo",5]
[null,null,null,null,null,14059,"Buffalo",5]
[null,null,null,null,null,14151,"Buffalo",5]
[null,null,null,null,null,14209,"Buffalo",5]
[null,null,null,null,null,14417,"Buffalo",5]
[null,null,null,null,null,10573,"NYC",4]
[null,null,null,null,null,12128,"Albany",5]
[null,null,null,null,null,11003,"NYC",4]
[null,null,null,null,null,10911,"NYC",5]
[null,null,null,null,null,11355,"NYC",4]
[null,null,null,null,null,11577,"NYC",4]
[null,null,null,null,null,13365,"Albany",6]
[null,null,null,null,null,13807,"Binghamton",6]
[null,null,null,null,null,14510,"Buffalo",5]
[null,null,null,null,null,14607,"Buffalo",5]
[null,null,null,null,null,12429,"Poughkeepsie",6]
[null,null,null,null,null,12457,"Poughkeepsie",6]
[null,null,null,null,null,12986,"Massena",6]
[null,null,null,null,null,13628,"Syracuse",6]
[null,null,null,null,null,10576,"Poughkeepsie",4]
[null,null,null,null,null,11581,"NYC",4]
[null,null,null,null,null,13431,"Syracuse",6]
[null,null,null,null,null,13674,"Syracuse",6]
[null,null,null,null,null,14649,"Buffalo",5]
[null,null,null,null,null,14824,"Binghamton",6]
[null,null,null,null,null,12420,"Poughkeepsie",6]
[null,null,null,null,null,12873,"Albany",5]
[null,null,null,null,null,10108,"NYC",4]
[null,null,null,null,null,13492,"Syracuse",6]
[null,null,null,null,null,10112,"NYC",4]
[null,null,null,null,null,14263,"Buffalo",5]
[null,null,null,null,null,14816,"Binghamton",5]
[null,null,null,null,null,14471,"Buffalo",5]
[null,null,null,null,null,14817,"Binghamton",6]
[null,null,null,null,null,12203,"Albany",5]
[null,null,null,null,null,12957,"Massena",6]
[null,null,null,null,null,13063,"Syracuse",5]
[null,null,null,null,null,13681,"Massena",6]
[null,null,null,null,null,14445,"Syracuse",5]
[null,null,null,null,null,10952,"NYC",5]
[null,null,null,null,null,12848,"Albany",5]
[null,null,null,null,null,13107,"Syracuse",5]
[null,null,null,null,null,10463,"NYC",4]
[null,null,null,null,null,13112,"Syracuse",5]
[null,null,null,null,null,14867,"Binghamton",6]
[null,null,null,null,null,14869,"Binghamton",6]
[null,null,null,null,null,12466,"Poughkeepsie",6]
[null,null,null,null,null,13418,"Syracuse",6]
[null,null,null,null,null,10055,"NYC",4]
[null,null,null,null,null,10941,"Poughkeepsie",5]
[null,null,null,null,null,11434,"NYC",4]
[null,null,null,null,null,12526,"Poughkeepsie",5]
[null,null,null,null,null,14092,"Buffalo",5]
[null,null,null,null,null,13210,"Syracuse",5]
[null,null,null,null,null,12412,"Poughkeepsie",6]
[null,null,null,null,null,11507,"NYC",4]
[null,null,null,null,null,12979,"Massena",6]
[null,null,null,null,null,13452,"Albany",6]
[null,null,null,null,null,10211,"NYC",4]
[null,null,null,null,null,10532,"NYC",4]
[null,null,null,null,null,13699,"Massena",6]
[null,null,null,null,null,12486,"Poughkeepsie",6]
[null,null,null,null,null,13020,"Syracuse",5]
[null,null,null,null,null,13053,"Binghamton",6]
[null,null,null,null,null,13303,"Syracuse",6]
[null,null,null,null,null,14624,"Buffalo",5]
[null,null,null,null,null,14925,"Binghamton",5]
[null,null,null,null,null,10015,"NYC",4]
[null,null,null,null,null,13646,"Massena",6]
[null,null,null,null,null,13648,"Massena",6]
[null,null,null,null,null,13786,"Albany",6]
[null,null,null,null,null,10536,"Poughkeepsie",4]
[null,null,null,null,null,14029,"Buffalo",6]
[null,null,null,null,null,10451,"NYC",4]
[null,null,null,null,null,10974,"NYC",5]
[null,null,null,null,null,11224,"NYC",4]
[null,null,null,null,null,12172,"Albany",5]
[null,null,null,null,null,10605,"NYC",4]
[null,null,null,null,null,10980,"Poughkeepsie",5]
[null,null,null,null,null,12161,"Albany",5]
[null,null,null,null,null,12866,"Albany",5]
[null,null,null,null,null,11223,"NYC",4]
[null,null,null,null,null,10511,"Poughkeepsie",4]
[null,null,null,null,null,11752,"NYC",4]
[null,null,null,null,null,12116,"Binghamton",6]
[null,null,null,null,null,14694,"Buffalo",5]
[null,null,null,null,null,13403,"Syracuse",6]
[null,null,null,null,null,14021,"Buffalo",5]
[null,null,null,null,null,12727,"Binghamton",6]
[null,null,null,null,null,12993,"Albany",6]
[null,null,null,null,null,13421,"Syracuse",6]
[null,null,null,null,null,14265,"Buffalo",5]
[null,null,null,null,null,14515,"Buffalo",5]
[null,null,null,null,null,10923,"NYC",5]
[null,null,null,null,null,10990,"Poughkeepsie",5]
[null,null,null,null,null,12255,"Albany",5]
[null,null,null,null,null,13136,"Binghamton",6]
[null,null,null,null,null,14227,"Buffalo",5]
[null,null,null,null,null,14748,"Buffalo",6]
[null,null,null,null,null,13113,"Syracuse",5]
[null,null,null,null,null,11942,"NYC",4]
[null,null,null,null,null,12803,"Albany",5]
[null,null,null,null,null,13088,"Syracuse",5]
[null,null,null,null,null,544,"NYC",4]
[null,null,null,null,null,11422,"NYC",4]
[null,null,null,null,null,14891,"Syracuse",6]
[null,null,null,null,null,10032,"NYC",4]
[null,null,null,null,null,12557,"Poughkeepsie",5]
[null,null,null,null,null,12736,"Binghamton",6]
[null,null,null,null,null,14878,"Syracuse",6]
[null,null,null,null,null,12592,"Poughkeepsie",5]
[null,null,null,null,null,14031,"Buffalo",5]
[null,null,null,null,null,10970,"NYC",5]
[null,null,null,null,null,13662,"Massena",6]
[null,null,null,null,null,11021,"NYC",4]
[null,null,null,null,null,12502,"Poughkeepsie",5]
[null,null,null,null,null,13051,"Syracuse",5]
[null,null,null,null,null,13602,"Syracuse",6]
[null,null,null,null,null,13865,"Binghamton",6]
[null,null,null,null,null,10997,"Poughkeepsie",5]
[null,null,null,null,null,11970,"NYC",4]
[null,null,null,null,null,12520,"Poughkeepsie",5]
[null,null,null,null,null,13672,"Massena",6]
[null,null,null,null,null,10577,"NYC",4]
[null,null,null,null,null,11361,"NYC",4]
[null,null,null,null,null,14468,"Buffalo",5]
[null,null,null,null,null,10265,"NYC",4]
[null,null,null,null,null,14755,"Buffalo",6]
[null,null,null,null,null,10179,"NYC",4]
[null,null,null,null,null,10709,"NYC",4]
[null,null,null,null,null,12137,"Albany",5]
[null,null,null,null,null,12738,"Poughkeepsie",6]
[null,null,null,null,null,13464,"Syracuse",6]
[null,null,null,null,null,14467,"Buffalo",5]
[null,null,null,null,null,10930,"Poughkeepsie",5]
[null,null,null,null,null,13642,"Massena",6]
[null,null,null,null,null,14091,"Buffalo",5]
[null,null,null,null,null,10158,"NYC",4]
[null,null,null,null,null,11969,"NYC",4]
[null,null,null,null,null,12025,"Albany",6]
[null,null,null,null,null,12765,"Poughkeepsie",6]
[null,null,null,null,null,13215,"Syracuse",5]
[null,null,null,null,null,14779,"Buffalo",6]
[null,null,null,null,null,14845,"Binghamton",5]
[null,null,null,null,null,12188,"Albany",5]
[null,null,null,null,null,14592,"Buffalo",5]
[null,null,null,null,null,14859,"Binghamton",5]
[null,null,null,null,null,11595,"NYC",4]
[null,null,null,null,null,12603,"Poughkeepsie",5]
[null,null,null,null,null,13475,"Albany",6]
[null,null,null,null,null,14105,"Buffalo",5]
[null,null,null,null,null,14619,"Buffalo",5]
[null,null,null,null,null,10045,"NYC",4]
[null,null,null,null,null,13124,"Syracuse",6]
[null,null,null,null,null,12130,"Albany",5]
[null,null,null,null,null,13044,"Syracuse",5]
[null,null,null,null,null,14622,"Buffalo",5]
[null,null,null,null,null,11557,"NYC",4]
[null,null,null,null,null,11796,"NYC",4]
[null,null,null,null,null,11978,"NYC",4]
[null,null,null,null,null,12020,"Albany",5]
[null,null,null,null,null,11561,"NYC",4]
[null,null,null,null,null,12972,"Massena",6]
[null,null,null,null,null,11804,"NYC",4]
[null,null,null,null,null,12148,"Albany",5]
[null,null,null,null,null,14863,"Syracuse",6]
[null,null,null,null,null,12864,"Albany",6]
[null,null,null,null,null,12944,"Massena",6]
[null,null,null,null,null,13676,"Massena",6]
[null,null,null,null,null,12439,"Albany",5]
[null,null,null,null,null,12874,"Albany",6]
[null,null,null,null,null,13826,"Binghamton",6]
[null,null,null,null,null,14020,"Buffalo",5]
[null,null,null,null,null,10124,"NYC",4]
[null,null,null,null,null,13144,"Syracuse",5]
[null,null,null,null,null,13167,"Syracuse",5]
[null,null,null,null,null,14692,"Buffalo",5]
[null,null,null,null,null,10069,"NYC",4]
[null,null,null,null,null,10105,"NYC",4]
[null,null,null,null,null,12141,"Albany",5]
[null,null,null,null,null,14264,"Buffalo",5]
[null,null,null,null,null,10161,"NYC",4]
[null,null,null,null,null,12401,"Poughkeepsie",6]
[null,null,null,null,null,11249,"NYC",4]
[null,null,null,null,null,11901,"NYC",4]
[null,null,null,null,null,11787,"NYC",4]
[null,null,null,null,null,11427,"NYC",4]
[null,null,null,null,null,10306,"NYC",4]
[null,null,null,null,null,10578,"Poughkeepsie",4]
[null,null,null,null,null,12220,"Albany",5]
[null,null,null,null,null,14861,"Binghamton",5]
[null,null,null,null,null,14529,"Buffalo",6]
[null,null,null,null,null,11027,"NYC",4]
[null,null,null,null,null,10474,"NYC",4]
[null,null,null,null,null,13455,"Syracuse",6]
[null,null,null,null,null,12918,"Massena",6]
[null,null,null,null,null,10460,"NYC",4]
[null,null,null,null,null,10470,"NYC",4]
[null,null,null,null,null,12817,"Albany",6]
[null,null,null,null,null,13338,"Syracuse",6]
[null,null,null,null,null,13491,"Syracuse",6]
[null,null,null,null,null,10312,"NYC",4]
[null,null,null,null,null,12306,"Albany",5]
[null,null,null,null,null,11972,"NYC",4]
[null,null,null,null,null,12854,"Albany",5]
[null,null,null,null,null,10272,"NYC",4]
[null,null,null,null,null,14644,"Buffalo",5]
[null,null,null,null,null,11773,"NYC",4]
[null,null,null,null,null,13620,"Syracuse",6]
[null,null,null,null,null,11596,"NYC",4]
[null,null,null,null,null,12210,"Albany",5]
[null,null,null,null,null,12537,"Poughkeepsie",5]
[null,null,null,null,null,13348,"Binghamton",6]
[null,null,null,null,null,14837,"Syracuse",5]
[null,null,null,null,null,10994,"NYC",5]
[null,null,null,null,null,11968,"NYC",4]
[null,null,null,null,null,11765,"NYC",4]
[null,null,null,null,null,14062,"Buffalo",5]
[null,null,null,null,null,14858,"Binghamton",6]
[null,null,null,null,null,10277,"NYC",4]
[null,null,null,null,null,10596,"Poughkeepsie",4]
[null,null,null,null,null,11930,"NYC",4]
[null,null,null,null,null,12173,"Albany",5]
[null,null,null,null,null,11775,"NYC",4]
[null,null,null,null,null,12852,"Massena",6]
[null,null,null,null,null,13220,"Syracuse",5]
[null,null,null,null,null,14527,"Syracuse",5]
[null,null,null,null,null,10567,"Poughkeepsie",4]
[null,null,null,null,null,11980,"NYC",4]
[null,null,null,null,null,12973,"Massena",6]
[null,null,null,null,null,10708,"NYC",4]
[null,null,null,null,null,13665,"Massena",6]
[null,null,null,null,null,14772,"Buffalo",6]
[null,null,null,null,null,12837,"Albany",5]
[null,null,null,null,null,12453,"Poughkeepsie",6]
[null,null,null,null,null,13021,"Syracuse",5]
[null,null,null,null,null,10305,"NYC",4]
[null,null,null,null,null,10096,"NYC",4]
[null,null,null,null,null,12565,"Albany",5]
[null,null,null,null,null,13656,"Syracuse",6]
[null,null,null,null,null,14806,"Buffalo",6]
[null,null,null,null,null,13678,"Massena",6]
[null,null,null,null,null,11356,"NYC",4]
[null,null,null,null,null,13856,"Binghamton",6]
[null,null,null,null,null,13469,"Syracuse",6]
[null,null,null,null,null,14111,"Buffalo",5]
[null,null,null,null,null,10304,"NYC",4]
[null,null,null,null,null,11414,"NYC",4]
[null,null,null,null,null,13619,"Syracuse",6]
[null,null,null,null,null,13902,"Binghamton",6]
[null,null,null,null,null,14802,"Buffalo",6]
[null,null,null,null,null,10549,"Poughkeepsie",4]
[null,null,null,null,null,11855,"NYC",4]
[null,null,null,null,null,14107,"Buffalo",5]
[null,null,null,null,null,14864,"Binghamton",5]
[null,null,null,null,null,12975,"Massena",6]
[null,null,null,null,null,13076,"Syracuse",5]
[null,null,null,null,null,12150,"Albany",5]
[null,null,null,null,null,12568,"Poughkeepsie",6]
[null,null,null,null,null,12248,"Albany",5]
[null,null,null,null,null,13650,"Syracuse",6]
[null,null,null,null,null,14219,"Buffalo",5]
[null,null,null,null,null,14872,"Binghamton",5]
[null,null,null,null,null,10286,"NYC",4]
[null,null,null,null,null,12230,"Albany",5]
[null,null,null,null,null,13697,"Massena",6]
[null,null,null,null,null,14063,"Buffalo",5]
[null,null,null,null,null,13090,"Syracuse",5]
[null,null,null,null,null,13757,"Binghamton",6]
[null,null,null,null,null,14413,"Syracuse",5]
[null,null,null,null,null,11360,"NYC",4]
[null,null,null,null,null,14215,"Buffalo",5]
[null,null,null,null,null,11042,"NYC",4]
[null,null,null,null,null,11542,"NYC",4]
[null,null,null,null,null,13156,"Syracuse",5]
[null,null,null,null,null,12309,"Albany",5]
[null,null,null,null,null,10162,"NYC",4]
[null,null,null,null,null,14740,"Buffalo",5]
[null,null,null,null,null,13848,"Binghamton",6]
[null,null,null,null,null,13850,"Binghamton",6]
[null,null,null,null,null,11218,"NYC",4]
[null,null,null,null,null,12776,"Binghamton",6]
[null,null,null,null,null,12406,"Poughkeepsie",6]
[null,null,null,null,null,12460,"Albany",5]
[null,null,null,null,null,14809,"Syracuse",6]
[null,null,null,null,null,12494,"Poughkeepsie",6]
[null,null,null,null,null,12432,"Poughkeepsie",6]
[null,null,null,null,null,13450,"Albany",6]
[null,null,null,null,null,14270,"Buffalo",5]
[null,null,null,null,null,10528,"NYC",4]
[null,null,null,null,null,12196,"Albany",5]
[null,null,null,null,null,13123,"Syracuse",6]
[null,null,null,null,null,14083,"Buffalo",6]
[null,null,null,null,null,14476,"Buffalo",5]
[null,null,null,null,null,12463,"Poughkeepsie",5]
[null,null,null,null,null,12958,"Massena",6]
[null,null,null,null,null,13615,"Syracuse",6]
[null,null,null,null,null,14141,"Buffalo",5]
[null,null,null,null,null,14167,"Buffalo",6]
[null,null,null,null,null,14623,"Buffalo",5]
[null,null,null,null,null,13864,"Binghamton",5]
[null,null,null,null,null,14876,"Syracuse",6]
[null,null,null,null,null,11233,"NYC",4]
[null,null,null,null,null,12051,"Albany",5]
[null,null,null,null,null,14061,"Buffalo",5]
[null,null,null,null,null,14645,"Buffalo",5]
[null,null,null,null,null,12024,"Albany",5]
[null,null,null,null,null,13362,"Syracuse",6]
[null,null,null,null,null,13835,"Binghamton",5]
[null,null,null,null,null,12825,"Albany",5]
[null,null,null,null,null,14626,"Buffalo",5]
[null,null,null,null,null,12438,"Binghamton",6]
[null,null,null,null,null,12538,"Poughkeepsie",5]
[null,null,null,null,null,13809,"Binghamton",6]
[null,null,null,null,null,10981,"Poughkeepsie",5]
[null,null,null,null,null,14443,"Syracuse",5]
[null,null,null,null,null,14414,"Buffalo",5]
[null,null,null,null,null,10562,"NYC",4]
[null,null,null,null,null,14226,"Buffalo",5]
[null,null,null,null,null,12175,"Albany",6]
[null,null,null,null,null,13072,"Syracuse",6]
[null,null,null,null,null,11731,"NYC",4]
[null,null,null,null,null,14170,"Buffalo",5]
[null,null,null,null,null,12208,"Albany",5]
[null,null,null,null,null,12182,"Albany",5]
[null,null,null,null,null,11368,"NYC",4]
[null,null,null,null,null,11697,"NYC",4]
[null,null,null,null,null,12164,"Albany",6]
[null,null,null,null,null,12514,"Poughkeepsie",5]
[null,null,null,null,null,13316,"Syracuse",6]
[null,null,null,null,null,10560,"Poughkeepsie",4]
[null,null,null,null,null,13471,"Syracuse",6]
[null,null,null,null,null,12225,"Albany",5]
[null,null,null,null,null,14757,"Buffalo",5]
[null,null,null,null,null,12879,"Massena",6]
[null,null,null,null,null,12056,"Albany",5]
[null,null,null,null,null,12058,"Albany",5]
[null,null,null,null,null,12235,"Albany",5]
[null,null,null,null,null,10041,"NYC",4]
[null,null,null,null,null,14819,"Binghamton",6]
[null,null,null,null,null,10009,"NYC",4]
[null,null,null,null,null,11722,"NYC",4]
[null,null,null,null,null,12160,"Albany",6]
[null,null,null,null,null,10260,"NYC",4]
[null,null,null,null,null,13152,"Syracuse",5]
[null,null,null,null,null,12052,"Albany",5]
[null,null,null,null,null,10269,"NYC",4]
[null,null,null,null,null,13607,"Massena",6]
[null,null,null,null,null,11405,"NYC",4]
[null,null,null,null,null,12521,"Albany",5]
[null,null,null,null,null,14716,"Buffalo",5]
[null,null,null,null,null,11251,"NYC",4]
[null,null,null,null,null,12464,"Poughkeepsie",6]
[null,null,null,null,null,14550,"Buffalo",6]
[null,null,null,null,null,14881,"Binghamton",6]
[null,null,null,null,null,13071,"Syracuse",5]
[null,null,null,null,null,10522,"NYC",4]
[null,null,null,null,null,11235,"NYC",4]
[null,null,null,null,null,10212,"NYC",4]
[null,null,null,null,null,11242,"NYC",4]
[null,null,null,null,null,11725,"NYC",4]
[null,null,null,null,null,12198,"Albany",5]
[null,null,null,null,null,12839,"Albany",5]
[null,null,null,null,null,10021,"NYC",4]
[null,null,null,null,null,12551,"Poughkeepsie",5]
[null,null,null,null,null,12933,"Massena",6]
[null,null,null,null,null,12569,"Poughkeepsie",5]
[null,null,null,null,null,14302,"Buffalo",5]
[null,null,null,null,null,10303,"NYC",4]
[null,null,null,null,null,12594,"Poughkeepsie",5]
[null,null,null,null,null,13120,"Syracuse",5]
[null,null,null,null,null,12452,"Poughkeepsie",5]
[null,null,null,null,null,13062,"Binghamton",6]
[null,null,null,null,null,14536,"Buffalo",6]
[null,null,null,null,null,13337,"Binghamton",6]
[null,null,null,null,null,12495,"Poughkeepsie",6]
[null,null,null,null,null,10499,"NYC",4]
[null,null,null,null,null,10924,"Poughkeepsie",5]
[null,null,null,null,null,14280,"Buffalo",5]
[null,null,null,null,null,14851,"Syracuse",6]
[null,null,null,null,null,11209,"NYC",4]
[null,null,null,null,null,11421,"NYC",4]
[null,null,null,null,null,12756,"Poughkeepsie",5]
[null,null,null,null,null,12853,"Albany",6]
[null,null,null,null,null,10030,"NYC",4]
[null,null,null,null,null,10928,"Poughkeepsie",5]
[null,null,null,null,null,13486,"Syracuse",6]
[null,null,null,null,null,14643,"Buffalo",5]
[null,null,null,null,null,10285,"NYC",4]
[null,null,null,null,null,10548,"Poughkeepsie",4]
[null,null,null,null,null,10959,"Poughkeepsie",5]
[null,null,null,null,null,13037,"Syracuse",6]
[null,null,null,null,null,13760,"Binghamton",6]
[null,null,null,null,null,14533,"Buffalo",5]
[null,null,null,null,null,11954,"Poughkeepsie",4]
[null,null,null,null,null,14095,"Buffalo",5]
[null,null,null,null,null,14752,"Buffalo",5]
[null,null,null,null,null,14011,"Buffalo",6]
[null,null,null,null,null,14541,"Syracuse",5]
[null,null,null,null,null,10307,"NYC",4]
[null,null,null,null,null,13794,"Binghamton",6]
[null,null,null,null,null,10008,"NYC",4]
[null,null,null,null,null,11212,"NYC",4]
[null,null,null,null,null,14027,"Buffalo",5]
[null,null,null,null,null,12545,"Poughkeepsie",5]
[null,null,null,null,null,13129,"Syracuse",5]
[null,null,null,null,null,10932,"Poughkeepsie",5]
[null,null,null,null,null,11366,"NYC",4]
[null,null,null,null,null,12589,"Poughkeepsie",6]
[null,null,null,null,null,13632,"Syracuse",6]
[null,null,null,null,null,14036,"Buffalo",5]
[null,null,null,null,null,10113,"NYC",4]
[null,null,null,null,null,10601,"NYC",4]
[null,null,null,null,null,14469,"Syracuse",5]
[null,null,null,null,null,14707,"Buffalo",6]
[null,null,null,null,null,14903,"Binghamton",5]
[null,null,null,null,null,14004,"Buffalo",5]
[null,null,null,null,null,14109,"Buffalo",5]
[null,null,null,null,null,12446,"Poughkeepsie",6]
[null,null,null,null,null,12303,"Albany",5]
[null,null,null,null,null,12417,"Poughkeepsie",6]
[null,null,null,null,null,13028,"Syracuse",5]
[null,null,null,null,null,13052,"Syracuse",6]
[null,null,null,null,null,12240,"Albany",5]
[null,null,null,null,null,12567,"Poughkeepsie",5]
[null,null,null,null,null,13064,"Syracuse",5]
[null,null,null,null,null,10703,"NYC",4]
[null,null,null,null,null,11354,"NYC",4]
[null,null,null,null,null,13636,"Syracuse",6]
[null,null,null,null,null,13862,"Binghamton",6]
[null,null,null,null,null,14231,"Buffalo",5]
[null,null,null,null,null,13690,"Massena",6]
[null,null,null,null,null,12723,"Binghamton",6]
[null,null,null,null,null,10472,"NYC",4]
[null,null,null,null,null,11580,"NYC",4]
[null,null,null,null,null,13743,"Binghamton",5]
[null,null,null,null,null,10107,"NYC",4]
[null,null,null,null,null,12224,"Albany",5]
[null,null,null,null,null,12414,"Albany",5]
[null,null,null,null,null,12522,"Poughkeepsie",5]
[null,null,null,null,null,12827,"Albany",5]
[null,null,null,null,null,10087,"NYC",4]
[null,null,null,null,null,10559,"NYC",4]
[null,null,null,null,null,13468,"Albany",6]
[null,null,null,null,null,11953,"NYC",4]
[null,null,null,null,null,12187,"Albany",6]
[null,null,null,null,null,12450,"Poughkeepsie",5]
[null,null,null,null,null,13073,"Syracuse",6]
[null,null,null,null,null,14711,"Buffalo",6]
[null,null,null,null,null,14213,"Buffalo",5]
[null,null,null,null,null,12508,"Poughkeepsie",5]
[null,null,null,null,null,13844,"Binghamton",6]
[null,null,null,null,null,14055,"Buffalo",5]
[null,null,null,null,null,14683,"Buffalo",5]
[null,null,null,null,null,11419,"NYC",4]
[null,null,null,null,null,11548,"NYC",4]
[null,null,null,null,null,11940,"NYC",4]
[null,null,null,null,null,11951,"NYC",4]
[null,null,null,null,null,12095,"Albany",6]
[null,null,null,null,null,12945,"Massena",6]
[null,null,null,null,null,12912,"Massena",6]
[null,null,null,null,null,13114,"Syracuse",5]
[null,null,null,null,null,14028,"Buffalo",5]
[null,null,null,null,null,14143,"Buffalo",5]
[null,null,null,null,null,10920,"NYC",5]
[null,null,null,null,null,11805,"NYC",4]
[null,null,null,null,null,10606,"NYC",4]
[null,null,null,null,null,13441,"Syracuse",6]
[null,null,null,null,null,12932,"Massena",6]
[null,null,null,null,null,13810,"Binghamton",6]
[null,null,null,null,null,13084,"Syracuse",5]
[null,null,null,null,null,11933,"NYC",4]
[null,null,null,null,null,11428,"NYC",4]
[null,null,null,null,null,12762,"Poughkeepsie",6]
[null,null,null,null,null,13762,"Binghamton",6]
[null,null,null,null,null,10101,"NYC",4]
[null,null,null,null,null,11514,"NYC",4]
[null,null,null,null,null,13661,"Syracuse",6]
[null,null,null,null,null,10504,"NYC",4]
[null,null,null,null,null,12553,"Poughkeepsie",5]
[null,null,null,null,null,13505,"Syracuse",6]
[null,null,null,null,null,12117,"Albany",6]
[null,null,null,null,null,13691,"Massena",6]
[null,null,null,null,null,13737,"Binghamton",6]
[null,null,null,null,null,14427,"Buffalo",6]
[null,null,null,null,null,14545,"Buffalo",5]
[null,null,null,null,null,14786,"Buffalo",6]
[null,null,null,null,null,10027,"NYC",4]
[null,null,null,null,null,10464,"NYC",4]
[null,null,null,null,null,14571,"Buffalo",5]
[null,null,null,null,null,14854,"Syracuse",6]
[null,null,null,null,null,10598,"Poughkeepsie",4]
[null,null,null,null,null,11956,"NYC",4]
[null,null,null,null,null,13078,"Syracuse",5]
[null,null,null,null,null,13682,"Syracuse",6]
[null,null,null,null,null,14210,"Buffalo",5]
[null,null,null,null,null,14673,"Buffalo",5]
[null,null,null,null,null,10553,"NYC",4]
[null,null,null,null,null,10805,"NYC",4]
[null,null,null,null,null,11565,"NYC",4]
[null,null,null,null,null,10517,"Poughkeepsie",4]
[null,null,null,null,null,12878,"Albany",6]
[null,null,null,null,null,12043,"Albany",6]
[null,null,null,null,null,12082,"Albany",5]
[null,null,null,null,null,13320,"Albany",6]
[null,null,null,null,null,14808,"Syracuse",6]
[null,null,null,null,null,11931,"NYC",4]
[null,null,null,null,null,12307,"Albany",5]
[null,null,null,null,null,14034,"Buffalo",5]
[null,null,null,null,null,14132,"Buffalo",5]
[null,null,null,null,null,14441,"Syracuse",5]
[null,null,null,null,null,10185,"NYC",4]
[null,null,null,null,null,11599,"NYC",4]
[null,null,null,null,null,14487,"Buffalo",5]
[null,null,null,null,null,13739,"Albany",6]
[null,null,null,null,null,13792,"Binghamton",6]
[null,null,null,null,null,14882,"Syracuse",6]
[null,null,null,null,null,13832,"Binghamton",6]
[null,null,null,null,null,10165,"NYC",4]
[null,null,null,null,null,12841,"Albany",5]
[null,null,null,null,null,14489,"Syracuse",5]
[null,null,null,null,null,11374,"NYC",4]
[null,null,null,null,null,13808,"Binghamton",6]
[null,null,null,null,null,14261,"Buffalo",5]
[null,null,null,null,null,14870,"Binghamton",6]
[null,null,null,null,null,12449,"Poughkeepsie",6]
[null,null,null,null,null,12857,"Albany",6]
[null,null,null,null,null,14588,"Syracuse",5]
[null,null,null,null,null,12764,"Binghamton",6]
[null,null,null,null,null,14516,"Syracuse",5]
[null,null,null,null,null,14815,"Syracuse",6]
[null,null,null,null,null,11762,"NYC",4]
[null,null,null,null,null,12917,"Massena",6]
[null,null,null,null,null,10282,"NYC",4]
[null,null,null,null,null,13314,"Syracuse",6]
[null,null,null,null,null,12207,"Albany",5]
[null,null,null,null,null,11715,"NYC",4]
[null,null,null,null,null,13066,"Syracuse",5]
[null,null,null,null,null,13346,"Syracuse",6]
[null,null,null,null,null,10985,"Poughkeepsie",5]
[null,null,null,null,null,11023,"NYC",4]
[null,null,null,null,null,14729,"Buffalo",6]
[null,null,null,null,null,12229,"Albany",5]
[null,null,null,null,null,13738,"Syracuse",5]
[null,null,null,null,null,11005,"NYC",4]
[null,null,null,null,null,11777,"NYC",4]
[null,null,null,null,null,12246,"Albany",5]
[null,null,null,null,null,13652,"Massena",6]
[null,null,null,null,null,10036,"NYC",4]
[null,null,null,null,null,13859,"Binghamton",6]
[null,null,null,null,null,14522,"Syracuse",5]
[null,null,null,null,null,10174,"NYC",4]
[null,null,null,null,null,13224,"Syracuse",5]
[null,null,null,null,null,13782,"Binghamton",6]
[null,null,null,null,null,12144,"Albany",5]
[null,null,null,null,null,11555,"NYC",4]
[null,null,null,null,null,11558,"NYC",4]
[null,null,null,null,null,10117,"NYC",4]
[null,null,null,null,null,11575,"NYC",4]
[null,null,null,null,null,11789,"NYC",4]
[null,null,null,null,null,14646,"Buffalo",5]
[null,null,null,null,null,11735,"NYC",4]
[null,null,null,null,null,12068,"Albany",6]
[null,null,null,null,null,11791,"NYC",4]
[null,null,null,null,null,12604,"Poughkeepsie",5]
[null,null,null,null,null,13119,"Syracuse",5]
[null,null,null,null,null,10993,"NYC",5]
[null,null,null,null,null,11109,"NYC",4]
[null,null,null,null,null,13402,"Syracuse",6]
[null,null,null,null,null,10625,"NYC",4]
[null,null,null,null,null,10963,"Poughkeepsie",5]
[null,null,null,null,null,14463,"Syracuse",5]
[null,null,null,null,null,14730,"Buffalo",6]
[null,null,null,null,null,10969,"Poughkeepsie",5]
[null,null,null,null,null,11854,"NYC",4]
[null,null,null,null,null,14742,"Buffalo",5]
[null,null,null,null,null,14744,"Buffalo",6]
[null,null,null,null,null,14776,"Buffalo",5]
[null,null,null,null,null,14805,"Binghamton",6]
[null,null,null,null,null,10242,"NYC",4]
[null,null,null,null,null,11229,"NYC",4]
[null,null,null,null,null,12927,"Massena",6]
[null,null,null,null,null,10311,"NYC",4]
[null,null,null,null,null,12572,"Poughkeepsie",5]
[null,null,null,null,null,14453,"Syracuse",5]
[null,null,null,null,null,14709,"Buffalo",6]
[null,null,null,null,null,12956,"Albany",6]
[null,null,null,null,null,13204,"Syracuse",5]
[null,null,null,null,null,10125,"NYC",4]
[null,null,null,null,null,10968,"NYC",5]
[null,null,null,null,null,11207,"NYC",4]
[null,null,null,null,null,12754,"Poughkeepsie",6]
[null,null,null,null,null,13833,"Binghamton",6]
[null,null,null,null,null,14461,"Syracuse",5]
[null,null,null,null,null,10541,"Poughkeepsie",5]
[null,null,null,null,null,10592,"NYC",4]
[null,null,null,null,null,14724,"Buffalo",5]
[null,null,null,null,null,12133,"Albany",5]
[null,null,null,null,null,12871,"Albany",5]
[null,null,null,null,null,11770,"NYC",4]
[null,null,null,null,null,10804,"NYC",4]
[null,null,null,null,null,13480,"Syracuse",6]
[null,null,null,null,null,12787,"Poughkeepsie",6]
[null,null,null,null,null,12953,"Massena",6]
[null,null,null,null,null,10034,"NYC",4]
[null,null,null,null,null,10038,"NYC",4]
[null,null,null,null,null,11215,"NYC",4]
[null,null,null,null,null,12830,"Albany",5]
[null,null,null,null,null,12960,"Albany",6]
[null,null,null,null,null,12961,"Albany",6]
[null,null,null,null,null,14211,"Buffalo",5]
[null,null,null,null,null,10154,"NYC",4]
[null,null,null,null,null,10704,"NYC",4]
[null,null,null,null,null,10973,"Poughkeepsie",5]
[null,null,null,null,null,12060,"Albany",5]
[null,null,null,null,null,11719,"NYC",4]
[null,null,null,null,null,13137,"Syracuse",5]
[null,null,null,null,null,13802,"Binghamton",6]
[null,null,null,null,null,14547,"Syracuse",5]
[null,null,null,null,null,12923,"Massena",6]
[null,null,null,null,null,14171,"Buffalo",6]
[null,null,null,null,null,11737,"NYC",4]
[null,null,null,null,null,14611,"Buffalo",5]
[null,null,null,null,null,13454,"Albany",6]
[null,null,null,null,null,14563,"Syracuse",5]
[null,null,null,null,null,13433,"Syracuse",6]
[null,null,null,null,null,14557,"Buffalo",5]
[null,null,null,null,null,14564,"Syracuse",5]
[null,null,null,null,null,14750,"Buffalo",5]
[null,null,null,null,null,14902,"Binghamton",5]
[null,null,null,null,null,11377,"NYC",4]
[null,null,null,null,null,13159,"Syracuse",5]
[null,null,null,null,null,12029,"Albany",5]
[null,null,null,null,null,13218,"Syracuse",5]
[null,null,null,null,null,11205,"NYC",4]
[null,null,null,null,null,11379,"NYC",4]
[null,null,null,null,null,11950,"NYC",4]
[null,null,null,null,null,14173,"Buffalo",6]
[null,null,null,null,null,10314,"NYC",4]
[null,null,null,null,null,13461,"Syracuse",6]
[null,null,null,null,null,10173,"NYC",4]
[null,null,null,null,null,501,"NYC",4]
[null,null,null,null,null,11004,"NYC",4]
[null,null,null,null,null,11214,"NYC",4]
[null,null,null,null,null,12211,"Albany",5]
[null,null,null,null,null,12325,"Albany",5]
[null,null,null,null,null,13331,"Massena",6]
[null,null,null,null,null,12845,"Albany",6]
[null,null,null,null,null,12936,"Massena",6]
[null,null,null,null,null,13212,"Syracuse",5]
[null,null,null,null,null,13141,"Syracuse",5]
[null,null,null,null,null,13641,"Syracuse",6]
[null,null,null,null,null,10603,"NYC",4]
[null,null,null,null,null,11517,"NYC",4]
[null,null,null,null,null,14519,"Syracuse",5]
[null,null,null,null,null,12846,"Albany",6]
[null,null,null,null,null,13149,"Syracuse",5]
[null,null,null,null,null,13024,"Syracuse",5]
[null,null,null,null,null,13780,"Binghamton",6]
[null,null,null,null,null,14454,"Buffalo",5]
[null,null,null,null,null,10133,"NYC",4]
[null,null,null,null,null,11579,"NYC",4]
[null,null,null,null,null,12125,"Albany",5]
[null,null,null,null,null,14140,"Buffalo",5]
[null,null,null,null,null,14464,"Buffalo",5]
[null,null,null,null,null,10524,"Poughkeepsie",5]
[null,null,null,null,null,12027,"Albany",5]
[null,null,null,null,null,14784,"Buffalo",5]
[null,null,null,null,null,14013,"Buffalo",5]
[null,null,null,null,null,13684,"Massena",6]
[null,null,null,null,null,10001,"NYC",4]
[null,null,null,null,null,11041,"NYC",4]
[null,null,null,null,null,12084,"Albany",5]
[null,null,null,null,null,12781,"Poughkeepsie",6]
[null,null,null,null,null,12877,"Albany",5]
[null,null,null,null,null,10503,"NYC",4]
[null,null,null,null,null,11216,"NYC",4]
[null,null,null,null,null,11369,"NYC",4]
[null,null,null,null,null,11201,"NYC",4]
[null,null,null,null,null,12054,"Albany",5]
[null,null,null,null,null,12226,"Albany",5]
[null,null,null,null,null,12411,"Poughkeepsie",6]
[null,null,null,null,null,12697,"Massena",6]
[null,null,null,null,null,13313,"Syracuse",6]
[null,null,null,null,null,14452,"Buffalo",5]
[null,null,null,null,null,14580,"Syracuse",5]
[null,null,null,null,null,14856,"Syracuse",6]
[null,null,null,null,null,12780,"Poughkeepsie",5]
[null,null,null,null,null,13068,"Syracuse",6]
[null,null,null,null,null,11742,"NYC",4]
[null,null,null,null,null,12123,"Albany",5]
[null,null,null,null,null,12849,"Albany",5]
[null,null,null,null,null,13639,"Massena",6]
[null,null,null,null,null,14416,"Buffalo",5]
[null,null,null,null,null,14411,"Buffalo",5]
[null,null,null,null,null,14883,"Binghamton",5]
[null,null,null,null,null,10580,"NYC",4]
[null,null,null,null,null,12228,"Albany",5]
[null,null,null,null,null,12103,"Albany",5]
[null,null,null,null,null,13623,"Massena",6]
[null,null,null,null,null,12247,"Albany",5]
[null,null,null,null,null,11416,"NYC",4]
[null,null,null,null,null,11965,"Poughkeepsie",4]
[null,null,null,null,null,13117,"Syracuse",5]
[null,null,null,null,null,11702,"NYC",4]
[null,null,null,null,null,13034,"Syracuse",5]
[null,null,null,null,null,11286,"NYC",4]
[null,null,null,null,null,13108,"Syracuse",5]
[null,null,null,null,null,11594,"NYC",4]
[null,null,null,null,null,12214,"Albany",5]
[null,null,null,null,null,14652,"Buffalo",5]
[null,null,null,null,null,11413,"NYC",4]
[null,null,null,null,null,14774,"Buffalo",6]
[null,null,null,null,null,13624,"Syracuse",6]
[null,null,null,null,null,11730,"NYC",4]
[null,null,null,null,null,10309,"NYC",4]
[null,null,null,null,null,10957,"Poughkeepsie",5]
[null,null,null,null,null,14651,"Buffalo",5]
[null,null,null,null,null,11370,"NYC",4]
[null,null,null,null,null,11552,"NYC",4]
[null,null,null,null,null,13404,"Syracuse",6]
[null,null,null,null,null,13750,"Albany",6]
[null,null,null,null,null,10213,"NYC",4]
[null,null,null,null,null,14701,"Buffalo",5]
[null,null,null,null,null,13685,"Syracuse",6]
[null,null,null,null,null,14539,"Buffalo",5]
[null,null,null,null,null,10982,"NYC",5]
[null,null,null,null,null,13158,"Syracuse",5]
[null,null,null,null,null,10597,"Poughkeepsie",4]
[null,null,null,null,null,12261,"Albany",5]
[null,null,null,null,null,12577,"Poughkeepsie",5]
[null,null,null,null,null,13501,"Syracuse",6]
[null,null,null,null,null,10546,"Poughkeepsie",4]
[null,null,null,null,null,11559,"NYC",4]
[null,null,null,null,null,12513,"Albany",5]
[null,null,null,null,null,14823,"Buffalo",6]
[null,null,null,null,null,12528,"Poughkeepsie",6]
[null,null,null,null,null,13142,"Syracuse",5]
[null,null,null,null,null,13413,"Syracuse",6]
[null,null,null,null,null,10082,"NYC",4]
[null,null,null,null,null,14721,"Buffalo",6]
[null,null,null,null,null,11357,"NYC",4]
[null,null,null,null,null,13057,"Syracuse",5]
[null,null,null,null,null,13131,"Syracuse",5]
[null,null,null,null,null,11961,"NYC",4]
[null,null,null,null,null,12720,"Poughkeepsie",6]
[null,null,null,null,null,13211,"Syracuse",5]
[null,null,null,null,null,10028,"NYC",4]
[null,null,null,null,null,12045,"Albany",5]
[null,null,null,null,null,12498,"Poughkeepsie",6]
[null,null,null,null,null,12959,"Massena",6]
[null,null,null,null,null,14608,"Buffalo",5]
[null,null,null,null,null,12162,"Albany",5]
[null,null,null,null,null,13328,"Syracuse",6]
[null,null,null,null,null,14874,"Syracuse",6]
[null,null,null,null,null,10454,"NYC",4]
[null,null,null,null,null,10526,"Poughkeepsie",4]
[null,null,null,null,null,12073,"Albany",6]
[null,null,null,null,null,12448,"Poughkeepsie",6]
[null,null,null,null,null,10919,"Poughkeepsie",5]
[null,null,null,null,null,10104,"NYC",4]
[null,null,null,null,null,12232,"Albany",5]
[null,null,null,null,null,11435,"NYC",4]
[null,null,null,null,null,14241,"Buffalo",5]
[null,null,null,null,null,14518,"Syracuse",5]
[null,null,null,null,null,11432,"NYC",4]
[null,null,null,null,null,12859,"Albany",5]
[null,null,null,null,null,10153,"NYC",4]
[null,null,null,null,null,11390,"NYC",4]
[null,null,null,null,null,13490,"Syracuse",6]
[null,null,null,null,null,12047,"Albany",5]
[null,null,null,null,null,12739,"Poughkeepsie",5]
[null,null,null,null,null,10589,"Poughkeepsie",4]
[null,null,null,null,null,11749,"NYC",4]
[null,null,null,null,null,14040,"Buffalo",5]
[null,null,null,null,null,14423,"Buffalo",5]
[null,null,null,null,null,12421,"Poughkeepsie",6]
[null,null,null,null,null,13043,"Syracuse",6]
[null,null,null,null,null,14530,"Buffalo",6]
[null,null,null,null,null,14208,"Buffalo",5]
[null,null,null,null,null,12985,"Massena",6]
[null,null,null,null,null,12138,"Albany",5]
[null,null,null,null,null,10950,"Poughkeepsie",5]
[null,null,null,null,null,12793,"Poughkeepsie",5]
[null,null,null,null,null,13667,"Massena",6]
[null,null,null,null,null,14521,"Syracuse",5]
[null,null,null,null,null,11536,"NYC",4]
[null,null,null,null,null,11962,"NYC",4]
[null,null,null,null,null,12431,"Albany",5]
[null,null,null,null,null,13670,"Massena",6]
[null,null,null,null,null,10120,"NYC",4]
[null,null,null,null,null,14514,"Buffalo",5]
[null,null,null,null,null,14544,"Syracuse",5]
[null,null,null,null,null,14887,"Syracuse",6]
[null,null,null,null,null,13675,"Massena",6]
[null,null,null,null,null,10586,"NYC",4]
[null,null,null,null,null,13637,"Syracuse",6]
[null,null,null,null,null,14081,"Buffalo",5]
[null,null,null,null,null,14532,"Syracuse",5]
[null,null,null,null,null,10258,"NYC",4]
[null,null,null,null,null,10150,"NYC",4]
[null,null,null,null,null,14614,"Buffalo",5]
[null,null,null,null,null,10024,"NYC",4]
[null,null,null,null,null,12042,"Albany",5]
[null,null,null,null,null,12149,"Albany",6]
[null,null,null,null,null,13747,"Binghamton",6]
[null,null,null,null,null,13134,"Syracuse",6]
[null,null,null,null,null,12870,"Albany",6]
[null,null,null,null,null,12206,"Albany",5]
[null,null,null,null,null,13407,"Syracuse",6]
[null,null,null,null,null,14843,"Buffalo",6]
[null,null,null,null,null,10730,"Poughkeepsie",5]
[null,null,null,null,null,12019,"Albany",5]
[null,null,null,null,null,10273,"NYC",4]
[null,null,null,null,null,11430,"NYC",4]
[null,null,null,null,null,13207,"Syracuse",5]
[null,null,null,null,null,12094,"Albany",5]
[null,null,null,null,null,11431,"NYC",4]
[null,null,null,null,null,11709,"NYC",4]
[null,null,null,null,null,12929,"Massena",6]
[null,null,null,null,null,13435,"Syracuse",6]
[null,null,null,null,null,13633,"Massena",6]
[null,null,null,null,null,10458,"NYC",4]
[null,null,null,null,null,10079,"NYC",4]
[null,null,null,null,null,11701,"NYC",4]
[null,null,null,null,null,12147,"Albany",5]
[null,null,null,null,null,11234,"NYC",4]
[null,null,null,null,null,11412,"NYC",4]
[null,null,null,null,null,14120,"Buffalo",5]
[null,null,null,null,null,14758,"Buffalo",5]
[null,null,null,null,null,12037,"Albany",5]
[null,null,null,null,null,13495,"Syracuse",6]
[null,null,null,null,null,14747,"Buffalo",5]
[null,null,null,null,null,12807,"Albany",5]
[null,null,null,null,null,12834,"Albany",5]
[null,null,null,null,null,12250,"Albany",5]
[null,null,null,null,null,12583,"Poughkeepsie",5]
[null,null,null,null,null,11694,"NYC",4]
[null,null,null,null,null,12156,"Albany",5]
[null,null,null,null,null,14884,"Buffalo",6]
[null,null,null,null,null,13325,"Syracuse",6]
[null,null,null,null,null,12209,"Albany",5]
[null,null,null,null,null,14203,"Buffalo",5]
[null,null,null,null,null,14738,"Buffalo",5]
[null,null,null,null,null,11510,"NYC",4]
[null,null,null,null,null,13606,"Syracuse",6]
[null,null,null,null,null,14865,"Binghamton",6]
[null,null,null,null,null,11973,"NYC",4]
[null,null,null,null,null,10552,"NYC",4]
[null,null,null,null,null,12244,"Albany",5]
[null,null,null,null,null,12819,"Albany",5]
[null,null,null,null,null,14604,"Buffalo",5]
[null,null,null,null,null,10025,"NYC",4]
[null,null,null,null,null,12552,"Poughkeepsie",5]
[null,null,null,null,null,14728,"Buffalo",5]
[null,null,null,null,null,12124,"Albany",5]
[null,null,null,null,null,10157,"NYC",4]
[null,null,null,null,null,10581,"NYC",4]
[null,null,null,null,null,11564,"NYC",4]
[null,null,null,null,null,13671,"Massena",6]
[null,null,null,null,null,14478,"Syracuse",5]
[null,null,null,null,null,13578,"Binghamton",6]
[null,null,null,null,null,14520,"Syracuse",5]
[null,null,null,null,null,12820,"Albany",6]
[null,null,null,null,null,10128,"NYC",4]
[null,null,null,null,null,13683,"Massena",6]
[null,null,null,null,null,13502,"Syracuse",6]
[null,null,null,null,null,14218,"Buffalo",5]
[null,null,null,null,null,13806,"Binghamton",6]
[null,null,null,null,null,14207,"Buffalo",5]
[null,null,null,null,null,11226,"NYC",4]
[null,null,null,null,null,12121,"Albany",5]
[null,null,null,null,null,12601,"Poughkeepsie",5]
[null,null,null,null,null,11774,"NYC",4]
[null,null,null,null,null,11768,"NYC",4]
[null,null,null,null,null,12022,"Albany",5]
[null,null,null,null,null,10987,"NYC",5]
[null,null,null,null,null,14831,"Buffalo",6]
[null,null,null,null,null,11554,"NYC",4]
[null,null,null,null,null,13751,"Binghamton",6]
[null,null,null,null,null,11948,"NYC",4]
[null,null,null,null,null,14569,"Buffalo",6]
[null,null,null,null,null,14546,"Buffalo",5]
[null,null,null,null,null,10501,"Poughkeepsie",4]
[null,null,null,null,null,10510,"NYC",4]
[null,null,null,null,null,11597,"NYC",4]
[null,null,null,null,null,11754,"NYC",4]
[null,null,null,null,null,12078,"Albany",6]
[null,null,null,null,null,12741,"Binghamton",6]
[null,null,null,null,null,14526,"Syracuse",5]
[null,null,null,null,null,12914,"Massena",6]
[null,null,null,null,null,11751,"NYC",4]
[null,null,null,null,null,12472,"Poughkeepsie",6]
[null,null,null,null,null,14108,"Buffalo",5]
[null,null,null,null,null,14556,"Buffalo",5]
[null,null,null,null,null,10518,"Poughkeepsie",4]
[null,null,null,null,null,10901,"NYC",5]
[null,null,null,null,null,10270,"NYC",4]
[null,null,null,null,null,11556,"NYC",4]
[null,null,null,null,null,11794,"NYC",4]
[null,null,null,null,null,11359,"NYC",4]
[null,null,null,null,null,12884,"Albany",5]
[null,null,null,null,null,13323,"Syracuse",6]
[null,null,null,null,null,11425,"NYC",4]
[null,null,null,null,null,14512,"Syracuse",5]
[null,null,null,null,null,14222,"Buffalo",5]
[null,null,null,null,null,14548,"Syracuse",5]
[null,null,null,null,null,10507,"Poughkeepsie",4]
[null,null,null,null,null,11690,"NYC",4]
[null,null,null,null,null,12455,"Poughkeepsie",6]
[null,null,null,null,null,14070,"Buffalo",5]
[null,null,null,null,null,14818,"Syracuse",6]
[null,null,null,null,null,11365,"NYC",4]
[null,null,null,null,null,12542,"Poughkeepsie",6]
[null,null,null,null,null,13693,"Syracuse",6]
[null,null,null,null,null,14704,"Buffalo",5]
[null,null,null,null,null,12118,"Albany",5]
[null,null,null,null,null,13668,"Massena",6]
[null,null,null,null,null,14276,"Buffalo",5]
[null,null,null,null,null,10802,"NYC",4]
[null,null,null,null,null,11052,"NYC",4]
[null,null,null,null,null,11055,"NYC",4]
[null,null,null,null,null,12939,"Massena",6]
[null,null,null,null,null,12995,"Massena",6]
[null,null,null,null,null,13225,"Syracuse",5]
[null,null,null,null,null,13332,"Syracuse",6]
[null,null,null,null,null,13861,"Binghamton",6]
[null,null,null,null,null,14508,"Buffalo",5]
[null,null,null,null,null,10535,"Poughkeepsie",4]
[null,null,null,null,null,11051,"NYC",4]

{"sheet":"Upload","index":34,"n_rows":47,"n_cols":16,"rows_kept":47,"cut":false,"hidden":true,"merged":[]}
["SITE/CUSTOMER",null,null,"BUILDING_MODELOUTPUT",null,null,"BLDGMDL_MAIN",null,null,"BUILDING",null,null,"BUILDING_SHELL",null,null,"BUILDING_WINDOW"]
["NAME",null,null,"LOAD_H",null,null,"LENGTH",null,null,"HOUSE_TYPE",null,null,"ROOF_AREA",null,null,"ORIENTATION"]
["ADDRESS",null,null,"LOAD_C",null,null,"WIDTH",null,null,"HOUSE_AGE",null,null,"ROOF_RVAL",null,null,"TYPE_F"]
["LOCATION",null,null,"HDD",null,null,"CEILINGHEIGHT",8,null,"SQFT",null,null,"WALL_FRAMED_AREA",null,null,"TYPE_L"]
["CITY",null,null,"CDH",null,null,"AREA",{"$f":"rBldgI_FloorArea","v":0},null,"VOLUME",null,null,"WALL_FRAMED_RVAL",null,null,"TYPE_B"]
["STATE",null,null,"LOAD_INFILTRATION_H",null,null,"NUMFLOORS",{"$f":"rBldgI_NumFloors","v":0},null,"HEATED_FLRS",null,null,"WALL_MASONARY_AREA",null,null,"TYPE_R"]
["ZIP",null,null,"LOAD_INFILTRATION_C",null,null,"VOLUME",null,null,"BEDROOMS",null,null,"WALL_MASONARY_RVAL",null,null,"GLAZING_F"]
[null,null,null,"LOAD_CONDUCTION_H",null,null,"BEDROOMS",null,null,"BATHROOMS",null,null,"WALL_BUFFERED_AREA",null,null,"GLAZING_L"]
[null,null,null,"LOAD_CONDUCTION_C",null,null,"BATHROOMS",null,null,"SHOWERS",null,null,"WALL_BUFFERED_RVAL",null,null,"GLAZING_B"]
[null,null,null,"LOAD_WINDOWS_H",null,null,"SHOWERS",null,null,"SINKS",null,null,"FLOOR_OVEREXTERIOR_AREA",null,null,"GLAZING_R"]
[null,null,null,"LOAD_WINDOWS_C",null,null,"SINKS",null,null,"BASEMENT_TYPE",null,null,"FLOOR_OVEREXTERIOR_RVAL",null,null,"FRAME_F"]
[null,null,null,"LOAD_INTERNALGAINS_H",null,null,"HOUSE_AGE",null,null,"MOISTURE",null,null,"FLOOR_OVERUNCON_AREA",null,null,"FRAME_L"]
[null,null,null,"LOAD_INTERNALGAINS_C",null,null,"INFILTRATIONCLASS",null,null,"CONDITION",null,null,"FLOOR_OVERUNCON_RVAL",null,null,"FRAME_B"]
[null,null,null,null,null,null,"INFILTRATIONMEASURED",null,null,null,null,null,"BASEMENTMASONARYWALL_LENGTH",null,null,"FRAME_R"]
[null,null,null,null,null,null,"INFILTRATIONFIXED",null,null,null,null,null,"BASEMENTMASONARYWALL_RVAL",null,null,"SHGC_F"]
[null,null,null,null,null,null,"ROOFRADIANTBARRIER",null,null,null,null,null,"SLAB_LENGTH",null,null,"SHGC_L"]
[null,null,null,null,null,null,"WINDEXPOSURECLASS",null,null,null,null,null,"SLAB_RVAL",null,null,"SHGC_B"]
[null,null,null,null,null,null,"ROOFREFLECTIVITYCLASS",null,null,null,null,null,"CRAWLSPACEMASONARYWALL_LENGTH",null,null,"SHGC_R"]
[null,null,null,null,null,null,"INTERNALGAINSMEASURED",null,null,null,null,null,"CRAWLSPACEMASONARYWALL_RVAL",null,null,"UVAL_F"]
[null,null,null,null,null,null,"THERMOSTATSETTING_H",null,null,null,null,null,"DOOR_AREA",null,null,"UVAL_L"]
[null,null,null,null,null,null,"THERMOSTATSETTING_C",null,null,null,null,null,"DOOR_RVAL",null,null,"UVAL_B"]
[null,null,null,null,null,null,"THERMOSTATSETTING_H_SB",null,null,null,null,null,"ROOF_INSULATION_CONDITION",null,null,"UVAL_R"]
[null,null,null,null,null,null,"THERMOSTATSETTING_C_SB",null,null,null,null,null,null,null,null,"AREA_F"]
[null,null,null,null,null,null,"THERMOSTATSETTING_H_SBHRS",null,null,null,null,null,null,null,null,"AREA_L"]
[null,null,null,null,null,null,"THERMOSTATSETTING_C_SBHRS",null,null,null,null,null,null,null,null,"AREA_B"]
[null,null,null,null,null,null,"ATTICVENTILATIONCLASS",null,null,null,null,null,null,null,null,"AREA_R"]
[null,null,null,null,null,null,"ATTACHEDABOVE",null,null,null,null,null,null,null,null,"PERCENT_F"]
[null,null,null,null,null,null,"ATTACHEDBELOW",null,null,null,null,null,null,null,null,"PERCENT_L"]
[null,null,null,null,null,null,"ATTACHEDFRONT",null,null,null,null,null,null,null,null,"PERCENT_B"]
[null,null,null,null,null,null,"ATTACHEDLEFT",null,null,null,null,null,null,null,null,"PERCENT_R"]
[null,null,null,null,null,null,"ATTACHEDBACK"]
[null,null,null,null,null,null,"ATTACHEDRIGHT"]
[null,null,null,null,null,null,"BUFFEREDFRONT"]
[null,null,null,null,null,null,"BUFFEREDLEFT"]
[null,null,null,null,null,null,"BUFFEREDBACK"]
[null,null,null,null,null,null,"BUFFEREDRIGHT"]
[null,null,null,null,null,null,"CONSTRUCTIONWOOD"]
[null,null,null,null,null,null,"CONSTRUCTIONMASONARY"]
[null,null,null,null,null,null,"CONSTRUCTIONBALLOON"]
[null,null,null,null,null,null,"CONSTRUCTIONPLATFORM"]
[null,null,null,null,null,null,"FLOOROVERHEATEDBASEMENT"]
[null,null,null,null,null,null,"FLOOROVERHEATEDCRAWLSPACE"]
[null,null,null,null,null,null,"FLOOROVERUNHEATEDBASEMENT"]
[null,null,null,null,null,null,"FLOOROVERUNHEATEDCRAWLSPACE"]
[null,null,null,null,null,null,"FLOOROVERSLAB"]
[null,null,null,null,null,null,"FLOOROVEROVERHANG"]
[null,null,null,null,null,null,"FLOOROVERBUFFERED"]

{"sheet":"WS_TMY","index":35,"n_rows":9738,"n_cols":75,"rows_kept":9738,"cut":false,"hidden":true,"merged":[]}
["Lookup table",null,null,null,null,null,null,null,null,null,null,null,null,null,null,null,null,null,null,null,null,null,null,null,null,null,null,null,null,null,null,null,null,null,null,null,null,null,null,null,null,null,null,null,null,null,null,null,null,null,null,"repeats column A",null,null,null,null,null,null,null,null,null,null,null,null,null,"nrel solar database annualized summaries Btu/sqft/yr solar thru dbl clear window for days where CDH74>10"]
["tmy2 based data",2,3,4,5,6,7,8,9,10,11,12,13,14,15,16,17,18,19,20,21,22,23,24,25,26,27,28,29,30,31,32,33,34,35,36,37,38,39,40,41,42,43,44,45,46,47,48,49,50,51,"coolhours.csv",2,3,4,5,6,7,8,9,10,11,12,13,14,15,16,17,18,19]
["file","Cnfactor","Cbtutot","Cddmult","Cdhmult","Cheightexpo","Cexposedmult","Cdd","Cdh","Ccondhours","Hnfactor","Hbtutot","Hddmult","Hheightexpo","Hexposedmult","Hdd","Hcondhours","city","state","dh68","dh69","dh70","dh71","dh72","dh73","dh74","dh75","dh76","dh77","dh78","dh79","dh80","dd50","dd51","dd52","dd53","dd54","dd55","dd56","dd57","dd58","dd59","dd60","dd61","dd62","dd63","dd64","dd65","dd66","dd67","dd68","file","clhrs68","clhrs69","clhrs70","clhrs71","clhrs72","clhrs73","clhrs74","clhrs75","clhrs76","clhrs77","clhrs78","clhrs79","clhrs80","solarE","solarH","solarN","solarS","solarW","file","elevation",null,"a1=ar1=az1=bs1"]
["AKANCHORAGE",50.6,1,0,1.877,0.30499999999999999,1.635,0,27,18,21.9,11044,1.172752,0.45200000000000001,1.1930000000000001,8601,7861,"ANCHORAGE","AK",390,281,208,135,90,45,27,9,5,1,0,0,0,5596,5859,6128,6404,6685,6974,7279,7599,7928,8261,8601,8947,9302,9659,10018,10380,10743,11108,11473,"AKANCHORAGE",109,109,73,73,45,45,18,18,4,1,1,0,0,620,1040,370,680,680,"AKANCHORAGE",114.8,null,{"$f":"(A4=AZ4)","v":true},{"$f":"A4=BS4","v":true}]
["AKANNETTE",42.1,1,0,1.627,0.28799999999999998,1.675,0,14,11,22.5,6647,1.144962,0.41899999999999998,1.3069999999999999,5442,8009,"ANNETTE","AK",226,150,101,61,42,25,14,5,2,1,0,0,0,2457,2703,2954,3216,3492,3785,4098,4421,4756,5097,5442,5789,6137,6492,6851,7213,7576,7940,8305,"AKANNETTE",88,76,49,40,19,17,11,9,3,1,1,0,0,630,1090,380,620,710,"AKANNETTE",111.52,null,{"$f":"(A5=AZ5)","v":true},{"$f":"A5=BS5","v":true}]
["AKBARROW",0,0,0,0,0,0,0,0,0,16.100000000000001,31051,1.1269229999999999,0.434,1.26,18481,8760,"BARROW","AK",0,0,0,0,0,0,0,0,0,0,0,0,0,14831,15196,15561,15926,16291,16656,17021,17386,17751,18116,18481,18846,19211,19576,19941,20306,20671,21036,21401,"AKBARROW",0,0,0,0,0,0,0,0,0,0,0,0,0,0,0,0,0,0,"AKBARROW",13.12,null,true,true]
["AKBETHEL",35,2,0,1.198,0.3,1.645,0,61,21,18,18445,1.2209829999999999,0.41399999999999998,1.329,11304,8287,"BETHEL","AK",286,221,178,139,109,82,61,41,25,9,2,1,0,7984,8280,8585,8903,9230,9564,9903,10246,10594,10948,11304,11664,12025,12387,12750,13113,13477,13841,14206,"AKBETHEL",69,65,43,39,30,27,21,20,16,7,7,1,1,1800,2960,1180,1820,1940,"AKBETHEL",150.88,null,true,true]
["AKBETTLES",32.1,8,0,1.4370000000000001,0.28899999999999998,1.671,0,186,73,19.2,21488,1.220658,0.46600000000000003,1.143,14067,7756,"BETTLES","AK",1042,824,660,500,379,259,186,115,75,35,8,4,0,10961,11240,11528,11823,12121,12427,12738,13057,13387,13725,14067,14412,14758,15107,15458,15813,16170,16532,16895,"AKBETTLES",221,218,164,160,121,120,73,71,40,29,27,4,4,5670,7650,3300,5790,5510,"AKBETTLES",672.4,null,true,true]
["AKBIG_DELTA",35.700000000000003,3,0,1.2769999999999999,0.312,1.6040000000000001,0,97,35,18.7,18462,1.2321690000000001,0.441,1.23,11701,7593,"BIG_DELTA","AK",711,513,385,268,197,132,97,67,47,30,20,13,8,8700,8966,9239,9520,9807,10101,10405,10716,11036,11365,11701,12041,12388,12737,13092,13451,13812,14173,14535,"AKBIG_DELTA",231,198,128,117,71,65,35,30,20,14,10,7,5,3210,4670,1810,3240,3190,"AKBIG_DELTA",1272.6400000000001,null,true,true]
["AKCOLD_BAY",0,0,0,0,0,0,0,0,0,16.600000000000001,12328,1.1069610000000001,0.36699999999999999,1.4690000000000001,7719,8733,"COLD_BAY","AK",0,0,0,0,0,0,0,0,0,0,0,0,0,4156,4485,4827,5180,5538,5898,6260,6624,6989,7354,7719,8084,8449,8814,9179,9544,9909,10274,10639,"AKCOLD_BAY",0,0,0,0,0,0,0,0,0,0,0,0,0,0,0,0,0,0,"AKCOLD_BAY",95.12,null,true,true]
["AKFAIRBANKS",43.3,13,0,1.3260000000000001,0.33,1.5629999999999999,0,410,137,19.899999999999999,18381,1.224607,0.47399999999999998,1.1100000000000001,12472,7245,"FAIRBANKS","AK",1827,1468,1199,930,738,547,410,273,201,129,76,54,32,9540,9812,10087,10366,10648,10935,11232,11533,11841,12153,12472,12798,13129,13467,13813,14163,14515,14873,15235,"AKFAIRBANKS",359,359,269,269,192,191,137,137,72,53,53,22,22,10100,14620,5700,10570,10040,"AKFAIRBANKS",452.64,null,true,true]
["AKGULKANA",50.8,3,0,1.3180000000000001,0.32900000000000001,1.5740000000000001,0,104,47,20.2,17016,1.177041,0.46400000000000002,1.141,12159,7981,"GULKANA","AK",611,482,385,288,219,151,104,61,39,18,4,2,0,8891,9184,9482,9793,10115,10444,10777,11115,11459,11808,12159,12513,12869,13228,13589,13954,14319,14684,15049,"AKGULKANA",130,129,97,97,69,68,47,43,22,14,14,2,2,3240,4680,1720,3160,3160,"AKGULKANA",1577.68,null,true,true]
["AKKING_SALMON",39.6,2,0,5.73,0.29399999999999998,1.661,0,13,7,19.5,13911,1.169241,0.42299999999999999,1.296,9656,8272,"KING_SALMON","AK",187,128,93,58,39,20,13,6,4,2,0,0,0,6344,6635,6938,7251,7572,7900,8240,8588,8939,9297,9656,10016,10377,10740,11103,11466,11830,12195,12560,"AKKING_SALMON",59,59,35,35,19,19,7,7,2,2,2,0,0,460,750,280,560,490,"AKKING_SALMON",49.2,null,true,true]
["AKKODIAK",46.7,1,0,4.5350000000000001,0.32700000000000001,1.5669999999999999,0,10,4,20.9,9531,1.165003,0.41599999999999998,1.3169999999999999,7118,8419,"KODIAK","AK",52,40,32,24,19,14,10,6,4,2,0,0,0,3802,4092,4389,4702,5027,5360,5704,6050,6403,6760,7118,7480,7843,8207,8571,8935,9299,9663,10028,"AKKODIAK",12,12,8,8,5,5,4,4,2,2,2,0,0,0,0,0,0,0,"AKKODIAK",111.52,null,true,true]
["AKKOTZEBUE",16.8,2,0,1.1910000000000001,0.26,1.7330000000000001,0,24,9,16.600000000000001,23403,1.1667289999999999,0.41299999999999998,1.327,13892,8515,"KOTZEBUE","AK",128,99,77,58,44,33,24,16,9,4,0,0,0,10484,10801,11122,11450,11785,12125,12472,12823,13178,13534,13892,14251,14610,14971,15332,15694,16058,16422,16786,"AKKOTZEBUE",33,29,22,19,14,11,9,8,7,4,4,0,0,710,1060,450,780,790,"AKKOTZEBUE",16.399999999999999,null,true,true]
["AKMCGRATH",41.4,4,0,1.339,0.32900000000000001,1.569,0,112,32,20.6,17932,1.230111,0.47199999999999998,1.117,12504,7883,"MCGRATH","AK",538,409,317,237,187,144,112,83,62,44,31,21,12,9336,9620,9913,10215,10524,10836,11154,11482,11818,12159,12504,12856,13210,13566,13926,14289,14652,15015,15378,"AKMCGRATH",141,129,92,80,50,43,32,29,21,15,13,10,9,2070,3090,1200,2070,2040,"AKMCGRATH",337.84,null,true,true]
["AKNOME",26.1,0,0,1.4410000000000001,0.25600000000000001,1.742,0,1,2,18.600000000000001,18165,1.1546670000000001,0.42899999999999999,1.274,12173,8550,"NOME","AK",40,27,20,13,8,3,1,0,0,0,0,0,0,8715,9035,9361,9692,10035,10382,10736,11093,11452,11812,12173,12536,12900,13264,13629,13994,14359,14724,15089,"AKNOME",15,13,7,7,5,5,2,1,0,0,0,0,0,0,0,0,0,0,"AKNOME",22.96,null,true,true]
["AKST_PAUL_IS",0,0,0,0,0,0,0,0,0,16.2,15383,1.1141110000000001,0.372,1.4570000000000001,9292,8760,"ST_PAUL_IS.","AK",0,0,0,0,0,0,0,0,0,0,0,0,0,5642,6007,6372,6737,7102,7467,7832,8197,8562,8927,9292,9657,10022,10387,10752,11117,11482,11847,12212,"AKST_PAUL_IS",0,0,0,0,0,0,0,0,0,0,0,0,0,0,0,0,0,0,"AKST_PAUL_IS",22.96,null,true,true]
["AKTALKEETNA",41.6,1,0,1.3049999999999999,0.32100000000000001,1.595,0,31,11,22.1,12850,1.205147,0.46899999999999997,1.1299999999999999,9808,7864,"TALKEETNA","AK",397,248,168,97,67,42,31,20,13,6,0,0,0,6714,6988,7268,7556,7851,8154,8469,8791,9120,9461,9808,10159,10513,10869,11229,11592,11956,12321,12686,"AKTALKEETNA",160,149,80,71,30,25,11,11,7,6,6,0,0,1320,2100,780,1400,1380,"AKTALKEETNA",344.4,null,true,true]
["AKYAKUTAT",0,0,0,0,0,0,0,0,0,23.2,9415,1.1435820000000001,0.45300000000000001,1.1890000000000001,7966,8602,"YAKUTAT","AK",15,7,3,0,0,0,0,0,0,0,0,0,0,4520,4822,5137,5468,5809,6157,6512,6873,7236,7601,7966,8331,8696,9061,9426,9791,10156,10521,10886,"AKYAKUTAT",8,8,4,3,0,0,0,0,0,0,0,0,0,0,0,0,0,0,"AKYAKUTAT",29.52,null,true,true]
["ALBIRMINGHAM",36.700000000000003,1928,6.3493029999999999,4.9550000000000001,0.36199999999999999,1.48,465,14301,2108,24.3,2325,1.190607,0.44,1.2350000000000001,1974,2993,"BIRMINGHAM","AL",31056,27620,24525,21513,18926,16409,14301,12264,10574,8954,7508,6309,5151,801,891,986,1089,1197,1311,1432,1560,1692,1830,1974,2128,2292,2458,2634,2826,3025,3232,3448,"ALBIRMINGHAM",3484,3436,3095,3012,2587,2517,2108,2037,1690,1498,1446,1199,1158,109550,202350,54990,86180,107160,"ALBIRMINGHAM",629.76,null,true,true]
["ALHUNTSVILLE",35.4,1758,5.8216089999999996,4.6980000000000004,0.35699999999999998,1.4950000000000001,446,13264,1915,22.6,3310,1.1909609999999999,0.42799999999999999,1.2789999999999999,2617,3487,"HUNTSVILLE","AL",29004,25731,22778,19903,17508,15179,13264,11410,9873,8386,7074,5955,4871,1232,1348,1471,1598,1727,1860,2002,2148,2299,2454,2617,2788,2969,3153,3341,3539,3747,3960,4178,"ALHUNTSVILLE",3331,3273,2953,2875,2395,2329,1915,1854,1537,1357,1312,1119,1084,102850,192470,50740,76740,103070,"ALHUNTSVILLE",623.20000000000005,null,true,true]
["ALMOBILE",37.200000000000003,3349,5.6249950000000002,6.0449999999999999,0.36399999999999999,1.4730000000000001,924,20635,3038,23.9,1318,1.245717,0.42199999999999999,1.2989999999999999,1055,2021,"MOBILE","AL",43470,38950,34840,30772,27204,23673,20635,17678,15297,12964,10875,9235,7629,292,342,396,455,518,587,667,753,849,951,1055,1167,1287,1413,1547,1699,1855,2021,2193,"ALMOBILE",4569,4520,4110,4068,3568,3531,3038,2957,2381,2134,2089,1640,1606,119760,217540,59430,87710,112560,"ALMOBILE",219.76,null,true,true]
["ALMONTGOMERY",37.1,2706,5.9488019999999997,5.31,0.375,1.4430000000000001,703,18903,2478,24.9,1661,1.2567200000000001,0.438,1.2430000000000001,1369,2439,"MONTGOMERY","AL",38601,34615,31003,27411,24388,21381,18903,16444,14489,12545,10791,9328,7869,453,519,590,665,745,829,922,1021,1128,1245,1369,1498,1631,1776,1930,2096,2268,2450,2640,"ALMONTGOMERY",4009,3986,3612,3592,3023,3007,2478,2459,1955,1765,1754,1463,1459,123250,232700,63100,95420,121830,"ALMONTGOMERY",203.36,null,true,true]
["ARFORT_SMITH",36.299999999999997,2241,5.0752810000000004,4.319,0.379,1.4339999999999999,668,18838,2220,23.4,3079,1.2296929999999999,0.44,1.2390000000000001,2438,3325,"FORT_SMITH","AR",35710,32326,29257,26277,23620,21058,18838,16702,14864,13102,11523,10157,8830,1114,1226,1344,1464,1585,1712,1847,1987,2130,2282,2438,2600,2776,2961,3152,3347,3549,3761,3978,"ARFORT_SMITH",3478,3384,3069,2980,2657,2562,2220,2136,1838,1651,1579,1366,1327,112690,207570,52960,85310,115530,"ARFORT_SMITH",462.48,null,true,true]
["ARLITTLE_ROCK",36,2422,5.169441,4.6870000000000003,0.373,1.4510000000000001,702,18584,2288,23.3,2873,1.218693,0.432,1.266,2286,3330,"LITTLE_ROCK","AR",35960,32534,29402,26299,23559,20872,18584,16341,14454,12614,10925,9512,8134,1001,1098,1199,1308,1423,1544,1680,1823,1971,2127,2286,2455,2627,2805,2986,3175,3371,3579,3795,"ARLITTLE_ROCK",3463,3426,3132,3103,2740,2687,2288,2243,1887,1724,1689,1413,1378,115490,212980,55040,86950,116090,"ARLITTLE_ROCK",265.68,null,true,true]
["AZFLAGSTAFF",36.1,81,0,1.33,0.33400000000000002,1.5580000000000001,0,2195,444,22.4,7377,1.1735070000000001,0.45,1.1990000000000001,5863,6076,"FLAGSTAFF","AZ",6131,5231,4477,3753,3184,2639,2195,1778,1448,1142,880,683,497,3338,3560,3788,4020,4258,4503,4757,5020,5294,5575,5863,6157,6461,6774,7095,7425,7760,8100,8447,"AZFLAGSTAFF",943,900,754,724,569,545,444,417,330,274,262,197,186,41080,68160,16190,20890,35580,"AZFLAGSTAFF",7002.8,null,true,true]
["AZPHOENIX",31.9,2825,1.9042140000000001,1.571,0.40600000000000003,1.3540000000000001,1970,57299,4183,27.7,768,1.366932,0.45400000000000001,1.1890000000000001,648,1616,"PHOENIX","AZ",84767,79781,75039,70340,65889,61482,57299,53159,49286,45466,41813,38449,35136,86,114,149,189,230,278,339,406,480,561,648,737,832,934,1042,1158,1280,1411,1552,"AZPHOENIX",5023,4986,4742,4699,4451,4407,4183,4140,3873,3695,3653,3364,3313,214660,385800,80570,183460,211790,"AZPHOENIX",1111.92,null,true,true]
["AZPRESCOTT",31.4,462,3.7534860000000001,1.3029999999999999,0.34399999999999997,1.5309999999999999,161,11127,1499,23,4175,1.2274719999999999,0.441,1.2330000000000001,3257,4282,"PRESCOTT","AZ",22420,20147,18094,16101,14338,12626,11127,9692,8449,7252,6179,5256,4385,1460,1616,1778,1946,2118,2295,2479,2666,2856,3053,3257,3470,3688,3915,4148,4391,4639,4897,5162,"AZPRESCOTT",2330,2273,2053,1993,1763,1712,1499,1435,1243,1115,1073,923,871,122820,205820,45490,76680,111540,"AZPRESCOTT",5021.68,null,true,true]
["AZTUCSON",30.6,1917,1.987492,1.653,0.36499999999999999,1.4730000000000001,1228,35431,3463,24.8,1190,1.388182,0.432,1.2669999999999999,886,1949,"TUCSON","AZ",59033,54642,50524,46464,42652,38894,35431,32046,28935,25897,23107,20606,18202,158,194,239,292,353,418,497,585,679,779,886,1002,1124,1255,1389,1541,1699,1861,2037,"AZTUCSON",4458,4391,4118,4060,3812,3758,3463,3385,3111,2895,2790,2501,2404,195650,340660,71150,151900,182290,"AZTUCSON",2555.12,null,true,true]
["CAARCATA",52.4,1,0,2.077,0.34799999999999998,1.516,0,23,10,27,3467,1.1537409999999999,0.439,1.236,3379,7909,"ARCATA","CA",183,133,100,69,49,33,23,13,7,2,0,0,0,629,805,994,1214,1456,1717,2020,2339,2675,3022,3379,3737,4099,4461,4824,5188,5552,5916,6280,"CAARCATA",54,50,33,31,20,16,10,10,6,5,2,0,0,410,670,200,760,450,"CAARCATA",226.32,null,true,true]
["CABAKERSFIELD",33.700000000000003,1228,1.7090909999999999,1.484,0.38200000000000001,1.43,1010,27911,2728,27.9,1374,1.2505459999999999,0.45800000000000002,1.1719999999999999,1279,2926,"BAKERSFIELD","CA",46776,43201,39879,36621,33597,30639,27911,25260,22872,20561,18414,16493,14640,281,334,396,469,550,640,750,869,999,1135,1279,1428,1584,1748,1921,2102,2293,2493,2696,"CABAKERSFIELD",3642,3575,3322,3258,3024,2958,2728,2651,2388,2225,2147,1921,1853,158150,287020,60890,115010,159210,"CABAKERSFIELD",492,null,true,true]
["CADAGGETT",24.8,1991,1.4369730000000001,1.2909999999999999,0.34399999999999997,1.5309999999999999,1432,38268,3165,24.2,1361,1.359437,0.42,1.3,1010,2419,"DAGGETT","CA",59994,55950,52132,48369,44869,41433,38268,35175,32333,29546,26934,24538,22202,185,230,279,339,403,475,562,659,769,886,1010,1142,1275,1420,1575,1738,1908,2082,2261,"CADAGGETT",4101,4044,3818,3763,3500,3436,3165,3093,2842,2670,2612,2396,2336,189890,328530,66700,138710,183760,"CADAGGETT",1928.64,null,true,true]
["CAFRESNO",32.799999999999997,1071,2.084921,1.421,0.38800000000000001,1.4079999999999999,702,24725,2197,26.6,1865,1.2317769999999999,0.45400000000000001,1.1879999999999999,1678,3266,"FRESNO","CA",40342,37311,34544,31821,29349,26922,24725,22561,20639,18764,17001,15406,13841,445,523,612,713,826,948,1080,1221,1367,1520,1678,1846,2025,2210,2401,2606,2816,3035,3261,"CAFRESNO",3093,3031,2767,2723,2472,2427,2197,2164,1922,1797,1763,1595,1565,149380,269010,57400,110600,147770,"CAFRESNO",328,null,true,true]
["CALONG_BEACH",35.200000000000003,404,8.5968630000000008,3.1,0.32900000000000001,1.573,69,4592,936,30.6,569,1.437794,0.45700000000000002,1.1759999999999999,505,2094,"LONG_BEACH","CA",13139,11144,9529,7982,6713,5528,4592,3709,3037,2398,1862,1472,1111,8,15,25,41,61,89,139,204,287,390,505,632,773,933,1114,1311,1521,1745,1983,"CALONG_BEACH",2123,1995,1615,1547,1269,1185,936,883,672,571,536,390,361,65560,144540,32780,64130,83480,"CALONG_BEACH",55.76,null,true,true]
["CALOS_ANGELES",34.6,137,19.764050000000001,4.03,0.30599999999999999,1.627,10,1177,357,27.8,514,1.2848409999999999,0.41799999999999998,1.3120000000000001,463,2111,"LOS_ANGELES","CA",6098,4612,3646,2680,2107,1534,1177,820,643,466,336,258,180,0,2,7,22,42,70,121,188,264,353,463,584,717,878,1060,1279,1518,1778,2065,"CALOS_ANGELES",1486,1486,966,966,573,573,357,357,177,130,130,78,78,22500,45700,10860,28690,26250,"CALOS_ANGELES",104.96,null,true,true]
["CASACRAMENTO",30.7,628,3.6673300000000002,1.478,0.35799999999999998,1.494,219,13043,1388,26.4,1986,1.2292860000000001,0.44700000000000001,1.208,1780,3807,"SACRAMENTO","CA",23098,21094,19308,17560,15976,14431,13043,11690,10484,9314,8226,7268,6344,387,482,590,705,827,959,1106,1261,1428,1600,1780,1968,2161,2362,2571,2791,3018,3252,3494,"CASACRAMENTO",2050,2004,1786,1748,1584,1545,1388,1353,1206,1130,1088,958,924,130720,231610,49530,99650,131320,"CASACRAMENTO",26.24,null,true,true]
["CASAN_DIEGO",35.5,261,8.5948019999999996,4.5789999999999997,0.311,1.617,45,2027,560,29.8,307,1.3059860000000001,0.434,1.2549999999999999,292,1475,"SAN_DIEGO","CA",9233,7141,5718,4360,3457,2587,2027,1484,1169,869,644,496,354,4,7,11,18,27,39,62,97,143,209,292,397,523,680,862,1070,1291,1532,1784,"CASAN_DIEGO",2180,2092,1423,1358,903,870,560,543,315,230,225,148,142,26630,59920,13280,25660,33830,"CASAN_DIEGO",29.52,null,true,true]
["CASAN_FRANCISCO",27.3,33,5.2965929999999997,1.286,0.309,1.619,7,692,123,24.9,1920,1.1709510000000001,0.40699999999999997,1.3420000000000001,1702,5058,"SAN_FRANCISCO","CA",2257,1781,1477,1184,997,815,692,573,488,405,334,282,232,177,240,328,433,556,696,866,1053,1253,1465,1702,1959,2238,2544,2872,3221,3572,3924,4280,"CASAN_FRANCISCO",512,476,304,293,187,182,123,119,85,74,71,52,50,8910,18450,4080,7380,10350,"CASAN_FRANCISCO",16.399999999999999,null,true,true]
["CASANTA_MARIA",28.9,42,50.729759999999999,1.393,0.30299999999999999,1.6359999999999999,1,874,191,26.6,2036,1.371408,0.439,1.2350000000000001,1646,4445,"SANTA_MARIA","CA",3405,2664,2139,1659,1352,1065,874,696,582,470,376,310,246,203,264,339,425,529,657,818,996,1194,1413,1646,1895,2168,2474,2802,3146,3497,3850,4206,"CASANTA_MARIA",784,741,525,480,307,287,191,178,114,94,94,66,64,10270,18980,4250,16880,11810,"CASANTA_MARIA",236.16,null,true,true]
["COALAMOSA",29.5,73,0,1.2050000000000001,0.307,1.623,0,1785,415,20.8,9940,1.199265,0.44800000000000001,1.2050000000000001,7181,6212,"ALAMOSA","CO",5584,4719,4011,3316,2750,2200,1785,1393,1104,823,594,450,311,4582,4808,5038,5274,5518,5773,6040,6316,6598,6887,7181,7485,7793,8112,8436,8774,9116,9467,9826,"COALAMOSA",888,865,708,695,566,550,415,392,289,237,229,144,139,51170,82060,18940,25600,40240,"COALAMOSA",7534.16,null,true,true]
["COBOULDER",33,300,5.0823429999999998,1.2789999999999999,0.35099999999999998,1.51,81,7723,1059,22.1,6204,1.2050670000000001,0.44500000000000001,1.22,4743,5123,"BOULDER","CO",15696,14035,12618,11201,9991,8782,7723,6668,5794,4920,4129,3514,2899,2655,2838,3028,3225,3424,3627,3836,4054,4278,4506,4743,4984,5233,5486,5746,6012,6285,6568,6856,"COBOULDER",1666,1661,1417,1417,1210,1209,1059,1055,874,791,791,615,615,93320,149280,35210,66200,74560,"COBOULDER",5359.52,null,true,true]
["COCOLORADO_SPRINGS",30.1,211,8.0208829999999995,1.2450000000000001,0.32600000000000001,1.5780000000000001,33,5102,812,20.8,7109,1.189988,0.42699999999999999,1.282,5178,5465,"COLORADO_SPRINGS","CO",11541,10186,9025,7881,6892,5914,5102,4311,3649,3000,2432,2002,1580,2959,3153,3349,3550,3757,3972,4203,4440,4680,4926,5178,5433,5692,5958,6231,6513,6804,7101,7408,"COCOLORADO_SPRINGS",1373,1355,1161,1144,989,978,812,791,662,581,568,430,422,72440,116560,28020,45580,57620,"COCOLORADO_SPRINGS",6169.68,null,true,true]
["COEAGLE",30.9,138,0,1.2569999999999999,0.32100000000000001,1.591,0,3383,631,22,9043,1.2138690000000001,0.46400000000000002,1.147,6817,6139,"EAGLE","CO",8367,7305,6396,5509,4750,4014,3383,2766,2265,1784,1378,1080,801,4219,4448,4680,4921,5172,5431,5698,5968,6243,6527,6817,7108,7407,7713,8027,8352,8688,9033,9385,"COEAGLE",1095,1062,909,887,759,736,631,617,501,437,406,298,279,74490,119140,28510,46150,62830,"COEAGLE",6510.8,null,true,true]
["COGRAND_JUNCTION",29.8,505,2.2450909999999999,1.2350000000000001,0.34,1.542,279,12172,1540,22.9,5689,1.197414,0.46,1.1639999999999999,4531,4684,"GRAND_JUNCTION","CO",23419,21169,19160,17195,15437,13712,12172,10669,9378,8130,6985,6015,5069,2639,2799,2966,3141,3321,3509,3705,3908,4113,4321,4531,4746,4967,5192,5426,5670,5918,6167,6418,"COGRAND_JUNCTION",2298,2250,2009,1965,1758,1725,1540,1503,1291,1175,1145,970,946,117400,198090,45480,85350,108140,"COGRAND_JUNCTION",4838,null,true,true]
["COPUEBLO",26.8,633,3.949141,1.355,0.32900000000000001,1.569,179,12521,1476,21.8,5467,1.206969,0.442,1.2270000000000001,4110,4465,"PUEBLO","CO",23516,21332,19354,17417,15688,13997,12521,11079,9833,8620,7519,6573,5653,2268,2421,2582,2747,2916,3095,3287,3485,3689,3897,4110,4327,4548,4774,5002,5240,5491,5750,6017,"COPUEBLO",2242,2184,1978,1937,1729,1691,1476,1442,1246,1137,1101,946,920,123800,209350,47620,84760,107390,"COPUEBLO",4719.92,null,true,true]
["CTBRIDGEPORT",30.1,819,7.6132239999999998,5.9050000000000002,0.30399999999999999,1.635,135,4177,921,19.399999999999999,6255,1.141176,0.39700000000000002,1.383,4440,5144,"BRIDGEPORT","CT",12832,10918,9281,7691,6366,5098,4177,3311,2675,2077,1586,1223,885,2439,2617,2800,2988,3179,3375,3575,3781,3992,4212,4440,4674,4912,5157,5403,5658,5915,6184,6463,"CTBRIDGEPORT",1964,1914,1637,1590,1325,1268,921,866,636,532,491,363,338,46730,86410,23850,39460,47290,"CTBRIDGEPORT",6.56,null,true,true]
["CTHARTFORD",34.1,842,7.5685700000000002,4.0819999999999999,0.34899999999999998,1.5189999999999999,158,7031,1029,21.3,6535,1.1552899999999999,0.435,1.2549999999999999,5029,5030,"HARTFORD","CT",15338,13583,12071,10579,9308,8060,7031,6021,5203,4396,3688,3117,2556,3031,3211,3393,3581,3771,3967,4171,4378,4588,4806,5029,5257,5494,5738,5995,6260,6532,6813,7097,"CTHARTFORD",1777,1755,1512,1492,1271,1248,1029,1010,818,721,708,571,561,58850,106720,30890,49860,58560,"CTHARTFORD",180.4,null,true,true]
["DEWILMINGTON",33.200000000000003,1202,7.4635369999999996,4.9020000000000001,0.33400000000000002,1.56,223,8148,1375,21.4,5097,1.151268,0.42299999999999999,1.298,3955,4681,"WILMINGTON","DE",19575,17150,15022,12970,11218,9523,8148,6824,5750,4733,3836,3110,2417,2098,2264,2433,2605,2785,2967,3153,3340,3539,3745,3955,4171,4390,4612,4840,5077,5319,5564,5818,"DEWILMINGTON",2507,2425,2128,2052,1752,1695,1375,1324,1074,934,897,726,693,74120,136520,37110,60710,74900,"DEWILMINGTON",78.72,null,true,true]
["FLDAYTONA_BEACH",33.5,4114,7.0318490000000002,6.6719999999999997,0.33200000000000002,1.5660000000000001,817,20667,3642,25.9,537,1.310986,0.42599999999999999,1.2849999999999999,442,1181,"DAYTONA_BEACH","FL",48353,42952,37976,33063,28639,24309,20667,17165,14320,11620,9280,7482,5762,64,78,94,116,142,172,215,264,315,375,442,514,591,675,767,872,987,1109,1241,"FLDAYTONA_BEACH",5469,5401,4976,4913,4424,4330,3642,3502,2845,2458,2340,1798,1720,154810,281460,73860,124130,143310,"FLDAYTONA_BEACH",39.36,null,true,true]
["FLJACKSONVILLE",34.5,3778,6.1877360000000001,5.9480000000000004,0.35299999999999998,1.504,879,21947,3137,24.6,1025,1.249547,0.42399999999999999,1.288,841,1812,"JACKSONVILLE","FL",46370,41533,37138,32746,28912,25084,21947,18822,16360,13902,11702,9976,8252,171,215,266,320,378,440,511,589,667,748,841,945,1059,1177,1300,1432,1573,1718,1868,"FLJACKSONVILLE",4839,4837,4395,4392,3834,3828,3137,3125,2462,2202,2200,1726,1724,147080,265290,69830,117510,137710,"FLJACKSONVILLE",29.52,null,true,true]
["FLKEY_WEST",29.8,9978,6.5932820000000003,7.069,0.33200000000000002,1.5609999999999999,1881,42105,6344,23.6,15,1.208329,0.35599999999999998,1.502,12,110,"KEY_WEST","FL",85003,77206,69754,62364,55360,48449,42105,35890,30384,25039,20144,16066,12136,0,0,0,0,0,0,0,0,1,6,12,19,26,36,49,63,84,110,137,"FLKEY_WEST",7871,7797,7452,7390,7004,6911,6344,6215,5506,5046,4895,4078,3930,194730,372180,90220,178110,195150,"FLKEY_WEST",3.28,null,true,true]
["FLMIAMI",32,7070,6.5514859999999997,6.8949999999999996,0.33100000000000002,1.5649999999999999,1439,32814,5590,25,50,1.309148,0.40200000000000002,1.367,40,134,"MIAMI","FL",72921,65451,58395,51381,44872,38404,32814,27264,22682,18154,14254,11366,8521,0,0,1,2,3,6,12,18,24,32,40,53,68,87,111,140,174,214,262,"FLMIAMI",7504,7470,7056,7014,6509,6468,5590,5550,4582,3962,3900,2888,2845,192870,349170,95600,182740,181140,"FLMIAMI",6.56,null,true,true]
["FLTALLAHASSEE",37,3169,6.2995489999999998,5.7949999999999999,0.36499999999999999,1.474,775,20220,2915,26,1295,1.2929919999999999,0.45300000000000001,1.1910000000000001,1084,1974,"TALLAHASSEE","FL",42487,38049,34024,30076,26558,23135,20220,17379,15066,12841,10853,9188,7606,289,343,406,470,537,612,692,784,880,979,1084,1199,1323,1459,1601,1752,1909,2073,2247,"FLTALLAHASSEE",4515,4438,4025,3948,3518,3423,2915,2841,2313,2068,1988,1665,1582,137850,253260,67720,109370,131220,"FLTALLAHASSEE",68.88,null,true,true]
["FLTAMPA",35.299999999999997,4726,6.1376530000000002,6.0679999999999996,0.35499999999999998,1.504,1131,27457,4013,24.6,448,1.2662910000000001,0.41499999999999998,1.3180000000000001,363,914,"TAMPA","FL",57047,51313,46071,40834,36149,31470,27457,23480,20267,17094,14227,11921,9645,54,73,92,114,139,165,197,233,272,314,363,416,476,540,614,694,780,874,980,"FLTAMPA",5740,5734,5242,5237,4685,4679,4013,3977,3213,2890,2867,2306,2276,177940,318660,80900,148350,163340,"FLTAMPA",9.84,null,true,true]
["FLWEST_PALM_BEACH",32.4,6337,6.9855010000000002,7.17,0.33,1.5680000000000001,1224,28621,5013,23.8,128,1.2480610000000001,0.40600000000000003,1.353,102,246,"WEST_PALM_BEACH","FL",65271,58289,51737,45290,39390,33634,28621,23765,19775,15985,12679,10122,7693,13,17,22,28,35,42,51,62,73,87,102,121,144,169,201,235,272,313,363,"FLWEST_PALM_BEACH",7075,6982,6552,6447,5900,5756,5013,4856,3990,3459,3306,2557,2429,180700,327160,86570,163960,169970,"FLWEST_PALM_BEACH",19.68,null,true,true]
["GAATHENS",39.200000000000003,1634,6.0869479999999996,5.125,0.37,1.458,438,12484,1920,24.4,2400,1.2649600000000001,0.436,1.254,1925,3177,"ATHENS","GA",28073,24807,21922,19122,16720,14404,12484,10643,9142,7712,6451,5399,4396,735,819,914,1015,1119,1230,1351,1478,1615,1765,1925,2097,2278,2461,2650,2843,3042,3251,3463,"GAATHENS",3335,3266,2885,2800,2402,2316,1920,1841,1501,1321,1261,1052,1003,104280,195990,52030,80440,105340,"GAATHENS",800.32,null,true,true]
["GAATLANTA",35.299999999999997,1457,5.9548759999999996,4.5359999999999996,0.35099999999999998,1.514,360,11343,1790,22.8,2817,1.2233540000000001,0.42099999999999999,1.302,2189,3348,"ATLANTA","GA",26635,23291,20467,17648,15389,13133,11343,9556,8118,6684,5411,4392,3373,894,990,1093,1203,1320,1446,1580,1720,1870,2025,2189,2356,2529,2710,2894,3085,3283,3487,3698,"GAATLANTA",3353,3344,2824,2819,2259,2256,1790,1787,1438,1275,1273,1019,1019,104420,195790,52460,78720,103890,"GAATLANTA",1033.2,null,true,true]
["GAAUGUSTA",35.200000000000003,2110,6.0278900000000002,4.7939999999999996,0.36499999999999999,1.4750000000000001,513,15480,2048,24.2,2506,1.2596579999999999,0.44500000000000001,1.2170000000000001,2007,3063,"AUGUSTA","GA",31742,28318,25330,22410,19926,17528,15480,13496,11782,10120,8611,7332,6088,799,890,986,1088,1196,1313,1439,1571,1710,1854,2007,2167,2334,2509,2691,2887,3090,3297,3510,"GAAUGUSTA",3481,3424,2988,2920,2484,2398,2048,1984,1714,1562,1509,1279,1244,116620,217680,57310,89930,114440,"GAAUGUSTA",147.6,null,true,true]
["GACOLUMBUS",40.200000000000003,2546,5.7357880000000003,5.6130000000000004,0.376,1.4419999999999999,744,18245,2708,24.7,1833,1.2441169999999999,0.436,1.252,1518,2693,"COLUMBUS","GA",38452,34563,30924,27358,24105,20953,18245,15691,13586,11591,9827,8342,6945,469,544,625,710,805,908,1021,1140,1263,1388,1518,1659,1808,1964,2130,2304,2486,2677,2878,"GACOLUMBUS",3954,3889,3639,3566,3253,3152,2708,2554,2105,1885,1764,1485,1397,119260,222420,58760,92980,118320,"GACOLUMBUS",446.08,null,true,true]
["GAMACON",35.200000000000003,2267,5.0527499999999996,4.4969999999999999,0.36799999999999999,1.4650000000000001,658,17745,2254,24.4,1984,1.286829,0.436,1.2509999999999999,1568,2728,"MACON","GA",36361,32491,29079,25700,22835,19999,17745,15513,13630,11772,10078,8658,7256,555,623,698,778,868,962,1067,1179,1298,1428,1568,1710,1854,2007,2169,2342,2526,2713,2901,"GAMACON",3917,3870,3412,3379,2865,2836,2254,2232,1883,1710,1694,1420,1402,124500,232140,60980,100870,123190,"GAMACON",360.8,null,true,true]
["GASAVANNAH",36.200000000000003,2941,6.120088,5.7939999999999996,0.35499999999999998,1.5029999999999999,725,18378,2787,24.1,1609,1.2640180000000001,0.43,1.2749999999999999,1278,2256,"SAVANNAH","GA",39652,35412,31565,27795,24423,21165,18378,15727,13488,11389,9532,7990,6517,394,457,523,591,668,751,847,947,1052,1162,1278,1400,1528,1660,1795,1943,2100,2268,2445,"GASAVANNAH",4330,4240,3847,3770,3372,3258,2787,2651,2239,1965,1857,1542,1473,130060,236350,63500,104880,123010,"GASAVANNAH",52.48,null,true,true]
["HIHILO",39.799999999999997,2721,18.186530000000001,8.766,0.32900000000000001,1.575,248,12348,3371,0,0,0,0,0,0,0,"HILO","HI",43299,36294,30333,24617,20041,15719,12348,9210,6826,4654,2927,1844,894,0,0,0,0,0,0,0,0,0,0,0,0,0,0,0,0,0,1,5,"HIHILO",7251,7005,5961,5716,4576,4322,3371,3138,2384,1917,1727,1083,950,166270,316190,88370,150770,160980,"HIHILO",36.08,null,true,true]
["HIHONOLULU",27.7,5706,5.3532169999999999,5.6859999999999999,0.30099999999999999,1.643,1232,27836,5639,0,0,0,0,0,0,0,"HONOLULU","HI",69903,61825,54285,46812,40107,33475,27836,22306,17918,13711,10259,7848,5527,0,0,0,0,0,0,0,0,0,0,0,0,0,0,0,0,0,1,4,"HIHONOLULU",8114,8078,7540,7473,6705,6632,5639,5530,4388,3664,3452,2411,2321,238800,431980,106550,205650,231920,"HIHONOLULU",16.399999999999999,null,true,true]
["HIKAHULUI",24,6356,7.2638030000000002,6.2640000000000002,0.28799999999999998,1.6719999999999999,875,24353,4983,0,0,0,0,0,0,0,"KAHULUI","HI",62776,55175,48190,41398,35242,29336,24353,19691,16029,12624,9699,7447,5295,0,0,0,0,0,0,0,0,0,0,0,0,0,0,0,2,6,11,19,"HIKAHULUI",7738,7601,6985,6792,6156,5906,4983,4662,3662,3087,2925,2252,2152,239990,429540,98830,197050,227780,"HIKAHULUI",49.2,null,true,true]
["HILIHUE",27.6,6393,8.75657,8.9979999999999993,0.29099999999999998,1.6659999999999999,841,19643,5215,0,0,0,0,0,0,0,"LIHUE","HI",60206,52282,44851,37571,31099,24858,19643,14658,10941,7579,5097,3460,2001,0,0,0,0,0,0,0,0,0,0,0,0,0,0,0,0,3,7,13,"HILIHUE",8013,7924,7431,7280,6472,6241,5215,4985,3717,2790,2482,1637,1459,188340,362540,91130,168060,191270,"HILIHUE",147.6,null,true,true]
["IADES_MOINES",30.3,1119,5.978669,3.9460000000000002,0.33400000000000002,1.5580000000000001,236,8582,1203,19.7,7599,1.17184,0.42,1.306,5313,4880,"DES_MOINES","IA",17993,16041,14326,12661,11201,9785,8582,7423,6408,5443,4574,3855,3179,3361,3530,3704,3884,4069,4261,4459,4665,4876,5091,5313,5543,5777,6016,6260,6514,6782,7056,7336,"IADES_MOINES",2007,1952,1715,1665,1460,1416,1203,1159,1015,901,869,719,676,69870,124520,32490,56170,72180,"IADES_MOINES",964.32,null,true,true]
["IAMASON_CITY",29.2,671,13.15592,4.55,0.313,1.611,62,4302,794,18.600000000000001,10412,1.178939,0.41599999999999998,1.321,6844,5524,"MASON_CITY","IA",10928,9489,8289,7099,6091,5096,4302,3520,2932,2352,1855,1490,1137,4599,4802,5011,5222,5438,5658,5885,6116,6351,6593,6844,7098,7355,7618,7891,8172,8457,8749,9050,"IAMASON_CITY",1465,1439,1200,1190,1008,995,794,782,588,501,497,365,353,56200,99740,26870,44200,57550,"IAMASON_CITY",1223.44,null,true,true]
["IASIOUX_CITY",27.1,1231,6.7775749999999997,3.9940000000000002,0.318,1.601,205,8349,1186,19.399999999999999,8034,1.183403,0.42299999999999999,1.2969999999999999,5498,4850,"SIOUX_CITY","IA",17868,15871,14123,12405,10954,9535,8349,7197,6244,5316,4500,3830,3179,3542,3715,3893,4075,4262,4455,4655,4859,5068,5280,5498,5723,5953,6190,6435,6696,6964,7241,7524,"IASIOUX_CITY",2033,1997,1748,1718,1451,1419,1186,1152,953,840,816,670,651,69560,125580,32630,56090,72990,"IASIOUX_CITY",1102.08,null,{"$f":"(A69=AZ69)","v":true},{"$f":"A69=BS69","v":true}]
["IAWATERLOO",29.8,681,14.595470000000001,4.4649999999999999,0.318,1.601,58,4550,819,19.3,8781,1.1843239999999999,0.41799999999999998,1.3140000000000001,5953,5289,"WATERLOO","IA",11538,9987,8686,7420,6384,5369,4550,3749,3092,2449,1884,1481,1087,3845,4029,4216,4409,4608,4813,5029,5252,5481,5714,5953,6197,6451,6710,6973,7243,7521,7803,8093,"IAWATERLOO",1580,1551,1301,1266,1036,1015,819,801,657,575,565,403,394,59810,106780,28860,47400,61160,"IAWATERLOO",869.2,null,true,true]
["IDBOISE",31.2,385,3.900881,1.26,0.35599999999999998,1.4990000000000001,128,9512,1063,22.2,5861,1.1523559999999999,0.437,1.248,4703,5466,"BOISE","ID",17495,15866,14449,13041,11807,10575,9512,8451,7550,6652,5821,5109,4398,2518,2715,2916,3119,3325,3539,3761,3987,4217,4456,4703,4954,5206,5466,5731,6005,6284,6567,6858,"IDBOISE",1631,1629,1417,1408,1234,1232,1063,1061,901,831,831,712,711,86580,145820,33310,66160,85600,"IDBOISE",2866.72,null,true,true]
["IDPOCATELLO",29,278,23.982569999999999,1.2070000000000001,0.33900000000000002,1.5429999999999999,14,6677,813,19.899999999999999,8011,1.131213,0.41899999999999998,1.3069999999999999,5864,5808,"POCATELLO","ID",12995,11694,10568,9443,8466,7490,6677,5865,5194,4523,3909,3388,2868,3443,3654,3873,4101,4335,4575,4824,5078,5336,5599,5864,6133,6407,6689,6978,7271,7571,7874,8187,"IDPOCATELLO",1301,1301,1126,1125,977,976,813,812,671,614,614,521,520,73550,122750,28070,54590,70230,"IDPOCATELLO",4477.2,null,true,true]
["ILCHICAGO",31.3,831,8.8706829999999997,4.0289999999999999,0.32500000000000001,1.581,122,6446,1090,20,7205,1.1475580000000001,0.41899999999999998,1.31,5224,5106,"CHICAGO","IL",15302,13399,11802,10206,8871,7536,6446,5356,4532,3708,2997,2483,1969,3179,3358,3544,3736,3932,4133,4341,4555,4775,4996,5224,5457,5697,5940,6188,6442,6705,6972,7251,"ILCHICAGO",1905,1903,1597,1596,1335,1335,1090,1090,824,711,711,514,514,66080,117820,32690,54180,65780,"ILCHICAGO",623.20000000000005,null,true,true]
["ILMOLINE",29.7,1064,6.9931999999999999,3.6179999999999999,0.33100000000000002,1.5660000000000001,188,8721,1213,19.899999999999999,7106,1.15669,0.41899999999999998,1.31,5094,4890,"MOLINE","IL",18460,16418,14638,12879,11400,9934,8721,7519,6522,5538,4672,3975,3283,3141,3311,3488,3669,3853,4045,4246,4448,4658,4874,5094,5320,5553,5797,6045,6302,6565,6830,7104,"ILMOLINE",2068,2042,1780,1759,1479,1466,1213,1202,997,879,866,697,692,74740,133910,35790,60370,76230,"ILMOLINE",593.67999999999995,null,true,true]
["ILPEORIA",32,1063,8.2907729999999997,4.4690000000000003,0.33200000000000002,1.5640000000000001,171,7613,1238,20.100000000000001,7085,1.1537120000000001,0.42499999999999999,1.292,5146,4809,"PEORIA","IL",17691,15558,13726,11899,10372,8851,7613,6386,5420,4456,3624,3014,2409,3198,3373,3553,3735,3920,4109,4304,4509,4718,4929,5146,5366,5590,5822,6065,6319,6578,6841,7109,"ILPEORIA",2143,2133,1832,1827,1527,1521,1238,1227,966,834,832,610,605,77830,138360,36920,63620,78570,"ILPEORIA",652.72,null,true,true]
["ILROCKFORD",29.6,826,14.970879999999999,4.8890000000000002,0.313,1.611,68,4997,940,19.8,7986,1.1624110000000001,0.42,1.3089999999999999,5671,5287,"ROCKFORD","IL",12767,11065,9646,8255,7081,5937,4997,4081,3370,2680,2078,1637,1203,3565,3752,3941,4137,4336,4542,4755,4979,5206,5436,5671,5909,6158,6410,6669,6934,7205,7483,7767,"ILROCKFORD",1742,1702,1419,1391,1174,1144,940,916,711,623,602,441,434,62250,109970,30260,51160,62430,"ILROCKFORD",724.88,null,true,true]
["ILSPRINGFIELD",32.5,1407,6.8587990000000003,4.7679999999999998,0.33500000000000002,1.5569999999999999,278,9598,1526,19.399999999999999,6792,1.1485069999999999,0.41299999999999998,1.331,4792,4575,"SPRINGFIELD","IL",21632,19150,16949,14792,12925,11124,9598,8128,6924,5768,4780,3980,3216,2931,3095,3266,3443,3624,3808,3996,4189,4386,4587,4792,5002,5215,5433,5657,5888,6126,6372,6619,"ILSPRINGFIELD",2527,2482,2201,2157,1867,1801,1526,1470,1204,1036,988,800,764,90230,161200,41920,68640,90420,"ILSPRINGFIELD",613.36,null,true,true]
["INEVANSVILLE",35,1544,7.5018029999999998,4.6550000000000002,0.36099999999999999,1.4830000000000001,300,11602,1613,22.2,4794,1.1857899999999999,0.436,1.252,3737,4256,"EVANSVILLE","IN",24486,21809,19449,17101,15155,13215,11602,9999,8654,7319,6097,5111,4130,2027,2168,2316,2471,2632,2798,2975,3156,3343,3537,3737,3940,4148,4358,4573,4794,5019,5250,5488,"INEVANSVILLE",2693,2677,2360,2348,1946,1940,1613,1603,1345,1228,1222,986,981,97220,174530,46100,75310,96930,"INEVANSVILLE",387.04,null,true,true]
["INFORT_WAYNE",32,789,11.201739999999999,5.1150000000000002,0.32300000000000001,1.5880000000000001,94,4941,901,20,7169,1.1569480000000001,0.42099999999999999,1.3049999999999999,5173,4951,"FORT_WAYNE","IN",12882,11091,9602,8155,6983,5842,4941,4066,3384,2725,2148,1718,1307,3188,3366,3551,3739,3933,4129,4330,4535,4743,4955,5173,5398,5630,5870,6124,6383,6650,6927,7217,"INFORT_WAYNE",1833,1791,1489,1447,1172,1141,901,875,682,598,577,430,411,56760,101840,28400,44940,56710,"INFORT_WAYNE",826.56,null,true,true]
["ININDIANAPOLIS",34.700000000000003,1056,7.3177620000000001,5.0519999999999996,0.34300000000000003,1.534,209,7266,1208,20.9,6122,1.1745369999999999,0.42899999999999999,1.28,4529,4595,"INDIANAPOLIS","IN",17321,15131,13260,11445,9925,8474,7266,6109,5181,4293,3512,2900,2311,2660,2829,3002,3179,3359,3546,3736,3928,4124,4323,4529,4746,4970,5198,5436,5681,5933,6196,6468,"ININDIANAPOLIS",2244,2190,1871,1815,1520,1451,1208,1157,928,816,781,612,589,74800,134850,36950,58170,74310,"ININDIANAPOLIS",806.88,null,true,true]
["INSOUTH_BEND",32.299999999999997,1085,7.9252589999999996,5.6660000000000004,0.32400000000000001,1.583,184,6177,1122,20.3,6905,1.149864,0.41799999999999998,1.3140000000000001,5070,5194,"SOUTH_BEND","IN",15474,13502,11757,10050,8654,7299,6177,5102,4276,3498,2829,2319,1834,2984,3166,3354,3549,3748,3954,4168,4386,4608,4838,5070,5304,5542,5783,6030,6287,6554,6831,7115,"INSOUTH_BEND",2012,1972,1745,1707,1396,1355,1122,1075,826,713,669,510,485,58760,105610,29710,50530,60000,"INSOUTH_BEND",774.08,null,true,true]
["KSDODGE_CITY",23.3,1572,3.4884520000000001,2.3809999999999998,0.314,1.61,438,15399,1680,19,6498,1.2034670000000001,0.40600000000000003,1.355,4264,4341,"DODGE_CITY","KS",27858,25373,23161,20952,19015,17079,15399,13720,12291,10864,9543,8441,7339,2517,2672,2829,2994,3162,3332,3508,3688,3873,4065,4264,4470,4683,4901,5125,5353,5590,5832,6075,"KSDODGE_CITY",2486,2485,2212,2209,1937,1936,1680,1679,1429,1322,1321,1102,1102,112340,204540,48620,88470,114040,"KSDODGE_CITY",2581.36,null,true,true]
["KSGOODLAND",24,723,3.6831309999999999,1.585,0.32,1.5920000000000001,196,10931,1187,18.8,7566,1.182077,0.40200000000000002,1.3660000000000001,5024,5088,"GOODLAND","KS",19586,17844,16302,14767,13437,12118,10931,9747,8714,7683,6732,5927,5125,2953,3136,3321,3511,3708,3913,4127,4345,4567,4793,5024,5262,5501,5748,6002,6265,6533,6808,7085,"KSGOODLAND",1756,1742,1542,1535,1330,1319,1187,1184,1033,956,951,805,802,90640,162690,37280,70960,92260,"KSGOODLAND",3686.72,null,true,true]
["KSTOPEKA",28,2082,6.2388500000000002,4.7039999999999997,0.32400000000000001,1.585,389,12383,1654,20.8,5784,1.1871989999999999,0.43,1.27,4231,4283,"TOPEKA","KS",25167,22567,20263,17967,15999,14037,12383,10734,9365,7997,6769,5781,4793,2494,2643,2796,2956,3121,3292,3469,3651,3837,4030,4231,4435,4648,4867,5093,5324,5560,5808,6059,"KSTOPEKA",2606,2600,2304,2296,1968,1962,1654,1649,1369,1234,1228,988,988,87670,161300,41660,67870,92580,"KSTOPEKA",885.6,null,true,true]
["KSWICHITA",25.9,2236,4.1598899999999999,3.3530000000000002,0.32800000000000001,1.5760000000000001,581,17299,1877,19.7,5563,1.1933609999999999,0.40799999999999997,1.3460000000000001,3835,4242,"WICHITA","KS",31093,28378,25916,23480,21314,19176,17299,15452,13857,12294,10838,9587,8368,2159,2301,2448,2602,2758,2920,3092,3268,3449,3638,3835,4040,4247,4462,4680,4905,5135,5370,5615,"KSWICHITA",2744,2715,2462,2436,2166,2138,1877,1847,1595,1488,1456,1251,1219,94760,176010,43550,71050,100060,"KSWICHITA",1338.24,null,true,true]
["KYCOVINGTON",35,1050,9.3356119999999994,4.7279999999999998,0.34200000000000003,1.5369999999999999,164,7772,1321,21.3,5368,1.1649689999999999,0.43,1.2749999999999999,4083,4344,"COVINGTON","KY",18803,16441,14401,12375,10729,9093,7772,6459,5426,4401,3515,2848,2185,2325,2483,2646,2809,2975,3146,3325,3508,3696,3887,4083,4291,4503,4722,4947,5179,5417,5661,5914,"KYCOVINGTON",2379,2362,2040,2026,1646,1636,1321,1313,1033,895,886,667,663,80930,144960,40040,62690,80230,"KYCOVINGTON",888.88,null,true,true]
["KYLEXINGTON",37,927,9.9240010000000005,5.0110000000000001,0.34699999999999998,1.526,144,6845,1218,21.6,5060,1.1676340000000001,0.42899999999999999,1.2789999999999999,3908,4406,"LEXINGTON","KY",17312,14971,13019,11110,9566,8063,6845,5660,4706,3781,2976,2380,1806,2177,2327,2481,2640,2804,2973,3145,3324,3510,3703,3908,4114,4323,4538,4756,4986,5222,5464,5710,"KYLEXINGTON",2400,2341,1952,1909,1544,1503,1218,1185,954,842,805,596,574,74990,134710,37380,58630,74530,"KYLEXINGTON",987.28,null,true,true]
["KYLOUISVILLE",35.6,1442,6.7146090000000003,4.7569999999999997,0.35199999999999998,1.51,319,10806,1694,22.1,4360,1.1796519999999999,0.43099999999999999,1.2729999999999999,3403,4061,"LOUISVILLE","KY",24348,21568,19096,16646,14562,12500,10806,9137,7770,6430,5249,4320,3405,1834,1965,2099,2238,2383,2534,2694,2861,3036,3215,3403,3598,3800,4008,4221,4441,4667,4899,5139,"KYLOUISVILLE",2806,2780,2472,2450,2084,2062,1694,1669,1367,1204,1181,929,915,93020,168100,45550,73160,92260,"KYLOUISVILLE",488.72,null,true,true]
["LABATON_ROUGE",37,3300,6.307925,5.9660000000000002,0.36399999999999999,1.4750000000000001,806,20451,2998,25.1,1230,1.2686219999999999,0.433,1.26,1015,2038,"BATON_ROUGE","LA",43588,38983,34781,30648,27004,23449,20451,17565,15187,12897,10856,9127,7455,284,336,390,449,510,576,650,725,812,911,1015,1129,1247,1371,1506,1649,1796,1949,2113,"LABATON_ROUGE",4674,4605,4202,4133,3644,3555,2998,2886,2378,2117,2041,1729,1672,132470,241210,64190,105660,123790,"LABATON_ROUGE",75.44,null,true,true]
["LALAKE_CHARLES",37.299999999999997,3982,6.8690680000000004,6.9850000000000003,0.36199999999999999,1.4810000000000001,900,21241,3248,23.1,1427,1.276489,0.41099999999999998,1.3360000000000001,1074,2064,"LAKE_CHARLES","LA",45316,40655,36388,32130,28306,24489,21241,17995,15447,12912,10715,9035,7358,323,372,425,483,547,621,701,787,879,974,1074,1180,1289,1407,1537,1673,1815,1959,2114,"LALAKE_CHARLES",4671,4661,4267,4258,3824,3817,3248,3246,2548,2216,2197,1680,1677,140690,261820,70010,112060,137720,"LALAKE_CHARLES",9.84,null,true,true]
["LANEW_ORLEANS",37.200000000000003,3890,7.1019639999999997,6.6150000000000002,0.36499999999999999,1.4750000000000001,848,21849,3207,24.4,1064,1.226448,0.41299999999999998,1.331,881,1945,"NEW_ORLEANS","LA",45972,41293,36951,32651,28834,25056,21849,18698,16126,13623,11412,9600,7859,218,255,296,344,397,458,530,608,694,783,881,987,1096,1211,1331,1460,1596,1743,1897,"LANEW_ORLEANS",4716,4679,4342,4300,3817,3778,3207,3151,2572,2278,2211,1812,1741,130400,240450,63780,99150,122630,"LANEW_ORLEANS",9.84,null,true,true]
["LASHREVEPORT",35.9,2976,5.7995859999999997,5.1609999999999996,0.36699999999999999,1.468,767,20685,2755,24.1,1845,1.2230220000000001,0.432,1.2669999999999999,1515,2572,"SHREVEPORT","LA",41243,37139,33486,29856,26633,23440,20685,17977,15733,13529,11548,9941,8355,506,584,666,751,842,938,1040,1150,1268,1389,1515,1644,1777,1918,2063,2215,2380,2553,2736,"LASHREVEPORT",4134,4104,3653,3630,3223,3193,2755,2708,2244,2019,1981,1607,1586,130120,245660,63620,105800,134500,"LASHREVEPORT",259.12,null,true,true]
["MABOSTON",27.6,513,6.710718,3.6309999999999998,0.30599999999999999,1.631,88,3903,719,19.399999999999999,6530,1.1527130000000001,0.39700000000000002,1.383,4588,5303,"BOSTON","MA",10608,9025,7771,6518,5570,4622,3903,3184,2654,2124,1662,1330,998,2523,2708,2899,3095,3293,3496,3705,3917,4135,4356,4588,4824,5065,5311,5567,5833,6104,6381,6671,"MABOSTON",1585,1583,1254,1253,948,948,719,719,530,462,462,332,332,44410,79530,22180,36980,43600,"MABOSTON",16.399999999999999,null,true,true]
["MAWORCHESTER",36.700000000000003,386,13.416510000000001,4.99,0.34100000000000003,1.54,44,2839,555,20.399999999999999,7591,1.159799,0.42199999999999999,1.2989999999999999,5575,5652,"WORCHESTER","MA",7844,6686,5742,4831,4098,3394,2839,2299,1865,1442,1083,843,615,3339,3537,3742,3953,4168,4389,4614,4844,5083,5327,5575,5835,6101,6373,6656,6951,7251,7559,7875,"MAWORCHESTER",1204,1158,944,911,733,704,555,540,434,375,359,240,228,36520,65320,18770,30130,36130,"MAWORCHESTER",987.28,null,true,true]
["MDBALTIMORE",32.799999999999997,1319,6.5330009999999996,4.5330000000000004,0.34300000000000003,1.536,276,9547,1388,21.5,4870,1.1428780000000001,0.42299999999999999,1.294,3812,4499,"BALTIMORE","MD",21056,18614,16499,14395,12659,10935,9547,8167,7063,5964,4982,4205,3430,2027,2184,2345,2509,2679,2853,3037,3225,3415,3608,3812,4020,4233,4450,4672,4907,5145,5390,5645,"MDBALTIMORE",2464,2442,2115,2104,1736,1724,1388,1380,1104,983,982,777,775,75820,137850,37410,61190,75590,"MDBALTIMORE",154.16,null,true,true]
["MECARIBOU",31.2,129,33.490450000000003,4.5510000000000002,0.30499999999999999,1.631,5,883,225,19.5,11606,1.182372,0.42599999999999999,1.2869999999999999,7966,6609,"CARIBOU","ME",3276,2670,2210,1760,1433,1108,883,658,509,360,240,180,120,5374,5600,5831,6071,6316,6568,6828,7100,7381,7669,7966,8265,8571,8885,9205,9527,9859,10202,10549,"MECARIBOU",614,606,460,450,327,325,225,225,149,120,120,60,60,20200,34110,10220,16720,19680,"MECARIBOU",623.20000000000005,null,true,true]
["MEPORTLAND",30.8,323,20.77617,4.3129999999999997,0.314,1.611,20,2312,479,21.4,7715,1.138244,0.439,1.242,6040,5812,"PORTLAND","ME",6795,5726,4884,4054,3417,2791,2312,1844,1492,1143,853,660,469,3687,3902,4120,4345,4576,4808,5045,5286,5532,5783,6040,6305,6575,6855,7140,7438,7744,8061,8386,"MEPORTLAND",1083,1069,842,830,637,626,479,468,352,291,290,193,191,34350,60940,16730,28080,34420,"MEPORTLAND",62.32,null,true,true]
["MIALPENA",33.799999999999997,214,43.023359999999997,4.0289999999999999,0.31900000000000001,1.595,7,1794,398,21.1,9113,1.1509750000000001,0.44400000000000001,1.226,6964,6164,"ALPENA","MI",5417,4566,3880,3223,2693,2192,1794,1418,1139,885,676,538,405,4441,4669,4905,5146,5389,5637,5890,6150,6417,6688,6964,7248,7537,7839,8145,8458,8775,9097,9426,"MIALPENA",890,851,686,657,530,501,398,376,279,225,209,138,133,27590,47440,12990,22260,27800,"MIALPENA",688.8,null,true,true]
["MIDETROIT",31.3,601,10.18534,4.6820000000000004,0.31900000000000001,1.5980000000000001,77,4020,754,20.399999999999999,7392,1.1592309999999999,0.41899999999999998,1.3109999999999999,5412,5595,"DETROIT","MI",11050,9427,8119,6812,5793,4774,4020,3266,2692,2118,1636,1322,1008,3185,3379,3581,3787,3999,4217,4446,4681,4918,5162,5412,5664,5920,6178,6443,6717,7000,7289,7587,"MIDETROIT",1627,1623,1308,1307,1019,1019,754,754,574,482,482,314,314,52760,92820,25820,41090,51800,"MIDETROIT",626.48,null,true,true]
["MIFLINT",32.1,442,13.42858,4.3490000000000002,0.314,1.609,44,3261,715,20.399999999999999,7735,1.1651370000000001,0.42399999999999999,1.2949999999999999,5642,5529,"FLINT","MI",9666,8210,6998,5828,4876,3976,3261,2583,2069,1586,1193,911,655,3401,3598,3800,4010,4227,4452,4680,4914,5152,5396,5642,5893,6148,6413,6689,6968,7257,7555,7862,"MIFLINT",1519,1456,1212,1170,952,900,715,678,514,425,393,282,256,44920,77870,22000,38350,44550,"MIFLINT",764.24,null,true,true]
["MIGRAND_RAPIDS",29.4,558,15.50943,3.7879999999999998,0.312,1.617,44,4324,811,20.399999999999999,7838,1.140995,0.42699999999999999,1.2849999999999999,5839,5556,"GRAND_RAPIDS","MI",11109,9626,8366,7145,6122,5135,4324,3542,2910,2302,1785,1382,994,3547,3752,3960,4177,4402,4633,4871,5110,5351,5593,5839,6089,6345,6604,6870,7149,7436,7728,8025,"MIGRAND_RAPIDS",1521,1483,1260,1221,1023,987,811,782,632,536,517,403,388,55700,98300,26990,44140,56380,"MIGRAND_RAPIDS",803.6,null,true,true]
["MIHOUGHTON",35.299999999999997,248,15.836029999999999,5.9509999999999996,0.309,1.625,23,1469,434,20.7,9479,1.1573150000000001,0.438,1.2470000000000001,7054,6130,"HOUGHTON","MI",5767,4739,3905,3110,2492,1903,1469,1066,797,549,366,253,149,4548,4778,5010,5248,5491,5738,5991,6250,6511,6777,7054,7340,7632,7928,8235,8554,8879,9210,9543,"MIHOUGHTON",1071,1028,834,795,618,589,434,403,269,203,183,113,104,27800,46510,12910,24130,28030,"MIHOUGHTON",1079.1199999999999,null,true,true]
["MILANSING",31.6,651,19.510770000000001,4.5389999999999997,0.317,1.6020000000000001,44,4539,917,20.100000000000001,7993,1.149027,0.42399999999999999,1.2929999999999999,5825,5425,"LANSING","MI",12113,10488,9095,7724,6581,5456,4539,3646,2952,2273,1700,1290,890,3602,3800,4003,4213,4429,4650,4878,5108,5343,5582,5825,6070,6325,6581,6846,7119,7398,7683,7973,"MILANSING",1657,1625,1393,1371,1143,1125,917,893,694,591,573,410,400,59120,103610,29080,49880,59070,"MILANSING",839.68,null,true,true]
["MIMUSKEGON",29.8,447,19.81607,5.09,0.29799999999999999,1.649,28,2616,697,19.5,8036,1.141359,0.41499999999999998,1.325,5729,5431,"MUSKEGON","MI",9199,7667,6409,5203,4230,3313,2616,1961,1498,1064,727,502,295,3523,3720,3924,4134,4351,4569,4793,5022,5255,5491,5729,5973,6223,6483,6752,7027,7310,7599,7893,"MIMUSKEGON",1602,1532,1258,1206,973,917,697,655,463,378,337,225,207,42880,78110,20870,36940,45040,"MIMUSKEGON",626.48,null,true,true]
["MISAULT_STE_MARIE",36.6,97,0,4.9569999999999999,0.307,1.6279999999999999,0,719,241,20.8,10361,1.186237,0.442,1.2330000000000001,7571,6520,"SAULT_STE._MARIE","MI",3245,2622,2144,1681,1312,960,719,486,344,216,123,80,38,5027,5250,5478,5711,5951,6196,6453,6719,6993,7277,7571,7869,8176,8490,8811,9145,9483,9830,10182,"MISAULT_STE_MARIE",643,623,478,463,369,352,241,233,142,100,93,43,42,17600,30800,8440,14720,18520,"MISAULT_STE_MARIE",724.88,null,true,true]
["MITRAVERSE_CITY",32.200000000000003,440,12.04444,3.7890000000000001,0.32200000000000001,1.591,49,3738,711,20.7,8537,1.1487639999999999,0.435,1.2569999999999999,6408,5780,"TRAVERSE_CITY","MI",9720,8382,7272,6196,5310,4449,3738,3052,2521,2009,1565,1199,857,4049,4263,4482,4705,4933,5169,5409,5653,5901,6152,6408,6668,6934,7210,7493,7784,8082,8385,8691,"MITRAVERSE_CITY",1379,1338,1110,1076,886,861,711,686,531,467,444,366,342,44160,77260,21380,37380,45430,"MITRAVERSE_CITY",629.76,null,true,true]
["MNDULUTH",31.7,188,41.355350000000001,4.4740000000000002,0.31,1.6220000000000001,6,1331,305,19.3,12676,1.181818,0.42699999999999999,1.286,8615,6781,"DULUTH","MN",4065,3426,2908,2412,2015,1636,1331,1040,816,605,437,331,233,5908,6150,6396,6649,6909,7177,7453,7734,8020,8314,8615,8920,9230,9549,9874,10207,10546,10889,11235,"MNDULUTH",666,639,518,496,397,379,305,291,224,174,168,106,98,19220,33190,9390,15430,19530,"MNDULUTH",1416.96,null,true,true]
["MNINTERNATIONAL_FALLS",32.1,145,24.194320000000001,3.8940000000000001,0.309,1.6220000000000001,8,1193,293,19.8,12749,1.1800280000000001,0.442,1.2310000000000001,8900,6513,"INTERNATIONAL_FALLS","MN",4146,3422,2851,2306,1889,1486,1193,910,712,528,388,293,201,6273,6510,6754,7001,7254,7514,7779,8049,8326,8611,8900,9198,9501,9813,10132,10460,10793,11140,11490,"MNINTERNATIONAL_FALLS",755,724,571,545,417,403,293,283,198,150,140,95,92,23070,37460,11090,19970,23030,"MNINTERNATIONAL_FALLS",1184.08,null,true,true]
["MNMINNEAPOLIS",29.3,825,10.381349999999999,5,0.31,1.621,97,4834,928,19.3,9665,1.1594800000000001,0.42899999999999999,1.2769999999999999,6717,5321,"MINNEAPOLIS","MN",12551,10899,9454,8049,6879,5762,4834,3937,3243,2594,2044,1629,1239,4560,4756,4956,5158,5364,5579,5798,6020,6249,6481,6717,6956,7204,7460,7720,7995,8274,8558,8848,"MNMINNEAPOLIS",1711,1652,1445,1405,1170,1117,928,897,694,580,550,415,390,60860,105290,28290,50230,61700,"MNMINNEAPOLIS",836.4,null,true,true]
["MNROCHESTER",25.6,627,15.23033,4.8339999999999996,0.29299999999999998,1.66,44,3327,722,17.899999999999999,10695,1.1444019999999999,0.40500000000000003,1.357,6951,5575,"ROCHESTER","MN",9509,8141,6985,5865,4936,4049,3327,2638,2118,1628,1229,939,661,4671,4880,5093,5311,5534,5762,5992,6227,6464,6705,6951,7199,7452,7712,7980,8259,8542,8833,9134,"MNROCHESTER",1421,1368,1156,1120,929,887,722,689,520,432,399,290,278,49130,86520,24010,39280,50250,"MNROCHESTER",1318.56,null,true,true]
["MNSAINT_CLOUD",30.6,535,10.827070000000001,4.6710000000000003,0.313,1.6120000000000001,63,3505,694,20.5,10369,1.1709989999999999,0.45200000000000001,1.1950000000000001,7575,5711,"SAINT_CLOUD","MN",9274,8009,6925,5897,5026,4199,3505,2850,2320,1833,1445,1155,899,5273,5479,5688,5903,6124,6347,6579,6821,7067,7318,7575,7842,8116,8396,8686,8984,9288,9596,9907,"MNSAINT_CLOUD",1348,1265,1084,1028,871,827,694,655,530,433,388,290,256,48170,82600,22620,38920,48910,"MNSAINT_CLOUD",1026.6400000000001,null,true,true]
["MOCOLUMBIA",31.8,1448,5.6595129999999996,4.1429999999999998,0.34699999999999998,1.526,339,11114,1429,20.3,5659,1.1841170000000001,0.42099999999999999,1.306,4052,4181,"COLUMBIA","MO",22786,20313,18173,16059,14291,12543,11114,9698,8509,7337,6265,5394,4531,2366,2519,2673,2829,2991,3157,3327,3501,3678,3862,4052,4245,4449,4661,4882,5114,5352,5598,5853,"MOCOLUMBIA",2509,2473,2140,2114,1768,1748,1429,1416,1189,1083,1072,871,863,87380,158200,41350,67420,88200,"MOCOLUMBIA",885.6,null,true,true]
["MOKANSAS_CITY",29.8,2204,6.0100879999999997,4.7729999999999997,0.33100000000000002,1.5669999999999999,455,13751,1904,20.9,5443,1.159643,0.42599999999999999,1.29,4090,4316,"KANSAS_CITY","MO",27777,25012,22501,20016,17820,15655,13751,11884,10331,8804,7428,6310,5209,2335,2489,2648,2813,2982,3155,3333,3517,3705,3896,4090,4288,4493,4705,4922,5147,5378,5613,5852,"MOKANSAS_CITY",2806,2765,2511,2485,2196,2165,1904,1867,1553,1409,1376,1118,1101,95540,172920,44480,77640,99650,"MOKANSAS_CITY",1033.2,null,true,true]
["MOSPRINGFIELD",32.299999999999997,1642,5.8093589999999997,4.5709999999999997,0.34699999999999998,1.524,380,11590,1568,20.5,5008,1.16778,0.41399999999999998,1.327,3654,4084,"SPRINGFIELD","MO",24198,21510,19211,16939,15035,13158,11590,10036,8761,7498,6355,5421,4491,2011,2155,2304,2456,2611,2768,2934,3106,3281,3465,3654,3845,4044,4252,4465,4688,4919,5157,5402,"MOSPRINGFIELD",2711,2688,2299,2272,1904,1877,1568,1554,1275,1151,1143,934,930,91920,168320,43060,66040,94430,"MOSPRINGFIELD",1269.3599999999999,null,true,true]
["MOST_LOUIS",31.6,1956,5.6568009999999997,4.6319999999999997,0.34200000000000003,1.538,456,13365,1794,20.5,5557,1.192995,0.42,1.3080000000000001,3974,4199,"ST._LOUIS","MO",27313,24449,21904,19398,17260,15159,13365,11616,10148,8715,7400,6303,5233,2311,2459,2608,2758,2913,3076,3247,3421,3599,3784,3974,4169,4369,4571,4786,5011,5239,5473,5719,"MOST_LOUIS",2910,2864,2545,2506,2138,2101,1794,1749,1468,1347,1315,1097,1070,90720,160780,42600,69330,89410,"MOST_LOUIS",564.16,null,true,true]
["MSJACKSON",35.9,2792,5.5414519999999996,5.0679999999999996,0.37,1.46,754,19788,2541,23.8,2140,1.215905,0.433,1.262,1744,2758,"JACKSON","MS",39521,35538,31973,28456,25364,22329,19788,17296,15231,13214,11388,9840,8315,669,749,838,932,1029,1130,1241,1357,1479,1608,1744,1884,2030,2181,2336,2499,2669,2849,3034,"MSJACKSON",4039,3983,3565,3517,3092,3035,2541,2492,2065,1856,1826,1548,1525,128300,238170,61780,99330,125330,"MSJACKSON",331.28,null,true,true]
["MSMERIDIAN",36.200000000000003,2307,5.7574399999999999,4.5659999999999998,0.377,1.4379999999999999,604,18277,2269,25,2130,1.256216,0.45100000000000001,1.1950000000000001,1769,2829,"MERIDIAN","MS",36869,33031,29598,26194,23351,20546,18277,16022,14141,12277,10558,9121,7702,670,755,844,939,1039,1143,1256,1374,1498,1628,1769,1918,2076,2238,2407,2583,2766,2958,3156,"MSMERIDIAN",3869,3838,3433,3404,2843,2805,2269,2255,1881,1728,1719,1437,1419,130580,240910,65070,104280,127170,"MSMERIDIAN",308.32,null,true,true]
["MTBILLINGS",31.2,281,3.970755,1.25,0.34499999999999997,1.5269999999999999,92,7016,921,19.100000000000001,8483,1.178126,0.40799999999999997,1.347,5743,5586,"BILLINGS","MT",13960,12555,11299,10074,8992,7937,7016,6113,5338,4590,3917,3360,2822,3508,3706,3906,4112,4323,4540,4767,5002,5242,5492,5743,6000,6261,6532,6810,7091,7377,7669,7965,"MTBILLINGS",1441,1405,1256,1225,1082,1055,921,903,775,699,673,557,538,74260,119820,29190,61260,68590,"MTBILLINGS",3568.64,null,true,true]
["MTCUT_BANK",29.5,66,81.451610000000002,1.2310000000000001,0.315,1.607,1,1588,302,18.399999999999999,10500,1.1434260000000001,0.40100000000000002,1.363,7047,6696,"CUT_BANK","MT",4200,3607,3112,2645,2256,1890,1588,1301,1062,838,645,492,350,4342,4576,4818,5069,5329,5601,5878,6157,6445,6743,7047,7358,7673,7996,8330,8673,9018,9369,9722,"MTCUT_BANK",638,593,495,467,389,366,302,287,239,216,193,153,142,29360,46250,11650,25410,27880,"MTCUT_BANK",3837.6,null,true,true]
["MTGLASGOW",27.2,291,5.5021009999999997,1.5529999999999999,0.314,1.6080000000000001,60,5102,801,19.3,10748,1.1797770000000001,0.42799999999999999,1.278,7314,5810,"GLASGOW","MT",11333,10043,8903,7800,6830,5903,5102,4345,3694,3092,2572,2139,1731,4916,5135,5358,5590,5828,6067,6310,6556,6805,7058,7314,7574,7840,8112,8393,8680,8976,9276,9583,"MTGLASGOW",1338,1290,1140,1103,970,927,801,757,651,555,520,433,408,64220,103080,26710,54810,61990,"MTGLASGOW",2296,null,true,true]
["MTGREAT_FALLS",28.6,206,18.883610000000001,1.27,0.32300000000000001,1.587,13,4638,706,18.399999999999999,9370,1.136093,0.40200000000000002,1.359,6336,5884,"GREAT_FALLS","MT",10355,9116,8071,7043,6186,5344,4638,3943,3366,2803,2304,1886,1477,3957,4163,4379,4605,4836,5071,5314,5561,5814,6072,6336,6608,6886,7167,7456,7753,8055,8360,8670,"MTGREAT_FALLS",1257,1239,1045,1028,857,842,706,695,577,512,499,418,409,63240,102570,26290,51210,58940,"MTGREAT_FALLS",3660.48,null,true,true]
["MTHELENA",33,166,11.986510000000001,1.268,0.34499999999999997,1.528,19,4309,621,21.6,8477,1.1993940000000001,0.44500000000000001,1.216,6350,6172,"HELENA","MT",9219,8181,7274,6402,5653,4930,4309,3707,3223,2758,2337,1975,1629,3869,4082,4301,4526,4760,5006,5261,5523,5794,6069,6350,6634,6921,7214,7511,7813,8117,8427,8745,"MTHELENA",1073,1038,907,872,749,723,621,602,484,435,421,362,346,52410,83730,20830,42230,48900,"MTHELENA",3896.64,null,true,true]
["MTKALISPELL",35.200000000000003,103,0,1.27,0.35,1.51,0,2844,461,22.6,8417,1.177036,0.45900000000000002,1.165,6724,6575,"KALISPELL","MT",6511,5746,5078,4425,3858,3305,2844,2399,2031,1674,1367,1145,932,4033,4273,4523,4777,5037,5304,5577,5854,6137,6428,6724,7029,7341,7657,7977,8307,8641,8981,9331,"MTKALISPELL",786,765,668,653,567,553,461,445,368,318,307,222,213,46500,74030,19450,40700,45100,"MTKALISPELL",2965.12,null,true,true]
["MTLEWISTOWN",30.5,165,34.861960000000003,1.349,0.32600000000000001,1.5760000000000001,6,3720,598,20.2,9491,1.1680159999999999,0.43099999999999999,1.2669999999999999,6847,6229,"LEWISTOWN","MT",8458,7473,6601,5767,5026,4318,3720,3152,2676,2225,1850,1548,1267,4319,4549,4782,5018,5259,5509,5765,6024,6291,6568,6847,7133,7427,7724,8029,8344,8668,8996,9330,"MTLEWISTOWN",1030,985,872,834,741,708,598,568,476,405,375,302,281,55060,86280,21800,46710,50320,"MTLEWISTOWN",4145.92,null,true,true]
["MTMILES_CITY",29.6,341,3.3095720000000002,1.3759999999999999,0.34,1.542,127,7329,930,19.8,9214,1.182477,0.42699999999999999,1.282,6432,5676,"MILES_CITY","MT",14383,12933,11659,10420,9324,8259,7329,6431,5652,4907,4215,3636,3080,4142,4344,4553,4768,4987,5211,5442,5680,5924,6175,6432,6695,6961,7234,7512,7796,8086,8381,8683,"MTMILES_CITY",1491,1450,1274,1239,1096,1065,930,898,779,713,692,579,556,70180,114660,28300,57730,68070,"MTMILES_CITY",2633.84,null,true,true]
["MTMISSOULA",31.2,206,38.260710000000003,1.2749999999999999,0.34499999999999997,1.5289999999999999,7,5043,672,22.3,8164,1.1849559999999999,0.45700000000000002,1.171,6405,6190,"MISSOULA","MT",10167,9116,8198,7295,6500,5715,5043,4376,3807,3245,2738,2315,1902,3907,4122,4345,4579,4820,5066,5322,5583,5853,6126,6405,6690,6979,7271,7567,7870,8182,8501,8827,"MTMISSOULA",1064,1051,918,903,795,785,672,667,569,515,507,423,413,63140,102510,26020,50100,60830,"MTMISSOULA",3188.16,null,true,true]
["NCASHEVILLE",39.1,597,18.348179999999999,4.835,0.35299999999999998,1.502,53,4827,921,21.9,4482,1.2101649999999999,0.42399999999999999,1.29,3379,4409,"ASHEVILLE","NC",12698,10908,9453,8020,6877,5748,4827,3934,3242,2564,1989,1553,1131,1620,1771,1928,2091,2258,2431,2608,2790,2979,3176,3379,3586,3803,4028,4258,4499,4748,5003,5265,"NCASHEVILLE",1818,1790,1455,1433,1143,1129,921,893,692,596,575,436,422,63430,120030,32690,46410,61740,"NCASHEVILLE",2168.08,null,true,true]
["NCCAPE_HATTERAS",31.1,2887,10.948219999999999,10.132999999999999,0.307,1.6279999999999999,342,8868,2061,21.6,2185,1.1263339999999999,0.39200000000000002,1.3979999999999999,1747,3134,"CAPE_HATTERAS","NC",25277,21958,18971,16041,13435,10929,8868,6899,5400,4015,2885,2111,1412,579,662,753,852,956,1067,1190,1320,1455,1595,1747,1905,2072,2247,2434,2637,2845,3062,3288,"NCCAPE_HATTERAS",3407,3319,2987,2930,2606,2506,2061,1969,1499,1224,1130,774,699,76040,145010,37680,60480,76880,"NCCAPE_HATTERAS",6.56,null,true,true]
["NCCHARLOTTE",38.6,1407,6.191891,4.59,0.36799999999999999,1.4650000000000001,365,11818,1816,24.3,2866,1.165405,0.44500000000000001,1.22,2491,3521,"CHARLOTTE","NC",26439,23355,20672,18017,15810,13634,11818,10032,8553,7105,5796,4741,3704,1063,1176,1297,1425,1560,1701,1850,2002,2163,2326,2491,2663,2844,3028,3215,3411,3619,3836,4057,"NCCHARLOTTE",3108,3084,2683,2655,2207,2176,1816,1786,1479,1329,1309,1055,1037,100980,190180,50160,78900,102200,"NCCHARLOTTE",767.52,null,true,true]
["NCGREENSBORO",38.4,1243,8.3659250000000007,5.2519999999999998,0.36199999999999999,1.4830000000000001,238,9099,1481,23.5,3700,1.182131,0.44700000000000001,1.2150000000000001,3062,3749,"GREENSBORO","NC",21401,18731,16443,14210,12368,10580,9099,7665,6480,5346,4339,3549,2796,1554,1684,1817,1956,2096,2242,2393,2551,2718,2888,3062,3246,3441,3646,3862,4083,4307,4535,4769,"NCGREENSBORO",2740,2670,2288,2233,1842,1788,1481,1434,1185,1044,1007,790,753,87810,163160,43940,68430,88450,"NCGREENSBORO",885.6,null,true,true]
["NCRALEIGH",35.9,1426,6.8144220000000004,4.7990000000000004,0.35699999999999998,1.4970000000000001,313,10667,1578,23.7,3136,1.2048449999999999,0.438,1.2470000000000001,2565,3660,"RALEIGH","NC",23668,20836,18442,16091,14147,12245,10667,9119,7858,6623,5511,4616,3737,1108,1224,1346,1474,1610,1750,1898,2053,2216,2384,2565,2749,2937,3131,3328,3542,3767,3999,4235,"NCRALEIGH",2877,2832,2394,2351,1944,1902,1578,1548,1261,1138,1112,895,879,92000,169820,46590,73220,90970,"NCRALEIGH",439.52,null,true,true]
["NCWILMINGTON",34.700000000000003,2943,8.1521570000000008,7.09,0.34100000000000003,1.5409999999999999,522,14404,2406,23.7,2209,1.1863239999999999,0.43099999999999999,1.2669999999999999,1839,2894,"WILMINGTON","NC",32940,29178,25788,22489,19603,16810,14404,12092,10141,8311,6704,5447,4266,657,750,850,956,1066,1181,1305,1433,1565,1698,1839,1986,2141,2302,2472,2654,2843,3039,3239,"NCWILMINGTON",3840,3762,3390,3299,2886,2793,2406,2312,1951,1724,1607,1257,1181,108060,198320,53110,86510,105620,"NCWILMINGTON",29.52,null,true,true]
["NDBISMARCK",29.4,410,11.422779999999999,2.5099999999999998,0.32400000000000001,1.5840000000000001,44,4806,759,19.3,10723,1.184382,0.43099999999999999,1.264,7295,5790,"BISMARCK","ND",10857,9570,8478,7394,6477,5565,4806,4053,3462,2872,2344,1925,1511,4913,5128,5344,5571,5802,6035,6275,6522,6775,7032,7295,7562,7833,8110,8392,8682,8979,9283,9595,"NDBISMARCK",1293,1287,1092,1084,917,912,759,753,591,532,528,419,414,64590,109670,28250,55740,64670,"NDBISMARCK",1646.56,null,{"$f":"(A133=AZ133)","v":true},{"$f":"A133=BS133","v":true}]
["NDFARGO",25.5,729,8.5275909999999993,3.5169999999999999,0.30499999999999999,1.631,91,5296,851,18.2,11975,1.1788259999999999,0.41599999999999998,1.32,7693,5844,"FARGO","ND",12142,10676,9421,8188,7155,6147,5296,4462,3778,3111,2540,2091,1655,5340,5553,5771,5993,6218,6449,6686,6927,7174,7431,7693,7959,8231,8508,8789,9078,9368,9663,9962,"NDFARGO",1509,1466,1255,1233,1033,1008,851,834,684,592,571,449,436,62200,103670,28060,54320,62820,"NDFARGO",898.72,null,true,true]
["NDMINOT",27.7,248,23.799720000000001,2.1749999999999998,0.309,1.621,12,3151,581,18,12079,1.1750890000000001,0.41299999999999998,1.329,7721,5904,"MINOT","ND",8179,7047,6114,5208,4459,3732,3151,2591,2140,1708,1331,1037,761,5317,5534,5756,5984,6217,6456,6699,6945,7196,7456,7721,7987,8257,8530,8813,9108,9414,9728,10047,"NDMINOT",1174,1132,933,906,749,727,581,560,451,387,377,294,276,45450,74610,20080,38650,45890,"NDMINOT",1712.16,null,true,true]
["NEGRAND_ISLAND",25.3,1139,5.9477289999999998,3.0910000000000002,0.311,1.617,202,9329,1288,19,7992,1.2015849999999999,0.41299999999999998,1.3320000000000001,5258,4786,"GRAND_ISLAND","NE",19138,17124,15348,13614,12098,10617,9329,8078,7003,5971,5042,4274,3531,3338,3508,3682,3861,4043,4230,4423,4623,4830,5043,5258,5477,5702,5935,6178,6429,6686,6952,7225,"NEGRAND_ISLAND",2054,2014,1776,1734,1516,1481,1288,1251,1075,961,929,768,743,88450,158450,38850,75700,93010,"NEGRAND_ISLAND",1856.48,null,true,true]
["NENORFOLK",24.6,1159,4.7083240000000002,2.855,0.312,1.6160000000000001,252,9975,1283,18.399999999999999,8821,1.1978489999999999,0.40600000000000003,1.35,5639,5044,"NORFOLK","NE",19840,17812,16033,14295,12755,11258,9975,8727,7643,6596,5642,4839,4067,3612,3789,3972,4159,4351,4548,4756,4969,5186,5411,5639,5875,6114,6363,6615,6873,7134,7400,7672,"NENORFOLK",2083,2028,1779,1738,1540,1497,1283,1248,1084,989,954,803,772,80200,144720,36720,63920,84560,"NENORFOLK",1544.88,null,true,true]
["NENORTH_PLATTE",26.6,773,4.727773,2.1230000000000002,0.32800000000000001,1.5740000000000001,181,9674,1159,19.899999999999999,8028,1.20336,0.42899999999999999,1.272,5526,5138,"NORTH_PLATTE","NE",18464,16652,15084,13530,12177,10833,9674,8526,7554,6593,5707,4989,4284,3420,3609,3800,3993,4193,4399,4610,4828,5052,5285,5526,5771,6020,6273,6532,6804,7082,7365,7654,"NENORTH_PLATTE",1824,1812,1568,1554,1353,1344,1159,1148,972,893,886,718,705,80680,144000,34800,68160,83010,"NENORTH_PLATTE",2784.72,null,true,true]
["NEOMAHA",31.7,1402,6.4919099999999998,4.8,0.33800000000000002,1.548,285,9251,1347,19.600000000000001,7127,1.1860109999999999,0.41899999999999998,1.3080000000000001,4902,4538,"OMAHA","NE",20178,17883,15880,13915,12233,10598,9251,7943,6851,5800,4862,4100,3370,3072,3235,3401,3571,3746,3929,4115,4304,4500,4699,4902,5115,5338,5565,5800,6044,6295,6551,6815,"NEOMAHA",2363,2295,2003,1965,1682,1635,1347,1308,1092,976,938,762,730,73650,135630,35310,59820,77010,"NEOMAHA",1325.12,null,true,true]
["NESCOTTSBLUFF",29.2,469,6.0800879999999999,1.468,0.34200000000000003,1.5349999999999999,94,9343,1105,19.8,7449,1.1848110000000001,0.42099999999999999,1.298,5181,5136,"SCOTTSBLUFF","NE",17671,15982,14492,13019,11724,10448,9343,8256,7307,6377,5517,4791,4074,3057,3246,3441,3639,3839,4046,4266,4487,4712,4945,5181,5424,5674,5930,6189,6453,6720,6993,7271,"NESCOTTSBLUFF",1709,1689,1490,1473,1295,1276,1105,1087,949,876,860,726,717,94320,160410,37740,75220,87230,"NESCOTTSBLUFF",3955.68,null,true,true]
["NHCONCORD",35.6,410,16.8903,3.3660000000000001,0.34699999999999998,1.526,36,4335,719,21.9,8001,1.160528,0.45600000000000002,1.1779999999999999,6280,5562,"CONCORD","NH",10239,8920,7849,6787,5914,5054,4335,3626,3066,2512,2022,1640,1261,4004,4209,4417,4629,4847,5073,5304,5540,5780,6026,6280,6539,6804,7079,7364,7664,7968,8277,8591,"NHCONCORD",1333,1319,1071,1062,873,860,719,709,560,495,490,382,379,50810,89930,24790,41610,51060,"NHCONCORD",344.4,null,true,true]
["NJATLANTIC_CITY",31.6,1152,6.8361970000000003,5.0529999999999999,0.32700000000000001,1.5760000000000001,222,7208,1179,21.1,5205,1.1250990000000001,0.41699999999999998,1.3169999999999999,4058,4745,"ATLANTIC_CITY","NJ",17179,15054,13179,11383,9859,8387,7208,6088,5192,4349,3614,3028,2474,2157,2321,2489,2665,2847,3032,3227,3426,3629,3841,4058,4282,4513,4752,5001,5254,5517,5786,6059,"NJATLANTIC_CITY",2176,2125,1875,1796,1524,1472,1179,1120,896,766,735,586,554,64620,118420,32300,52080,65030,"NJATLANTIC_CITY",65.599999999999994,null,true,true]
["NJNEWARK",32.1,1005,5.712491,4.17,0.32800000000000001,1.5760000000000001,235,7726,1290,20.9,5358,1.165098,0.41399999999999998,1.331,3998,4751,"NEWARK","NJ",18465,16162,14210,12260,10637,9016,7726,6438,5427,4416,3531,2860,2192,2147,2305,2469,2637,2814,2999,3189,3384,3584,3789,3998,4210,4428,4648,4876,5114,5361,5615,5874,"NJNEWARK",2308,2303,1952,1950,1623,1621,1290,1288,1011,889,885,671,668,65770,118760,33710,55670,64830,"NJNEWARK",29.52,null,true,true]
["NMALBUQUERQUE",30.1,526,2.6103610000000002,1.284,0.34,1.5409999999999999,253,12340,1595,22.3,4265,1.1948209999999999,0.434,1.2569999999999999,3321,4269,"ALBUQUERQUE","NM",24253,21822,19705,17608,15760,13935,12340,10775,9425,8103,6900,5893,4905,1554,1707,1866,2033,2204,2379,2562,2747,2935,3125,3321,3519,3724,3932,4142,4356,4576,4809,5050,"NMALBUQUERQUE",2459,2431,2117,2097,1848,1825,1595,1565,1350,1235,1203,1007,988,138180,242060,52760,87940,121550,"NMALBUQUERQUE",5310.32,null,true,true]
["NMTUCUMCARI",29.5,816,2.5755949999999999,1.5840000000000001,0.34399999999999997,1.5309999999999999,389,15183,1771,21.9,3926,1.224059,0.42199999999999999,1.2989999999999999,2923,4059,"TUCUMCARI","NM",28209,25595,23253,20982,18940,16954,15183,13467,11954,10486,9154,7987,6865,1291,1421,1562,1710,1862,2020,2189,2361,2542,2730,2923,3118,3324,3532,3742,3962,4187,4417,4649,"NMTUCUMCARI",2684,2614,2342,2271,2042,1986,1771,1716,1513,1386,1332,1167,1122,125410,223710,50770,82420,117890,"NMTUCUMCARI",4037.68,null,true,true]
["NVELKO",33.799999999999997,283,56.911099999999998,1.268,0.36099999999999999,1.4830000000000001,7,7542,954,22.7,7369,1.1962459999999999,0.46200000000000002,1.1539999999999999,5818,5722,"ELKO","NV",14454,13085,11859,10651,9561,8496,7542,6616,5806,5027,4318,3710,3138,3410,3616,3833,4060,4294,4533,4778,5028,5286,5551,5818,6089,6367,6649,6935,7235,7542,7858,8180,"NVELKO",1407,1369,1226,1208,1090,1065,954,926,810,738,709,608,572,92640,150210,33970,64550,82730,"NVELKO",5074.16,null,true,true]
["NVELY",27.8,187,216.97110000000001,1.222,0.317,1.601,1,4261,678,20.6,9092,1.1939949999999999,0.434,1.2589999999999999,6533,6137,"ELY","NV",9520,8444,7476,6544,5730,4939,4261,3605,3046,2508,2028,1633,1252,3954,4187,4426,4671,4920,5174,5434,5696,5968,6248,6533,6821,7116,7419,7727,8048,8376,8713,9054,"NVELY",1111,1076,968,932,814,791,678,656,559,504,480,395,381,70800,114270,26170,43360,61170,"NVELY",6251.68,null,true,true]
["NVLAS_VEGAS",27.2,2017,1.422847,1.2789999999999999,0.37,1.458,1609,42955,3226,25.2,1725,1.2580819999999999,0.435,1.2569999999999999,1441,2934,"LAS_VEGAS","NV",64597,60607,56853,53128,49640,46181,42955,39767,36797,33850,31019,28411,25829,318,388,468,555,656,764,887,1018,1152,1294,1441,1596,1756,1924,2103,2286,2472,2661,2855,"NVLAS_VEGAS",4034,3990,3754,3725,3488,3459,3226,3188,2970,2857,2831,2608,2582,169680,296270,62930,124060,165020,"NVLAS_VEGAS",2177.92,null,true,true]
["NVRENO",30.1,370,28.946490000000001,1.24,0.34499999999999997,1.5249999999999999,16,8961,1115,23.6,5407,1.2106440000000001,0.45700000000000002,1.167,4387,5331,"RENO","NV",16961,15399,13982,12596,11317,10076,8961,7880,6929,6020,5191,4465,3774,2117,2314,2516,2727,2943,3166,3400,3638,3881,4132,4387,4649,4915,5191,5471,5760,6056,6358,6666,"NVRENO",1604,1562,1417,1386,1279,1241,1115,1081,951,870,829,726,691,103510,173340,37430,71870,96100,"NVRENO",4398.4799999999996,null,true,true]
["NVTONOPAH",28.6,454,5.3567799999999997,1.2310000000000001,0.33500000000000002,1.552,101,10550,1337,21.2,5603,1.1936979999999999,0.42499999999999999,1.2869999999999999,4142,4865,"TONOPAH","NV",20236,18327,16591,14891,13371,11887,10550,9250,8118,7022,6021,5171,4350,2142,2316,2497,2682,2870,3065,3267,3480,3697,3917,4142,4371,4606,4848,5100,5364,5637,5916,6202,"NVTONOPAH",1951,1909,1736,1700,1520,1484,1337,1300,1132,1032,1001,850,821,115970,193190,41220,74230,105250,"NVTONOPAH",5421.84,null,true,true]
["NVWINNEMUCCA",29.9,494,6.5535079999999999,1.25,0.35699999999999998,1.4970000000000001,94,11830,1200,22.3,6391,1.178423,0.44500000000000001,1.2190000000000001,5047,5494,"WINNEMUCCA","NV",20326,18674,17164,15686,14338,13030,11830,10666,9614,8595,7647,6792,5970,2710,2910,3117,3332,3558,3793,4034,4278,4530,4786,5047,5314,5587,5865,6145,6428,6713,7005,7302,"NVWINNEMUCCA",1682,1652,1510,1478,1348,1308,1200,1164,1052,985,948,855,822,99770,164770,36840,73250,92960,"NVWINNEMUCCA",4339.4399999999996,null,true,true]
["NYALBANY",33.6,568,13.00999,4.1660000000000004,0.33500000000000002,1.556,61,4572,810,20.6,7663,1.1359950000000001,0.43099999999999999,1.2669999999999999,5792,5433,"ALBANY","NY",11499,9934,8664,7408,6385,5382,4572,3782,3158,2547,2010,1611,1225,3574,3774,3977,4183,4397,4618,4844,5075,5311,5551,5792,6033,6284,6540,6805,7079,7357,7644,7942,"NYALBANY",1587,1565,1270,1256,1023,1003,810,790,624,547,537,399,386,55750,99000,28410,45920,55570,"NYALBANY",291.92,null,true,true]
["NYBINGHAMTON",34.299999999999997,260,61.786189999999998,6.4290000000000003,0.311,1.617,6,1384,377,20.3,8364,1.1619109999999999,0.42499999999999999,1.2949999999999999,6099,5850,"BINGHAMTON","NY",5250,4288,3536,2815,2278,1761,1384,1027,776,553,368,252,146,3791,3994,4201,4410,4626,4848,5083,5326,5577,5836,6099,6370,6650,6940,7237,7537,7842,8152,8473,"NYBINGHAMTON",1014,962,752,721,537,517,377,357,251,194,185,116,106,25500,44830,13210,20550,25380,"NYBINGHAMTON",1636.72,null,true,true]
["NYBUFFALO",27.9,505,15.46677,4.4429999999999996,0.30199999999999999,1.639,38,3175,690,19.399999999999999,7639,1.1485449999999999,0.40899999999999997,1.3420000000000001,5386,5343,"BUFFALO","NY",9670,8140,6915,5714,4779,3865,3175,2496,2008,1528,1131,864,609,3268,3455,3648,3846,4044,4247,4467,4689,4916,5149,5386,5630,5881,6148,6422,6704,6991,7285,7584,"NYBUFFALO",1556,1530,1225,1201,935,914,690,679,488,406,397,267,255,42320,75910,21040,33660,43260,"NYBUFFALO",705.2,null,true,true]
["NYMASSENA",35.200000000000003,422,21.301020000000001,5.024,0.33100000000000002,1.5669999999999999,29,2951,588,20.6,9575,1.165008,0.441,1.2330000000000001,7052,5887,"MASSENA","NY",8434,7156,6122,5110,4311,3539,2951,2377,1952,1538,1185,930,686,4670,4887,5107,5331,5560,5796,6036,6281,6533,6790,7052,7321,7601,7887,8178,8476,8779,9091,9410,"NYMASSENA",1307,1278,1034,1012,799,772,588,574,425,370,353,255,244,41700,70890,20220,33710,41650,"NYMASSENA",206.64,null,true,true]
["NYNEW_YORK_CITY",29.5,976,5.6342049999999997,4.625,0.308,1.6259999999999999,213,6228,1272,20.2,5433,1.16682,0.40200000000000002,1.37,3928,4844,"NEW_YORK_CITY","NY",16797,14574,12576,10678,9046,7500,6228,5032,4077,3206,2497,1964,1486,2097,2251,2413,2577,2751,2930,3118,3310,3509,3715,3928,4149,4375,4605,4840,5083,5331,5585,5851,"NYNEW_YORK_CITY",2311,2223,1998,1898,1632,1546,1272,1196,955,784,709,533,478,62370,114570,32750,50130,61260,"NYNEW_YORK_CITY",186.96,null,true,true]
["NYROCHESTER",32.5,611,9.4175260000000005,4.1719999999999997,0.32800000000000001,1.5740000000000001,88,4768,859,20.3,7468,1.1613979999999999,0.42199999999999999,1.302,5435,5361,"ROCHESTER","NY",12032,10437,9104,7797,6705,5627,4768,3934,3283,2653,2108,1706,1312,3311,3498,3687,3883,4084,4290,4508,4732,4962,5197,5435,5679,5928,6186,6452,6724,6999,7282,7569,"NYROCHESTER",1628,1595,1333,1307,1092,1078,859,834,651,566,545,402,394,54860,94870,26930,44770,55130,"NYROCHESTER",554.32000000000005,null,true,true]
["NYSYRACUSE",34.4,523,9.0457909999999995,4.6719999999999997,0.33600000000000002,1.552,83,3857,700,20.8,7596,1.161743,0.43,1.2749999999999999,5661,5547,"SYRACUSE","NY",10259,8810,7595,6410,5472,4557,3857,3172,2647,2136,1702,1380,1072,3444,3645,3851,4059,4272,4488,4713,4943,5174,5412,5661,5920,6188,6460,6741,7030,7328,7630,7939,"NYSYRACUSE",1474,1449,1215,1185,938,915,700,685,525,445,434,322,308,42960,75550,21310,34890,43490,"NYSYRACUSE",406.72,null,true,true]
["OHAKRON",33.299999999999997,584,13.73424,4.851,0.32200000000000001,1.59,59,4009,829,21,6648,1.174261,0.42799999999999999,1.282,4959,5115,"AKRON","OH",11395,9742,8341,6992,5898,4838,4009,3208,2596,2001,1510,1152,816,2931,3105,3282,3467,3661,3861,4069,4283,4503,4727,4959,5192,5428,5673,5927,6196,6468,6748,7031,"OHAKRON",1710,1653,1401,1349,1094,1060,829,801,612,521,491,358,336,53380,95060,27060,42020,52470,"OHAKRON",1236.56,null,true,true]
["OHCLEVELAND",30.9,654,14.7782,4.2300000000000004,0.318,1.6,57,4779,900,20.6,6497,1.1484179999999999,0.42,1.3069999999999999,4861,5109,"CLEVELAND","OH",12629,10839,9400,7968,6821,5679,4779,3880,3204,2529,1945,1536,1128,2817,2996,3182,3374,3571,3770,3977,4187,4406,4632,4861,5096,5337,5584,5834,6100,6373,6654,6939,"OHCLEVELAND",1799,1790,1439,1432,1147,1142,900,899,676,589,584,409,408,56530,103400,28690,46750,57850,"OHCLEVELAND",803.6,null,true,true]
["OHCOLUMBUS",34.299999999999997,762,12.22071,4.4969999999999999,0.33300000000000002,1.5629999999999999,89,5805,1078,21.8,5649,1.173103,0.436,1.252,4382,4723,"COLUMBUS","OH",15101,13053,11310,9602,8223,6883,5805,4764,3934,3125,2441,1904,1385,2477,2640,2808,2984,3164,3349,3544,3745,3952,4163,4382,4605,4832,5064,5307,5560,5818,6084,6354,"OHCOLUMBUS",2097,2048,1743,1708,1379,1340,1078,1041,830,716,684,537,519,66110,116650,33190,51100,63700,"OHCOLUMBUS",833.12,null,true,true]
["OHDAYTON",34,666,9.6305440000000004,4.5860000000000003,0.33,1.5680000000000001,98,4939,946,20.5,6419,1.166199,0.42099999999999999,1.3029999999999999,4704,4877,"DAYTON","OH",13426,11521,9932,8375,7121,5885,4939,4011,3300,2607,2019,1583,1157,2768,2935,3106,3284,3467,3655,3852,4056,4265,4481,4704,4937,5172,5416,5664,5924,6190,6464,6747,"OHDAYTON",1918,1905,1589,1557,1254,1236,946,928,711,605,588,436,426,58350,104660,28890,44100,58050,"OHDAYTON",1003.68,null,true,true]
["OHMANSFIELD",33.299999999999997,671,10.819330000000001,4.74,0.32100000000000001,1.5920000000000001,86,4711,1012,19.8,6991,1.145553,0.41399999999999998,1.33,5030,4974,"MANSFIELD","OH",13366,11449,9824,8269,6970,5723,4711,3740,2983,2274,1694,1284,903,3031,3207,3388,3573,3763,3961,4167,4374,4586,4806,5030,5256,5488,5730,5983,6243,6512,6788,7067,"OHMANSFIELD",1977,1917,1625,1555,1299,1247,1012,971,757,620,580,410,381,61900,110080,31030,48940,61060,"OHMANSFIELD",1295.5999999999999,null,true,true]
["OHTOLEDO",34.1,652,14.70196,4.0449999999999999,0.33800000000000002,1.5489999999999999,63,5495,943,20.399999999999999,7448,1.1507579999999999,0.42599999999999999,1.288,5493,5211,"TOLEDO","OH",13283,11592,10177,8782,7601,6438,5495,4583,3857,3147,2527,2027,1537,3388,3574,3765,3965,4170,4380,4599,4818,5039,5264,5493,5731,5976,6225,6481,6747,7022,7301,7586,"OHTOLEDO",1716,1691,1415,1395,1181,1163,943,912,726,638,620,500,490,62030,110530,30360,50210,62000,"OHTOLEDO",692.08,null,true,true]
["OHYOUNGSTOWN",33.5,504,44.007370000000002,4.9569999999999999,0.32,1.595,16,3409,765,20.3,7491,1.1673519999999999,0.42199999999999999,1.3029999999999999,5421,5261,"YOUNGSTOWN","OH",9912,8443,7240,6078,5109,4174,3409,2662,2090,1540,1090,786,503,3326,3511,3702,3900,4101,4305,4515,4733,4957,5185,5421,5662,5909,6159,6418,6690,6966,7248,7540,"OHYOUNGSTOWN",1517,1469,1203,1162,969,935,765,747,572,490,450,304,283,54640,96160,28290,43760,53780,"OHYOUNGSTOWN",1184.08,null,true,true]
["OKOKLAHOMA_CITY",25.9,2635,4.2860690000000004,3.657,0.32500000000000001,1.5840000000000001,663,18651,2104,20.3,4104,1.2294499999999999,0.40200000000000002,1.3640000000000001,2820,3739,"OKLAHOMA_CITY","OK",34152,31060,28262,25533,23116,20755,18651,16617,14834,13128,11560,10168,8816,1356,1473,1598,1730,1866,2008,2157,2311,2470,2642,2820,3004,3193,3390,3591,3799,4014,4238,4467,"OKOKLAHOMA_CITY",3181,3092,2798,2729,2417,2361,2104,2034,1783,1635,1568,1392,1352,103790,192580,46520,76880,108750,"OKOKLAHOMA_CITY",1302.1600000000001,null,true,true]
["OKTULSA",26.9,3152,4.8161759999999996,4.2149999999999999,0.33100000000000002,1.5669999999999999,734,20127,2311,21.7,3812,1.216461,0.42,1.3069999999999999,2838,3722,"TULSA","OK",36803,33593,30610,27678,25021,22438,20127,17876,15889,13973,12235,10705,9234,1392,1505,1627,1753,1886,2026,2177,2332,2496,2664,2838,3018,3204,3397,3597,3809,4024,4242,4468,"OKTULSA",3277,3210,2983,2932,2657,2583,2311,2251,1987,1820,1738,1530,1471,106300,195250,49700,81040,110240,"OKTULSA",675.68,null,true,true]
["ORASTORIA",33.4,19,0,3.6059999999999999,0.308,1.62,0,178,51,24.1,4015,1.125834,0.42,1.304,3585,6733,"ASTORIA","OR",747,590,483,378,302,229,178,129,99,69,46,31,16,1164,1349,1545,1751,1968,2195,2441,2704,2984,3278,3585,3905,4237,4580,4931,5285,5643,6004,6367,"ORASTORIA",178,157,107,105,76,73,51,49,30,23,23,15,15,2410,4160,1160,3550,2770,"ORASTORIA",22.96,null,true,true]
["ORBURNS",34.299999999999997,151,16.639530000000001,1.2729999999999999,0.34,1.5429999999999999,13,4078,679,22.7,6907,1.1670769999999999,0.45300000000000001,1.19,5595,6026,"BURNS","OR",9379,8278,7306,6366,5543,4757,4078,3432,2888,2369,1920,1554,1209,3162,3375,3592,3815,4047,4288,4534,4788,5051,5321,5595,5876,6165,6459,6757,7061,7373,7689,8010,"ORBURNS",1154,1101,972,940,823,786,679,646,544,476,449,366,345,60760,98630,22400,47680,57200,"ORBURNS",4168.88,null,true,true]
["OREUGENE",32.299999999999997,178,29.989879999999999,1.597,0.33200000000000002,1.5669999999999999,8,3605,592,24.9,3679,1.1871910000000001,0.439,1.2410000000000001,3213,5511,"EUGENE","OR",8335,7333,6463,5628,4894,4197,3605,3038,2562,2117,1717,1393,1090,1130,1296,1474,1660,1853,2058,2269,2488,2722,2962,3213,3475,3745,4026,4316,4623,4939,5262,5592,"OREUGENE",1057,1002,870,835,734,697,592,567,476,426,400,324,303,48610,88760,22290,45700,54980,"OREUGENE",357.52,null,true,true]
["ORMEDFORD",34.1,397,4.1203459999999996,1.319,0.38100000000000001,1.427,137,10271,1050,25.7,4017,1.2066049999999999,0.46899999999999997,1.1279999999999999,3558,5112,"MEDFORD","OR",17974,16437,15052,13698,12500,11321,10271,9242,8332,7450,6640,5922,5224,1535,1707,1882,2068,2258,2457,2666,2881,3102,3328,3558,3798,4041,4292,4553,4825,5103,5390,5685,"ORMEDFORD",1573,1537,1385,1354,1198,1179,1050,1029,910,831,810,718,698,92380,160920,36430,75960,93600,"ORMEDFORD",1298.8800000000001,null,true,true]
["ORNORTH_BEND",36.5,1,0,1.8740000000000001,0.27500000000000002,1.7010000000000001,0,10,9,24.6,3204,1.147734,0.41299999999999998,1.327,2866,6840,"NORTH_BEND","OR",169,115,80,49,32,19,10,4,2,1,0,0,0,581,720,876,1047,1242,1458,1700,1967,2251,2552,2866,3197,3542,3897,4257,4621,4985,5350,5715,"ORNORTH_BEND",70,54,35,31,17,13,9,6,2,1,1,0,0,0,0,0,0,0,"ORNORTH_BEND",16.399999999999999,null,true,true]
["ORPENDLETON",32,350,3.6163780000000001,1.2809999999999999,0.35699999999999998,1.4950000000000001,129,8738,1046,22.7,4901,1.143915,0.435,1.2529999999999999,4049,5208,"PENDLETON","OR",16660,15054,13623,12222,10992,9784,8738,7716,6834,5972,5182,4500,3834,1971,2151,2336,2525,2726,2930,3145,3365,3590,3818,4049,4288,4533,4781,5037,5307,5582,5864,6154,"ORPENDLETON",1645,1606,1431,1401,1230,1208,1046,1022,882,808,790,682,666,80150,131220,31930,69670,79170,"ORPENDLETON",1495.68,null,true,true]
["ORPORTLAND",34.799999999999997,129,23.32357,1.6020000000000001,0.33900000000000002,1.5449999999999999,8,2795,489,23.8,3687,1.1756709999999999,0.42499999999999999,1.2849999999999999,3111,5404,"PORTLAND","OR",7311,6264,5404,4567,3916,3284,2795,2324,1967,1625,1321,1089,864,1057,1222,1393,1576,1770,1967,2177,2396,2628,2868,3111,3362,3621,3887,4165,4456,4765,5084,5409,"ORPORTLAND",1072,1047,860,837,651,632,489,471,357,313,304,232,225,32990,62550,16810,34250,39040,"ORPORTLAND",39.36,null,true,true]
["ORREDMOND",30.5,198,125.5162,1.2390000000000001,0.33200000000000002,1.5640000000000001,2,4864,708,22.7,6405,1.163753,0.442,1.23,5207,6117,"REDMOND","OR",10193,9089,8117,7182,6362,5572,4864,4184,3608,3052,2561,2143,1741,2664,2877,3098,3331,3576,3826,4088,4360,4638,4920,5207,5502,5802,6107,6417,6733,7052,7381,7714,"ORREDMOND",1129,1104,972,935,820,790,708,680,576,513,491,418,402,67620,110340,26270,52360,64000,"ORREDMOND",3083.2,null,true,true]
["ORSALEM",34.799999999999997,162,117.4541,1.5860000000000001,0.34699999999999998,1.526,2,3554,555,24.4,4004,1.158998,0.437,1.2450000000000001,3515,5740,"SALEM","OR",8100,7115,6279,5469,4779,4109,3554,3013,2572,2148,1777,1494,1223,1327,1498,1681,1875,2080,2294,2518,2754,3001,3252,3515,3782,4055,4339,4638,4953,5276,5605,5941,"ORSALEM",1014,985,836,810,690,670,555,541,441,384,371,283,271,45310,80950,21330,44330,50020,"ORSALEM",200.08,null,true,true]
["PAALLENTOWN",33.4,659,15.559200000000001,4.343,0.32900000000000001,1.5740000000000001,59,5073,956,20.5,6298,1.1537999999999999,0.42099999999999999,1.3,4655,4857,"ALLENTOWN","PA",13444,11561,10006,8482,7246,6029,5073,4139,3385,2650,2002,1521,1061,2704,2883,3065,3249,3435,3627,3820,4019,4226,4439,4655,4881,5110,5345,5590,5844,6103,6368,6643,"PAALLENTOWN",1918,1883,1555,1524,1236,1217,956,934,754,666,648,481,460,61280,111930,31700,51280,60880,"PAALLENTOWN",383.76,null,true,true]
["PABRADFORD",36.5,141,71.204250000000002,6.5140000000000002,0.30199999999999999,1.641,3,787,291,21.2,9068,1.187408,0.442,1.2330000000000001,6747,6090,"BRADFORD","PA",4025,3172,2538,1933,1492,1078,787,517,355,202,100,55,16,4297,4512,4731,4955,5182,5417,5664,5926,6196,6469,6747,7033,7325,7625,7931,8251,8577,8912,9253,"PABRADFORD",899,853,634,605,441,414,291,270,162,120,102,45,39,17920,32320,9410,14420,18310,"PABRADFORD",1968,null,true,true]
["PAERIE",30.1,506,14.094049999999999,6.6440000000000001,0.29699999999999999,1.651,45,2291,617,19.5,7801,1.1635709999999999,0.40899999999999997,1.3440000000000001,5434,5416,"ERIE","PA",8673,7174,5923,4717,3800,2908,2291,1704,1308,931,641,472,307,3314,3502,3693,3888,4088,4293,4508,4731,4959,5194,5434,5682,5941,6206,6475,6753,7035,7323,7620,"PAERIE",1532,1499,1251,1206,917,892,617,587,396,309,290,169,165,33450,61230,16590,28070,34850,"PAERIE",738,null,true,true]
["PAHARRISBURG",37.299999999999997,935,6.4229810000000001,4.2519999999999998,0.35499999999999998,1.502,226,8193,1339,22.4,5376,1.164185,0.44,1.2370000000000001,4304,4877,"HARRISBURG","PA",18586,16402,14514,12686,11085,9532,8193,6908,5831,4814,3918,3209,2535,2363,2533,2708,2887,3069,3260,3457,3662,3874,4087,4304,4526,4752,4983,5223,5470,5724,5983,6245,"PAHARRISBURG",2230,2184,1888,1828,1601,1553,1339,1285,1077,944,896,709,674,71680,129610,36720,58410,71560,"PAHARRISBURG",347.68,null,true,true]
["PAPHILADELPHIA",33.9,1084,7.3939630000000003,4.92,0.33400000000000002,1.5620000000000001,207,7466,1295,21,5343,1.148563,0.42099999999999999,1.3049999999999999,4073,4617,"PHILADELPHIA","PA",18442,16080,14046,12012,10386,8761,7466,6174,5196,4218,3373,2735,2099,2216,2385,2559,2735,2914,3096,3284,3474,3668,3867,4073,4285,4500,4721,4946,5180,5419,5668,5922,"PAPHILADELPHIA",2363,2362,2034,2034,1626,1625,1295,1292,978,845,845,638,636,69580,127090,34890,58360,69290,"PAPHILADELPHIA",29.52,null,true,true]
["PAPITTSBURGH",33.1,655,12.19272,4.0730000000000004,0.33,1.5680000000000001,74,5317,950,21.3,6194,1.1543870000000001,0.42899999999999999,1.2769999999999999,4752,5011,"PITTSBURGH","PA",13470,11673,10178,8686,7474,6267,5317,4369,3627,2889,2240,1757,1274,2732,2906,3084,3269,3461,3659,3865,4079,4299,4523,4752,4986,5225,5471,5727,5992,6265,6541,6822,"PAPITTSBURGH",1805,1797,1495,1492,1212,1207,950,948,742,650,649,483,483,62300,111610,32760,49880,61640,"PAPITTSBURGH",1223.44,null,true,true]
["PAWILKES-BARRE",34.4,540,8.6025050000000007,4.7320000000000002,0.33300000000000002,1.56,90,3927,722,21.8,6920,1.1635930000000001,0.443,1.2290000000000001,5394,5303,"WILKES-BARRE","PA",10433,8954,7732,6552,5579,4649,3927,3234,2674,2147,1707,1372,1052,3266,3458,3654,3857,4061,4268,4480,4697,4924,5156,5394,5638,5887,6142,6405,6684,6969,7261,7560,"PAWILKES-BARRE",1530,1479,1222,1180,973,930,722,693,560,467,440,335,320,43480,79940,22560,35860,43820,"PAWILKES-BARRE",947.92,null,true,true]
["PAWILLIAMSPORT",35.799999999999997,670,14.90057,4.6660000000000004,0.34200000000000003,1.534,67,5135,919,21.6,6331,1.1743129999999999,0.438,1.244,4857,5017,"WILLIAMSPORT","PA",12813,11123,9712,8323,7177,6054,5135,4231,3521,2826,2225,1778,1340,2840,3021,3205,3392,3585,3785,3991,4202,4416,4634,4857,5087,5326,5567,5817,6081,6351,6630,6912,"PAWILLIAMSPORT",1724,1690,1411,1389,1146,1123,919,904,710,617,601,447,438,58620,112300,31520,50520,61860,"PAWILLIAMSPORT",797.04,null,true,true]
["PIGUAM",33.700000000000003,12285,9.0161029999999993,10.662000000000001,0.32300000000000001,1.5880000000000001,1915,38865,8133,0,0,0,0,0,0,0,"GUAM","PI",89934,81256,72603,63978,55435,46998,38865,31122,24331,18275,13399,9740,6551,0,0,0,0,0,0,0,0,0,0,0,0,0,0,0,0,0,0,0,"PIGUAM",8685,8678,8653,8625,8543,8437,8133,7743,6791,5637,4876,3659,3189,226880,414540,126330,189860,218320,"PIGUAM",360.8,null,true,true]
["PRSAN_JUAN",34.6,9722,6.7763770000000001,7.7569999999999997,0.33800000000000002,1.548,2066,43318,7626,0,0,0,0,0,0,0,"SAN_JUAN","PR",93448,84714,76068,67460,59159,50944,43318,35890,29516,23446,18269,14292,10590,0,0,0,0,0,0,0,0,0,0,0,0,0,0,0,0,0,0,0,"PRSAN_JUAN",8740,8734,8646,8608,8301,8215,7626,7428,6374,5534,5177,3977,3702,237330,442700,117890,211920,226640,"PRSAN_JUAN",62.32,null,true,true]
["RIPROVIDENCE",30.3,702,9.6229030000000009,4.9000000000000004,0.313,1.6140000000000001,92,4336,840,20.6,6303,1.1583619999999999,0.41299999999999998,1.33,4664,5318,"PROVIDENCE","RI",11804,10142,8754,7384,6271,5176,4336,3517,2918,2337,1831,1450,1078,2572,2749,2933,3130,3331,3535,3752,3971,4198,4429,4664,4907,5159,5417,5690,5967,6249,6541,6837,"RIPROVIDENCE",1688,1662,1388,1370,1113,1095,840,819,599,521,506,381,372,47310,86200,23960,40240,47710,"RIPROVIDENCE",62.32,null,true,true]
["SCCHARLESTON",33.299999999999997,2642,6.1709269999999998,5.82,0.34,1.544,595,15140,2338,23.8,1813,1.235805,0.42499999999999999,1.29,1454,2577,"CHARLESTON","SC",34115,30159,26700,23255,20361,17478,15140,12819,11005,9198,7596,6337,5079,469,537,612,693,780,873,972,1082,1198,1323,1454,1590,1731,1878,2034,2203,2377,2556,2741,"SCCHARLESTON",3965,3956,3459,3445,2894,2883,2338,2321,1814,1606,1602,1259,1258,120870,219770,59090,92540,113960,"SCCHARLESTON",39.36,null,true,true]
["SCCOLUMBIA",35.799999999999997,2130,5.3501409999999998,4.4009999999999998,0.37,1.4610000000000001,594,17329,2227,24.8,2344,1.2649589999999999,0.45,1.2,1914,3008,"COLUMBIA","SC",35211,31548,28299,25075,22304,19556,17329,15118,13300,11493,9844,8493,7151,694,778,873,978,1091,1210,1340,1474,1615,1761,1914,2069,2230,2398,2573,2759,2953,3152,3359,"SCCOLUMBIA",3698,3663,3249,3224,2771,2748,2227,2211,1818,1660,1649,1351,1342,112730,211020,55520,90180,111200,"SCCOLUMBIA",226.32,null,true,true]
["SCGREENVILLE",40.5,1332,5.8831090000000001,4.8419999999999996,0.378,1.4370000000000001,382,11140,1712,24.9,2804,1.2101010000000001,0.44900000000000001,1.208,2407,3654,"GREENVILLE","SC",25175,22176,19578,17081,14923,12852,11140,9515,8137,6812,5647,4674,3739,1012,1119,1234,1352,1478,1612,1754,1900,2059,2228,2407,2596,2790,2988,3188,3400,3615,3836,4063,"SCGREENVILLE",3083,2999,2598,2497,2158,2071,1712,1625,1378,1228,1165,973,935,97050,179920,46680,74800,95330,"SCGREENVILLE",970.88,null,true,true]
["SDHURON",28.2,734,13.27393,3.3849999999999998,0.32,1.5940000000000001,65,6118,937,18.899999999999999,10297,1.1704909999999999,0.42699999999999999,1.284,6916,5308,"HURON","SD",13408,11886,10549,9251,8136,7055,6118,5206,4453,3732,3096,2594,2108,4756,4952,5152,5352,5557,5774,5997,6220,6447,6677,6916,7164,7419,7687,7959,8239,8527,8816,9111,"SDHURON",1567,1522,1337,1298,1115,1081,937,912,753,663,636,502,486,69970,120750,30820,61330,71510,"SDHURON",1289.04,null,true,true]
["SDPIERRE",25.6,837,4.3366379999999998,2.1970000000000001,0.32100000000000001,1.591,206,9758,1155,19,8951,1.1939390000000001,0.41599999999999998,1.3180000000000001,5936,5338,"PIERRE","SD",18426,16661,15089,13569,12223,10913,9758,8641,7668,6723,5875,5174,4500,3816,4009,4202,4397,4598,4804,5020,5239,5462,5695,5936,6183,6435,6691,6950,7220,7495,7773,8055,"SDPIERRE",1807,1765,1572,1520,1346,1310,1155,1117,973,876,848,701,674,82720,141620,34910,69940,82980,"SDPIERRE",1725.28,null,true,true]
["SDRAPID_CITY",26.1,350,4.8190799999999996,1.569,0.317,1.603,79,5822,795,18.600000000000001,9044,1.182053,0.40600000000000003,1.3440000000000001,5939,5647,"RAPID_CITY","SD",12116,10812,9654,8537,7560,6617,5822,5065,4408,3772,3198,2729,2279,3640,3838,4047,4259,4476,4700,4935,5177,5427,5682,5939,6198,6463,6740,7023,7314,7612,7914,8222,"SDRAPID_CITY",1365,1304,1158,1117,977,943,795,757,657,592,574,469,450,62570,102860,24610,52110,59720,"SDRAPID_CITY",3168.48,null,true,true]
["SDSIOUX_FALLS",26.3,1027,4.9070900000000002,2.98,0.32400000000000001,1.5860000000000001,229,9050,1083,18.899999999999999,9592,1.1541300000000001,0.41899999999999998,1.3080000000000001,6529,5372,"SIOUX_FALLS","SD",17332,15641,14143,12671,11389,10133,9050,7986,7076,6188,5373,4694,4029,4347,4547,4751,4956,5164,5378,5596,5819,6051,6289,6529,6781,7039,7303,7573,7849,8130,8415,8705,"SDSIOUX_FALLS",1729,1691,1498,1472,1282,1256,1083,1064,910,837,815,679,665,63900,113550,29250,51050,66270,"SDSIOUX_FALLS",1426.8,null,true,true]
["TNBRISTOL",42.6,679,10.2265,4.4480000000000004,0.38500000000000001,1.4159999999999999,118,6511,1056,24.6,3863,1.2352019999999999,0.45500000000000002,1.1819999999999999,3207,4381,"BRISTOL","TN",15366,13368,11715,10121,8827,7567,6511,5486,4628,3793,3051,2461,1891,1494,1636,1778,1932,2089,2256,2432,2614,2803,3000,3207,3421,3639,3862,4096,4340,4594,4852,5113,"TNBRISTOL",2064,1998,1653,1594,1294,1260,1056,1025,858,763,742,590,570,67270,129990,34930,52190,70750,"TNBRISTOL",1505.52,null,true,true]
["TNCHATTANOOGA",39.5,1538,5.175643,4.3289999999999997,0.38800000000000001,1.4019999999999999,489,14032,1843,24.6,3079,1.21729,0.45600000000000002,1.177,2595,3580,"CHATTANOOGA","TN",28871,25757,23063,20387,18122,15875,14032,12206,10712,9229,7889,6815,5750,1176,1292,1413,1539,1670,1808,1953,2102,2262,2427,2595,2769,2950,3137,3330,3538,3751,3971,4196,"TNCHATTANOOGA",3148,3114,2694,2676,2265,2247,1843,1826,1494,1348,1340,1074,1065,95840,180350,49110,76480,95950,"TNCHATTANOOGA",688.8,null,true,true]
["TNKNOXVILLE",40,1310,7.5499660000000004,5.3810000000000002,0.371,1.4550000000000001,289,9731,1568,23.8,3245,1.1971970000000001,0.44500000000000001,1.2190000000000001,2691,3645,"KNOXVILLE","TN",22823,19940,17502,15142,13190,11299,9731,8218,6956,5749,4678,3788,2929,1245,1366,1492,1623,1758,1897,2044,2199,2357,2522,2691,2870,3055,3249,3451,3660,3876,4099,4329,"TNKNOXVILLE",2965,2883,2438,2360,1952,1891,1568,1513,1262,1118,1071,890,859,87010,165420,45010,70660,89170,"TNKNOXVILLE",980.72,null,{"$f":"(A197=AZ197)","v":true},{"$f":"A197=BS197","v":true}]
["TNMEMPHIS",33.9,2912,5.8044380000000002,5.1219999999999999,0.35599999999999998,1.4990000000000001,708,19255,2551,22.8,2765,1.1792959999999999,0.42299999999999999,1.294,2227,3265,"MEMPHIS","TN",38066,34400,31034,27710,24742,21806,19255,16753,14621,12528,10663,9127,7624,953,1045,1144,1247,1366,1491,1627,1768,1916,2069,2227,2389,2555,2731,2912,3103,3301,3502,3710,"TNMEMPHIS",3705,3666,3366,3324,2968,2936,2551,2502,2132,1910,1865,1536,1503,115470,211840,54210,86560,115490,"TNMEMPHIS",285.36,null,true,true]
["TNNASHVILLE",35,2002,5.5679360000000004,4.3010000000000002,0.36799999999999999,1.4650000000000001,525,16312,2037,22.3,3913,1.17818,0.433,1.2629999999999999,3084,3680,"NASHVILLE","TN",32068,28859,26021,23196,20770,18349,16312,14280,12593,10908,9377,8112,6848,1601,1723,1850,1982,2122,2265,2415,2574,2741,2910,3084,3263,3447,3633,3827,4031,4242,4456,4680,"TNNASHVILLE",3223,3209,2838,2825,2426,2421,2037,2032,1687,1533,1531,1265,1264,104210,191180,51780,85130,102130,"TNNASHVILLE",590.4,null,true,true]
["TXABILENE",26.4,2457,2.9337770000000001,2.6320000000000001,0.33,1.569,921,24641,2717,21.1,2521,1.2201679999999999,0.40699999999999997,1.351,1818,2642,"ABILENE","TX",44353,40526,37010,33559,30425,27358,24641,21991,19675,17429,15400,13644,11933,790,867,951,1043,1142,1244,1349,1459,1574,1692,1818,1954,2100,2253,2417,2589,2771,2964,3163,"TXABILENE",3897,3827,3516,3451,3134,3067,2717,2650,2316,2102,2029,1756,1711,134830,246590,58550,99920,136720,"TXABILENE",1751.52,null,true,true]
["TXAMARILLO",23.5,1027,2.9029880000000001,1.7150000000000001,0.312,1.6160000000000001,346,14058,1648,19,5393,1.194429,0.39700000000000002,1.381,3572,4165,"AMARILLO","TX",26382,23892,21688,19520,17597,15706,14058,12434,11018,9640,8389,7303,6239,1872,2014,2163,2318,2478,2645,2819,2999,3183,3376,3572,3774,3988,4207,4429,4656,4889,5135,5386,"TXAMARILLO",2541,2490,2204,2168,1923,1891,1648,1624,1416,1280,1251,1086,1064,112940,205090,47420,79290,112200,"TXAMARILLO",3601.44,null,true,true]
["TXAUSTIN",32,4205,4.8374259999999998,4.6609999999999996,0.35,1.5169999999999999,1160,28891,3602,22.9,1473,1.262589,0.41699999999999998,1.3140000000000001,1112,1916,"AUSTIN","TX",54659,49793,45269,40750,36616,32493,28891,25312,22332,19383,16719,14560,12422,368,421,479,543,612,684,762,845,932,1019,1112,1208,1305,1404,1513,1632,1757,1893,2035,"TXAUSTIN",4872,4866,4524,4519,4134,4123,3602,3579,2980,2694,2664,2159,2138,145830,288420,71600,127440,162110,"TXAUSTIN",619.91999999999996,null,true,true]
["TXBROWNSVILLE",25.9,8074,6.3374560000000004,6.55,0.312,1.617,1374,31905,4567,23.6,452,1.336684,0.39800000000000002,1.377,333,925,"BROWNSVILLE","TX",63763,57824,52236,46706,41551,36472,31905,27424,23517,19715,16323,13660,11103,40,55,71,88,108,133,164,198,238,282,333,386,447,512,580,657,743,839,942,"TXBROWNSVILLE",6019,5939,5588,5530,5155,5079,4567,4481,3907,3536,3392,2663,2557,162740,310100,81830,129750,167600,"TXBROWNSVILLE",19.68,null,true,true]
["TXCORPUS_CHRISTI",26.8,7741,6.7673750000000004,6.7709999999999999,0.31900000000000001,1.5980000000000001,1276,30608,4136,23.2,617,1.319089,0.39700000000000002,1.379,451,1192,"CORPUS_CHRISTI","TX",59594,54153,49048,44008,39340,34744,30608,26559,23047,19620,16530,14073,11710,68,86,107,130,161,194,233,278,330,387,451,522,599,686,778,882,994,1111,1232,"TXCORPUS_CHRISTI",5521,5441,5105,5040,4668,4596,4136,4049,3512,3191,3090,2457,2363,141240,275750,72130,116200,154750,"TXCORPUS_CHRISTI",42.64,null,true,true]
["TXEL_PASO",32.299999999999997,1193,2.081852,1.5029999999999999,0.36799999999999999,1.462,772,25670,2770,24.2,2061,1.2092449999999999,0.434,1.254,1718,2935,"EL_PASO","TX",45520,41692,38196,34720,31567,28440,25670,22927,20531,18173,16015,14155,12329,507,595,689,789,898,1019,1146,1279,1419,1564,1718,1881,2049,2223,2405,2595,2793,3000,3212,"TXEL_PASO",3839,3828,3496,3476,3153,3127,2770,2743,2396,2193,2158,1860,1826,169210,306370,65630,114040,158700,"TXEL_PASO",3916.32,null,true,true]
["TXFORT_WORTH",29.2,3453,4.3617650000000001,3.9889999999999999,0.34399999999999997,1.5289999999999999,964,25301,2928,23.4,1958,1.2309920000000001,0.41799999999999998,1.3149999999999999,1551,2796,"FORT_WORTH","TX",46624,42523,38707,34946,31556,28229,25301,22417,19925,17484,15264,13400,11580,534,604,680,765,855,953,1059,1171,1291,1417,1551,1688,1833,1982,2133,2295,2468,2651,2840,"TXFORT_WORTH",4166,4101,3816,3761,3390,3327,2928,2884,2492,2269,2220,1864,1820,134930,254850,63200,102850,139960,"TXFORT_WORTH",537.91999999999996,null,true,true]
["TXHOUSTON",33.200000000000003,4523,6.5043879999999996,6.0640000000000001,0.34799999999999998,1.5229999999999999,963,24791,3480,24,1274,1.2524390000000001,0.43,1.272,1018,1793,"HOUSTON","TX",50786,45711,41082,36473,32352,28271,24791,21360,18521,15749,13259,11274,9321,330,375,426,482,544,611,682,758,837,925,1018,1115,1219,1323,1434,1551,1675,1808,1948,"TXHOUSTON",5095,5075,4629,4609,4121,4081,3480,3431,2839,2537,2490,1985,1953,144260,265490,71790,121830,144160,"TXHOUSTON",108.24,null,true,true]
["TXLUBBOCK",26.3,1207,3.1189879999999999,2.105,0.32100000000000001,1.5920000000000001,424,15081,1927,20.8,3582,1.2553909999999999,0.40799999999999997,1.345,2474,3441,"LUBBOCK","TX",30050,26974,24259,21590,19266,17008,15081,13209,11619,10072,8676,7509,6382,1116,1223,1333,1450,1571,1704,1845,1994,2149,2308,2474,2649,2834,3027,3226,3437,3652,3874,4098,"TXLUBBOCK",3151,3076,2715,2669,2324,2258,1927,1872,1590,1440,1396,1167,1127,121500,224990,52210,84140,123480,"TXLUBBOCK",3240.64,null,true,true]
["TXLUFKIN",36.9,3344,5.5690619999999997,5.2960000000000003,0.376,1.4390000000000001,924,23319,2975,24.9,1493,1.2487619999999999,0.442,1.2290000000000001,1243,2175,"LUFKIN","TX",45592,41193,37180,33249,29742,26294,23319,20410,18001,15651,13547,11783,10051,380,442,507,574,648,733,828,927,1028,1133,1243,1360,1485,1614,1749,1897,2049,2211,2382,"TXLUFKIN",4473,4399,4013,3931,3507,3448,2975,2909,2409,2164,2104,1764,1732,136360,259900,67860,112540,141490,"TXLUFKIN",314.88,null,true,true]
["TXMIDLAND",25.6,1654,2.5176240000000001,1.829,0.33,1.57,700,23127,2420,21.8,2632,1.2454339999999999,0.41299999999999998,1.3280000000000001,1922,2966,"MIDLAND","TX",40936,37366,34203,31067,28291,25547,23127,20747,18660,16605,14705,13062,11439,726,814,908,1009,1118,1235,1361,1494,1631,1775,1922,2076,2240,2407,2583,2768,2963,3162,3365,"TXMIDLAND",3603,3570,3163,3136,2776,2744,2420,2380,2087,1924,1900,1643,1623,146420,271010,62790,104660,147760,"TXMIDLAND",2856.88,null,true,true]
["TXPORT_ARTHUR",32.4,4953,6.903594,6.9390000000000001,0.34100000000000003,1.54,968,23112,3376,23.4,1183,1.227708,0.40600000000000003,1.3520000000000001,938,2006,"PORT_ARTHUR","TX",47313,42674,38397,34169,30299,26488,23112,19784,17003,14295,11952,10157,8402,200,246,299,355,413,480,556,640,732,832,938,1050,1167,1289,1416,1553,1697,1849,2005,"TXPORT_ARTHUR",4703,4639,4277,4228,3870,3811,3376,3328,2781,2428,2343,1795,1755,137060,256360,67160,106300,137740,"TXPORT_ARTHUR",22.96,null,true,true]
["TXSAN_ANGELO",27.7,2217,3.2423860000000002,2.6160000000000001,0.33600000000000002,1.554,788,23442,2638,22.2,2519,1.2293909999999999,0.42099999999999999,1.3029999999999999,1894,2726,"SAN_ANGELO","TX",42764,38988,35537,32122,29083,26080,23442,20849,18608,16421,14414,12707,11022,829,909,996,1087,1183,1288,1401,1517,1638,1763,1894,2030,2173,2320,2480,2655,2839,3029,3222,"TXSAN_ANGELO",3826,3776,3451,3415,3039,3003,2638,2593,2241,2052,2007,1707,1685,136090,257540,60770,100860,142860,"TXSAN_ANGELO",1908.96,null,true,true]
["TXSAN_ANTONIO",30.9,4382,5.0430960000000002,4.8109999999999999,0.34,1.5449999999999999,1117,28102,3648,24.2,1329,1.2402329999999999,0.42899999999999999,1.274,1080,1928,"SAN_ANTONIO","TX",53669,48772,44273,39832,35758,31750,28102,24530,21468,18509,15916,13753,11688,306,353,409,474,542,616,702,790,880,977,1080,1187,1302,1419,1544,1678,1818,1966,2120,"TXSAN_ANTONIO",4965,4897,4499,4441,4074,4008,3648,3572,3062,2718,2593,2163,2065,140870,285070,72120,123310,160040,"TXSAN_ANTONIO",793.76,null,true,true]
["TXVICTORIA",30.4,5380,5.8862990000000002,6.1619999999999999,0.33400000000000002,1.5609999999999999,1159,26570,3662,23.3,883,1.3116300000000001,0.40699999999999997,1.347,653,1449,"VICTORIA","TX",52725,47674,43024,38470,34304,30232,26570,23015,20002,17110,14569,12500,10527,147,176,210,250,291,335,386,441,504,576,653,732,818,913,1012,1125,1249,1385,1526,"TXVICTORIA",5182,5051,4650,4554,4166,4072,3662,3555,3013,2654,2541,2069,1973,138470,261740,71630,109950,145820,"TXVICTORIA",104.96,null,true,true]
["TXWACO",27.7,3943,4.317088,4.0469999999999997,0.33500000000000002,1.556,1054,26981,3049,22.7,1827,1.248502,0.41299999999999998,1.331,1382,2405,"WACO","TX",48939,44676,40782,36954,33460,30030,26981,23986,21398,18886,16620,14734,12898,478,539,612,687,765,851,943,1043,1148,1262,1382,1508,1638,1772,1920,2081,2246,2418,2595,"TXWACO",4337,4263,3894,3828,3494,3430,3049,2995,2588,2335,2266,1886,1836,136030,259410,63680,109430,145080,"TXWACO",508.4,null,true,true]
["TXWICHITA_FALLS",23.7,3906,3.6623770000000002,3.3140000000000001,0.32200000000000001,1.59,1052,27900,2735,20.8,3136,1.22285,0.40400000000000003,1.359,2220,3156,"WICHITA_FALLS","TX",47346,43613,40147,36767,33664,30635,27900,25238,22856,20543,18381,16425,14531,999,1093,1193,1295,1403,1522,1652,1784,1925,2071,2220,2374,2537,2703,2877,3059,3250,3448,3654,"TXWICHITA_FALLS",3814,3733,3466,3380,3103,3029,2735,2662,2382,2228,2162,1956,1894,128100,236770,56610,95940,131730,"TXWICHITA_FALLS",1029.92,null,true,true]
["UTCEDAR_CITY",27.1,392,4.5686169999999997,1.2210000000000001,0.32500000000000001,1.577,97,8709,1158,21.9,6078,1.158765,0.44500000000000001,1.2130000000000001,4787,5023,"CEDAR_CITY","UT",17463,15689,14115,12574,11204,9867,8709,7580,6620,5689,4882,4188,3522,2736,2922,3111,3303,3500,3701,3908,4116,4333,4558,4787,5024,5266,5516,5777,6054,6336,6623,6917,"UTCEDAR_CITY",1829,1774,1574,1541,1370,1337,1158,1129,960,855,807,694,666,103680,172190,39300,67440,93830,"UTCEDAR_CITY",5615.36,null,true,true]
["UTSALT_LAKE_CITY",27.9,570,2.2787289999999998,1.236,0.34499999999999997,1.5269999999999999,291,12881,1354,22.4,5510,1.174185,0.441,1.2310000000000001,4374,5127,"SALT_LAKE_CITY","UT",22774,20795,19055,17315,15775,14235,12881,11527,10353,9179,8084,7143,6202,2307,2481,2663,2848,3043,3245,3457,3678,3904,4138,4374,4618,4867,5119,5374,5632,5897,6166,6439,"UTSALT_LAKE_CITY",1981,1979,1740,1740,1540,1540,1354,1354,1174,1095,1095,941,941,96140,167090,37750,69260,92380,"UTSALT_LAKE_CITY",4224.6400000000003,null,true,true]
["VALYNCHBURG",37.799999999999997,902,8.7103249999999992,4.218,0.35799999999999998,1.494,163,8079,1335,23.7,3993,1.167422,0.44900000000000001,1.208,3381,4240,"LYNCHBURG","VA",18918,16584,14600,12651,11015,9414,8079,6772,5700,4652,3738,3010,2301,1687,1825,1970,2122,2286,2455,2633,2814,2998,3188,3381,3578,3787,4002,4222,4448,4683,4924,5172,"VALYNCHBURG",2409,2334,1984,1949,1636,1601,1335,1307,1072,941,914,728,709,81830,151520,39560,62630,81750,"VALYNCHBURG",915.12,null,true,true]
["VANORFOLK",31.2,1974,6.8558079999999997,5.9610000000000003,0.32500000000000001,1.581,374,10323,1733,20.7,3440,1.1747179999999999,0.4,1.373,2529,3586,"NORFOLK","VA",24994,21852,19143,16438,14244,12056,10323,8592,7261,5931,4790,3967,3146,1151,1261,1376,1496,1623,1754,1898,2045,2197,2360,2529,2707,2891,3083,3282,3494,3707,3925,4149,"VANORFOLK",3146,3142,2709,2705,2194,2188,1733,1731,1331,1141,1141,823,821,82640,154370,41280,64050,82330,"VANORFOLK",29.52,null,true,true]
["VARICHMOND",35.1,1482,7.3970979999999997,5.1909999999999998,0.34599999999999997,1.526,293,10020,1595,23.1,3714,1.1707689999999999,0.436,1.2529999999999999,3056,4005,"RICHMOND","VA",23206,20374,17941,15569,13565,11615,10020,8480,7230,6025,4972,4110,3279,1455,1589,1727,1872,2023,2179,2345,2515,2686,2867,3056,3252,3453,3657,3869,4088,4311,4544,4782,"VARICHMOND",2893,2832,2433,2372,2004,1950,1595,1540,1250,1099,1053,862,831,87280,159380,43410,68890,85170,"VARICHMOND",164,null,true,true]
["VAROANOKE",35.200000000000003,979,7.4415760000000004,4.33,0.34300000000000003,1.5369999999999999,193,7961,1344,22.4,4048,1.1916340000000001,0.42899999999999999,1.2749999999999999,3164,4046,"ROANOKE","VA",19095,16689,14645,12649,10956,9305,7961,6645,5596,4582,3705,3012,2349,1563,1695,1832,1972,2115,2269,2434,2608,2787,2972,3164,3360,3562,3770,3984,4215,4457,4704,4958,"VAROANOKE",2457,2406,2044,1996,1693,1651,1344,1316,1049,905,877,693,663,80240,146000,39570,63940,78580,"VAROANOKE",1174.24,null,true,true]
["VASTERLING",34.799999999999997,1110,8.0082409999999999,4.3659999999999997,0.35199999999999998,1.51,201,8849,1305,22.3,5081,1.1580950000000001,0.439,1.2410000000000001,4070,4616,"STERLING","VA",19561,17267,15313,13365,11758,10154,8849,7544,6500,5457,4521,3792,3063,2190,2356,2527,2701,2880,3061,3249,3445,3649,3857,4070,4290,4516,4748,4985,5228,5473,5724,5977,"VASTERLING",2302,2294,1954,1948,1607,1604,1305,1305,1044,937,936,729,729,78950,144810,40340,65080,77280,"VASTERLING",268.95999999999998,null,true,true]
["VTBURLINGTON",31.9,433,10.67381,4.3719999999999999,0.32100000000000001,1.591,54,3164,593,20.6,8777,1.158029,0.437,1.248,6516,5684,"BURLINGTON","VT",8749,7457,6401,5345,4551,3757,3164,2571,2134,1698,1323,1062,801,4234,4431,4635,4843,5058,5278,5515,5758,6005,6258,6516,6777,7041,7313,7598,7895,8197,8506,8822,"VTBURLINGTON",1292,1292,1056,1056,794,794,593,593,437,375,375,261,261,41610,72770,20510,34580,41500,"VTBURLINGTON",341.12,null,true,true]
["WAOLYMPIA",37.5,130,67.677520000000001,1.8580000000000001,0.36,1.4890000000000001,3,2622,408,24.4,4426,1.147127,0.441,1.2310000000000001,3930,6123,"OLYMPIA","WA",6161,5371,4707,4048,3535,3030,2622,2221,1896,1582,1300,1073,855,1558,1754,1959,2170,2390,2617,2860,3111,3374,3648,3930,4225,4526,4836,5153,5483,5816,6157,6500,"WAOLYMPIA",802,790,664,659,513,505,408,401,325,288,282,227,218,27600,51780,15040,27200,32730,"WAOLYMPIA",200.08,null,true,true]
["WAQUILLAYUTE",35.9,11,0,1.778,0.32300000000000001,1.589,0,218,53,26.2,4355,1.149708,0.45,1.2,4135,7347,"QUILLAYUTE","WA",886,695,564,440,352,271,218,166,126,91,63,45,28,1385,1601,1832,2074,2329,2595,2873,3170,3482,3804,4135,4475,4827,5181,5537,5898,6259,6621,6985,"WAQUILLAYUTE",211,191,131,124,88,81,53,52,40,30,28,18,17,3400,6500,1980,3500,3990,"WAQUILLAYUTE",180.4,null,true,true]
["WASEATTLE",34.299999999999997,51,10.411630000000001,1.62,0.32200000000000001,1.591,7,1080,228,23.9,3946,1.1631210000000001,0.42399999999999999,1.2929999999999999,3377,5933,"SEATTLE","WA",3611,2946,2462,1978,1643,1308,1080,853,705,557,424,334,244,1225,1390,1561,1747,1945,2153,2378,2614,2857,3112,3377,3652,3936,4230,4538,4860,5194,5536,5884,"WASEATTLE",665,665,484,484,335,335,228,227,148,133,133,90,90,14400,27140,7480,15570,17060,"WASEATTLE",400.16,null,true,true]
["WASPOKANE",31.9,207,4.0477249999999998,1.2549999999999999,0.35,1.514,68,5264,671,21.2,6949,1.131429,0.42499999999999999,1.288,5426,6124,"SPOKANE","WA",10634,9499,8511,7546,6733,5935,5264,4606,4033,3479,2986,2579,2183,2964,3180,3405,3638,3876,4119,4369,4624,4887,5153,5426,5705,5988,6279,6577,6880,7190,7505,7824,"WASPOKANE",1165,1135,988,965,813,798,671,658,573,510,493,407,396,55450,88840,21840,47900,55020,"WASPOKANE",2364.88,null,true,true]
["WAYAKIMA",36.299999999999997,225,8.1234300000000008,1.3069999999999999,0.36799999999999999,1.458,42,6264,878,23.5,5552,1.16412,0.45300000000000001,1.1910000000000001,4670,5594,"YAKIMA","WA",12952,11568,10347,9174,8140,7142,6264,5416,4693,4010,3393,2876,2377,2396,2588,2787,2992,3211,3434,3670,3911,4155,4406,4670,4937,5209,5486,5768,6058,6356,6660,6973,"WAYAKIMA",1439,1384,1221,1173,1034,998,878,848,723,646,617,517,499,77000,124900,29840,65810,74920,"WAYAKIMA",1066,null,true,true]
["WIEAU_CLAIRE",28.8,648,10.38205,4.4089999999999998,0.311,1.617,75,4239,760,20.100000000000001,9951,1.164798,0.44400000000000001,1.224,7169,5542,"EAU_CLAIRE","WI",10759,9320,8102,6913,5942,4999,4239,3506,2940,2390,1905,1542,1190,4937,5140,5348,5559,5774,5990,6213,6444,6681,6922,7169,7420,7675,7937,8209,8493,8782,9076,9377,"WIEAU_CLAIRE",1470,1439,1218,1189,971,943,760,733,566,493,485,363,352,47240,80980,22880,39150,47770,"WIEAU_CLAIRE",895.44,null,true,true]
["WIGREEN_BAY",30.5,504,15.25698,4.4880000000000004,0.316,1.603,42,3427,656,19.7,9832,1.1656299999999999,0.42699999999999999,1.284,6908,5765,"GREEN_BAY","WI",9210,7894,6807,5748,4896,4083,3427,2788,2286,1807,1384,1077,780,4590,4801,5014,5234,5460,5691,5926,6166,6409,6655,6908,7166,7429,7702,7983,8278,8580,8885,9198,"WIGREEN_BAY",1346,1316,1087,1059,852,813,656,639,502,438,423,307,297,47920,82610,23100,39820,48040,"WIGREEN_BAY",701.92,null,true,true]
["WILA_CROSSE",32.6,714,9.3238230000000009,4.883,0.32600000000000001,1.5780000000000001,104,4766,887,20.6,8757,1.170777,0.44500000000000001,1.2210000000000001,6411,5246,"LA_CROSSE","WI",12289,10627,9224,7856,6739,5653,4766,3905,3211,2551,1987,1595,1222,4295,4485,4679,4883,5089,5299,5512,5729,5951,6178,6411,6646,6888,7134,7392,7664,7941,8229,8523,"WILA_CROSSE",1713,1662,1403,1368,1117,1086,887,861,694,579,564,392,373,57550,102550,28000,47230,59430,"WILA_CROSSE",672.4,null,true,true]
["WIMADISON",30.4,679,10.623749999999999,4.2290000000000001,0.32300000000000001,1.5860000000000001,81,4884,811,20.5,8394,1.163869,0.434,1.258,6153,5456,"MADISON","WI",11790,10270,8995,7733,6705,5695,4884,4086,3480,2884,2359,1946,1539,3938,4127,4327,4536,4750,4967,5192,5422,5658,5904,6153,6409,6669,6935,7211,7494,7783,8078,8382,"WIMADISON",1548,1520,1275,1262,1028,1010,811,798,606,534,525,413,407,47790,84760,23840,39700,46570,"WIMADISON",859.36,null,true,true]
["WIMILWAUKEE",26.7,676,12.93782,4.9089999999999998,0.30499999999999999,1.633,58,3669,624,19.600000000000001,8763,1.1618759999999999,0.41699999999999998,1.3160000000000001,6157,5728,"MILWAUKEE","WI",9361,8060,6995,5933,5113,4293,3669,3045,2555,2065,1639,1330,1021,3886,4087,4295,4509,4724,4944,5175,5412,5654,5901,6157,6419,6688,6962,7239,7525,7819,8119,8425,"WIMILWAUKEE",1302,1301,1065,1062,820,820,624,624,490,427,426,309,309,42930,76560,20710,34700,43230,"WIMILWAUKEE",692.08,null,true,true]
["WVCHARLESTON",40.6,741,11.18483,4.5199999999999996,0.36399999999999999,1.4750000000000001,112,6651,1212,23.6,4259,1.180706,0.45300000000000001,1.19,3542,4167,"CHARLESTON","WV",16884,14601,12727,10888,9366,7863,6651,5462,4546,3653,2875,2288,1716,1837,1975,2123,2278,2439,2606,2781,2962,3150,3344,3542,3747,3957,4171,4392,4625,4869,5119,5378,"WVCHARLESTON",2330,2283,1874,1839,1522,1503,1212,1189,916,798,778,587,572,72160,138340,38880,60100,77350,"WVCHARLESTON",951.2,null,true,true]
["WVELKINS",40.700000000000003,355,201.06610000000001,6.1580000000000004,0.33800000000000002,1.546,3,2351,590,22.5,6254,1.1867080000000001,0.44700000000000001,1.2090000000000001,4938,5321,"ELKINS","WV",7908,6607,5547,4510,3716,2941,2351,1771,1375,994,680,470,269,2787,2972,3166,3365,3568,3777,3995,4221,4453,4691,4938,5193,5451,5720,5998,6285,6582,6885,7197,"WVELKINS",1331,1301,1060,1037,794,775,590,580,396,329,314,210,201,36300,73110,21130,31820,40740,"WVELKINS",1948.32,null,true,true]
["WVHUNTINGTON",39.6,950,9.8598180000000006,4.9379999999999997,0.36099999999999999,1.486,159,7620,1330,23.4,4218,1.2010240000000001,0.44800000000000001,1.2090000000000001,3422,4090,"HUNTINGTON","WV",18810,16387,14318,12281,10600,8950,7620,6313,5275,4258,3388,2703,2030,1810,1948,2090,2234,2387,2544,2706,2873,3047,3231,3422,3619,3825,4039,4262,4492,4729,4973,5226,"WVHUNTINGTON",2450,2423,2069,2037,1681,1650,1330,1307,1038,890,870,685,673,81720,150210,42580,67560,83710,"WVHUNTINGTON",836.4,null,true,true]
["WYCASPER",26.8,229,5.6836089999999997,1.2330000000000001,0.316,1.603,45,4978,756,18.2,9617,1.165203,0.39900000000000002,1.373,6261,5901,"CASPER","WY",10876,9654,8571,7518,6611,5734,4978,4252,3642,3060,2543,2122,1717,3863,4079,4301,4525,4752,4983,5222,5474,5730,5992,6261,6536,6820,7108,7402,7704,8014,8332,8656,"WYCASPER",1266,1222,1083,1053,907,877,756,726,610,544,517,421,405,70570,114540,27090,51090,62880,"WYCASPER",5287.36,null,true,true]
["WYCHEYENNE",28.2,150,44.244210000000002,1.238,0.31,1.62,4,3432,639,18.2,8965,1.157635,0.39600000000000002,1.3839999999999999,5877,5911,"CHEYENNE","WY",8587,7503,6569,5641,4852,4071,3432,2801,2303,1814,1388,1079,784,3454,3672,3895,4123,4356,4596,4841,5092,5348,5609,5877,6153,6437,6728,7023,7326,7635,7950,8274,"WYCHEYENNE",1096,1084,934,928,789,781,639,631,498,431,426,309,295,59100,94920,23080,39520,49340,"WYCHEYENNE",6140.16,null,true,true]
["WYLANDER",33.5,166,14.488350000000001,1.288,0.34200000000000003,1.536,16,4318,689,21.4,8365,1.1690339999999999,0.45200000000000001,1.1930000000000001,6374,5690,"LANDER","WY",10073,8840,7787,6751,5871,5007,4318,3640,3096,2567,2097,1714,1342,4064,4272,4484,4702,4926,5155,5388,5625,5870,6120,6374,6635,6901,7178,7466,7761,8061,8367,8677,"WYLANDER",1266,1233,1053,1036,880,864,689,678,544,482,470,383,372,68670,110270,26190,50050,60170,"WYLANDER",5562.88,null,true,true]
["WYROCK_SPRINGS",27.9,145,168.14089999999999,1.246,0.311,1.617,1,3238,582,18.7,10317,1.1681520000000001,0.41099999999999998,1.3320000000000001,6894,6254,"ROCK_SPRINGS","WY",7915,6907,6057,5231,4519,3820,3238,2669,2196,1733,1317,1010,712,4340,4571,4811,5054,5304,5558,5815,6073,6339,6612,6894,7177,7468,7764,8060,8368,8683,9010,9345,"WYROCK_SPRINGS",1028,1008,850,826,712,699,582,569,473,428,416,307,298,62460,99690,23540,43140,54130,"WYROCK_SPRINGS",6743.68,null,true,true]
["WYSHERIDAN",34.1,222,7.6777660000000001,1.3169999999999999,0.35199999999999998,1.508,41,5738,815,21.6,8200,1.175278,0.44900000000000001,1.202,6274,5823,"SHERIDAN","WY",11996,10720,9592,8477,7508,6553,5738,4943,4283,3648,3086,2635,2195,3881,4092,4311,4538,4768,5004,5248,5499,5752,6010,6274,6543,6818,7102,7391,7685,7986,8294,8609,"WYSHERIDAN",1308,1276,1128,1115,969,955,815,795,660,578,562,451,440,68720,110290,26920,55130,63300,"WYSHERIDAN",3965.52,null,true,true]
[]
[]
[]
[]
["ziplow","ziphi"]
[210,"NHCONCORD"]
[501,"CTBRIDGEPORT"]
[601,"PRSAN_JUAN"]
[1001,"CTHARTFORD"]
[1005,"MAWORCHESTER"]
[1007,"CTHARTFORD"]
[1009,"MAWORCHESTER"]
[1011,"CTHARTFORD"]
[1031,"MAWORCHESTER"]
[1032,"CTHARTFORD"]
[1037,"MAWORCHESTER"]
[1038,"CTHARTFORD"]
[1054,"MAWORCHESTER"]
[1056,"CTHARTFORD"]
[1068,"MAWORCHESTER"]
[1069,"CTHARTFORD"]
[1072,"MAWORCHESTER"]
[1073,"CTHARTFORD"]
[1074,"MAWORCHESTER"]
[1075,"CTHARTFORD"]
[1079,"MAWORCHESTER"]
[1080,"CTHARTFORD"]
[1081,"MAWORCHESTER"]
[1084,"CTHARTFORD"]
[1092,"MAWORCHESTER"]
[1093,"CTHARTFORD"]
[1094,"MAWORCHESTER"]
[1095,"CTHARTFORD"]
[1201,"NYALBANY"]
[1222,"CTHARTFORD"]
[1224,"NYALBANY"]
[1230,"CTHARTFORD"]
[1237,"NYALBANY"]
[1238,"CTHARTFORD"]
[1240,"NYALBANY"]
[1242,"CTHARTFORD"]
[1247,"NYALBANY"]
[1253,"CTHARTFORD"]
[1254,"NYALBANY"]
[1255,"CTHARTFORD"]
[1256,"NYALBANY"]
[1257,"CTHARTFORD"]
[1262,"NYALBANY"]
[1264,"CTHARTFORD"]
[1266,"NYALBANY"]
[1301,"MAWORCHESTER"]
[1330,"CTHARTFORD"]
[1331,"MAWORCHESTER"]
[1338,"CTHARTFORD"]
[1340,"MAWORCHESTER"]
[1341,"CTHARTFORD"]
[1343,"NYALBANY"]
[1344,"MAWORCHESTER"]
[1350,"NYALBANY"]
[1351,"MAWORCHESTER"]
[1367,"NYALBANY"]
[1368,"MAWORCHESTER"]
[1369,"CTHARTFORD"]
[1375,"MAWORCHESTER"]
[1460,"MABOSTON"]
[1462,"MAWORCHESTER"]
[1504,"RIPROVIDENCE"]
[1505,"MAWORCHESTER"]
[1701,"MABOSTON"]
[1719,"MAWORCHESTER"]
[1720,"MABOSTON"]
[1721,"MAWORCHESTER"]
[1730,"MABOSTON"]
[1740,"MAWORCHESTER"]
[1741,"MABOSTON"]
[1745,"MAWORCHESTER"]
[1754,"MABOSTON"]
[1756,"MAWORCHESTER"]
[1760,"MABOSTON"]
[1772,"MAWORCHESTER"]
[1773,"MABOSTON"]
[1775,"MAWORCHESTER"]
[1776,"MABOSTON"]
[1784,"MAWORCHESTER"]
[1801,"MABOSTON"]
[2019,"RIPROVIDENCE"]
[2020,"MABOSTON"]
[2031,"RIPROVIDENCE"]
[2032,"MABOSTON"]
[2038,"RIPROVIDENCE"]
[2040,"MABOSTON"]
[2048,"RIPROVIDENCE"]
[2050,"MABOSTON"]
[2053,"MAWORCHESTER"]
[2054,"MABOSTON"]
[2070,"RIPROVIDENCE"]
[2071,"MABOSTON"]
[2093,"RIPROVIDENCE"]
[2101,"MABOSTON"]
[2330,"RIPROVIDENCE"]
[2331,"MABOSTON"]
[2344,"RIPROVIDENCE"]
[2345,"MABOSTON"]
[2346,"RIPROVIDENCE"]
[2350,"MABOSTON"]
[2366,"RIPROVIDENCE"]
[2367,"MABOSTON"]
[2532,"RIPROVIDENCE"]
[2631,"MABOSTON"]
[2632,"RIPROVIDENCE"]
[2633,"MABOSTON"]
[2634,"RIPROVIDENCE"]
[2637,"MABOSTON"]
[2639,"RIPROVIDENCE"]
[2641,"MABOSTON"]
[2644,"RIPROVIDENCE"]
[2645,"MABOSTON"]
[2647,"RIPROVIDENCE"]
[2650,"MABOSTON"]
[2655,"RIPROVIDENCE"]
[2657,"MABOSTON"]
[2664,"RIPROVIDENCE"]
[2666,"MABOSTON"]
[2668,"RIPROVIDENCE"]
[2669,"MABOSTON"]
[2670,"RIPROVIDENCE"]
[2671,"MABOSTON"]
[2672,"RIPROVIDENCE"]
[2675,"MABOSTON"]
[2702,"RIPROVIDENCE"]
[3031,"NHCONCORD"]
[3071,"MAWORCHESTER"]
[3073,"NHCONCORD"]
[3076,"MABOSTON"]
[3077,"NHCONCORD"]
[3079,"MABOSTON"]
[3082,"NHCONCORD"]
[3441,"MAWORCHESTER"]
[3442,"NHCONCORD"]
[3443,"MAWORCHESTER"]
[3444,"NHCONCORD"]
[3447,"MAWORCHESTER"]
[3448,"NHCONCORD"]
[3451,"MAWORCHESTER"]
[3452,"NHCONCORD"]
[3461,"MAWORCHESTER"]
[3462,"NHCONCORD"]
[3465,"MAWORCHESTER"]
[3467,"NHCONCORD"]
[3470,"MAWORCHESTER"]
[3561,"VTBURLINGTON"]
[3570,"MEPORTLAND"]
[3574,"VTBURLINGTON"]
[3575,"MEPORTLAND"]
[3576,"VTBURLINGTON"]
[3579,"MEPORTLAND"]
[3580,"NHCONCORD"]
[3581,"MEPORTLAND"]
[3582,"VTBURLINGTON"]
[3583,"MEPORTLAND"]
[3584,"VTBURLINGTON"]
[3587,"MEPORTLAND"]
[3590,"VTBURLINGTON"]
[3595,"NHCONCORD"]
[3597,"VTBURLINGTON"]
[3601,"NHCONCORD"]
[3740,"VTBURLINGTON"]
[3741,"NHCONCORD"]
[3765,"VTBURLINGTON"]
[3766,"NHCONCORD"]
[3771,"VTBURLINGTON"]
[3773,"NHCONCORD"]
[3774,"VTBURLINGTON"]
[3777,"NHCONCORD"]
[3785,"VTBURLINGTON"]
[3801,"NHCONCORD"]
[3812,"MEPORTLAND"]
[3814,"NHCONCORD"]
[3817,"MEPORTLAND"]
[3819,"NHCONCORD"]
[3830,"MEPORTLAND"]
[3833,"NHCONCORD"]
[3836,"MEPORTLAND"]
[3837,"NHCONCORD"]
[3838,"MEPORTLAND"]
[3839,"NHCONCORD"]
[3845,"MEPORTLAND"]
[3848,"NHCONCORD"]
[3849,"MEPORTLAND"]
[3850,"NHCONCORD"]
[3852,"MEPORTLAND"]
[3853,"NHCONCORD"]
[3860,"MEPORTLAND"]
[3862,"NHCONCORD"]
[3865,"MABOSTON"]
[3866,"NHCONCORD"]
[3875,"MEPORTLAND"]
[3878,"NHCONCORD"]
[3882,"MEPORTLAND"]
[3883,"NHCONCORD"]
[3902,"MEPORTLAND"]
[3903,"NHCONCORD"]
[3906,"MEPORTLAND"]
[3908,"NHCONCORD"]
[3909,"MEPORTLAND"]
[4413,"MECARIBOU"]
[4416,"MEPORTLAND"]
[4417,"MECARIBOU"]
[4419,"MEPORTLAND"]
[4424,"MECARIBOU"]
[4426,"MEPORTLAND"]
[4430,"MECARIBOU"]
[4431,"MEPORTLAND"]
[4441,"MECARIBOU"]
[4443,"MEPORTLAND"]
[4448,"MECARIBOU"]
[4449,"MEPORTLAND"]
[4451,"MECARIBOU"]
[4456,"MEPORTLAND"]
[4457,"MECARIBOU"]
[4461,"MEPORTLAND"]
[4462,"MECARIBOU"]
[4464,"MEPORTLAND"]
[4467,"MECARIBOU"]
[4468,"MEPORTLAND"]
[4471,"MECARIBOU"]
[4472,"MEPORTLAND"]
[4475,"MECARIBOU"]
[4476,"MEPORTLAND"]
[4478,"MECARIBOU"]
[4479,"MEPORTLAND"]
[4481,"MECARIBOU"]
[4485,"MEPORTLAND"]
[4487,"MECARIBOU"]
[4488,"MEPORTLAND"]
[4490,"MECARIBOU"]
[4496,"MEPORTLAND"]
[4497,"MECARIBOU"]
[4530,"MEPORTLAND"]
[4619,"MECARIBOU"]
[4622,"MEPORTLAND"]
[4626,"MECARIBOU"]
[4627,"MEPORTLAND"]
[4628,"MECARIBOU"]
[4629,"MEPORTLAND"]
[4630,"MECARIBOU"]
[4634,"MEPORTLAND"]
[4637,"MECARIBOU"]
[4640,"MEPORTLAND"]
[4652,"MECARIBOU"]
[4653,"MEPORTLAND"]
[4654,"MECARIBOU"]
[4656,"MEPORTLAND"]
[4657,"MECARIBOU"]
[4658,"MEPORTLAND"]
[4666,"MECARIBOU"]
[4669,"MEPORTLAND"]
[4671,"MECARIBOU"]
[4672,"MEPORTLAND"]
[4686,"MECARIBOU"]
[4690,"MEPORTLAND"]
[4691,"MECARIBOU"]
[4693,"MEPORTLAND"]
[4694,"MECARIBOU"]
[4841,"MEPORTLAND"]
[4945,"MECARIBOU"]
[4947,"MEPORTLAND"]
[5001,"NHCONCORD"]
[5031,"VTBURLINGTON"]
[5034,"NHCONCORD"]
[5035,"VTBURLINGTON"]
[5037,"NHCONCORD"]
[5038,"VTBURLINGTON"]
[5043,"NHCONCORD"]
[5046,"VTBURLINGTON"]
[5047,"NHCONCORD"]
[5050,"VTBURLINGTON"]
[5052,"NHCONCORD"]
[5053,"VTBURLINGTON"]
[5054,"NHCONCORD"]
[5058,"VTBURLINGTON"]
[5059,"NHCONCORD"]
[5060,"VTBURLINGTON"]
[5062,"NHCONCORD"]
[5065,"VTBURLINGTON"]
[5067,"NHCONCORD"]
[5068,"VTBURLINGTON"]
[5070,"NHCONCORD"]
[5072,"VTBURLINGTON"]
[5073,"NHCONCORD"]
[5076,"VTBURLINGTON"]
[5084,"NHCONCORD"]
[5085,"VTBURLINGTON"]
[5088,"NHCONCORD"]
[5148,"NYALBANY"]
[5149,"NHCONCORD"]
[5152,"NYALBANY"]
[5153,"NHCONCORD"]
[5155,"NYALBANY"]
[5156,"NHCONCORD"]
[5161,"NYALBANY"]
[5301,"MAWORCHESTER"]
[5340,"NYALBANY"]
[5345,"NHCONCORD"]
[5350,"NYALBANY"]
[5353,"NHCONCORD"]
[5354,"MAWORCHESTER"]
[5355,"NYALBANY"]
[5357,"MAWORCHESTER"]
[5359,"NYALBANY"]
[5401,"VTBURLINGTON"]
[5501,"MABOSTON"]
[5601,"VTBURLINGTON"]
[5730,"NYALBANY"]
[5731,"VTBURLINGTON"]
[5739,"NYALBANY"]
[5740,"VTBURLINGTON"]
[5741,"NYALBANY"]
[5743,"VTBURLINGTON"]
[5757,"NYALBANY"]
[5758,"NHCONCORD"]
[5759,"VTBURLINGTON"]
[5761,"NYALBANY"]
[5762,"VTBURLINGTON"]
[5764,"NYALBANY"]
[5765,"VTBURLINGTON"]
[5768,"NYALBANY"]
[5769,"VTBURLINGTON"]
[5773,"NYALBANY"]
[5777,"VTBURLINGTON"]
[6001,"CTHARTFORD"]
[6230,"MAWORCHESTER"]
[6231,"CTHARTFORD"]
[6233,"RIPROVIDENCE"]
[6235,"CTHARTFORD"]
[6239,"RIPROVIDENCE"]
[6242,"MAWORCHESTER"]
[6243,"RIPROVIDENCE"]
[6244,"MAWORCHESTER"]
[6247,"RIPROVIDENCE"]
[6248,"CTHARTFORD"]
[6255,"MAWORCHESTER"]
[6256,"CTHARTFORD"]
[6258,"MAWORCHESTER"]
[6263,"RIPROVIDENCE"]
[6265,"CTHARTFORD"]
[6267,"MAWORCHESTER"]
[6268,"CTHARTFORD"]
[6277,"MAWORCHESTER"]
[6278,"CTHARTFORD"]
[6281,"MAWORCHESTER"]
[6320,"RIPROVIDENCE"]
[6333,"CTHARTFORD"]
[6335,"RIPROVIDENCE"]
[6357,"CTHARTFORD"]
[6359,"RIPROVIDENCE"]
[6370,"CTHARTFORD"]
[6371,"CTBRIDGEPORT"]
[6372,"RIPROVIDENCE"]
[6376,"CTBRIDGEPORT"]
[6377,"RIPROVIDENCE"]
[6401,"CTBRIDGEPORT"]
[6412,"CTHARTFORD"]
[6413,"CTBRIDGEPORT"]
[6414,"CTHARTFORD"]
[6417,"CTBRIDGEPORT"]
[6420,"CTHARTFORD"]
[6422,"CTBRIDGEPORT"]
[6423,"CTHARTFORD"]
[6426,"CTBRIDGEPORT"]
[6438,"CTHARTFORD"]
[6440,"CTBRIDGEPORT"]
[6441,"CTHARTFORD"]
[6442,"CTBRIDGEPORT"]
[6444,"CTHARTFORD"]
[6460,"CTBRIDGEPORT"]
[6467,"CTHARTFORD"]
[6468,"CTBRIDGEPORT"]
[6469,"CTHARTFORD"]
[6470,"CTBRIDGEPORT"]
[6474,"CTHARTFORD"]
[6475,"CTBRIDGEPORT"]
[6479,"CTHARTFORD"]
[6482,"CTBRIDGEPORT"]
[6489,"CTHARTFORD"]
[6490,"CTBRIDGEPORT"]
[6716,"CTHARTFORD"]
[6720,"CTBRIDGEPORT"]
[6750,"CTHARTFORD"]
[6751,"CTBRIDGEPORT"]
[6753,"CTHARTFORD"]
[6755,"CTBRIDGEPORT"]
[6756,"CTHARTFORD"]
[6762,"CTBRIDGEPORT"]
[6763,"CTHARTFORD"]
[6770,"CTBRIDGEPORT"]
[6778,"CTHARTFORD"]
[6779,"CTBRIDGEPORT"]
[6781,"CTHARTFORD"]
[6783,"CTBRIDGEPORT"]
[6785,"CTHARTFORD"]
[6793,"CTBRIDGEPORT"]
[6796,"CTHARTFORD"]
[6798,"CTBRIDGEPORT"]
[6830,"NYNEW_YORK_CITY"]
[6840,"CTBRIDGEPORT"]
[7001,"NJNEWARK"]
[7010,"NYNEW_YORK_CITY"]
[7012,"NJNEWARK"]
[7020,"NYNEW_YORK_CITY"]
[7021,"NJNEWARK"]
[7022,"NYNEW_YORK_CITY"]
[7023,"NJNEWARK"]
[7024,"NYNEW_YORK_CITY"]
[7027,"NJNEWARK"]
[7030,"NYNEW_YORK_CITY"]
[7031,"NJNEWARK"]
[7047,"NYNEW_YORK_CITY"]
[7050,"NJNEWARK"]
[7055,"NYNEW_YORK_CITY"]
[7058,"NJNEWARK"]
[7070,"NYNEW_YORK_CITY"]
[7071,"NJNEWARK"]
[7072,"NYNEW_YORK_CITY"]
[7076,"NJNEWARK"]
[7087,"NYNEW_YORK_CITY"]
[7088,"NJNEWARK"]
[7093,"NYNEW_YORK_CITY"]
[7095,"NJNEWARK"]
[7096,"NYNEW_YORK_CITY"]
[7097,"NJNEWARK"]
[7302,"NYNEW_YORK_CITY"]
[7303,"NJNEWARK"]
[7307,"NYNEW_YORK_CITY"]
[7308,"NJNEWARK"]
[7310,"NYNEW_YORK_CITY"]
[7311,"NJNEWARK"]
[7401,"NYNEW_YORK_CITY"]
[7403,"NJNEWARK"]
[7407,"NYNEW_YORK_CITY"]
[7416,"NJNEWARK"]
[7417,"NYNEW_YORK_CITY"]
[7418,"NJNEWARK"]
[7421,"NYNEW_YORK_CITY"]
[7422,"NJNEWARK"]
[7423,"NYNEW_YORK_CITY"]
[7424,"NJNEWARK"]
[7430,"NYNEW_YORK_CITY"]
[7435,"NJNEWARK"]
[7436,"NYNEW_YORK_CITY"]
[7438,"NJNEWARK"]
[7446,"NYNEW_YORK_CITY"]
[7457,"NJNEWARK"]
[7458,"NYNEW_YORK_CITY"]
[7460,"NJNEWARK"]
[7463,"NYNEW_YORK_CITY"]
[7470,"NJNEWARK"]
[7481,"NYNEW_YORK_CITY"]
[7512,"NJNEWARK"]
[7513,"NYNEW_YORK_CITY"]
[7701,"NJNEWARK"]
[7823,"PAALLENTOWN"]
[7826,"NJNEWARK"]
[7827,"PAWILKES-BARRE"]
[7828,"NJNEWARK"]
[7829,"PAALLENTOWN"]
[7834,"NJNEWARK"]
[7838,"PAALLENTOWN"]
[7842,"NJNEWARK"]
[7844,"PAALLENTOWN"]
[7845,"NJNEWARK"]
[7846,"PAALLENTOWN"]
[7847,"NJNEWARK"]
[7855,"PAALLENTOWN"]
[7856,"NJNEWARK"]
[7863,"PAALLENTOWN"]
[7866,"NJNEWARK"]
[7870,"PAALLENTOWN"]
[7871,"NJNEWARK"]
[7875,"PAALLENTOWN"]
[7876,"NJNEWARK"]
[7880,"PAALLENTOWN"]
[7885,"NJNEWARK"]
[8001,"DEWILMINGTON"]
[8002,"PAPHILADELPHIA"]
[8005,"NJATLANTIC_CITY"]
[8007,"PAPHILADELPHIA"]
[8008,"NJATLANTIC_CITY"]
[8009,"PAPHILADELPHIA"]
[8015,"NJATLANTIC_CITY"]
[8016,"PAPHILADELPHIA"]
[8019,"NJATLANTIC_CITY"]
[8020,"PAPHILADELPHIA"]
[8023,"DEWILMINGTON"]
[8025,"PAPHILADELPHIA"]
[8037,"NJATLANTIC_CITY"]
[8038,"DEWILMINGTON"]
[8039,"PAPHILADELPHIA"]
[8050,"NJATLANTIC_CITY"]
[8051,"PAPHILADELPHIA"]
[8069,"DEWILMINGTON"]
[8071,"PAPHILADELPHIA"]
[8072,"DEWILMINGTON"]
[8073,"PAPHILADELPHIA"]
[8079,"DEWILMINGTON"]
[8080,"PAPHILADELPHIA"]
[8087,"NJATLANTIC_CITY"]
[8088,"PAPHILADELPHIA"]
[8092,"NJATLANTIC_CITY"]
[8093,"PAPHILADELPHIA"]
[8095,"NJATLANTIC_CITY"]
[8096,"PAPHILADELPHIA"]
[8098,"DEWILMINGTON"]
[8099,"PAPHILADELPHIA"]
[8201,"NJATLANTIC_CITY"]
[8302,"DEWILMINGTON"]
[8310,"NJATLANTIC_CITY"]
[8311,"DEWILMINGTON"]
[8312,"PAPHILADELPHIA"]
[8313,"DEWILMINGTON"]
[8314,"NJATLANTIC_CITY"]
[8318,"DEWILMINGTON"]
[8319,"NJATLANTIC_CITY"]
[8320,"DEWILMINGTON"]
[8321,"NJATLANTIC_CITY"]
[8322,"PAPHILADELPHIA"]
[8323,"DEWILMINGTON"]
[8324,"NJATLANTIC_CITY"]
[8328,"PAPHILADELPHIA"]
[8329,"NJATLANTIC_CITY"]
[8343,"PAPHILADELPHIA"]
[8345,"NJATLANTIC_CITY"]
[8352,"DEWILMINGTON"]
[8360,"NJATLANTIC_CITY"]
[8370,"PAPHILADELPHIA"]
[8401,"NJATLANTIC_CITY"]
[8501,"PAPHILADELPHIA"]
[8502,"NJNEWARK"]
[8505,"PAPHILADELPHIA"]
[8510,"NJNEWARK"]
[8511,"PAPHILADELPHIA"]
[8512,"NJNEWARK"]
[8515,"PAPHILADELPHIA"]
[8520,"NJNEWARK"]
[8530,"PAALLENTOWN"]
[8533,"PAPHILADELPHIA"]
[8535,"NJNEWARK"]
[8551,"PAALLENTOWN"]
[8553,"NJNEWARK"]
[8554,"PAPHILADELPHIA"]
[8555,"NJNEWARK"]
[8556,"PAALLENTOWN"]
[8558,"NJNEWARK"]
[8559,"PAALLENTOWN"]
[8560,"PAPHILADELPHIA"]
[8561,"NJNEWARK"]
[8562,"PAPHILADELPHIA"]
[8570,"NJNEWARK"]
[8601,"PAPHILADELPHIA"]
[8691,"NJNEWARK"]
[8695,"PAPHILADELPHIA"]
[8701,"NJNEWARK"]
[8721,"NJATLANTIC_CITY"]
[8723,"NJNEWARK"]
[8731,"NJATLANTIC_CITY"]
[8736,"NJNEWARK"]
[8739,"NJATLANTIC_CITY"]
[8742,"NJNEWARK"]
[8751,"NJATLANTIC_CITY"]
[8801,"PAALLENTOWN"]
[8805,"NJNEWARK"]
[8808,"PAALLENTOWN"]
[8810,"NJNEWARK"]
[8822,"PAALLENTOWN"]
[8823,"NJNEWARK"]
[8825,"PAALLENTOWN"]
[8828,"NJNEWARK"]
[8829,"PAALLENTOWN"]
[8830,"NJNEWARK"]
[8833,"PAALLENTOWN"]
[8835,"NJNEWARK"]
[8848,"PAALLENTOWN"]
[8850,"NJNEWARK"]
[8865,"PAALLENTOWN"]
[8869,"NJNEWARK"]
[8885,"PAALLENTOWN"]
[8888,"NJNEWARK"]
[10001,"NYNEW_YORK_CITY"]
[10301,"NJNEWARK"]
[10451,"NYNEW_YORK_CITY"]
[10501,"CTBRIDGEPORT"]
[10502,"NYNEW_YORK_CITY"]
[10505,"CTBRIDGEPORT"]
[10510,"NYNEW_YORK_CITY"]
[10512,"CTBRIDGEPORT"]
[10514,"NYNEW_YORK_CITY"]
[10518,"CTBRIDGEPORT"]
[10520,"NYNEW_YORK_CITY"]
[10526,"CTBRIDGEPORT"]
[10528,"NYNEW_YORK_CITY"]
[10535,"CTBRIDGEPORT"]
[10537,"NYNEW_YORK_CITY"]
[10540,"CTBRIDGEPORT"]
[10543,"NYNEW_YORK_CITY"]
[10560,"CTBRIDGEPORT"]
[10562,"NYNEW_YORK_CITY"]
[10576,"CTBRIDGEPORT"]
[10577,"NYNEW_YORK_CITY"]
[10578,"CTBRIDGEPORT"]
[10580,"NYNEW_YORK_CITY"]
[10587,"CTBRIDGEPORT"]
[10591,"NYNEW_YORK_CITY"]
[10597,"CTBRIDGEPORT"]
[10601,"NYNEW_YORK_CITY"]
[10969,"NJNEWARK"]
[10970,"NYNEW_YORK_CITY"]
[10988,"NJNEWARK"]
[10989,"NYNEW_YORK_CITY"]
[10998,"NJNEWARK"]
[11001,"NYNEW_YORK_CITY"]
[11204,"NJNEWARK"]
[11205,"NYNEW_YORK_CITY"]
[11209,"NJNEWARK"]
[11210,"NYNEW_YORK_CITY"]
[11214,"NJNEWARK"]
[11215,"NYNEW_YORK_CITY"]
[11219,"NJNEWARK"]
[11221,"NYNEW_YORK_CITY"]
[11223,"NJNEWARK"]
[11225,"NYNEW_YORK_CITY"]
[11228,"NJNEWARK"]
[11229,"NYNEW_YORK_CITY"]
[11232,"NJNEWARK"]
[11233,"NYNEW_YORK_CITY"]
[11252,"NJNEWARK"]
[11254,"NYNEW_YORK_CITY"]
[11703,"CTBRIDGEPORT"]
[11704,"NYNEW_YORK_CITY"]
[11705,"CTBRIDGEPORT"]
[11708,"NYNEW_YORK_CITY"]
[11713,"CTBRIDGEPORT"]
[11714,"NYNEW_YORK_CITY"]
[11715,"CTBRIDGEPORT"]
[11726,"NYNEW_YORK_CITY"]
[11727,"CTBRIDGEPORT"]
[11732,"NYNEW_YORK_CITY"]
[11733,"CTBRIDGEPORT"]
[11735,"NYNEW_YORK_CITY"]
[11738,"CTBRIDGEPORT"]
[11753,"NYNEW_YORK_CITY"]
[11754,"CTBRIDGEPORT"]
[11756,"NYNEW_YORK_CITY"]
[11760,"CTBRIDGEPORT"]
[11762,"NYNEW_YORK_CITY"]
[11763,"CTBRIDGEPORT"]
[11765,"NYNEW_YORK_CITY"]
[11766,"CTBRIDGEPORT"]
[11771,"NYNEW_YORK_CITY"]
[11772,"CTBRIDGEPORT"]
[11773,"NYNEW_YORK_CITY"]
[11776,"CTBRIDGEPORT"]
[11783,"NYNEW_YORK_CITY"]
[11784,"CTBRIDGEPORT"]
[11791,"NYNEW_YORK_CITY"]
[11792,"CTBRIDGEPORT"]
[11793,"NYNEW_YORK_CITY"]
[11794,"CTBRIDGEPORT"]
[11797,"NYNEW_YORK_CITY"]
[11798,"CTBRIDGEPORT"]
[11801,"NYNEW_YORK_CITY"]
[11901,"CTBRIDGEPORT"]
[11954,"RIPROVIDENCE"]
[11955,"CTBRIDGEPORT"]
[12007,"NYALBANY"]
[12420,"NYNEW_YORK_CITY"]
[12421,"NYALBANY"]
[12428,"NYNEW_YORK_CITY"]
[12429,"CTBRIDGEPORT"]
[12430,"NYALBANY"]
[12435,"PAWILKES-BARRE"]
[12436,"NYALBANY"]
[12458,"NYNEW_YORK_CITY"]
[12459,"NYALBANY"]
[12483,"NYNEW_YORK_CITY"]
[12484,"NYALBANY"]
[12489,"NYNEW_YORK_CITY"]
[12490,"NYALBANY"]
[12493,"CTBRIDGEPORT"]
[12494,"NYALBANY"]
[12501,"CTHARTFORD"]
[12502,"NYALBANY"]
[12503,"CTHARTFORD"]
[12504,"NYALBANY"]
[12506,"CTHARTFORD"]
[12507,"NYALBANY"]
[12508,"CTBRIDGEPORT"]
[12513,"NYALBANY"]
[12514,"CTHARTFORD"]
[12515,"CTBRIDGEPORT"]
[12516,"CTHARTFORD"]
[12518,"NYNEW_YORK_CITY"]
[12521,"NYALBANY"]
[12522,"CTBRIDGEPORT"]
[12523,"NYALBANY"]
[12524,"CTBRIDGEPORT"]
[12525,"NYNEW_YORK_CITY"]
[12526,"NYALBANY"]
[12527,"CTBRIDGEPORT"]
[12529,"NYALBANY"]
[12531,"CTBRIDGEPORT"]
[12534,"NYALBANY"]
[12537,"CTBRIDGEPORT"]
[12541,"NYALBANY"]
[12542,"CTBRIDGEPORT"]
[12543,"NYNEW_YORK_CITY"]
[12544,"NYALBANY"]
[12545,"CTBRIDGEPORT"]
[12546,"CTHARTFORD"]
[12547,"CTBRIDGEPORT"]
[12549,"NYNEW_YORK_CITY"]
[12561,"CTBRIDGEPORT"]
[12565,"NYALBANY"]
[12566,"NYNEW_YORK_CITY"]
[12567,"CTHARTFORD"]
[12568,"NYNEW_YORK_CITY"]
[12569,"CTBRIDGEPORT"]
[12571,"NYALBANY"]
[12575,"NYNEW_YORK_CITY"]
[12578,"CTBRIDGEPORT"]
[12581,"CTHARTFORD"]
[12582,"CTBRIDGEPORT"]
[12583,"NYALBANY"]
[12584,"NYNEW_YORK_CITY"]
[12585,"CTBRIDGEPORT"]
[12586,"NYNEW_YORK_CITY"]
[12590,"CTBRIDGEPORT"]
[12592,"CTHARTFORD"]
[12594,"CTBRIDGEPORT"]
[12701,"PAWILKES-BARRE"]
[12721,"NYNEW_YORK_CITY"]
[12723,"PAWILKES-BARRE"]
[12725,"NYALBANY"]
[12726,"PAWILKES-BARRE"]
[12739,"NJNEWARK"]
[12740,"PAWILKES-BARRE"]
[12746,"NJNEWARK"]
[12747,"PAWILKES-BARRE"]
[12769,"NYNEW_YORK_CITY"]
[12770,"PAWILKES-BARRE"]
[12771,"NJNEWARK"]
[12775,"PAWILKES-BARRE"]
[12781,"NYNEW_YORK_CITY"]
[12782,"NYALBANY"]
[12783,"PAWILKES-BARRE"]
[12785,"NYNEW_YORK_CITY"]
[12786,"PAWILKES-BARRE"]
[12790,"NYNEW_YORK_CITY"]
[12791,"PAWILKES-BARRE"]
[12801,"NYALBANY"]
[12808,"VTBURLINGTON"]
[12809,"NYALBANY"]
[12812,"VTBURLINGTON"]
[12814,"NYALBANY"]
[12815,"VTBURLINGTON"]
[12816,"NYALBANY"]
[12819,"VTBURLINGTON"]
[12820,"NYALBANY"]
[12836,"VTBURLINGTON"]
[12837,"NYALBANY"]
[12841,"VTBURLINGTON"]
[12842,"NYALBANY"]
[12847,"NYMASSENA"]
[12848,"NYALBANY"]
[12851,"VTBURLINGTON"]
[12853,"NYALBANY"]
[12855,"VTBURLINGTON"]
[12859,"NYALBANY"]
[12860,"VTBURLINGTON"]
[12862,"NYALBANY"]
[12870,"VTBURLINGTON"]
[12871,"NYALBANY"]
[12872,"VTBURLINGTON"]
[12873,"NYALBANY"]
[12874,"VTBURLINGTON"]
[12878,"NYALBANY"]
[12879,"VTBURLINGTON"]
[12884,"NYALBANY"]
[12901,"VTBURLINGTON"]
[12914,"NYMASSENA"]
[12918,"VTBURLINGTON"]
[12920,"NYMASSENA"]
[12921,"VTBURLINGTON"]
[12922,"NYMASSENA"]
[12924,"VTBURLINGTON"]
[12926,"NYMASSENA"]
[12928,"VTBURLINGTON"]
[12930,"NYMASSENA"]
[12932,"VTBURLINGTON"]
[12937,"NYMASSENA"]
[12941,"VTBURLINGTON"]
[12945,"NYMASSENA"]
[12946,"VTBURLINGTON"]
[12949,"NYMASSENA"]
[12950,"VTBURLINGTON"]
[12953,"NYMASSENA"]
[12955,"VTBURLINGTON"]
[12957,"NYMASSENA"]
[12958,"VTBURLINGTON"]
[12965,"NYMASSENA"]
[12972,"VTBURLINGTON"]
[12973,"NYMASSENA"]
[12974,"VTBURLINGTON"]
[12976,"NYMASSENA"]
[12977,"VTBURLINGTON"]
[12980,"NYMASSENA"]
[12981,"VTBURLINGTON"]
[12986,"NYMASSENA"]
[12987,"VTBURLINGTON"]
[12995,"NYMASSENA"]
[12996,"VTBURLINGTON"]
[13020,"NYSYRACUSE"]
[13040,"NYBINGHAMTON"]
[13041,"NYSYRACUSE"]
[13045,"NYBINGHAMTON"]
[13051,"NYSYRACUSE"]
[13053,"NYBINGHAMTON"]
[13054,"NYSYRACUSE"]
[13062,"NYBINGHAMTON"]
[13063,"NYSYRACUSE"]
[13068,"NYBINGHAMTON"]
[13069,"NYSYRACUSE"]
[13073,"NYBINGHAMTON"]
[13074,"NYSYRACUSE"]
[13101,"NYBINGHAMTON"]
[13103,"NYSYRACUSE"]
[13124,"NYBINGHAMTON"]
[13126,"NYSYRACUSE"]
[13136,"NYBINGHAMTON"]
[13137,"NYSYRACUSE"]
[13155,"NYBINGHAMTON"]
[13156,"NYSYRACUSE"]
[13315,"NYBINGHAMTON"]
[13316,"NYSYRACUSE"]
[13317,"NYALBANY"]
[13318,"NYSYRACUSE"]
[13320,"NYALBANY"]
[13321,"NYSYRACUSE"]
[13326,"NYALBANY"]
[13327,"NYSYRACUSE"]
[13329,"NYALBANY"]
[13331,"NYMASSENA"]
[13332,"NYSYRACUSE"]
[13333,"NYALBANY"]
[13334,"NYSYRACUSE"]
[13335,"NYBINGHAMTON"]
[13337,"NYALBANY"]
[13338,"NYSYRACUSE"]
[13339,"NYALBANY"]
[13340,"NYSYRACUSE"]
[13342,"NYBINGHAMTON"]
[13343,"NYSYRACUSE"]
[13348,"NYBINGHAMTON"]
[13350,"NYSYRACUSE"]
[13353,"NYALBANY"]
[13354,"NYSYRACUSE"]
[13361,"NYALBANY"]
[13362,"NYSYRACUSE"]
[13365,"NYALBANY"]
[13367,"NYSYRACUSE"]
[13410,"NYALBANY"]
[13411,"NYBINGHAMTON"]
[13413,"NYSYRACUSE"]
[13415,"NYBINGHAMTON"]
[13416,"NYSYRACUSE"]
[13428,"NYALBANY"]
[13431,"NYSYRACUSE"]
[13436,"NYMASSENA"]
[13437,"NYSYRACUSE"]
[13439,"NYBINGHAMTON"]
[13440,"NYSYRACUSE"]
[13450,"NYALBANY"]
[13455,"NYSYRACUSE"]
[13459,"NYALBANY"]
[13460,"NYBINGHAMTON"]
[13461,"NYSYRACUSE"]
[13468,"NYALBANY"]
[13469,"NYSYRACUSE"]
[13470,"NYALBANY"]
[13471,"NYSYRACUSE"]
[13475,"NYALBANY"]
[13476,"NYSYRACUSE"]
[13482,"NYBINGHAMTON"]
[13483,"NYSYRACUSE"]
[13488,"NYALBANY"]
[13489,"NYSYRACUSE"]
[13607,"NYMASSENA"]
[13610,"NYSYRACUSE"]
[13613,"NYMASSENA"]
[13615,"NYSYRACUSE"]
[13617,"NYMASSENA"]
[13618,"NYSYRACUSE"]
[13621,"NYMASSENA"]
[13622,"NYSYRACUSE"]
[13623,"NYMASSENA"]
[13624,"NYSYRACUSE"]
[13625,"NYMASSENA"]
[13626,"NYSYRACUSE"]
[13630,"NYMASSENA"]
[13631,"NYSYRACUSE"]
[13633,"NYMASSENA"]
[13634,"NYSYRACUSE"]
[13635,"NYMASSENA"]
[13636,"NYSYRACUSE"]
[13639,"NYMASSENA"]
[13643,"NYSYRACUSE"]
[13645,"NYMASSENA"]
[13650,"NYSYRACUSE"]
[13652,"NYMASSENA"]
[13656,"NYSYRACUSE"]
[13658,"NYMASSENA"]
[13659,"NYSYRACUSE"]
[13660,"NYMASSENA"]
[13661,"NYSYRACUSE"]
[13662,"NYMASSENA"]
[13674,"NYSYRACUSE"]
[13675,"NYMASSENA"]
[13682,"NYSYRACUSE"]
[13683,"NYMASSENA"]
[13685,"NYSYRACUSE"]
[13687,"NYMASSENA"]
[13688,"NYSYRACUSE"]
[13690,"NYMASSENA"]
[13693,"NYSYRACUSE"]
[13694,"NYMASSENA"]
[13730,"NYBINGHAMTON"]
[13739,"NYALBANY"]
[13743,"NYBINGHAMTON"]
[13750,"NYALBANY"]
[13751,"NYBINGHAMTON"]
[13786,"NYALBANY"]
[13787,"NYBINGHAMTON"]
[13788,"NYALBANY"]
[13790,"NYBINGHAMTON"]
[13842,"NYALBANY"]
[13843,"NYBINGHAMTON"]
[14001,"NYBUFFALO"]
[14020,"NYROCHESTER"]
[14024,"NYBUFFALO"]
[14054,"NYROCHESTER"]
[14055,"NYBUFFALO"]
[14058,"NYROCHESTER"]
[14059,"NYBUFFALO"]
[14143,"NYROCHESTER"]
[14144,"NYBUFFALO"]
[14166,"PAERIE"]
[14167,"NYBUFFALO"]
[14410,"NYROCHESTER"]
[14433,"NYSYRACUSE"]
[14435,"NYROCHESTER"]
[14479,"NYBUFFALO"]
[14480,"NYROCHESTER"]
[14521,"NYSYRACUSE"]
[14522,"NYROCHESTER"]
[14536,"NYBUFFALO"]
[14537,"NYROCHESTER"]
[14541,"NYSYRACUSE"]
[14543,"NYROCHESTER"]
[14569,"NYBUFFALO"]
[14571,"NYROCHESTER"]
[14588,"NYSYRACUSE"]
[14589,"NYROCHESTER"]
[14590,"NYSYRACUSE"]
[14591,"NYROCHESTER"]
[14701,"PABRADFORD"]
[14710,"PAERIE"]
[14711,"PABRADFORD"]
[14712,"PAERIE"]
[14714,"PABRADFORD"]
[14716,"PAERIE"]
[14717,"PABRADFORD"]
[14718,"PAERIE"]
[14719,"PABRADFORD"]
[14722,"PAERIE"]
[14723,"PABRADFORD"]
[14724,"PAERIE"]
[14726,"PABRADFORD"]
[14728,"PAERIE"]
[14729,"NYBUFFALO"]
[14730,"PABRADFORD"]
[14735,"NYBUFFALO"]
[14736,"PAERIE"]
[14737,"PABRADFORD"]
[14744,"NYBUFFALO"]
[14747,"PABRADFORD"]
[14752,"PAERIE"]
[14753,"PABRADFORD"]
[14756,"PAERIE"]
[14760,"PABRADFORD"]
[14767,"PAERIE"]
[14770,"PABRADFORD"]
[14775,"PAERIE"]
[14776,"NYBUFFALO"]
[14778,"PABRADFORD"]
[14781,"PAERIE"]
[14782,"PABRADFORD"]
[14784,"PAERIE"]
[14786,"PABRADFORD"]
[14787,"PAERIE"]
[14788,"PABRADFORD"]
[14801,"PAWILLIAMSPORT"]
[14802,"PABRADFORD"]
[14804,"NYROCHESTER"]
[14805,"NYBINGHAMTON"]
[14806,"PABRADFORD"]
[14807,"NYROCHESTER"]
[14812,"NYBINGHAMTON"]
[14813,"PABRADFORD"]
[14814,"NYBINGHAMTON"]
[14819,"NYROCHESTER"]
[14820,"PAWILLIAMSPORT"]
[14821,"NYBINGHAMTON"]
[14822,"NYROCHESTER"]
[14824,"NYBINGHAMTON"]
[14826,"NYROCHESTER"]
[14827,"NYBINGHAMTON"]
[14836,"NYROCHESTER"]
[14838,"NYBINGHAMTON"]
[14839,"PABRADFORD"]
[14840,"NYROCHESTER"]
[14841,"NYBINGHAMTON"]
[14842,"NYROCHESTER"]
[14844,"NYBINGHAMTON"]
[14846,"NYROCHESTER"]
[14847,"NYSYRACUSE"]
[14850,"NYBINGHAMTON"]
[14855,"PABRADFORD"]
[14856,"NYROCHESTER"]
[14857,"NYBINGHAMTON"]
[14858,"PAWILLIAMSPORT"]
[14859,"NYBINGHAMTON"]
[14873,"NYROCHESTER"]
[14876,"NYBINGHAMTON"]
[14877,"PABRADFORD"]
[14878,"NYBINGHAMTON"]
[14879,"NYROCHESTER"]
[14880,"PABRADFORD"]
[14881,"NYBINGHAMTON"]
[14884,"NYROCHESTER"]
[14885,"PABRADFORD"]
[14886,"NYBINGHAMTON"]
[14893,"NYROCHESTER"]
[14894,"NYBINGHAMTON"]
[14895,"PABRADFORD"]
[14898,"PAWILLIAMSPORT"]
[14901,"NYBINGHAMTON"]
[15001,"PAPITTSBURGH"]
[15411,"WVELKINS"]
[15412,"PAPITTSBURGH"]
[15440,"WVELKINS"]
[15442,"PAPITTSBURGH"]
[15459,"WVELKINS"]
[15460,"PAPITTSBURGH"]
[15522,"PAHARRISBURG"]
[15530,"PAPITTSBURGH"]
[15532,"WVELKINS"]
[15533,"PAHARRISBURG"]
[15534,"PAPITTSBURGH"]
[15535,"VASTERLING"]
[15536,"PAHARRISBURG"]
[15538,"WVELKINS"]
[15539,"PAPITTSBURGH"]
[15545,"WVELKINS"]
[15546,"PAPITTSBURGH"]
[15552,"WVELKINS"]
[15553,"PAPITTSBURGH"]
[15558,"WVELKINS"]
[15559,"PAPITTSBURGH"]
[15562,"WVELKINS"]
[15563,"PAPITTSBURGH"]
[15564,"WVELKINS"]
[15601,"PAPITTSBURGH"]
[15711,"PABRADFORD"]
[15713,"PAPITTSBURGH"]
[15715,"PABRADFORD"]
[15716,"PAPITTSBURGH"]
[15721,"PABRADFORD"]
[15722,"PAPITTSBURGH"]
[15724,"PABRADFORD"]
[15725,"PAPITTSBURGH"]
[15730,"PABRADFORD"]
[15731,"PAPITTSBURGH"]
[15733,"PABRADFORD"]
[15734,"PAPITTSBURGH"]
[15740,"PABRADFORD"]
[15745,"PAPITTSBURGH"]
[15751,"PABRADFORD"]
[15752,"PAPITTSBURGH"]
[15753,"PABRADFORD"]
[15754,"PAPITTSBURGH"]
[15757,"PABRADFORD"]
[15758,"PAPITTSBURGH"]
[15764,"PABRADFORD"]
[15765,"PAPITTSBURGH"]
[15767,"PABRADFORD"]
[15771,"PAPITTSBURGH"]
[15772,"PABRADFORD"]
[15773,"PAPITTSBURGH"]
[15776,"PABRADFORD"]
[15777,"PAPITTSBURGH"]
[15780,"PABRADFORD"]
[15783,"PAPITTSBURGH"]
[15784,"PABRADFORD"]
[15901,"PAPITTSBURGH"]
[16016,"OHYOUNGSTOWN"]
[16022,"PAPITTSBURGH"]
[16030,"OHYOUNGSTOWN"]
[16033,"PAPITTSBURGH"]
[16035,"OHYOUNGSTOWN"]
[16037,"PAPITTSBURGH"]
[16038,"OHYOUNGSTOWN"]
[16039,"PAPITTSBURGH"]
[16040,"OHYOUNGSTOWN"]
[16041,"PAPITTSBURGH"]
[16049,"OHYOUNGSTOWN"]
[16050,"PAPITTSBURGH"]
[16054,"OHYOUNGSTOWN"]
[16055,"PAPITTSBURGH"]
[16057,"OHYOUNGSTOWN"]
[16059,"PAPITTSBURGH"]
[16066,"OHYOUNGSTOWN"]
[16115,"PAPITTSBURGH"]
[16116,"OHYOUNGSTOWN"]
[16117,"PAPITTSBURGH"]
[16121,"OHYOUNGSTOWN"]
[16123,"PAPITTSBURGH"]
[16124,"OHYOUNGSTOWN"]
[16136,"PAPITTSBURGH"]
[16137,"OHYOUNGSTOWN"]
[16141,"PAPITTSBURGH"]
[16142,"OHYOUNGSTOWN"]
[16157,"PAPITTSBURGH"]
[16159,"OHYOUNGSTOWN"]
[16201,"PAPITTSBURGH"]
[16214,"PABRADFORD"]
[16215,"PAPITTSBURGH"]
[16217,"PABRADFORD"]
[16218,"PAPITTSBURGH"]
[16220,"PABRADFORD"]
[16221,"PAPITTSBURGH"]
[16225,"PABRADFORD"]
[16226,"PAPITTSBURGH"]
[16232,"OHYOUNGSTOWN"]
[16233,"PABRADFORD"]
[16236,"PAPITTSBURGH"]
[16239,"PABRADFORD"]
[16242,"PAPITTSBURGH"]
[16254,"PABRADFORD"]
[16255,"PAPITTSBURGH"]
[16257,"PABRADFORD"]
[16259,"PAPITTSBURGH"]
[16260,"PABRADFORD"]
[16261,"PAPITTSBURGH"]
[16301,"OHYOUNGSTOWN"]
[16312,"PABRADFORD"]
[16314,"OHYOUNGSTOWN"]
[16317,"PAERIE"]
[16319,"OHYOUNGSTOWN"]
[16321,"PABRADFORD"]
[16323,"OHYOUNGSTOWN"]
[16326,"PABRADFORD"]
[16327,"PAERIE"]
[16329,"PABRADFORD"]
[16331,"OHYOUNGSTOWN"]
[16332,"PABRADFORD"]
[16335,"PAERIE"]
[16340,"PABRADFORD"]
[16341,"PAERIE"]
[16342,"OHYOUNGSTOWN"]
[16344,"PAERIE"]
[16345,"PABRADFORD"]
[16346,"OHYOUNGSTOWN"]
[16347,"PABRADFORD"]
[16354,"PAERIE"]
[16361,"PABRADFORD"]
[16362,"OHYOUNGSTOWN"]
[16364,"PABRADFORD"]
[16372,"OHYOUNGSTOWN"]
[16388,"PAERIE"]
[16416,"PABRADFORD"]
[16417,"PAERIE"]
[16424,"OHYOUNGSTOWN"]
[16426,"PAERIE"]
[16601,"PAHARRISBURG"]
[16613,"PABRADFORD"]
[16614,"PAHARRISBURG"]
[16616,"PABRADFORD"]
[16617,"PAWILLIAMSPORT"]
[16619,"PABRADFORD"]
[16621,"PAHARRISBURG"]
[16624,"PABRADFORD"]
[16625,"PAHARRISBURG"]
[16627,"PABRADFORD"]
[16630,"PAPITTSBURGH"]
[16631,"PAHARRISBURG"]
[16636,"PABRADFORD"]
[16637,"PAHARRISBURG"]
[16639,"PABRADFORD"]
[16641,"PAPITTSBURGH"]
[16644,"PABRADFORD"]
[16647,"PAHARRISBURG"]
[16651,"PABRADFORD"]
[16652,"PAHARRISBURG"]
[16656,"PABRADFORD"]
[16657,"PAHARRISBURG"]
[16661,"PABRADFORD"]
[16662,"PAHARRISBURG"]
[16663,"PABRADFORD"]
[16664,"PAHARRISBURG"]
[16666,"PABRADFORD"]
[16667,"PAHARRISBURG"]
[16668,"PABRADFORD"]
[16669,"PAHARRISBURG"]
[16671,"PABRADFORD"]
[16672,"PAHARRISBURG"]
[16675,"PABRADFORD"]
[16677,"PAWILLIAMSPORT"]
[16678,"PAHARRISBURG"]
[16680,"PABRADFORD"]
[16682,"PAHARRISBURG"]
[16683,"PAWILLIAMSPORT"]
[16685,"PAHARRISBURG"]
[16686,"PAWILLIAMSPORT"]
[16689,"PAHARRISBURG"]
[16692,"PABRADFORD"]
[16693,"PAHARRISBURG"]
[16698,"PABRADFORD"]
[16699,"PAPITTSBURGH"]
[16701,"PABRADFORD"]
[16801,"PAWILLIAMSPORT"]
[16821,"PABRADFORD"]
[16822,"PAWILLIAMSPORT"]
[16825,"PABRADFORD"]
[16826,"PAWILLIAMSPORT"]
[16830,"PABRADFORD"]
[16832,"PAWILLIAMSPORT"]
[16833,"PABRADFORD"]
[16834,"PAWILLIAMSPORT"]
[16836,"PABRADFORD"]
[16839,"PAWILLIAMSPORT"]
[16843,"PABRADFORD"]
[16844,"PAWILLIAMSPORT"]
[16845,"PABRADFORD"]
[16848,"PAWILLIAMSPORT"]
[16850,"PABRADFORD"]
[16851,"PAWILLIAMSPORT"]
[16855,"PABRADFORD"]
[16856,"PAWILLIAMSPORT"]
[16858,"PABRADFORD"]
[16859,"PAWILLIAMSPORT"]
[16861,"PABRADFORD"]
[16864,"PAWILLIAMSPORT"]
[16866,"PABRADFORD"]
[16868,"PAWILLIAMSPORT"]
[16871,"PABRADFORD"]
[16872,"PAWILLIAMSPORT"]
[16873,"PABRADFORD"]
[16874,"PAWILLIAMSPORT"]
[16876,"PABRADFORD"]
[16877,"PAWILLIAMSPORT"]
[16878,"PABRADFORD"]
[16879,"PAWILLIAMSPORT"]
[16881,"PABRADFORD"]
[16882,"PAWILLIAMSPORT"]
[16915,"PABRADFORD"]
[16917,"PAWILLIAMSPORT"]
[16923,"PABRADFORD"]
[16925,"NYBINGHAMTON"]
[16926,"PAWILLIAMSPORT"]
[16927,"PABRADFORD"]
[16928,"PAWILLIAMSPORT"]
[16937,"PABRADFORD"]
[16938,"PAWILLIAMSPORT"]
[16941,"PABRADFORD"]
[16942,"PAWILLIAMSPORT"]
[16948,"PABRADFORD"]
[16950,"PAWILLIAMSPORT"]
[17001,"PAHARRISBURG"]
[17063,"PAWILLIAMSPORT"]
[17064,"PAHARRISBURG"]
[17084,"PAWILLIAMSPORT"]
[17085,"PAHARRISBURG"]
[17211,"VASTERLING"]
[17212,"PAHARRISBURG"]
[17238,"VASTERLING"]
[17239,"PAHARRISBURG"]
[17263,"VASTERLING"]
[17264,"PAHARRISBURG"]
[17267,"VASTERLING"]
[17268,"PAHARRISBURG"]
[17314,"DEWILMINGTON"]
[17315,"PAHARRISBURG"]
[17321,"MDBALTIMORE"]
[17322,"PAHARRISBURG"]
[17503,"DEWILMINGTON"]
[17504,"PAHARRISBURG"]
[17506,"DEWILMINGTON"]
[17508,"PAHARRISBURG"]
[17509,"DEWILMINGTON"]
[17512,"PAHARRISBURG"]
[17518,"DEWILMINGTON"]
[17520,"PAHARRISBURG"]
[17527,"DEWILMINGTON"]
[17532,"PAHARRISBURG"]
[17534,"DEWILMINGTON"]
[17537,"PAHARRISBURG"]
[17555,"DEWILMINGTON"]
[17564,"PAHARRISBURG"]
[17566,"DEWILMINGTON"]
[17567,"PAHARRISBURG"]
[17572,"DEWILMINGTON"]
[17573,"PAHARRISBURG"]
[17577,"DEWILMINGTON"]
[17578,"PAHARRISBURG"]
[17579,"DEWILMINGTON"]
[17580,"PAHARRISBURG"]
[17581,"DEWILMINGTON"]
[17582,"PAHARRISBURG"]
[17701,"PAWILLIAMSPORT"]
[17823,"PAHARRISBURG"]
[17824,"PAWILLIAMSPORT"]
[17825,"PAHARRISBURG"]
[17827,"PAWILLIAMSPORT"]
[17828,"PAHARRISBURG"]
[17829,"PAWILLIAMSPORT"]
[17830,"PAHARRISBURG"]
[17831,"PAWILLIAMSPORT"]
[17836,"PAHARRISBURG"]
[17837,"PAWILLIAMSPORT"]
[17840,"PAHARRISBURG"]
[17841,"PAWILLIAMSPORT"]
[17851,"PAHARRISBURG"]
[17855,"PAWILLIAMSPORT"]
[17864,"PAHARRISBURG"]
[17865,"PAWILLIAMSPORT"]
[17867,"PAHARRISBURG"]
[17868,"PAWILLIAMSPORT"]
[17878,"PAWILKES-BARRE"]
[17880,"PAWILLIAMSPORT"]
[17901,"PAALLENTOWN"]
[17920,"PAWILKES-BARRE"]
[17921,"PAHARRISBURG"]
[17922,"PAALLENTOWN"]
[17923,"PAHARRISBURG"]
[17925,"PAALLENTOWN"]
[17927,"PAWILKES-BARRE"]
[17929,"PAALLENTOWN"]
[17933,"PAHARRISBURG"]
[17934,"PAALLENTOWN"]
[17936,"PAHARRISBURG"]
[17942,"PAALLENTOWN"]
[17943,"PAHARRISBURG"]
[17946,"PAALLENTOWN"]
[17957,"PAHARRISBURG"]
[17959,"PAALLENTOWN"]
[17963,"PAHARRISBURG"]
[17965,"PAALLENTOWN"]
[17966,"PAHARRISBURG"]
[17967,"PAWILKES-BARRE"]
[17968,"PAHARRISBURG"]
[17970,"PAALLENTOWN"]
[17978,"PAHARRISBURG"]
[17979,"PAALLENTOWN"]
[17980,"PAHARRISBURG"]
[17982,"PAALLENTOWN"]
[17983,"PAHARRISBURG"]
[17985,"PAWILKES-BARRE"]
[18001,"PAALLENTOWN"]
[18040,"PAWILKES-BARRE"]
[18041,"PAALLENTOWN"]
[18059,"PAHARRISBURG"]
[18060,"PAALLENTOWN"]
[18201,"PAWILKES-BARRE"]
[18211,"PAALLENTOWN"]
[18216,"PAWILKES-BARRE"]
[18218,"PAALLENTOWN"]
[18219,"PAWILKES-BARRE"]
[18220,"PAALLENTOWN"]
[18221,"PAWILKES-BARRE"]
[18229,"PAALLENTOWN"]
[18230,"PAWILKES-BARRE"]
[18232,"PAALLENTOWN"]
[18234,"PAWILKES-BARRE"]
[18235,"PAALLENTOWN"]
[18237,"PAWILKES-BARRE"]
[18240,"PAALLENTOWN"]
[18241,"PAWILKES-BARRE"]
[18244,"PAALLENTOWN"]
[18246,"PAWILKES-BARRE"]
[18250,"PAALLENTOWN"]
[18251,"PAWILKES-BARRE"]
[18252,"PAALLENTOWN"]
[18254,"PAWILKES-BARRE"]
[18301,"PAALLENTOWN"]
[18323,"PAWILKES-BARRE"]
[18324,"PAALLENTOWN"]
[18325,"PAWILKES-BARRE"]
[18327,"PAALLENTOWN"]
[18328,"PAWILKES-BARRE"]
[18330,"PAALLENTOWN"]
[18332,"PAWILKES-BARRE"]
[18333,"PAALLENTOWN"]
[18334,"PAWILKES-BARRE"]
[18335,"PAALLENTOWN"]
[18336,"PAWILKES-BARRE"]
[18341,"PAALLENTOWN"]
[18342,"PAWILKES-BARRE"]
[18343,"PAALLENTOWN"]
[18344,"PAWILKES-BARRE"]
[18351,"PAALLENTOWN"]
[18355,"PAWILKES-BARRE"]
[18356,"PAALLENTOWN"]
[18357,"PAWILKES-BARRE"]
[18360,"PAALLENTOWN"]
[18370,"PAWILKES-BARRE"]
[18372,"PAALLENTOWN"]
[18373,"PAWILKES-BARRE"]
[18439,"NYBINGHAMTON"]
[18440,"PAWILKES-BARRE"]
[18455,"NYBINGHAMTON"]
[18456,"PAWILKES-BARRE"]
[18461,"NYBINGHAMTON"]
[18463,"PAWILKES-BARRE"]
[18465,"NYBINGHAMTON"]
[18466,"PAWILKES-BARRE"]
[18616,"PAWILLIAMSPORT"]
[18617,"PAWILKES-BARRE"]
[18619,"PAWILLIAMSPORT"]
[18621,"PAWILKES-BARRE"]
[18626,"PAWILLIAMSPORT"]
[18627,"PAWILKES-BARRE"]
[18801,"NYBINGHAMTON"]
[18813,"PAWILKES-BARRE"]
[18814,"PAWILLIAMSPORT"]
[18815,"NYBINGHAMTON"]
[18816,"PAWILKES-BARRE"]
[18817,"NYBINGHAMTON"]
[18820,"PAWILKES-BARRE"]
[18821,"NYBINGHAMTON"]
[18823,"PAWILKES-BARRE"]
[18825,"NYBINGHAMTON"]
[18826,"PAWILKES-BARRE"]
[18827,"NYBINGHAMTON"]
[18832,"PAWILLIAMSPORT"]
[18834,"NYBINGHAMTON"]
[18842,"PAWILKES-BARRE"]
[18843,"NYBINGHAMTON"]
[18844,"PAWILKES-BARRE"]
[18845,"NYBINGHAMTON"]
[18846,"PAWILKES-BARRE"]
[18847,"NYBINGHAMTON"]
[18853,"PAWILKES-BARRE"]
[18854,"NYBINGHAMTON"]
[18901,"PAALLENTOWN"]
[18915,"PAPHILADELPHIA"]
[18916,"PAALLENTOWN"]
[18922,"PAPHILADELPHIA"]
[18923,"PAALLENTOWN"]
[18925,"PAPHILADELPHIA"]
[18926,"PAALLENTOWN"]
[18929,"PAPHILADELPHIA"]
[18930,"PAALLENTOWN"]
[18936,"PAPHILADELPHIA"]
[18938,"PAALLENTOWN"]
[18940,"PAPHILADELPHIA"]
[18942,"PAALLENTOWN"]
[18943,"PAPHILADELPHIA"]
[18944,"PAALLENTOWN"]
[18946,"PAPHILADELPHIA"]
[18947,"PAALLENTOWN"]
[18954,"PAPHILADELPHIA"]
[18955,"PAALLENTOWN"]
[18956,"PAPHILADELPHIA"]
[18957,"PAALLENTOWN"]
[18966,"PAPHILADELPHIA"]
[18968,"PAALLENTOWN"]
[18974,"PAPHILADELPHIA"]
[18979,"PAALLENTOWN"]
[18980,"PAPHILADELPHIA"]
[18981,"PAALLENTOWN"]
[18991,"PAPHILADELPHIA"]
[19310,"DEWILMINGTON"]
[19312,"PAPHILADELPHIA"]
[19316,"DEWILMINGTON"]
[19319,"PAPHILADELPHIA"]
[19320,"DEWILMINGTON"]
[19331,"PAPHILADELPHIA"]
[19335,"DEWILMINGTON"]
[19339,"PAPHILADELPHIA"]
[19343,"DEWILMINGTON"]
[19345,"PAPHILADELPHIA"]
[19346,"DEWILMINGTON"]
[19353,"PAPHILADELPHIA"]
[19354,"DEWILMINGTON"]
[19355,"PAPHILADELPHIA"]
[19357,"DEWILMINGTON"]
[19373,"PAPHILADELPHIA"]
[19374,"DEWILMINGTON"]
[19380,"PAPHILADELPHIA"]
[19390,"DEWILMINGTON"]
[19395,"PAPHILADELPHIA"]
[19435,"PAALLENTOWN"]
[19436,"PAPHILADELPHIA"]
[19438,"PAALLENTOWN"]
[19442,"PAPHILADELPHIA"]
[19450,"PAALLENTOWN"]
[19451,"PAPHILADELPHIA"]
[19464,"PAALLENTOWN"]
[19468,"PAPHILADELPHIA"]
[19472,"PAALLENTOWN"]
[19474,"PAPHILADELPHIA"]
[19478,"PAALLENTOWN"]
[19480,"PAPHILADELPHIA"]
[19492,"PAALLENTOWN"]
[19493,"PAPHILADELPHIA"]
[19501,"PAHARRISBURG"]
[19503,"PAALLENTOWN"]
[19507,"PAHARRISBURG"]
[19508,"PAALLENTOWN"]
[19520,"PAPHILADELPHIA"]
[19522,"PAALLENTOWN"]
[19543,"DEWILMINGTON"]
[19544,"PAHARRISBURG"]
[19545,"PAALLENTOWN"]
[19550,"PAHARRISBURG"]
[19554,"PAALLENTOWN"]
[19559,"PAHARRISBURG"]
[19560,"PAALLENTOWN"]
[19565,"PAHARRISBURG"]
[19601,"PAALLENTOWN"]
[19701,"DEWILMINGTON"]
[19930,"NJATLANTIC_CITY"]
[19931,"MDBALTIMORE"]
[19933,"DEWILMINGTON"]
[19939,"NJATLANTIC_CITY"]
[19940,"MDBALTIMORE"]
[19941,"DEWILMINGTON"]
[19944,"NJATLANTIC_CITY"]
[19946,"DEWILMINGTON"]
[19951,"NJATLANTIC_CITY"]
[19952,"DEWILMINGTON"]
[19956,"MDBALTIMORE"]
[19958,"NJATLANTIC_CITY"]
[19961,"DEWILMINGTON"]
[19966,"NJATLANTIC_CITY"]
[19973,"DEWILMINGTON"]
[19975,"NJATLANTIC_CITY"]
[19977,"DEWILMINGTON"]
[20001,"VASTERLING"]
[20017,"MDBALTIMORE"]
[20020,"VASTERLING"]
[20109,"NJATLANTIC_CITY"]
[20110,"VASTERLING"]
[20606,"VARICHMOND"]
[20607,"VASTERLING"]
[20608,"MDBALTIMORE"]
[20609,"VASTERLING"]
[20610,"MDBALTIMORE"]
[20611,"VASTERLING"]
[20612,"MDBALTIMORE"]
[20616,"VASTERLING"]
[20619,"MDBALTIMORE"]
[20621,"VASTERLING"]
[20622,"MDBALTIMORE"]
[20625,"VASTERLING"]
[20626,"VARICHMOND"]
[20627,"VASTERLING"]
[20628,"VARICHMOND"]
[20629,"MDBALTIMORE"]
[20630,"VARICHMOND"]
[20632,"VASTERLING"]
[20634,"MDBALTIMORE"]
[20640,"VASTERLING"]
[20650,"MDBALTIMORE"]
[20658,"VASTERLING"]
[20659,"MDBALTIMORE"]
[20661,"VASTERLING"]
[20667,"MDBALTIMORE"]
[20674,"VARICHMOND"]
[20675,"VASTERLING"]
[20676,"MDBALTIMORE"]
[20677,"VASTERLING"]
[20678,"MDBALTIMORE"]
[20680,"VARICHMOND"]
[20682,"VASTERLING"]
[20684,"VARICHMOND"]
[20685,"MDBALTIMORE"]
[20686,"VARICHMOND"]
[20688,"MDBALTIMORE"]
[20692,"VARICHMOND"]
[20693,"VASTERLING"]
[20697,"MDBALTIMORE"]
[20744,"VASTERLING"]
[20746,"MDBALTIMORE"]
[20748,"VASTERLING"]
[20751,"MDBALTIMORE"]
[20812,"VASTERLING"]
[20830,"MDBALTIMORE"]
[20837,"VASTERLING"]
[20860,"MDBALTIMORE"]
[20871,"VASTERLING"]
[20897,"MDBALTIMORE"]
[20898,"VASTERLING"]
[20901,"MDBALTIMORE"]
[20907,"VASTERLING"]
[20912,"MDBALTIMORE"]
[20913,"VASTERLING"]
[20914,"MDBALTIMORE"]
[20915,"VASTERLING"]
[20997,"MDBALTIMORE"]
[21001,"DEWILMINGTON"]
[21009,"MDBALTIMORE"]
[21034,"DEWILMINGTON"]
[21035,"MDBALTIMORE"]
[21078,"DEWILMINGTON"]
[21080,"MDBALTIMORE"]
[21088,"PAHARRISBURG"]
[21090,"MDBALTIMORE"]
[21105,"PAHARRISBURG"]
[21106,"MDBALTIMORE"]
[21160,"DEWILMINGTON"]
[21161,"MDBALTIMORE"]
[21501,"WVELKINS"]
[21530,"VASTERLING"]
[21531,"WVELKINS"]
[21555,"VASTERLING"]
[21556,"WVELKINS"]
[21601,"MDBALTIMORE"]
[21607,"DEWILMINGTON"]
[21609,"MDBALTIMORE"]
[21628,"DEWILMINGTON"]
[21629,"MDBALTIMORE"]
[21635,"DEWILMINGTON"]
[21638,"MDBALTIMORE"]
[21640,"DEWILMINGTON"]
[21641,"MDBALTIMORE"]
[21644,"DEWILMINGTON"]
[21647,"MDBALTIMORE"]
[21649,"DEWILMINGTON"]
[21652,"MDBALTIMORE"]
[21667,"DEWILMINGTON"]
[21669,"MDBALTIMORE"]
[21670,"DEWILMINGTON"]
[21671,"MDBALTIMORE"]
[21701,"VASTERLING"]
[21719,"PAHARRISBURG"]
[21720,"VASTERLING"]
[21723,"MDBALTIMORE"]
[21727,"PAHARRISBURG"]
[21733,"VASTERLING"]
[21737,"MDBALTIMORE"]
[21740,"VASTERLING"]
[21757,"MDBALTIMORE"]
[21758,"VASTERLING"]
[21759,"MDBALTIMORE"]
[21766,"VASTERLING"]
[21771,"MDBALTIMORE"]
[21773,"VASTERLING"]
[21775,"MDBALTIMORE"]
[21777,"VASTERLING"]
[21780,"PAHARRISBURG"]
[21781,"VASTERLING"]
[21784,"MDBALTIMORE"]
[21788,"VASTERLING"]
[21791,"MDBALTIMORE"]
[21793,"VASTERLING"]
[21794,"MDBALTIMORE"]
[21795,"VASTERLING"]
[21797,"MDBALTIMORE"]
[21798,"VASTERLING"]
[21801,"MDBALTIMORE"]
[21811,"NJATLANTIC_CITY"]
[21814,"MDBALTIMORE"]
[21817,"VANORFOLK"]
[21820,"MDBALTIMORE"]
[21824,"VANORFOLK"]
[21826,"MDBALTIMORE"]
[21829,"VANORFOLK"]
[21830,"MDBALTIMORE"]
[21836,"VANORFOLK"]
[21837,"MDBALTIMORE"]
[21838,"VANORFOLK"]
[21840,"MDBALTIMORE"]
[21841,"NJATLANTIC_CITY"]
[21849,"MDBALTIMORE"]
[21850,"NJATLANTIC_CITY"]
[21851,"VANORFOLK"]
[21852,"NJATLANTIC_CITY"]
[21853,"MDBALTIMORE"]
[21857,"VANORFOLK"]
[21861,"MDBALTIMORE"]
[21862,"NJATLANTIC_CITY"]
[21863,"MDBALTIMORE"]
[21864,"VANORFOLK"]
[21865,"MDBALTIMORE"]
[21866,"VANORFOLK"]
[21869,"MDBALTIMORE"]
[21871,"VANORFOLK"]
[21872,"NJATLANTIC_CITY"]
[21875,"MDBALTIMORE"]
[21890,"VANORFOLK"]
[21901,"DEWILMINGTON"]
[22002,"VASTERLING"]
[22427,"VARICHMOND"]
[22430,"VASTERLING"]
[22432,"VARICHMOND"]
[22433,"VASTERLING"]
[22435,"VARICHMOND"]
[22448,"VASTERLING"]
[22451,"VARICHMOND"]
[22463,"VASTERLING"]
[22469,"VARICHMOND"]
[22471,"VASTERLING"]
[22472,"VARICHMOND"]
[22485,"VASTERLING"]
[22488,"VARICHMOND"]
[22508,"VASTERLING"]
[22509,"VARICHMOND"]
[22526,"VASTERLING"]
[22528,"VARICHMOND"]
[22542,"VASTERLING"]
[22544,"VARICHMOND"]
[22545,"VASTERLING"]
[22546,"VARICHMOND"]
[22547,"VASTERLING"]
[22548,"VARICHMOND"]
[22553,"VASTERLING"]
[22558,"VARICHMOND"]
[22567,"VASTERLING"]
[22570,"VARICHMOND"]
[22578,"VANORFOLK"]
[22579,"VARICHMOND"]
[22601,"VASTERLING"]
[22801,"WVELKINS"]
[22824,"VASTERLING"]
[22830,"WVELKINS"]
[22835,"VASTERLING"]
[22840,"WVELKINS"]
[22842,"VASTERLING"]
[22843,"WVELKINS"]
[22849,"VASTERLING"]
[22850,"WVELKINS"]
[22851,"VASTERLING"]
[22853,"WVELKINS"]
[22901,"VALYNCHBURG"]
[22923,"VARICHMOND"]
[22924,"VALYNCHBURG"]
[22929,"VARICHMOND"]
[22931,"VALYNCHBURG"]
[22942,"VARICHMOND"]
[22943,"VALYNCHBURG"]
[22948,"VASTERLING"]
[22949,"VALYNCHBURG"]
[22953,"VASTERLING"]
[22954,"VALYNCHBURG"]
[22957,"VASTERLING"]
[22958,"VALYNCHBURG"]
[22960,"VASTERLING"]
[22963,"VARICHMOND"]
[22964,"VALYNCHBURG"]
[22965,"VASTERLING"]
[22967,"VALYNCHBURG"]
[22968,"VASTERLING"]
[22969,"VALYNCHBURG"]
[22972,"VASTERLING"]
[22974,"VARICHMOND"]
[22976,"VALYNCHBURG"]
[22989,"VASTERLING"]
[23001,"VANORFOLK"]
[23002,"VARICHMOND"]
[23004,"VALYNCHBURG"]
[23005,"VARICHMOND"]
[23017,"VANORFOLK"]
[23022,"VARICHMOND"]
[23025,"VANORFOLK"]
[23027,"VARICHMOND"]
[23035,"VANORFOLK"]
[23038,"VARICHMOND"]
[23043,"VANORFOLK"]
[23047,"VARICHMOND"]
[23050,"VANORFOLK"]
[23054,"VARICHMOND"]
[23056,"VANORFOLK"]
[23058,"VARICHMOND"]
[23061,"VANORFOLK"]
[23063,"VARICHMOND"]
[23064,"VANORFOLK"]
[23065,"VARICHMOND"]
[23066,"VANORFOLK"]
[23067,"VARICHMOND"]
[23068,"VANORFOLK"]
[23069,"VARICHMOND"]
[23070,"VANORFOLK"]
[23075,"VARICHMOND"]
[23076,"VANORFOLK"]
[23079,"VARICHMOND"]
[23107,"VANORFOLK"]
[23108,"VARICHMOND"]
[23109,"VANORFOLK"]
[23110,"VARICHMOND"]
[23119,"VANORFOLK"]
[23120,"VARICHMOND"]
[23125,"VANORFOLK"]
[23126,"VARICHMOND"]
[23128,"VANORFOLK"]
[23129,"VARICHMOND"]
[23130,"VANORFOLK"]
[23139,"VARICHMOND"]
[23154,"VANORFOLK"]
[23156,"VARICHMOND"]
[23163,"VANORFOLK"]
[23168,"VARICHMOND"]
[23176,"VANORFOLK"]
[23177,"VARICHMOND"]
[23178,"VANORFOLK"]
[23180,"VARICHMOND"]
[23183,"VANORFOLK"]
[23186,"VARICHMOND"]
[23191,"VANORFOLK"]
[23192,"VARICHMOND"]
[23301,"VANORFOLK"]
[23801,"VARICHMOND"]
[23827,"VANORFOLK"]
[23830,"VARICHMOND"]
[23837,"VANORFOLK"]
[23838,"VARICHMOND"]
[23845,"NCRALEIGH"]
[23846,"VARICHMOND"]
[23851,"VANORFOLK"]
[23856,"VARICHMOND"]
[23857,"NCRALEIGH"]
[23860,"VARICHMOND"]
[23866,"VANORFOLK"]
[23867,"VARICHMOND"]
[23874,"VANORFOLK"]
[23875,"VARICHMOND"]
[23878,"VANORFOLK"]
[23879,"VARICHMOND"]
[23898,"VANORFOLK"]
[23899,"VARICHMOND"]
[23901,"VALYNCHBURG"]
[23915,"NCRALEIGH"]
[23920,"VARICHMOND"]
[23921,"VALYNCHBURG"]
[23922,"VARICHMOND"]
[23923,"VALYNCHBURG"]
[23927,"NCRALEIGH"]
[23930,"VARICHMOND"]
[23934,"VALYNCHBURG"]
[23938,"VARICHMOND"]
[23939,"VALYNCHBURG"]
[23944,"VARICHMOND"]
[23947,"VALYNCHBURG"]
[23950,"NCRALEIGH"]
[23952,"VALYNCHBURG"]
[23955,"VARICHMOND"]
[23958,"VALYNCHBURG"]
[23970,"VARICHMOND"]
[23974,"VALYNCHBURG"]
[24000,"VAROANOKE"]
[24053,"NCGREENSBORO"]
[24055,"VAROANOKE"]
[24069,"NCGREENSBORO"]
[24070,"VAROANOKE"]
[24076,"NCGREENSBORO"]
[24077,"VAROANOKE"]
[24082,"NCGREENSBORO"]
[24083,"VAROANOKE"]
[24104,"VALYNCHBURG"]
[24105,"VAROANOKE"]
[24112,"NCGREENSBORO"]
[24120,"VAROANOKE"]
[24133,"NCGREENSBORO"]
[24134,"VAROANOKE"]
[24139,"VALYNCHBURG"]
[24141,"VAROANOKE"]
[24148,"NCGREENSBORO"]
[24149,"VAROANOKE"]
[24161,"VALYNCHBURG"]
[24162,"VAROANOKE"]
[24165,"NCGREENSBORO"]
[24167,"VAROANOKE"]
[24171,"NCGREENSBORO"]
[24174,"VAROANOKE"]
[24201,"TNBRISTOL"]
[24301,"VAROANOKE"]
[24311,"TNBRISTOL"]
[24312,"VAROANOKE"]
[24316,"TNBRISTOL"]
[24317,"NCGREENSBORO"]
[24318,"TNBRISTOL"]
[24322,"VAROANOKE"]
[24323,"TNBRISTOL"]
[24324,"VAROANOKE"]
[24326,"TNBRISTOL"]
[24328,"NCGREENSBORO"]
[24330,"VAROANOKE"]
[24333,"NCGREENSBORO"]
[24340,"TNBRISTOL"]
[24343,"VAROANOKE"]
[24348,"TNBRISTOL"]
[24350,"VAROANOKE"]
[24351,"NCGREENSBORO"]
[24352,"VAROANOKE"]
[24354,"TNBRISTOL"]
[24360,"VAROANOKE"]
[24361,"TNBRISTOL"]
[24366,"VAROANOKE"]
[24368,"TNBRISTOL"]
[24380,"VAROANOKE"]
[24401,"VALYNCHBURG"]
[24412,"VAROANOKE"]
[24413,"WVELKINS"]
[24415,"VALYNCHBURG"]
[24421,"WVELKINS"]
[24422,"VAROANOKE"]
[24430,"VALYNCHBURG"]
[24432,"WVELKINS"]
[24435,"VALYNCHBURG"]
[24438,"VAROANOKE"]
[24439,"VALYNCHBURG"]
[24441,"WVELKINS"]
[24445,"VAROANOKE"]
[24450,"VALYNCHBURG"]
[24457,"VAROANOKE"]
[24458,"WVELKINS"]
[24459,"VALYNCHBURG"]
[24460,"VAROANOKE"]
[24463,"VALYNCHBURG"]
[24465,"WVELKINS"]
[24469,"VALYNCHBURG"]
[24471,"WVELKINS"]
[24472,"VALYNCHBURG"]
[24474,"VAROANOKE"]
[24475,"VALYNCHBURG"]
[24484,"WVELKINS"]
[24501,"VALYNCHBURG"]
[24520,"NCRALEIGH"]
[24521,"VALYNCHBURG"]
[24527,"NCGREENSBORO"]
[24528,"VALYNCHBURG"]
[24529,"NCRALEIGH"]
[24530,"VAROANOKE"]
[24531,"VALYNCHBURG"]
[24540,"NCGREENSBORO"]
[24549,"VALYNCHBURG"]
[24580,"NCRALEIGH"]
[24581,"VALYNCHBURG"]
[24598,"NCRALEIGH"]
[24599,"VALYNCHBURG"]
[24601,"TNBRISTOL"]
[24605,"VAROANOKE"]
[24606,"WVCHARLESTON"]
[24607,"TNBRISTOL"]
[24613,"VAROANOKE"]
[24614,"TNBRISTOL"]
[24635,"WVCHARLESTON"]
[24637,"TNBRISTOL"]
[24701,"VAROANOKE"]
[24710,"WVCHARLESTON"]
[24712,"VAROANOKE"]
[24714,"WVCHARLESTON"]
[24731,"VAROANOKE"]
[24736,"WVCHARLESTON"]
[24737,"VAROANOKE"]
[24751,"WVCHARLESTON"]
[24813,"TNBRISTOL"]
[24816,"WVCHARLESTON"]
[24817,"TNBRISTOL"]
[24818,"WVCHARLESTON"]
[24821,"TNBRISTOL"]
[24822,"WVCHARLESTON"]
[24826,"TNBRISTOL"]
[24827,"WVCHARLESTON"]
[24832,"TNBRISTOL"]
[24834,"WVCHARLESTON"]
[24850,"TNBRISTOL"]
[24851,"WVCHARLESTON"]
[24866,"TNBRISTOL"]
[24867,"WVCHARLESTON"]
[24873,"TNBRISTOL"]
[24874,"WVCHARLESTON"]
[24879,"TNBRISTOL"]
[24880,"WVCHARLESTON"]
[24884,"TNBRISTOL"]
[24887,"WVCHARLESTON"]
[24892,"TNBRISTOL"]
[24895,"WVCHARLESTON"]
[24899,"TNBRISTOL"]
[24901,"VAROANOKE"]
[24915,"WVELKINS"]
[24916,"VAROANOKE"]
[24920,"WVELKINS"]
[24925,"VAROANOKE"]
[24927,"WVELKINS"]
[24931,"VAROANOKE"]
[24934,"WVELKINS"]
[24935,"VAROANOKE"]
[24944,"WVELKINS"]
[24945,"VAROANOKE"]
[24946,"WVELKINS"]
[24950,"VAROANOKE"]
[24954,"WVELKINS"]
[24957,"VAROANOKE"]
[25002,"WVCHARLESTON"]
[25106,"WVHUNTINGTON"]
[25107,"WVCHARLESTON"]
[25250,"WVHUNTINGTON"]
[25251,"WVCHARLESTON"]
[25287,"WVHUNTINGTON"]
[25301,"WVCHARLESTON"]
[25401,"VASTERLING"]
[25501,"WVCHARLESTON"]
[25502,"WVHUNTINGTON"]
[25505,"WVCHARLESTON"]
[25506,"WVHUNTINGTON"]
[25508,"WVCHARLESTON"]
[25510,"WVHUNTINGTON"]
[25521,"WVCHARLESTON"]
[25523,"WVHUNTINGTON"]
[25526,"WVCHARLESTON"]
[25530,"WVHUNTINGTON"]
[25547,"WVCHARLESTON"]
[25550,"WVHUNTINGTON"]
[25560,"WVCHARLESTON"]
[25562,"WVHUNTINGTON"]
[25564,"WVCHARLESTON"]
[25570,"WVHUNTINGTON"]
[25572,"WVCHARLESTON"]
[25661,"WVHUNTINGTON"]
[25682,"WVCHARLESTON"]
[25685,"WVHUNTINGTON"]
[25801,"WVCHARLESTON"]
[25820,"VAROANOKE"]
[25823,"WVCHARLESTON"]
[25922,"VAROANOKE"]
[25926,"WVCHARLESTON"]
[25951,"VAROANOKE"]
[25958,"WVCHARLESTON"]
[25962,"VAROANOKE"]
[25965,"WVCHARLESTON"]
[25969,"VAROANOKE"]
[25972,"WVCHARLESTON"]
[25978,"VAROANOKE"]
[25981,"WVCHARLESTON"]
[25988,"VAROANOKE"]
[25989,"WVCHARLESTON"]
[26003,"PAPITTSBURGH"]
[26101,"WVCHARLESTON"]
[26135,"WVELKINS"]
[26136,"WVCHARLESTON"]
[26146,"WVELKINS"]
[26147,"WVCHARLESTON"]
[26149,"WVELKINS"]
[26150,"WVCHARLESTON"]
[26155,"PAPITTSBURGH"]
[26160,"WVCHARLESTON"]
[26162,"WVELKINS"]
[26164,"WVCHARLESTON"]
[26167,"WVELKINS"]
[26169,"WVCHARLESTON"]
[26175,"PAPITTSBURGH"]
[26178,"WVCHARLESTON"]
[26186,"PAPITTSBURGH"]
[26187,"WVCHARLESTON"]
[26201,"WVELKINS"]
[26202,"WVCHARLESTON"]
[26203,"WVELKINS"]
[26205,"WVCHARLESTON"]
[26206,"WVELKINS"]
[26208,"WVCHARLESTON"]
[26209,"WVELKINS"]
[26261,"WVCHARLESTON"]
[26263,"WVELKINS"]
[26337,"WVCHARLESTON"]
[26338,"WVELKINS"]
[26346,"WVCHARLESTON"]
[26347,"WVELKINS"]
[26362,"WVCHARLESTON"]
[26366,"WVELKINS"]
[26521,"PAPITTSBURGH"]
[26522,"WVELKINS"]
[26544,"PAPITTSBURGH"]
[26546,"WVELKINS"]
[26562,"PAPITTSBURGH"]
[26563,"WVELKINS"]
[26575,"PAPITTSBURGH"]
[26576,"WVELKINS"]
[26581,"PAPITTSBURGH"]
[26582,"WVELKINS"]
[26589,"PAPITTSBURGH"]
[26591,"WVELKINS"]
[26610,"WVCHARLESTON"]
[26611,"WVELKINS"]
[26617,"WVCHARLESTON"]
[26619,"WVELKINS"]
[26623,"WVCHARLESTON"]
[26627,"WVELKINS"]
[26634,"WVCHARLESTON"]
[26704,"VASTERLING"]
[26705,"WVELKINS"]
[26711,"VASTERLING"]
[26716,"WVELKINS"]
[26722,"VASTERLING"]
[26726,"WVELKINS"]
[26808,"VASTERLING"]
[26810,"WVELKINS"]
[26817,"VASTERLING"]
[26818,"WVELKINS"]
[26823,"VASTERLING"]
[26824,"WVELKINS"]
[26851,"VASTERLING"]
[26852,"WVELKINS"]
[26865,"VASTERLING"]
[26866,"WVELKINS"]
[27006,"NCGREENSBORO"]
[27013,"NCCHARLOTTE"]
[27014,"NCGREENSBORO"]
[27207,"NCRALEIGH"]
[27208,"NCGREENSBORO"]
[27213,"NCRALEIGH"]
[27214,"NCGREENSBORO"]
[27228,"NCRALEIGH"]
[27229,"NCGREENSBORO"]
[27231,"NCRALEIGH"]
[27233,"NCGREENSBORO"]
[27237,"NCRALEIGH"]
[27239,"NCGREENSBORO"]
[27243,"NCRALEIGH"]
[27244,"NCGREENSBORO"]
[27252,"NCRALEIGH"]
[27253,"NCGREENSBORO"]
[27256,"NCRALEIGH"]
[27258,"NCGREENSBORO"]
[27278,"NCRALEIGH"]
[27282,"NCGREENSBORO"]
[27291,"NCRALEIGH"]
[27292,"NCGREENSBORO"]
[27302,"NCRALEIGH"]
[27305,"NCGREENSBORO"]
[27306,"NCCHARLOTTE"]
[27310,"NCGREENSBORO"]
[27312,"NCRALEIGH"]
[27313,"NCGREENSBORO"]
[27314,"NCRALEIGH"]
[27315,"NCGREENSBORO"]
[27330,"NCRALEIGH"]
[27341,"NCGREENSBORO"]
[27343,"NCRALEIGH"]
[27344,"NCGREENSBORO"]
[27376,"NCRALEIGH"]
[27377,"NCGREENSBORO"]
[27501,"NCRALEIGH"]
[27805,"VANORFOLK"]
[27806,"NCCAPE_HATTERAS"]
[27807,"NCRALEIGH"]
[27808,"NCCAPE_HATTERAS"]
[27809,"NCRALEIGH"]
[27810,"NCCAPE_HATTERAS"]
[27811,"NCRALEIGH"]
[27814,"NCCAPE_HATTERAS"]
[27816,"NCRALEIGH"]
[27817,"NCCAPE_HATTERAS"]
[27818,"VANORFOLK"]
[27819,"NCRALEIGH"]
[27820,"VANORFOLK"]
[27821,"NCCAPE_HATTERAS"]
[27822,"NCRALEIGH"]
[27824,"NCCAPE_HATTERAS"]
[27825,"NCRALEIGH"]
[27826,"NCCAPE_HATTERAS"]
[27827,"NCRALEIGH"]
[27831,"VARICHMOND"]
[27833,"NCRALEIGH"]
[27838,"VARICHMOND"]
[27839,"NCRALEIGH"]
[27840,"VANORFOLK"]
[27841,"NCRALEIGH"]
[27845,"VARICHMOND"]
[27846,"VANORFOLK"]
[27850,"NCRALEIGH"]
[27853,"VARICHMOND"]
[27854,"VANORFOLK"]
[27856,"NCRALEIGH"]
[27860,"NCCAPE_HATTERAS"]
[27861,"NCRALEIGH"]
[27862,"VANORFOLK"]
[27863,"NCRALEIGH"]
[27865,"NCCAPE_HATTERAS"]
[27866,"VARICHMOND"]
[27867,"VANORFOLK"]
[27868,"NCRALEIGH"]
[27869,"VANORFOLK"]
[27870,"NCRALEIGH"]
[27872,"VANORFOLK"]
[27873,"NCRALEIGH"]
[27875,"NCCAPE_HATTERAS"]
[27876,"VANORFOLK"]
[27878,"NCRALEIGH"]
[27885,"NCCAPE_HATTERAS"]
[27886,"NCRALEIGH"]
[27889,"NCCAPE_HATTERAS"]
[27890,"NCRALEIGH"]
[27892,"VANORFOLK"]
[27893,"NCRALEIGH"]
[27897,"VANORFOLK"]
[27915,"NCCAPE_HATTERAS"]
[27916,"VANORFOLK"]
[27920,"NCCAPE_HATTERAS"]
[27921,"VANORFOLK"]
[27925,"NCCAPE_HATTERAS"]
[27926,"VANORFOLK"]
[27928,"NCCAPE_HATTERAS"]
[27929,"VANORFOLK"]
[27936,"NCCAPE_HATTERAS"]
[27937,"VANORFOLK"]
[27941,"NCCAPE_HATTERAS"]
[27942,"VANORFOLK"]
[27943,"NCCAPE_HATTERAS"]
[27944,"VANORFOLK"]
[27948,"NCCAPE_HATTERAS"]
[27950,"VANORFOLK"]
[27953,"NCCAPE_HATTERAS"]
[27956,"VANORFOLK"]
[27959,"NCCAPE_HATTERAS"]
[27962,"VANORFOLK"]
[27964,"NCCAPE_HATTERAS"]
[27965,"VANORFOLK"]
[27968,"NCCAPE_HATTERAS"]
[27969,"VANORFOLK"]
[27970,"NCCAPE_HATTERAS"]
[27973,"VANORFOLK"]
[27978,"NCCAPE_HATTERAS"]
[27979,"VANORFOLK"]
[27981,"NCCAPE_HATTERAS"]
[27983,"VANORFOLK"]
[28001,"NCCHARLOTTE"]
[28009,"NCGREENSBORO"]
[28010,"NCCHARLOTTE"]
[28017,"SCGREENVILLE"]
[28020,"NCCHARLOTTE"]
[28024,"SCGREENVILLE"]
[28025,"NCCHARLOTTE"]
[28039,"NCGREENSBORO"]
[28040,"SCGREENVILLE"]
[28041,"NCCHARLOTTE"]
[28043,"SCGREENVILLE"]
[28051,"NCCHARLOTTE"]
[28074,"SCGREENVILLE"]
[28075,"NCCHARLOTTE"]
[28076,"SCGREENVILLE"]
[28077,"NCCHARLOTTE"]
[28114,"SCGREENVILLE"]
[28115,"NCCHARLOTTE"]
[28139,"NCASHEVILLE"]
[28144,"NCCHARLOTTE"]
[28159,"NCGREENSBORO"]
[28160,"NCASHEVILLE"]
[28163,"NCCHARLOTTE"]
[28167,"NCASHEVILLE"]
[28168,"NCCHARLOTTE"]
[28301,"NCRALEIGH"]
[28319,"NCWILMINGTON"]
[28323,"NCRALEIGH"]
[28328,"NCWILMINGTON"]
[28330,"NCCHARLOTTE"]
[28331,"NCRALEIGH"]
[28332,"NCWILMINGTON"]
[28333,"NCRALEIGH"]
[28337,"NCWILMINGTON"]
[28338,"NCCHARLOTTE"]
[28339,"NCRALEIGH"]
[28340,"NCWILMINGTON"]
[28342,"NCRALEIGH"]
[28343,"NCCHARLOTTE"]
[28344,"NCRALEIGH"]
[28345,"NCCHARLOTTE"]
[28347,"NCRALEIGH"]
[28349,"NCWILMINGTON"]
[28350,"NCRALEIGH"]
[28358,"NCWILMINGTON"]
[28361,"NCRALEIGH"]
[28362,"NCWILMINGTON"]
[28363,"NCCHARLOTTE"]
[28364,"NCRALEIGH"]
[28367,"NCGREENSBORO"]
[28368,"NCRALEIGH"]
[28369,"NCWILMINGTON"]
[28370,"NCRALEIGH"]
[28372,"NCWILMINGTON"]
[28373,"NCRALEIGH"]
[28375,"NCWILMINGTON"]
[28376,"NCRALEIGH"]
[28379,"NCCHARLOTTE"]
[28382,"NCWILMINGTON"]
[28385,"NCRALEIGH"]
[28392,"NCWILMINGTON"]
[28394,"NCRALEIGH"]
[28398,"NCWILMINGTON"]
[28509,"NCCAPE_HATTERAS"]
[28512,"NCWILMINGTON"]
[28513,"NCRALEIGH"]
[28515,"NCCAPE_HATTERAS"]
[28518,"NCWILMINGTON"]
[28520,"NCCAPE_HATTERAS"]
[28521,"NCWILMINGTON"]
[28524,"NCCAPE_HATTERAS"]
[28525,"NCWILMINGTON"]
[28527,"NCCAPE_HATTERAS"]
[28530,"NCRALEIGH"]
[28531,"NCCAPE_HATTERAS"]
[28532,"NCWILMINGTON"]
[28537,"NCCAPE_HATTERAS"]
[28538,"NCRALEIGH"]
[28539,"NCWILMINGTON"]
[28551,"NCRALEIGH"]
[28552,"NCCAPE_HATTERAS"]
[28554,"NCRALEIGH"]
[28555,"NCWILMINGTON"]
[28556,"NCCAPE_HATTERAS"]
[28557,"NCWILMINGTON"]
[28571,"NCCAPE_HATTERAS"]
[28572,"NCWILMINGTON"]
[28577,"NCCAPE_HATTERAS"]
[28578,"NCWILMINGTON"]
[28579,"NCCAPE_HATTERAS"]
[28580,"NCRALEIGH"]
[28581,"NCCAPE_HATTERAS"]
[28582,"NCWILMINGTON"]
[28583,"NCCAPE_HATTERAS"]
[28584,"NCWILMINGTON"]
[28587,"NCCAPE_HATTERAS"]
[28590,"NCRALEIGH"]
[28594,"NCWILMINGTON"]
[28601,"NCCHARLOTTE"]
[28604,"TNBRISTOL"]
[28606,"NCCHARLOTTE"]
[28607,"TNBRISTOL"]
[28609,"NCCHARLOTTE"]
[28611,"TNBRISTOL"]
[28612,"NCCHARLOTTE"]
[28615,"TNBRISTOL"]
[28619,"NCASHEVILLE"]
[28621,"NCGREENSBORO"]
[28622,"TNBRISTOL"]
[28623,"NCGREENSBORO"]
[28624,"TNBRISTOL"]
[28625,"NCCHARLOTTE"]
[28626,"TNBRISTOL"]
[28627,"NCGREENSBORO"]
[28628,"NCASHEVILLE"]
[28629,"TNBRISTOL"]
[28630,"NCCHARLOTTE"]
[28631,"TNBRISTOL"]
[28633,"NCCHARLOTTE"]
[28634,"NCGREENSBORO"]
[28636,"NCCHARLOTTE"]
[28640,"TNBRISTOL"]
[28642,"NCGREENSBORO"]
[28643,"TNBRISTOL"]
[28645,"NCCHARLOTTE"]
[28646,"TNBRISTOL"]
[28650,"NCCHARLOTTE"]
[28651,"TNBRISTOL"]
[28654,"NCCHARLOTTE"]
[28655,"NCASHEVILLE"]
[28656,"NCCHARLOTTE"]
[28657,"TNBRISTOL"]
[28658,"NCCHARLOTTE"]
[28659,"NCGREENSBORO"]
[28661,"TNBRISTOL"]
[28666,"NCCHARLOTTE"]
[28668,"NCGREENSBORO"]
[28671,"NCCHARLOTTE"]
[28672,"TNBRISTOL"]
[28673,"NCCHARLOTTE"]
[28675,"TNBRISTOL"]
[28676,"NCGREENSBORO"]
[28677,"NCCHARLOTTE"]
[28679,"TNBRISTOL"]
[28680,"NCASHEVILLE"]
[28681,"NCCHARLOTTE"]
[28683,"NCGREENSBORO"]
[28684,"TNBRISTOL"]
[28685,"NCGREENSBORO"]
[28687,"NCCHARLOTTE"]
[28689,"NCGREENSBORO"]
[28690,"NCCHARLOTTE"]
[28691,"TNBRISTOL"]
[28697,"NCCHARLOTTE"]
[28698,"TNBRISTOL"]
[28699,"NCCHARLOTTE"]
[28701,"NCASHEVILLE"]
[28702,"TNKNOXVILLE"]
[28704,"NCASHEVILLE"]
[28705,"TNBRISTOL"]
[28707,"NCASHEVILLE"]
[28713,"TNKNOXVILLE"]
[28714,"NCASHEVILLE"]
[28719,"TNKNOXVILLE"]
[28720,"NCASHEVILLE"]
[28722,"SCGREENVILLE"]
[28723,"NCASHEVILLE"]
[28733,"TNKNOXVILLE"]
[28734,"NCASHEVILLE"]
[28740,"TNBRISTOL"]
[28741,"NCASHEVILLE"]
[28765,"TNBRISTOL"]
[28766,"NCASHEVILLE"]
[28771,"TNKNOXVILLE"]
[28772,"NCASHEVILLE"]
[28781,"TNKNOXVILLE"]
[28782,"SCGREENVILLE"]
[28783,"NCASHEVILLE"]
[28789,"TNKNOXVILLE"]
[28790,"NCASHEVILLE"]
[28901,"TNKNOXVILLE"]
[29001,"SCCOLUMBIA"]
[29031,"SCGREENVILLE"]
[29032,"SCCOLUMBIA"]
[29041,"SCCHARLESTON"]
[29042,"SCCOLUMBIA"]
[29048,"SCCHARLESTON"]
[29051,"SCCOLUMBIA"]
[29055,"NCCHARLOTTE"]
[29056,"SCCHARLESTON"]
[29058,"NCCHARLOTTE"]
[29059,"SCCHARLESTON"]
[29061,"SCCOLUMBIA"]
[29067,"NCCHARLOTTE"]
[29069,"SCCOLUMBIA"]
[29081,"GAAUGUSTA"]
[29082,"SCCHARLESTON"]
[29101,"SCCOLUMBIA"]
[29148,"SCCHARLESTON"]
[29150,"SCCOLUMBIA"]
[29163,"SCCHARLESTON"]
[29164,"SCCOLUMBIA"]
[29301,"SCGREENVILLE"]
[29364,"NCCHARLOTTE"]
[29365,"SCGREENVILLE"]
[29401,"SCCHARLESTON"]
[29432,"SCCOLUMBIA"]
[29433,"SCCHARLESTON"]
[29501,"SCCOLUMBIA"]
[29510,"SCCHARLESTON"]
[29511,"NCWILMINGTON"]
[29512,"NCCHARLOTTE"]
[29518,"SCCHARLESTON"]
[29519,"NCWILMINGTON"]
[29520,"NCCHARLOTTE"]
[29526,"NCWILMINGTON"]
[29530,"SCCHARLESTON"]
[29532,"SCCOLUMBIA"]
[29536,"NCWILMINGTON"]
[29540,"SCCOLUMBIA"]
[29542,"NCWILMINGTON"]
[29546,"SCCHARLESTON"]
[29547,"NCWILMINGTON"]
[29550,"SCCOLUMBIA"]
[29554,"SCCHARLESTON"]
[29563,"NCWILMINGTON"]
[29564,"SCCHARLESTON"]
[29565,"NCWILMINGTON"]
[29570,"NCCHARLOTTE"]
[29571,"NCWILMINGTON"]
[29576,"SCCHARLESTON"]
[29577,"NCWILMINGTON"]
[29580,"SCCHARLESTON"]
[29581,"NCWILMINGTON"]
[29583,"SCCHARLESTON"]
[29584,"NCCHARLOTTE"]
[29585,"SCCHARLESTON"]
[29587,"NCWILMINGTON"]
[29590,"SCCHARLESTON"]
[29592,"NCWILMINGTON"]
[29593,"NCCHARLOTTE"]
[29597,"NCWILMINGTON"]
[29601,"SCGREENVILLE"]
[29628,"GAATHENS"]
[29630,"SCGREENVILLE"]
[29643,"GAATHENS"]
[29644,"SCGREENVILLE"]
[29658,"GAATHENS"]
[29661,"SCGREENVILLE"]
[29664,"NCASHEVILLE"]
[29665,"SCGREENVILLE"]
[29702,"NCCHARLOTTE"]
[29801,"GAAUGUSTA"]
[29840,"GAATHENS"]
[29841,"GAAUGUSTA"]
[29901,"GASAVANNAH"]
[29911,"GAAUGUSTA"]
[29912,"GASAVANNAH"]
[29929,"SCCHARLESTON"]
[29931,"GASAVANNAH"]
[30002,"GAATLANTA"]
[30011,"GAATHENS"]
[30012,"GAATLANTA"]
[30018,"GAATHENS"]
[30021,"GAATLANTA"]
[30025,"GAATHENS"]
[30026,"GAATLANTA"]
[30055,"GAATHENS"]
[30058,"GAATLANTA"]
[30103,"TNCHATTANOOGA"]
[30104,"GAATLANTA"]
[30105,"TNCHATTANOOGA"]
[30106,"GAATLANTA"]
[30129,"TNCHATTANOOGA"]
[30132,"GAATLANTA"]
[30139,"TNCHATTANOOGA"]
[30140,"GAATLANTA"]
[30149,"TNCHATTANOOGA"]
[30150,"GAATLANTA"]
[30161,"TNCHATTANOOGA"]
[30168,"GAATLANTA"]
[30172,"TNCHATTANOOGA"]
[30173,"GAATLANTA"]
[30175,"TNCHATTANOOGA"]
[30176,"GAATLANTA"]
[30204,"GAMACON"]
[30205,"GAATLANTA"]
[30216,"GAMACON"]
[30217,"GAATLANTA"]
[30219,"GACOLUMBUS"]
[30220,"GAATLANTA"]
[30222,"GACOLUMBUS"]
[30223,"GAATLANTA"]
[30240,"GACOLUMBUS"]
[30248,"GAATLANTA"]
[30261,"GACOLUMBUS"]
[30263,"GAATLANTA"]
[30285,"GAMACON"]
[30287,"GAATLANTA"]
[30293,"GACOLUMBUS"]
[30295,"GAATLANTA"]
[30401,"GAAUGUSTA"]
[30410,"GASAVANNAH"]
[30411,"GAMACON"]
[30412,"GASAVANNAH"]
[30413,"GAAUGUSTA"]
[30414,"GASAVANNAH"]
[30425,"GAAUGUSTA"]
[30427,"GASAVANNAH"]
[30428,"GAMACON"]
[30429,"GASAVANNAH"]
[30434,"GAAUGUSTA"]
[30436,"GASAVANNAH"]
[30441,"GAAUGUSTA"]
[30445,"GAMACON"]
[30446,"GAAUGUSTA"]
[30449,"GASAVANNAH"]
[30454,"GAMACON"]
[30455,"GAAUGUSTA"]
[30457,"GAMACON"]
[30458,"GASAVANNAH"]
[30466,"GAAUGUSTA"]
[30470,"GAMACON"]
[30471,"GAAUGUSTA"]
[30473,"GASAVANNAH"]
[30477,"GAAUGUSTA"]
[30499,"GASAVANNAH"]
[30501,"GAATHENS"]
[30512,"TNKNOXVILLE"]
[30513,"TNCHATTANOOGA"]
[30514,"TNKNOXVILLE"]
[30515,"GAATHENS"]
[30518,"GAATLANTA"]
[30520,"GAATHENS"]
[30522,"TNCHATTANOOGA"]
[30523,"GAATHENS"]
[30525,"NCASHEVILLE"]
[30527,"GAATHENS"]
[30537,"NCASHEVILLE"]
[30538,"GAATHENS"]
[30539,"TNCHATTANOOGA"]
[30542,"GAATHENS"]
[30546,"TNKNOXVILLE"]
[30547,"GAATHENS"]
[30555,"TNCHATTANOOGA"]
[30557,"GAATHENS"]
[30559,"TNCHATTANOOGA"]
[30562,"NCASHEVILLE"]
[30563,"GAATHENS"]
[30568,"NCASHEVILLE"]
[30571,"GAATHENS"]
[30582,"TNKNOXVILLE"]
[30596,"GAATHENS"]
[30701,"TNCHATTANOOGA"]
[30802,"GAAUGUSTA"]
[30821,"GAATHENS"]
[30822,"GAAUGUSTA"]
[31001,"GAMACON"]
[31018,"GAAUGUSTA"]
[31019,"GAMACON"]
[31024,"GAATHENS"]
[31025,"GAMACON"]
[31039,"GACOLUMBUS"]
[31040,"GAMACON"]
[31045,"GAAUGUSTA"]
[31046,"GAMACON"]
[31049,"GAAUGUSTA"]
[31050,"GAMACON"]
[31058,"GACOLUMBUS"]
[31060,"GAMACON"]
[31081,"GACOLUMBUS"]
[31082,"GAMACON"]
[31085,"GAATHENS"]
[31086,"GAMACON"]
[31087,"GAAUGUSTA"]
[31088,"GAMACON"]
[31094,"GAAUGUSTA"]
[31095,"GAMACON"]
[31106,"GAATLANTA"]
[31201,"GAMACON"]
[31301,"GASAVANNAH"]
[31501,"FLJACKSONVILLE"]
[31512,"GAMACON"]
[31513,"GASAVANNAH"]
[31516,"FLJACKSONVILLE"]
[31519,"GAMACON"]
[31520,"FLJACKSONVILLE"]
[31532,"GAMACON"]
[31537,"FLJACKSONVILLE"]
[31539,"GAMACON"]
[31542,"FLJACKSONVILLE"]
[31544,"GAMACON"]
[31545,"GASAVANNAH"]
[31547,"FLJACKSONVILLE"]
[31549,"GAMACON"]
[31550,"FLJACKSONVILLE"]
[31555,"GASAVANNAH"]
[31556,"FLJACKSONVILLE"]
[31560,"GASAVANNAH"]
[31561,"FLJACKSONVILLE"]
[31563,"GASAVANNAH"]
[31564,"FLJACKSONVILLE"]
[31567,"GAMACON"]
[31568,"FLJACKSONVILLE"]
[31598,"GASAVANNAH"]
[31601,"FLTALLAHASSEE"]
[31622,"GAMACON"]
[31623,"FLJACKSONVILLE"]
[31625,"FLTALLAHASSEE"]
[31630,"FLJACKSONVILLE"]
[31632,"FLTALLAHASSEE"]
[31634,"FLJACKSONVILLE"]
[31635,"FLTALLAHASSEE"]
[31642,"FLJACKSONVILLE"]
[31643,"FLTALLAHASSEE"]
[31646,"FLJACKSONVILLE"]
[31647,"FLTALLAHASSEE"]
[31648,"FLJACKSONVILLE"]
[31698,"FLTALLAHASSEE"]
[31701,"GACOLUMBUS"]
[31712,"GAMACON"]
[31713,"GACOLUMBUS"]
[31714,"GAMACON"]
[31715,"FLTALLAHASSEE"]
[31724,"GACOLUMBUS"]
[31725,"FLTALLAHASSEE"]
[31726,"GACOLUMBUS"]
[31727,"GAMACON"]
[31728,"FLTALLAHASSEE"]
[31733,"GAMACON"]
[31734,"FLTALLAHASSEE"]
[31735,"GAMACON"]
[31736,"GACOLUMBUS"]
[31737,"FLTALLAHASSEE"]
[31740,"GACOLUMBUS"]
[31741,"FLTALLAHASSEE"]
[31742,"GACOLUMBUS"]
[31743,"GAMACON"]
[31744,"FLTALLAHASSEE"]
[31746,"GACOLUMBUS"]
[31747,"FLTALLAHASSEE"]
[31749,"GAMACON"]
[31751,"GACOLUMBUS"]
[31752,"FLTALLAHASSEE"]
[31754,"GACOLUMBUS"]
[31756,"FLTALLAHASSEE"]
[31760,"GAMACON"]
[31761,"FLTALLAHASSEE"]
[31762,"GACOLUMBUS"]
[31764,"GAMACON"]
[31765,"FLTALLAHASSEE"]
[31766,"GACOLUMBUS"]
[31768,"FLTALLAHASSEE"]
[31769,"GAMACON"]
[31770,"FLTALLAHASSEE"]
[31772,"GAMACON"]
[31773,"FLTALLAHASSEE"]
[31774,"GAMACON"]
[31775,"FLTALLAHASSEE"]
[31777,"GACOLUMBUS"]
[31778,"FLTALLAHASSEE"]
[31780,"GACOLUMBUS"]
[31781,"GAMACON"]
[31782,"FLTALLAHASSEE"]
[31783,"GAMACON"]
[31784,"FLTALLAHASSEE"]
[31785,"GACOLUMBUS"]
[31789,"GAMACON"]
[31792,"FLTALLAHASSEE"]
[31793,"GAMACON"]
[31797,"FLTALLAHASSEE"]
[31798,"GAMACON"]
[31799,"FLTALLAHASSEE"]
[31801,"GACOLUMBUS"]
[32004,"FLJACKSONVILLE"]
[32013,"FLTALLAHASSEE"]
[32024,"FLJACKSONVILLE"]
[32033,"FLDAYTONA_BEACH"]
[32034,"FLJACKSONVILLE"]
[32053,"FLTALLAHASSEE"]
[32054,"FLJACKSONVILLE"]
[32059,"FLTALLAHASSEE"]
[32060,"FLJACKSONVILLE"]
[32066,"FLTALLAHASSEE"]
[32067,"FLJACKSONVILLE"]
[32084,"FLDAYTONA_BEACH"]
[32085,"FLJACKSONVILLE"]
[32086,"FLDAYTONA_BEACH"]
[32087,"FLJACKSONVILLE"]
[32102,"FLDAYTONA_BEACH"]
[32138,"FLJACKSONVILLE"]
[32139,"FLDAYTONA_BEACH"]
[32140,"FLJACKSONVILLE"]
[32141,"FLDAYTONA_BEACH"]
[32160,"FLJACKSONVILLE"]
[32164,"FLDAYTONA_BEACH"]
[32185,"FLJACKSONVILLE"]
[32187,"FLDAYTONA_BEACH"]
[32201,"FLJACKSONVILLE"]
[32301,"FLTALLAHASSEE"]
[32434,"ALMONTGOMERY"]
[32435,"FLTALLAHASSEE"]
[32501,"ALMOBILE"]
[32538,"ALMONTGOMERY"]
[32539,"ALMOBILE"]
[32567,"ALMONTGOMERY"]
[32568,"ALMOBILE"]
[32601,"FLJACKSONVILLE"]
[32617,"FLDAYTONA_BEACH"]
[32618,"FLJACKSONVILLE"]
[32625,"FLTAMPA"]
[32626,"FLJACKSONVILLE"]
[32628,"FLTALLAHASSEE"]
[32631,"FLJACKSONVILLE"]
[32633,"FLDAYTONA_BEACH"]
[32639,"FLTAMPA"]
[32640,"FLJACKSONVILLE"]
[32648,"FLTALLAHASSEE"]
[32653,"FLJACKSONVILLE"]
[32654,"FLDAYTONA_BEACH"]
[32655,"FLJACKSONVILLE"]
[32662,"FLDAYTONA_BEACH"]
[32666,"FLJACKSONVILLE"]
[32668,"FLDAYTONA_BEACH"]
[32669,"FLJACKSONVILLE"]
[32681,"FLDAYTONA_BEACH"]
[32683,"FLTAMPA"]
[32686,"FLDAYTONA_BEACH"]
[32692,"FLTAMPA"]
[32693,"FLJACKSONVILLE"]
[32696,"FLDAYTONA_BEACH"]
[32697,"FLJACKSONVILLE"]
[32701,"FLDAYTONA_BEACH"]
[32948,"FLWEST_PALM_BEACH"]
[32950,"FLDAYTONA_BEACH"]
[32957,"FLWEST_PALM_BEACH"]
[32959,"FLDAYTONA_BEACH"]
[32960,"FLWEST_PALM_BEACH"]
[33001,"FLKEY_WEST"]
[33002,"FLMIAMI"]
[33040,"FLKEY_WEST"]
[33054,"FLMIAMI"]
[33061,"FLWEST_PALM_BEACH"]
[33068,"FLMIAMI"]
[33072,"FLWEST_PALM_BEACH"]
[33081,"FLMIAMI"]
[33401,"FLWEST_PALM_BEACH"]
[33503,"FLTAMPA"]
[33857,"FLWEST_PALM_BEACH"]
[33858,"FLTAMPA"]
[33912,"FLWEST_PALM_BEACH"]
[33914,"FLTAMPA"]
[33920,"FLWEST_PALM_BEACH"]
[33921,"FLTAMPA"]
[33926,"FLMIAMI"]
[33927,"FLTAMPA"]
[33928,"FLMIAMI"]
[33930,"FLWEST_PALM_BEACH"]
[33931,"FLTAMPA"]
[33935,"FLWEST_PALM_BEACH"]
[33938,"FLTAMPA"]
[33944,"FLWEST_PALM_BEACH"]
[33945,"FLTAMPA"]
[33959,"FLMIAMI"]
[33960,"FLWEST_PALM_BEACH"]
[33965,"FLTAMPA"]
[33970,"FLWEST_PALM_BEACH"]
[33980,"FLTAMPA"]
[34101,"FLMIAMI"]
[34142,"FLWEST_PALM_BEACH"]
[34145,"FLMIAMI"]
[34201,"FLTAMPA"]
[34420,"FLDAYTONA_BEACH"]
[34423,"FLTAMPA"]
[34470,"FLDAYTONA_BEACH"]
[34487,"FLTAMPA"]
[34488,"FLDAYTONA_BEACH"]
[34498,"FLTAMPA"]
[34705,"FLDAYTONA_BEACH"]
[34711,"FLTAMPA"]
[34729,"FLDAYTONA_BEACH"]
[34736,"FLTAMPA"]
[34737,"FLDAYTONA_BEACH"]
[34747,"FLTAMPA"]
[34748,"FLDAYTONA_BEACH"]
[34753,"FLTAMPA"]
[34755,"FLDAYTONA_BEACH"]
[34758,"FLTAMPA"]
[34760,"FLDAYTONA_BEACH"]
[34945,"FLWEST_PALM_BEACH"]
[35004,"ALBIRMINGHAM"]
[35010,"ALMONTGOMERY"]
[35013,"ALBIRMINGHAM"]
[35016,"ALHUNTSVILLE"]
[35020,"ALBIRMINGHAM"]
[35045,"ALMONTGOMERY"]
[35048,"ALBIRMINGHAM"]
[35055,"ALHUNTSVILLE"]
[35060,"ALBIRMINGHAM"]
[35083,"ALHUNTSVILLE"]
[35085,"ALBIRMINGHAM"]
[35087,"ALHUNTSVILLE"]
[35089,"ALMONTGOMERY"]
[35091,"ALBIRMINGHAM"]
[35098,"ALHUNTSVILLE"]
[35111,"ALBIRMINGHAM"]
[35136,"ALMONTGOMERY"]
[35137,"ALBIRMINGHAM"]
[35175,"ALHUNTSVILLE"]
[35176,"ALBIRMINGHAM"]
[35179,"ALHUNTSVILLE"]
[35180,"ALBIRMINGHAM"]
[35441,"MSMERIDIAN"]
[35444,"ALBIRMINGHAM"]
[35447,"MSMERIDIAN"]
[35449,"ALBIRMINGHAM"]
[35459,"MSMERIDIAN"]
[35463,"ALBIRMINGHAM"]
[35464,"MSMERIDIAN"]
[35466,"ALBIRMINGHAM"]
[35470,"MSMERIDIAN"]
[35473,"ALBIRMINGHAM"]
[35477,"MSMERIDIAN"]
[35478,"ALBIRMINGHAM"]
[35491,"MSMERIDIAN"]
[35501,"ALBIRMINGHAM"]
[35540,"ALHUNTSVILLE"]
[35541,"ALBIRMINGHAM"]
[35543,"ALHUNTSVILLE"]
[35544,"ALBIRMINGHAM"]
[35551,"ALHUNTSVILLE"]
[35552,"ALBIRMINGHAM"]
[35553,"ALHUNTSVILLE"]
[35554,"ALBIRMINGHAM"]
[35564,"ALHUNTSVILLE"]
[35573,"ALBIRMINGHAM"]
[35581,"ALHUNTSVILLE"]
[35584,"ALBIRMINGHAM"]
[35585,"ALHUNTSVILLE"]
[35586,"ALBIRMINGHAM"]
[35593,"ALHUNTSVILLE"]
[35594,"ALBIRMINGHAM"]
[35601,"ALHUNTSVILLE"]
[35740,"TNCHATTANOOGA"]
[35741,"ALHUNTSVILLE"]
[35746,"TNCHATTANOOGA"]
[35747,"ALHUNTSVILLE"]
[35765,"TNCHATTANOOGA"]
[35766,"ALHUNTSVILLE"]
[35772,"TNCHATTANOOGA"]
[35773,"ALHUNTSVILLE"]
[35901,"ALBIRMINGHAM"]
[35950,"ALHUNTSVILLE"]
[35952,"ALBIRMINGHAM"]
[35956,"ALHUNTSVILLE"]
[35958,"TNCHATTANOOGA"]
[35961,"ALHUNTSVILLE"]
[35966,"TNCHATTANOOGA"]
[35971,"ALHUNTSVILLE"]
[35972,"ALBIRMINGHAM"]
[35973,"TNCHATTANOOGA"]
[35974,"ALHUNTSVILLE"]
[35978,"TNCHATTANOOGA"]
[35980,"ALHUNTSVILLE"]
[35984,"TNCHATTANOOGA"]
[35987,"ALBIRMINGHAM"]
[35988,"TNCHATTANOOGA"]
[35990,"ALBIRMINGHAM"]
[36003,"ALMONTGOMERY"]
[36016,"GACOLUMBUS"]
[36017,"ALMONTGOMERY"]
[36027,"GACOLUMBUS"]
[36028,"ALMONTGOMERY"]
[36053,"GACOLUMBUS"]
[36054,"ALMONTGOMERY"]
[36072,"GACOLUMBUS"]
[36075,"ALMONTGOMERY"]
[36201,"ALBIRMINGHAM"]
[36256,"GACOLUMBUS"]
[36257,"ALBIRMINGHAM"]
[36261,"GAATLANTA"]
[36265,"ALBIRMINGHAM"]
[36269,"GAATLANTA"]
[36271,"ALBIRMINGHAM"]
[36273,"GAATLANTA"]
[36274,"GACOLUMBUS"]
[36275,"GAATLANTA"]
[36276,"GACOLUMBUS"]
[36277,"ALBIRMINGHAM"]
[36278,"GACOLUMBUS"]
[36279,"ALBIRMINGHAM"]
[36280,"GAATLANTA"]
[36301,"FLTALLAHASSEE"]
[36310,"GACOLUMBUS"]
[36311,"ALMONTGOMERY"]
[36312,"FLTALLAHASSEE"]
[36313,"ALMONTGOMERY"]
[36314,"FLTALLAHASSEE"]
[36316,"ALMONTGOMERY"]
[36317,"GACOLUMBUS"]
[36318,"ALMONTGOMERY"]
[36319,"FLTALLAHASSEE"]
[36322,"ALMONTGOMERY"]
[36343,"FLTALLAHASSEE"]
[36344,"ALMONTGOMERY"]
[36345,"GACOLUMBUS"]
[36346,"ALMONTGOMERY"]
[36349,"FLTALLAHASSEE"]
[36350,"ALMONTGOMERY"]
[36353,"GACOLUMBUS"]
[36360,"ALMONTGOMERY"]
[36370,"FLTALLAHASSEE"]
[36371,"ALMONTGOMERY"]
[36373,"GACOLUMBUS"]
[36375,"FLTALLAHASSEE"]
[36401,"ALMONTGOMERY"]
[36419,"ALMOBILE"]
[36420,"ALMONTGOMERY"]
[36426,"ALMOBILE"]
[36429,"ALMONTGOMERY"]
[36436,"MSMERIDIAN"]
[36439,"ALMOBILE"]
[36442,"ALMONTGOMERY"]
[36445,"ALMOBILE"]
[36446,"MSMERIDIAN"]
[36449,"ALMOBILE"]
[36451,"MSMERIDIAN"]
[36453,"ALMONTGOMERY"]
[36454,"ALMOBILE"]
[36455,"ALMONTGOMERY"]
[36457,"ALMOBILE"]
[36460,"ALMONTGOMERY"]
[36470,"ALMOBILE"]
[36471,"ALMONTGOMERY"]
[36473,"ALMOBILE"]
[36474,"ALMONTGOMERY"]
[36480,"ALMOBILE"]
[36481,"ALMONTGOMERY"]
[36482,"ALMOBILE"]
[36483,"ALMONTGOMERY"]
[36501,"ALMOBILE"]
[36524,"MSMERIDIAN"]
[36525,"ALMOBILE"]
[36538,"MSMERIDIAN"]
[36539,"ALMOBILE"]
[36558,"MSMERIDIAN"]
[36559,"ALMOBILE"]
[36570,"MSMERIDIAN"]
[36571,"ALMOBILE"]
[36701,"ALMONTGOMERY"]
[36722,"MSMERIDIAN"]
[36723,"ALMONTGOMERY"]
[36727,"MSMERIDIAN"]
[36728,"ALMONTGOMERY"]
[36732,"MSMERIDIAN"]
[36741,"ALMONTGOMERY"]
[36742,"MSMERIDIAN"]
[36749,"ALMONTGOMERY"]
[36754,"MSMERIDIAN"]
[36756,"ALMONTGOMERY"]
[36762,"MSMERIDIAN"]
[36765,"ALMONTGOMERY"]
[36769,"MSMERIDIAN"]
[36773,"ALMONTGOMERY"]
[36776,"MSMERIDIAN"]
[36778,"ALMONTGOMERY"]
[36782,"MSMERIDIAN"]
[36785,"ALMONTGOMERY"]
[36792,"ALBIRMINGHAM"]
[36801,"GACOLUMBUS"]
[36853,"ALMONTGOMERY"]
[36854,"GACOLUMBUS"]
[36861,"ALMONTGOMERY"]
[36862,"GACOLUMBUS"]
[36901,"MSMERIDIAN"]
[37010,"TNNASHVILLE"]
[37047,"ALHUNTSVILLE"]
[37048,"TNNASHVILLE"]
[37110,"TNCHATTANOOGA"]
[37115,"TNNASHVILLE"]
[37144,"ALHUNTSVILLE"]
[37145,"TNNASHVILLE"]
[37301,"TNCHATTANOOGA"]
[37303,"TNKNOXVILLE"]
[37304,"TNCHATTANOOGA"]
[37306,"ALHUNTSVILLE"]
[37307,"TNCHATTANOOGA"]
[37314,"TNKNOXVILLE"]
[37315,"TNCHATTANOOGA"]
[37328,"ALHUNTSVILLE"]
[37329,"TNKNOXVILLE"]
[37330,"TNCHATTANOOGA"]
[37333,"TNKNOXVILLE"]
[37334,"ALHUNTSVILLE"]
[37336,"TNCHATTANOOGA"]
[37337,"TNKNOXVILLE"]
[37338,"TNCHATTANOOGA"]
[37345,"ALHUNTSVILLE"]
[37347,"TNCHATTANOOGA"]
[37348,"ALHUNTSVILLE"]
[37349,"TNNASHVILLE"]
[37350,"TNCHATTANOOGA"]
[37352,"ALHUNTSVILLE"]
[37353,"TNCHATTANOOGA"]
[37354,"TNKNOXVILLE"]
[37355,"TNNASHVILLE"]
[37356,"TNCHATTANOOGA"]
[37357,"TNNASHVILLE"]
[37359,"ALHUNTSVILLE"]
[37360,"TNNASHVILLE"]
[37361,"TNCHATTANOOGA"]
[37371,"TNKNOXVILLE"]
[37372,"TNCHATTANOOGA"]
[37381,"TNKNOXVILLE"]
[37382,"TNNASHVILLE"]
[37383,"TNCHATTANOOGA"]
[37385,"TNKNOXVILLE"]
[37387,"TNCHATTANOOGA"]
[37388,"TNNASHVILLE"]
[37389,"ALHUNTSVILLE"]
[37391,"TNCHATTANOOGA"]
[37395,"TNKNOXVILLE"]
[37396,"TNCHATTANOOGA"]
[37398,"ALHUNTSVILLE"]
[37401,"TNCHATTANOOGA"]
[37501,"TNMEMPHIS"]
[37601,"TNBRISTOL"]
[37701,"TNKNOXVILLE"]
[37711,"TNBRISTOL"]
[37714,"TNKNOXVILLE"]
[37727,"NCASHEVILLE"]
[37729,"TNKNOXVILLE"]
[37731,"TNBRISTOL"]
[37732,"TNKNOXVILLE"]
[37743,"TNBRISTOL"]
[37748,"TNKNOXVILLE"]
[37753,"NCASHEVILLE"]
[37754,"TNKNOXVILLE"]
[37765,"TNBRISTOL"]
[37766,"TNKNOXVILLE"]
[37809,"TNBRISTOL"]
[37813,"TNKNOXVILLE"]
[37818,"TNBRISTOL"]
[37819,"TNKNOXVILLE"]
[37843,"NCASHEVILLE"]
[37845,"TNKNOXVILLE"]
[37857,"TNBRISTOL"]
[37861,"TNKNOXVILLE"]
[37869,"TNBRISTOL"]
[37870,"TNKNOXVILLE"]
[37873,"TNBRISTOL"]
[37874,"TNKNOXVILLE"]
[37891,"TNBRISTOL"]
[37892,"TNKNOXVILLE"]
[38001,"TNMEMPHIS"]
[38201,"TNNASHVILLE"]
[38225,"TNMEMPHIS"]
[38226,"TNNASHVILLE"]
[38230,"TNMEMPHIS"]
[38231,"TNNASHVILLE"]
[38232,"TNMEMPHIS"]
[38236,"TNNASHVILLE"]
[38237,"TNMEMPHIS"]
[38241,"TNNASHVILLE"]
[38253,"TNMEMPHIS"]
[38256,"TNNASHVILLE"]
[38257,"TNMEMPHIS"]
[38311,"TNNASHVILLE"]
[38313,"TNMEMPHIS"]
[38317,"TNNASHVILLE"]
[38321,"TNMEMPHIS"]
[38324,"TNNASHVILLE"]
[38326,"ALHUNTSVILLE"]
[38327,"TNMEMPHIS"]
[38328,"TNNASHVILLE"]
[38330,"TNMEMPHIS"]
[38333,"TNNASHVILLE"]
[38334,"TNMEMPHIS"]
[38341,"TNNASHVILLE"]
[38343,"TNMEMPHIS"]
[38344,"TNNASHVILLE"]
[38345,"TNMEMPHIS"]
[38363,"TNNASHVILLE"]
[38365,"ALHUNTSVILLE"]
[38366,"TNMEMPHIS"]
[38370,"ALHUNTSVILLE"]
[38371,"TNMEMPHIS"]
[38372,"ALHUNTSVILLE"]
[38374,"TNNASHVILLE"]
[38375,"TNMEMPHIS"]
[38380,"TNNASHVILLE"]
[38381,"TNMEMPHIS"]
[38387,"TNNASHVILLE"]
[38389,"TNMEMPHIS"]
[38390,"TNNASHVILLE"]
[38391,"TNMEMPHIS"]
[38401,"TNNASHVILLE"]
[38425,"ALHUNTSVILLE"]
[38451,"TNNASHVILLE"]
[38452,"ALHUNTSVILLE"]
[38454,"TNNASHVILLE"]
[38455,"ALHUNTSVILLE"]
[38461,"TNNASHVILLE"]
[38463,"ALHUNTSVILLE"]
[38474,"TNNASHVILLE"]
[38475,"ALHUNTSVILLE"]
[38476,"TNNASHVILLE"]
[38477,"ALHUNTSVILLE"]
[38482,"TNNASHVILLE"]
[38485,"ALHUNTSVILLE"]
[38487,"TNNASHVILLE"]
[38488,"ALHUNTSVILLE"]
[38501,"TNNASHVILLE"]
[38504,"TNKNOXVILLE"]
[38505,"TNNASHVILLE"]
[38542,"TNKNOXVILLE"]
[38544,"TNNASHVILLE"]
[38549,"TNKNOXVILLE"]
[38550,"TNCHATTANOOGA"]
[38551,"TNNASHVILLE"]
[38553,"TNKNOXVILLE"]
[38559,"TNCHATTANOOGA"]
[38560,"TNNASHVILLE"]
[38565,"TNKNOXVILLE"]
[38567,"TNNASHVILLE"]
[38573,"TNKNOXVILLE"]
[38575,"TNNASHVILLE"]
[38577,"TNKNOXVILLE"]
[38578,"TNCHATTANOOGA"]
[38580,"TNNASHVILLE"]
[38581,"TNCHATTANOOGA"]
[38582,"TNNASHVILLE"]
[38583,"TNCHATTANOOGA"]
[38588,"TNNASHVILLE"]
[38589,"TNKNOXVILLE"]
[38601,"TNMEMPHIS"]
[38701,"MSJACKSON"]
[38720,"TNMEMPHIS"]
[38721,"MSJACKSON"]
[38725,"ARLITTLE_ROCK"]
[38730,"TNMEMPHIS"]
[38731,"MSJACKSON"]
[38732,"TNMEMPHIS"]
[38736,"MSJACKSON"]
[38737,"TNMEMPHIS"]
[38744,"MSJACKSON"]
[38746,"TNMEMPHIS"]
[38748,"MSJACKSON"]
[38758,"TNMEMPHIS"]
[38760,"MSJACKSON"]
[38762,"TNMEMPHIS"]
[38763,"MSJACKSON"]
[38764,"TNMEMPHIS"]
[38765,"MSJACKSON"]
[38767,"TNMEMPHIS"]
[38769,"ARLITTLE_ROCK"]
[38771,"TNMEMPHIS"]
[38772,"ARLITTLE_ROCK"]
[38773,"MSJACKSON"]
[38774,"TNMEMPHIS"]
[38776,"MSJACKSON"]
[38781,"TNMEMPHIS"]
[38782,"MSJACKSON"]
[38801,"TNMEMPHIS"]
[38821,"ALBIRMINGHAM"]
[38824,"TNMEMPHIS"]
[38825,"ALBIRMINGHAM"]
[38826,"TNMEMPHIS"]
[38827,"ALHUNTSVILLE"]
[38828,"TNMEMPHIS"]
[38833,"ALHUNTSVILLE"]
[38834,"TNMEMPHIS"]
[38838,"ALHUNTSVILLE"]
[38839,"TNMEMPHIS"]
[38843,"ALHUNTSVILLE"]
[38844,"ALBIRMINGHAM"]
[38846,"TNMEMPHIS"]
[38847,"ALHUNTSVILLE"]
[38848,"ALBIRMINGHAM"]
[38849,"TNMEMPHIS"]
[38852,"ALHUNTSVILLE"]
[38854,"MSMERIDIAN"]
[38855,"TNMEMPHIS"]
[38858,"ALHUNTSVILLE"]
[38860,"TNMEMPHIS"]
[38870,"ALBIRMINGHAM"]
[38871,"TNMEMPHIS"]
[38873,"ALHUNTSVILLE"]
[38874,"TNMEMPHIS"]
[38875,"MSMERIDIAN"]
[38876,"ALHUNTSVILLE"]
[38877,"TNMEMPHIS"]
[38912,"MSJACKSON"]
[38913,"TNMEMPHIS"]
[38917,"MSJACKSON"]
[38920,"TNMEMPHIS"]
[38923,"MSJACKSON"]
[38926,"TNMEMPHIS"]
[38930,"MSJACKSON"]
[38940,"TNMEMPHIS"]
[38941,"MSJACKSON"]
[38948,"TNMEMPHIS"]
[38952,"MSJACKSON"]
[38953,"TNMEMPHIS"]
[38954,"MSJACKSON"]
[38955,"TNMEMPHIS"]
[38959,"MSJACKSON"]
[38960,"TNMEMPHIS"]
[38967,"MSJACKSON"]
[39057,"MSMERIDIAN"]
[39058,"MSJACKSON"]
[39092,"MSMERIDIAN"]
[39094,"MSJACKSON"]
[39108,"MSMERIDIAN"]
[39110,"MSJACKSON"]
[39120,"LABATON_ROUGE"]
[39130,"MSJACKSON"]
[39165,"LABATON_ROUGE"]
[39166,"MSJACKSON"]
[39190,"LABATON_ROUGE"]
[39191,"MSJACKSON"]
[39301,"MSMERIDIAN"]
[39362,"ALMOBILE"]
[39363,"MSMERIDIAN"]
[39400,"ALMOBILE"]
[39421,"MSJACKSON"]
[39422,"MSMERIDIAN"]
[39423,"ALMOBILE"]
[39426,"LANEW_ORLEANS"]
[39427,"MSJACKSON"]
[39436,"MSMERIDIAN"]
[39451,"ALMOBILE"]
[39457,"LANEW_ORLEANS"]
[39459,"MSMERIDIAN"]
[39461,"ALMOBILE"]
[39463,"LANEW_ORLEANS"]
[39464,"MSMERIDIAN"]
[39466,"LANEW_ORLEANS"]
[39470,"ALMOBILE"]
[39474,"MSJACKSON"]
[39475,"ALMOBILE"]
[39477,"MSMERIDIAN"]
[39478,"LANEW_ORLEANS"]
[39479,"MSJACKSON"]
[39480,"MSMERIDIAN"]
[39482,"MSJACKSON"]
[39500,"ALMOBILE"]
[39520,"LANEW_ORLEANS"]
[39530,"ALMOBILE"]
[39556,"LANEW_ORLEANS"]
[39560,"ALMOBILE"]
[39572,"LANEW_ORLEANS"]
[39573,"ALMOBILE"]
[39576,"LANEW_ORLEANS"]
[39577,"ALMOBILE"]
[39601,"MSJACKSON"]
[39630,"LABATON_ROUGE"]
[39641,"MSJACKSON"]
[39645,"LABATON_ROUGE"]
[39647,"MSJACKSON"]
[39648,"LABATON_ROUGE"]
[39654,"MSJACKSON"]
[39657,"LABATON_ROUGE"]
[39662,"MSJACKSON"]
[39664,"LABATON_ROUGE"]
[39665,"MSJACKSON"]
[39666,"LABATON_ROUGE"]
[39668,"MSJACKSON"]
[39669,"LABATON_ROUGE"]
[39701,"MSMERIDIAN"]
[39740,"ALBIRMINGHAM"]
[39741,"MSMERIDIAN"]
[39746,"ALBIRMINGHAM"]
[39747,"MSJACKSON"]
[39750,"MSMERIDIAN"]
[39766,"ALBIRMINGHAM"]
[39767,"MSJACKSON"]
[39769,"MSMERIDIAN"]
[39776,"TNMEMPHIS"]
[39901,"GAATLANTA"]
[40003,"KYLEXINGTON"]
[40004,"KYLOUISVILLE"]
[40007,"KYLEXINGTON"]
[40008,"KYLOUISVILLE"]
[40009,"KYLEXINGTON"]
[40010,"KYLOUISVILLE"]
[40033,"KYLEXINGTON"]
[40037,"KYLOUISVILLE"]
[40040,"KYLEXINGTON"]
[40041,"KYLOUISVILLE"]
[40046,"KYLEXINGTON"]
[40047,"KYLOUISVILLE"]
[40058,"KYCOVINGTON"]
[40059,"KYLOUISVILLE"]
[40076,"KYLEXINGTON"]
[40077,"KYLOUISVILLE"]
[40078,"KYLEXINGTON"]
[40104,"KYLOUISVILLE"]
[40309,"KYLEXINGTON"]
[40313,"WVHUNTINGTON"]
[40316,"KYLEXINGTON"]
[40317,"WVHUNTINGTON"]
[40320,"KYLEXINGTON"]
[40329,"WVHUNTINGTON"]
[40330,"KYLEXINGTON"]
[40351,"WVHUNTINGTON"]
[40353,"KYLEXINGTON"]
[40355,"KYCOVINGTON"]
[40356,"KYLEXINGTON"]
[40363,"KYCOVINGTON"]
[40366,"KYLEXINGTON"]
[40387,"WVHUNTINGTON"]
[40390,"KYLEXINGTON"]
[40701,"TNKNOXVILLE"]
[40724,"KYLEXINGTON"]
[40730,"TNKNOXVILLE"]
[40737,"KYLEXINGTON"]
[40754,"TNKNOXVILLE"]
[40755,"KYLEXINGTON"]
[40759,"TNKNOXVILLE"]
[40801,"TNBRISTOL"]
[40813,"TNKNOXVILLE"]
[40815,"TNBRISTOL"]
[40856,"TNKNOXVILLE"]
[40858,"TNBRISTOL"]
[40902,"TNKNOXVILLE"]
[40913,"TNBRISTOL"]
[40915,"TNKNOXVILLE"]
[40927,"TNBRISTOL"]
[40930,"TNKNOXVILLE"]
[40931,"KYLEXINGTON"]
[40935,"TNKNOXVILLE"]
[40941,"KYLEXINGTON"]
[40943,"TNKNOXVILLE"]
[40944,"KYLEXINGTON"]
[40946,"TNKNOXVILLE"]
[40951,"KYLEXINGTON"]
[40953,"TNKNOXVILLE"]
[40958,"TNBRISTOL"]
[40962,"KYLEXINGTON"]
[40964,"TNBRISTOL"]
[40965,"TNKNOXVILLE"]
[40972,"KYLEXINGTON"]
[40977,"TNKNOXVILLE"]
[40979,"TNBRISTOL"]
[40981,"KYLEXINGTON"]
[40982,"TNKNOXVILLE"]
[40983,"KYLEXINGTON"]
[40988,"TNBRISTOL"]
[40995,"TNKNOXVILLE"]
[40999,"KYLEXINGTON"]
[41001,"KYCOVINGTON"]
[41003,"KYLEXINGTON"]
[41004,"KYCOVINGTON"]
[41010,"KYLEXINGTON"]
[41011,"KYCOVINGTON"]
[41031,"KYLEXINGTON"]
[41033,"KYCOVINGTON"]
[41037,"KYLEXINGTON"]
[41040,"KYCOVINGTON"]
[41041,"KYLEXINGTON"]
[41042,"KYCOVINGTON"]
[41049,"KYLEXINGTON"]
[41051,"KYCOVINGTON"]
[41055,"KYLEXINGTON"]
[41056,"KYCOVINGTON"]
[41064,"KYLEXINGTON"]
[41065,"WVHUNTINGTON"]
[41071,"KYCOVINGTON"]
[41081,"WVHUNTINGTON"]
[41083,"KYCOVINGTON"]
[41093,"WVHUNTINGTON"]
[41094,"KYCOVINGTON"]
[41101,"WVHUNTINGTON"]
[41301,"KYLEXINGTON"]
[41310,"WVHUNTINGTON"]
[41311,"KYLEXINGTON"]
[41317,"WVHUNTINGTON"]
[41333,"KYLEXINGTON"]
[41339,"WVHUNTINGTON"]
[41344,"KYLEXINGTON"]
[41352,"WVHUNTINGTON"]
[41360,"KYLEXINGTON"]
[41366,"WVHUNTINGTON"]
[41368,"KYLEXINGTON"]
[41385,"WVHUNTINGTON"]
[41386,"KYLEXINGTON"]
[41408,"WVHUNTINGTON"]
[41512,"TNBRISTOL"]
[41514,"WVHUNTINGTON"]
[41517,"TNBRISTOL"]
[41519,"WVHUNTINGTON"]
[41520,"TNBRISTOL"]
[41526,"WVHUNTINGTON"]
[41534,"TNBRISTOL"]
[41535,"WVHUNTINGTON"]
[41537,"TNBRISTOL"]
[41539,"WVHUNTINGTON"]
[41540,"TNBRISTOL"]
[41543,"WVHUNTINGTON"]
[41548,"TNBRISTOL"]
[41553,"WVHUNTINGTON"]
[41559,"TNBRISTOL"]
[41564,"WVHUNTINGTON"]
[41566,"TNBRISTOL"]
[41567,"WVHUNTINGTON"]
[41572,"TNBRISTOL"]
[41601,"WVHUNTINGTON"]
[41604,"TNBRISTOL"]
[41605,"WVHUNTINGTON"]
[41606,"TNBRISTOL"]
[41607,"WVHUNTINGTON"]
[41612,"TNBRISTOL"]
[41615,"WVHUNTINGTON"]
[41636,"TNBRISTOL"]
[41640,"WVHUNTINGTON"]
[41650,"TNBRISTOL"]
[41651,"WVHUNTINGTON"]
[41667,"TNBRISTOL"]
[41668,"WVHUNTINGTON"]
[41669,"TNBRISTOL"]
[41721,"KYLEXINGTON"]
[41722,"TNBRISTOL"]
[41745,"KYLEXINGTON"]
[41746,"TNBRISTOL"]
[41772,"WVHUNTINGTON"]
[41773,"TNBRISTOL"]
[41839,"WVHUNTINGTON"]
[41840,"TNBRISTOL"]
[41859,"WVHUNTINGTON"]
[41861,"TNBRISTOL"]
[42001,"INEVANSVILLE"]
[42020,"TNNASHVILLE"]
[42021,"INEVANSVILLE"]
[42036,"TNNASHVILLE"]
[42037,"INEVANSVILLE"]
[42040,"TNNASHVILLE"]
[42041,"TNMEMPHIS"]
[42044,"INEVANSVILLE"]
[42046,"TNNASHVILLE"]
[42047,"INEVANSVILLE"]
[42048,"TNNASHVILLE"]
[42050,"TNMEMPHIS"]
[42051,"INEVANSVILLE"]
[42054,"TNNASHVILLE"]
[42055,"INEVANSVILLE"]
[42063,"TNNASHVILLE"]
[42064,"INEVANSVILLE"]
[42071,"TNNASHVILLE"]
[42078,"INEVANSVILLE"]
[42079,"TNNASHVILLE"]
[42081,"INEVANSVILLE"]
[42085,"TNNASHVILLE"]
[42086,"INEVANSVILLE"]
[42101,"TNNASHVILLE"]
[42127,"KYLOUISVILLE"]
[42128,"TNNASHVILLE"]
[42129,"KYLOUISVILLE"]
[42130,"TNNASHVILLE"]
[42152,"KYLOUISVILLE"]
[42153,"TNNASHVILLE"]
[42154,"KYLOUISVILLE"]
[42156,"TNNASHVILLE"]
[42201,"INEVANSVILLE"]
[42202,"TNNASHVILLE"]
[42207,"KYLOUISVILLE"]
[42209,"INEVANSVILLE"]
[42210,"KYLOUISVILLE"]
[42211,"TNNASHVILLE"]
[42214,"KYLOUISVILLE"]
[42215,"INEVANSVILLE"]
[42216,"TNNASHVILLE"]
[42217,"INEVANSVILLE"]
[42219,"TNNASHVILLE"]
[42251,"INEVANSVILLE"]
[42252,"TNNASHVILLE"]
[42257,"KYLOUISVILLE"]
[42261,"INEVANSVILLE"]
[42262,"TNNASHVILLE"]
[42267,"INEVANSVILLE"]
[42270,"TNNASHVILLE"]
[42273,"INEVANSVILLE"]
[42274,"TNNASHVILLE"]
[42275,"KYLOUISVILLE"]
[42276,"TNNASHVILLE"]
[42285,"KYLOUISVILLE"]
[42286,"TNNASHVILLE"]
[42287,"INEVANSVILLE"]
[42288,"TNNASHVILLE"]
[42301,"INEVANSVILLE"]
[42339,"TNNASHVILLE"]
[42343,"INEVANSVILLE"]
[42501,"KYLEXINGTON"]
[42602,"TNKNOXVILLE"]
[42629,"KYLEXINGTON"]
[42631,"TNKNOXVILLE"]
[42632,"KYLEXINGTON"]
[42634,"TNKNOXVILLE"]
[42642,"KYLEXINGTON"]
[42647,"TNKNOXVILLE"]
[42701,"KYLOUISVILLE"]
[42711,"KYLEXINGTON"]
[42712,"KYLOUISVILLE"]
[42715,"KYLEXINGTON"]
[42716,"KYLOUISVILLE"]
[42717,"TNNASHVILLE"]
[42718,"KYLOUISVILLE"]
[42720,"KYLEXINGTON"]
[42721,"KYLOUISVILLE"]
[42728,"KYLEXINGTON"]
[42729,"KYLOUISVILLE"]
[42731,"TNNASHVILLE"]
[42732,"KYLOUISVILLE"]
[42733,"KYLEXINGTON"]
[42740,"KYLOUISVILLE"]
[42741,"KYLEXINGTON"]
[42742,"KYLOUISVILLE"]
[42753,"KYLEXINGTON"]
[42754,"KYLOUISVILLE"]
[42758,"KYLEXINGTON"]
[42759,"TNNASHVILLE"]
[42761,"KYLOUISVILLE"]
[42786,"TNNASHVILLE"]
[42788,"KYLOUISVILLE"]
[43001,"OHCOLUMBUS"]
[43006,"OHMANSFIELD"]
[43007,"OHCOLUMBUS"]
[43009,"OHDAYTON"]
[43011,"OHCOLUMBUS"]
[43014,"OHMANSFIELD"]
[43015,"OHCOLUMBUS"]
[43019,"OHMANSFIELD"]
[43021,"OHCOLUMBUS"]
[43022,"OHMANSFIELD"]
[43023,"OHCOLUMBUS"]
[43028,"OHMANSFIELD"]
[43029,"OHCOLUMBUS"]
[43044,"OHDAYTON"]
[43045,"OHCOLUMBUS"]
[43047,"OHDAYTON"]
[43048,"OHCOLUMBUS"]
[43050,"OHMANSFIELD"]
[43054,"OHCOLUMBUS"]
[43060,"OHDAYTON"]
[43061,"OHCOLUMBUS"]
[43070,"OHDAYTON"]
[43071,"OHCOLUMBUS"]
[43072,"OHDAYTON"]
[43073,"OHCOLUMBUS"]
[43078,"OHDAYTON"]
[43080,"OHCOLUMBUS"]
[43083,"OHDAYTON"]
[43085,"OHCOLUMBUS"]
[43128,"OHDAYTON"]
[43130,"OHCOLUMBUS"]
[43142,"OHDAYTON"]
[43143,"OHCOLUMBUS"]
[43153,"OHDAYTON"]
[43154,"OHCOLUMBUS"]
[43301,"OHMANSFIELD"]
[43310,"OHDAYTON"]
[43314,"OHMANSFIELD"]
[43318,"OHDAYTON"]
[43320,"OHMANSFIELD"]
[43322,"OHCOLUMBUS"]
[43323,"OHMANSFIELD"]
[43324,"OHDAYTON"]
[43325,"OHMANSFIELD"]
[43331,"OHDAYTON"]
[43332,"OHMANSFIELD"]
[43333,"OHDAYTON"]
[43334,"OHCOLUMBUS"]
[43335,"OHMANSFIELD"]
[43336,"OHCOLUMBUS"]
[43337,"OHMANSFIELD"]
[43340,"OHCOLUMBUS"]
[43341,"OHMANSFIELD"]
[43342,"OHCOLUMBUS"]
[43343,"OHDAYTON"]
[43344,"OHCOLUMBUS"]
[43346,"OHDAYTON"]
[43349,"OHMANSFIELD"]
[43350,"OHCOLUMBUS"]
[43351,"OHMANSFIELD"]
[43356,"OHCOLUMBUS"]
[43357,"OHDAYTON"]
[43358,"OHCOLUMBUS"]
[43359,"OHMANSFIELD"]
[43360,"OHDAYTON"]
[43402,"OHTOLEDO"]
[43410,"OHMANSFIELD"]
[43412,"OHTOLEDO"]
[43436,"MIDETROIT"]
[43437,"OHTOLEDO"]
[43438,"OHCLEVELAND"]
[43439,"OHTOLEDO"]
[43440,"OHCLEVELAND"]
[43441,"OHTOLEDO"]
[43446,"MIDETROIT"]
[43447,"OHTOLEDO"]
[43505,"INFORT_WAYNE"]
[43506,"OHTOLEDO"]
[43517,"INFORT_WAYNE"]
[43519,"OHTOLEDO"]
[43520,"INFORT_WAYNE"]
[43521,"OHTOLEDO"]
[43526,"INFORT_WAYNE"]
[43527,"OHTOLEDO"]
[43536,"INFORT_WAYNE"]
[43537,"OHTOLEDO"]
[43556,"INFORT_WAYNE"]
[43557,"OHTOLEDO"]
[43701,"OHCOLUMBUS"]
[43713,"PAPITTSBURGH"]
[43717,"OHCOLUMBUS"]
[43718,"PAPITTSBURGH"]
[43720,"OHCOLUMBUS"]
[43722,"OHAKRON"]
[43724,"OHCOLUMBUS"]
[43725,"OHAKRON"]
[43727,"OHCOLUMBUS"]
[43733,"OHAKRON"]
[43734,"OHCOLUMBUS"]
[43736,"OHAKRON"]
[43738,"OHCOLUMBUS"]
[43747,"PAPITTSBURGH"]
[43748,"OHCOLUMBUS"]
[43749,"OHAKRON"]
[43752,"PAPITTSBURGH"]
[43755,"OHAKRON"]
[43756,"OHCOLUMBUS"]
[43757,"PAPITTSBURGH"]
[43758,"OHCOLUMBUS"]
[43759,"PAPITTSBURGH"]
[43760,"OHCOLUMBUS"]
[43768,"OHAKRON"]
[43771,"OHCOLUMBUS"]
[43772,"OHAKRON"]
[43777,"OHCOLUMBUS"]
[43778,"OHAKRON"]
[43782,"OHCOLUMBUS"]
[43786,"PAPITTSBURGH"]
[43787,"OHCOLUMBUS"]
[43788,"PAPITTSBURGH"]
[43791,"OHCOLUMBUS"]
[43793,"PAPITTSBURGH"]
[43802,"OHCOLUMBUS"]
[43803,"OHAKRON"]
[43805,"OHMANSFIELD"]
[43812,"OHAKRON"]
[43821,"OHCOLUMBUS"]
[43824,"OHAKRON"]
[43830,"OHCOLUMBUS"]
[43832,"OHAKRON"]
[43842,"OHCOLUMBUS"]
[43843,"OHMANSFIELD"]
[43845,"OHAKRON"]
[43901,"PAPITTSBURGH"]
[43962,"OHAKRON"]
[43963,"PAPITTSBURGH"]
[43973,"OHAKRON"]
[43974,"PAPITTSBURGH"]
[43983,"OHAKRON"]
[43985,"PAPITTSBURGH"]
[43988,"OHAKRON"]
[43989,"PAPITTSBURGH"]
[44001,"OHCLEVELAND"]
[44003,"OHYOUNGSTOWN"]
[44004,"PAERIE"]
[44010,"OHYOUNGSTOWN"]
[44011,"OHCLEVELAND"]
[44021,"OHYOUNGSTOWN"]
[44022,"OHCLEVELAND"]
[44030,"PAERIE"]
[44032,"OHYOUNGSTOWN"]
[44035,"OHCLEVELAND"]
[44041,"OHYOUNGSTOWN"]
[44044,"OHCLEVELAND"]
[44046,"OHYOUNGSTOWN"]
[44048,"PAERIE"]
[44049,"OHCLEVELAND"]
[44057,"OHYOUNGSTOWN"]
[44060,"OHCLEVELAND"]
[44062,"OHYOUNGSTOWN"]
[44065,"OHCLEVELAND"]
[44068,"PAERIE"]
[44070,"OHCLEVELAND"]
[44076,"OHYOUNGSTOWN"]
[44077,"OHCLEVELAND"]
[44080,"OHYOUNGSTOWN"]
[44082,"PAERIE"]
[44084,"OHYOUNGSTOWN"]
[44087,"OHCLEVELAND"]
[44088,"OHYOUNGSTOWN"]
[44089,"OHCLEVELAND"]
[44093,"OHYOUNGSTOWN"]
[44094,"OHCLEVELAND"]
[44099,"OHYOUNGSTOWN"]
[44101,"OHCLEVELAND"]
[44201,"OHAKRON"]
[44202,"OHCLEVELAND"]
[44203,"OHAKRON"]
[44210,"OHCLEVELAND"]
[44211,"OHAKRON"]
[44212,"OHCLEVELAND"]
[44214,"OHMANSFIELD"]
[44215,"OHCLEVELAND"]
[44216,"OHAKRON"]
[44231,"OHYOUNGSTOWN"]
[44232,"OHAKRON"]
[44233,"OHCLEVELAND"]
[44234,"OHYOUNGSTOWN"]
[44235,"OHMANSFIELD"]
[44236,"OHAKRON"]
[44251,"OHCLEVELAND"]
[44255,"OHAKRON"]
[44256,"OHCLEVELAND"]
[44260,"OHAKRON"]
[44264,"OHCLEVELAND"]
[44265,"OHAKRON"]
[44275,"OHCLEVELAND"]
[44276,"OHAKRON"]
[44280,"OHCLEVELAND"]
[44281,"OHAKRON"]
[44285,"OHYOUNGSTOWN"]
[44286,"OHCLEVELAND"]
[44287,"OHMANSFIELD"]
[44288,"OHYOUNGSTOWN"]
[44301,"OHAKRON"]
[44401,"OHYOUNGSTOWN"]
[44411,"OHAKRON"]
[44412,"OHYOUNGSTOWN"]
[44413,"PAPITTSBURGH"]
[44416,"OHYOUNGSTOWN"]
[44423,"OHAKRON"]
[44424,"OHYOUNGSTOWN"]
[44427,"OHAKRON"]
[44428,"OHYOUNGSTOWN"]
[44432,"PAPITTSBURGH"]
[44436,"OHYOUNGSTOWN"]
[44441,"PAPITTSBURGH"]
[44442,"OHYOUNGSTOWN"]
[44449,"OHAKRON"]
[44450,"OHYOUNGSTOWN"]
[44455,"PAPITTSBURGH"]
[44460,"OHYOUNGSTOWN"]
[44492,"PAPITTSBURGH"]
[44493,"OHAKRON"]
[44501,"OHYOUNGSTOWN"]
[44601,"OHAKRON"]
[44609,"OHYOUNGSTOWN"]
[44610,"OHAKRON"]
[44611,"OHMANSFIELD"]
[44612,"OHAKRON"]
[44628,"OHMANSFIELD"]
[44629,"OHAKRON"]
[44637,"OHMANSFIELD"]
[44639,"OHAKRON"]
[44661,"OHMANSFIELD"]
[44662,"OHAKRON"]
[44676,"OHMANSFIELD"]
[44677,"OHAKRON"]
[44801,"OHMANSFIELD"]
[44802,"OHTOLEDO"]
[44805,"OHMANSFIELD"]
[44809,"OHTOLEDO"]
[44811,"OHMANSFIELD"]
[44814,"OHCLEVELAND"]
[44815,"OHTOLEDO"]
[44816,"OHCLEVELAND"]
[44817,"OHTOLEDO"]
[44818,"OHMANSFIELD"]
[44830,"OHTOLEDO"]
[44833,"OHMANSFIELD"]
[44839,"OHCLEVELAND"]
[44840,"OHMANSFIELD"]
[44841,"OHTOLEDO"]
[44842,"OHMANSFIELD"]
[44853,"OHTOLEDO"]
[44854,"OHMANSFIELD"]
[44861,"OHTOLEDO"]
[44862,"OHMANSFIELD"]
[44871,"OHCLEVELAND"]
[44874,"OHMANSFIELD"]
[45001,"KYCOVINGTON"]
[45005,"OHDAYTON"]
[45011,"KYCOVINGTON"]
[45032,"OHDAYTON"]
[45033,"KYCOVINGTON"]
[45036,"OHDAYTON"]
[45039,"KYCOVINGTON"]
[45042,"OHDAYTON"]
[45050,"KYCOVINGTON"]
[45054,"OHDAYTON"]
[45055,"KYCOVINGTON"]
[45064,"OHDAYTON"]
[45065,"KYCOVINGTON"]
[45066,"OHDAYTON"]
[45067,"KYCOVINGTON"]
[45068,"OHDAYTON"]
[45069,"KYCOVINGTON"]
[45070,"OHDAYTON"]
[45071,"KYCOVINGTON"]
[45113,"OHDAYTON"]
[45115,"KYCOVINGTON"]
[45123,"OHCOLUMBUS"]
[45130,"KYCOVINGTON"]
[45132,"OHDAYTON"]
[45133,"KYCOVINGTON"]
[45135,"OHDAYTON"]
[45140,"KYCOVINGTON"]
[45146,"OHDAYTON"]
[45147,"KYCOVINGTON"]
[45148,"OHDAYTON"]
[45150,"KYCOVINGTON"]
[45159,"OHDAYTON"]
[45160,"KYCOVINGTON"]
[45164,"OHDAYTON"]
[45165,"OHCOLUMBUS"]
[45166,"OHDAYTON"]
[45167,"KYCOVINGTON"]
[45169,"OHDAYTON"]
[45171,"KYCOVINGTON"]
[45172,"WVHUNTINGTON"]
[45174,"KYCOVINGTON"]
[45177,"OHDAYTON"]
[45201,"KYCOVINGTON"]
[45301,"OHDAYTON"]
[45601,"OHCOLUMBUS"]
[45613,"WVHUNTINGTON"]
[45617,"OHCOLUMBUS"]
[45618,"KYCOVINGTON"]
[45619,"WVHUNTINGTON"]
[45622,"OHCOLUMBUS"]
[45623,"WVHUNTINGTON"]
[45624,"OHCOLUMBUS"]
[45629,"WVHUNTINGTON"]
[45633,"OHCOLUMBUS"]
[45634,"WVHUNTINGTON"]
[45644,"OHCOLUMBUS"]
[45645,"WVHUNTINGTON"]
[45647,"OHCOLUMBUS"]
[45648,"WVHUNTINGTON"]
[45651,"OHCOLUMBUS"]
[45652,"WVHUNTINGTON"]
[45654,"OHCOLUMBUS"]
[45656,"WVHUNTINGTON"]
[45672,"OHCOLUMBUS"]
[45674,"WVHUNTINGTON"]
[45679,"KYCOVINGTON"]
[45680,"WVHUNTINGTON"]
[45681,"OHCOLUMBUS"]
[45682,"WVHUNTINGTON"]
[45697,"KYCOVINGTON"]
[45698,"OHCOLUMBUS"]
[45699,"WVHUNTINGTON"]
[45701,"OHCOLUMBUS"]
[45710,"WVHUNTINGTON"]
[45711,"OHCOLUMBUS"]
[45712,"WVCHARLESTON"]
[45713,"OHCOLUMBUS"]
[45714,"WVCHARLESTON"]
[45715,"OHCOLUMBUS"]
[45720,"WVCHARLESTON"]
[45721,"OHCOLUMBUS"]
[45723,"WVCHARLESTON"]
[45727,"OHCOLUMBUS"]
[45729,"WVCHARLESTON"]
[45732,"OHCOLUMBUS"]
[45734,"PAPITTSBURGH"]
[45735,"OHCOLUMBUS"]
[45739,"WVCHARLESTON"]
[45740,"OHCOLUMBUS"]
[45741,"WVHUNTINGTON"]
[45742,"WVCHARLESTON"]
[45744,"OHCOLUMBUS"]
[45745,"WVCHARLESTON"]
[45746,"OHCOLUMBUS"]
[45750,"WVCHARLESTON"]
[45760,"WVHUNTINGTON"]
[45761,"OHCOLUMBUS"]
[45767,"WVELKINS"]
[45768,"WVCHARLESTON"]
[45775,"WVHUNTINGTON"]
[45776,"OHCOLUMBUS"]
[45779,"WVCHARLESTON"]
[45780,"OHCOLUMBUS"]
[45781,"WVCHARLESTON"]
[45782,"OHCOLUMBUS"]
[45783,"WVCHARLESTON"]
[45786,"OHCOLUMBUS"]
[45787,"WVCHARLESTON"]
[45801,"OHDAYTON"]
[45805,"INFORT_WAYNE"]
[45806,"OHDAYTON"]
[45807,"INFORT_WAYNE"]
[45808,"OHTOLEDO"]
[45809,"INFORT_WAYNE"]
[45810,"OHTOLEDO"]
[45812,"OHDAYTON"]
[45813,"INFORT_WAYNE"]
[45814,"OHTOLEDO"]
[45819,"OHDAYTON"]
[45820,"OHTOLEDO"]
[45821,"INFORT_WAYNE"]
[45827,"OHTOLEDO"]
[45828,"INFORT_WAYNE"]
[45830,"OHTOLEDO"]
[45832,"INFORT_WAYNE"]
[45835,"OHTOLEDO"]
[45838,"INFORT_WAYNE"]
[45839,"OHTOLEDO"]
[45843,"OHMANSFIELD"]
[45844,"INFORT_WAYNE"]
[45845,"OHDAYTON"]
[45846,"INFORT_WAYNE"]
[45848,"OHTOLEDO"]
[45849,"INFORT_WAYNE"]
[45850,"OHDAYTON"]
[45851,"INFORT_WAYNE"]
[45853,"OHTOLEDO"]
[45855,"INFORT_WAYNE"]
[45856,"OHTOLEDO"]
[45859,"OHDAYTON"]
[45861,"INFORT_WAYNE"]
[45864,"OHTOLEDO"]
[45865,"OHDAYTON"]
[45867,"OHTOLEDO"]
[45869,"OHDAYTON"]
[45872,"OHTOLEDO"]
[45873,"INFORT_WAYNE"]
[45875,"OHTOLEDO"]
[45876,"INFORT_WAYNE"]
[45877,"OHTOLEDO"]
[45879,"INFORT_WAYNE"]
[45881,"OHTOLEDO"]
[45882,"INFORT_WAYNE"]
[45883,"OHDAYTON"]
[45886,"INFORT_WAYNE"]
[45888,"OHDAYTON"]
[45889,"OHTOLEDO"]
[45891,"INFORT_WAYNE"]
[45893,"OHTOLEDO"]
[45894,"INFORT_WAYNE"]
[45895,"OHDAYTON"]
[45897,"OHTOLEDO"]
[45898,"INFORT_WAYNE"]
[45944,"KYCOVINGTON"]
[46001,"ININDIANAPOLIS"]
[46133,"KYCOVINGTON"]
[46135,"ININDIANAPOLIS"]
[46301,"INSOUTH_BEND"]
[46302,"ILCHICAGO"]
[46340,"INSOUTH_BEND"]
[46341,"ILCHICAGO"]
[46345,"INSOUTH_BEND"]
[46349,"ILCHICAGO"]
[46350,"INSOUTH_BEND"]
[46355,"ILCHICAGO"]
[46360,"INSOUTH_BEND"]
[46368,"ILCHICAGO"]
[46371,"INSOUTH_BEND"]
[46372,"ILCHICAGO"]
[46374,"INSOUTH_BEND"]
[46375,"ILCHICAGO"]
[46380,"INSOUTH_BEND"]
[46381,"ILCHICAGO"]
[46382,"INSOUTH_BEND"]
[46383,"ILCHICAGO"]
[46385,"INSOUTH_BEND"]
[46392,"ININDIANAPOLIS"]
[46393,"ILCHICAGO"]
[46501,"INSOUTH_BEND"]
[46508,"INFORT_WAYNE"]
[46511,"INSOUTH_BEND"]
[46555,"INFORT_WAYNE"]
[46556,"INSOUTH_BEND"]
[46562,"INFORT_WAYNE"]
[46563,"INSOUTH_BEND"]
[46566,"INFORT_WAYNE"]
[46567,"INSOUTH_BEND"]
[46571,"INFORT_WAYNE"]
[46572,"INSOUTH_BEND"]
[46580,"INFORT_WAYNE"]
[46595,"INSOUTH_BEND"]
[46701,"INFORT_WAYNE"]
[46746,"INSOUTH_BEND"]
[46747,"INFORT_WAYNE"]
[46901,"ININDIANAPOLIS"]
[46910,"INFORT_WAYNE"]
[46912,"INSOUTH_BEND"]
[46913,"ININDIANAPOLIS"]
[46914,"INFORT_WAYNE"]
[46915,"ININDIANAPOLIS"]
[46919,"INFORT_WAYNE"]
[46920,"ININDIANAPOLIS"]
[46921,"INFORT_WAYNE"]
[46922,"INSOUTH_BEND"]
[46923,"ININDIANAPOLIS"]
[46926,"INFORT_WAYNE"]
[46929,"ININDIANAPOLIS"]
[46930,"INFORT_WAYNE"]
[46931,"INSOUTH_BEND"]
[46932,"ININDIANAPOLIS"]
[46933,"INFORT_WAYNE"]
[46935,"INSOUTH_BEND"]
[46936,"ININDIANAPOLIS"]
[46938,"INFORT_WAYNE"]
[46939,"INSOUTH_BEND"]
[46940,"INFORT_WAYNE"]
[46942,"INSOUTH_BEND"]
[46943,"INFORT_WAYNE"]
[46945,"INSOUTH_BEND"]
[46946,"INFORT_WAYNE"]
[46950,"INSOUTH_BEND"]
[46951,"INFORT_WAYNE"]
[46960,"INSOUTH_BEND"]
[46961,"INFORT_WAYNE"]
[46965,"ININDIANAPOLIS"]
[46967,"INFORT_WAYNE"]
[46968,"INSOUTH_BEND"]
[46970,"INFORT_WAYNE"]
[46975,"INSOUTH_BEND"]
[46977,"ININDIANAPOLIS"]
[46978,"INSOUTH_BEND"]
[46979,"ININDIANAPOLIS"]
[46980,"INFORT_WAYNE"]
[46985,"INSOUTH_BEND"]
[46986,"INFORT_WAYNE"]
[46995,"ININDIANAPOLIS"]
[46996,"INSOUTH_BEND"]
[46998,"ININDIANAPOLIS"]
[47001,"KYCOVINGTON"]
[47102,"KYLOUISVILLE"]
[47201,"ININDIANAPOLIS"]
[47220,"KYLOUISVILLE"]
[47223,"KYCOVINGTON"]
[47226,"ININDIANAPOLIS"]
[47227,"KYLOUISVILLE"]
[47228,"ININDIANAPOLIS"]
[47229,"KYLOUISVILLE"]
[47231,"KYCOVINGTON"]
[47232,"ININDIANAPOLIS"]
[47240,"KYCOVINGTON"]
[47243,"KYLOUISVILLE"]
[47244,"ININDIANAPOLIS"]
[47245,"KYLOUISVILLE"]
[47246,"ININDIANAPOLIS"]
[47250,"KYLOUISVILLE"]
[47261,"KYCOVINGTON"]
[47264,"ININDIANAPOLIS"]
[47265,"KYCOVINGTON"]
[47270,"KYLOUISVILLE"]
[47272,"ININDIANAPOLIS"]
[47274,"KYLOUISVILLE"]
[47280,"ININDIANAPOLIS"]
[47281,"KYLOUISVILLE"]
[47282,"KYCOVINGTON"]
[47302,"ININDIANAPOLIS"]
[47303,"INFORT_WAYNE"]
[47322,"OHDAYTON"]
[47326,"INFORT_WAYNE"]
[47327,"OHDAYTON"]
[47331,"KYCOVINGTON"]
[47334,"ININDIANAPOLIS"]
[47335,"OHDAYTON"]
[47336,"INFORT_WAYNE"]
[47337,"ININDIANAPOLIS"]
[47338,"INFORT_WAYNE"]
[47339,"OHDAYTON"]
[47342,"INFORT_WAYNE"]
[47344,"ININDIANAPOLIS"]
[47345,"OHDAYTON"]
[47348,"INFORT_WAYNE"]
[47351,"ININDIANAPOLIS"]
[47353,"KYCOVINGTON"]
[47354,"OHDAYTON"]
[47356,"ININDIANAPOLIS"]
[47357,"OHDAYTON"]
[47359,"INFORT_WAYNE"]
[47360,"ININDIANAPOLIS"]
[47368,"OHDAYTON"]
[47369,"INFORT_WAYNE"]
[47370,"OHDAYTON"]
[47371,"INFORT_WAYNE"]
[47374,"OHDAYTON"]
[47381,"INFORT_WAYNE"]
[47382,"OHDAYTON"]
[47383,"INFORT_WAYNE"]
[47384,"ININDIANAPOLIS"]
[47390,"OHDAYTON"]
[47396,"ININDIANAPOLIS"]
[47430,"KYLOUISVILLE"]
[47431,"ININDIANAPOLIS"]
[47432,"KYLOUISVILLE"]
[47433,"ININDIANAPOLIS"]
[47437,"KYLOUISVILLE"]
[47438,"ININDIANAPOLIS"]
[47446,"KYLOUISVILLE"]
[47448,"ININDIANAPOLIS"]
[47449,"INEVANSVILLE"]
[47451,"ININDIANAPOLIS"]
[47452,"KYLOUISVILLE"]
[47453,"ININDIANAPOLIS"]
[47454,"KYLOUISVILLE"]
[47455,"ININDIANAPOLIS"]
[47467,"KYLOUISVILLE"]
[47468,"ININDIANAPOLIS"]
[47469,"KYLOUISVILLE"]
[47470,"ININDIANAPOLIS"]
[47501,"INEVANSVILLE"]
[47514,"KYLOUISVILLE"]
[47515,"INEVANSVILLE"]
[47522,"ININDIANAPOLIS"]
[47523,"INEVANSVILLE"]
[47525,"KYLOUISVILLE"]
[47527,"INEVANSVILLE"]
[47551,"KYLOUISVILLE"]
[47552,"INEVANSVILLE"]
[47574,"KYLOUISVILLE"]
[47575,"INEVANSVILLE"]
[47576,"KYLOUISVILLE"]
[47577,"INEVANSVILLE"]
[47801,"ININDIANAPOLIS"]
[47838,"INEVANSVILLE"]
[47840,"ININDIANAPOLIS"]
[47852,"INEVANSVILLE"]
[47853,"ININDIANAPOLIS"]
[47861,"INEVANSVILLE"]
[47862,"ININDIANAPOLIS"]
[47864,"INEVANSVILLE"]
[47866,"ININDIANAPOLIS"]
[47882,"INEVANSVILLE"]
[47884,"ININDIANAPOLIS"]
[47922,"ILCHICAGO"]
[47923,"ININDIANAPOLIS"]
[47925,"INSOUTH_BEND"]
[47928,"ININDIANAPOLIS"]
[47942,"ILCHICAGO"]
[47944,"ININDIANAPOLIS"]
[47946,"INSOUTH_BEND"]
[47948,"ILCHICAGO"]
[47949,"ININDIANAPOLIS"]
[47950,"INSOUTH_BEND"]
[47951,"ILCHICAGO"]
[47952,"ININDIANAPOLIS"]
[47957,"INSOUTH_BEND"]
[47958,"ININDIANAPOLIS"]
[47959,"INSOUTH_BEND"]
[47962,"ININDIANAPOLIS"]
[47963,"ILCHICAGO"]
[47965,"ININDIANAPOLIS"]
[47976,"ILCHICAGO"]
[47980,"INSOUTH_BEND"]
[47981,"ININDIANAPOLIS"]
[47995,"INSOUTH_BEND"]
[47996,"ININDIANAPOLIS"]
[48001,"MIDETROIT"]
[48003,"MIFLINT"]
[48004,"MIDETROIT"]
[48014,"MIFLINT"]
[48015,"MIDETROIT"]
[48097,"MIFLINT"]
[48098,"MIDETROIT"]
[48110,"OHTOLEDO"]
[48111,"MIDETROIT"]
[48114,"MIFLINT"]
[48115,"OHTOLEDO"]
[48116,"MIFLINT"]
[48117,"MIDETROIT"]
[48118,"MILANSING"]
[48120,"MIDETROIT"]
[48130,"MIFLINT"]
[48131,"OHTOLEDO"]
[48134,"MIDETROIT"]
[48137,"MILANSING"]
[48138,"MIDETROIT"]
[48139,"MIFLINT"]
[48140,"OHTOLEDO"]
[48141,"MIDETROIT"]
[48143,"MIFLINT"]
[48144,"OHTOLEDO"]
[48146,"MIDETROIT"]
[48157,"OHTOLEDO"]
[48164,"MIDETROIT"]
[48169,"MIFLINT"]
[48170,"MIDETROIT"]
[48176,"OHTOLEDO"]
[48178,"MIDETROIT"]
[48182,"OHTOLEDO"]
[48183,"MIDETROIT"]
[48329,"MIFLINT"]
[48330,"MIDETROIT"]
[48346,"MIFLINT"]
[48359,"MIDETROIT"]
[48362,"MIFLINT"]
[48363,"MIDETROIT"]
[48370,"MIFLINT"]
[48374,"MIDETROIT"]
[48380,"MIFLINT"]
[48382,"MIDETROIT"]
[48383,"MIFLINT"]
[48387,"MIDETROIT"]
[48401,"MIFLINT"]
[48450,"MIDETROIT"]
[48451,"MIFLINT"]
[48610,"MIALPENA"]
[48611,"MIFLINT"]
[48615,"MILANSING"]
[48616,"MIFLINT"]
[48617,"MILANSING"]
[48619,"MIALPENA"]
[48620,"MIFLINT"]
[48621,"MIALPENA"]
[48622,"MITRAVERSE_CITY"]
[48623,"MIFLINT"]
[48624,"MITRAVERSE_CITY"]
[48626,"MIFLINT"]
[48627,"MITRAVERSE_CITY"]
[48628,"MIFLINT"]
[48629,"MITRAVERSE_CITY"]
[48631,"MIFLINT"]
[48632,"MITRAVERSE_CITY"]
[48634,"MIFLINT"]
[48635,"MIALPENA"]
[48637,"MIFLINT"]
[48647,"MIALPENA"]
[48649,"MIFLINT"]
[48651,"MITRAVERSE_CITY"]
[48652,"MIFLINT"]
[48653,"MITRAVERSE_CITY"]
[48654,"MIALPENA"]
[48655,"MIFLINT"]
[48656,"MITRAVERSE_CITY"]
[48657,"MIFLINT"]
[48659,"MIALPENA"]
[48662,"MILANSING"]
[48663,"MIFLINT"]
[48703,"MIALPENA"]
[48706,"MIFLINT"]
[48721,"MIALPENA"]
[48722,"MIFLINT"]
[48728,"MIALPENA"]
[48729,"MIFLINT"]
[48730,"MIALPENA"]
[48731,"MIFLINT"]
[48737,"MIALPENA"]
[48741,"MIFLINT"]
[48742,"MIALPENA"]
[48744,"MIFLINT"]
[48745,"MIALPENA"]
[48746,"MIFLINT"]
[48748,"MIALPENA"]
[48754,"MIFLINT"]
[48756,"MIALPENA"]
[48757,"MIFLINT"]
[48761,"MIALPENA"]
[48767,"MIFLINT"]
[48770,"MIALPENA"]
[48787,"MIFLINT"]
[48801,"MILANSING"]
[48809,"MIGRAND_RAPIDS"]
[48811,"MILANSING"]
[48812,"MIGRAND_RAPIDS"]
[48813,"MILANSING"]
[48815,"MIGRAND_RAPIDS"]
[48816,"MIFLINT"]
[48818,"MILANSING"]
[48829,"MIGRAND_RAPIDS"]
[48830,"MILANSING"]
[48834,"MIGRAND_RAPIDS"]
[48835,"MILANSING"]
[48836,"MIFLINT"]
[48837,"MILANSING"]
[48838,"MIGRAND_RAPIDS"]
[48840,"MILANSING"]
[48841,"MIFLINT"]
[48842,"MILANSING"]
[48843,"MIFLINT"]
[48845,"MILANSING"]
[48846,"MIGRAND_RAPIDS"]
[48847,"MILANSING"]
[48849,"MIGRAND_RAPIDS"]
[48851,"MILANSING"]
[48852,"MIGRAND_RAPIDS"]
[48853,"MILANSING"]
[48857,"MIFLINT"]
[48858,"MILANSING"]
[48863,"MIFLINT"]
[48864,"MILANSING"]
[48865,"MIGRAND_RAPIDS"]
[48866,"MILANSING"]
[48867,"MIFLINT"]
[48870,"MILANSING"]
[48881,"MIGRAND_RAPIDS"]
[48882,"MILANSING"]
[48884,"MIGRAND_RAPIDS"]
[48889,"MILANSING"]
[48891,"MIGRAND_RAPIDS"]
[48892,"MILANSING"]
[48893,"MIGRAND_RAPIDS"]
[48894,"MILANSING"]
[48897,"MIGRAND_RAPIDS"]
[48901,"MILANSING"]
[49001,"MIGRAND_RAPIDS"]
[49013,"INSOUTH_BEND"]
[49014,"MIGRAND_RAPIDS"]
[49017,"MILANSING"]
[49018,"MIGRAND_RAPIDS"]
[49021,"MILANSING"]
[49022,"INSOUTH_BEND"]
[49024,"MIGRAND_RAPIDS"]
[49027,"INSOUTH_BEND"]
[49029,"MILANSING"]
[49030,"INSOUTH_BEND"]
[49033,"MILANSING"]
[49034,"MIGRAND_RAPIDS"]
[49036,"INFORT_WAYNE"]
[49038,"INSOUTH_BEND"]
[49041,"MIGRAND_RAPIDS"]
[49042,"INSOUTH_BEND"]
[49046,"MIGRAND_RAPIDS"]
[49047,"INSOUTH_BEND"]
[49050,"MIGRAND_RAPIDS"]
[49057,"INSOUTH_BEND"]
[49058,"MIGRAND_RAPIDS"]
[49061,"INSOUTH_BEND"]
[49062,"MIGRAND_RAPIDS"]
[49064,"INSOUTH_BEND"]
[49068,"MILANSING"]
[49070,"MIGRAND_RAPIDS"]
[49071,"INSOUTH_BEND"]
[49073,"MIGRAND_RAPIDS"]
[49075,"INSOUTH_BEND"]
[49076,"MILANSING"]
[49077,"MIGRAND_RAPIDS"]
[49079,"INSOUTH_BEND"]
[49080,"MIGRAND_RAPIDS"]
[49082,"MILANSING"]
[49083,"MIGRAND_RAPIDS"]
[49084,"INSOUTH_BEND"]
[49088,"MIGRAND_RAPIDS"]
[49089,"INSOUTH_BEND"]
[49092,"MILANSING"]
[49093,"INSOUTH_BEND"]
[49094,"MILANSING"]
[49095,"INSOUTH_BEND"]
[49096,"MILANSING"]
[49097,"INSOUTH_BEND"]
[49201,"MILANSING"]
[49220,"OHTOLEDO"]
[49224,"MILANSING"]
[49227,"OHTOLEDO"]
[49237,"MILANSING"]
[49238,"OHTOLEDO"]
[49240,"MILANSING"]
[49242,"OHTOLEDO"]
[49245,"MILANSING"]
[49247,"OHTOLEDO"]
[49251,"MILANSING"]
[49253,"OHTOLEDO"]
[49254,"MILANSING"]
[49255,"INFORT_WAYNE"]
[49256,"OHTOLEDO"]
[49258,"MILANSING"]
[49261,"OHTOLEDO"]
[49264,"MILANSING"]
[49265,"OHTOLEDO"]
[49269,"MILANSING"]
[49270,"OHTOLEDO"]
[49272,"MILANSING"]
[49274,"OHTOLEDO"]
[49277,"MILANSING"]
[49278,"OHTOLEDO"]
[49283,"MILANSING"]
[49286,"OHTOLEDO"]
[49301,"MIGRAND_RAPIDS"]
[49303,"MIMUSKEGON"]
[49304,"MITRAVERSE_CITY"]
[49305,"MIGRAND_RAPIDS"]
[49307,"MIMUSKEGON"]
[49310,"MIGRAND_RAPIDS"]
[49312,"MIMUSKEGON"]
[49314,"MIGRAND_RAPIDS"]
[49318,"MIMUSKEGON"]
[49319,"MIGRAND_RAPIDS"]
[49327,"MIMUSKEGON"]
[49328,"MIGRAND_RAPIDS"]
[49337,"MIMUSKEGON"]
[49339,"MIGRAND_RAPIDS"]
[49342,"MIMUSKEGON"]
[49343,"MIGRAND_RAPIDS"]
[49349,"MIMUSKEGON"]
[49351,"MIGRAND_RAPIDS"]
[49401,"MIMUSKEGON"]
[49402,"MITRAVERSE_CITY"]
[49403,"MIMUSKEGON"]
[49408,"MIGRAND_RAPIDS"]
[49409,"MIMUSKEGON"]
[49411,"MITRAVERSE_CITY"]
[49412,"MIMUSKEGON"]
[49416,"MIGRAND_RAPIDS"]
[49417,"MIMUSKEGON"]
[49418,"MIGRAND_RAPIDS"]
[49420,"MIMUSKEGON"]
[49426,"MIGRAND_RAPIDS"]
[49430,"MIMUSKEGON"]
[49450,"MIGRAND_RAPIDS"]
[49451,"MIMUSKEGON"]
[49453,"MIGRAND_RAPIDS"]
[49454,"MIMUSKEGON"]
[49468,"MIGRAND_RAPIDS"]
[49601,"MITRAVERSE_CITY"]
[49623,"MIMUSKEGON"]
[49625,"MITRAVERSE_CITY"]
[49642,"MIMUSKEGON"]
[49643,"MITRAVERSE_CITY"]
[49701,"MIALPENA"]
[49706,"MITRAVERSE_CITY"]
[49707,"MIALPENA"]
[49710,"MISAULT_STE_MARIE"]
[49711,"MITRAVERSE_CITY"]
[49715,"MISAULT_STE_MARIE"]
[49716,"MITRAVERSE_CITY"]
[49717,"MIALPENA"]
[49718,"MISAULT_STE_MARIE"]
[49720,"MITRAVERSE_CITY"]
[49721,"MIALPENA"]
[49722,"MITRAVERSE_CITY"]
[49723,"MISAULT_STE_MARIE"]
[49727,"MITRAVERSE_CITY"]
[49728,"MISAULT_STE_MARIE"]
[49729,"MITRAVERSE_CITY"]
[49736,"MISAULT_STE_MARIE"]
[49737,"MITRAVERSE_CITY"]
[49743,"MIALPENA"]
[49745,"MISAULT_STE_MARIE"]
[49746,"MIALPENA"]
[49748,"MISAULT_STE_MARIE"]
[49749,"MIALPENA"]
[49752,"MISAULT_STE_MARIE"]
[49753,"MIALPENA"]
[49755,"MISAULT_STE_MARIE"]
[49756,"MIALPENA"]
[49757,"MISAULT_STE_MARIE"]
[49759,"MIALPENA"]
[49760,"MISAULT_STE_MARIE"]
[49761,"MIALPENA"]
[49762,"MISAULT_STE_MARIE"]
[49764,"MITRAVERSE_CITY"]
[49765,"MIALPENA"]
[49768,"MISAULT_STE_MARIE"]
[49770,"MITRAVERSE_CITY"]
[49774,"MISAULT_STE_MARIE"]
[49776,"MIALPENA"]
[49778,"MISAULT_STE_MARIE"]
[49779,"MIALPENA"]
[49780,"MISAULT_STE_MARIE"]
[49791,"MIALPENA"]
[49793,"MISAULT_STE_MARIE"]
[49795,"MIALPENA"]
[49796,"MITRAVERSE_CITY"]
[49799,"MIALPENA"]
[49801,"WIGREEN_BAY"]
[49805,"MIHOUGHTON"]
[49807,"WIGREEN_BAY"]
[49808,"MIHOUGHTON"]
[49812,"WIGREEN_BAY"]
[49814,"MIHOUGHTON"]
[49817,"MITRAVERSE_CITY"]
[49818,"WIGREEN_BAY"]
[49819,"MIHOUGHTON"]
[49820,"MISAULT_STE_MARIE"]
[49821,"WIGREEN_BAY"]
[49822,"MIHOUGHTON"]
[49827,"MISAULT_STE_MARIE"]
[49829,"WIGREEN_BAY"]
[49831,"MIHOUGHTON"]
[49835,"MITRAVERSE_CITY"]
[49836,"MISAULT_STE_MARIE"]
[49837,"MITRAVERSE_CITY"]
[49838,"MISAULT_STE_MARIE"]
[49841,"MIHOUGHTON"]
[49845,"WIGREEN_BAY"]
[49849,"MIHOUGHTON"]
[49852,"WIGREEN_BAY"]
[49853,"MISAULT_STE_MARIE"]
[49854,"MITRAVERSE_CITY"]
[49855,"MIHOUGHTON"]
[49858,"WIGREEN_BAY"]
[49861,"MIHOUGHTON"]
[49863,"WIGREEN_BAY"]
[49864,"MITRAVERSE_CITY"]
[49865,"MIHOUGHTON"]
[49868,"MISAULT_STE_MARIE"]
[49869,"MIHOUGHTON"]
[49870,"WIGREEN_BAY"]
[49871,"MIHOUGHTON"]
[49873,"WIGREEN_BAY"]
[49877,"MIHOUGHTON"]
[49878,"MITRAVERSE_CITY"]
[49879,"MIHOUGHTON"]
[49883,"MISAULT_STE_MARIE"]
[49885,"MIHOUGHTON"]
[49886,"WIGREEN_BAY"]
[49891,"MIHOUGHTON"]
[49892,"WIGREEN_BAY"]
[49894,"MITRAVERSE_CITY"]
[49895,"MIHOUGHTON"]
[49896,"WIGREEN_BAY"]
[49901,"MIHOUGHTON"]
[50001,"IADES_MOINES"]
[50005,"IAWATERLOO"]
[50006,"IAMASON_CITY"]
[50007,"IADES_MOINES"]
[50034,"IAMASON_CITY"]
[50035,"IADES_MOINES"]
[50041,"IAMASON_CITY"]
[50042,"IADES_MOINES"]
[50043,"IAWATERLOO"]
[50044,"IADES_MOINES"]
[50051,"IAWATERLOO"]
[50052,"IADES_MOINES"]
[50071,"IAMASON_CITY"]
[50072,"IADES_MOINES"]
[50078,"IAWATERLOO"]
[50101,"IAMASON_CITY"]
[50102,"IADES_MOINES"]
[50106,"IAWATERLOO"]
[50107,"IADES_MOINES"]
[50122,"IAWATERLOO"]
[50123,"IADES_MOINES"]
[50126,"IAWATERLOO"]
[50127,"IADES_MOINES"]
[50132,"IAMASON_CITY"]
[50133,"IADES_MOINES"]
[50142,"IAWATERLOO"]
[50143,"IADES_MOINES"]
[50148,"IAWATERLOO"]
[50149,"IADES_MOINES"]
[50158,"IAWATERLOO"]
[50160,"IADES_MOINES"]
[50173,"IAWATERLOO"]
[50174,"IADES_MOINES"]
[50206,"IAWATERLOO"]
[50207,"IADES_MOINES"]
[50227,"IAMASON_CITY"]
[50228,"IADES_MOINES"]
[50230,"IAWATERLOO"]
[50231,"IADES_MOINES"]
[50258,"IAWATERLOO"]
[50261,"IADES_MOINES"]
[50269,"IAWATERLOO"]
[50271,"IAMASON_CITY"]
[50272,"IADES_MOINES"]
[50401,"IAMASON_CITY"]
[50455,"MNROCHESTER"]
[50456,"IAMASON_CITY"]
[50466,"MNROCHESTER"]
[50467,"IAMASON_CITY"]
[50476,"MNROCHESTER"]
[50477,"IAMASON_CITY"]
[50510,"IASIOUX_CITY"]
[50511,"IAMASON_CITY"]
[50521,"IADES_MOINES"]
[50522,"IAMASON_CITY"]
[50523,"IADES_MOINES"]
[50524,"IAMASON_CITY"]
[50530,"IADES_MOINES"]
[50531,"IAMASON_CITY"]
[50535,"IASIOUX_CITY"]
[50536,"IAMASON_CITY"]
[50538,"IADES_MOINES"]
[50539,"IAMASON_CITY"]
[50540,"IASIOUX_CITY"]
[50541,"IAMASON_CITY"]
[50543,"IADES_MOINES"]
[50545,"IAMASON_CITY"]
[50557,"IADES_MOINES"]
[50558,"IAMASON_CITY"]
[50561,"IASIOUX_CITY"]
[50562,"IAMASON_CITY"]
[50565,"IASIOUX_CITY"]
[50566,"IAMASON_CITY"]
[50567,"IASIOUX_CITY"]
[50569,"IAMASON_CITY"]
[50576,"IASIOUX_CITY"]
[50577,"IAMASON_CITY"]
[50579,"IADES_MOINES"]
[50581,"IAMASON_CITY"]
[50583,"IASIOUX_CITY"]
[50586,"IADES_MOINES"]
[50588,"IASIOUX_CITY"]
[50590,"IAMASON_CITY"]
[50592,"IASIOUX_CITY"]
[50594,"IAMASON_CITY"]
[50601,"IAWATERLOO"]
[50605,"IAMASON_CITY"]
[50606,"IAWATERLOO"]
[50616,"IAMASON_CITY"]
[50619,"IAWATERLOO"]
[50620,"IAMASON_CITY"]
[50621,"IAWATERLOO"]
[50628,"IAMASON_CITY"]
[50629,"IAWATERLOO"]
[50633,"IAMASON_CITY"]
[50634,"IAWATERLOO"]
[50653,"IAMASON_CITY"]
[50654,"IAWATERLOO"]
[50801,"IADES_MOINES"]
[51001,"IASIOUX_CITY"]
[51201,"SDSIOUX_FALLS"]
[51238,"IASIOUX_CITY"]
[51239,"SDSIOUX_FALLS"]
[51245,"IASIOUX_CITY"]
[51246,"SDSIOUX_FALLS"]
[51301,"IASIOUX_CITY"]
[51330,"SDSIOUX_FALLS"]
[51333,"IAMASON_CITY"]
[51338,"IASIOUX_CITY"]
[51340,"SDSIOUX_FALLS"]
[51341,"IASIOUX_CITY"]
[51342,"IAMASON_CITY"]
[51343,"IASIOUX_CITY"]
[51344,"IAMASON_CITY"]
[51345,"SDSIOUX_FALLS"]
[51357,"IASIOUX_CITY"]
[51358,"IAMASON_CITY"]
[51360,"SDSIOUX_FALLS"]
[51363,"IAMASON_CITY"]
[51366,"IASIOUX_CITY"]
[51401,"IADES_MOINES"]
[51430,"IASIOUX_CITY"]
[51440,"IADES_MOINES"]
[51441,"IASIOUX_CITY"]
[51443,"IADES_MOINES"]
[51445,"IASIOUX_CITY"]
[51447,"NEOMAHA"]
[51448,"IASIOUX_CITY"]
[51449,"IADES_MOINES"]
[51450,"IASIOUX_CITY"]
[51451,"IADES_MOINES"]
[51454,"IASIOUX_CITY"]
[51459,"IADES_MOINES"]
[51460,"IASIOUX_CITY"]
[51462,"IADES_MOINES"]
[51465,"IASIOUX_CITY"]
[51501,"NEOMAHA"]
[51520,"IASIOUX_CITY"]
[51521,"NEOMAHA"]
[51523,"IASIOUX_CITY"]
[51525,"NEOMAHA"]
[51527,"IASIOUX_CITY"]
[51530,"NEOMAHA"]
[51531,"IADES_MOINES"]
[51532,"NEOMAHA"]
[51543,"IADES_MOINES"]
[51544,"NEOMAHA"]
[51558,"IASIOUX_CITY"]
[51559,"NEOMAHA"]
[51572,"IASIOUX_CITY"]
[51573,"NEOMAHA"]
[51631,"MOKANSAS_CITY"]
[51632,"NEOMAHA"]
[51646,"IADES_MOINES"]
[51647,"NEOMAHA"]
[52001,"ILMOLINE"]
[52035,"IAWATERLOO"]
[52037,"ILMOLINE"]
[52038,"IAWATERLOO"]
[52039,"ILMOLINE"]
[52040,"IAWATERLOO"]
[52045,"ILMOLINE"]
[52046,"IAWATERLOO"]
[52047,"WILA_CROSSE"]
[52048,"IAWATERLOO"]
[52049,"WILA_CROSSE"]
[52050,"IAWATERLOO"]
[52054,"ILMOLINE"]
[52055,"IAWATERLOO"]
[52060,"ILMOLINE"]
[52065,"IAWATERLOO"]
[52068,"ILMOLINE"]
[52072,"IAWATERLOO"]
[52074,"ILMOLINE"]
[52076,"IAWATERLOO"]
[52079,"ILMOLINE"]
[52101,"WILA_CROSSE"]
[52132,"IAWATERLOO"]
[52134,"MNROCHESTER"]
[52135,"IAWATERLOO"]
[52136,"MNROCHESTER"]
[52140,"WILA_CROSSE"]
[52141,"IAWATERLOO"]
[52146,"WILA_CROSSE"]
[52147,"IAWATERLOO"]
[52149,"WILA_CROSSE"]
[52154,"IAWATERLOO"]
[52155,"MNROCHESTER"]
[52156,"WILA_CROSSE"]
[52161,"IAWATERLOO"]
[52162,"WILA_CROSSE"]
[52163,"IAWATERLOO"]
[52165,"MNROCHESTER"]
[52166,"IAWATERLOO"]
[52170,"WILA_CROSSE"]
[52171,"IAWATERLOO"]
[52172,"WILA_CROSSE"]
[52175,"IAWATERLOO"]
[52201,"ILMOLINE"]
[52202,"IAWATERLOO"]
[52205,"ILMOLINE"]
[52206,"IAWATERLOO"]
[52207,"ILMOLINE"]
[52208,"IAWATERLOO"]
[52212,"ILMOLINE"]
[52213,"IAWATERLOO"]
[52216,"ILMOLINE"]
[52217,"IAWATERLOO"]
[52222,"IADES_MOINES"]
[52223,"IAWATERLOO"]
[52226,"ILMOLINE"]
[52227,"IAWATERLOO"]
[52231,"ILMOLINE"]
[52232,"IAWATERLOO"]
[52235,"ILMOLINE"]
[52236,"IAWATERLOO"]
[52240,"ILMOLINE"]
[52249,"IAWATERLOO"]
[52252,"ILMOLINE"]
[52257,"IAWATERLOO"]
[52305,"ILMOLINE"]
[52307,"IAWATERLOO"]
[52309,"ILMOLINE"]
[52313,"IAWATERLOO"]
[52314,"ILMOLINE"]
[52315,"IAWATERLOO"]
[52317,"ILMOLINE"]
[52318,"IAWATERLOO"]
[52319,"ILMOLINE"]
[52322,"IAWATERLOO"]
[52323,"ILMOLINE"]
[52324,"IAWATERLOO"]
[52327,"ILMOLINE"]
[52328,"IAWATERLOO"]
[52333,"ILMOLINE"]
[52334,"IAWATERLOO"]
[52337,"ILMOLINE"]
[52338,"IAWATERLOO"]
[52340,"ILMOLINE"]
[52341,"IAWATERLOO"]
[52353,"ILMOLINE"]
[52354,"IAWATERLOO"]
[52355,"IADES_MOINES"]
[52356,"ILMOLINE"]
[52361,"IAWATERLOO"]
[52362,"ILMOLINE"]
[52401,"IAWATERLOO"]
[52501,"IADES_MOINES"]
[52535,"ILMOLINE"]
[52536,"IADES_MOINES"]
[52540,"ILMOLINE"]
[52543,"IADES_MOINES"]
[52551,"ILMOLINE"]
[52552,"IADES_MOINES"]
[52556,"ILMOLINE"]
[52560,"IADES_MOINES"]
[52565,"ILMOLINE"]
[52566,"IADES_MOINES"]
[52567,"ILMOLINE"]
[52568,"IADES_MOINES"]
[52573,"ILMOLINE"]
[52574,"IADES_MOINES"]
[52576,"ILMOLINE"]
[52577,"IADES_MOINES"]
[52580,"ILMOLINE"]
[52581,"IADES_MOINES"]
[52585,"ILMOLINE"]
[52586,"IADES_MOINES"]
[52601,"ILMOLINE"]
[53001,"WIMILWAUKEE"]
[53006,"WIMADISON"]
[53007,"WIMILWAUKEE"]
[53014,"WIGREEN_BAY"]
[53016,"WIMADISON"]
[53017,"WIMILWAUKEE"]
[53019,"WIGREEN_BAY"]
[53021,"WIMILWAUKEE"]
[53023,"WIGREEN_BAY"]
[53024,"WIMILWAUKEE"]
[53026,"WIGREEN_BAY"]
[53027,"WIMILWAUKEE"]
[53032,"WIMADISON"]
[53033,"WIMILWAUKEE"]
[53034,"WIMADISON"]
[53037,"WIMILWAUKEE"]
[53038,"WIMADISON"]
[53040,"WIMILWAUKEE"]
[53042,"WIGREEN_BAY"]
[53045,"WIMILWAUKEE"]
[53047,"WIMADISON"]
[53048,"WIMILWAUKEE"]
[53049,"WIGREEN_BAY"]
[53050,"WIMADISON"]
[53051,"WIMILWAUKEE"]
[53057,"WIGREEN_BAY"]
[53058,"WIMILWAUKEE"]
[53061,"WIGREEN_BAY"]
[53064,"WIMILWAUKEE"]
[53065,"WIMADISON"]
[53066,"WIMILWAUKEE"]
[53073,"WIGREEN_BAY"]
[53074,"WIMILWAUKEE"]
[53081,"WIGREEN_BAY"]
[53085,"WIMILWAUKEE"]
[53088,"WIGREEN_BAY"]
[53089,"WIMILWAUKEE"]
[53094,"WIMADISON"]
[53095,"WIMILWAUKEE"]
[53098,"WIMADISON"]
[53099,"WIMILWAUKEE"]
[53114,"ILROCKFORD"]
[53118,"WIMILWAUKEE"]
[53125,"ILROCKFORD"]
[53126,"WIMILWAUKEE"]
[53137,"WIMADISON"]
[53138,"WIMILWAUKEE"]
[53178,"WIMADISON"]
[53179,"WIMILWAUKEE"]
[53184,"ILROCKFORD"]
[53185,"WIMILWAUKEE"]
[53190,"WIMADISON"]
[53191,"ILROCKFORD"]
[53192,"WIMILWAUKEE"]
[53195,"ILROCKFORD"]
[53201,"WIMILWAUKEE"]
[53501,"ILROCKFORD"]
[53502,"WIMADISON"]
[53505,"ILROCKFORD"]
[53506,"WIMADISON"]
[53511,"ILROCKFORD"]
[53515,"WIMADISON"]
[53518,"WILA_CROSSE"]
[53520,"ILROCKFORD"]
[53521,"WIMADISON"]
[53522,"ILROCKFORD"]
[53523,"WIMADISON"]
[53525,"ILROCKFORD"]
[53526,"WIMADISON"]
[53542,"ILROCKFORD"]
[53543,"WIMADISON"]
[53546,"ILROCKFORD"]
[53549,"WIMADISON"]
[53550,"ILROCKFORD"]
[53551,"WIMADISON"]
[53566,"ILROCKFORD"]
[53569,"WIMADISON"]
[53576,"ILROCKFORD"]
[53577,"WIMADISON"]
[53585,"ILROCKFORD"]
[53586,"WIMADISON"]
[53801,"WILA_CROSSE"]
[53803,"WIMADISON"]
[53804,"WILA_CROSSE"]
[53806,"IAWATERLOO"]
[53807,"WIMADISON"]
[53810,"WILA_CROSSE"]
[53811,"WIMADISON"]
[53816,"WILA_CROSSE"]
[53818,"WIMADISON"]
[53821,"WILA_CROSSE"]
[53824,"ILMOLINE"]
[53825,"WIMADISON"]
[53826,"WILA_CROSSE"]
[53901,"WIMADISON"]
[53927,"WILA_CROSSE"]
[53928,"WIMADISON"]
[53929,"WILA_CROSSE"]
[53930,"WIMADISON"]
[53948,"WILA_CROSSE"]
[53949,"WIMADISON"]
[53950,"WILA_CROSSE"]
[53951,"WIMADISON"]
[53962,"WILA_CROSSE"]
[53963,"WIMADISON"]
[53968,"WILA_CROSSE"]
[53969,"WIMADISON"]
[54001,"MNMINNEAPOLIS"]
[54004,"WIEAU_CLAIRE"]
[54006,"MNMINNEAPOLIS"]
[54012,"WIEAU_CLAIRE"]
[54014,"MNMINNEAPOLIS"]
[54027,"WIEAU_CLAIRE"]
[54082,"MNMINNEAPOLIS"]
[54101,"WIGREEN_BAY"]
[54121,"MIHOUGHTON"]
[54123,"WIGREEN_BAY"]
[54246,"MITRAVERSE_CITY"]
[54247,"WIGREEN_BAY"]
[54404,"WIEAU_CLAIRE"]
[54406,"WIGREEN_BAY"]
[54410,"WIEAU_CLAIRE"]
[54413,"WILA_CROSSE"]
[54414,"WIGREEN_BAY"]
[54415,"WIEAU_CLAIRE"]
[54416,"WIGREEN_BAY"]
[54420,"WIEAU_CLAIRE"]
[54423,"WIGREEN_BAY"]
[54425,"WIEAU_CLAIRE"]
[54427,"WIGREEN_BAY"]
[54433,"WIEAU_CLAIRE"]
[54435,"WIGREEN_BAY"]
[54436,"WIEAU_CLAIRE"]
[54440,"WIGREEN_BAY"]
[54441,"WIEAU_CLAIRE"]
[54443,"WIGREEN_BAY"]
[54446,"WIEAU_CLAIRE"]
[54450,"WIGREEN_BAY"]
[54451,"WIEAU_CLAIRE"]
[54455,"WIGREEN_BAY"]
[54456,"WIEAU_CLAIRE"]
[54457,"WILA_CROSSE"]
[54458,"WIGREEN_BAY"]
[54459,"WIEAU_CLAIRE"]
[54462,"WIGREEN_BAY"]
[54466,"WILA_CROSSE"]
[54467,"WIGREEN_BAY"]
[54469,"WILA_CROSSE"]
[54470,"WIEAU_CLAIRE"]
[54471,"WIGREEN_BAY"]
[54472,"WIEAU_CLAIRE"]
[54473,"WIGREEN_BAY"]
[54475,"WILA_CROSSE"]
[54476,"WIGREEN_BAY"]
[54479,"WIEAU_CLAIRE"]
[54481,"WIGREEN_BAY"]
[54484,"WIEAU_CLAIRE"]
[54485,"WIGREEN_BAY"]
[54487,"WIEAU_CLAIRE"]
[54489,"WILA_CROSSE"]
[54490,"WIEAU_CLAIRE"]
[54491,"WIGREEN_BAY"]
[54493,"WIEAU_CLAIRE"]
[54494,"WILA_CROSSE"]
[54498,"WIEAU_CLAIRE"]
[54499,"WIGREEN_BAY"]
[54512,"MIHOUGHTON"]
[54513,"WIEAU_CLAIRE"]
[54517,"MNDULUTH"]
[54519,"MIHOUGHTON"]
[54520,"WIGREEN_BAY"]
[54521,"MIHOUGHTON"]
[54524,"WIEAU_CLAIRE"]
[54525,"MIHOUGHTON"]
[54526,"WIEAU_CLAIRE"]
[54527,"MNDULUTH"]
[54529,"WIEAU_CLAIRE"]
[54534,"MIHOUGHTON"]
[54536,"MNDULUTH"]
[54537,"WIEAU_CLAIRE"]
[54538,"MIHOUGHTON"]
[54541,"WIGREEN_BAY"]
[54542,"MIHOUGHTON"]
[54543,"WIGREEN_BAY"]
[54545,"MIHOUGHTON"]
[54546,"MNDULUTH"]
[54547,"MIHOUGHTON"]
[54548,"WIEAU_CLAIRE"]
[54550,"MNDULUTH"]
[54552,"WIEAU_CLAIRE"]
[54554,"MIHOUGHTON"]
[54555,"WIEAU_CLAIRE"]
[54557,"MIHOUGHTON"]
[54559,"MNDULUTH"]
[54560,"MIHOUGHTON"]
[54563,"WIEAU_CLAIRE"]
[54565,"MIHOUGHTON"]
[54566,"WIGREEN_BAY"]
[54568,"MIHOUGHTON"]
[54601,"WILA_CROSSE"]
[54610,"MNROCHESTER"]
[54611,"WILA_CROSSE"]
[54701,"WIEAU_CLAIRE"]
[54723,"MNMINNEAPOLIS"]
[54724,"WIEAU_CLAIRE"]
[54750,"MNROCHESTER"]
[54751,"WIEAU_CLAIRE"]
[54754,"WILA_CROSSE"]
[54755,"WIEAU_CLAIRE"]
[54759,"MNROCHESTER"]
[54760,"WIEAU_CLAIRE"]
[54761,"MNMINNEAPOLIS"]
[54762,"WIEAU_CLAIRE"]
[54769,"MNROCHESTER"]
[54770,"WIEAU_CLAIRE"]
[54773,"WILA_CROSSE"]
[54774,"WIEAU_CLAIRE"]
[54801,"MNDULUTH"]
[54805,"WIEAU_CLAIRE"]
[54806,"MNDULUTH"]
[54810,"MNMINNEAPOLIS"]
[54812,"WIEAU_CLAIRE"]
[54814,"MNDULUTH"]
[54817,"WIEAU_CLAIRE"]
[54820,"MNDULUTH"]
[54822,"WIEAU_CLAIRE"]
[54824,"MNMINNEAPOLIS"]
[54826,"WIEAU_CLAIRE"]
[54827,"MNDULUTH"]
[54828,"WIEAU_CLAIRE"]
[54830,"MNDULUTH"]
[54834,"WIEAU_CLAIRE"]
[54836,"MNDULUTH"]
[54837,"WIEAU_CLAIRE"]
[54838,"MNDULUTH"]
[54840,"MNMINNEAPOLIS"]
[54841,"WIEAU_CLAIRE"]
[54842,"MNDULUTH"]
[54845,"WIEAU_CLAIRE"]
[54846,"MNDULUTH"]
[54848,"WIEAU_CLAIRE"]
[54849,"MNDULUTH"]
[54851,"MNMINNEAPOLIS"]
[54854,"MNDULUTH"]
[54857,"WIEAU_CLAIRE"]
[54858,"MNMINNEAPOLIS"]
[54859,"MNDULUTH"]
[54862,"WIEAU_CLAIRE"]
[54864,"MNDULUTH"]
[54867,"WIEAU_CLAIRE"]
[54872,"MNMINNEAPOLIS"]
[54873,"MNDULUTH"]
[54876,"WIEAU_CLAIRE"]
[54880,"MNDULUTH"]
[54889,"WIEAU_CLAIRE"]
[54890,"MNDULUTH"]
[54895,"WIEAU_CLAIRE"]
[54901,"WIGREEN_BAY"]
[54930,"WIMADISON"]
[54931,"WIGREEN_BAY"]
[54941,"WIMADISON"]
[54942,"WIGREEN_BAY"]
[54960,"WIMADISON"]
[54961,"WIGREEN_BAY"]
[54968,"WIMADISON"]
[54969,"WIGREEN_BAY"]
[54971,"WIMADISON"]
[54974,"WIGREEN_BAY"]
[55001,"MNMINNEAPOLIS"]
[55006,"MNSAINT_CLOUD"]
[55009,"MNMINNEAPOLIS"]
[55017,"MNSAINT_CLOUD"]
[55018,"MNMINNEAPOLIS"]
[55026,"MNROCHESTER"]
[55029,"MNSAINT_CLOUD"]
[55031,"MNMINNEAPOLIS"]
[55036,"MNSAINT_CLOUD"]
[55038,"MNMINNEAPOLIS"]
[55040,"MNSAINT_CLOUD"]
[55041,"MNROCHESTER"]
[55042,"MNMINNEAPOLIS"]
[55049,"MNROCHESTER"]
[55051,"MNSAINT_CLOUD"]
[55052,"MNMINNEAPOLIS"]
[55060,"MNROCHESTER"]
[55063,"MNSAINT_CLOUD"]
[55065,"MNMINNEAPOLIS"]
[55067,"MNSAINT_CLOUD"]
[55068,"MNMINNEAPOLIS"]
[55072,"MNDULUTH"]
[55073,"MNMINNEAPOLIS"]
[55080,"MNSAINT_CLOUD"]
[55082,"MNMINNEAPOLIS"]
[55301,"MNSAINT_CLOUD"]
[55303,"MNMINNEAPOLIS"]
[55308,"MNSAINT_CLOUD"]
[55311,"MNMINNEAPOLIS"]
[55313,"MNSAINT_CLOUD"]
[55315,"MNMINNEAPOLIS"]
[55319,"MNDULUTH"]
[55320,"MNSAINT_CLOUD"]
[55322,"MNMINNEAPOLIS"]
[55324,"MNSAINT_CLOUD"]
[55327,"MNMINNEAPOLIS"]
[55329,"MNSAINT_CLOUD"]
[55331,"MNMINNEAPOLIS"]
[55332,"MNSAINT_CLOUD"]
[55334,"MNMINNEAPOLIS"]
[55342,"MNSAINT_CLOUD"]
[55343,"MNMINNEAPOLIS"]
[55349,"MNSAINT_CLOUD"]
[55352,"MNMINNEAPOLIS"]
[55353,"MNSAINT_CLOUD"]
[55354,"MNMINNEAPOLIS"]
[55355,"MNSAINT_CLOUD"]
[55356,"MNMINNEAPOLIS"]
[55358,"MNSAINT_CLOUD"]
[55359,"MNMINNEAPOLIS"]
[55362,"MNSAINT_CLOUD"]
[55363,"MNMINNEAPOLIS"]
[55365,"MNSAINT_CLOUD"]
[55366,"MNMINNEAPOLIS"]
[55371,"MNSAINT_CLOUD"]
[55372,"MNMINNEAPOLIS"]
[55376,"MNSAINT_CLOUD"]
[55378,"MNMINNEAPOLIS"]
[55380,"MNSAINT_CLOUD"]
[55383,"MNMINNEAPOLIS"]
[55385,"MNSAINT_CLOUD"]
[55386,"MNMINNEAPOLIS"]
[55389,"MNSAINT_CLOUD"]
[55391,"MNMINNEAPOLIS"]
[55393,"MNSAINT_CLOUD"]
[55394,"MNMINNEAPOLIS"]
[55395,"MNSAINT_CLOUD"]
[55396,"MNMINNEAPOLIS"]
[55398,"MNSAINT_CLOUD"]
[55399,"MNMINNEAPOLIS"]
[55575,"MNSAINT_CLOUD"]
[55576,"MNMINNEAPOLIS"]
[55580,"MNSAINT_CLOUD"]
[55583,"MNMINNEAPOLIS"]
[55584,"MNSAINT_CLOUD"]
[55592,"MNMINNEAPOLIS"]
[55601,"MNDULUTH"]
[55604,"MIHOUGHTON"]
[55607,"MNDULUTH"]
[55703,"MNINTERNATIONAL_FALLS"]
[55704,"MNDULUTH"]
[55723,"MNINTERNATIONAL_FALLS"]
[55724,"MNDULUTH"]
[55725,"MNINTERNATIONAL_FALLS"]
[55726,"MNDULUTH"]
[55771,"MNINTERNATIONAL_FALLS"]
[55775,"MNDULUTH"]
[55781,"MNINTERNATIONAL_FALLS"]
[55782,"MNDULUTH"]
[55901,"MNROCHESTER"]
[55919,"WILA_CROSSE"]
[55920,"MNROCHESTER"]
[55921,"WILA_CROSSE"]
[55922,"MNROCHESTER"]
[55925,"WILA_CROSSE"]
[55926,"MNROCHESTER"]
[55931,"WILA_CROSSE"]
[55932,"MNROCHESTER"]
[55941,"WILA_CROSSE"]
[55944,"MNROCHESTER"]
[55947,"WILA_CROSSE"]
[55949,"MNROCHESTER"]
[55953,"IAMASON_CITY"]
[55954,"WILA_CROSSE"]
[55955,"MNROCHESTER"]
[55959,"WILA_CROSSE"]
[55960,"MNROCHESTER"]
[55969,"WILA_CROSSE"]
[55970,"MNROCHESTER"]
[55971,"WILA_CROSSE"]
[55972,"MNROCHESTER"]
[55974,"WILA_CROSSE"]
[55975,"MNROCHESTER"]
[55987,"WILA_CROSSE"]
[55990,"MNROCHESTER"]
[56001,"MNMINNEAPOLIS"]
[56007,"IAMASON_CITY"]
[56011,"MNMINNEAPOLIS"]
[56013,"IAMASON_CITY"]
[56017,"MNMINNEAPOLIS"]
[56019,"SDSIOUX_FALLS"]
[56020,"IAMASON_CITY"]
[56021,"MNMINNEAPOLIS"]
[56022,"IAMASON_CITY"]
[56024,"MNMINNEAPOLIS"]
[56025,"IAMASON_CITY"]
[56026,"MNROCHESTER"]
[56027,"IAMASON_CITY"]
[56028,"MNMINNEAPOLIS"]
[56029,"IAMASON_CITY"]
[56030,"MNMINNEAPOLIS"]
[56031,"IAMASON_CITY"]
[56034,"MNMINNEAPOLIS"]
[56035,"MNROCHESTER"]
[56036,"IAMASON_CITY"]
[56041,"MNMINNEAPOLIS"]
[56042,"IAMASON_CITY"]
[56044,"MNMINNEAPOLIS"]
[56045,"MNROCHESTER"]
[56047,"IAMASON_CITY"]
[56048,"MNMINNEAPOLIS"]
[56051,"IAMASON_CITY"]
[56052,"MNMINNEAPOLIS"]
[56060,"IAMASON_CITY"]
[56062,"MNMINNEAPOLIS"]
[56064,"IAMASON_CITY"]
[56069,"MNMINNEAPOLIS"]
[56072,"MNROCHESTER"]
[56073,"MNMINNEAPOLIS"]
[56075,"IAMASON_CITY"]
[56076,"MNROCHESTER"]
[56078,"IAMASON_CITY"]
[56080,"MNMINNEAPOLIS"]
[56081,"IAMASON_CITY"]
[56082,"MNMINNEAPOLIS"]
[56083,"SDSIOUX_FALLS"]
[56084,"MNMINNEAPOLIS"]
[56088,"IAMASON_CITY"]
[56093,"MNROCHESTER"]
[56096,"MNMINNEAPOLIS"]
[56097,"IAMASON_CITY"]
[56101,"SDSIOUX_FALLS"]
[56111,"IAMASON_CITY"]
[56113,"SDSIOUX_FALLS"]
[56120,"IAMASON_CITY"]
[56122,"SDSIOUX_FALLS"]
[56127,"IAMASON_CITY"]
[56128,"SDSIOUX_FALLS"]
[56160,"IAMASON_CITY"]
[56161,"SDSIOUX_FALLS"]
[56162,"IAMASON_CITY"]
[56164,"SDSIOUX_FALLS"]
[56171,"IAMASON_CITY"]
[56172,"SDSIOUX_FALLS"]
[56176,"IAMASON_CITY"]
[56177,"SDSIOUX_FALLS"]
[56181,"IAMASON_CITY"]
[56183,"SDSIOUX_FALLS"]
[56201,"MNSAINT_CLOUD"]
[56210,"NDFARGO"]
[56211,"SDHURON"]
[56214,"MNSAINT_CLOUD"]
[56218,"SDSIOUX_FALLS"]
[56219,"NDFARGO"]
[56220,"SDSIOUX_FALLS"]
[56221,"NDFARGO"]
[56222,"MNSAINT_CLOUD"]
[56223,"SDSIOUX_FALLS"]
[56224,"MNSAINT_CLOUD"]
[56225,"NDFARGO"]
[56226,"MNSAINT_CLOUD"]
[56229,"SDSIOUX_FALLS"]
[56230,"MNSAINT_CLOUD"]
[56232,"SDSIOUX_FALLS"]
[56235,"NDFARGO"]
[56237,"MNSAINT_CLOUD"]
[56239,"SDSIOUX_FALLS"]
[56240,"NDFARGO"]
[56241,"MNSAINT_CLOUD"]
[56245,"SDSIOUX_FALLS"]
[56246,"MNSAINT_CLOUD"]
[56248,"NDFARGO"]
[56249,"MNSAINT_CLOUD"]
[56255,"SDSIOUX_FALLS"]
[56257,"SDHURON"]
[56258,"SDSIOUX_FALLS"]
[56260,"MNSAINT_CLOUD"]
[56263,"SDSIOUX_FALLS"]
[56265,"MNSAINT_CLOUD"]
[56272,"SDHURON"]
[56273,"MNSAINT_CLOUD"]
[56274,"NDFARGO"]
[56276,"SDHURON"]
[56277,"MNSAINT_CLOUD"]
[56278,"SDHURON"]
[56279,"MNSAINT_CLOUD"]
[56280,"SDSIOUX_FALLS"]
[56281,"MNSAINT_CLOUD"]
[56287,"SDSIOUX_FALLS"]
[56288,"MNSAINT_CLOUD"]
[56291,"SDSIOUX_FALLS"]
[56295,"MNSAINT_CLOUD"]
[56296,"NDFARGO"]
[56297,"MNSAINT_CLOUD"]
[56309,"NDFARGO"]
[56310,"MNSAINT_CLOUD"]
[56311,"NDFARGO"]
[56312,"MNSAINT_CLOUD"]
[56324,"NDFARGO"]
[56325,"MNSAINT_CLOUD"]
[56326,"NDFARGO"]
[56327,"MNSAINT_CLOUD"]
[56430,"NDFARGO"]
[56431,"MNSAINT_CLOUD"]
[56433,"NDFARGO"]
[56434,"MNSAINT_CLOUD"]
[56436,"NDFARGO"]
[56437,"MNSAINT_CLOUD"]
[56458,"NDFARGO"]
[56459,"MNSAINT_CLOUD"]
[56460,"NDFARGO"]
[56465,"MNSAINT_CLOUD"]
[56467,"NDFARGO"]
[56468,"MNSAINT_CLOUD"]
[56469,"MNDULUTH"]
[56470,"NDFARGO"]
[56472,"MNSAINT_CLOUD"]
[56484,"NDFARGO"]
[56551,"MNSAINT_CLOUD"]
[56552,"NDFARGO"]
[56623,"MNINTERNATIONAL_FALLS"]
[56634,"NDFARGO"]
[56636,"MNDULUTH"]
[56637,"MNINTERNATIONAL_FALLS"]
[56644,"NDFARGO"]
[56647,"MNINTERNATIONAL_FALLS"]
[56651,"NDFARGO"]
[56653,"MNINTERNATIONAL_FALLS"]
[56655,"MNDULUTH"]
[56657,"MNINTERNATIONAL_FALLS"]
[56662,"MNDULUTH"]
[56663,"MNINTERNATIONAL_FALLS"]
[56672,"MNDULUTH"]
[56673,"MNINTERNATIONAL_FALLS"]
[56676,"NDFARGO"]
[56679,"MNINTERNATIONAL_FALLS"]
[56684,"NDFARGO"]
[56685,"MNINTERNATIONAL_FALLS"]
[56687,"NDFARGO"]
[56688,"MNINTERNATIONAL_FALLS"]
[56701,"NDFARGO"]
[56711,"MNINTERNATIONAL_FALLS"]
[56712,"NDFARGO"]
[56714,"MNINTERNATIONAL_FALLS"]
[56715,"NDFARGO"]
[56724,"MNINTERNATIONAL_FALLS"]
[56725,"NDFARGO"]
[56727,"MNINTERNATIONAL_FALLS"]
[56728,"NDFARGO"]
[56741,"MNINTERNATIONAL_FALLS"]
[56742,"NDFARGO"]
[56751,"MNINTERNATIONAL_FALLS"]
[56754,"NDFARGO"]
[56756,"MNINTERNATIONAL_FALLS"]
[56757,"NDFARGO"]
[56761,"MNINTERNATIONAL_FALLS"]
[56762,"NDFARGO"]
[56763,"MNINTERNATIONAL_FALLS"]
[57001,"SDSIOUX_FALLS"]
[57010,"IASIOUX_CITY"]
[57012,"SDSIOUX_FALLS"]
[57025,"IASIOUX_CITY"]
[57026,"SDSIOUX_FALLS"]
[57038,"IASIOUX_CITY"]
[57039,"SDSIOUX_FALLS"]
[57044,"IASIOUX_CITY"]
[57045,"SDSIOUX_FALLS"]
[57049,"IASIOUX_CITY"]
[57050,"SDSIOUX_FALLS"]
[57051,"SDHURON"]
[57052,"SDSIOUX_FALLS"]
[57062,"NENORFOLK"]
[57063,"SDSIOUX_FALLS"]
[57069,"IASIOUX_CITY"]
[57070,"SDSIOUX_FALLS"]
[57201,"SDHURON"]
[57213,"SDSIOUX_FALLS"]
[57214,"SDHURON"]
[57218,"SDSIOUX_FALLS"]
[57219,"SDHURON"]
[57220,"SDSIOUX_FALLS"]
[57221,"SDHURON"]
[57224,"NDFARGO"]
[57225,"SDHURON"]
[57237,"SDSIOUX_FALLS"]
[57238,"SDHURON"]
[57247,"NDFARGO"]
[57248,"SDHURON"]
[57255,"NDFARGO"]
[57256,"SDHURON"]
[57257,"NDFARGO"]
[57258,"SDHURON"]
[57260,"NDFARGO"]
[57261,"SDHURON"]
[57262,"NDFARGO"]
[57263,"SDHURON"]
[57268,"SDSIOUX_FALLS"]
[57269,"SDHURON"]
[57270,"NDFARGO"]
[57271,"SDHURON"]
[57276,"SDSIOUX_FALLS"]
[57278,"SDHURON"]
[57279,"NDFARGO"]
[57301,"SDHURON"]
[57311,"SDSIOUX_FALLS"]
[57312,"SDHURON"]
[57315,"SDSIOUX_FALLS"]
[57317,"SDHURON"]
[57319,"SDSIOUX_FALLS"]
[57322,"SDHURON"]
[57326,"SDPIERRE"]
[57328,"SDHURON"]
[57329,"SDSIOUX_FALLS"]
[57334,"SDHURON"]
[57339,"SDPIERRE"]
[57340,"SDHURON"]
[57345,"SDPIERRE"]
[57348,"SDHURON"]
[57354,"SDSIOUX_FALLS"]
[57355,"SDHURON"]
[57361,"NENORFOLK"]
[57362,"SDHURON"]
[57365,"SDPIERRE"]
[57366,"SDSIOUX_FALLS"]
[57367,"SDHURON"]
[57374,"SDSIOUX_FALLS"]
[57375,"SDHURON"]
[57376,"SDSIOUX_FALLS"]
[57379,"SDHURON"]
[57380,"NENORFOLK"]
[57381,"SDHURON"]
[57420,"SDPIERRE"]
[57421,"SDHURON"]
[57428,"SDPIERRE"]
[57429,"SDHURON"]
[57430,"NDFARGO"]
[57432,"SDHURON"]
[57437,"NDBISMARCK"]
[57438,"SDPIERRE"]
[57439,"SDHURON"]
[57442,"SDPIERRE"]
[57445,"SDHURON"]
[57446,"NDFARGO"]
[57448,"SDPIERRE"]
[57449,"SDHURON"]
[57450,"SDPIERRE"]
[57451,"SDHURON"]
[57452,"SDPIERRE"]
[57454,"SDHURON"]
[57455,"SDPIERRE"]
[57456,"SDHURON"]
[57457,"NDBISMARCK"]
[57460,"SDHURON"]
[57466,"SDPIERRE"]
[57467,"SDHURON"]
[57471,"SDPIERRE"]
[57474,"SDHURON"]
[57475,"SDPIERRE"]
[57476,"SDHURON"]
[57501,"SDPIERRE"]
[57538,"SDHURON"]
[57540,"SDPIERRE"]
[57567,"SDRAPID_CITY"]
[57568,"SDPIERRE"]
[57571,"SDHURON"]
[57572,"SDPIERRE"]
[57574,"SDRAPID_CITY"]
[57576,"SDPIERRE"]
[57577,"SDRAPID_CITY"]
[57578,"SDPIERRE"]
[57620,"SDRAPID_CITY"]
[57621,"NDBISMARCK"]
[57622,"SDPIERRE"]
[57626,"SDRAPID_CITY"]
[57628,"SDPIERRE"]
[57632,"NDBISMARCK"]
[57633,"SDPIERRE"]
[57634,"NDBISMARCK"]
[57636,"SDPIERRE"]
[57638,"NDBISMARCK"]
[57644,"SDRAPID_CITY"]
[57645,"NDBISMARCK"]
[57647,"SDPIERRE"]
[57648,"NDBISMARCK"]
[57649,"SDRAPID_CITY"]
[57652,"SDPIERRE"]
[57653,"NDBISMARCK"]
[57656,"SDPIERRE"]
[57658,"NDBISMARCK"]
[57661,"SDPIERRE"]
[57701,"SDRAPID_CITY"]
[57724,"MTMILES_CITY"]
[57725,"SDRAPID_CITY"]
[58001,"NDFARGO"]
[58239,"NDMINOT"]
[58240,"NDFARGO"]
[58249,"NDMINOT"]
[58250,"NDFARGO"]
[58255,"NDMINOT"]
[58256,"NDFARGO"]
[58281,"NDMINOT"]
[58282,"NDFARGO"]
[58301,"NDMINOT"]
[58319,"NDBISMARCK"]
[58320,"NDMINOT"]
[58321,"NDFARGO"]
[58323,"NDMINOT"]
[58327,"NDFARGO"]
[58329,"NDMINOT"]
[58330,"NDFARGO"]
[58331,"NDMINOT"]
[58344,"NDFARGO"]
[58346,"NDMINOT"]
[58356,"NDBISMARCK"]
[58357,"NDMINOT"]
[58361,"NDFARGO"]
[58362,"NDMINOT"]
[58380,"NDFARGO"]
[58382,"NDMINOT"]
[58401,"NDFARGO"]
[58413,"NDBISMARCK"]
[58415,"NDFARGO"]
[58418,"NDBISMARCK"]
[58425,"NDFARGO"]
[58428,"NDBISMARCK"]
[58429,"NDFARGO"]
[58430,"NDBISMARCK"]
[58431,"NDFARGO"]
[58438,"NDBISMARCK"]
[58441,"NDFARGO"]
[58442,"NDBISMARCK"]
[58443,"NDFARGO"]
[58444,"NDBISMARCK"]
[58445,"NDFARGO"]
[58451,"NDBISMARCK"]
[58452,"NDFARGO"]
[58454,"NDBISMARCK"]
[58455,"NDFARGO"]
[58456,"NDBISMARCK"]
[58458,"NDFARGO"]
[58460,"NDBISMARCK"]
[58461,"NDFARGO"]
[58463,"NDBISMARCK"]
[58464,"NDFARGO"]
[58467,"NDBISMARCK"]
[58472,"NDFARGO"]
[58475,"NDBISMARCK"]
[58479,"NDFARGO"]
[58482,"NDBISMARCK"]
[58484,"NDFARGO"]
[58486,"NDBISMARCK"]
[58490,"NDFARGO"]
[58494,"NDBISMARCK"]
[58497,"NDFARGO"]
[58501,"NDBISMARCK"]
[58531,"NDMINOT"]
[58532,"NDBISMARCK"]
[58540,"NDMINOT"]
[58541,"NDBISMARCK"]
[58565,"NDMINOT"]
[58566,"NDBISMARCK"]
[58620,"MTMILES_CITY"]
[58622,"NDBISMARCK"]
[58623,"MTMILES_CITY"]
[58625,"NDBISMARCK"]
[58626,"NDMINOT"]
[58630,"NDBISMARCK"]
[58632,"MTMILES_CITY"]
[58634,"NDMINOT"]
[58638,"NDBISMARCK"]
[58640,"NDMINOT"]
[58641,"NDBISMARCK"]
[58642,"NDMINOT"]
[58643,"MTMILES_CITY"]
[58644,"NDBISMARCK"]
[58645,"MTMILES_CITY"]
[58646,"NDBISMARCK"]
[58651,"MTMILES_CITY"]
[58652,"NDBISMARCK"]
[58654,"MTMILES_CITY"]
[58655,"NDBISMARCK"]
[58701,"NDMINOT"]
[59001,"MTBILLINGS"]
[59003,"MTMILES_CITY"]
[59006,"MTBILLINGS"]
[59012,"WYSHERIDAN"]
[59013,"MTBILLINGS"]
[59016,"WYSHERIDAN"]
[59018,"MTHELENA"]
[59019,"MTBILLINGS"]
[59025,"WYSHERIDAN"]
[59026,"MTBILLINGS"]
[59027,"MTHELENA"]
[59028,"MTBILLINGS"]
[59031,"WYSHERIDAN"]
[59032,"MTLEWISTOWN"]
[59033,"MTBILLINGS"]
[59036,"MTLEWISTOWN"]
[59037,"MTBILLINGS"]
[59038,"MTMILES_CITY"]
[59041,"MTBILLINGS"]
[59043,"WYSHERIDAN"]
[59044,"MTBILLINGS"]
[59047,"MTHELENA"]
[59050,"WYSHERIDAN"]
[59052,"MTBILLINGS"]
[59053,"MTLEWISTOWN"]
[59054,"MTBILLINGS"]
[59055,"MTLEWISTOWN"]
[59057,"MTBILLINGS"]
[59058,"MTLEWISTOWN"]
[59059,"MTBILLINGS"]
[59062,"WYSHERIDAN"]
[59063,"MTBILLINGS"]
[59065,"MTHELENA"]
[59066,"MTBILLINGS"]
[59076,"MTMILES_CITY"]
[59077,"MTGLASGOW"]
[59078,"MTLEWISTOWN"]
[59079,"MTBILLINGS"]
[59084,"MTLEWISTOWN"]
[59086,"MTHELENA"]
[59087,"MTLEWISTOWN"]
[59088,"MTBILLINGS"]
[59089,"WYSHERIDAN"]
[59101,"MTBILLINGS"]
[59201,"MTGLASGOW"]
[59214,"MTMILES_CITY"]
[59218,"MTGLASGOW"]
[59262,"MTMILES_CITY"]
[59263,"MTGLASGOW"]
[59301,"MTMILES_CITY"]
[59311,"SDRAPID_CITY"]
[59312,"MTMILES_CITY"]
[59314,"WYSHERIDAN"]
[59315,"MTMILES_CITY"]
[59317,"WYSHERIDAN"]
[59318,"MTGLASGOW"]
[59319,"SDRAPID_CITY"]
[59322,"MTMILES_CITY"]
[59337,"MTGLASGOW"]
[59338,"MTMILES_CITY"]
[59401,"MTGREAT_FALLS"]
[59411,"MTCUT_BANK"]
[59412,"MTGREAT_FALLS"]
[59417,"MTCUT_BANK"]
[59418,"MTLEWISTOWN"]
[59419,"MTCUT_BANK"]
[59420,"MTGREAT_FALLS"]
[59422,"MTCUT_BANK"]
[59424,"MTLEWISTOWN"]
[59425,"MTCUT_BANK"]
[59430,"MTLEWISTOWN"]
[59432,"MTCUT_BANK"]
[59433,"MTGREAT_FALLS"]
[59434,"MTCUT_BANK"]
[59436,"MTGREAT_FALLS"]
[59441,"MTLEWISTOWN"]
[59442,"MTGREAT_FALLS"]
[59444,"MTCUT_BANK"]
[59445,"MTLEWISTOWN"]
[59446,"MTGREAT_FALLS"]
[59448,"MTCUT_BANK"]
[59450,"MTGREAT_FALLS"]
[59451,"MTLEWISTOWN"]
[59454,"MTCUT_BANK"]
[59457,"MTLEWISTOWN"]
[59460,"MTGREAT_FALLS"]
[59461,"MTCUT_BANK"]
[59462,"MTLEWISTOWN"]
[59463,"MTGREAT_FALLS"]
[59464,"MTLEWISTOWN"]
[59465,"MTGREAT_FALLS"]
[59466,"MTCUT_BANK"]
[59468,"MTGREAT_FALLS"]
[59471,"MTLEWISTOWN"]
[59472,"MTGREAT_FALLS"]
[59473,"MTCUT_BANK"]
[59477,"MTGREAT_FALLS"]
[59479,"MTLEWISTOWN"]
[59480,"MTGREAT_FALLS"]
[59482,"MTCUT_BANK"]
[59483,"MTGREAT_FALLS"]
[59484,"MTCUT_BANK"]
[59485,"MTGREAT_FALLS"]
[59486,"MTCUT_BANK"]
[59487,"MTGREAT_FALLS"]
[59489,"MTLEWISTOWN"]
[59520,"MTGREAT_FALLS"]
[59522,"MTCUT_BANK"]
[59523,"MTLEWISTOWN"]
[59524,"MTGLASGOW"]
[59525,"MTGREAT_FALLS"]
[59526,"MTGLASGOW"]
[59527,"MTLEWISTOWN"]
[59528,"MTGREAT_FALLS"]
[59529,"MTGLASGOW"]
[59530,"MTCUT_BANK"]
[59532,"MTGREAT_FALLS"]
[59535,"MTLEWISTOWN"]
[59537,"MTGLASGOW"]
[59540,"MTCUT_BANK"]
[59542,"MTGLASGOW"]
[59545,"MTCUT_BANK"]
[59546,"MTLEWISTOWN"]
[59601,"MTHELENA"]
[59724,"IDPOCATELLO"]
[59725,"MTHELENA"]
[59739,"IDPOCATELLO"]
[59740,"MTHELENA"]
[59761,"MTMISSOULA"]
[59762,"MTHELENA"]
[59801,"MTMISSOULA"]
[59843,"MTHELENA"]
[59844,"WASPOKANE"]
[59845,"MTKALISPELL"]
[59846,"MTMISSOULA"]
[59848,"MTKALISPELL"]
[59851,"MTMISSOULA"]
[59853,"MTKALISPELL"]
[59854,"MTMISSOULA"]
[59860,"MTKALISPELL"]
[59863,"MTMISSOULA"]
[59873,"MTKALISPELL"]
[59875,"MTMISSOULA"]
[59901,"MTKALISPELL"]
[60001,"ILROCKFORD"]
[60002,"WIMILWAUKEE"]
[60004,"ILCHICAGO"]
[60012,"ILROCKFORD"]
[60013,"ILCHICAGO"]
[60014,"ILROCKFORD"]
[60015,"ILCHICAGO"]
[60020,"WIMILWAUKEE"]
[60021,"ILCHICAGO"]
[60031,"WIMILWAUKEE"]
[60033,"ILROCKFORD"]
[60035,"ILCHICAGO"]
[60039,"ILROCKFORD"]
[60040,"ILCHICAGO"]
[60041,"WIMILWAUKEE"]
[60042,"ILCHICAGO"]
[60046,"WIMILWAUKEE"]
[60047,"ILCHICAGO"]
[60050,"ILROCKFORD"]
[60053,"ILCHICAGO"]
[60071,"WIMILWAUKEE"]
[60074,"ILCHICAGO"]
[60075,"WIMILWAUKEE"]
[60076,"ILCHICAGO"]
[60080,"WIMILWAUKEE"]
[60082,"ILCHICAGO"]
[60083,"WIMILWAUKEE"]
[60084,"ILCHICAGO"]
[60087,"WIMILWAUKEE"]
[60088,"ILCHICAGO"]
[60096,"WIMILWAUKEE"]
[60097,"ILROCKFORD"]
[60099,"WIMILWAUKEE"]
[60101,"ILCHICAGO"]
[60109,"ILROCKFORD"]
[60110,"ILCHICAGO"]
[60111,"ILROCKFORD"]
[60114,"ILCHICAGO"]
[60115,"ILROCKFORD"]
[60116,"ILCHICAGO"]
[60129,"ILROCKFORD"]
[60130,"ILCHICAGO"]
[60135,"ILROCKFORD"]
[60136,"ILCHICAGO"]
[60140,"ILROCKFORD"]
[60141,"ILCHICAGO"]
[60142,"ILROCKFORD"]
[60143,"ILCHICAGO"]
[60144,"ILROCKFORD"]
[60147,"ILCHICAGO"]
[60150,"ILROCKFORD"]
[60153,"ILCHICAGO"]
[60170,"ILROCKFORD"]
[60171,"ILCHICAGO"]
[60178,"ILROCKFORD"]
[60179,"ILCHICAGO"]
[60180,"ILROCKFORD"]
[60181,"ILCHICAGO"]
[60182,"ILROCKFORD"]
[60183,"ILCHICAGO"]
[60460,"ILPEORIA"]
[60461,"ILCHICAGO"]
[60518,"ILROCKFORD"]
[60519,"ILCHICAGO"]
[60520,"ILROCKFORD"]
[60521,"ILCHICAGO"]
[60530,"ILROCKFORD"]
[60532,"ILCHICAGO"]
[60548,"ILROCKFORD"]
[60551,"ILCHICAGO"]
[60552,"ILROCKFORD"]
[60554,"ILCHICAGO"]
[60556,"ILROCKFORD"]
[60558,"ILCHICAGO"]
[60921,"ILPEORIA"]
[60922,"ILCHICAGO"]
[60933,"ILPEORIA"]
[60934,"ILCHICAGO"]
[60936,"ILPEORIA"]
[60938,"ILCHICAGO"]
[60942,"ININDIANAPOLIS"]
[60944,"ILCHICAGO"]
[60948,"ILPEORIA"]
[60950,"ILCHICAGO"]
[60952,"ILPEORIA"]
[60953,"ILCHICAGO"]
[60957,"ILPEORIA"]
[60959,"ILCHICAGO"]
[60962,"ILPEORIA"]
[60963,"ININDIANAPOLIS"]
[60964,"ILCHICAGO"]
[61001,"ILROCKFORD"]
[61025,"ILMOLINE"]
[61027,"ILROCKFORD"]
[61036,"ILMOLINE"]
[61037,"ILROCKFORD"]
[61041,"ILMOLINE"]
[61042,"ILROCKFORD"]
[61074,"ILMOLINE"]
[61075,"ILROCKFORD"]
[61201,"ILMOLINE"]
[61301,"ILPEORIA"]
[61310,"ILROCKFORD"]
[61311,"ILPEORIA"]
[61312,"ILROCKFORD"]
[61313,"ILPEORIA"]
[61314,"ILMOLINE"]
[61315,"ILPEORIA"]
[61317,"ILROCKFORD"]
[61319,"ILPEORIA"]
[61323,"ILROCKFORD"]
[61325,"ILPEORIA"]
[61328,"ILROCKFORD"]
[61329,"ILPEORIA"]
[61330,"ILROCKFORD"]
[61332,"ILPEORIA"]
[61337,"ILROCKFORD"]
[61338,"ILMOLINE"]
[61340,"ILPEORIA"]
[61341,"ILCHICAGO"]
[61342,"ILROCKFORD"]
[61344,"ILMOLINE"]
[61348,"ILPEORIA"]
[61349,"ILROCKFORD"]
[61354,"ILPEORIA"]
[61360,"ILCHICAGO"]
[61361,"ILMOLINE"]
[61362,"ILPEORIA"]
[61367,"ILROCKFORD"]
[61368,"ILPEORIA"]
[61371,"ILROCKFORD"]
[61375,"ILPEORIA"]
[61376,"ILMOLINE"]
[61377,"ILPEORIA"]
[61378,"ILROCKFORD"]
[61379,"ILPEORIA"]
[61401,"ILMOLINE"]
[61410,"ILPEORIA"]
[61412,"ILMOLINE"]
[61415,"ILPEORIA"]
[61417,"ILMOLINE"]
[61420,"ILPEORIA"]
[61423,"ILMOLINE"]
[61424,"ILPEORIA"]
[61425,"ILMOLINE"]
[61426,"ILPEORIA"]
[61430,"ILMOLINE"]
[61431,"ILPEORIA"]
[61434,"ILMOLINE"]
[61436,"ILPEORIA"]
[61437,"ILMOLINE"]
[61438,"ILPEORIA"]
[61439,"ILMOLINE"]
[61440,"ILPEORIA"]
[61442,"ILMOLINE"]
[61448,"ILPEORIA"]
[61450,"ILMOLINE"]
[61451,"ILPEORIA"]
[61453,"ILMOLINE"]
[61455,"ILPEORIA"]
[61460,"ILMOLINE"]
[61470,"ILPEORIA"]
[61471,"ILMOLINE"]
[61473,"ILPEORIA"]
[61476,"ILMOLINE"]
[61477,"ILPEORIA"]
[61478,"ILMOLINE"]
[61479,"ILPEORIA"]
[61480,"ILMOLINE"]
[61482,"ILPEORIA"]
[61486,"ILMOLINE"]
[61489,"ILPEORIA"]
[61490,"ILMOLINE"]
[61491,"ILPEORIA"]
[61501,"ILSPRINGFIELD"]
[61516,"ILPEORIA"]
[61727,"ILSPRINGFIELD"]
[61728,"ILPEORIA"]
[61735,"ILSPRINGFIELD"]
[61736,"ILPEORIA"]
[61749,"ILSPRINGFIELD"]
[61752,"ILPEORIA"]
[61756,"ILSPRINGFIELD"]
[61758,"ILPEORIA"]
[61777,"ILSPRINGFIELD"]
[61790,"ILPEORIA"]
[61801,"ILSPRINGFIELD"]
[61810,"ININDIANAPOLIS"]
[61813,"ILSPRINGFIELD"]
[61814,"ININDIANAPOLIS"]
[61815,"ILSPRINGFIELD"]
[61817,"ININDIANAPOLIS"]
[61818,"ILSPRINGFIELD"]
[61831,"ININDIANAPOLIS"]
[61839,"ILSPRINGFIELD"]
[61840,"ILPEORIA"]
[61841,"ININDIANAPOLIS"]
[61842,"ILSPRINGFIELD"]
[61843,"ILPEORIA"]
[61844,"ININDIANAPOLIS"]
[61845,"ILPEORIA"]
[61846,"ININDIANAPOLIS"]
[61847,"ILPEORIA"]
[61848,"ININDIANAPOLIS"]
[61851,"ILSPRINGFIELD"]
[61857,"ININDIANAPOLIS"]
[61859,"ILSPRINGFIELD"]
[61862,"ILPEORIA"]
[61863,"ILSPRINGFIELD"]
[61865,"ININDIANAPOLIS"]
[61866,"ILPEORIA"]
[61870,"ININDIANAPOLIS"]
[61871,"ILSPRINGFIELD"]
[61876,"ININDIANAPOLIS"]
[61877,"ILSPRINGFIELD"]
[61883,"ININDIANAPOLIS"]
[61884,"ILSPRINGFIELD"]
[61917,"ININDIANAPOLIS"]
[61919,"ILSPRINGFIELD"]
[61924,"ININDIANAPOLIS"]
[61925,"ILSPRINGFIELD"]
[61932,"ININDIANAPOLIS"]
[61936,"ILSPRINGFIELD"]
[61940,"ININDIANAPOLIS"]
[61941,"ILSPRINGFIELD"]
[61944,"ININDIANAPOLIS"]
[61951,"ILSPRINGFIELD"]
[61955,"ININDIANAPOLIS"]
[61956,"ILSPRINGFIELD"]
[62001,"MOST_LOUIS"]
[62011,"ILSPRINGFIELD"]
[62012,"MOST_LOUIS"]
[62015,"ILSPRINGFIELD"]
[62016,"MOST_LOUIS"]
[62017,"ILSPRINGFIELD"]
[62018,"MOST_LOUIS"]
[62032,"ILSPRINGFIELD"]
[62033,"MOST_LOUIS"]
[62049,"ILSPRINGFIELD"]
[62050,"MOST_LOUIS"]
[62051,"ILSPRINGFIELD"]
[62052,"MOST_LOUIS"]
[62056,"ILSPRINGFIELD"]
[62058,"MOST_LOUIS"]
[62075,"ILSPRINGFIELD"]
[62077,"MOST_LOUIS"]
[62078,"ILSPRINGFIELD"]
[62079,"MOST_LOUIS"]
[62080,"ILSPRINGFIELD"]
[62081,"MOST_LOUIS"]
[62082,"ILSPRINGFIELD"]
[62084,"MOST_LOUIS"]
[62089,"ILSPRINGFIELD"]
[62090,"MOST_LOUIS"]
[62094,"ILSPRINGFIELD"]
[62095,"MOST_LOUIS"]
[62301,"MOCOLUMBIA"]
[62310,"ILMOLINE"]
[62311,"ILPEORIA"]
[62312,"ILSPRINGFIELD"]
[62313,"ILPEORIA"]
[62314,"MOST_LOUIS"]
[62316,"ILPEORIA"]
[62318,"ILMOLINE"]
[62319,"ILSPRINGFIELD"]
[62321,"ILMOLINE"]
[62323,"ILSPRINGFIELD"]
[62326,"ILPEORIA"]
[62329,"ILMOLINE"]
[62338,"ILSPRINGFIELD"]
[62341,"ILMOLINE"]
[62343,"MOST_LOUIS"]
[62344,"ILSPRINGFIELD"]
[62345,"MOST_LOUIS"]
[62346,"ILSPRINGFIELD"]
[62354,"ILMOLINE"]
[62355,"MOST_LOUIS"]
[62357,"ILSPRINGFIELD"]
[62358,"ILMOLINE"]
[62359,"MOCOLUMBIA"]
[62360,"ILSPRINGFIELD"]
[62361,"MOST_LOUIS"]
[62362,"ILSPRINGFIELD"]
[62366,"MOST_LOUIS"]
[62367,"ILPEORIA"]
[62370,"MOST_LOUIS"]
[62373,"ILPEORIA"]
[62375,"ILSPRINGFIELD"]
[62379,"ILMOLINE"]
[62380,"ILPEORIA"]
[62401,"ILSPRINGFIELD"]
[62410,"INEVANSVILLE"]
[62411,"ILSPRINGFIELD"]
[62413,"INEVANSVILLE"]
[62414,"ILSPRINGFIELD"]
[62415,"INEVANSVILLE"]
[62418,"ILSPRINGFIELD"]
[62419,"INEVANSVILLE"]
[62422,"ILSPRINGFIELD"]
[62423,"ININDIANAPOLIS"]
[62424,"INEVANSVILLE"]
[62426,"ILSPRINGFIELD"]
[62427,"INEVANSVILLE"]
[62431,"ILSPRINGFIELD"]
[62432,"INEVANSVILLE"]
[62435,"ILSPRINGFIELD"]
[62439,"INEVANSVILLE"]
[62440,"ILSPRINGFIELD"]
[62441,"ININDIANAPOLIS"]
[62443,"ILSPRINGFIELD"]
[62446,"INEVANSVILLE"]
[62447,"ILSPRINGFIELD"]
[62448,"INEVANSVILLE"]
[62458,"ILSPRINGFIELD"]
[62459,"INEVANSVILLE"]
[62461,"ILSPRINGFIELD"]
[62464,"INEVANSVILLE"]
[62465,"ILSPRINGFIELD"]
[62466,"INEVANSVILLE"]
[62467,"ILSPRINGFIELD"]
[62475,"INEVANSVILLE"]
[62477,"ININDIANAPOLIS"]
[62478,"INEVANSVILLE"]
[62501,"ILSPRINGFIELD"]
[62630,"MOST_LOUIS"]
[62631,"ILSPRINGFIELD"]
[62635,"ILPEORIA"]
[62638,"ILSPRINGFIELD"]
[62644,"ILPEORIA"]
[62649,"ILSPRINGFIELD"]
[62682,"ILPEORIA"]
[62683,"ILSPRINGFIELD"]
[62685,"MOST_LOUIS"]
[62686,"ILSPRINGFIELD"]
[62801,"MOST_LOUIS"]
[62805,"INEVANSVILLE"]
[62807,"MOST_LOUIS"]
[62809,"INEVANSVILLE"]
[62830,"MOST_LOUIS"]
[62833,"INEVANSVILLE"]
[62838,"ILSPRINGFIELD"]
[62839,"INEVANSVILLE"]
[62848,"MOST_LOUIS"]
[62849,"INEVANSVILLE"]
[62853,"MOST_LOUIS"]
[62855,"INEVANSVILLE"]
[62857,"ILSPRINGFIELD"]
[62858,"INEVANSVILLE"]
[62870,"MOST_LOUIS"]
[62871,"INEVANSVILLE"]
[62875,"MOST_LOUIS"]
[62878,"INEVANSVILLE"]
[62880,"ILSPRINGFIELD"]
[62881,"MOST_LOUIS"]
[62884,"INEVANSVILLE"]
[62885,"MOST_LOUIS"]
[62886,"INEVANSVILLE"]
[62888,"MOST_LOUIS"]
[62889,"INEVANSVILLE"]
[62892,"MOST_LOUIS"]
[62895,"INEVANSVILLE"]
[62898,"MOST_LOUIS"]
[62899,"INEVANSVILLE"]
[62905,"MOST_LOUIS"]
[62906,"INEVANSVILLE"]
[62907,"MOST_LOUIS"]
[62908,"INEVANSVILLE"]
[62916,"MOST_LOUIS"]
[62917,"INEVANSVILLE"]
[62924,"MOST_LOUIS"]
[62926,"INEVANSVILLE"]
[62927,"MOST_LOUIS"]
[62928,"INEVANSVILLE"]
[62932,"MOST_LOUIS"]
[62933,"INEVANSVILLE"]
[62940,"MOST_LOUIS"]
[62941,"INEVANSVILLE"]
[62942,"MOST_LOUIS"]
[62943,"INEVANSVILLE"]
[62950,"MOST_LOUIS"]
[62951,"INEVANSVILLE"]
[62957,"MOST_LOUIS"]
[62958,"INEVANSVILLE"]
[62966,"MOST_LOUIS"]
[62967,"INEVANSVILLE"]
[62971,"MOST_LOUIS"]
[62972,"INEVANSVILLE"]
[62975,"MOST_LOUIS"]
[62976,"INEVANSVILLE"]
[62994,"MOST_LOUIS"]
[62995,"INEVANSVILLE"]
[62997,"MOST_LOUIS"]
[62999,"INEVANSVILLE"]
[63001,"MOST_LOUIS"]
[63014,"MOCOLUMBIA"]
[63015,"MOST_LOUIS"]
[63091,"MOCOLUMBIA"]
[63099,"MOST_LOUIS"]
[63333,"MOCOLUMBIA"]
[63334,"MOST_LOUIS"]
[63339,"MOCOLUMBIA"]
[63341,"MOST_LOUIS"]
[63345,"MOCOLUMBIA"]
[63346,"MOST_LOUIS"]
[63350,"MOCOLUMBIA"]
[63353,"MOST_LOUIS"]
[63359,"MOCOLUMBIA"]
[63362,"MOST_LOUIS"]
[63363,"MOCOLUMBIA"]
[63365,"MOST_LOUIS"]
[63382,"MOCOLUMBIA"]
[63383,"MOST_LOUIS"]
[63384,"MOCOLUMBIA"]
[63385,"MOST_LOUIS"]
[63388,"MOCOLUMBIA"]
[63389,"MOST_LOUIS"]
[63401,"MOCOLUMBIA"]
[63430,"ILMOLINE"]
[63431,"MOCOLUMBIA"]
[63432,"ILMOLINE"]
[63433,"MOST_LOUIS"]
[63434,"MOCOLUMBIA"]
[63441,"MOST_LOUIS"]
[63442,"ILMOLINE"]
[63443,"MOCOLUMBIA"]
[63445,"ILMOLINE"]
[63446,"MOCOLUMBIA"]
[63453,"ILMOLINE"]
[63454,"MOCOLUMBIA"]
[63465,"ILMOLINE"]
[63467,"MOCOLUMBIA"]
[63472,"ILMOLINE"]
[63473,"MOCOLUMBIA"]
[63474,"ILMOLINE"]
[63501,"MOCOLUMBIA"]
[63535,"IADES_MOINES"]
[63537,"MOCOLUMBIA"]
[63541,"IADES_MOINES"]
[63543,"MOCOLUMBIA"]
[63544,"IADES_MOINES"]
[63546,"MOCOLUMBIA"]
[63548,"IADES_MOINES"]
[63549,"MOCOLUMBIA"]
[63551,"IADES_MOINES"]
[63552,"MOCOLUMBIA"]
[63555,"IADES_MOINES"]
[63557,"MOCOLUMBIA"]
[63560,"IADES_MOINES"]
[63563,"MOCOLUMBIA"]
[63565,"IADES_MOINES"]
[63566,"MOCOLUMBIA"]
[63567,"IADES_MOINES"]
[63601,"MOST_LOUIS"]
[63738,"TNMEMPHIS"]
[63739,"MOST_LOUIS"]
[63801,"TNMEMPHIS"]
[63823,"INEVANSVILLE"]
[63824,"MOST_LOUIS"]
[63825,"TNMEMPHIS"]
[63834,"INEVANSVILLE"]
[63837,"TNMEMPHIS"]
[63881,"INEVANSVILLE"]
[63901,"TNMEMPHIS"]
[63934,"MOST_LOUIS"]
[63935,"TNMEMPHIS"]
[63937,"MOST_LOUIS"]
[63938,"TNMEMPHIS"]
[63941,"MOST_LOUIS"]
[63942,"TNMEMPHIS"]
[63944,"MOST_LOUIS"]
[63945,"TNMEMPHIS"]
[63947,"MOST_LOUIS"]
[63953,"TNMEMPHIS"]
[63956,"MOST_LOUIS"]
[63961,"TNMEMPHIS"]
[63963,"MOST_LOUIS"]
[64001,"MOKANSAS_CITY"]
[64420,"IADES_MOINES"]
[64421,"MOKANSAS_CITY"]
[64426,"IADES_MOINES"]
[64427,"MOKANSAS_CITY"]
[64442,"IADES_MOINES"]
[64443,"MOKANSAS_CITY"]
[64456,"IADES_MOINES"]
[64457,"MOKANSAS_CITY"]
[64458,"IADES_MOINES"]
[64459,"MOKANSAS_CITY"]
[64481,"IADES_MOINES"]
[64482,"NEOMAHA"]
[64483,"MOKANSAS_CITY"]
[64491,"NEOMAHA"]
[64492,"MOKANSAS_CITY"]
[64496,"NEOMAHA"]
[64497,"MOKANSAS_CITY"]
[64628,"MOCOLUMBIA"]
[64630,"MOKANSAS_CITY"]
[64631,"MOCOLUMBIA"]
[64632,"IADES_MOINES"]
[64633,"MOKANSAS_CITY"]
[64645,"IADES_MOINES"]
[64647,"MOKANSAS_CITY"]
[64651,"MOCOLUMBIA"]
[64652,"MOKANSAS_CITY"]
[64653,"MOCOLUMBIA"]
[64654,"MOKANSAS_CITY"]
[64655,"IADES_MOINES"]
[64656,"MOKANSAS_CITY"]
[64658,"MOCOLUMBIA"]
[64659,"MOKANSAS_CITY"]
[64660,"MOCOLUMBIA"]
[64661,"IADES_MOINES"]
[64664,"MOKANSAS_CITY"]
[64665,"IADES_MOINES"]
[64668,"MOKANSAS_CITY"]
[64672,"IADES_MOINES"]
[64674,"MOKANSAS_CITY"]
[64676,"MOCOLUMBIA"]
[64679,"MOKANSAS_CITY"]
[64681,"MOCOLUMBIA"]
[64682,"MOKANSAS_CITY"]
[64687,"MOCOLUMBIA"]
[64689,"MOKANSAS_CITY"]
[64724,"MOSPRINGFIELD"]
[64725,"MOKANSAS_CITY"]
[64728,"MOSPRINGFIELD"]
[64730,"MOKANSAS_CITY"]
[64735,"MOSPRINGFIELD"]
[64739,"MOKANSAS_CITY"]
[64740,"MOSPRINGFIELD"]
[64743,"MOKANSAS_CITY"]
[64744,"MOSPRINGFIELD"]
[64745,"MOKANSAS_CITY"]
[64748,"MOSPRINGFIELD"]
[64752,"MOKANSAS_CITY"]
[64755,"MOSPRINGFIELD"]
[64761,"MOKANSAS_CITY"]
[64762,"MOSPRINGFIELD"]
[64777,"MOKANSAS_CITY"]
[64778,"MOSPRINGFIELD"]
[64788,"MOKANSAS_CITY"]
[64789,"MOSPRINGFIELD"]
[64863,"OKTULSA"]
[64864,"MOSPRINGFIELD"]
[64868,"OKTULSA"]
[64869,"MOSPRINGFIELD"]
[64944,"MOKANSAS_CITY"]
[65001,"MOCOLUMBIA"]
[65321,"MOKANSAS_CITY"]
[65322,"MOCOLUMBIA"]
[65324,"MOSPRINGFIELD"]
[65325,"MOCOLUMBIA"]
[65326,"MOSPRINGFIELD"]
[65327,"MOKANSAS_CITY"]
[65329,"MOCOLUMBIA"]
[65336,"MOKANSAS_CITY"]
[65337,"MOCOLUMBIA"]
[65345,"MOSPRINGFIELD"]
[65347,"MOCOLUMBIA"]
[65355,"MOSPRINGFIELD"]
[65360,"MOCOLUMBIA"]
[65433,"MOSPRINGFIELD"]
[65436,"MOCOLUMBIA"]
[65438,"MOSPRINGFIELD"]
[65439,"MOST_LOUIS"]
[65443,"MOCOLUMBIA"]
[65444,"MOSPRINGFIELD"]
[65446,"MOST_LOUIS"]
[65449,"MOCOLUMBIA"]
[65456,"MOST_LOUIS"]
[65457,"MOCOLUMBIA"]
[65463,"MOSPRINGFIELD"]
[65473,"MOCOLUMBIA"]
[65479,"MOSPRINGFIELD"]
[65486,"MOCOLUMBIA"]
[65534,"MOSPRINGFIELD"]
[65535,"MOST_LOUIS"]
[65536,"MOSPRINGFIELD"]
[65540,"MOCOLUMBIA"]
[65542,"MOSPRINGFIELD"]
[65550,"MOCOLUMBIA"]
[65552,"MOSPRINGFIELD"]
[65556,"MOCOLUMBIA"]
[65557,"MOSPRINGFIELD"]
[65559,"MOCOLUMBIA"]
[65564,"MOSPRINGFIELD"]
[65565,"MOST_LOUIS"]
[65567,"MOSPRINGFIELD"]
[65572,"MOCOLUMBIA"]
[65573,"MOSPRINGFIELD"]
[65580,"MOCOLUMBIA"]
[65588,"MOSPRINGFIELD"]
[65591,"MOCOLUMBIA"]
[65601,"MOSPRINGFIELD"]
[66002,"MOKANSAS_CITY"]
[66006,"KSTOPEKA"]
[66007,"MOKANSAS_CITY"]
[66010,"KSTOPEKA"]
[66012,"MOKANSAS_CITY"]
[66014,"KSTOPEKA"]
[66016,"MOKANSAS_CITY"]
[66023,"KSTOPEKA"]
[66024,"MOKANSAS_CITY"]
[66025,"KSTOPEKA"]
[66027,"MOKANSAS_CITY"]
[66032,"KSTOPEKA"]
[66035,"MOKANSAS_CITY"]
[66039,"KSTOPEKA"]
[66040,"MOKANSAS_CITY"]
[66042,"KSTOPEKA"]
[66043,"MOKANSAS_CITY"]
[66044,"KSTOPEKA"]
[66048,"MOKANSAS_CITY"]
[66049,"KSTOPEKA"]
[66051,"MOKANSAS_CITY"]
[66054,"KSTOPEKA"]
[66061,"MOKANSAS_CITY"]
[66064,"KSTOPEKA"]
[66071,"MOKANSAS_CITY"]
[66072,"KSTOPEKA"]
[66075,"MOKANSAS_CITY"]
[66076,"KSTOPEKA"]
[66077,"MOKANSAS_CITY"]
[66078,"KSTOPEKA"]
[66080,"MOKANSAS_CITY"]
[66088,"KSTOPEKA"]
[66090,"MOKANSAS_CITY"]
[66091,"KSTOPEKA"]
[66094,"MOKANSAS_CITY"]
[66095,"KSTOPEKA"]
[66101,"MOKANSAS_CITY"]
[66401,"KSTOPEKA"]
[66532,"MOKANSAS_CITY"]
[66533,"KSTOPEKA"]
[66701,"MOSPRINGFIELD"]
[66710,"OKTULSA"]
[66711,"MOSPRINGFIELD"]
[66714,"KSWICHITA"]
[66716,"KSTOPEKA"]
[66724,"MOSPRINGFIELD"]
[66727,"KSWICHITA"]
[66728,"MOSPRINGFIELD"]
[66732,"KSTOPEKA"]
[66733,"OKTULSA"]
[66734,"MOSPRINGFIELD"]
[66736,"KSWICHITA"]
[66738,"KSTOPEKA"]
[66739,"MOSPRINGFIELD"]
[66740,"OKTULSA"]
[66741,"MOSPRINGFIELD"]
[66742,"KSTOPEKA"]
[66743,"MOSPRINGFIELD"]
[66748,"KSTOPEKA"]
[66753,"MOSPRINGFIELD"]
[66754,"KSTOPEKA"]
[66756,"MOSPRINGFIELD"]
[66757,"OKTULSA"]
[66758,"KSTOPEKA"]
[66759,"KSWICHITA"]
[66760,"MOSPRINGFIELD"]
[66761,"KSTOPEKA"]
[66762,"MOSPRINGFIELD"]
[66767,"KSTOPEKA"]
[66769,"MOSPRINGFIELD"]
[66771,"OKTULSA"]
[66772,"KSTOPEKA"]
[66773,"MOSPRINGFIELD"]
[66775,"KSTOPEKA"]
[66776,"OKTULSA"]
[66777,"KSWICHITA"]
[66778,"OKTULSA"]
[66779,"KSTOPEKA"]
[66780,"MOSPRINGFIELD"]
[66783,"KSTOPEKA"]
[66838,"KSWICHITA"]
[66839,"KSTOPEKA"]
[66840,"KSWICHITA"]
[66845,"KSTOPEKA"]
[66851,"KSWICHITA"]
[66852,"KSTOPEKA"]
[66853,"KSWICHITA"]
[66854,"KSTOPEKA"]
[66858,"KSWICHITA"]
[66860,"KSTOPEKA"]
[66861,"KSWICHITA"]
[66864,"KSTOPEKA"]
[66866,"KSWICHITA"]
[66868,"KSTOPEKA"]
[66901,"NEGRAND_ISLAND"]
[66933,"KSTOPEKA"]
[66935,"NEGRAND_ISLAND"]
[66937,"KSTOPEKA"]
[66938,"NEGRAND_ISLAND"]
[66943,"KSTOPEKA"]
[66944,"NEGRAND_ISLAND"]
[66945,"KSTOPEKA"]
[66948,"NEGRAND_ISLAND"]
[66953,"KSTOPEKA"]
[66955,"NEGRAND_ISLAND"]
[66958,"KSTOPEKA"]
[66959,"NEGRAND_ISLAND"]
[66962,"KSTOPEKA"]
[66963,"NEGRAND_ISLAND"]
[66968,"KSTOPEKA"]
[66970,"NEGRAND_ISLAND"]
[67001,"KSWICHITA"]
[67021,"KSDODGE_CITY"]
[67022,"KSWICHITA"]
[67028,"KSDODGE_CITY"]
[67030,"KSWICHITA"]
[67054,"KSDODGE_CITY"]
[67055,"KSWICHITA"]
[67059,"KSDODGE_CITY"]
[67060,"KSWICHITA"]
[67066,"KSDODGE_CITY"]
[67067,"KSWICHITA"]
[67071,"KSDODGE_CITY"]
[67072,"KSWICHITA"]
[67109,"KSDODGE_CITY"]
[67110,"KSWICHITA"]
[67124,"KSDODGE_CITY"]
[67128,"KSWICHITA"]
[67143,"KSDODGE_CITY"]
[67144,"KSWICHITA"]
[67155,"KSDODGE_CITY"]
[67156,"KSWICHITA"]
[67301,"OKTULSA"]
[67345,"KSWICHITA"]
[67347,"OKTULSA"]
[67349,"KSWICHITA"]
[67351,"OKTULSA"]
[67352,"KSWICHITA"]
[67354,"OKTULSA"]
[67401,"KSWICHITA"]
[67410,"KSTOPEKA"]
[67416,"KSWICHITA"]
[67417,"KSTOPEKA"]
[67418,"KSWICHITA"]
[67420,"NEGRAND_ISLAND"]
[67422,"KSWICHITA"]
[67430,"NEGRAND_ISLAND"]
[67431,"KSTOPEKA"]
[67436,"KSWICHITA"]
[67437,"NEGRAND_ISLAND"]
[67438,"KSWICHITA"]
[67441,"KSTOPEKA"]
[67442,"KSWICHITA"]
[67445,"NEGRAND_ISLAND"]
[67447,"KSTOPEKA"]
[67448,"KSWICHITA"]
[67449,"KSTOPEKA"]
[67450,"KSWICHITA"]
[67452,"NEGRAND_ISLAND"]
[67454,"KSWICHITA"]
[67458,"KSTOPEKA"]
[67459,"KSWICHITA"]
[67466,"NEGRAND_ISLAND"]
[67467,"KSWICHITA"]
[67468,"KSTOPEKA"]
[67470,"KSWICHITA"]
[67473,"NEGRAND_ISLAND"]
[67475,"KSWICHITA"]
[67478,"NEGRAND_ISLAND"]
[67480,"KSTOPEKA"]
[67481,"KSWICHITA"]
[67482,"KSTOPEKA"]
[67483,"KSWICHITA"]
[67485,"NEGRAND_ISLAND"]
[67487,"KSTOPEKA"]
[67490,"KSWICHITA"]
[67492,"KSTOPEKA"]
[67501,"KSWICHITA"]
[67511,"KSDODGE_CITY"]
[67512,"KSWICHITA"]
[67513,"KSDODGE_CITY"]
[67514,"KSWICHITA"]
[67515,"KSDODGE_CITY"]
[67522,"KSWICHITA"]
[67523,"KSDODGE_CITY"]
[67524,"KSWICHITA"]
[67529,"KSDODGE_CITY"]
[67543,"KSWICHITA"]
[67544,"KSDODGE_CITY"]
[67545,"KSWICHITA"]
[67547,"KSDODGE_CITY"]
[67554,"KSWICHITA"]
[67556,"KSDODGE_CITY"]
[67561,"KSWICHITA"]
[67563,"KSDODGE_CITY"]
[67566,"KSWICHITA"]
[67567,"KSDODGE_CITY"]
[67568,"KSWICHITA"]
[67572,"KSDODGE_CITY"]
[67573,"KSWICHITA"]
[67574,"KSDODGE_CITY"]
[67578,"KSWICHITA"]
[67584,"KSDODGE_CITY"]
[67585,"KSWICHITA"]
[67601,"KSDODGE_CITY"]
[67621,"NEGRAND_ISLAND"]
[67622,"NENORTH_PLATTE"]
[67623,"NEGRAND_ISLAND"]
[67625,"KSGOODLAND"]
[67626,"KSDODGE_CITY"]
[67628,"NEGRAND_ISLAND"]
[67629,"NENORTH_PLATTE"]
[67631,"KSGOODLAND"]
[67632,"KSDODGE_CITY"]
[67634,"KSWICHITA"]
[67635,"KSGOODLAND"]
[67637,"KSDODGE_CITY"]
[67638,"NEGRAND_ISLAND"]
[67640,"KSDODGE_CITY"]
[67642,"KSGOODLAND"]
[67644,"NEGRAND_ISLAND"]
[67645,"KSGOODLAND"]
[67646,"NEGRAND_ISLAND"]
[67648,"KSWICHITA"]
[67649,"KSDODGE_CITY"]
[67650,"KSGOODLAND"]
[67651,"KSDODGE_CITY"]
[67653,"KSGOODLAND"]
[67654,"NENORTH_PLATTE"]
[67656,"KSDODGE_CITY"]
[67659,"KSGOODLAND"]
[67660,"KSDODGE_CITY"]
[67661,"NEGRAND_ISLAND"]
[67663,"KSDODGE_CITY"]
[67664,"NEGRAND_ISLAND"]
[67665,"KSDODGE_CITY"]
[67669,"NEGRAND_ISLAND"]
[67671,"KSDODGE_CITY"]
[67701,"KSGOODLAND"]
[67801,"KSDODGE_CITY"]
[67836,"KSGOODLAND"]
[67837,"KSDODGE_CITY"]
[67861,"KSGOODLAND"]
[67862,"KSDODGE_CITY"]
[67863,"KSGOODLAND"]
[67864,"KSDODGE_CITY"]
[67878,"KSGOODLAND"]
[67880,"KSDODGE_CITY"]
[68001,"NEOMAHA"]
[68004,"IASIOUX_CITY"]
[68005,"NEOMAHA"]
[68020,"IASIOUX_CITY"]
[68022,"NEOMAHA"]
[68030,"IASIOUX_CITY"]
[68031,"NEOMAHA"]
[68038,"IASIOUX_CITY"]
[68040,"NEOMAHA"]
[68047,"IASIOUX_CITY"]
[68048,"NEOMAHA"]
[68055,"IASIOUX_CITY"]
[68056,"NEOMAHA"]
[68062,"IASIOUX_CITY"]
[68063,"NEOMAHA"]
[68067,"IASIOUX_CITY"]
[68068,"NEOMAHA"]
[68071,"IASIOUX_CITY"]
[68072,"NEOMAHA"]
[68303,"NEGRAND_ISLAND"]
[68304,"NEOMAHA"]
[68309,"KSTOPEKA"]
[68310,"NEOMAHA"]
[68313,"NEGRAND_ISLAND"]
[68314,"NEOMAHA"]
[68315,"NEGRAND_ISLAND"]
[68317,"NEOMAHA"]
[68319,"NEGRAND_ISLAND"]
[68320,"NEOMAHA"]
[68322,"NEGRAND_ISLAND"]
[68323,"KSTOPEKA"]
[68324,"NEOMAHA"]
[68325,"NEGRAND_ISLAND"]
[68328,"NEOMAHA"]
[68330,"NEGRAND_ISLAND"]
[68331,"NEOMAHA"]
[68335,"NEGRAND_ISLAND"]
[68336,"NEOMAHA"]
[68337,"KSTOPEKA"]
[68338,"NEGRAND_ISLAND"]
[68339,"NEOMAHA"]
[68340,"NEGRAND_ISLAND"]
[68341,"NEOMAHA"]
[68345,"KSTOPEKA"]
[68346,"NEOMAHA"]
[68350,"NEGRAND_ISLAND"]
[68355,"KSTOPEKA"]
[68357,"NEOMAHA"]
[68359,"NEGRAND_ISLAND"]
[68360,"NEOMAHA"]
[68361,"NEGRAND_ISLAND"]
[68364,"NEOMAHA"]
[68365,"NEGRAND_ISLAND"]
[68366,"NEOMAHA"]
[68367,"NEGRAND_ISLAND"]
[68368,"NEOMAHA"]
[68370,"NEGRAND_ISLAND"]
[68372,"NEOMAHA"]
[68375,"NEGRAND_ISLAND"]
[68376,"KSTOPEKA"]
[68377,"NEOMAHA"]
[68381,"KSTOPEKA"]
[68382,"NEOMAHA"]
[68401,"NEGRAND_ISLAND"]
[68402,"NEOMAHA"]
[68406,"NEGRAND_ISLAND"]
[68407,"NEOMAHA"]
[68416,"NEGRAND_ISLAND"]
[68417,"NEOMAHA"]
[68420,"KSTOPEKA"]
[68421,"NEOMAHA"]
[68429,"NEGRAND_ISLAND"]
[68430,"NEOMAHA"]
[68431,"MOKANSAS_CITY"]
[68433,"KSTOPEKA"]
[68434,"NEOMAHA"]
[68436,"NEGRAND_ISLAND"]
[68437,"KSTOPEKA"]
[68438,"NEOMAHA"]
[68440,"NEGRAND_ISLAND"]
[68441,"NEOMAHA"]
[68442,"KSTOPEKA"]
[68443,"NEOMAHA"]
[68444,"NEGRAND_ISLAND"]
[68445,"NEOMAHA"]
[68447,"KSTOPEKA"]
[68448,"NEOMAHA"]
[68452,"NEGRAND_ISLAND"]
[68454,"NEOMAHA"]
[68456,"NEGRAND_ISLAND"]
[68457,"KSTOPEKA"]
[68458,"NEOMAHA"]
[68460,"NEGRAND_ISLAND"]
[68461,"NEOMAHA"]
[68464,"NEGRAND_ISLAND"]
[68465,"NEOMAHA"]
[68467,"NEGRAND_ISLAND"]
[68501,"NEOMAHA"]
[68601,"NENORFOLK"]
[68621,"NEOMAHA"]
[68622,"NENORFOLK"]
[68623,"NEGRAND_ISLAND"]
[68624,"NEOMAHA"]
[68627,"NEGRAND_ISLAND"]
[68629,"NENORFOLK"]
[68632,"NEOMAHA"]
[68634,"NENORFOLK"]
[68635,"NEOMAHA"]
[68636,"NENORFOLK"]
[68637,"NEGRAND_ISLAND"]
[68640,"NENORFOLK"]
[68648,"NEOMAHA"]
[68651,"NEGRAND_ISLAND"]
[68652,"NENORFOLK"]
[68654,"NEGRAND_ISLAND"]
[68658,"NEOMAHA"]
[68660,"NENORFOLK"]
[68661,"NEOMAHA"]
[68663,"NEGRAND_ISLAND"]
[68664,"NEOMAHA"]
[68665,"NEGRAND_ISLAND"]
[68667,"NEOMAHA"]
[68701,"NENORFOLK"]
[68710,"IASIOUX_CITY"]
[68711,"NENORFOLK"]
[68728,"IASIOUX_CITY"]
[68729,"NENORFOLK"]
[68731,"IASIOUX_CITY"]
[68734,"NENORFOLK"]
[68741,"IASIOUX_CITY"]
[68742,"NENORFOLK"]
[68743,"IASIOUX_CITY"]
[68745,"NENORFOLK"]
[68751,"IASIOUX_CITY"]
[68752,"NENORFOLK"]
[68753,"SDPIERRE"]
[68755,"SDHURON"]
[68756,"NENORFOLK"]
[68757,"IASIOUX_CITY"]
[68758,"NENORFOLK"]
[68770,"IASIOUX_CITY"]
[68771,"NENORFOLK"]
[68772,"NENORTH_PLATTE"]
[68773,"NENORFOLK"]
[68774,"IASIOUX_CITY"]
[68777,"NENORFOLK"]
[68778,"SDPIERRE"]
[68779,"NENORFOLK"]
[68784,"IASIOUX_CITY"]
[68786,"NENORFOLK"]
[68788,"NEOMAHA"]
[68789,"NENORFOLK"]
[68792,"IASIOUX_CITY"]
[68801,"NEGRAND_ISLAND"]
[68813,"NENORTH_PLATTE"]
[68814,"NEGRAND_ISLAND"]
[68819,"NENORTH_PLATTE"]
[68820,"NEGRAND_ISLAND"]
[68821,"NENORTH_PLATTE"]
[68823,"NEGRAND_ISLAND"]
[68825,"NENORTH_PLATTE"]
[68826,"NEGRAND_ISLAND"]
[68833,"NENORTH_PLATTE"]
[68835,"NEGRAND_ISLAND"]
[68850,"NENORTH_PLATTE"]
[68852,"NEGRAND_ISLAND"]
[68856,"NENORTH_PLATTE"]
[68858,"NEGRAND_ISLAND"]
[68860,"NENORTH_PLATTE"]
[68861,"NEGRAND_ISLAND"]
[68863,"NENORTH_PLATTE"]
[68864,"NEGRAND_ISLAND"]
[68922,"NENORTH_PLATTE"]
[68923,"NEGRAND_ISLAND"]
[68926,"NENORTH_PLATTE"]
[68927,"NEGRAND_ISLAND"]
[68936,"NENORTH_PLATTE"]
[68938,"NEGRAND_ISLAND"]
[68946,"NENORTH_PLATTE"]
[68947,"NEGRAND_ISLAND"]
[68948,"NENORTH_PLATTE"]
[68949,"NEGRAND_ISLAND"]
[68967,"NENORTH_PLATTE"]
[68969,"NEGRAND_ISLAND"]
[68976,"NENORTH_PLATTE"]
[68977,"NEGRAND_ISLAND"]
[69001,"NENORTH_PLATTE"]
[69021,"KSGOODLAND"]
[69022,"NENORTH_PLATTE"]
[69030,"KSGOODLAND"]
[69031,"NENORTH_PLATTE"]
[69037,"KSGOODLAND"]
[69038,"NENORTH_PLATTE"]
[69041,"KSGOODLAND"]
[69042,"NENORTH_PLATTE"]
[69043,"KSGOODLAND"]
[69045,"NENORTH_PLATTE"]
[69125,"NESCOTTSBLUFF"]
[69127,"NENORTH_PLATTE"]
[69128,"NESCOTTSBLUFF"]
[69130,"NENORTH_PLATTE"]
[69131,"NESCOTTSBLUFF"]
[69132,"NENORTH_PLATTE"]
[69133,"NESCOTTSBLUFF"]
[69134,"NENORTH_PLATTE"]
[69141,"NESCOTTSBLUFF"]
[69142,"NENORTH_PLATTE"]
[69145,"NESCOTTSBLUFF"]
[69146,"NENORTH_PLATTE"]
[69148,"NESCOTTSBLUFF"]
[69150,"NENORTH_PLATTE"]
[69154,"NESCOTTSBLUFF"]
[69155,"NENORTH_PLATTE"]
[69156,"NESCOTTSBLUFF"]
[69157,"NENORTH_PLATTE"]
[69160,"NESCOTTSBLUFF"]
[69161,"NENORTH_PLATTE"]
[69162,"NESCOTTSBLUFF"]
[69163,"NENORTH_PLATTE"]
[69190,"NESCOTTSBLUFF"]
[69201,"SDPIERRE"]
[69210,"NENORTH_PLATTE"]
[69211,"SDPIERRE"]
[69214,"NENORTH_PLATTE"]
[69216,"SDPIERRE"]
[69217,"NENORTH_PLATTE"]
[69218,"SDRAPID_CITY"]
[69219,"SDPIERRE"]
[69221,"NENORTH_PLATTE"]
[69301,"NESCOTTSBLUFF"]
[69343,"SDRAPID_CITY"]
[69345,"NESCOTTSBLUFF"]
[69350,"NENORTH_PLATTE"]
[69351,"NESCOTTSBLUFF"]
[69365,"SDRAPID_CITY"]
[69366,"NENORTH_PLATTE"]
[69367,"NESCOTTSBLUFF"]
[70001,"LANEW_ORLEANS"]
[70339,"LABATON_ROUGE"]
[70340,"LANEW_ORLEANS"]
[70341,"LABATON_ROUGE"]
[70343,"LANEW_ORLEANS"]
[70346,"LABATON_ROUGE"]
[70352,"LANEW_ORLEANS"]
[70376,"LABATON_ROUGE"]
[70377,"LANEW_ORLEANS"]
[70380,"LABATON_ROUGE"]
[70394,"LANEW_ORLEANS"]
[70422,"LABATON_ROUGE"]
[70426,"LANEW_ORLEANS"]
[70436,"LABATON_ROUGE"]
[70437,"LANEW_ORLEANS"]
[70441,"LABATON_ROUGE"]
[70442,"LANEW_ORLEANS"]
[70443,"LABATON_ROUGE"]
[70445,"LANEW_ORLEANS"]
[70446,"LABATON_ROUGE"]
[70447,"LANEW_ORLEANS"]
[70449,"LABATON_ROUGE"]
[70452,"LANEW_ORLEANS"]
[70453,"LABATON_ROUGE"]
[70454,"LANEW_ORLEANS"]
[70456,"LABATON_ROUGE"]
[70457,"LANEW_ORLEANS"]
[70462,"LABATON_ROUGE"]
[70463,"LANEW_ORLEANS"]
[70465,"LABATON_ROUGE"]
[70467,"LANEW_ORLEANS"]
[70501,"LABATON_ROUGE"]
[70510,"LALAKE_CHARLES"]
[70512,"LABATON_ROUGE"]
[70515,"LALAKE_CHARLES"]
[70517,"LABATON_ROUGE"]
[70524,"LALAKE_CHARLES"]
[70528,"LABATON_ROUGE"]
[70529,"LALAKE_CHARLES"]
[70533,"LABATON_ROUGE"]
[70534,"LALAKE_CHARLES"]
[70538,"LABATON_ROUGE"]
[70542,"LALAKE_CHARLES"]
[70544,"LABATON_ROUGE"]
[70546,"LALAKE_CHARLES"]
[70550,"LABATON_ROUGE"]
[70554,"LALAKE_CHARLES"]
[70558,"LABATON_ROUGE"]
[70559,"LALAKE_CHARLES"]
[70560,"LABATON_ROUGE"]
[70575,"LALAKE_CHARLES"]
[70577,"LABATON_ROUGE"]
[70578,"LALAKE_CHARLES"]
[70582,"LABATON_ROUGE"]
[70585,"LALAKE_CHARLES"]
[70586,"LABATON_ROUGE"]
[70591,"LALAKE_CHARLES"]
[70592,"LABATON_ROUGE"]
[70601,"LALAKE_CHARLES"]
[70704,"LABATON_ROUGE"]
[70723,"LANEW_ORLEANS"]
[70725,"LABATON_ROUGE"]
[70743,"LANEW_ORLEANS"]
[70744,"LABATON_ROUGE"]
[70763,"LANEW_ORLEANS"]
[70764,"LABATON_ROUGE"]
[70792,"LANEW_ORLEANS"]
[70801,"LABATON_ROUGE"]
[71001,"LASHREVEPORT"]
[71218,"MSJACKSON"]
[71222,"LASHREVEPORT"]
[71223,"MSJACKSON"]
[71225,"LASHREVEPORT"]
[71229,"MSJACKSON"]
[71234,"LASHREVEPORT"]
[71237,"MSJACKSON"]
[71238,"LASHREVEPORT"]
[71242,"MSJACKSON"]
[71245,"LASHREVEPORT"]
[71249,"MSJACKSON"]
[71251,"LASHREVEPORT"]
[71253,"MSJACKSON"]
[71256,"LASHREVEPORT"]
[71259,"MSJACKSON"]
[71260,"LASHREVEPORT"]
[71261,"MSJACKSON"]
[71268,"LASHREVEPORT"]
[71269,"MSJACKSON"]
[71270,"LASHREVEPORT"]
[71276,"MSJACKSON"]
[71277,"LASHREVEPORT"]
[71279,"MSJACKSON"]
[71280,"LASHREVEPORT"]
[71282,"MSJACKSON"]
[71291,"LASHREVEPORT"]
[71295,"MSJACKSON"]
[71301,"LALAKE_CHARLES"]
[71302,"LABATON_ROUGE"]
[71303,"LALAKE_CHARLES"]
[71306,"LABATON_ROUGE"]
[71324,"MSJACKSON"]
[71325,"LABATON_ROUGE"]
[71336,"MSJACKSON"]
[71339,"LABATON_ROUGE"]
[71357,"MSJACKSON"]
[71358,"LABATON_ROUGE"]
[71366,"MSJACKSON"]
[71367,"LABATON_ROUGE"]
[71375,"MSJACKSON"]
[71377,"LABATON_ROUGE"]
[71378,"MSJACKSON"]
[71401,"LABATON_ROUGE"]
[71403,"LALAKE_CHARLES"]
[71404,"LASHREVEPORT"]
[71405,"LABATON_ROUGE"]
[71406,"LASHREVEPORT"]
[71409,"LALAKE_CHARLES"]
[71410,"LASHREVEPORT"]
[71424,"LALAKE_CHARLES"]
[71425,"LABATON_ROUGE"]
[71426,"LASHREVEPORT"]
[71427,"LALAKE_CHARLES"]
[71428,"LASHREVEPORT"]
[71430,"LALAKE_CHARLES"]
[71432,"LASHREVEPORT"]
[71433,"LALAKE_CHARLES"]
[71434,"LASHREVEPORT"]
[71438,"LALAKE_CHARLES"]
[71439,"TXLUFKIN"]
[71440,"LASHREVEPORT"]
[71443,"LALAKE_CHARLES"]
[71449,"TXLUFKIN"]
[71450,"LASHREVEPORT"]
[71455,"LALAKE_CHARLES"]
[71456,"LASHREVEPORT"]
[71459,"LALAKE_CHARLES"]
[71460,"LASHREVEPORT"]
[71461,"LALAKE_CHARLES"]
[71462,"LASHREVEPORT"]
[71463,"LALAKE_CHARLES"]
[71465,"LASHREVEPORT"]
[71466,"LALAKE_CHARLES"]
[71467,"LABATON_ROUGE"]
[71468,"LASHREVEPORT"]
[71472,"LALAKE_CHARLES"]
[71473,"LASHREVEPORT"]
[71474,"LALAKE_CHARLES"]
[71477,"LABATON_ROUGE"]
[71479,"LASHREVEPORT"]
[71485,"LALAKE_CHARLES"]
[71486,"LASHREVEPORT"]
[71496,"LALAKE_CHARLES"]
[71497,"LASHREVEPORT"]
[71601,"ARLITTLE_ROCK"]
[71640,"MSJACKSON"]
[71642,"ARLITTLE_ROCK"]
[71649,"MSJACKSON"]
[71650,"ARLITTLE_ROCK"]
[71653,"MSJACKSON"]
[71654,"ARLITTLE_ROCK"]
[71661,"MSJACKSON"]
[71662,"ARLITTLE_ROCK"]
[71663,"MSJACKSON"]
[71665,"ARLITTLE_ROCK"]
[71676,"MSJACKSON"]
[71677,"ARLITTLE_ROCK"]
[71724,"LASHREVEPORT"]
[71725,"ARLITTLE_ROCK"]
[71730,"LASHREVEPORT"]
[71742,"ARLITTLE_ROCK"]
[71747,"LASHREVEPORT"]
[71748,"ARLITTLE_ROCK"]
[71749,"LASHREVEPORT"]
[71763,"ARLITTLE_ROCK"]
[71764,"LASHREVEPORT"]
[71766,"ARLITTLE_ROCK"]
[71768,"LASHREVEPORT"]
[71772,"ARLITTLE_ROCK"]
[71801,"LASHREVEPORT"]
[71825,"ARLITTLE_ROCK"]
[71826,"LASHREVEPORT"]
[71832,"ARFORT_SMITH"]
[71834,"LASHREVEPORT"]
[71841,"ARFORT_SMITH"]
[71844,"LASHREVEPORT"]
[71846,"ARFORT_SMITH"]
[71847,"ARLITTLE_ROCK"]
[71851,"LASHREVEPORT"]
[71852,"ARFORT_SMITH"]
[71853,"LASHREVEPORT"]
[71857,"ARLITTLE_ROCK"]
[71858,"LASHREVEPORT"]
[71901,"ARLITTLE_ROCK"]
[71932,"ARFORT_SMITH"]
[71933,"ARLITTLE_ROCK"]
[71935,"ARFORT_SMITH"]
[71940,"ARLITTLE_ROCK"]
[71944,"ARFORT_SMITH"]
[71949,"ARLITTLE_ROCK"]
[71950,"ARFORT_SMITH"]
[71951,"ARLITTLE_ROCK"]
[71952,"ARFORT_SMITH"]
[71956,"ARLITTLE_ROCK"]
[71957,"ARFORT_SMITH"]
[71958,"ARLITTLE_ROCK"]
[71959,"ARFORT_SMITH"]
[71962,"ARLITTLE_ROCK"]
[71965,"ARFORT_SMITH"]
[71968,"ARLITTLE_ROCK"]
[71969,"ARFORT_SMITH"]
[71998,"ARLITTLE_ROCK"]
[72005,"TNMEMPHIS"]
[72006,"ARLITTLE_ROCK"]
[72014,"TNMEMPHIS"]
[72015,"ARLITTLE_ROCK"]
[72043,"TNMEMPHIS"]
[72044,"ARLITTLE_ROCK"]
[72074,"TNMEMPHIS"]
[72075,"ARLITTLE_ROCK"]
[72112,"TNMEMPHIS"]
[72113,"ARLITTLE_ROCK"]
[72301,"TNMEMPHIS"]
[72328,"ARLITTLE_ROCK"]
[72329,"TNMEMPHIS"]
[72379,"ARLITTLE_ROCK"]
[72381,"TNMEMPHIS"]
[72501,"ARLITTLE_ROCK"]
[72515,"MOSPRINGFIELD"]
[72516,"ARLITTLE_ROCK"]
[72520,"MOSPRINGFIELD"]
[72521,"ARLITTLE_ROCK"]
[72528,"MOSPRINGFIELD"]
[72529,"ARLITTLE_ROCK"]
[72531,"MOSPRINGFIELD"]
[72532,"ARLITTLE_ROCK"]
[72537,"MOSPRINGFIELD"]
[72539,"ARLITTLE_ROCK"]
[72544,"MOSPRINGFIELD"]
[72545,"ARLITTLE_ROCK"]
[72554,"MOSPRINGFIELD"]
[72555,"ARLITTLE_ROCK"]
[72557,"MOSPRINGFIELD"]
[72560,"ARLITTLE_ROCK"]
[72572,"TNMEMPHIS"]
[72573,"ARLITTLE_ROCK"]
[72576,"MOSPRINGFIELD"]
[72577,"ARLITTLE_ROCK"]
[72578,"MOSPRINGFIELD"]
[72579,"ARLITTLE_ROCK"]
[72583,"MOSPRINGFIELD"]
[72584,"ARLITTLE_ROCK"]
[72601,"MOSPRINGFIELD"]
[72610,"ARLITTLE_ROCK"]
[72611,"MOSPRINGFIELD"]
[72612,"ARFORT_SMITH"]
[72613,"MOSPRINGFIELD"]
[72617,"ARLITTLE_ROCK"]
[72619,"MOSPRINGFIELD"]
[72628,"ARFORT_SMITH"]
[72629,"ARLITTLE_ROCK"]
[72630,"MOSPRINGFIELD"]
[72636,"ARLITTLE_ROCK"]
[72638,"MOSPRINGFIELD"]
[72639,"ARLITTLE_ROCK"]
[72640,"MOSPRINGFIELD"]
[72641,"ARFORT_SMITH"]
[72642,"MOSPRINGFIELD"]
[72645,"ARLITTLE_ROCK"]
[72648,"MOSPRINGFIELD"]
[72650,"ARLITTLE_ROCK"]
[72651,"MOSPRINGFIELD"]
[72655,"ARFORT_SMITH"]
[72657,"ARLITTLE_ROCK"]
[72658,"MOSPRINGFIELD"]
[72663,"ARLITTLE_ROCK"]
[72666,"ARFORT_SMITH"]
[72668,"MOSPRINGFIELD"]
[72670,"ARFORT_SMITH"]
[72672,"MOSPRINGFIELD"]
[72679,"ARLITTLE_ROCK"]
[72682,"MOSPRINGFIELD"]
[72683,"ARFORT_SMITH"]
[72685,"MOSPRINGFIELD"]
[72686,"ARLITTLE_ROCK"]
[72687,"MOSPRINGFIELD"]
[72701,"ARFORT_SMITH"]
[72711,"MOSPRINGFIELD"]
[72712,"ARFORT_SMITH"]
[72714,"MOSPRINGFIELD"]
[72715,"ARFORT_SMITH"]
[72732,"MOSPRINGFIELD"]
[72734,"ARFORT_SMITH"]
[72739,"MOSPRINGFIELD"]
[72740,"ARFORT_SMITH"]
[72747,"OKTULSA"]
[72749,"ARFORT_SMITH"]
[72751,"MOSPRINGFIELD"]
[72752,"ARFORT_SMITH"]
[72801,"ARLITTLE_ROCK"]
[72820,"ARFORT_SMITH"]
[72823,"ARLITTLE_ROCK"]
[72824,"ARFORT_SMITH"]
[72829,"ARLITTLE_ROCK"]
[72830,"ARFORT_SMITH"]
[72834,"ARLITTLE_ROCK"]
[72835,"ARFORT_SMITH"]
[72837,"ARLITTLE_ROCK"]
[72838,"ARFORT_SMITH"]
[72843,"ARLITTLE_ROCK"]
[72845,"ARFORT_SMITH"]
[72853,"ARLITTLE_ROCK"]
[72854,"ARFORT_SMITH"]
[72857,"ARLITTLE_ROCK"]
[72860,"ARFORT_SMITH"]
[73001,"OKOKLAHOMA_CITY"]
[73025,"TXWICHITA_FALLS"]
[73026,"OKOKLAHOMA_CITY"]
[73055,"TXWICHITA_FALLS"]
[73056,"OKOKLAHOMA_CITY"]
[73061,"OKTULSA"]
[73062,"OKOKLAHOMA_CITY"]
[73081,"TXWICHITA_FALLS"]
[73082,"OKOKLAHOMA_CITY"]
[73091,"TXWICHITA_FALLS"]
[73092,"OKOKLAHOMA_CITY"]
[73301,"TXAUSTIN"]
[73401,"TXWICHITA_FALLS"]
[73432,"OKOKLAHOMA_CITY"]
[73435,"TXWICHITA_FALLS"]
[73436,"OKOKLAHOMA_CITY"]
[73437,"TXWICHITA_FALLS"]
[73439,"TXFORT_WORTH"]
[73441,"TXWICHITA_FALLS"]
[73446,"TXFORT_WORTH"]
[73447,"TXWICHITA_FALLS"]
[73448,"TXFORT_WORTH"]
[73450,"OKOKLAHOMA_CITY"]
[73453,"TXWICHITA_FALLS"]
[73455,"OKOKLAHOMA_CITY"]
[73456,"TXWICHITA_FALLS"]
[73458,"OKOKLAHOMA_CITY"]
[73459,"TXFORT_WORTH"]
[73460,"OKOKLAHOMA_CITY"]
[73463,"TXWICHITA_FALLS"]
[73487,"OKOKLAHOMA_CITY"]
[73491,"TXWICHITA_FALLS"]
[73541,"OKOKLAHOMA_CITY"]
[73542,"TXWICHITA_FALLS"]
[73567,"OKOKLAHOMA_CITY"]
[73568,"TXWICHITA_FALLS"]
[73601,"OKOKLAHOMA_CITY"]
[73627,"TXWICHITA_FALLS"]
[73628,"TXAMARILLO"]
[73632,"OKOKLAHOMA_CITY"]
[73638,"TXAMARILLO"]
[73639,"OKOKLAHOMA_CITY"]
[73642,"TXAMARILLO"]
[73644,"OKOKLAHOMA_CITY"]
[73645,"TXAMARILLO"]
[73646,"OKOKLAHOMA_CITY"]
[73651,"TXWICHITA_FALLS"]
[73654,"OKOKLAHOMA_CITY"]
[73655,"TXWICHITA_FALLS"]
[73656,"TXAMARILLO"]
[73658,"OKOKLAHOMA_CITY"]
[73660,"TXAMARILLO"]
[73661,"OKOKLAHOMA_CITY"]
[73662,"TXWICHITA_FALLS"]
[73663,"OKOKLAHOMA_CITY"]
[73666,"TXAMARILLO"]
[73667,"OKOKLAHOMA_CITY"]
[73668,"TXAMARILLO"]
[73669,"OKOKLAHOMA_CITY"]
[73673,"TXWICHITA_FALLS"]
[73701,"OKOKLAHOMA_CITY"]
[73717,"KSWICHITA"]
[73718,"OKOKLAHOMA_CITY"]
[73719,"KSWICHITA"]
[73720,"OKOKLAHOMA_CITY"]
[73722,"KSWICHITA"]
[73724,"OKOKLAHOMA_CITY"]
[73726,"KSWICHITA"]
[73727,"OKOKLAHOMA_CITY"]
[73728,"KSWICHITA"]
[73729,"OKOKLAHOMA_CITY"]
[73731,"KSDODGE_CITY"]
[73733,"OKOKLAHOMA_CITY"]
[73743,"KSWICHITA"]
[73744,"OKOKLAHOMA_CITY"]
[73746,"KSWICHITA"]
[73747,"OKOKLAHOMA_CITY"]
[73749,"KSWICHITA"]
[73750,"OKOKLAHOMA_CITY"]
[73753,"KSWICHITA"]
[73754,"OKOKLAHOMA_CITY"]
[73758,"KSWICHITA"]
[73760,"OKOKLAHOMA_CITY"]
[73761,"KSWICHITA"]
[73762,"OKOKLAHOMA_CITY"]
[73766,"KSWICHITA"]
[73768,"OKOKLAHOMA_CITY"]
[73771,"KSWICHITA"]
[73772,"OKOKLAHOMA_CITY"]
[73801,"KSDODGE_CITY"]
[73835,"OKOKLAHOMA_CITY"]
[73840,"KSDODGE_CITY"]
[73852,"OKOKLAHOMA_CITY"]
[73855,"KSDODGE_CITY"]
[73859,"OKOKLAHOMA_CITY"]
[73860,"KSDODGE_CITY"]
[73933,"TXAMARILLO"]
[73937,"NMTUCUMCARI"]
[73938,"KSDODGE_CITY"]
[73939,"TXAMARILLO"]
[73945,"KSDODGE_CITY"]
[73946,"NMTUCUMCARI"]
[73947,"TXAMARILLO"]
[73950,"KSDODGE_CITY"]
[74001,"OKTULSA"]
[74026,"OKOKLAHOMA_CITY"]
[74027,"OKTULSA"]
[74059,"OKOKLAHOMA_CITY"]
[74060,"OKTULSA"]
[74074,"OKOKLAHOMA_CITY"]
[74079,"OKTULSA"]
[74338,"ARFORT_SMITH"]
[74339,"OKTULSA"]
[74363,"MOSPRINGFIELD"]
[74364,"OKTULSA"]
[74423,"ARFORT_SMITH"]
[74425,"OKTULSA"]
[74427,"ARFORT_SMITH"]
[74428,"OKTULSA"]
[74430,"ARFORT_SMITH"]
[74431,"OKTULSA"]
[74435,"ARFORT_SMITH"]
[74436,"OKTULSA"]
[74440,"ARFORT_SMITH"]
[74441,"OKTULSA"]
[74451,"ARFORT_SMITH"]
[74452,"OKTULSA"]
[74455,"ARFORT_SMITH"]
[74456,"OKTULSA"]
[74457,"ARFORT_SMITH"]
[74458,"OKTULSA"]
[74462,"ARFORT_SMITH"]
[74463,"OKTULSA"]
[74464,"ARFORT_SMITH"]
[74466,"OKTULSA"]
[74469,"ARFORT_SMITH"]
[74477,"OKTULSA"]
[74501,"ARFORT_SMITH"]
[74525,"OKOKLAHOMA_CITY"]
[74528,"ARFORT_SMITH"]
[74530,"OKOKLAHOMA_CITY"]
[74533,"TXFORT_WORTH"]
[74534,"OKOKLAHOMA_CITY"]
[74536,"ARFORT_SMITH"]
[74538,"OKOKLAHOMA_CITY"]
[74540,"ARFORT_SMITH"]
[74555,"TXFORT_WORTH"]
[74556,"OKOKLAHOMA_CITY"]
[74557,"ARFORT_SMITH"]
[74569,"OKOKLAHOMA_CITY"]
[74570,"OKTULSA"]
[74571,"ARFORT_SMITH"]
[74572,"OKOKLAHOMA_CITY"]
[74574,"ARFORT_SMITH"]
[74576,"OKOKLAHOMA_CITY"]
[74577,"ARFORT_SMITH"]
[74601,"KSWICHITA"]
[74633,"OKTULSA"]
[74636,"KSWICHITA"]
[74637,"OKTULSA"]
[74640,"KSWICHITA"]
[74641,"OKTULSA"]
[74643,"KSWICHITA"]
[74644,"OKTULSA"]
[74646,"KSWICHITA"]
[74650,"OKTULSA"]
[74653,"KSWICHITA"]
[74701,"TXFORT_WORTH"]
[74722,"ARFORT_SMITH"]
[74723,"TXFORT_WORTH"]
[74724,"ARFORT_SMITH"]
[74726,"TXFORT_WORTH"]
[74728,"ARFORT_SMITH"]
[74729,"TXFORT_WORTH"]
[74734,"ARFORT_SMITH"]
[74740,"LASHREVEPORT"]
[74741,"TXFORT_WORTH"]
[74743,"ARFORT_SMITH"]
[74747,"TXFORT_WORTH"]
[74750,"ARFORT_SMITH"]
[74753,"TXFORT_WORTH"]
[74754,"ARFORT_SMITH"]
[74759,"TXFORT_WORTH"]
[74760,"ARFORT_SMITH"]
[74801,"OKOKLAHOMA_CITY"]
[74829,"OKTULSA"]
[74830,"OKOKLAHOMA_CITY"]
[74833,"OKTULSA"]
[74834,"OKOKLAHOMA_CITY"]
[74839,"OKTULSA"]
[74840,"OKOKLAHOMA_CITY"]
[74845,"OKTULSA"]
[74848,"OKOKLAHOMA_CITY"]
[74850,"OKTULSA"]
[74851,"OKOKLAHOMA_CITY"]
[74859,"OKTULSA"]
[74860,"OKOKLAHOMA_CITY"]
[74880,"OKTULSA"]
[74881,"OKOKLAHOMA_CITY"]
[74883,"OKTULSA"]
[74884,"OKOKLAHOMA_CITY"]
[74901,"ARFORT_SMITH"]
[75001,"TXFORT_WORTH"]
[75102,"TXWACO"]
[75103,"TXFORT_WORTH"]
[75110,"TXWACO"]
[75114,"TXFORT_WORTH"]
[75144,"TXWACO"]
[75146,"TXFORT_WORTH"]
[75151,"TXWACO"]
[75152,"TXFORT_WORTH"]
[75153,"TXWACO"]
[75154,"TXFORT_WORTH"]
[75412,"LASHREVEPORT"]
[75413,"TXFORT_WORTH"]
[75417,"LASHREVEPORT"]
[75418,"TXFORT_WORTH"]
[75426,"LASHREVEPORT"]
[75428,"TXFORT_WORTH"]
[75436,"LASHREVEPORT"]
[75437,"TXFORT_WORTH"]
[75451,"LASHREVEPORT"]
[75452,"TXFORT_WORTH"]
[75455,"LASHREVEPORT"]
[75458,"TXFORT_WORTH"]
[75478,"LASHREVEPORT"]
[75479,"TXFORT_WORTH"]
[75480,"LASHREVEPORT"]
[75481,"TXFORT_WORTH"]
[75487,"LASHREVEPORT"]
[75488,"TXFORT_WORTH"]
[75493,"LASHREVEPORT"]
[75495,"TXFORT_WORTH"]
[75501,"LASHREVEPORT"]
[75658,"TXLUFKIN"]
[75659,"LASHREVEPORT"]
[75667,"TXLUFKIN"]
[75668,"LASHREVEPORT"]
[75681,"TXLUFKIN"]
[75682,"LASHREVEPORT"]
[75687,"TXLUFKIN"]
[75688,"LASHREVEPORT"]
[75689,"TXLUFKIN"]
[75691,"LASHREVEPORT"]
[75701,"TXLUFKIN"]
[75705,"LASHREVEPORT"]
[75707,"TXLUFKIN"]
[75708,"LASHREVEPORT"]
[75709,"TXLUFKIN"]
[75750,"LASHREVEPORT"]
[75751,"TXFORT_WORTH"]
[75755,"LASHREVEPORT"]
[75756,"TXFORT_WORTH"]
[75757,"TXLUFKIN"]
[75765,"LASHREVEPORT"]
[75766,"TXLUFKIN"]
[75771,"LASHREVEPORT"]
[75772,"TXLUFKIN"]
[75773,"TXFORT_WORTH"]
[75778,"TXLUFKIN"]
[75783,"TXFORT_WORTH"]
[75784,"TXLUFKIN"]
[75790,"TXFORT_WORTH"]
[75791,"TXLUFKIN"]
[75792,"LASHREVEPORT"]
[75798,"TXLUFKIN"]
[75831,"TXWACO"]
[75833,"TXLUFKIN"]
[75838,"TXWACO"]
[75839,"TXLUFKIN"]
[75840,"TXWACO"]
[75844,"TXLUFKIN"]
[75846,"TXWACO"]
[75847,"TXLUFKIN"]
[75848,"TXWACO"]
[75849,"TXLUFKIN"]
[75859,"TXWACO"]
[75861,"TXLUFKIN"]
[75928,"LALAKE_CHARLES"]
[75929,"TXLUFKIN"]
[75933,"TXPORT_ARTHUR"]
[75934,"TXLUFKIN"]
[75935,"LASHREVEPORT"]
[75936,"TXLUFKIN"]
[75954,"LASHREVEPORT"]
[75956,"TXPORT_ARTHUR"]
[75958,"TXLUFKIN"]
[75966,"LALAKE_CHARLES"]
[75968,"TXLUFKIN"]
[75973,"LASHREVEPORT"]
[75976,"TXLUFKIN"]
[76001,"TXFORT_WORTH"]
[76043,"TXWACO"]
[76044,"TXFORT_WORTH"]
[76055,"TXWACO"]
[76058,"TXFORT_WORTH"]
[76070,"TXWACO"]
[76071,"TXFORT_WORTH"]
[76077,"TXWACO"]
[76078,"TXFORT_WORTH"]
[76093,"TXWACO"]
[76094,"TXFORT_WORTH"]
[76228,"TXWICHITA_FALLS"]
[76233,"TXFORT_WORTH"]
[76251,"TXWICHITA_FALLS"]
[76252,"TXFORT_WORTH"]
[76255,"TXWICHITA_FALLS"]
[76258,"TXFORT_WORTH"]
[76261,"TXWICHITA_FALLS"]
[76262,"TXFORT_WORTH"]
[76265,"TXWICHITA_FALLS"]
[76266,"TXFORT_WORTH"]
[76270,"TXWICHITA_FALLS"]
[76271,"TXFORT_WORTH"]
[76301,"TXWICHITA_FALLS"]
[76371,"TXABILENE"]
[76372,"TXWICHITA_FALLS"]
[76388,"TXABILENE"]
[76389,"TXWICHITA_FALLS"]
[76401,"TXWACO"]
[76424,"TXABILENE"]
[76426,"TXFORT_WORTH"]
[76427,"TXWICHITA_FALLS"]
[76429,"TXABILENE"]
[76431,"TXFORT_WORTH"]
[76432,"TXABILENE"]
[76433,"TXFORT_WORTH"]
[76435,"TXABILENE"]
[76436,"TXWACO"]
[76437,"TXABILENE"]
[76439,"TXFORT_WORTH"]
[76442,"TXABILENE"]
[76446,"TXWACO"]
[76448,"TXABILENE"]
[76449,"TXFORT_WORTH"]
[76450,"TXWICHITA_FALLS"]
[76452,"TXWACO"]
[76453,"TXABILENE"]
[76455,"TXWACO"]
[76458,"TXWICHITA_FALLS"]
[76461,"TXABILENE"]
[76462,"TXFORT_WORTH"]
[76463,"TXABILENE"]
[76465,"TXFORT_WORTH"]
[76466,"TXABILENE"]
[76467,"TXWACO"]
[76469,"TXABILENE"]
[76472,"TXFORT_WORTH"]
[76474,"TXABILENE"]
[76476,"TXFORT_WORTH"]
[76481,"TXWICHITA_FALLS"]
[76483,"TXABILENE"]
[76484,"TXFORT_WORTH"]
[76491,"TXABILENE"]
[76501,"TXWACO"]
[76511,"TXAUSTIN"]
[76513,"TXWACO"]
[76523,"TXAUSTIN"]
[76524,"TXWACO"]
[76527,"TXAUSTIN"]
[76528,"TXWACO"]
[76530,"TXAUSTIN"]
[76531,"TXWACO"]
[76534,"TXAUSTIN"]
[76538,"TXWACO"]
[76539,"TXAUSTIN"]
[76540,"TXWACO"]
[76550,"TXAUSTIN"]
[76552,"TXWACO"]
[76556,"TXAUSTIN"]
[76557,"TXWACO"]
[76567,"TXAUSTIN"]
[76569,"TXWACO"]
[76571,"TXAUSTIN"]
[76579,"TXWACO"]
[76623,"TXFORT_WORTH"]
[76624,"TXWACO"]
[76801,"TXABILENE"]
[76820,"TXAUSTIN"]
[76821,"TXSAN_ANGELO"]
[76823,"TXABILENE"]
[76824,"TXAUSTIN"]
[76825,"TXSAN_ANGELO"]
[76827,"TXABILENE"]
[76831,"TXAUSTIN"]
[76834,"TXABILENE"]
[76836,"TXSAN_ANGELO"]
[76844,"TXWACO"]
[76845,"TXSAN_ANGELO"]
[76853,"TXWACO"]
[76854,"TXSAN_ANGELO"]
[76857,"TXABILENE"]
[76858,"TXSAN_ANGELO"]
[76864,"TXABILENE"]
[76865,"TXSAN_ANGELO"]
[76869,"TXAUSTIN"]
[76870,"TXWACO"]
[76871,"TXABILENE"]
[76872,"TXSAN_ANGELO"]
[76873,"TXABILENE"]
[76874,"TXSAN_ANGELO"]
[76877,"TXAUSTIN"]
[76878,"TXABILENE"]
[76880,"TXWACO"]
[76882,"TXABILENE"]
[76883,"TXSAN_ANGELO"]
[76884,"TXABILENE"]
[76885,"TXAUSTIN"]
[76886,"TXSAN_ANGELO"]
[76888,"TXABILENE"]
[76901,"TXSAN_ANGELO"]
[77001,"TXHOUSTON"]
[77326,"TXLUFKIN"]
[77327,"TXHOUSTON"]
[77332,"TXLUFKIN"]
[77333,"TXHOUSTON"]
[77334,"TXLUFKIN"]
[77336,"TXHOUSTON"]
[77350,"TXLUFKIN"]
[77353,"TXHOUSTON"]
[77359,"TXLUFKIN"]
[77362,"TXHOUSTON"]
[77364,"TXLUFKIN"]
[77365,"TXHOUSTON"]
[77367,"TXLUFKIN"]
[77368,"TXHOUSTON"]
[77374,"TXPORT_ARTHUR"]
[77375,"TXHOUSTON"]
[77376,"TXPORT_ARTHUR"]
[77377,"TXHOUSTON"]
[77399,"TXLUFKIN"]
[77401,"TXHOUSTON"]
[77404,"TXVICTORIA"]
[77406,"TXHOUSTON"]
[77412,"TXVICTORIA"]
[77413,"TXHOUSTON"]
[77414,"TXVICTORIA"]
[77417,"TXHOUSTON"]
[77419,"TXVICTORIA"]
[77420,"TXHOUSTON"]
[77428,"TXVICTORIA"]
[77429,"TXHOUSTON"]
[77432,"TXVICTORIA"]
[77433,"TXHOUSTON"]
[77434,"TXVICTORIA"]
[77435,"TXHOUSTON"]
[77436,"TXVICTORIA"]
[77441,"TXHOUSTON"]
[77442,"TXVICTORIA"]
[77444,"TXHOUSTON"]
[77453,"TXVICTORIA"]
[77454,"TXHOUSTON"]
[77455,"TXVICTORIA"]
[77459,"TXHOUSTON"]
[77460,"TXVICTORIA"]
[77461,"TXHOUSTON"]
[77465,"TXVICTORIA"]
[77466,"TXHOUSTON"]
[77467,"TXVICTORIA"]
[77468,"TXHOUSTON"]
[77470,"TXVICTORIA"]
[77471,"TXHOUSTON"]
[77475,"TXVICTORIA"]
[77476,"TXHOUSTON"]
[77482,"TXVICTORIA"]
[77484,"TXHOUSTON"]
[77488,"TXVICTORIA"]
[77489,"TXHOUSTON"]
[77514,"TXPORT_ARTHUR"]
[77515,"TXHOUSTON"]
[77519,"TXPORT_ARTHUR"]
[77520,"TXHOUSTON"]
[77533,"TXPORT_ARTHUR"]
[77534,"TXHOUSTON"]
[77538,"TXPORT_ARTHUR"]
[77539,"TXHOUSTON"]
[77560,"TXPORT_ARTHUR"]
[77561,"TXHOUSTON"]
[77564,"TXPORT_ARTHUR"]
[77565,"TXHOUSTON"]
[77582,"TXPORT_ARTHUR"]
[77583,"TXHOUSTON"]
[77585,"TXPORT_ARTHUR"]
[77586,"TXHOUSTON"]
[77611,"TXPORT_ARTHUR"]
[77624,"TXLUFKIN"]
[77625,"TXPORT_ARTHUR"]
[77650,"TXHOUSTON"]
[77651,"TXPORT_ARTHUR"]
[77660,"TXLUFKIN"]
[77661,"TXPORT_ARTHUR"]
[77664,"TXLUFKIN"]
[77665,"TXPORT_ARTHUR"]
[77801,"TXHOUSTON"]
[77835,"TXAUSTIN"]
[77837,"TXWACO"]
[77838,"TXAUSTIN"]
[77839,"TXHOUSTON"]
[77850,"TXWACO"]
[77852,"TXAUSTIN"]
[77855,"TXWACO"]
[77859,"TXAUSTIN"]
[77861,"TXHOUSTON"]
[77863,"TXAUSTIN"]
[77864,"TXLUFKIN"]
[77865,"TXWACO"]
[77866,"TXHOUSTON"]
[77867,"TXWACO"]
[77868,"TXHOUSTON"]
[77870,"TXWACO"]
[77872,"TXHOUSTON"]
[77879,"TXAUSTIN"]
[77880,"TXHOUSTON"]
[77882,"TXWACO"]
[77901,"TXVICTORIA"]
[78001,"TXSAN_ANTONIO"]
[78007,"TXCORPUS_CHRISTI"]
[78008,"TXSAN_ANTONIO"]
[78019,"TXCORPUS_CHRISTI"]
[78021,"TXSAN_ANTONIO"]
[78022,"TXCORPUS_CHRISTI"]
[78023,"TXSAN_ANTONIO"]
[78040,"TXCORPUS_CHRISTI"]
[78050,"TXSAN_ANTONIO"]
[78060,"TXCORPUS_CHRISTI"]
[78061,"TXSAN_ANTONIO"]
[78067,"TXCORPUS_CHRISTI"]
[78069,"TXSAN_ANTONIO"]
[78071,"TXCORPUS_CHRISTI"]
[78072,"TXSAN_ANTONIO"]
[78076,"TXCORPUS_CHRISTI"]
[78101,"TXSAN_ANTONIO"]
[78102,"TXCORPUS_CHRISTI"]
[78107,"TXVICTORIA"]
[78108,"TXSAN_ANTONIO"]
[78111,"TXVICTORIA"]
[78112,"TXSAN_ANTONIO"]
[78119,"TXVICTORIA"]
[78121,"TXSAN_ANTONIO"]
[78125,"TXCORPUS_CHRISTI"]
[78130,"TXSAN_ANTONIO"]
[78141,"TXVICTORIA"]
[78142,"TXCORPUS_CHRISTI"]
[78143,"TXSAN_ANTONIO"]
[78146,"TXVICTORIA"]
[78147,"TXSAN_ANTONIO"]
[78151,"TXVICTORIA"]
[78152,"TXSAN_ANTONIO"]
[78159,"TXVICTORIA"]
[78160,"TXSAN_ANTONIO"]
[78162,"TXVICTORIA"]
[78163,"TXSAN_ANTONIO"]
[78164,"TXVICTORIA"]
[78201,"TXSAN_ANTONIO"]
[78330,"TXCORPUS_CHRISTI"]
[78338,"TXBROWNSVILLE"]
[78339,"TXCORPUS_CHRISTI"]
[78501,"TXBROWNSVILLE"]
[78602,"TXAUSTIN"]
[78603,"TXSAN_ANTONIO"]
[78605,"TXAUSTIN"]
[78606,"TXSAN_ANTONIO"]
[78607,"TXAUSTIN"]
[78614,"TXVICTORIA"]
[78615,"TXAUSTIN"]
[78618,"TXSAN_ANTONIO"]
[78619,"TXAUSTIN"]
[78623,"TXSAN_ANTONIO"]
[78626,"TXAUSTIN"]
[78629,"TXVICTORIA"]
[78630,"TXAUSTIN"]
[78631,"TXSAN_ANTONIO"]
[78632,"TXAUSTIN"]
[78635,"TXSAN_ANTONIO"]
[78636,"TXAUSTIN"]
[78638,"TXSAN_ANTONIO"]
[78639,"TXAUSTIN"]
[78671,"TXSAN_ANTONIO"]
[78672,"TXAUSTIN"]
[78677,"TXVICTORIA"]
[78680,"TXAUSTIN"]
[78801,"TXSAN_ANTONIO"]
[78837,"TXSAN_ANGELO"]
[78838,"TXSAN_ANTONIO"]
[78840,"TXSAN_ANGELO"]
[78850,"TXSAN_ANTONIO"]
[78851,"TXMIDLAND"]
[78852,"TXSAN_ANTONIO"]
[78871,"TXSAN_ANGELO"]
[78872,"TXSAN_ANTONIO"]
[78880,"TXSAN_ANGELO"]
[78881,"TXSAN_ANTONIO"]
[78931,"TXHOUSTON"]
[78932,"TXAUSTIN"]
[78933,"TXHOUSTON"]
[78934,"TXVICTORIA"]
[78938,"TXAUSTIN"]
[78943,"TXVICTORIA"]
[78944,"TXHOUSTON"]
[78945,"TXAUSTIN"]
[78950,"TXHOUSTON"]
[78951,"TXVICTORIA"]
[78952,"TXAUSTIN"]
[78956,"TXVICTORIA"]
[78957,"TXAUSTIN"]
[78962,"TXVICTORIA"]
[78963,"TXAUSTIN"]
[79001,"NMTUCUMCARI"]
[79002,"TXAMARILLO"]
[79005,"KSDODGE_CITY"]
[79007,"TXAMARILLO"]
[79009,"NMTUCUMCARI"]
[79010,"TXAMARILLO"]
[79021,"TXLUBBOCK"]
[79022,"TXAMARILLO"]
[79024,"KSDODGE_CITY"]
[79025,"TXAMARILLO"]
[79031,"TXLUBBOCK"]
[79033,"TXAMARILLO"]
[79034,"KSDODGE_CITY"]
[79035,"NMTUCUMCARI"]
[79036,"TXAMARILLO"]
[79041,"TXLUBBOCK"]
[79042,"TXAMARILLO"]
[79043,"TXLUBBOCK"]
[79044,"TXAMARILLO"]
[79052,"TXLUBBOCK"]
[79054,"TXAMARILLO"]
[79064,"TXLUBBOCK"]
[79065,"TXAMARILLO"]
[79072,"TXLUBBOCK"]
[79077,"TXAMARILLO"]
[79082,"TXLUBBOCK"]
[79083,"TXAMARILLO"]
[79087,"NMTUCUMCARI"]
[79088,"TXAMARILLO"]
[79220,"TXLUBBOCK"]
[79222,"TXAMARILLO"]
[79223,"TXLUBBOCK"]
[79225,"TXWICHITA_FALLS"]
[79226,"TXAMARILLO"]
[79227,"TXWICHITA_FALLS"]
[79229,"TXLUBBOCK"]
[79230,"TXAMARILLO"]
[79231,"TXLUBBOCK"]
[79233,"TXAMARILLO"]
[79234,"TXLUBBOCK"]
[79237,"TXAMARILLO"]
[79238,"TXWICHITA_FALLS"]
[79239,"TXAMARILLO"]
[79241,"TXLUBBOCK"]
[79245,"TXAMARILLO"]
[79247,"TXWICHITA_FALLS"]
[79248,"TXLUBBOCK"]
[79251,"TXAMARILLO"]
[79252,"TXWICHITA_FALLS"]
[79255,"TXLUBBOCK"]
[79257,"TXAMARILLO"]
[79258,"TXLUBBOCK"]
[79259,"TXAMARILLO"]
[79261,"TXLUBBOCK"]
[79325,"TXMIDLAND"]
[79326,"TXLUBBOCK"]
[79331,"TXMIDLAND"]
[79336,"TXLUBBOCK"]
[79360,"TXMIDLAND"]
[79363,"TXLUBBOCK"]
[79501,"TXABILENE"]
[79505,"TXWICHITA_FALLS"]
[79506,"TXABILENE"]
[79511,"TXMIDLAND"]
[79512,"TXABILENE"]
[79517,"TXLUBBOCK"]
[79519,"TXABILENE"]
[79565,"TXSAN_ANGELO"]
[79566,"TXABILENE"]
[79701,"TXMIDLAND"]
[79738,"TXLUBBOCK"]
[79739,"TXMIDLAND"]
[79821,"TXEL_PASO"]
[79830,"TXMIDLAND"]
[79835,"TXEL_PASO"]
[79842,"TXMIDLAND"]
[79845,"TXEL_PASO"]
[79848,"TXMIDLAND"]
[79849,"TXEL_PASO"]
[79852,"TXMIDLAND"]
[79853,"TXEL_PASO"]
[79855,"TXMIDLAND"]
[79901,"TXEL_PASO"]
[80001,"COBOULDER"]
[80101,"COCOLORADO_SPRINGS"]
[80102,"COBOULDER"]
[80104,"COCOLORADO_SPRINGS"]
[80105,"COBOULDER"]
[80106,"COCOLORADO_SPRINGS"]
[80110,"COBOULDER"]
[80116,"COCOLORADO_SPRINGS"]
[80120,"COBOULDER"]
[80132,"COCOLORADO_SPRINGS"]
[80134,"COBOULDER"]
[80135,"COCOLORADO_SPRINGS"]
[80136,"COBOULDER"]
[80420,"COEAGLE"]
[80421,"COBOULDER"]
[80423,"COEAGLE"]
[80425,"COBOULDER"]
[80426,"COEAGLE"]
[80427,"COBOULDER"]
[80428,"COEAGLE"]
[80432,"COBOULDER"]
[80434,"WYCHEYENNE"]
[80435,"COBOULDER"]
[80440,"COEAGLE"]
[80442,"COBOULDER"]
[80443,"COEAGLE"]
[80444,"COBOULDER"]
[80449,"COCOLORADO_SPRINGS"]
[80451,"COBOULDER"]
[80456,"COEAGLE"]
[80457,"COBOULDER"]
[80459,"COEAGLE"]
[80465,"COBOULDER"]
[80467,"COEAGLE"]
[80470,"COBOULDER"]
[80477,"COEAGLE"]
[80478,"COBOULDER"]
[80479,"COEAGLE"]
[80480,"COBOULDER"]
[80483,"COEAGLE"]
[80501,"COBOULDER"]
[80524,"WYCHEYENNE"]
[80525,"COBOULDER"]
[80535,"WYCHEYENNE"]
[80537,"COBOULDER"]
[80545,"WYCHEYENNE"]
[80546,"COBOULDER"]
[80549,"WYCHEYENNE"]
[80550,"COBOULDER"]
[80610,"WYCHEYENNE"]
[80614,"COBOULDER"]
[80615,"WYCHEYENNE"]
[80620,"COBOULDER"]
[80622,"WYCHEYENNE"]
[80623,"COBOULDER"]
[80624,"WYCHEYENNE"]
[80631,"COBOULDER"]
[80648,"WYCHEYENNE"]
[80651,"COBOULDER"]
[80653,"WYCHEYENNE"]
[80654,"COBOULDER"]
[80720,"KSGOODLAND"]
[80721,"NENORTH_PLATTE"]
[80722,"NESCOTTSBLUFF"]
[80723,"COBOULDER"]
[80726,"NESCOTTSBLUFF"]
[80727,"KSGOODLAND"]
[80728,"NESCOTTSBLUFF"]
[80729,"WYCHEYENNE"]
[80731,"KSGOODLAND"]
[80732,"WYCHEYENNE"]
[80734,"KSGOODLAND"]
[80736,"NESCOTTSBLUFF"]
[80737,"NENORTH_PLATTE"]
[80740,"KSGOODLAND"]
[80741,"WYCHEYENNE"]
[80743,"KSGOODLAND"]
[80744,"NENORTH_PLATTE"]
[80745,"NESCOTTSBLUFF"]
[80746,"KSGOODLAND"]
[80747,"NESCOTTSBLUFF"]
[80750,"WYCHEYENNE"]
[80751,"NESCOTTSBLUFF"]
[80754,"WYCHEYENNE"]
[80755,"KSGOODLAND"]
[80757,"COBOULDER"]
[80758,"KSGOODLAND"]
[80804,"COCOLORADO_SPRINGS"]
[80805,"KSGOODLAND"]
[80808,"COCOLORADO_SPRINGS"]
[80810,"KSGOODLAND"]
[80813,"COCOLORADO_SPRINGS"]
[80815,"KSGOODLAND"]
[80816,"COCOLORADO_SPRINGS"]
[80822,"KSGOODLAND"]
[80823,"COPUEBLO"]
[80824,"KSGOODLAND"]
[80826,"COCOLORADO_SPRINGS"]
[80834,"KSGOODLAND"]
[80835,"COCOLORADO_SPRINGS"]
[80836,"KSGOODLAND"]
[80840,"COCOLORADO_SPRINGS"]
[80861,"KSGOODLAND"]
[80863,"COCOLORADO_SPRINGS"]
[81001,"COPUEBLO"]
[81024,"COALAMOSA"]
[81025,"COPUEBLO"]
[81036,"KSGOODLAND"]
[81038,"COPUEBLO"]
[81040,"COALAMOSA"]
[81041,"KSGOODLAND"]
[81042,"COALAMOSA"]
[81043,"KSGOODLAND"]
[81044,"COPUEBLO"]
[81047,"KSGOODLAND"]
[81049,"COPUEBLO"]
[81052,"KSGOODLAND"]
[81054,"COPUEBLO"]
[81055,"COALAMOSA"]
[81057,"COPUEBLO"]
[81066,"COALAMOSA"]
[81067,"COPUEBLO"]
[81071,"KSGOODLAND"]
[81073,"COPUEBLO"]
[81074,"COALAMOSA"]
[81076,"COPUEBLO"]
[81084,"KSDODGE_CITY"]
[81087,"COPUEBLO"]
[81090,"KSDODGE_CITY"]
[81091,"COALAMOSA"]
[81092,"KSGOODLAND"]
[81101,"COALAMOSA"]
[81201,"COCOLORADO_SPRINGS"]
[81210,"COEAGLE"]
[81212,"COCOLORADO_SPRINGS"]
[81215,"COPUEBLO"]
[81220,"COGRAND_JUNCTION"]
[81221,"COPUEBLO"]
[81222,"COALAMOSA"]
[81223,"COCOLORADO_SPRINGS"]
[81224,"COEAGLE"]
[81226,"COPUEBLO"]
[81227,"COALAMOSA"]
[81228,"COEAGLE"]
[81232,"COALAMOSA"]
[81233,"COCOLORADO_SPRINGS"]
[81235,"COALAMOSA"]
[81236,"COEAGLE"]
[81240,"COPUEBLO"]
[81241,"COEAGLE"]
[81242,"COALAMOSA"]
[81243,"COGRAND_JUNCTION"]
[81244,"COPUEBLO"]
[81246,"COCOLORADO_SPRINGS"]
[81247,"COGRAND_JUNCTION"]
[81248,"COALAMOSA"]
[81251,"COEAGLE"]
[81252,"COALAMOSA"]
[81253,"COPUEBLO"]
[81301,"COALAMOSA"]
[81320,"COGRAND_JUNCTION"]
[81326,"COALAMOSA"]
[81327,"COGRAND_JUNCTION"]
[81329,"COALAMOSA"]
[81330,"COGRAND_JUNCTION"]
[81433,"COALAMOSA"]
[81434,"COEAGLE"]
[81435,"COGRAND_JUNCTION"]
[81601,"COEAGLE"]
[81610,"COGRAND_JUNCTION"]
[81611,"COEAGLE"]
[81624,"COGRAND_JUNCTION"]
[81625,"COEAGLE"]
[81630,"COGRAND_JUNCTION"]
[81631,"COEAGLE"]
[81633,"WYROCK_SPRINGS"]
[81635,"COGRAND_JUNCTION"]
[81637,"COEAGLE"]
[81643,"COGRAND_JUNCTION"]
[81645,"COEAGLE"]
[81646,"COGRAND_JUNCTION"]
[81647,"COEAGLE"]
[81648,"COGRAND_JUNCTION"]
[81649,"COEAGLE"]
[82001,"WYCHEYENNE"]
[82050,"NESCOTTSBLUFF"]
[82051,"WYCHEYENNE"]
[82190,"MTBILLINGS"]
[82201,"WYCHEYENNE"]
[82212,"NESCOTTSBLUFF"]
[82224,"WYCASPER"]
[82225,"NESCOTTSBLUFF"]
[82229,"WYCASPER"]
[82240,"NESCOTTSBLUFF"]
[82301,"WYCASPER"]
[82310,"WYLANDER"]
[82321,"WYROCK_SPRINGS"]
[82322,"WYLANDER"]
[82323,"WYROCK_SPRINGS"]
[82324,"WYCASPER"]
[82325,"WYCHEYENNE"]
[82327,"WYCASPER"]
[82331,"WYCHEYENNE"]
[82332,"WYROCK_SPRINGS"]
[82334,"WYCASPER"]
[82336,"WYROCK_SPRINGS"]
[82401,"WYSHERIDAN"]
[82412,"MTBILLINGS"]
[82422,"WYSHERIDAN"]
[82423,"MTBILLINGS"]
[82426,"WYSHERIDAN"]
[82427,"WYLANDER"]
[82428,"WYSHERIDAN"]
[82430,"WYLANDER"]
[82431,"MTBILLINGS"]
[82432,"WYSHERIDAN"]
[82433,"WYLANDER"]
[82434,"WYSHERIDAN"]
[82435,"MTBILLINGS"]
[82441,"WYSHERIDAN"]
[82443,"WYLANDER"]
[82450,"MTBILLINGS"]
[82501,"WYLANDER"]
[82601,"WYCASPER"]
[82649,"WYLANDER"]
[82701,"SDRAPID_CITY"]
[82716,"WYSHERIDAN"]
[82720,"SDRAPID_CITY"]
[82725,"WYSHERIDAN"]
[82729,"SDRAPID_CITY"]
[82731,"WYSHERIDAN"]
[82901,"WYROCK_SPRINGS"]
[82922,"WYLANDER"]
[82929,"WYROCK_SPRINGS"]
[82930,"UTSALT_LAKE_CITY"]
[82932,"WYROCK_SPRINGS"]
[82941,"WYLANDER"]
[82942,"WYROCK_SPRINGS"]
[83001,"IDPOCATELLO"]
[83011,"WYLANDER"]
[83012,"IDPOCATELLO"]
[83013,"WYLANDER"]
[83014,"IDPOCATELLO"]
[83101,"WYROCK_SPRINGS"]
[83110,"IDPOCATELLO"]
[83113,"WYLANDER"]
[83114,"IDPOCATELLO"]
[83115,"WYLANDER"]
[83116,"WYROCK_SPRINGS"]
[83118,"IDPOCATELLO"]
[83121,"WYROCK_SPRINGS"]
[83122,"IDPOCATELLO"]
[83123,"WYROCK_SPRINGS"]
[83126,"IDPOCATELLO"]
[83226,"IDBOISE"]
[83228,"IDPOCATELLO"]
[83229,"MTMISSOULA"]
[83230,"IDPOCATELLO"]
[83235,"IDBOISE"]
[83236,"IDPOCATELLO"]
[83253,"IDBOISE"]
[83254,"IDPOCATELLO"]
[83278,"IDBOISE"]
[83280,"IDPOCATELLO"]
[83302,"NVELKO"]
[83303,"IDPOCATELLO"]
[83314,"IDBOISE"]
[83318,"IDPOCATELLO"]
[83321,"IDBOISE"]
[83323,"IDPOCATELLO"]
[83327,"IDBOISE"]
[83328,"IDPOCATELLO"]
[83330,"IDBOISE"]
[83334,"IDPOCATELLO"]
[83337,"IDBOISE"]
[83338,"IDPOCATELLO"]
[83340,"IDBOISE"]
[83341,"IDPOCATELLO"]
[83352,"IDBOISE"]
[83401,"IDPOCATELLO"]
[83462,"MTMISSOULA"]
[83464,"IDPOCATELLO"]
[83466,"MTMISSOULA"]
[83501,"WASPOKANE"]
[83525,"MTMISSOULA"]
[83526,"WASPOKANE"]
[83530,"MTMISSOULA"]
[83535,"WASPOKANE"]
[83536,"MTMISSOULA"]
[83537,"WASPOKANE"]
[83538,"ORPENDLETON"]
[83539,"MTMISSOULA"]
[83540,"WASPOKANE"]
[83542,"ORPENDLETON"]
[83543,"MTMISSOULA"]
[83544,"WASPOKANE"]
[83546,"MTMISSOULA"]
[83547,"IDBOISE"]
[83548,"WASPOKANE"]
[83549,"ORPENDLETON"]
[83551,"WASPOKANE"]
[83552,"MTMISSOULA"]
[83554,"ORPENDLETON"]
[83555,"WASPOKANE"]
[83601,"IDBOISE"]
[83801,"WASPOKANE"]
[83802,"MTMISSOULA"]
[83803,"WASPOKANE"]
[83826,"MTKALISPELL"]
[83827,"WASPOKANE"]
[83845,"MTKALISPELL"]
[83846,"WASPOKANE"]
[84001,"UTSALT_LAKE_CITY"]
[84008,"COGRAND_JUNCTION"]
[84010,"UTSALT_LAKE_CITY"]
[84023,"WYROCK_SPRINGS"]
[84024,"UTSALT_LAKE_CITY"]
[84026,"WYROCK_SPRINGS"]
[84027,"UTSALT_LAKE_CITY"]
[84030,"WYROCK_SPRINGS"]
[84031,"UTSALT_LAKE_CITY"]
[84034,"NVELY"]
[84035,"WYROCK_SPRINGS"]
[84036,"UTSALT_LAKE_CITY"]
[84039,"WYROCK_SPRINGS"]
[84040,"UTSALT_LAKE_CITY"]
[84046,"WYROCK_SPRINGS"]
[84047,"UTSALT_LAKE_CITY"]
[84053,"WYROCK_SPRINGS"]
[84054,"UTSALT_LAKE_CITY"]
[84063,"WYROCK_SPRINGS"]
[84064,"UTSALT_LAKE_CITY"]
[84066,"WYROCK_SPRINGS"]
[84067,"UTSALT_LAKE_CITY"]
[84076,"WYROCK_SPRINGS"]
[84080,"UTSALT_LAKE_CITY"]
[84083,"NVELKO"]
[84084,"UTSALT_LAKE_CITY"]
[84085,"WYROCK_SPRINGS"]
[84086,"UTSALT_LAKE_CITY"]
[84305,"IDPOCATELLO"]
[84306,"UTSALT_LAKE_CITY"]
[84308,"IDPOCATELLO"]
[84309,"UTSALT_LAKE_CITY"]
[84313,"IDPOCATELLO"]
[84314,"UTSALT_LAKE_CITY"]
[84320,"IDPOCATELLO"]
[84321,"UTSALT_LAKE_CITY"]
[84329,"IDPOCATELLO"]
[84332,"UTSALT_LAKE_CITY"]
[84333,"IDPOCATELLO"]
[84334,"UTSALT_LAKE_CITY"]
[84336,"IDPOCATELLO"]
[84337,"UTSALT_LAKE_CITY"]
[84510,"COGRAND_JUNCTION"]
[84513,"UTSALT_LAKE_CITY"]
[84515,"COGRAND_JUNCTION"]
[84516,"UTSALT_LAKE_CITY"]
[84520,"COGRAND_JUNCTION"]
[84521,"UTSALT_LAKE_CITY"]
[84522,"UTCEDAR_CITY"]
[84523,"UTSALT_LAKE_CITY"]
[84525,"COGRAND_JUNCTION"]
[84526,"UTSALT_LAKE_CITY"]
[84530,"COGRAND_JUNCTION"]
[84536,"AZFLAGSTAFF"]
[84537,"UTSALT_LAKE_CITY"]
[84539,"COGRAND_JUNCTION"]
[84542,"UTSALT_LAKE_CITY"]
[84620,"UTCEDAR_CITY"]
[84622,"UTSALT_LAKE_CITY"]
[84631,"UTCEDAR_CITY"]
[84632,"UTSALT_LAKE_CITY"]
[84636,"UTCEDAR_CITY"]
[84638,"UTSALT_LAKE_CITY"]
[84644,"UTCEDAR_CITY"]
[84645,"UTSALT_LAKE_CITY"]
[84652,"UTCEDAR_CITY"]
[84653,"UTSALT_LAKE_CITY"]
[84654,"UTCEDAR_CITY"]
[84655,"UTSALT_LAKE_CITY"]
[84657,"UTCEDAR_CITY"]
[84660,"UTSALT_LAKE_CITY"]
[84701,"UTCEDAR_CITY"]
[84728,"NVELY"]
[84729,"UTCEDAR_CITY"]
[84734,"COGRAND_JUNCTION"]
[84735,"UTCEDAR_CITY"]
[85001,"AZPHOENIX"]
[85235,"AZTUCSON"]
[85236,"AZPHOENIX"]
[85237,"AZTUCSON"]
[85239,"AZPHOENIX"]
[85241,"AZTUCSON"]
[85242,"AZPHOENIX"]
[85245,"AZTUCSON"]
[85246,"AZPHOENIX"]
[85292,"AZTUCSON"]
[85296,"AZPHOENIX"]
[85320,"AZPRESCOTT"]
[85321,"AZPHOENIX"]
[85324,"AZPRESCOTT"]
[85326,"AZPHOENIX"]
[85328,"AZPRESCOTT"]
[85329,"AZPHOENIX"]
[85332,"AZPRESCOTT"]
[85333,"AZPHOENIX"]
[85334,"AZPRESCOTT"]
[85335,"AZPHOENIX"]
[85336,"CASAN_DIEGO"]
[85337,"AZPHOENIX"]
[85341,"AZTUCSON"]
[85342,"AZPHOENIX"]
[85344,"AZPRESCOTT"]
[85345,"AZPHOENIX"]
[85346,"AZPRESCOTT"]
[85347,"AZPHOENIX"]
[85348,"AZPRESCOTT"]
[85349,"CASAN_DIEGO"]
[85351,"AZPHOENIX"]
[85357,"AZPRESCOTT"]
[85361,"AZPHOENIX"]
[85362,"AZPRESCOTT"]
[85363,"AZPHOENIX"]
[85364,"CASAN_DIEGO"]
[85371,"AZPRESCOTT"]
[85372,"AZPHOENIX"]
[85530,"AZTUCSON"]
[85532,"AZPHOENIX"]
[85533,"AZTUCSON"]
[85539,"AZPHOENIX"]
[85540,"AZTUCSON"]
[85541,"AZPHOENIX"]
[85542,"AZTUCSON"]
[85544,"AZFLAGSTAFF"]
[85545,"AZPHOENIX"]
[85546,"AZTUCSON"]
[85547,"AZFLAGSTAFF"]
[85548,"AZTUCSON"]
[85553,"AZPHOENIX"]
[85601,"AZTUCSON"]
[85901,"AZFLAGSTAFF"]
[85911,"AZPHOENIX"]
[85912,"AZFLAGSTAFF"]
[85920,"AZTUCSON"]
[85923,"AZFLAGSTAFF"]
[85926,"AZPHOENIX"]
[85927,"AZFLAGSTAFF"]
[85932,"AZTUCSON"]
[85933,"AZFLAGSTAFF"]
[85941,"AZPHOENIX"]
[85942,"AZFLAGSTAFF"]
[86021,"UTCEDAR_CITY"]
[86023,"AZFLAGSTAFF"]
[86036,"UTCEDAR_CITY"]
[86038,"AZFLAGSTAFF"]
[86040,"UTCEDAR_CITY"]
[86042,"AZFLAGSTAFF"]
[86301,"AZPRESCOTT"]
[86325,"AZFLAGSTAFF"]
[86326,"AZPRESCOTT"]
[86335,"AZFLAGSTAFF"]
[86337,"AZPRESCOTT"]
[86339,"AZFLAGSTAFF"]
[86343,"AZPRESCOTT"]
[86351,"AZFLAGSTAFF"]
[86401,"NVLAS_VEGAS"]
[86403,"AZPRESCOTT"]
[86413,"NVLAS_VEGAS"]
[86432,"UTCEDAR_CITY"]
[86433,"NVLAS_VEGAS"]
[86434,"AZPRESCOTT"]
[86435,"AZFLAGSTAFF"]
[86436,"NVLAS_VEGAS"]
[86438,"AZPRESCOTT"]
[86439,"NVLAS_VEGAS"]
[86502,"AZFLAGSTAFF"]
[86504,"NMALBUQUERQUE"]
[86505,"AZFLAGSTAFF"]
[86508,"NMALBUQUERQUE"]
[86510,"AZFLAGSTAFF"]
[86511,"NMALBUQUERQUE"]
[86512,"AZFLAGSTAFF"]
[86514,"COGRAND_JUNCTION"]
[86515,"NMALBUQUERQUE"]
[86520,"AZFLAGSTAFF"]
[86544,"COGRAND_JUNCTION"]
[86545,"AZFLAGSTAFF"]
[87001,"NMALBUQUERQUE"]
[87401,"COALAMOSA"]
[87420,"COGRAND_JUNCTION"]
[87455,"NMALBUQUERQUE"]
[87499,"COALAMOSA"]
[87500,"NMALBUQUERQUE"]
[87512,"COALAMOSA"]
[87516,"NMALBUQUERQUE"]
[87517,"COALAMOSA"]
[87521,"NMALBUQUERQUE"]
[87524,"COALAMOSA"]
[87532,"NMALBUQUERQUE"]
[87539,"COALAMOSA"]
[87540,"NMALBUQUERQUE"]
[87543,"COALAMOSA"]
[87544,"NMALBUQUERQUE"]
[87549,"COALAMOSA"]
[87552,"NMALBUQUERQUE"]
[87553,"COALAMOSA"]
[87560,"NMALBUQUERQUE"]
[87564,"COALAMOSA"]
[87565,"NMALBUQUERQUE"]
[87571,"COALAMOSA"]
[87573,"NMALBUQUERQUE"]
[87575,"COALAMOSA"]
[87576,"NMALBUQUERQUE"]
[87577,"COALAMOSA"]
[87578,"NMALBUQUERQUE"]
[87579,"COALAMOSA"]
[87581,"NMALBUQUERQUE"]
[87710,"COALAMOSA"]
[87711,"NMTUCUMCARI"]
[87712,"NMALBUQUERQUE"]
[87713,"COALAMOSA"]
[87715,"NMALBUQUERQUE"]
[87718,"COALAMOSA"]
[87723,"NMALBUQUERQUE"]
[87724,"NMTUCUMCARI"]
[87728,"COALAMOSA"]
[87730,"NMTUCUMCARI"]
[87731,"NMALBUQUERQUE"]
[87733,"NMTUCUMCARI"]
[87734,"COALAMOSA"]
[87735,"NMTUCUMCARI"]
[87736,"NMALBUQUERQUE"]
[87740,"COALAMOSA"]
[87742,"NMALBUQUERQUE"]
[87743,"NMTUCUMCARI"]
[87745,"NMALBUQUERQUE"]
[87746,"NMTUCUMCARI"]
[87749,"COALAMOSA"]
[87750,"NMTUCUMCARI"]
[87801,"NMALBUQUERQUE"]
[87901,"TXEL_PASO"]
[87939,"NMALBUQUERQUE"]
[87940,"TXEL_PASO"]
[88009,"AZTUCSON"]
[88011,"TXEL_PASO"]
[88020,"AZTUCSON"]
[88021,"TXEL_PASO"]
[88025,"AZTUCSON"]
[88026,"TXEL_PASO"]
[88028,"AZTUCSON"]
[88029,"TXEL_PASO"]
[88038,"AZTUCSON"]
[88040,"TXEL_PASO"]
[88045,"AZTUCSON"]
[88046,"TXEL_PASO"]
[88051,"AZTUCSON"]
[88052,"TXEL_PASO"]
[88055,"AZTUCSON"]
[88058,"TXEL_PASO"]
[88101,"NMTUCUMCARI"]
[88113,"TXLUBBOCK"]
[88115,"NMTUCUMCARI"]
[88123,"TXLUBBOCK"]
[88124,"NMTUCUMCARI"]
[88125,"TXLUBBOCK"]
[88130,"NMTUCUMCARI"]
[88132,"TXLUBBOCK"]
[88133,"NMTUCUMCARI"]
[88210,"TXEL_PASO"]
[88213,"TXLUBBOCK"]
[88220,"TXMIDLAND"]
[88230,"NMTUCUMCARI"]
[88231,"TXMIDLAND"]
[88250,"TXEL_PASO"]
[88252,"TXMIDLAND"]
[88253,"NMTUCUMCARI"]
[88254,"TXEL_PASO"]
[88255,"TXMIDLAND"]
[88262,"TXLUBBOCK"]
[88263,"TXMIDLAND"]
[88267,"TXLUBBOCK"]
[88268,"TXEL_PASO"]
[88301,"NMALBUQUERQUE"]
[88310,"TXEL_PASO"]
[88316,"NMALBUQUERQUE"]
[88317,"TXEL_PASO"]
[88318,"NMALBUQUERQUE"]
[88324,"TXEL_PASO"]
[88338,"NMALBUQUERQUE"]
[88339,"TXEL_PASO"]
[88341,"NMALBUQUERQUE"]
[88342,"TXEL_PASO"]
[88351,"NMALBUQUERQUE"]
[88352,"TXEL_PASO"]
[88353,"NMALBUQUERQUE"]
[88354,"TXEL_PASO"]
[88401,"NMTUCUMCARI"]
[88419,"COPUEBLO"]
[88421,"NMTUCUMCARI"]
[88510,"TXEL_PASO"]
[88901,"NVLAS_VEGAS"]
[89003,"NVTONOPAH"]
[89004,"NVLAS_VEGAS"]
[89008,"UTCEDAR_CITY"]
[89009,"NVLAS_VEGAS"]
[89010,"NVTONOPAH"]
[89011,"NVLAS_VEGAS"]
[89013,"NVTONOPAH"]
[89014,"NVLAS_VEGAS"]
[89022,"NVTONOPAH"]
[89023,"NVLAS_VEGAS"]
[89042,"UTCEDAR_CITY"]
[89045,"NVTONOPAH"]
[89046,"NVLAS_VEGAS"]
[89047,"NVTONOPAH"]
[89048,"NVLAS_VEGAS"]
[89049,"NVTONOPAH"]
[89053,"NVLAS_VEGAS"]
[89301,"NVELY"]
[89310,"NVTONOPAH"]
[89311,"NVELY"]
[89402,"NVRENO"]
[89404,"NVWINNEMUCCA"]
[89405,"NVRENO"]
[89409,"NVTONOPAH"]
[89410,"NVRENO"]
[89414,"NVWINNEMUCCA"]
[89415,"NVTONOPAH"]
[89418,"NVWINNEMUCCA"]
[89420,"NVTONOPAH"]
[89421,"NVWINNEMUCCA"]
[89422,"NVTONOPAH"]
[89423,"NVRENO"]
[89425,"NVWINNEMUCCA"]
[89427,"NVRENO"]
[89438,"NVWINNEMUCCA"]
[89439,"NVRENO"]
[89445,"NVWINNEMUCCA"]
[89447,"NVRENO"]
[89801,"NVELKO"]
[89820,"NVWINNEMUCCA"]
[89821,"NVELKO"]
[90001,"CALOS_ANGELES"]
[90022,"CALONG_BEACH"]
[90023,"CALOS_ANGELES"]
[90040,"CALONG_BEACH"]
[90041,"CALOS_ANGELES"]
[90091,"CALONG_BEACH"]
[90093,"CALOS_ANGELES"]
[90201,"CALONG_BEACH"]
[90209,"CALOS_ANGELES"]
[90220,"CALONG_BEACH"]
[90230,"CALOS_ANGELES"]
[90239,"CALONG_BEACH"]
[90245,"CALOS_ANGELES"]
[90262,"CALONG_BEACH"]
[90263,"CALOS_ANGELES"]
[90270,"CALONG_BEACH"]
[90272,"CALOS_ANGELES"]
[90280,"CALONG_BEACH"]
[90290,"CALOS_ANGELES"]
[90502,"CALONG_BEACH"]
[90503,"CALOS_ANGELES"]
[90601,"CALONG_BEACH"]
[91001,"CALOS_ANGELES"]
[91006,"CALONG_BEACH"]
[91011,"CALOS_ANGELES"]
[91016,"CALONG_BEACH"]
[91020,"CALOS_ANGELES"]
[91024,"CALONG_BEACH"]
[91030,"CALOS_ANGELES"]
[91066,"CALONG_BEACH"]
[91101,"CALOS_ANGELES"]
[91701,"CALONG_BEACH"]
[91801,"CALOS_ANGELES"]
[91901,"CASAN_DIEGO"]
[92201,"CADAGGETT"]
[92210,"CASAN_DIEGO"]
[92220,"CADAGGETT"]
[92222,"CASAN_DIEGO"]
[92223,"CADAGGETT"]
[92226,"AZPRESCOTT"]
[92227,"CASAN_DIEGO"]
[92230,"CADAGGETT"]
[92231,"CASAN_DIEGO"]
[92234,"CADAGGETT"]
[92236,"CASAN_DIEGO"]
[92239,"CADAGGETT"]
[92242,"AZPRESCOTT"]
[92243,"CASAN_DIEGO"]
[92252,"CADAGGETT"]
[92253,"CASAN_DIEGO"]
[92256,"CADAGGETT"]
[92257,"CASAN_DIEGO"]
[92258,"CADAGGETT"]
[92259,"CASAN_DIEGO"]
[92260,"CADAGGETT"]
[92261,"CASAN_DIEGO"]
[92262,"CADAGGETT"]
[92266,"CASAN_DIEGO"]
[92267,"AZPRESCOTT"]
[92268,"CADAGGETT"]
[92273,"CASAN_DIEGO"]
[92276,"CADAGGETT"]
[92280,"AZPRESCOTT"]
[92281,"CASAN_DIEGO"]
[92282,"CADAGGETT"]
[92283,"CASAN_DIEGO"]
[92284,"CADAGGETT"]
[92313,"CALONG_BEACH"]
[92314,"CADAGGETT"]
[92316,"CALONG_BEACH"]
[92317,"CADAGGETT"]
[92318,"CALONG_BEACH"]
[92320,"CADAGGETT"]
[92323,"NVLAS_VEGAS"]
[92324,"CALONG_BEACH"]
[92325,"CADAGGETT"]
[92328,"NVLAS_VEGAS"]
[92329,"CALONG_BEACH"]
[92332,"NVLAS_VEGAS"]
[92333,"CADAGGETT"]
[92334,"CALONG_BEACH"]
[92338,"CADAGGETT"]
[92350,"CALONG_BEACH"]
[92352,"CADAGGETT"]
[92354,"CALONG_BEACH"]
[92356,"CADAGGETT"]
[92357,"CALONG_BEACH"]
[92359,"CADAGGETT"]
[92363,"NVLAS_VEGAS"]
[92364,"CADAGGETT"]
[92366,"NVLAS_VEGAS"]
[92368,"CADAGGETT"]
[92373,"CALONG_BEACH"]
[92378,"CADAGGETT"]
[92384,"NVLAS_VEGAS"]
[92385,"CADAGGETT"]
[92389,"NVLAS_VEGAS"]
[92391,"CADAGGETT"]
[92401,"CALONG_BEACH"]
[92536,"CASAN_DIEGO"]
[92543,"CALONG_BEACH"]
[92544,"CASAN_DIEGO"]
[92545,"CALONG_BEACH"]
[92549,"CASAN_DIEGO"]
[92551,"CALONG_BEACH"]
[92561,"CASAN_DIEGO"]
[92562,"CALONG_BEACH"]
[92563,"CASAN_DIEGO"]
[92567,"CALONG_BEACH"]
[92583,"CADAGGETT"]
[92584,"CALONG_BEACH"]
[92589,"CASAN_DIEGO"]
[92595,"CALONG_BEACH"]
[93001,"CALOS_ANGELES"]
[93013,"CASANTA_MARIA"]
[93015,"CALOS_ANGELES"]
[93067,"CASANTA_MARIA"]
[93093,"CALOS_ANGELES"]
[93101,"CASANTA_MARIA"]
[93201,"CABAKERSFIELD"]
[93202,"CAFRESNO"]
[93203,"CABAKERSFIELD"]
[93204,"CAFRESNO"]
[93205,"CABAKERSFIELD"]
[93210,"CAFRESNO"]
[93215,"CABAKERSFIELD"]
[93221,"CAFRESNO"]
[93222,"CABAKERSFIELD"]
[93223,"CAFRESNO"]
[93224,"CABAKERSFIELD"]
[93227,"CAFRESNO"]
[93238,"CABAKERSFIELD"]
[93239,"CAFRESNO"]
[93240,"CABAKERSFIELD"]
[93242,"CAFRESNO"]
[93243,"CABAKERSFIELD"]
[93244,"CAFRESNO"]
[93249,"CABAKERSFIELD"]
[93254,"CASANTA_MARIA"]
[93255,"CABAKERSFIELD"]
[93262,"CAFRESNO"]
[93263,"CABAKERSFIELD"]
[93266,"CAFRESNO"]
[93267,"CABAKERSFIELD"]
[93271,"CAFRESNO"]
[93272,"CABAKERSFIELD"]
[93274,"CAFRESNO"]
[93276,"CABAKERSFIELD"]
[93277,"CAFRESNO"]
[93280,"CABAKERSFIELD"]
[93282,"CAFRESNO"]
[93283,"CABAKERSFIELD"]
[93286,"CAFRESNO"]
[93287,"CABAKERSFIELD"]
[93291,"CAFRESNO"]
[93301,"CABAKERSFIELD"]
[93401,"CASANTA_MARIA"]
[93501,"CABAKERSFIELD"]
[93510,"CALOS_ANGELES"]
[93512,"NVTONOPAH"]
[93513,"CAFRESNO"]
[93516,"CADAGGETT"]
[93517,"NVRENO"]
[93518,"CABAKERSFIELD"]
[93523,"CADAGGETT"]
[93526,"CAFRESNO"]
[93527,"CABAKERSFIELD"]
[93528,"CADAGGETT"]
[93529,"CAFRESNO"]
[93530,"CABAKERSFIELD"]
[93532,"CALOS_ANGELES"]
[93535,"CADAGGETT"]
[93536,"CALOS_ANGELES"]
[93541,"CAFRESNO"]
[93542,"CABAKERSFIELD"]
[93543,"CALOS_ANGELES"]
[93544,"CALONG_BEACH"]
[93545,"CAFRESNO"]
[93549,"CABAKERSFIELD"]
[93550,"CALOS_ANGELES"]
[93553,"CALONG_BEACH"]
[93554,"CADAGGETT"]
[93560,"CABAKERSFIELD"]
[93562,"CADAGGETT"]
[93563,"CALONG_BEACH"]
[93581,"CABAKERSFIELD"]
[93584,"CALOS_ANGELES"]
[93592,"CADAGGETT"]
[93599,"CALOS_ANGELES"]
[93601,"CAFRESNO"]
[93901,"CASAN_FRANCISCO"]
[93920,"CASANTA_MARIA"]
[93921,"CASAN_FRANCISCO"]
[93927,"CAFRESNO"]
[93928,"CASANTA_MARIA"]
[93930,"CAFRESNO"]
[93932,"CASANTA_MARIA"]
[93933,"CASAN_FRANCISCO"]
[93954,"CAFRESNO"]
[93955,"CASAN_FRANCISCO"]
[93960,"CAFRESNO"]
[93962,"CASAN_FRANCISCO"]
[94203,"CASACRAMENTO"]
[94301,"CASAN_FRANCISCO"]
[94508,"CASACRAMENTO"]
[94510,"CASAN_FRANCISCO"]
[94511,"CASACRAMENTO"]
[94516,"CASAN_FRANCISCO"]
[94531,"CASACRAMENTO"]
[94536,"CASAN_FRANCISCO"]
[94548,"CASACRAMENTO"]
[94549,"CASAN_FRANCISCO"]
[94558,"CASACRAMENTO"]
[94560,"CASAN_FRANCISCO"]
[94561,"CASACRAMENTO"]
[94563,"CASAN_FRANCISCO"]
[94567,"CASACRAMENTO"]
[94568,"CASAN_FRANCISCO"]
[94571,"CASACRAMENTO"]
[94572,"CASAN_FRANCISCO"]
[94573,"CASACRAMENTO"]
[94575,"CASAN_FRANCISCO"]
[94576,"CASACRAMENTO"]
[94577,"CASAN_FRANCISCO"]
[94581,"CASACRAMENTO"]
[94582,"CASAN_FRANCISCO"]
[94585,"CASACRAMENTO"]
[94586,"CASAN_FRANCISCO"]
[94599,"CASACRAMENTO"]
[94601,"CASAN_FRANCISCO"]
[95201,"CASACRAMENTO"]
[95301,"CAFRESNO"]
[95304,"CASACRAMENTO"]
[95305,"CAFRESNO"]
[95307,"CASACRAMENTO"]
[95311,"CAFRESNO"]
[95313,"CASAN_FRANCISCO"]
[95314,"NVRENO"]
[95315,"CAFRESNO"]
[95316,"CASACRAMENTO"]
[95317,"CAFRESNO"]
[95319,"CASACRAMENTO"]
[95321,"CAFRESNO"]
[95323,"CASACRAMENTO"]
[95324,"CAFRESNO"]
[95326,"CASACRAMENTO"]
[95329,"CAFRESNO"]
[95330,"CASACRAMENTO"]
[95333,"CAFRESNO"]
[95335,"CASACRAMENTO"]
[95338,"CAFRESNO"]
[95346,"CASACRAMENTO"]
[95347,"CAFRESNO"]
[95350,"CASACRAMENTO"]
[95360,"CASAN_FRANCISCO"]
[95361,"CASACRAMENTO"]
[95363,"CASAN_FRANCISCO"]
[95364,"CASACRAMENTO"]
[95365,"CAFRESNO"]
[95366,"CASACRAMENTO"]
[95369,"CAFRESNO"]
[95370,"CASACRAMENTO"]
[95374,"CAFRESNO"]
[95375,"CASACRAMENTO"]
[95376,"CASAN_FRANCISCO"]
[95379,"CASACRAMENTO"]
[95385,"CASAN_FRANCISCO"]
[95386,"CASACRAMENTO"]
[95387,"CASAN_FRANCISCO"]
[95388,"CAFRESNO"]
[95390,"CASACRAMENTO"]
[95401,"CASAN_FRANCISCO"]
[95410,"CAARCATA"]
[95412,"CASAN_FRANCISCO"]
[95415,"CASACRAMENTO"]
[95416,"CASAN_FRANCISCO"]
[95417,"CAARCATA"]
[95418,"CASACRAMENTO"]
[95419,"CASAN_FRANCISCO"]
[95420,"CAARCATA"]
[95421,"CASAN_FRANCISCO"]
[95422,"CASACRAMENTO"]
[95427,"CAARCATA"]
[95430,"CASAN_FRANCISCO"]
[95432,"CASACRAMENTO"]
[95433,"CASAN_FRANCISCO"]
[95435,"CASACRAMENTO"]
[95436,"CASAN_FRANCISCO"]
[95437,"CAARCATA"]
[95439,"CASAN_FRANCISCO"]
[95441,"CASACRAMENTO"]
[95442,"CASAN_FRANCISCO"]
[95443,"CASACRAMENTO"]
[95444,"CASAN_FRANCISCO"]
[95448,"CASACRAMENTO"]
[95450,"CASAN_FRANCISCO"]
[95451,"CASACRAMENTO"]
[95452,"CASAN_FRANCISCO"]
[95453,"CASACRAMENTO"]
[95454,"CAARCATA"]
[95457,"CASACRAMENTO"]
[95459,"CASAN_FRANCISCO"]
[95460,"CAARCATA"]
[95461,"CASACRAMENTO"]
[95462,"CASAN_FRANCISCO"]
[95463,"CASACRAMENTO"]
[95465,"CASAN_FRANCISCO"]
[95466,"CASACRAMENTO"]
[95468,"CASAN_FRANCISCO"]
[95469,"CASACRAMENTO"]
[95471,"CASAN_FRANCISCO"]
[95481,"CASACRAMENTO"]
[95486,"CASAN_FRANCISCO"]
[95488,"CAARCATA"]
[95492,"CASAN_FRANCISCO"]
[95493,"CASACRAMENTO"]
[95497,"CASAN_FRANCISCO"]
[95501,"CAARCATA"]
[95601,"CASACRAMENTO"]
[95655,"CAFRESNO"]
[95656,"CASACRAMENTO"]
[95701,"NVRENO"]
[95703,"CASACRAMENTO"]
[95715,"NVRENO"]
[95717,"CASACRAMENTO"]
[95720,"NVRENO"]
[95722,"CASACRAMENTO"]
[95724,"NVRENO"]
[95726,"CASACRAMENTO"]
[95728,"NVRENO"]
[95736,"CASACRAMENTO"]
[95910,"NVRENO"]
[95912,"CASACRAMENTO"]
[95915,"NVRENO"]
[95916,"CASACRAMENTO"]
[95922,"NVRENO"]
[95924,"CASACRAMENTO"]
[95934,"NVRENO"]
[95935,"CASACRAMENTO"]
[95936,"NVRENO"]
[95937,"CASACRAMENTO"]
[95942,"NVRENO"]
[95943,"CASACRAMENTO"]
[95944,"NVRENO"]
[95945,"CASACRAMENTO"]
[95947,"NVRENO"]
[95948,"CASACRAMENTO"]
[95956,"NVRENO"]
[95957,"CASACRAMENTO"]
[95971,"NVRENO"]
[95972,"CASACRAMENTO"]
[95980,"NVRENO"]
[95982,"CASACRAMENTO"]
[95983,"NVRENO"]
[95987,"CASACRAMENTO"]
[96001,"CAARCATA"]
[96006,"ORMEDFORD"]
[96007,"CAARCATA"]
[96009,"ORMEDFORD"]
[96010,"CAARCATA"]
[96011,"ORMEDFORD"]
[96019,"CAARCATA"]
[96020,"NVRENO"]
[96021,"CASACRAMENTO"]
[96022,"CAARCATA"]
[96023,"ORMEDFORD"]
[96024,"CAARCATA"]
[96025,"ORMEDFORD"]
[96029,"CASACRAMENTO"]
[96031,"CAARCATA"]
[96032,"ORMEDFORD"]
[96033,"CAARCATA"]
[96034,"ORMEDFORD"]
[96035,"CASACRAMENTO"]
[96037,"ORMEDFORD"]
[96040,"NVRENO"]
[96041,"CAARCATA"]
[96044,"ORMEDFORD"]
[96046,"CAARCATA"]
[96050,"ORMEDFORD"]
[96051,"CAARCATA"]
[96053,"NVRENO"]
[96054,"ORMEDFORD"]
[96055,"CASACRAMENTO"]
[96056,"ORMEDFORD"]
[96059,"CAARCATA"]
[96061,"NVRENO"]
[96062,"CAARCATA"]
[96063,"NVRENO"]
[96064,"ORMEDFORD"]
[96065,"CAARCATA"]
[96067,"ORMEDFORD"]
[96069,"CAARCATA"]
[96071,"NVRENO"]
[96073,"CAARCATA"]
[96074,"CASACRAMENTO"]
[96075,"CAARCATA"]
[96078,"CASACRAMENTO"]
[96079,"CAARCATA"]
[96085,"ORMEDFORD"]
[96087,"CAARCATA"]
[96090,"CASACRAMENTO"]
[96091,"CAARCATA"]
[96092,"CASACRAMENTO"]
[96093,"CAARCATA"]
[96094,"ORMEDFORD"]
[96095,"CAARCATA"]
[96097,"ORMEDFORD"]
[96099,"CAARCATA"]
[96101,"ORMEDFORD"]
[96103,"NVRENO"]
[96104,"NVWINNEMUCCA"]
[96105,"NVRENO"]
[96108,"ORMEDFORD"]
[96109,"NVRENO"]
[96110,"NVWINNEMUCCA"]
[96111,"NVRENO"]
[96112,"ORBURNS"]
[96113,"NVRENO"]
[96115,"NVWINNEMUCCA"]
[96116,"NVRENO"]
[96134,"ORMEDFORD"]
[96135,"NVRENO"]
[96146,"CASACRAMENTO"]
[96148,"NVRENO"]
[96155,"CASACRAMENTO"]
[96156,"NVRENO"]
[96701,"HIHONOLULU"]
[96703,"HILIHUE"]
[96704,"HIHILO"]
[96705,"HILIHUE"]
[96706,"HIHONOLULU"]
[96708,"HIKAHULUI"]
[96709,"HIHONOLULU"]
[96710,"HIHILO"]
[96712,"HIHONOLULU"]
[96713,"HIKAHULUI"]
[96714,"HILIHUE"]
[96717,"HIHONOLULU"]
[96718,"HIHILO"]
[96719,"HIKAHULUI"]
[96720,"HIHILO"]
[96722,"HILIHUE"]
[96725,"HIHILO"]
[96729,"HIKAHULUI"]
[96730,"HIHONOLULU"]
[96732,"HIKAHULUI"]
[96734,"HIHONOLULU"]
[96737,"HIHILO"]
[96741,"HILIHUE"]
[96742,"HIKAHULUI"]
[96743,"HIHILO"]
[96744,"HIHONOLULU"]
[96745,"HIHILO"]
[96746,"HILIHUE"]
[96748,"HIKAHULUI"]
[96749,"HIHILO"]
[96751,"HILIHUE"]
[96753,"HIKAHULUI"]
[96754,"HILIHUE"]
[96755,"HIHILO"]
[96756,"HILIHUE"]
[96757,"HIKAHULUI"]
[96759,"HIHONOLULU"]
[96760,"HIHILO"]
[96761,"HIKAHULUI"]
[96762,"HIHONOLULU"]
[96763,"HIKAHULUI"]
[96764,"HIHILO"]
[96765,"HILIHUE"]
[96767,"HIKAHULUI"]
[96769,"HILIHUE"]
[96770,"HIHONOLULU"]
[96771,"HIHILO"]
[96779,"HIKAHULUI"]
[96780,"HIHILO"]
[96782,"HIHONOLULU"]
[96783,"HIHILO"]
[96784,"HIKAHULUI"]
[96785,"HIHILO"]
[96786,"HIHONOLULU"]
[96788,"HIKAHULUI"]
[96789,"HIHONOLULU"]
[96790,"HIKAHULUI"]
[96791,"HIHONOLULU"]
[96793,"HIKAHULUI"]
[96795,"HIHONOLULU"]
[96796,"HILIHUE"]
[96797,"HIHONOLULU"]
[96910,"PIGUAM"]
[97001,"ORREDMOND"]
[97002,"ORSALEM"]
[97004,"ORPORTLAND"]
[97016,"ORASTORIA"]
[97017,"ORPORTLAND"]
[97020,"ORSALEM"]
[97021,"ORPORTLAND"]
[97026,"ORSALEM"]
[97027,"ORPORTLAND"]
[97029,"ORREDMOND"]
[97030,"ORPORTLAND"]
[97032,"ORSALEM"]
[97033,"ORREDMOND"]
[97034,"ORPORTLAND"]
[97037,"ORREDMOND"]
[97038,"ORSALEM"]
[97039,"WAYAKIMA"]
[97040,"ORPORTLAND"]
[97050,"WAYAKIMA"]
[97051,"ORPORTLAND"]
[97057,"ORREDMOND"]
[97058,"ORPORTLAND"]
[97063,"ORREDMOND"]
[97064,"ORPORTLAND"]
[97065,"WAYAKIMA"]
[97067,"ORPORTLAND"]
[97071,"ORSALEM"]
[97075,"ORPORTLAND"]
[97101,"ORSALEM"]
[97102,"ORASTORIA"]
[97106,"ORPORTLAND"]
[97107,"ORASTORIA"]
[97108,"ORSALEM"]
[97109,"ORPORTLAND"]
[97110,"ORASTORIA"]
[97111,"ORSALEM"]
[97113,"ORPORTLAND"]
[97114,"ORSALEM"]
[97116,"ORPORTLAND"]
[97118,"ORASTORIA"]
[97119,"ORPORTLAND"]
[97121,"ORASTORIA"]
[97122,"ORSALEM"]
[97123,"ORPORTLAND"]
[97127,"ORSALEM"]
[97130,"ORASTORIA"]
[97132,"ORPORTLAND"]
[97134,"ORASTORIA"]
[97135,"ORSALEM"]
[97136,"ORASTORIA"]
[97137,"ORSALEM"]
[97138,"ORASTORIA"]
[97140,"ORPORTLAND"]
[97141,"ORASTORIA"]
[97144,"ORPORTLAND"]
[97145,"ORASTORIA"]
[97148,"ORSALEM"]
[97201,"ORPORTLAND"]
[97301,"ORSALEM"]
[97324,"OREUGENE"]
[97325,"ORSALEM"]
[97327,"OREUGENE"]
[97330,"ORSALEM"]
[97333,"OREUGENE"]
[97335,"ORSALEM"]
[97336,"OREUGENE"]
[97338,"ORSALEM"]
[97343,"OREUGENE"]
[97344,"ORSALEM"]
[97345,"OREUGENE"]
[97346,"ORSALEM"]
[97348,"OREUGENE"]
[97350,"ORSALEM"]
[97366,"OREUGENE"]
[97367,"ORSALEM"]
[97370,"OREUGENE"]
[97371,"ORSALEM"]
[97376,"OREUGENE"]
[97378,"ORSALEM"]
[97386,"OREUGENE"]
[97388,"ORSALEM"]
[97390,"OREUGENE"]
[97391,"ORSALEM"]
[97394,"OREUGENE"]
[97396,"ORSALEM"]
[97401,"OREUGENE"]
[97406,"ORNORTH_BEND"]
[97408,"OREUGENE"]
[97410,"ORMEDFORD"]
[97411,"ORNORTH_BEND"]
[97412,"OREUGENE"]
[97414,"ORNORTH_BEND"]
[97415,"ORMEDFORD"]
[97416,"ORNORTH_BEND"]
[97417,"ORMEDFORD"]
[97419,"OREUGENE"]
[97420,"ORNORTH_BEND"]
[97424,"OREUGENE"]
[97425,"ORREDMOND"]
[97426,"OREUGENE"]
[97429,"ORMEDFORD"]
[97430,"OREUGENE"]
[97432,"ORNORTH_BEND"]
[97434,"OREUGENE"]
[97436,"ORNORTH_BEND"]
[97437,"OREUGENE"]
[97439,"ORNORTH_BEND"]
[97440,"OREUGENE"]
[97441,"ORNORTH_BEND"]
[97442,"ORMEDFORD"]
[97443,"ORNORTH_BEND"]
[97446,"OREUGENE"]
[97449,"ORNORTH_BEND"]
[97451,"OREUGENE"]
[97457,"ORMEDFORD"]
[97458,"ORNORTH_BEND"]
[97461,"OREUGENE"]
[97462,"ORNORTH_BEND"]
[97463,"OREUGENE"]
[97464,"ORNORTH_BEND"]
[97469,"ORMEDFORD"]
[97470,"ORNORTH_BEND"]
[97472,"OREUGENE"]
[97473,"ORNORTH_BEND"]
[97477,"OREUGENE"]
[97479,"ORNORTH_BEND"]
[97480,"OREUGENE"]
[97481,"ORNORTH_BEND"]
[97482,"OREUGENE"]
[97484,"ORMEDFORD"]
[97486,"ORNORTH_BEND"]
[97487,"OREUGENE"]
[97491,"ORNORTH_BEND"]
[97492,"OREUGENE"]
[97493,"ORNORTH_BEND"]
[97497,"ORMEDFORD"]
[97498,"OREUGENE"]
[97501,"ORMEDFORD"]
[97620,"ORBURNS"]
[97621,"ORMEDFORD"]
[97630,"ORBURNS"]
[97632,"ORMEDFORD"]
[97635,"ORBURNS"]
[97638,"ORREDMOND"]
[97639,"ORMEDFORD"]
[97640,"ORREDMOND"]
[97710,"ORBURNS"]
[97711,"ORREDMOND"]
[97720,"ORBURNS"]
[97730,"ORREDMOND"]
[97731,"ORMEDFORD"]
[97732,"ORBURNS"]
[97733,"ORREDMOND"]
[97736,"ORBURNS"]
[97737,"ORREDMOND"]
[97738,"ORBURNS"]
[97739,"ORREDMOND"]
[97740,"ORBURNS"]
[97741,"ORREDMOND"]
[97751,"ORBURNS"]
[97752,"ORREDMOND"]
[97758,"ORBURNS"]
[97759,"ORREDMOND"]
[97801,"ORPENDLETON"]
[97812,"WAYAKIMA"]
[97813,"ORPENDLETON"]
[97817,"ORBURNS"]
[97818,"ORPENDLETON"]
[97819,"ORBURNS"]
[97821,"ORPENDLETON"]
[97825,"ORBURNS"]
[97826,"ORPENDLETON"]
[97830,"ORREDMOND"]
[97831,"ORPENDLETON"]
[97834,"IDBOISE"]
[97835,"ORPENDLETON"]
[97837,"ORBURNS"]
[97838,"ORPENDLETON"]
[97840,"IDBOISE"]
[97841,"ORPENDLETON"]
[97845,"ORBURNS"]
[97846,"ORPENDLETON"]
[97861,"WAYAKIMA"]
[97862,"ORPENDLETON"]
[97865,"ORBURNS"]
[97867,"ORPENDLETON"]
[97869,"ORBURNS"]
[97870,"IDBOISE"]
[97872,"ORPENDLETON"]
[97873,"ORBURNS"]
[97874,"ORPENDLETON"]
[97884,"ORBURNS"]
[97885,"ORPENDLETON"]
[97901,"IDBOISE"]
[97904,"ORBURNS"]
[97905,"IDBOISE"]
[97908,"ORBURNS"]
[97909,"IDBOISE"]
[97910,"ORBURNS"]
[97913,"IDBOISE"]
[97917,"ORBURNS"]
[97918,"IDBOISE"]
[97920,"ORBURNS"]
[98001,"WASEATTLE"]
[98243,"WAQUILLAYUTE"]
[98244,"WASEATTLE"]
[98250,"WAQUILLAYUTE"]
[98251,"WASEATTLE"]
[98281,"WAQUILLAYUTE"]
[98283,"WASEATTLE"]
[98297,"WAQUILLAYUTE"]
[98303,"WAOLYMPIA"]
[98305,"WAQUILLAYUTE"]
[98310,"WASEATTLE"]
[98326,"WAQUILLAYUTE"]
[98327,"WAOLYMPIA"]
[98329,"WASEATTLE"]
[98330,"WAOLYMPIA"]
[98331,"WAQUILLAYUTE"]
[98332,"WASEATTLE"]
[98336,"WAOLYMPIA"]
[98337,"WASEATTLE"]
[98343,"WAQUILLAYUTE"]
[98344,"WAOLYMPIA"]
[98345,"WASEATTLE"]
[98348,"WAOLYMPIA"]
[98350,"WAQUILLAYUTE"]
[98351,"WAOLYMPIA"]
[98352,"WASEATTLE"]
[98355,"WAOLYMPIA"]
[98357,"WAQUILLAYUTE"]
[98358,"WASEATTLE"]
[98361,"WAYAKIMA"]
[98362,"WAQUILLAYUTE"]
[98364,"WASEATTLE"]
[98377,"WAOLYMPIA"]
[98378,"WASEATTLE"]
[98381,"WAQUILLAYUTE"]
[98382,"WASEATTLE"]
[98387,"WAOLYMPIA"]
[98390,"WASEATTLE"]
[98398,"WAOLYMPIA"]
[98401,"WASEATTLE"]
[98433,"WAOLYMPIA"]
[98434,"WASEATTLE"]
[98439,"WAOLYMPIA"]
[98442,"WASEATTLE"]
[98498,"WAOLYMPIA"]
[98499,"WASEATTLE"]
[98501,"WAOLYMPIA"]
[98524,"WASEATTLE"]
[98526,"WAQUILLAYUTE"]
[98527,"ORASTORIA"]
[98528,"WASEATTLE"]
[98530,"WAOLYMPIA"]
[98547,"ORASTORIA"]
[98548,"WAOLYMPIA"]
[98552,"WAQUILLAYUTE"]
[98554,"ORASTORIA"]
[98555,"WASEATTLE"]
[98556,"WAOLYMPIA"]
[98561,"ORASTORIA"]
[98562,"WAQUILLAYUTE"]
[98563,"WAOLYMPIA"]
[98566,"WAQUILLAYUTE"]
[98568,"WAOLYMPIA"]
[98571,"WAQUILLAYUTE"]
[98572,"WAOLYMPIA"]
[98575,"WAQUILLAYUTE"]
[98576,"WAOLYMPIA"]
[98577,"ORASTORIA"]
[98579,"WAOLYMPIA"]
[98586,"ORASTORIA"]
[98587,"WAQUILLAYUTE"]
[98588,"WAOLYMPIA"]
[98590,"ORASTORIA"]
[98591,"WAOLYMPIA"]
[98595,"ORASTORIA"]
[98596,"WAOLYMPIA"]
[98601,"ORPORTLAND"]
[98602,"WAYAKIMA"]
[98603,"ORPORTLAND"]
[98611,"WAOLYMPIA"]
[98612,"ORASTORIA"]
[98613,"WAYAKIMA"]
[98614,"ORASTORIA"]
[98616,"ORPORTLAND"]
[98619,"WAYAKIMA"]
[98621,"ORASTORIA"]
[98622,"ORPORTLAND"]
[98624,"ORASTORIA"]
[98625,"ORPORTLAND"]
[98628,"WAYAKIMA"]
[98629,"ORPORTLAND"]
[98631,"ORASTORIA"]
[98632,"ORPORTLAND"]
[98635,"WAYAKIMA"]
[98637,"ORASTORIA"]
[98639,"ORPORTLAND"]
[98640,"ORASTORIA"]
[98642,"ORPORTLAND"]
[98643,"ORASTORIA"]
[98645,"WAOLYMPIA"]
[98647,"ORASTORIA"]
[98648,"ORPORTLAND"]
[98649,"WAOLYMPIA"]
[98650,"WAYAKIMA"]
[98651,"ORPORTLAND"]
[98670,"WAYAKIMA"]
[98671,"ORPORTLAND"]
[98673,"WAYAKIMA"]
[98674,"ORPORTLAND"]
[98801,"WAYAKIMA"]
[98812,"WASPOKANE"]
[98814,"WASEATTLE"]
[98815,"WAYAKIMA"]
[98819,"WASPOKANE"]
[98821,"WAYAKIMA"]
[98827,"WASPOKANE"]
[98828,"WAYAKIMA"]
[98829,"WASPOKANE"]
[98830,"WAYAKIMA"]
[98832,"WASPOKANE"]
[98833,"WASEATTLE"]
[98834,"WAYAKIMA"]
[98840,"WASPOKANE"]
[98843,"WAYAKIMA"]
[98844,"WASPOKANE"]
[98845,"WAYAKIMA"]
[98849,"WASPOKANE"]
[98850,"WAYAKIMA"]
[98852,"WASEATTLE"]
[98853,"WAYAKIMA"]
[98855,"WASPOKANE"]
[98856,"WASEATTLE"]
[98857,"WAYAKIMA"]
[98859,"WASPOKANE"]
[98862,"WASEATTLE"]
[98901,"WAYAKIMA"]
[98925,"WASEATTLE"]
[98926,"WAYAKIMA"]
[99001,"WASPOKANE"]
[99301,"ORPENDLETON"]
[99321,"WAYAKIMA"]
[99323,"ORPENDLETON"]
[99333,"WASPOKANE"]
[99335,"ORPENDLETON"]
[99341,"WASPOKANE"]
[99343,"ORPENDLETON"]
[99344,"WAYAKIMA"]
[99345,"ORPENDLETON"]
[99347,"WASPOKANE"]
[99348,"ORPENDLETON"]
[99349,"WAYAKIMA"]
[99352,"ORPENDLETON"]
[99356,"WAYAKIMA"]
[99359,"ORPENDLETON"]
[99371,"WASPOKANE"]
[99401,"ORPENDLETON"]
[99402,"WASPOKANE"]
[99501,"AKANCHORAGE"]
[99547,"AKST_PAUL_IS"]
[99548,"AKKING_SALMON"]
[99550,"AKKODIAK"]
[99551,"AKBETHEL"]
[99553,"AKCOLD_BAY"]
[99554,"AKNOME"]
[99555,"AKKING_SALMON"]
[99556,"AKANCHORAGE"]
[99557,"AKBETHEL"]
[99564,"AKKING_SALMON"]
[99566,"AKGULKANA"]
[99567,"AKANCHORAGE"]
[99569,"AKKING_SALMON"]
[99571,"AKCOLD_BAY"]
[99572,"AKANCHORAGE"]
[99573,"AKGULKANA"]
[99575,"AKMCGRATH"]
[99576,"AKKING_SALMON"]
[99577,"AKANCHORAGE"]
[99578,"AKBETHEL"]
[99579,"AKKING_SALMON"]
[99581,"AKNOME"]
[99583,"AKCOLD_BAY"]
[99584,"AKMCGRATH"]
[99585,"AKBETHEL"]
[99586,"AKGULKANA"]
[99587,"AKANCHORAGE"]
[99588,"AKGULKANA"]
[99589,"AKBETHEL"]
[99590,"AKMCGRATH"]
[99591,"AKST_PAUL_IS"]
[99599,"AKANCHORAGE"]
[99602,"AKBETHEL"]
[99603,"AKANCHORAGE"]
[99604,"AKBETHEL"]
[99605,"AKANCHORAGE"]
[99606,"AKKING_SALMON"]
[99607,"AKBETHEL"]
[99608,"AKKODIAK"]
[99609,"AKBETHEL"]
[99610,"AKANCHORAGE"]
[99612,"AKCOLD_BAY"]
[99613,"AKKING_SALMON"]
[99614,"AKBETHEL"]
[99615,"AKKODIAK"]
[99620,"AKNOME"]
[99621,"AKBETHEL"]
[99624,"AKKODIAK"]
[99625,"AKKING_SALMON"]
[99626,"AKBETHEL"]
[99627,"AKMCGRATH"]
[99628,"AKKING_SALMON"]
[99630,"AKBETHEL"]
[99631,"AKANCHORAGE"]
[99632,"AKBETHEL"]
[99633,"AKKING_SALMON"]
[99634,"AKBETHEL"]
[99635,"AKANCHORAGE"]
[99636,"AKKING_SALMON"]
[99637,"AKBETHEL"]
[99638,"AKCOLD_BAY"]
[99639,"AKANCHORAGE"]
[99640,"AKKING_SALMON"]
[99641,"AKBETHEL"]
[99643,"AKKODIAK"]
[99645,"AKANCHORAGE"]
[99647,"AKKING_SALMON"]
[99648,"AKCOLD_BAY"]
[99649,"AKKING_SALMON"]
[99650,"AKBETHEL"]
[99652,"AKANCHORAGE"]
[99653,"AKKING_SALMON"]
[99654,"AKANCHORAGE"]
[99655,"AKBETHEL"]
[99656,"AKMCGRATH"]
[99657,"AKBETHEL"]
[99659,"AKNOME"]
[99660,"AKST_PAUL_IS"]
[99661,"AKCOLD_BAY"]
[99662,"AKBETHEL"]
[99663,"AKKODIAK"]
[99664,"AKANCHORAGE"]
[99665,"AKMCGRATH"]
[99666,"AKNOME"]
[99667,"AKTALKEETNA"]
[99668,"AKMCGRATH"]
[99669,"AKANCHORAGE"]
[99670,"AKKING_SALMON"]
[99671,"AKNOME"]
[99672,"AKANCHORAGE"]
[99674,"AKTALKEETNA"]
[99675,"AKMCGRATH"]
[99676,"AKTALKEETNA"]
[99677,"AKGULKANA"]
[99678,"AKBETHEL"]
[99682,"AKANCHORAGE"]
[99683,"AKTALKEETNA"]
[99684,"AKNOME"]
[99685,"AKCOLD_BAY"]
[99686,"AKGULKANA"]
[99687,"AKANCHORAGE"]
[99688,"AKTALKEETNA"]
[99689,"AKYAKUTAT"]
[99690,"AKBETHEL"]
[99691,"AKMCGRATH"]
[99692,"AKCOLD_BAY"]
[99693,"AKANCHORAGE"]
[99697,"AKKODIAK"]
[99701,"AKFAIRBANKS"]
[99720,"AKBETTLES"]
[99723,"AKBARROW"]
[99724,"AKFAIRBANKS"]
[99726,"AKBETTLES"]
[99727,"AKKOTZEBUE"]
[99729,"AKTALKEETNA"]
[99730,"AKFAIRBANKS"]
[99732,"AKBIG_DELTA"]
[99733,"AKFAIRBANKS"]
[99734,"AKBARROW"]
[99736,"AKKOTZEBUE"]
[99737,"AKBIG_DELTA"]
[99739,"AKNOME"]
[99740,"AKFAIRBANKS"]
[99741,"AKMCGRATH"]
[99742,"AKNOME"]
[99743,"AKFAIRBANKS"]
[99745,"AKBETTLES"]
[99748,"AKMCGRATH"]
[99749,"AKKOTZEBUE"]
[99751,"AKBETTLES"]
[99752,"AKKOTZEBUE"]
[99753,"AKNOME"]
[99754,"AKMCGRATH"]
[99755,"AKFAIRBANKS"]
[99757,"AKMCGRATH"]
[99758,"AKFAIRBANKS"]
[99759,"AKBARROW"]
[99760,"AKFAIRBANKS"]
[99761,"AKKOTZEBUE"]
[99762,"AKNOME"]
[99763,"AKKOTZEBUE"]
[99764,"AKGULKANA"]
[99765,"AKMCGRATH"]
[99766,"AKKOTZEBUE"]
[99767,"AKFAIRBANKS"]
[99768,"AKMCGRATH"]
[99769,"AKNOME"]
[99770,"AKKOTZEBUE"]
[99771,"AKNOME"]
[99772,"AKKOTZEBUE"]
[99774,"AKFAIRBANKS"]
[99776,"AKBIG_DELTA"]
[99777,"AKBETTLES"]
[99778,"AKNOME"]
[99779,"AKBIG_DELTA"]
[99781,"AKBETTLES"]
[99782,"AKBARROW"]
[99783,"AKNOME"]
[99786,"AKKOTZEBUE"]
[99788,"AKFAIRBANKS"]
[99789,"AKBARROW"]
[99790,"AKFAIRBANKS"]
[99791,"AKBARROW"]
[99801,"AKYAKUTAT"]
[99820,"AKANNETTE"]
[99821,"AKYAKUTAT"]
[99830,"AKANNETTE"]
[99832,"AKYAKUTAT"]
[99833,"AKANNETTE"]
[99840,"AKYAKUTAT"]
[99901,"AKANNETTE"]

{"sheet":"WS_hfactors","index":36,"n_rows":241,"n_cols":7,"rows_kept":241,"cut":false,"hidden":true,"merged":[]}
[null,2,3,4,5,6,7]
["station","Hnfactor","Hdmultpcfm","Hdmult","Hheightexp","Hexposemult","Hcondhours"]
["AKANCHORAGE",22.42,1.0755110000000001,1.177,0.45,1.2010000000000001,7861]
["AKANNETTE",23.03,1.0859209999999999,1.147,0.41499999999999998,1.319,8009]
["AKBARROW",16.29,1.078354,1.1279999999999999,0.432,1.266,8760]
["AKBETHEL",18.22,1.0857520000000001,1.224,0.41099999999999998,1.337,8287]
["AKBETTLES",19.5,1.076916,1.2250000000000001,0.46500000000000002,1.147,7756]
["AKBIG_DELTA",19.04,1.089288,1.236,0.439,1.236,7593]
["AKCOLD_BAY",16.86,1.081906,1.1080000000000001,0.36299999999999999,1.4790000000000001,8733]
["AKFAIRBANKS",20.3,1.079307,1.228,0.47299999999999998,1.1140000000000001,7245]
["AKGULKANA",20.57,1.075026,1.181,0.46200000000000002,1.1459999999999999,7981]
["AKKING_SALMON",19.829999999999998,1.0757920000000001,1.173,0.42,1.3049999999999999,8272]
["AKKODIAK",21.33,1.0763959999999999,1.169,0.41199999999999998,1.3280000000000001,8419]
["AKKOTZEBUE",16.829999999999998,1.0808390000000001,1.169,0.41,1.3340000000000001,8515]
["AKMCGRATH",20.97,1.0723419999999999,1.234,0.47099999999999997,1.121,7883]
["AKNOME",18.86,1.067742,1.1559999999999999,0.42699999999999999,1.2809999999999999,8550]
["AKST_PAUL_IS",16.350000000000001,1.070397,1.115,0.36799999999999999,1.466,8760]
["AKTALKEETNA",22.57,1.0728329999999999,1.21,0.46800000000000003,1.135,7864]
["AKYAKUTAT",23.81,1.0619510000000001,1.1479999999999999,0.45100000000000001,1.1970000000000001,8602]
["ALBIRMINGHAM",24.9,1.1164970000000001,1.19,0.437,1.2450000000000001,2993]
["ALHUNTSVILLE",23.11,1.1004799999999999,1.19,0.42499999999999999,1.29,3487]
["ALMOBILE",24.56,1.1822839999999999,1.244,0.41799999999999998,1.3120000000000001,2021]
["ALMONTGOMERY",25.6,1.1786449999999999,1.2589999999999999,0.435,1.2529999999999999,2439]
["ARFORT_SMITH",23.91,1.1546430000000001,1.2290000000000001,0.437,1.248,3325]
["ARLITTLE_ROCK",23.82,1.138366,1.2150000000000001,0.42899999999999999,1.278,3330]
["AZFLAGSTAFF",22.9,1.101936,1.1759999999999999,0.44800000000000001,1.206,6076]
["AZPHOENIX",28.69,1.2793749999999999,1.3720000000000001,0.45100000000000001,1.2010000000000001,1616]
["AZPRESCOTT",23.51,1.1659790000000001,1.2250000000000001,0.439,1.242,4282]
["AZTUCSON",25.51,1.328973,1.389,0.42799999999999999,1.2789999999999999,1949]
["CAARCATA",27.91,1.110244,1.1559999999999999,0.436,1.2490000000000001,7909]
["CABAKERSFIELD",28.94,1.198815,1.2529999999999999,0.45500000000000002,1.1819999999999999,2926]
["CADAGGETT",24.83,1.3314649999999999,1.359,0.41599999999999998,1.3120000000000001,2419]
["CAFRESNO",27.44,1.1823630000000001,1.2330000000000001,0.45100000000000001,1.198,3266]
["CALONG_BEACH",31.93,1.388584,1.4379999999999999,0.45300000000000001,1.1870000000000001,2094]
["CALOS_ANGELES",28.73,1.259514,1.2729999999999999,0.41199999999999998,1.3320000000000001,2111]
["CASACRAMENTO",27.32,1.196545,1.232,0.44400000000000001,1.2190000000000001,3807]
["CASAN_DIEGO",31.04,1.2795719999999999,1.2969999999999999,0.43,1.27,1475]
["CASAN_FRANCISCO",25.65,1.1791750000000001,1.17,0.40200000000000002,1.357,5058]
["CASANTA_MARIA",27.49,1.3421540000000001,1.3680000000000001,0.435,1.248,4445]
["COALAMOSA",21.19,1.124962,1.1990000000000001,0.44600000000000001,1.212,6212]
["COBOULDER",22.61,1.1322490000000001,1.2070000000000001,0.442,1.2290000000000001,5123]
["COCOLORADO_SPRINGS",21.21,1.1171180000000001,1.1910000000000001,0.42399999999999999,1.2909999999999999,5465]
["COEAGLE",22.4,1.1349020000000001,1.21,0.46200000000000002,1.1519999999999999,6139]
["COGRAND_JUNCTION",23.44,1.1293800000000001,1.2010000000000001,0.45900000000000002,1.17,4684]
["COPUEBLO",22.24,1.1524160000000001,1.206,0.439,1.2350000000000001,4465]
["CTBRIDGEPORT",19.760000000000002,1.0783069999999999,1.1399999999999999,0.39300000000000002,1.3939999999999999,5144]
["CTHARTFORD",21.79,1.0732619999999999,1.1579999999999999,0.432,1.264,5030]
["DEWILMINGTON",21.88,1.0869629999999999,1.151,0.41899999999999998,1.3089999999999999,4681]
["FLDAYTONA_BEACH",26.65,1.233733,1.2909999999999999,0.42099999999999999,1.2989999999999999,1181]
["FLJACKSONVILLE",25.25,1.188086,1.236,0.42,1.302,1812]
["FLKEY_WEST",24.24,1.21875,1.1970000000000001,0.34899999999999998,1.5209999999999999,110]
["FLMIAMI",25.77,1.265625,1.3120000000000001,0.39600000000000002,1.385,134]
["FLTALLAHASSEE",26.78,1.1945760000000001,1.292,0.45,1.2,1974]
["FLTAMPA",25.31,1.2502070000000001,1.2669999999999999,0.41,1.333,914]
["FLWEST_PALM_BEACH",24.06,1.1488229999999999,1.1419999999999999,0.4,1.3720000000000001,246]
["GAATHENS",25,1.166283,1.2669999999999999,0.433,1.264,3177]
["GAATLANTA",23.36,1.1355459999999999,1.224,0.41799999999999998,1.3149999999999999,3348]
["GAAUGUSTA",24.86,1.184215,1.258,0.443,1.2250000000000001,3063]
["GACOLUMBUS",25.42,1.1679250000000001,1.246,0.433,1.264,2693]
["GAMACON",25.06,1.2056150000000001,1.288,0.433,1.262,2728]
["GASAVANNAH",24.69,1.1762319999999999,1.252,0.42599999999999999,1.2869999999999999,2256]
["HIHILO",1000,0,0,0,0,0]
["HIHONOLULU",1000,0,0,0,0,0]
["HIKAHULUI",1000,0,0,0,0,0]
["HILIHUE",1000,0,0,0,0,0]
["IADES_MOINES",19.98,1.0896049999999999,1.171,0.41699999999999998,1.3149999999999999,4880]
["IAMASON_CITY",18.89,1.0871470000000001,1.18,0.41299999999999998,1.329,5524]
["IASIOUX_CITY",19.760000000000002,1.105618,1.1839999999999999,0.42,1.3049999999999999,4850]
["IAWATERLOO",19.57,1.0952999999999999,1.1839999999999999,0.41499999999999998,1.323,5289]
["IDBOISE",22.7,1.1037300000000001,1.1539999999999999,0.434,1.258,5466]
["IDPOCATELLO",20.2,1.0881879999999999,1.1279999999999999,0.41499999999999998,1.3160000000000001,5808]
["ILCHICAGO",20.32,1.0842290000000001,1.147,0.41599999999999998,1.321,5106]
["ILMOLINE",20.239999999999998,1.082041,1.157,0.41599999999999998,1.319,4890]
["ILPEORIA",20.47,1.085159,1.155,0.42199999999999999,1.302,4809]
["ILROCKFORD",20.170000000000002,1.0827929999999999,1.165,0.41699999999999998,1.319,5287]
["ILSPRINGFIELD",19.78,1.082921,1.1499999999999999,0.41,1.341,4575]
["INEVANSVILLE",22.65,1.0913189999999999,1.1830000000000001,0.433,1.262,4256]
["INFORT_WAYNE",20.39,1.08361,1.1579999999999999,0.41799999999999998,1.3140000000000001,4951]
["ININDIANAPOLIS",21.27,1.0911979999999999,1.177,0.42599999999999999,1.2889999999999999,4595]
["INSOUTH_BEND",20.62,1.080328,1.1499999999999999,0.41499999999999998,1.3240000000000001,5194]
["KSDODGE_CITY",19.260000000000002,1.1404289999999999,1.2030000000000001,0.40200000000000002,1.365,4341]
["KSGOODLAND",19.13,1.118363,1.1819999999999999,0.39900000000000002,1.3759999999999999,5088]
["KSTOPEKA",21.21,1.105888,1.1830000000000001,0.42699999999999999,1.28,4283]
["KSWICHITA",20.079999999999998,1.1175839999999999,1.1910000000000001,0.40500000000000003,1.3560000000000001,4242]
["KYCOVINGTON",21.7,1.095915,1.167,0.42699999999999999,1.284,4344]
["KYLEXINGTON",22.09,1.090743,1.167,0.42599999999999999,1.288,4406]
["KYLOUISVILLE",22.59,1.0989359999999999,1.181,0.42699999999999999,1.2829999999999999,4061]
["LABATON_ROUGE",25.83,1.1701330000000001,1.2569999999999999,0.43,1.272,2038]
["LALAKE_CHARLES",23.63,1.199371,1.278,0.40699999999999997,1.35,2064]
["LANEW_ORLEANS",25.04,1.1401699999999999,1.23,0.40799999999999997,1.345,1945]
["LASHREVEPORT",24.75,1.163851,1.226,0.42799999999999999,1.278,2572]
["MABOSTON",19.78,1.0880529999999999,1.153,0.39300000000000002,1.3939999999999999,5303]
["MAWORCHESTER",20.84,1.084924,1.163,0.41899999999999998,1.3089999999999999,5652]
["MDBALTIMORE",21.91,1.0831170000000001,1.143,0.42,1.3049999999999999,4499]
["MECARIBOU",19.8,1.077051,1.1839999999999999,0.42299999999999999,1.296,6609]
["MEPORTLAND",21.83,1.0632740000000001,1.1399999999999999,0.436,1.2509999999999999,5812]
["MIALPENA",21.54,1.0725169999999999,1.153,0.441,1.234,6164]
["MIDETROIT",20.74,1.0842069999999999,1.159,0.41599999999999998,1.321,5595]
["MIFLINT",20.79,1.0833980000000001,1.1679999999999999,0.42099999999999999,1.304,5529]
["MIGRAND_RAPIDS",20.79,1.079807,1.143,0.42399999999999999,1.294,5556]
["MIHOUGHTON",21.02,1.0667759999999999,1.1559999999999999,0.436,1.256,6130]
["MILANSING",20.440000000000001,1.0712390000000001,1.1479999999999999,0.42099999999999999,1.3029999999999999,5425]
["MIMUSKEGON",19.87,1.0754760000000001,1.143,0.41199999999999998,1.335,5431]
["MISAULT_STE_MARIE",21.23,1.080565,1.19,0.44,1.2410000000000001,6520]
["MITRAVERSE_CITY",21.06,1.067563,1.1479999999999999,0.432,1.266,5780]
["MNDULUTH",19.600000000000001,1.0751999999999999,1.1850000000000001,0.42399999999999999,1.294,6781]
["MNINTERNATIONAL_FALLS",20.12,1.071834,1.1830000000000001,0.44,1.2390000000000001,6513]
["MNMINNEAPOLIS",19.649999999999999,1.0731930000000001,1.161,0.42599999999999999,1.2849999999999999,5321]
["MNROCHESTER",18.079999999999998,1.0749629999999999,1.143,0.40200000000000002,1.365,5575]
["MNSAINT_CLOUD",20.91,1.0707390000000001,1.173,0.45,1.2010000000000001,5711]
["MOCOLUMBIA",20.73,1.1107739999999999,1.1850000000000001,0.41799999999999998,1.3169999999999999,4181]
["MOKANSAS_CITY",21.34,1.098341,1.1619999999999999,0.42299999999999999,1.3,4316]
["MOSPRINGFIELD",20.85,1.1034360000000001,1.17,0.41099999999999998,1.337,4084]
["MOST_LOUIS",20.87,1.1070519999999999,1.1950000000000001,0.41699999999999998,1.3180000000000001,4199]
["MSJACKSON",24.37,1.1474230000000001,1.216,0.42899999999999999,1.2729999999999999,2758]
["MSMERIDIAN",25.76,1.1824140000000001,1.2569999999999999,0.44900000000000001,1.2030000000000001,2829]
["MTBILLINGS",19.45,1.1002160000000001,1.179,0.40500000000000003,1.357,5586]
["MTCUT_BANK",18.66,1.084004,1.139,0.39800000000000002,1.37,6696]
["MTGLASGOW",19.59,1.0897399999999999,1.1819999999999999,0.42599999999999999,1.286,5810]
["MTGREAT_FALLS",18.71,1.082471,1.1359999999999999,0.39900000000000002,1.3680000000000001,5884]
["MTHELENA",22.02,1.110806,1.202,0.443,1.224,6172]
["MTKALISPELL",23.08,1.094128,1.179,0.45700000000000002,1.171,6575]
["MTLEWISTOWN",20.6,1.0958000000000001,1.17,0.42799999999999999,1.2749999999999999,6229]
["MTMILES_CITY",20.149999999999999,1.098743,1.1830000000000001,0.42399999999999999,1.29,5676]
["MTMISSOULA",22.81,1.1033189999999999,1.1859999999999999,0.45500000000000002,1.1779999999999999,6190]
["NCASHEVILLE",22.4,1.1261190000000001,1.214,0.42,1.3009999999999999,4409]
["NCCAPE_HATTERAS",22.06,1.0651889999999999,1.1180000000000001,0.38700000000000001,1.4119999999999999,3134]
["NCCHARLOTTE",24.97,1.09727,1.167,0.442,1.23,3521]
["NCGREENSBORO",24.08,1.0928450000000001,1.1850000000000001,0.44400000000000001,1.2250000000000001,3749]
["NCRALEIGH",24.25,1.119,1.2,0.435,1.256,3660]
["NCWILMINGTON",24.33,1.1295999999999999,1.1870000000000001,0.42799999999999999,1.278,2894]
["NDBISMARCK",19.64,1.0951070000000001,1.1830000000000001,0.42899999999999999,1.272,5790]
["NDFARGO",18.399999999999999,1.0832059999999999,1.177,0.41299999999999998,1.327,5844]
["NDMINOT",18.3,1.093288,1.177,0.41099999999999998,1.3380000000000001,5904]
["NEGRAND_ISLAND",19.28,1.110973,1.2030000000000001,0.41,1.341,4786]
["NENORFOLK",18.61,1.101275,1.1950000000000001,0.40300000000000002,1.359,5044]
["NENORTH_PLATTE",20.2,1.1347799999999999,1.1990000000000001,0.42599999999999999,1.2809999999999999,5138]
["NEOMAHA",19.93,1.098892,1.1890000000000001,0.41699999999999998,1.3169999999999999,4538]
["NESCOTTSBLUFF",20.14,1.137186,1.1859999999999999,0.41799999999999998,1.3069999999999999,5136]
["NHCONCORD",22.31,1.063885,1.159,0.45400000000000001,1.1850000000000001,5562]
["NJATLANTIC_CITY",21.39,1.0613699999999999,1.117,0.41299999999999998,1.3280000000000001,4745]
["NJNEWARK",21.29,1.088014,1.1679999999999999,0.41,1.3420000000000001,4751]
["NMALBUQUERQUE",22.86,1.146436,1.1970000000000001,0.43099999999999999,1.266,4269]
["NMTUCUMCARI",22.35,1.180299,1.2250000000000001,0.41899999999999998,1.3089999999999999,4059]
["NVELKO",23.19,1.120398,1.1970000000000001,0.46100000000000002,1.1599999999999999,5722]
["NVELY",20.97,1.110714,1.194,0.432,1.266,6137]
["NVLAS_VEGAS",25.96,1.1983239999999999,1.258,0.43099999999999999,1.2689999999999999,2934]
["NVRENO",24.16,1.1533519999999999,1.2090000000000001,0.45500000000000002,1.1739999999999999,5331]
["NVTONOPAH",21.59,1.143154,1.1930000000000001,0.42299999999999999,1.296,4865]
["NVWINNEMUCCA",22.82,1.106606,1.177,0.443,1.2270000000000001,5494]
["NYALBANY",20.99,1.0671569999999999,1.135,0.42899999999999999,1.276,5433]
["NYBINGHAMTON",20.72,1.0797270000000001,1.1639999999999999,0.42199999999999999,1.304,5850]
["NYBUFFALO",19.77,1.079607,1.1499999999999999,0.40600000000000003,1.3520000000000001,5343]
["NYMASSENA",20.97,1.0679399999999999,1.1659999999999999,0.439,1.2410000000000001,5887]
["NYNEW_YORK_CITY",20.62,1.0864499999999999,1.1679999999999999,0.39800000000000002,1.3819999999999999,4844]
["NYROCHESTER",20.64,1.0790979999999999,1.161,0.41899999999999998,1.3109999999999999,5361]
["NYSYRACUSE",21.19,1.0783860000000001,1.1639999999999999,0.42699999999999999,1.284,5547]
["OHAKRON",21.44,1.0916969999999999,1.1759999999999999,0.42499999999999999,1.2909999999999999,5115]
["OHCLEVELAND",20.97,1.0759639999999999,1.1459999999999999,0.41699999999999998,1.3180000000000001,5109]
["OHCOLUMBUS",22.32,1.0909880000000001,1.175,0.434,1.2609999999999999,4723]
["OHDAYTON",20.9,1.092589,1.167,0.41799999999999998,1.3129999999999999,4877]
["OHMANSFIELD",20.11,1.0741130000000001,1.145,0.41099999999999998,1.34,4974]
["OHTOLEDO",20.74,1.0750759999999999,1.1519999999999999,0.42299999999999999,1.2969999999999999,5211]
["OHYOUNGSTOWN",20.64,1.076489,1.169,0.41899999999999998,1.3129999999999999,5261]
["OKOKLAHOMA_CITY",20.67,1.1483300000000001,1.226,0.39900000000000002,1.3740000000000001,3739]
["OKTULSA",22.2,1.13472,1.2150000000000001,0.41699999999999998,1.3169999999999999,3722]
["ORASTORIA",24.76,1.083251,1.1240000000000001,0.41599999999999998,1.3180000000000001,6733]
["ORBURNS",23.22,1.1175759999999999,1.169,0.45100000000000001,1.198,6026]
["OREUGENE",25.58,1.1372549999999999,1.1879999999999999,0.436,1.252,5511]
["ORMEDFORD",26.44,1.1538619999999999,1.2090000000000001,0.46700000000000003,1.135,5112]
["ORNORTH_BEND",25.32,1.1316729999999999,1.143,0.40899999999999997,1.3420000000000001,6840]
["ORPENDLETON",23.23,1.1050169999999999,1.145,0.432,1.2629999999999999,5208]
["ORPORTLAND",24.45,1.121008,1.1779999999999999,0.42199999999999999,1.2969999999999999,5404]
["ORREDMOND",23.22,1.101796,1.1639999999999999,0.439,1.2390000000000001,6117]
["ORSALEM",25.06,1.112339,1.1579999999999999,0.434,1.256,5740]
["PAALLENTOWN",20.84,1.0854809999999999,1.1539999999999999,0.41799999999999998,1.31,4857]
["PABRADFORD",21.59,1.0728569999999999,1.1870000000000001,0.44,1.2410000000000001,6090]
["PAERIE",19.8,1.08005,1.1659999999999999,0.40600000000000003,1.3540000000000001,5416]
["PAHARRISBURG",22.88,1.09148,1.1659999999999999,0.437,1.2470000000000001,4877]
["PAPHILADELPHIA",21.42,1.0858559999999999,1.1479999999999999,0.41699999999999998,1.3160000000000001,4617]
["PAPITTSBURGH",21.7,1.07446,1.1559999999999999,0.42599999999999999,1.2869999999999999,5011]
["PAWILKES-BARRE",22.23,1.080559,1.165,0.441,1.2370000000000001,5303]
["PAWILLIAMSPORT",22.08,1.088524,1.177,0.435,1.2529999999999999,5017]
["PIGUAM",1000,0,0,0,0,0]
["PRSAN_JUAN",1000,0,0,0,0,0]
["RIPROVIDENCE",20.96,1.0840810000000001,1.1599999999999999,0.41,1.341,5318]
["SCCHARLESTON",24.39,1.165977,1.23,0.42099999999999999,1.302,2577]
["SCCOLUMBIA",25.49,1.1855169999999999,1.266,0.44700000000000001,1.2090000000000001,3008]
["SCGREENVILLE",25.59,1.121766,1.2090000000000001,0.44600000000000001,1.2170000000000001,3654]
["SDHURON",19.170000000000002,1.08853,1.17,0.42399999999999999,1.29,5308]
["SDPIERRE",19.28,1.1170249999999999,1.1919999999999999,0.41299999999999998,1.327,5338]
["SDRAPID_CITY",18.940000000000001,1.106436,1.1839999999999999,0.40300000000000002,1.353,5647]
["SDSIOUX_FALLS",19.12,1.0877950000000001,1.153,0.41699999999999998,1.3160000000000001,5372]
["TNBRISTOL",25.27,1.1279889999999999,1.238,0.45200000000000001,1.1910000000000001,4381]
["TNCHATTANOOGA",25.27,1.1388210000000001,1.216,0.45400000000000001,1.1850000000000001,3580]
["TNKNOXVILLE",24.45,1.11913,1.2,0.442,1.2290000000000001,3645]
["TNMEMPHIS",23.34,1.1018840000000001,1.179,0.42,1.3049999999999999,3265]
["TNNASHVILLE",22.8,1.0930009999999999,1.177,0.43,1.2729999999999999,3680]
["TXABILENE",21.56,1.1665840000000001,1.222,0.40300000000000002,1.363,2642]
["TXAMARILLO",19.309999999999999,1.1555500000000001,1.194,0.39300000000000002,1.391,4165]
["TXAUSTIN",23.45,1.1751799999999999,1.266,0.41299999999999998,1.3260000000000001,1916]
["TXBROWNSVILLE",24,1.2287840000000001,1.2909999999999999,0.39200000000000002,1.3979999999999999,925]
["TXCORPUS_CHRISTI",23.53,1.244734,1.278,0.39,1.399,1192]
["TXEL_PASO",24.9,1.1453519999999999,1.2010000000000001,0.43099999999999999,1.2649999999999999,2935]
["TXFORT_WORTH",23.98,1.1543620000000001,1.2310000000000001,0.41399999999999998,1.3260000000000001,2796]
["TXHOUSTON",24.58,1.1737569999999999,1.236,0.42499999999999999,1.2869999999999999,1793]
["TXLUBBOCK",21.19,1.1941550000000001,1.252,0.40500000000000003,1.3560000000000001,3441]
["TXLUFKIN",25.66,1.1892240000000001,1.2509999999999999,0.439,1.2390000000000001,2175]
["TXMIDLAND",22.32,1.1837899999999999,1.246,0.40899999999999997,1.339,2966]
["TXPORT_ARTHUR",23.91,1.1542159999999999,1.216,0.40200000000000002,1.367,2006]
["TXSAN_ANGELO",22.66,1.1637280000000001,1.224,0.41699999999999998,1.3140000000000001,2726]
["TXSAN_ANTONIO",24.84,1.1447080000000001,1.2330000000000001,0.42599999999999999,1.2849999999999999,1928]
["TXVICTORIA",23.88,1.2218910000000001,1.3029999999999999,0.40300000000000002,1.359,1449]
["TXWACO",23.15,1.1644969999999999,1.24,0.40899999999999997,1.343,2405]
["TXWICHITA_FALLS",21.2,1.159986,1.2230000000000001,0.4,1.369,3156]
["UTCEDAR_CITY",22.37,1.1128549999999999,1.159,0.443,1.22,5023]
["UTSALT_LAKE_CITY",22.89,1.125597,1.175,0.438,1.24,5127]
["VALYNCHBURG",24.32,1.0931500000000001,1.1679999999999999,0.44600000000000001,1.2170000000000001,4240]
["VANORFOLK",21.11,1.1109070000000001,1.173,0.39600000000000002,1.385,3586]
["VARICHMOND",23.65,1.0988329999999999,1.17,0.433,1.2629999999999999,4005]
["VAROANOKE",22.86,1.103083,1.1919999999999999,0.42599999999999999,1.2849999999999999,4046]
["VASTERLING",22.76,1.0871649999999999,1.157,0.436,1.2509999999999999,4616]
["VTBURLINGTON",21.04,1.06636,1.161,0.435,1.2569999999999999,5684]
["WAOLYMPIA",25.13,1.111637,1.149,0.438,1.242,6123]
["WAQUILLAYUTE",27.02,1.1016570000000001,1.1519999999999999,0.44700000000000001,1.21,7347]
["WASEATTLE",24.54,1.1223080000000001,1.165,0.42,1.306,5933]
["WASPOKANE",21.63,1.088808,1.1319999999999999,0.42199999999999999,1.298,6124]
["WAYAKIMA",24.02,1.106913,1.1579999999999999,0.45100000000000001,1.198,5594]
["WIEAU_CLAIRE",20.51,1.079661,1.167,0.442,1.2310000000000001,5542]
["WIGREEN_BAY",19.97,1.071115,1.1639999999999999,0.42499999999999999,1.2929999999999999,5765]
["WILA_CROSSE",20.97,1.0797399999999999,1.1739999999999999,0.443,1.228,5246]
["WIMADISON",20.83,1.0741639999999999,1.163,0.432,1.2669999999999999,5456]
["WIMILWAUKEE",19.920000000000002,1.080417,1.1619999999999999,0.41399999999999998,1.325,5728]
["WVCHARLESTON",24.17,1.09785,1.1839999999999999,0.45100000000000001,1.198,4167]
["WVELKINS",23,1.099839,1.1879999999999999,0.44500000000000001,1.2170000000000001,5321]
["WVHUNTINGTON",23.97,1.104735,1.204,0.44600000000000001,1.2170000000000001,4090]
["WYCASPER",18.47,1.103855,1.1659999999999999,0.39600000000000002,1.383,5901]
["WYCHEYENNE",18.489999999999998,1.1073200000000001,1.1579999999999999,0.39200000000000002,1.3939999999999999,5911]
["WYLANDER",21.83,1.10053,1.171,0.45,1.1990000000000001,5690]
["WYROCK_SPRINGS",19,1.1025780000000001,1.1659999999999999,0.40799999999999997,1.341,6254]
["WYSHERIDAN",22.04,1.0927450000000001,1.177,0.44700000000000001,1.2090000000000001,5823]

{"sheet":"WS_cdh","index":37,"n_rows":241,"n_cols":14,"rows_kept":241,"cut":false,"hidden":true,"merged":[]}
["coolhours.csv",2,3,4,5,6,7,8,9,10,11,12,13,14]
["station","cdh68","cdh69","cdh70","cdh71","cdh72","cdh73","cdh74","cdh75","cdh76","cdh77","cdh78","cdh79","cdh80"]
["AKANCHORAGE",433,324,234,161,105,60,31,13,5,1,0,0,0]
["AKANNETTE",269,185,123,80,52,34,19,8,3,1,0,0,0]
["AKBARROW",0,0,0,0,0,0,0,0,0,0,0,0,0]
["AKBETHEL",314,247,193,153,118,90,67,46,29,13,6,2,1]
["AKBETTLES",1132,912,725,563,426,306,214,141,84,44,16,4,0]
["AKBIG_DELTA",830,610,447,323,231,163,109,77,52,35,24,16,10]
["AKCOLD_BAY",0,0,0,0,0,0,0,0,0,0,0,0,0]
["AKFAIRBANKS",1987,1628,1306,1037,805,613,451,314,223,151,98,61,39]
["AKGULKANA",665,535,420,323,241,172,117,70,43,21,7,2,0]
["AKKING_SALMON",208,149,106,71,46,27,16,9,4,2,0,0,0]
["AKKODIAK",56,44,35,27,20,15,10,6,4,2,0,0,0]
["AKKOTZEBUE",139,108,83,63,47,34,25,16,9,4,0,0,0]
["AKMCGRATH",611,474,362,275,205,159,123,93,71,52,37,25,16]
["AKNOME",44,30,21,14,9,4,1,0,0,0,0,0,0]
["AKST_PAUL_IS",0,0,0,0,0,0,0,0,0,0,0,0,0]
["AKTALKEETNA",474,319,206,130,78,50,36,25,17,10,4,0,0]
["AKYAKUTAT",19,11,5,1,0,0,0,0,0,0,0,0,0]
["ALBIRMINGHAM",32707,29244,25966,22911,20097,17538,15236,13161,11309,9658,8184,6856,5682]
["ALHUNTSVILLE",30509,27196,24060,21143,18507,16144,14050,12165,10500,8997,7654,6440,5333]
["ALMOBILE",45567,41020,36689,32593,28748,25198,21890,18895,16248,13889,11776,9947,8323]
["ALMONTGOMERY",40419,36420,32597,28995,25655,22640,19902,17434,15251,13303,11546,9936,8476]
["ARFORT_SMITH",37364,33921,30683,27654,24808,22194,19820,17642,15677,13885,12266,10779,9432]
["ARLITTLE_ROCK",37566,34119,30818,27697,24775,22064,19585,17319,15265,13408,11697,10162,8765]
["AZFLAGSTAFF",6583,5656,4824,4086,3446,2886,2395,1968,1604,1292,1022,790,596]
["AZPHOENIX",87048,82044,77172,72452,67874,63440,59163,55006,50998,47156,43479,39966,36632]
["AZPRESCOTT",23503,21193,19016,16999,15119,13379,11783,10315,8997,7782,6686,5690,4789]
["AZTUCSON",61093,56663,52397,48302,44366,40581,36971,33555,30326,27255,24399,21742,19292]
["CAARCATA",211,159,117,84,59,41,28,18,10,5,2,0,0]
["CABAKERSFIELD",48509,44894,41422,38126,34980,31985,29145,26458,23947,21607,19413,17383,15501]
["CADAGGETT",61934,57855,53918,50120,46496,43025,39720,36588,33609,30803,28158,25646,23277]
["CAFRESNO",41755,38688,35789,33046,30446,27993,25686,23507,21467,19567,17783,16112,14529]
["CALONG_BEACH",14121,12052,10245,8656,7256,6029,4970,4058,3291,2637,2083,1638,1263]
["CALOS_ANGELES",6740,5254,4037,3071,2324,1751,1297,940,683,506,376,282,204]
["CASACRAMENTO",24107,22073,20177,18408,16729,15167,13700,12329,11054,9872,8754,7732,6792]
["CASAN_DIEGO",10197,8057,6325,4940,3815,2929,2231,1682,1276,973,745,568,423]
["CASAN_FRANCISCO",2464,1967,1589,1292,1071,887,739,619,519,435,362,301,251]
["CASANTA_MARIA",3732,2971,2350,1850,1465,1171,944,761,618,505,411,335,270]
["COALAMOSA",5993,5117,4330,3626,2994,2431,1953,1552,1215,931,696,511,369]
["COBOULDER",16423,14759,13215,11798,10480,9270,8136,7079,6119,5245,4454,3750,3135]
["COCOLORADO_SPRINGS",12176,10808,9548,8395,7324,6340,5450,4649,3919,3262,2689,2191,1765]
["COEAGLE",8880,7798,6798,5900,5075,4327,3643,3020,2475,1988,1562,1202,910]
["COGRAND_JUNCTION",24509,22232,20081,18095,16228,14485,12858,11336,9938,8673,7512,6449,5488]
["COPUEBLO",24616,22397,20300,18335,16503,14790,13199,11743,10396,9170,8050,7029,6097]
["CTBRIDGEPORT",13732,11788,10010,8396,6923,5625,4540,3651,2914,2301,1788,1365,1015]
["CTHARTFORD",16125,14355,12719,11218,9829,8571,7439,6420,5513,4700,3990,3351,2785]
["DEWILMINGTON",20745,18269,15979,13893,11993,10272,8739,7389,6193,5155,4240,3421,2716]
["FLDAYTONA_BEACH",50888,45447,40258,35315,30612,26230,22233,18668,15513,12749,10343,8280,6518]
["FLJACKSONVILLE",48518,43679,39026,34631,30489,26657,23171,20044,17274,14816,12615,10691,8967]
["FLKEY_WEST",88607,80769,73132,65710,58494,51534,44882,38594,32715,27300,22324,17835,13837]
["FLMIAMI",76147,68655,61365,54329,47544,41055,35017,29448,24380,19829,15891,12582,9716]
["FLTALLAHASSEE",44509,40024,35777,31786,28056,24593,21434,18559,16034,13768,11733,9928,8301]
["FLTAMPA",59666,53930,48424,43185,38215,33533,29154,25159,21556,18365,15487,12935,10645]
["FLWEST_PALM_BEACH",68499,61453,54654,48149,41958,36129,30731,25798,21422,17551,14157,11248,8758]
["GAATHENS",29635,26328,23232,20381,17775,15414,13314,11442,9789,8321,7030,5880,4851]
["GAATLANTA",28154,24804,21699,18878,16344,14087,12087,10297,8702,7266,5991,4844,3825]
["GAAUGUSTA",33434,29969,26733,23767,21047,18605,16390,14377,12526,10844,9305,7908,6644]
["GACOLUMBUS",40333,36402,32617,29009,25573,22363,19426,16799,14506,12461,10633,9010,7573]
["GAMACON",38185,34286,30605,27215,24103,21251,18721,16480,14438,12566,10865,9313,7903]
["GASAVANNAH",41690,37403,33326,29517,25941,22617,19570,16855,14451,12293,10370,8674,7167]
["HIHILO",46684,39538,33019,27173,22066,17618,13799,10554,7790,5534,3709,2291,1280]
["HIHONOLULU",73522,65422,57579,50065,42973,36301,30145,24557,19552,15255,11692,8839,6478]
["HIKAHULUI",66434,58738,51421,44515,38021,31985,26508,21714,17603,14107,11097,8518,6305]
["HILIHUE",63969,55992,48263,40909,33983,27621,21860,16765,12348,8831,6183,4169,2632]
["IADES_MOINES",18904,16925,15073,13383,11841,10404,9099,7915,6835,5847,4957,4176,3480]
["IAMASON_CITY",11587,10132,8809,7612,6503,5503,4615,3827,3157,2574,2076,1643,1285]
["IASIOUX_CITY",18804,16783,14899,13168,11593,10162,8868,7700,6659,5720,4889,4137,3475]
["IAWATERLOO",12257,10692,9262,7977,6828,5806,4881,4073,3344,2698,2125,1643,1247]
["IDBOISE",18223,16593,15060,13646,12329,11095,9953,8891,7908,7008,6177,5404,4692]
["IDPOCATELLO",13567,12266,11052,9927,8873,7897,7017,6205,5468,4797,4183,3604,3083]
["ILCHICAGO",16130,14225,12477,10880,9417,8082,6867,5777,4827,4003,3292,2702,2188]
["ILMOLINE",19372,17318,15398,13631,12012,10543,9214,8006,6916,5928,5054,4269,3575]
["ILPEORIA",18629,16492,14513,12686,11010,9484,8118,6887,5793,4829,3996,3272,2666]
["ILROCKFORD",13563,11837,10279,8871,7600,6440,5404,4477,3674,2973,2359,1840,1403]
["ILSPRINGFIELD",22763,20255,17897,15718,13713,11880,10231,8737,7406,6226,5213,4321,3541]
["INEVANSVILLE",25702,23016,20478,18123,15975,14031,12264,10657,9189,7850,6623,5526,4541]
["INFORT_WAYNE",13720,11906,10234,8765,7482,6325,5310,4422,3658,2989,2400,1895,1474]
["ININDIANAPOLIS",18371,16151,14094,12250,10594,9109,7790,6607,5571,4666,3866,3174,2574]
["INSOUTH_BEND",16471,14470,12584,10855,9308,7925,6672,5576,4636,3832,3135,2550,2051]
["KSDODGE_CITY",28968,26482,24121,21910,19846,17909,16108,14429,12883,11456,10135,8927,7825]
["KSGOODLAND",20365,18611,16973,15435,14006,12681,11436,10250,9140,8108,7153,6273,5469]
["KSTOPEKA",26348,23744,21268,18967,16820,14854,13041,11391,9898,8530,7299,6217,5229]
["KSWICHITA",32366,29632,27033,24587,22260,20108,18115,16254,14530,12956,11485,10126,8892]
["KYCOVINGTON",19883,17510,15300,13265,11406,9764,8289,6973,5822,4795,3906,3136,2471]
["KYLEXINGTON",18463,16083,13924,11996,10257,8732,7371,6170,5112,4176,3347,2651,2068]
["KYLOUISVILLE",25574,22778,20132,17669,15414,13343,11486,9808,8282,6929,5734,4681,3761]
["LABATON_ROUGE",45747,41108,36680,32508,28611,25009,21746,18811,16215,13893,11813,9925,8219]
["LALAKE_CHARLES",47346,42676,38215,33951,29889,26068,22529,19281,16374,13833,11625,9721,8041]
["LANEW_ORLEANS",48110,43409,38877,34550,30479,26683,23195,20021,17182,14653,12403,10391,8611]
["LASHREVEPORT",43114,38993,35104,31459,28036,24829,21857,19122,16659,14438,12437,10652,9052]
["MABOSTON",11314,9730,8304,7051,5955,5007,4175,3456,2855,2325,1863,1466,1134]
["MAWORCHESTER",8390,7204,6156,5228,4413,3695,3079,2531,2052,1625,1257,953,717]
["MDBALTIMORE",22118,19665,17397,15286,13364,11634,10095,8712,7482,6380,5398,4531,3754]
["MECARIBOU",3539,2930,2402,1946,1567,1241,968,743,556,407,287,203,143]
["MEPORTLAND",7291,6215,5257,4423,3695,3064,2516,2044,1632,1281,990,755,562]
["MIALPENA",5852,4979,4201,3526,2931,2416,1965,1579,1253,986,772,601,465]
["MIDETROIT",11747,10122,8662,7354,6195,5176,4299,3545,2899,2325,1843,1441,1127]
["MIFLINT",10372,8876,7536,6343,5294,4368,3566,2868,2280,1782,1371,1035,768]
["MIGRAND_RAPIDS",11819,10311,8934,7690,6564,5558,4655,3861,3163,2546,2018,1550,1151]
["MIHOUGHTON",6266,5211,4280,3466,2756,2149,1638,1222,894,640,444,296,191]
["MILANSING",12859,11218,9705,8324,7060,5923,4917,4013,3230,2545,1960,1457,1055]
["MIMUSKEGON",9974,8397,7001,5761,4662,3712,2906,2228,1685,1241,880,599,383]
["MISAULT_STE_MARIE",3546,2910,2360,1888,1464,1105,813,575,391,258,163,97,55]
["MITRAVERSE_CITY",10364,8996,7762,6673,5697,4825,4040,3345,2744,2225,1768,1367,1007]
["MNDULUTH",4353,3701,3124,2617,2182,1796,1454,1154,906,691,518,375,274]
["MNINTERNATIONAL_FALLS",4497,3752,3100,2543,2067,1659,1312,1026,788,597,451,332,237]
["MNMINNEAPOLIS",13370,11676,10120,8693,7412,6269,5260,4345,3544,2877,2309,1816,1417]
["MNROCHESTER",10182,8782,7503,6362,5334,4425,3619,2914,2314,1807,1394,1055,771]
["MNSAINT_CLOUD",9911,8604,7417,6360,5412,4561,3802,3132,2549,2044,1623,1282,1008]
["MOCOLUMBIA",23953,21460,19125,16996,15066,13309,11725,10302,9008,7832,6753,5771,4904]
["MOKANSAS_CITY",29079,26289,23653,21157,18801,16624,14591,12710,11000,9458,8066,6822,5716]
["MOSPRINGFIELD",25381,22680,20188,17900,15825,13936,12230,10669,9273,8004,6856,5822,4888]
["MOST_LOUIS",28680,25787,23056,20529,18193,16072,14128,12355,10752,9308,7971,6760,5677]
["MSJACKSON",41428,37414,33598,30050,26721,23650,20873,18360,16101,14065,12220,10528,8991]
["MSMERIDIAN",38673,34820,31140,27720,24573,21750,19248,16986,14928,13058,11334,9778,8349]
["MTBILLINGS",14633,13205,11869,10629,9476,8404,7417,6506,5678,4920,4232,3622,3075]
["MTCUT_BANK",4513,3890,3347,2869,2435,2058,1725,1430,1164,934,722,552,407]
["MTGLASGOW",11957,10637,9422,8305,7275,6319,5456,4676,3977,3357,2818,2338,1914]
["MTGREAT_FALLS",10910,9658,8517,7481,6544,5697,4929,4233,3603,3034,2528,2065,1651]
["MTHELENA",9723,8666,7695,6800,6002,5268,4588,3976,3428,2958,2529,2144,1789]
["MTKALISPELL",6861,6085,5362,4700,4091,3533,3034,2587,2178,1812,1500,1235,1017]
["MTLEWISTOWN",8954,7939,6999,6145,5350,4628,3974,3392,2876,2412,2020,1685,1394]
["MTMILES_CITY",15096,13622,12270,11014,9845,8765,7770,6859,6018,5259,4552,3907,3337]
["MTMISSOULA",10681,9622,8638,7725,6878,6086,5351,4682,4062,3498,2990,2528,2109]
["NCASHEVILLE",13553,11744,10111,8669,7376,6243,5216,4307,3520,2837,2250,1745,1317]
["NCCAPE_HATTERAS",26843,23480,20321,17357,14583,12021,9742,7729,6037,4604,3420,2474,1733]
["NCCHARLOTTE",27849,24751,21852,19181,16744,14550,12559,10762,9137,7671,6349,5178,4131]
["NCGREENSBORO",22677,19967,17490,15231,13191,11370,9741,8288,6988,5827,4799,3906,3133]
["NCRALEIGH",25024,22166,19518,17151,15001,13079,11350,9789,8401,7158,6031,5021,4134]
["NCWILMINGTON",34794,30980,27382,24032,20936,18096,15491,13131,11012,9131,7455,6026,4806]
["NDBISMARCK",11434,10143,8954,7864,6878,5963,5124,4369,3700,3110,2579,2118,1700]
["NDFARGO",12837,11344,9977,8735,7598,6576,5652,4811,4057,3382,2800,2291,1846]
["NDMINOT",8740,7583,6537,5615,4787,4048,3395,2827,2323,1883,1502,1169,883]
["NEGRAND_ISLAND",20106,18071,16159,14403,12769,11267,9880,8616,7462,6409,5462,4607,3850]
["NENORFOLK",20831,18771,16865,15106,13457,11935,10544,9281,8115,7050,6072,5191,4405]
["NENORTH_PLATTE",19309,17491,15799,14238,12786,11436,10187,9032,7970,7006,6116,5316,4603]
["NEOMAHA",21268,18933,16789,14802,12987,11327,9841,8516,7317,6250,5289,4450,3708]
["NESCOTTSBLUFF",18476,16777,15191,13709,12323,11040,9837,8740,7726,6791,5924,5118,4395]
["NHCONCORD",10836,9510,8301,7234,6272,5408,4630,3916,3290,2736,2242,1807,1426]
["NJATLANTIC_CITY",18197,16044,14037,12197,10538,9037,7721,6575,5574,4709,3952,3295,2725]
["NJNEWARK",19501,17194,15057,13105,11326,9704,8240,6951,5821,4810,3923,3142,2474]
["NMALBUQUERQUE",25387,22934,20645,18539,16560,14724,13026,11449,9997,8663,7439,6331,5333]
["NMTUCUMCARI",29491,26832,24345,22039,19880,17863,15998,14257,12662,11176,9822,8573,7419]
["NVELKO",15115,13725,12423,11202,10048,8970,7960,7022,6155,5370,4646,3988,3395]
["NVELY",10051,8955,7934,6984,6108,5302,4565,3906,3295,2746,2252,1810,1422]
["NVLAS_VEGAS",66461,62446,58587,54848,51251,47774,44435,41230,38144,35188,32339,29603,27007]
["NVRENO",17729,16144,14649,13250,11914,10651,9478,8381,7363,6445,5591,4810,4103]
["NVTONOPAH",21141,19208,17380,15655,14051,12547,11143,9833,8612,7499,6480,5552,4715]
["NVWINNEMUCCA",21111,19443,17859,16365,14946,13614,12364,11181,10079,9047,8073,7171,6334]
["NYALBANY",12210,10633,9225,7961,6831,5818,4920,4121,3412,2794,2251,1792,1398]
["NYBINGHAMTON",5714,4721,3876,3135,2511,1985,1533,1166,865,627,436,292,182]
["NYBUFFALO",10381,8836,7435,6222,5155,4230,3444,2758,2191,1708,1305,975,715]
["NYMASSENA",9038,7746,6584,5559,4666,3876,3202,2624,2131,1710,1347,1039,788]
["NYNEW_YORK_CITY",17898,15632,13512,11566,9793,8216,6804,5571,4512,3607,2851,2227,1722]
["NYROCHESTER",12794,11176,9711,8387,7183,6098,5142,4297,3562,2924,2363,1883,1486]
["NYSYRACUSE",10941,9475,8135,6934,5867,4942,4144,3450,2849,2330,1889,1519,1206]
["OHAKRON",12171,10486,8951,7576,6365,5288,4347,3535,2828,2228,1719,1302,955]
["OHCLEVELAND",13408,11611,9998,8563,7293,6147,5133,4234,3458,2783,2194,1698,1289]
["OHCOLUMBUS",16079,14004,12103,10373,8817,7454,6250,5194,4260,3442,2740,2139,1611]
["OHDAYTON",14292,12379,10642,9072,7681,6438,5354,4420,3609,2911,2311,1793,1360]
["OHMANSFIELD",14343,12395,10586,8989,7547,6275,5152,4156,3314,2588,1986,1488,1089]
["OHTOLEDO",14105,12399,10839,9435,8148,6975,5916,4990,4153,3438,2807,2258,1766]
["OHYOUNGSTOWN",10648,9148,7793,6605,5540,4586,3734,2975,2329,1773,1300,926,629]
["OKOKLAHOMA_CITY",35629,32486,29533,26764,24183,21791,19561,17494,15585,13848,12242,10765,9397]
["OKTULSA",38337,35086,31971,29015,26214,23596,21156,18879,16767,14826,13042,11409,9907]
["ORASTORIA",817,649,525,419,331,257,195,145,106,76,53,34,19]
["ORBURNS",9931,8794,7735,6778,5895,5090,4371,3708,3127,2600,2137,1725,1362]
["OREUGENE",8833,7797,6861,6007,5230,4516,3874,3297,2784,2327,1908,1549,1237]
["ORMEDFORD",18686,17129,15652,14280,12999,11810,10700,9659,8699,7804,6981,6227,5517]
["ORNORTH_BEND",204,139,95,62,39,24,13,6,2,1,0,0,0]
["ORPENDLETON",17380,15755,14260,12841,11542,10325,9193,8161,7208,6340,5539,4816,4142]
["ORPORTLAND",7787,6728,5782,4936,4197,3556,3005,2521,2113,1767,1458,1188,959]
["ORREDMOND",10725,9602,8556,7599,6728,5924,5183,4490,3860,3298,2794,2339,1930]
["ORSALEM",8567,7566,6659,5835,5080,4405,3794,3243,2759,2332,1953,1624,1349]
["PAALLENTOWN",14288,12386,10687,9147,7764,6537,5458,4517,3686,2939,2284,1732,1261]
["PABRADFORD",4455,3574,2816,2198,1678,1246,899,620,411,256,144,74,31]
["PAERIE",9348,7836,6449,5218,4171,3271,2532,1929,1447,1063,761,538,371]
["PAHARRISBURG",19616,17405,15351,13495,11780,10207,8763,7450,6272,5223,4306,3513,2819]
["PAPHILADELPHIA",19489,17126,14927,12893,11070,9444,7986,6692,5572,4594,3749,2997,2360]
["PAPITTSBURGH",14252,12450,10797,9302,7960,6750,5686,4736,3909,3170,2521,1965,1482]
["PAWILKES-BARRE",11135,9631,8275,7077,5999,5043,4221,3519,2893,2350,1896,1510,1181]
["PAWILLIAMSPORT",13579,11870,10299,8897,7622,6488,5476,4566,3778,3076,2463,1954,1514]
["PIGUAM",94261,85578,76907,68263,59666,51164,42854,34923,27583,21148,15794,11512,8049]
["PRSAN_JUAN",97378,88642,79939,71307,62823,54568,46604,39072,32112,25883,20519,15970,12136]
["RIPROVIDENCE",12575,10900,9348,7969,6728,5622,4666,3836,3154,2564,2049,1609,1231]
["SCCHARLESTON",35803,31842,28123,24669,21522,18635,16041,13712,11678,9868,8263,6840,5581]
["SCCOLUMBIA",36935,33252,29776,26542,23496,20737,18273,16056,14064,12254,10597,9112,7763]
["SCGREENVILLE",26632,23590,20763,18206,15864,13748,11878,10219,8720,7371,6172,5108,4153]
["SDHURON",14110,12565,11126,9809,8611,7514,6512,5590,4771,4033,3382,2811,2316]
["SDPIERRE",19240,17452,15773,14226,12789,11462,10243,9105,8069,7112,6249,5473,4782]
["SDRAPID_CITY",12751,11413,10172,9040,7988,7028,6160,5381,4683,4041,3457,2940,2481]
["SDSIOUX_FALLS",18161,16450,14836,13348,11975,10702,9550,8478,7497,6603,5782,5027,4354]
["TNBRISTOL",16313,14275,12446,10819,9392,8117,6956,5917,4981,4136,3383,2722,2140]
["TNCHATTANOOGA",30270,27133,24216,21533,19071,16815,14784,12948,11293,9806,8463,7265,6194]
["TNKNOXVILLE",24198,21265,18560,16159,14008,12090,10387,8845,7480,6252,5154,4160,3285]
["TNMEMPHIS",39760,36070,32533,29187,26046,23097,20345,17815,15505,13400,11511,9812,8289]
["TNNASHVILLE",33564,30343,27285,24452,21840,19416,17189,15155,13294,11608,10076,8675,7411]
["TXABILENE",46105,42235,38558,35079,31783,28684,25803,23122,20663,18391,16319,14423,12695]
["TXAMARILLO",27506,24991,22632,20444,18406,16500,14736,13103,11597,10205,8937,7770,6696]
["TXAUSTIN",56898,52029,47317,42795,38463,34337,30469,26882,23614,20653,17968,15550,13402]
["TXBROWNSVILLE",66509,60527,54759,49195,43843,38722,33888,29364,25149,21296,17832,14823,12221]
["TXCORPUS_CHRISTI",62063,56578,51293,46220,41366,36738,32366,28277,24488,21019,17874,15142,12736]
["TXEL_PASO",47247,43414,39739,36251,32918,29783,26845,24086,21528,19154,16974,14972,13129]
["TXFORT_WORTH",48550,44416,40459,36670,33076,29719,26569,23663,20984,18521,16280,14236,12398]
["TXHOUSTON",53105,48018,43147,38527,34142,30044,26269,22816,19687,16888,14370,12151,10179]
["TXLUBBOCK",31533,28414,25498,22808,20323,18028,15948,14048,12313,10750,9329,8034,6882]
["TXLUFKIN",47632,43183,38982,35005,31268,27790,24579,21638,19004,16627,14489,12585,10834]
["TXMIDLAND",42557,38970,35588,32431,29463,26702,24135,21742,19526,17459,15540,13773,12141]
["TXPORT_ARTHUR",49411,44733,40254,36001,31926,28083,24494,21146,18127,15384,12988,10931,9151]
["TXSAN_ANGELO",44520,40712,37076,33638,30407,27386,24581,21968,19570,17358,15328,13483,11786]
["TXSAN_ANTONIO",55968,51036,46337,41866,37600,33562,29736,26121,22793,19796,17133,14758,12647]
["TXVICTORIA",55112,49986,45105,40503,36142,32021,28142,24546,21267,18330,15726,13417,11394]
["TXWACO",50933,46623,42516,38655,35003,31541,28290,25267,22484,19940,17632,15556,13704]
["TXWICHITA_FALLS",49158,45376,41761,38332,35095,32023,29126,26431,23926,21585,19386,17326,15398]
["UTCEDAR_CITY",18315,16510,14831,13272,11814,10464,9207,8067,7032,6091,5262,4509,3827]
["UTSALT_LAKE_CITY",23646,21666,19807,18067,16441,14901,13459,12105,10840,9666,8571,7552,6611]
["VALYNCHBURG",20004,17624,15455,13489,11691,10074,8641,7325,6149,5088,4159,3326,2610]
["VANORFOLK",26363,23219,20280,17573,15136,12945,10982,9250,7724,6394,5253,4310,3488]
["VARICHMOND",24508,21643,19007,16601,14419,12437,10663,9101,7739,6509,5436,4480,3629]
["VAROANOKE",20238,17803,15557,13534,11695,10029,8538,7206,6038,5009,4113,3321,2641]
["VASTERLING",20556,18258,16138,14188,12432,10826,9378,8073,6911,5868,4932,4100,3371]
["VTBURLINGTON",9310,8018,6835,5779,4864,4070,3387,2794,2293,1857,1482,1159,898]
["WAOLYMPIA",6520,5721,4992,4331,3750,3241,2784,2380,2020,1703,1419,1168,944]
["WAQUILLAYUTE",984,785,624,496,393,308,240,188,144,107,77,53,36]
["WASEATTLE",3917,3252,2676,2192,1792,1457,1179,951,767,619,486,374,284]
["WASPOKANE",11171,10018,8956,7980,7083,6278,5546,4883,4274,3717,3216,2759,2356]
["WAYAKIMA",13604,12190,10881,9679,8587,7568,6634,5769,4982,4282,3651,3088,2581]
["WIEAU_CLAIRE",11418,9961,8625,7421,6343,5388,4538,3793,3159,2601,2114,1689,1331]
["WIGREEN_BAY",9840,8508,7298,6222,5273,4442,3716,3071,2495,2009,1580,1217,915]
["WILA_CROSSE",13081,11389,9848,8463,7224,6126,5147,4272,3500,2822,2249,1771,1387]
["WIMADISON",12473,10940,9544,8278,7150,6131,5242,4440,3740,3144,2615,2151,1742]
["WIMILWAUKEE",9932,8630,7455,6392,5464,4644,3929,3305,2739,2249,1823,1455,1146]
["WVCHARLESTON",17968,15655,13568,11710,10027,8513,7163,5966,4920,4016,3231,2554,1974]
["WVELKINS",8535,7214,6016,4968,4053,3266,2587,2002,1524,1137,815,551,346]
["WVHUNTINGTON",19897,17459,15206,13154,11302,9638,8156,6842,5683,4656,3774,3000,2320]
["WYCASPER",11472,10222,9070,8004,7013,6122,5315,4573,3909,3315,2783,2312,1900]
["WYCHEYENNE",9094,8003,6996,6065,5214,4429,3719,3084,2522,2030,1600,1221,916]
["WYLANDER",10660,9411,8260,7215,6253,5380,4609,3927,3315,2779,2301,1875,1499]
["WYROCK_SPRINGS",8390,7375,6436,5593,4817,4112,3481,2905,2390,1921,1497,1138,836]
["WYSHERIDAN",12600,11305,10097,8974,7941,6977,6086,5282,4557,3914,3344,2840,2393]

{"sheet":"Appliances","index":38,"n_rows":5,"n_cols":5,"rows_kept":5,"cut":false,"hidden":true,"merged":[]}
["Appliance","Existing KWh","Upgrade KWh","savings (KWh)","notes"]
["Refrigerator",884,515,{"$f":"B2-C2","v":369},"standard 1990 original replaced by 20CF ES Model.  Seems low end of range for fridge replacement.  Without allowing user to select current model or input existing KWh and specs on replcements, this is the best assumption"]
["Clothes Washer",81,57,{"$f":"B3-C3","v":24}]
["Dishwasher",370,200,{"$f":"B4-C4","v":170},"TREAT - 6 loads per week - existing assumed to be standard 2000 model."]
["Dehumidifier","-","-",54,"based on Tech Manual - assumes 1-25 pints per day"]

{"sheet":"Lookups","index":39,"n_rows":40,"n_cols":11,"rows_kept":40,"cut":false,"hidden":true,"merged":[[0,2,1,2],[32,3,32,5]]}
[null,null,"Thermal Regain [Fregain]","Buffer Temperature in Heating","Buffer Temperature in Cooling"]
[null,null,null,"(TambR and TambS)","(TambR and TambS)"]
["Attic (Well vented)",0,0.1,{"$f":" TempEx2+2","v":42.016925351071691},{"$f":" TempEx_c2+9","v":92.87189132706375},"lu_ductlocation, lu_ductlocation2"]
["Attic (Poorly Vented)",1,0.1,{"$f":" TempEx2+2","v":42.016925351071691},{"$f":" TempEx_c2+14","v":97.87189132706375}]
["Garage",2,0.3,{"$f":" TempEx2+13","v":53.016925351071691},{"$f":" TempEx_c2+9","v":92.87189132706375}]
["Crawlspace, Unvented, Uninsulated ",3,0.7,{"$f":" (2*TempEx2 +3*TempIn2) /5","v":56.806770140428668},{"$f":" (2*TempEx_c2 +3*TempIn_c2) /5","v":77.948756530825491}]
["Crawlspace, Unvented, Insulated crawlspace walls",4,0.9,{"$f":" (TempEx2 +3*TempIn2) /4","v":61.004231337767919},{"$f":" (TempEx_c2 +3*TempIn_c2) /4","v":76.467972831765934}]
["Crawlspace, Unvented, Insulated Floor only",5,0.3,{"$f":" (TempEx2 +5*TempIn2) /6","v":63.33615422517861},{"$f":" (TempEx_c2 +5*TempIn_c2) /6","v":75.645315221177285}]
["Crawlspace, Vented, Uninsulated ",6,0.65,{"$f":" (TempEx2 +TempIn2) /2","v":54.008462675535846},{"$f":" (TempEx_c2 +TempIn_c2) /2","v":78.935945663531868}]
["Crawlspace, Vented, Insulated crawlspace walls",7,0.85,{"$f":" (TempEx2 +5*TempIn2) /6","v":63.33615422517861},{"$f":" (TempEx_c2 +5*TempIn_c2) /6","v":75.645315221177285}]
["Crawlspace, Vented, Insulated Floor only",8,0.3,{"$f":" (TempEx2 +8*TempIn2) /9","v":64.890769483452402},{"$f":" (TempEx_c2 +8*TempIn_c2) /9","v":75.09687681411819}]
["Under Slab",9,0.9,{"$f":" Tground2","v":50.016925351071691},{"$f":" Tground_c2","v":73.87189132706375}]
["Basement, Uninsulated",10,0.7,{"$f":" (5*Tground2+2*TempEx2 +3*TempIn2) /10","v":53.411847745750187},{"$f":" (5*Tground_c2+2*TempEx_c2 +3*TempIn_c2) /10","v":75.910323928944621}]
["Basement, Insulated Ceiling",11,0.3,{"$f":"(3*Tground2+TempEx2) /4","v":47.516925351071691},{"$f":"(3*Tground_c2+TempEx_c2) /4","v":76.37189132706375}]
["Basement, Insulated Walls",12,0.9,{"$f":"(Tground2+TempIn2) /2","v":59.008462675535846},{"$f":"(Tground_c2 +TempIn_c2) /2","v":73.935945663531868}]
["Exterior Walls",13,0.5,{"$f":"(TempEx2 +TempIn2) /2","v":54.008462675535846},{"$f":"(TempEx_c2 +TempIn_c2) /2","v":78.935945663531868}]
["Conditioned Space (all ducts)",14,1,{"$f":"TempIn2","v":68},{"$f":"TempIn_c2","v":74}]
["Manufactured Home Belly",15,0.17,{"$f":" (TempEx2 +5*TempIn2) /6","v":63.33615422517861},{"$f":" (TempEx_c2 +5*TempIn_c2) /6","v":75.645315221177285}]
[]
[]
["Venting"]
["ID",{"$f":"VLOOKUP(rAtticI_VentilationList2,lu_venting_id2,2)","v":1}]
["0 - High",0,0.45,"lu_venting, lu_venting2"]
["1 - Code",1,0.3]
["2 - Low",2,0.15]
["3 - None",3,0.08]
[]
[]
[]
[]
[]
[null,null,null,"secondary","primary","n/a"]
["2001 RECS end use by census region",null,null,"South"]
[null,"US tot","Total","South Atlantic ","East South Central ","West south Central",null,"mmbtu","% of total"]
["Space Heating",43.9,27.7,25.9,32.5,27.9,null,{"$f":"C35","v":27.7},{"$f":"H35/$H$40","v":0.3405039950829748}]
["Electric Air-Conditioning",7.7,11.5,10.7,9.9,13.7,null,{"$f":"AVERAGE(D36:E36)","v":10.3},{"$f":"H36/$H$40","v":0.12661339889366935}]
["Water Heating",15.8,13.9,12.8,13.3,16.3,null,{"$f":"AVERAGE(D37:E37)","v":13.05},{"$f":"H37/$H$40","v":0.16041794714197913},{"$f":"SUM(I35:I37)","v":0.6275353411186233}]
["Refrigerators",5,6,5.6,6,6.6,null,{"$f":"C38","v":6},{"$f":"H38/$H$40","v":7.3755377996312238E-2}]
["Other Appliances and Lighting",22.5,24.3,23.2,25.1,25.5,null,{"$f":"C39","v":24.3},{"$f":"H39/$H$40","v":0.29870928088506454},{"$f":"SUM(H38:H39)/SUM(H35:H37)","v":0.59353574926542607},"L&A as % of H+C+DHW"]
[null,null,null,null,{"$f":"SUM(E35:E39)","v":86.800000000000011},null,null,{"$f":"SUM(H35:H39)","v":81.349999999999994},null,{"$f":"SUM(H38:H39)*1000000/3413","v":8877.8200996191026},"L&A average kWh"]

{"sheet":"HVAC-2","index":40,"n_rows":56,"n_cols":5,"rows_kept":56,"cut":false,"hidden":true,"merged":[]}
["DO NOT EDIT THIS DATA"]
[null,null,{"$f":"(DistEff_h2*B36+IF(System2_Type<>\"\",DistEff_h2_Sys2*C36,0))/(B36+C36)","v":{"$error":"#N/A"}},null,{"$f":"(DistEff_c2*D36+IF(Is_cooling_2,DistEff_c2_Sys2*E36,0))/(D36+E36)","v":{"$error":"#N/A"}}]
[null,"Heating",null,"Cooling"]
["DistEff",{"$f":"IF('Audit Data Collection'!$B$59=Electric_Baseboard,1, IF('Audit Data Collection'!$B$59=Fossil_Boiler, 0.87, MIN(_Dec2 * Fequip * FloadPre2 * (1 - Fcycleloss), 1)))","v":{"$error":"#N/A"}},{"$f":"IF('Audit Data Collection'!B75=Electric_Baseboard,1, IF('Audit Data Collection'!B75=Fossil_Boiler, 0.87, MIN(Dec2_Sys2 * Fequip_Sys2 * FloadPre2_Sys2 * (1 - Fcycleloss), 1)))","v":{"$error":"#N/A"}},{"$f":" MIN(DEc_c2 * Fequip_c2 * FloadPre_c2 * (1 - Fcycleloss2), 1)","v":{"$error":"#N/A"}},{"$f":" MIN(DEc_c2_Sys2 * Fequip_c2_Sys2 * FloadPre_c2_Sys2 * (1 - Fcycleloss), 1)","v":{"$error":"#N/A"}}]
["Dec",{"$f":" DE_H2 + Fregain_s * (1-DE_H2)-(Fregain_s - Fregain_r - RcondEff * (RLeakPercent2 * Fregain_s - Fregain_r)) * Dtr / _Dte2","v":{"$error":"#N/A"}},{"$f":"DE_h2_Sys2 + Fregain_s_Sys2 * (1-DE_h2_Sys2)-(Fregain_s_Sys2 - Fregain_r_Sys2 - RcondEff_Sys2 * (RLeakPercent2_Sys2 * Fregain_s_Sys2 - Fregain_r_Sys2)) * Dtr_Sys2 / Dte2_Sys2","v":{"$error":"#N/A"}},{"$f":" DE_c2 + Fregain_s * (1-DE_c2)-(Fregain_s - Fregain_r - RcondEff_c * (RLeakPercent_c2*Fregain_s-Fregain_r)) * Dtr_c / Dte_c2","v":{"$error":"#N/A"}},{"$f":" DE_c2_Sys2 + Fregain_s_Sys2 * (1 - DE_c2_Sys2) - (Fregain_s_Sys2 - Fregain_r_Sys2 - RcondEff_c_Sys2 * (RLeakPercent_c2_Sys2 * Fregain_s_Sys2 - Fregain_r_Sys2)) * Dtr_c_Sys2 / Dte_c2_Sys2","v":{"$error":"#N/A"}}]
["Fload",{"$f":" 1 - (1.08 * (TempIn - TempEx) * (QnetPre2 - Qinf) / (Ecap * DE_H2))","v":{"$error":"#N/A"}},{"$f":" 1 - (1.08 * (TempIn - TempEx) * (QnetPre2_Sys2 - Qinf) / (Ecap_Sys2 * DE_h2_Sys2))","v":{"$error":"#N/A"}},{"$f":" 1 - (1.08 * (TempIn_c- TempEx_c) * (QnetPre2-Qinf)/\n(-SensibleCap * DE_c2))","v":{"$error":"#N/A"}},{"$f":" 1 - (1.08 * (TempIn_c - TempEx_c) * (QnetPre2_Sys2 - Qinf)/\n(-SensibleCap * DE_c2_Sys2))","v":{"$error":"#N/A"}}]
["DE",{"$f":" SleakPercent2 * ScondEff - SleakPercent2 * ScondEff * (1-RLeakPercent2 * RcondEff) * Dtr/_Dte2\n - SleakPercent2 * (1 - ScondEff) * Dts/_Dte2","v":{"$error":"#N/A"}},{"$f":" SleakPercent2_Sys2 * ScondEff_Sys2 - SleakPercent2_Sys2 * ScondEff_Sys2 * (1-RLeakPercent2_Sys2 * RcondEff_Sys2) * Dtr_Sys2/Dte2_Sys2\n - SleakPercent2_Sys2 * (1 - ScondEff_Sys2) * Dts_Sys2/Dte2_Sys2","v":{"$error":"#N/A"}},{"$f":" SLeakPercenc_c2 * ScondEff_c - SLeakPercenc_c2 * ScondEff_c * (1-RLeakPercent_c2 * RcondEff_c) * Dtr_c/Dte_c2\n - SLeakPercenc_c2 * (1 - ScondEff_c) * Dts_c/Dte_c2","v":{"$error":"#N/A"}},{"$f":" SLeakPercenc_c2_Sys2 * ScondEff_c_Sys2 - SLeakPercenc_c2_Sys2 * ScondEff_c_Sys2 * (1-RLeakPercent_c2_Sys2 * RcondEff_c_Sys2) * Dtr_c_Sys2/Dte_c2_Sys2\n - SLeakPercenc_c2_Sys2 * (1 - ScondEff_c_Sys2) * Dts_c_Sys2/Dte_c2_Sys2","v":{"$error":"#N/A"}}]
["Qnet",{"$f":" ABS(Sleak2-Rleak2)","v":{"$error":"#N/A"}},{"$f":" ABS(Sleak2_Sys2-Rleak2_Sys2)","v":{"$error":"#N/A"}}]
["SLeakPercent ",{"$f":" 1 - Sleak2 / Airflow1","v":{"$error":"#N/A"}},{"$f":" 1 - Sleak2_Sys2 / Airflow1_Sys2","v":{"$error":"#N/A"}},{"$f":" 1 - Sleak2 / Airflow1_c","v":{"$error":"#N/A"}},{"$f":" 1 - Sleak2_Sys2 / Airflow1_c_Sys2","v":{"$error":"#N/A"}}]
["RLeakPercent ",{"$f":" 1 - Rleak2 / Airflow1","v":{"$error":"#N/A"}},{"$f":" 1 - Rleak2_Sys2 / Airflow1_Sys2","v":{"$error":"#N/A"}},{"$f":" 1 - Rleak2 / Airflow1_c","v":{"$error":"#N/A"}},{"$f":" 1 - Rleak2_Sys2 / Airflow1_c_Sys2","v":{"$error":"#N/A"}}]
["Sleak",{"$f":"IF('Inputs-Results-2'!B67=\"\",\"\",'Inputs-Results-2'!B67)","v":{"$error":"#N/A"}},{"$f":"B11","v":{"$error":"#N/A"}},{"$f":"IF(B11=\"\",SleakFrac2*Airflow1_c,B11)","v":{"$error":"#N/A"}},{"$f":"IF(C11=\"\",SleakFrac2_Sys2 * Airflow1_c_Sys2,C11)","v":{"$error":"#N/A"}}]
["Rleak",{"$f":"IF('Inputs-Results-2'!B68=\"\",\"\",'Inputs-Results-2'!B68)","v":{"$error":"#N/A"}},{"$f":"B12","v":{"$error":"#N/A"}},{"$f":"IF(B12=\"\",RleakFrac2*Airflow1_c,B12)","v":{"$error":"#N/A"}},{"$f":"IF(C12=\"\",RleakFrac2_Sys2*Airflow1_c_Sys2,C12)","v":{"$error":"#N/A"}}]
["PULLED FROM HVAC"]
[{"$f":"HVAC!A27","v":"Airflow Measured"},{"$f":"HVAC!B27","v":""},{"$f":"HVAC!C27","v":0},{"$f":"HVAC!E27","v":0},{"$f":"HVAC!F27","v":0}]
[{"$f":"HVAC!A28","v":"Airflow"},{"$f":"HVAC!B28","v":0},{"$f":"HVAC!C28","v":0},{"$f":"HVAC!E28","v":0},{"$f":"HVAC!F28","v":0}]
[]
[{"$f":"HVAC!A30","v":"SleakFrac"},{"$f":"HVAC!B30","v":{"$error":"#N/A"}},{"$f":"HVAC!C30","v":0.25},{"$f":"HVAC!E30","v":0},{"$f":"HVAC!F30","v":0}]
[{"$f":"HVAC!A31","v":"RLeakFrac"},{"$f":"HVAC!B31","v":{"$error":"#N/A"}},{"$f":"HVAC!C31","v":0.3},{"$f":"HVAC!E31","v":0},{"$f":"HVAC!F31","v":0}]
[{"$f":"HVAC!A32","v":"ScondEff"},{"$f":"HVAC!B32","v":{"$error":"#DIV/0!"}},{"$f":"HVAC!C32","v":{"$error":"#DIV/0!"}},{"$f":"HVAC!E32","v":{"$error":"#DIV/0!"}},{"$f":"HVAC!F32","v":{"$error":"#DIV/0!"}}]
[{"$f":"HVAC!A33","v":"RcondEff"},{"$f":"HVAC!B33","v":{"$error":"#DIV/0!"}},{"$f":"HVAC!C33","v":{"$error":"#DIV/0!"}},{"$f":"HVAC!E33","v":{"$error":"#DIV/0!"}},{"$f":"HVAC!F33","v":{"$error":"#DIV/0!"}}]
[{"$f":"HVAC!A34","v":"SAreaUncon"},{"$f":"HVAC!B34","v":""},{"$f":"HVAC!C34","v":0},{"$f":"HVAC!E34","v":0},{"$f":"HVAC!F34","v":0}]
[{"$f":"HVAC!A35","v":"RAreaUncon"},{"$f":"HVAC!B35","v":""},{"$f":"HVAC!C35","v":0},{"$f":"HVAC!E35","v":{"$error":"#DIV/0!"}},{"$f":"HVAC!F35","v":{"$error":"#DIV/0!"}}]
[{"$f":"HVAC!A36","v":"Dtr"},{"$f":"HVAC!B36","v":{"$error":"#N/A"}},{"$f":"HVAC!C36","v":25.983074648928309},{"$f":"HVAC!E36","v":{"$error":"#N/A"}},{"$f":"HVAC!F36","v":-18.87189132706375}]
[{"$f":"HVAC!A37","v":"Dts"},{"$f":"HVAC!B37","v":{"$error":"#N/A"}},{"$f":"HVAC!C37","v":25.983074648928309},{"$f":"HVAC!E37","v":{"$error":"#N/A"}},{"$f":"HVAC!F37","v":-18.87189132706375}]
[{"$f":"HVAC!A38","v":"UnconTempR"},{"$f":"HVAC!B38","v":{"$error":"#N/A"}},{"$f":"HVAC!C38","v":42.016925351071691},{"$f":"HVAC!E38","v":{"$error":"#N/A"}},{"$f":"HVAC!F38","v":92.87189132706375}]
[{"$f":"HVAC!A39","v":"UnconTempS"},{"$f":"HVAC!B39","v":{"$error":"#N/A"}},{"$f":"HVAC!C39","v":42.016925351071691},{"$f":"HVAC!E39","v":{"$error":"#N/A"}},{"$f":"HVAC!F39","v":92.87189132706375}]
[{"$f":"HVAC!A40","v":"Fregain_s"},{"$f":"HVAC!B40","v":{"$error":"#N/A"}},{"$f":"HVAC!C40","v":0.1}]
[{"$f":"HVAC!A41","v":"Fregain_r"},{"$f":"HVAC!B41","v":{"$error":"#N/A"}},{"$f":"HVAC!C41","v":0.1}]
[{"$f":"HVAC!A42","v":"SLocUncon"},{"$f":"HVAC!B42","v":0},{"$f":"HVAC!C42","v":"Attic (Well vented)"},{"$f":"HVAC!E42","v":0},{"$f":"HVAC!F42","v":0}]
[{"$f":"HVAC!A43","v":"RLocUncon"},{"$f":"HVAC!B43","v":0},{"$f":"HVAC!C43","v":"Attic (Well vented)"},{"$f":"HVAC!E43","v":0},{"$f":"HVAC!F43","v":0}]
[{"$f":"HVAC!A44","v":"SRVal"},{"$f":"HVAC!B44","v":1.2},{"$f":"HVAC!C44","v":1.2},{"$f":"HVAC!E44","v":0},{"$f":"HVAC!F44","v":0}]
[{"$f":"HVAC!A45","v":"RRVal"},{"$f":"HVAC!B45","v":1.2},{"$f":"HVAC!C45","v":1.2},{"$f":"HVAC!E45","v":0},{"$f":"HVAC!F45","v":0}]
[{"$f":"HVAC!A46","v":"SRValIns"},{"$f":"HVAC!B46","v":0},{"$f":"HVAC!C46","v":0},{"$f":"HVAC!E46","v":0},{"$f":"HVAC!F46","v":0}]
[{"$f":"HVAC!A47","v":"RRValIns"},{"$f":"HVAC!B47","v":0},{"$f":"HVAC!C47","v":0},{"$f":"HVAC!E47","v":0},{"$f":"HVAC!F47","v":0}]
[]
[{"$f":"HVAC!A49","v":"Ecap"},{"$f":"HVAC!B49","v":0},{"$f":"HVAC!C49","v":0},{"$f":"HVAC!E49","v":0},{"$f":"HVAC!F49","v":0}]
[{"$f":"HVAC!A50","v":"Sensible Cap"},{"$f":"HVAC!B50","v":""},{"$f":"HVAC!C50","v":0},{"$f":"HVAC!E50","v":0},{"$f":"HVAC!F50","v":0}]
[{"$f":"HVAC!A51","v":"Percent Load"},{"$f":"HVAC!B51","v":{"$error":"#DIV/0!"}},{"$f":"HVAC!C51","v":{"$error":"#DIV/0!"}},{"$f":"HVAC!E51","v":0},{"$f":"HVAC!F51","v":0}]
[{"$f":"HVAC!A52","v":"System Type"},{"$f":"HVAC!B52","v":0},{"$f":"HVAC!C52","v":0},{"$f":"HVAC!E52","v":0},{"$f":"HVAC!F52","v":0}]
[{"$f":"HVAC!A53","v":"Variable Speed"},{"$f":"HVAC!B53","v":0},{"$f":"HVAC!C53","v":0},{"$f":"HVAC!E53","v":0},{"$f":"HVAC!F53","v":0}]
[{"$f":"HVAC!A54","v":"SysAge"},{"$f":"HVAC!B54","v":0},{"$f":"HVAC!C54","v":0},{"$f":"HVAC!E54","v":0},{"$f":"HVAC!F54","v":0}]
[{"$f":"HVAC!A55","v":"Dte"},{"$f":"HVAC!B55","v":{"$error":"#DIV/0!"}},{"$f":"HVAC!C55","v":{"$error":"#DIV/0!"}},{"$f":"HVAC!E55","v":{"$error":"#DIV/0!"}},{"$f":"HVAC!F55","v":{"$error":"#DIV/0!"}}]
[{"$f":"HVAC!A56","v":"Fequip"},{"$f":"HVAC!B56","v":{"$error":"#N/A"}},{"$f":"HVAC!C56","v":{"$error":"#N/A"}},{"$f":"HVAC!E56","v":1},{"$f":"HVAC!F56","v":1}]
[{"$f":"HVAC!A57","v":"Nregisters"},{"$f":"HVAC!B57","v":""},{"$f":"HVAC!C57","v":0},{"$f":"HVAC!E57","v":{"$error":"#DIV/0!"}},{"$f":"HVAC!F57","v":{"$error":"#DIV/0!"}}]
[{"$f":"HVAC!A58","v":"FloorArea Served"},{"$f":"HVAC!B58","v":{"$error":"#DIV/0!"}},{"$f":"HVAC!C58","v":{"$error":"#DIV/0!"}},{"$f":"HVAC!E58","v":0},{"$f":"HVAC!F58","v":0}]
[]
[{"$f":"HVAC!A60","v":"BUILDING RELATED"},{"$f":"HVAC!B60","v":0},{"$f":"HVAC!C60","v":0},{"$f":"HVAC!E60","v":0},{"$f":"HVAC!F60","v":0}]
[{"$f":"HVAC!A61","v":"TempIn"},{"$f":"HVAC!B61","v":68},{"$f":"HVAC!B61","v":68},{"$f":"HVAC!E61","v":74},{"$f":"HVAC!E61","v":74}]
[{"$f":"HVAC!A62","v":"TempEx"},{"$f":"HVAC!B62","v":40.016925351071691},{"$f":"HVAC!B62","v":40.016925351071691},{"$f":"HVAC!E62","v":83.87189132706375},{"$f":"HVAC!E62","v":83.87189132706375}]
[{"$f":"HVAC!A63","v":"TempGrd"},{"$f":"HVAC!B63","v":50.016925351071691},{"$f":"HVAC!B63","v":50.016925351071691},{"$f":"HVAC!E63","v":73.87189132706375},{"$f":"HVAC!E63","v":73.87189132706375}]
[]
[{"$f":"HVAC!A65","v":"Qinf"},{"$f":"HVAC!B65","v":0},{"$f":"HVAC!C65","v":0},{"$f":"HVAC!E65","v":0},{"$f":"HVAC!F65","v":0}]
[]
[{"$f":"HVAC!A67","v":"CONSTANTS"},{"$f":"HVAC!B67","v":0},{"$f":"HVAC!C67","v":0},{"$f":"HVAC!E67","v":0},{"$f":"HVAC!F67","v":0}]
[{"$f":"HVAC!A68","v":"Fcycleloss"},{"$f":"HVAC!$B$68","v":0.02},{"$f":"HVAC!$B$68","v":0.02},{"$f":"HVAC!$B$68","v":0.02},{"$f":"HVAC!$B$68","v":0.02}]
[{"$f":"HVAC!A69","v":"DuctRVal"},{"$f":"HVAC!$B$69","v":1.2},{"$f":"HVAC!$B$69","v":1.2},{"$f":"HVAC!$B$69","v":1.2},{"$f":"HVAC!$B$69","v":1.2}]

{"sheet":"SIR Calcs","index":41,"n_rows":71,"n_cols":14,"rows_kept":71,"cut":false,"hidden":true,"merged":[[39,9,42,9],[4,2,4,6],[5,2,5,6],[5,8,5,10],[6,2,6,6],[6,8,6,10],[54,13,57,13],[69,0,69,9],[39,10,42,10],[39,11,42,11],[39,12,42,12],[39,13,42,13],[54,4,57,4],[54,8,57,8],[54,9,57,9],[54,10,57,10],[54,11,57,11],[54,12,57,12],[39,5,42,5],[39,6,42,6],[39,7,42,7],[39,8,42,8]]}
[]
[null,null,"In-Home Evaluation Upgrade Summary and Incentives"]
[]
[]
[null,"Name:",{"$f":"Customer_Name","v":0}]
[null,"Address:",{"$f":"Customer_Address","v":0},null,null,null,null,"Advisor:",{"$f":"IF(Auditor<>\"\", Auditor, \"\")","v":""}]
[null,null,{"$f":"CONCATENATE(Customer_City, \", \", Customer_State, \" \", Customer_Zip)","v":", NY "},null,null,null,null,"Date:",{"$f":"IF(Audit_Date<>\"\", Audit_Date, \"\")","v":""}]
[]
[null,null,null,"Loan Summary 1"]
[null,null,null,"Loan Amount",{"$f":"E65","v":0},null,"No. of Payments",{"$f":"E12*12","v":{"$error":"#DIV/0!"}}]
[null,null,null,"Interest Rate",{"$f":"'Upgrade Summary'!E11","v":3.9899999999999998E-2},null,"Monthly Payment Amt",{"$f":"-PMT(E11/12,H10,E10)","v":{"$error":"#DIV/0!"}}]
[{"$f":"SUM(M15,M18,M22,M26,M29,M34,M37,M40,M45,M47,M50,M53,M55)/E61","v":{"$error":"#DIV/0!"}},{"$f":"IF(A12<10,5,IF(A12<15,10,15))","v":{"$error":"#DIV/0!"}},null,"Loan Term (years)",{"$f":"B12","v":{"$error":"#DIV/0!"}},null,"Total Interest",{"$f":"(H11*H10)-E10","v":{"$error":"#DIV/0!"}}]
[]
[null,null,null,null,"Estimated Cost","Annual Savings","Life","Total Savings","Correction Factor","Corrected Savings","Simple SIR","Adjusted SIR","Cost-years","conditional years"]
["Air Sealing Package",null,null,null,{"$f":"'Rpt#2 Shell'!E9","v":0},{"$f":"IF(TYPE(Output!M38)=1,Output!M38,0)","v":0},20,{"$f":"F15*G15","v":0},0.85,{"$f":"I15*H15","v":0},{"$f":"H15/E15","v":{"$error":"#DIV/0!"}},{"$f":"I15*K15","v":{"$error":"#DIV/0!"}},{"$f":"E15*G15","v":0},{"$f":"IF(E15>0,G15,0)","v":0}]
[{"$f":"IF(E15<>0, \"  See Air Sealing, Insulation and Windows Upgrade Report for full details\", \"  No Recommendation\")","v":"  No Recommendation"}]
["Insulation"]
[null,"Attic / Roof",null,null,{"$f":"'Rpt#2 Shell'!E45","v":0},{"$f":"IF(TYPE(Output!M39)=1,Output!M39,0)","v":0},40,{"$f":"F18*G18","v":0},0.85,{"$f":"I18*H18","v":0},{"$f":"H18/E18","v":{"$error":"#DIV/0!"}},{"$f":"I18*K18","v":{"$error":"#DIV/0!"}},{"$f":"E18*G18","v":0},{"$f":"IF(E18>0,G18,0)","v":0}]
[null,"  Area 1",{"$f":" 'Rpt#2 Shell'!C47","v":"No Recommendation"}]
[null,"  Area 2",{"$f":" 'Rpt#2 Shell'!C48","v":"n/a"}]
[null,"  Area 3",{"$f":" 'Rpt#2 Shell'!C49","v":"n/a"}]
[null,"Above Grade Walls",null,null,{"$f":"'Rpt#2 Shell'!E51","v":0},{"$f":"IF(TYPE(Output!M40)=1,Output!M40,0)","v":0},40,{"$f":"F22*G22","v":0},0.85,{"$f":"I22*H22","v":0},{"$f":"H22/E22","v":{"$error":"#DIV/0!"}},{"$f":"I22*K22","v":{"$error":"#DIV/0!"}},{"$f":"E22*G22","v":0},{"$f":"IF(E22>0,G22,0)","v":0}]
[null,"  Exterior",{"$f":"'Rpt#2 Shell'!C53","v":"n/a"}]
[null,"  Masonry",{"$f":"'Rpt#2 Shell'!C54","v":"n/a"}]
[null,"  Buffered",{"$f":"'Rpt#2 Shell'!C55","v":"n/a"}]
[null,"Framed Floors",null,null,{"$f":"'Rpt#2 Shell'!E58","v":0},{"$f":"IF(TYPE(Output!M42)=1,Output!M42,0)","v":0},40,{"$f":"F26*G26","v":0},0.85,{"$f":"I26*H26","v":0},{"$f":"H26/E26","v":{"$error":"#DIV/0!"}},{"$f":"I26*K26","v":{"$error":"#DIV/0!"}},{"$f":"E26*G26","v":0},{"$f":"IF(E26>0,G26,0)","v":0}]
[null,"  Exposed",{"$f":"'Rpt#2 Shell'!C60:K60","v":"n/a"}]
[null,"  Buffered",{"$f":"'Rpt#2 Shell'!C61:K61","v":"n/a"}]
[null,"Foundation Perimeter",null,null,{"$f":"'Rpt#2 Shell'!E64","v":0},{"$f":"IF(TYPE(Output!M41)=1,Output!M41,0)","v":0},20,{"$f":"F29*G29","v":0},0.85,{"$f":"I29*H29","v":0},{"$f":"H29/E29","v":{"$error":"#DIV/0!"}},{"$f":"I29*K29","v":{"$error":"#DIV/0!"}},{"$f":"E29*G29","v":0},{"$f":"IF(E29>0,G29,0)","v":0}]
[null,"  Basement",{"$f":"'Rpt#2 Shell'!C66","v":"n/a"}]
[null,"  Slab",{"$f":"'Rpt#2 Shell'!C67","v":"n/a"}]
[null,"  Crawlspace",{"$f":"'Rpt#2 Shell'!C68","v":"n/a"}]
["Windows and Doors"]
[{"$f":" \"  \" & IF('Audit Data Collection'!G50 = \"\", \"No Recommendation\", IF('Audit Data Collection'!G53=\"Yes\", \"No Recommendation\", \"Replace windows: SHGC \" & 'Audit Data Collection'!G51 & \", U-value \" & 'Audit Data Collection'!G50))","v":"  No Recommendation"},null,null,null,{"$f":"'Rpt#2 Shell'!E73","v":0},{"$f":"IF(TYPE(Output!M43)=1,Output!M43,0)","v":0},20,{"$f":"F34*G34","v":0},0.85,{"$f":"I34*H34","v":0},{"$f":"H34/(E34+E35)","v":{"$error":"#DIV/0!"}},{"$f":"I34*K34","v":{"$error":"#DIV/0!"}},{"$f":"(E34+E35)*G34","v":0},{"$f":"IF(E34>0,G34,0)","v":0}]
[{"$f":"\"  \"&IF('Audit Data Collection'!G53=\"Yes\",\"Install Storm Windows\",IF('Audit Data Collection'!G53=\"Yes\",\"Install Storm Windows\",\"No Recommendation\"))","v":"  No Recommendation"},null,null,null,{"$f":"'Rpt#2 Shell'!E74","v":0}]
[{"$f":"\"  Door Replacement: \" & IF('Audit Data Collection'!#REF!<>\"\",'Audit Data Collection'!#REF!& \" \" &'Audit Data Collection'!#REF!,\"No Recommendation\")","v":{"$error":"#REF!"}}]
["Central AC",null,null,null,{"$f":"'Rpt#3 HVAC DHW'!M10","v":0},{"$f":"IF(TYPE((Output!D5+Output!D11)*Total_kWh_c_Post*Lookups_Electric_Rate)=1,(Output!D5+Output!D11)*Total_kWh_c_Post*Lookups_Electric_Rate,0)","v":0},15,{"$f":"IF(ISERROR(F37*G37),0,F37*G37)","v":0},0.85,{"$f":"I37*H37","v":0},{"$f":"H37/E37","v":{"$error":"#DIV/0!"}},{"$f":"I37*K37","v":{"$error":"#DIV/0!"}},{"$f":"E37*G37","v":0},{"$f":"IF(E37>0,G37,0)","v":0}]
["  System 1",{"$f":"'Rpt#3 HVAC DHW'!C12","v":"No Recommendation"}]
["  System 2",{"$f":"'Rpt#3 HVAC DHW'!C14","v":"n/a"}]
["Duct System Leakage",null,null,null,{"$f":"'Rpt#3 HVAC DHW'!M16","v":0},{"$f":"IF(TYPE(Output!E2*Output!N16+Output!E8*Output!O16+(Output!E4+Output!E10)*Lookups_Electric_Rate)=1,Output!E2*Output!N16+Output!E8*Output!O16+(Output!E4+Output!E10)*Lookups_Electric_Rate,0)","v":0},18,{"$f":"G40*F40","v":0},0.85,{"$f":"I40*H40","v":0},{"$f":"H40/E40","v":{"$error":"#DIV/0!"}},{"$f":"I40*K40","v":{"$error":"#DIV/0!"}},{"$f":"(E40+E43)*G40","v":0},{"$f":"IF((E40+E43)>0,G40,0)","v":0}]
[{"$f":"IF('Rpt#3 HVAC DHW'!B18=\"X\",\"  \" &'Rpt#3 HVAC DHW'!C18 & \" \" & 'Rpt#3 HVAC DHW'!L18 & \" \" & 'Rpt#3 HVAC DHW'!N18,\"  No Recommendation\")","v":"  No Recommendation"}]
[{"$f":"IF('Rpt#3 HVAC DHW'!B20=\"X\",\"  \" &'Rpt#3 HVAC DHW'!C20,\"  No Recommendation\")","v":"  No Recommendation"}]
["Duct System Insulation",null,null,null,{"$f":"'Rpt#3 HVAC DHW'!M22","v":0}]
[{"$f":"IF('Rpt#3 HVAC DHW'!B24=\"X\",\"  Install \" & 'Rpt#3 HVAC DHW'!C24 & \" \" & 'Rpt#3 HVAC DHW'!D24 & \" \" & 'Rpt#3 HVAC DHW'!F24 & \" \" & 'Rpt#3 HVAC DHW'!H24 & \" \" & 'Rpt#3 HVAC DHW'!J24 & \" \" & 'Rpt#3 HVAC DHW'!L24 & \" \" & 'Rpt#3 HVAC DHW'!N24,\"  No Recommendation\")","v":"  No Recommendation"}]
["Hydronic Distribution",null,null,null,{"$f":"'Rpt#3 HVAC DHW'!M32","v":0},0,20,{"$f":"F45*G45","v":0},0.85,{"$f":"I45*H45","v":0},{"$f":"H45/E45","v":{"$error":"#DIV/0!"}},{"$f":"I45*K45","v":{"$error":"#DIV/0!"}},{"$f":"E45*G45","v":0},{"$f":"IF(E45>0,G45,0)","v":0}]
[{"$f":"IF('Rpt#3 HVAC DHW'!B34=\"X\",\"  \" & 'Rpt#3 HVAC DHW'!C34 & \" \" & 'Rpt#3 HVAC DHW'!F34,\"  No Recommendation\")","v":"  No Recommendation"}]
["Heating System",null,null,null,{"$f":"'Rpt#3 HVAC DHW'!M26","v":0},{"$f":"IF(TYPE(Output!E3+IF(ISERROR(Output!E9),0,Output!E9))=1,Output!E3+IF(ISERROR(Output!E9),0,Output!E9),0)","v":0},20,{"$f":"F47*G47","v":0},{"$f":"IF(System1_Type=\"Furnace\", 0.7,0.85)","v":0.85},{"$f":"I47*H47","v":0},{"$f":"H47/E47","v":{"$error":"#DIV/0!"}},{"$f":"I47*K47","v":{"$error":"#DIV/0!"}},{"$f":"E47*G47","v":0},{"$f":"IF(E47>0,G47,0)","v":0}]
["  System 1",{"$f":"IF('Rpt#3 HVAC DHW'!B28=\"X\",'Rpt#3 HVAC DHW'!C28,\"No Recommendation\")","v":"No Recommendation"}]
["  System 2",{"$f":" IF('Rpt#3 HVAC DHW'!B30=\"X\",'Rpt#3 HVAC DHW'!C30, \"No Recommendation\")","v":"No Recommendation"}]
["Domestic Hot Water",null,null,null,{"$f":"'Rpt#3 HVAC DHW'!M36","v":0},{"$f":"IF(TYPE('DHW Savings'!E16)=1,'DHW Savings'!E16,0)","v":0},15,{"$f":"F50*G50","v":0},0.85,{"$f":"I50*H50","v":0},{"$f":"H50/E50","v":{"$error":"#DIV/0!"}},{"$f":"I50*K50","v":{"$error":"#DIV/0!"}},{"$f":"E50*G50","v":0},{"$f":"IF(E50>0,G50,0)","v":0}]
[{"$f":"\"  \" & 'Rpt#3 HVAC DHW'!C38","v":{"$error":"#NAME?"}}]
[{"$f":"\"  \" & 'Rpt#3 HVAC DHW'!A42 & \": \" & 'Rpt#3 HVAC DHW'!C42","v":"  Pipe Insulation: No Recommendation"}]
["Lighting",{"$f":"IF('Rpt#3 HVAC DHW'!C46=\"X\",\"  \" & 'Rpt#3 HVAC DHW'!D46 & \" \" & 'Rpt#3 HVAC DHW'!E46 & \" \" & 'Rpt#3 HVAC DHW'!G46, \"  No Recommendation\")","v":"  No Recommendation"},null,null,{"$f":"'Rpt#3 HVAC DHW'!M44","v":0},{"$f":"IF(TYPE(Output!Q43)=1,Output!Q43,0)","v":0},7,{"$f":"F53*G53","v":0},0.85,{"$f":"I53*H53","v":0},{"$f":"(H53)/E53","v":{"$error":"#DIV/0!"}},{"$f":"I53*K53","v":{"$error":"#DIV/0!"}},{"$f":"E53*G53","v":0},{"$f":"IF(E53>0,G53,0)","v":0}]
["Appliances",{"$f":"IF(OR('Rpt#3 HVAC DHW'!D51=\"X\",'Rpt#3 HVAC DHW'!J51=\"X\",'Rpt#3 HVAC DHW'!D53=\"X\",'Rpt#3 HVAC DHW'!J53=\"X\"),\"  Upgrade to ENERGY STAR \"&IF('Rpt#3 HVAC DHW'!D51=\"X\",'Rpt#3 HVAC DHW'!E51&\", \",\"\")&IF('Rpt#3 HVAC DHW'!J51=\"X\",'Rpt#3 HVAC DHW'!K51&\", \",\"\") & IF('Rpt#3 HVAC DHW'!D53=\"X\",'Rpt#3 HVAC DHW'!E53&\", \",\"\") & IF('Rpt#3 HVAC DHW'!J53=\"X\",'Rpt#3 HVAC DHW'!K53&\", \",\"\"), \"  No Recommendation\")","v":"  No Recommendation"}]
["Regrigerator",null,null,null,{"$f":"'Rpt#3 HVAC DHW'!M49","v":0},{"$f":"IF('Rpt#3 HVAC DHW'!D51=\"x\",Appliances!D2*Lookups_Electric_Rate,0)","v":0},17,{"$f":"G55*F55","v":0},0.85,{"$f":"I55*SUM(H55:H58)","v":0},{"$f":"SUM(H55:H58)/E55","v":{"$error":"#DIV/0!"}},{"$f":"J55/E55","v":{"$error":"#DIV/0!"}},{"$f":"E55*(AVERAGE(G55:G58))","v":0},{"$f":"IF(E55>0,AVERAGE(G55:G58),0)","v":0}]
["Clothes Washer",null,null,null,null,{"$f":"IF('Rpt#3 HVAC DHW'!J53=\"x\",Appliances!D3*Lookups_Electric_Rate,0)","v":0},11,{"$f":"G56*F56","v":0}]
["Dishwasher",null,null,null,null,{"$f":"IF('Rpt#3 HVAC DHW'!D53=\"x\",Appliances!D4*Lookups_Electric_Rate,0)","v":0},15,{"$f":"G57*F57","v":0}]
["Dehumidifier",null,null,null,null,{"$f":"IF('Rpt#3 HVAC DHW'!J51=\"x\",Appliances!D5*Lookups_Electric_Rate,0)","v":0},15,{"$f":"G58*F58","v":0}]
[]
[]
[null,null,null,"Total Estimated Cost 2",{"$f":"+E15+E18+E22+E26+E29+E34+E35+E37+E40+E43+E47+E45+E50+E53+E55","v":0},null,null,"Total Incentives 3",{"$f":"SUM(E62:E64)","v":0},null,null,"Inflation",1.4999999999999999E-2]
[null,null,null,"Home Performance Incentive (10%)",{"$f":"'Upgrade Summary'!E58","v":0},null,null,"Total SIR",{"$f":"M68","v":{"$error":"#DIV/0!"}},null,null,"Bank Loan Rate",0.03]
[null,null,null,"Utility Company Incentive",0,null,null,"(old method)",{"$f":"(J15+J18+J22+J26+J29+J34+J37+J40+J43+J47+J45+J50+J53+J55)/(E65+H12)","v":{"$error":"#DIV/0!"}},null,null,"\"real\" bank rate",{"$f":"M62-M61","v":1.4999999999999999E-2}]
[null,null,null,"Other Discount",0,null,null,null,null,null,null,"alternative approach",{"$f":"E61*(1+(M63/12))^H10","v":{"$error":"#DIV/0!"}}]
[null,null,null,"Net Total",{"$f":"E61-E62-E63-E64","v":0},null,null,null,null,null,null,"savings from investing",{"$f":"M64-E61","v":{"$error":"#DIV/0!"}}]
[null,null,null,null,null,null,null,null,null,null,null,"savings from measures",{"$f":"(J15+J18+J22+J26+J29+J34+J37+J40+J43+J47+J45+J50+J53+J55)","v":0}]
[null,null,null,null,null,null,null,null,null,null,null,"net savings",{"$f":"M66-M65","v":{"$error":"#DIV/0!"}}]
[null,null,null,null,null,null,null,null,null,null,null,"ALT SIR",{"$f":"M67/(E65)","v":{"$error":"#DIV/0!"}}]
["1  Customers must meet loan eligibility requirements."]
["2 The cost estimates provided here are not quotations for work. They are meant to suggest approximate costs for the indicated work. Actual costs and other agreements will be directly between the Customer and any participating Home Performance with ENERGY "]
["3  Customers may choose a financing option in addition to cash incentive. "]

{"sheet":"Cooling-Heating Estimate","index":42,"n_rows":73,"n_cols":19,"rows_kept":73,"cut":false,"hidden":true,"merged":[[3,2,3,7],[4,2,4,7],[59,1,62,7],[66,1,70,7],[72,1,76,7]]}
[]
[null,null,null,null,null,null,null,null,null,null,null,"SCROLL DOWN FOR MORE TEXT"]
[]
[]
[null,null,"In-Home Evaluation Assessment Report    "]
[]
[null,"Name:",{"$f":"Customer_Name","v":0},null,null,"Auditor",{"$f":"IF(Auditor<>\"\", Auditor, \"\")","v":""}]
[null,"Address:",{"$f":"Customer_Address","v":0},null,null,"Date:",{"$f":"IF(Audit_Date<>\"\", Audit_Date, \"\")","v":""}]
[null,null,{"$f":"CONCATENATE(Customer_City, \", \", Customer_State, \" \", Customer_Zip)","v":", NY "}]
[]
[null,"Your home's estimated energy losses"]
[null,"Heating",null,null,null,null,null,null,null,"Cooling",null,null,null,null,null,null,null,null,"Heating and Cooling"]
[]
[]
[]
[]
[]
[]
[]
[]
[]
[]
[]
[]
[]
[]
[]
[]
[]
[]
[]
[]
[]
[null,null,null,null,null,null,null,null,null,null,null,null,null,null,null,null,null,null,"Post"]
[]
[]
[]
[]
[]
[]
[]
[]
[]
[]
[]
[]
[]
[]
[]
[]
[]
[]
[]
[]
[]
[]
[]
[]
[]
[null,"This pie chart illustrates your home's energy use broken down by components.  The chart on the next page provides you with information on the existing values of your home's components, the recommended upgrade values,and estimated annual savings.  "]
[]
[]
[]
[]
[]
[]
[null,"WEITZ NOTE: This chart will need to be generate from values in the output file. It will include some new elements (e.g., cooling) which should automatically populate. add cooling eff %; combine dist loss %s (heating and cooling); add 2nd pie chart for after improvements, smaller diameter and redistributed among elements; "]
[]
[]
[]
[]
[]
[null,"Rookwood Note: \n1. Break this into heating pre/post and cooling pre/post and scale pie charts based on total consumption??\n2. Put heating and cooling mechanical efficiencies somewhere else, as there are -ve \"losses\" for heatpumps"]

{"sheet":"WS_hdd","index":43,"n_rows":241,"n_cols":20,"rows_kept":241,"cut":false,"hidden":true,"merged":[]}
[null,2,3,4,5,6,7,8,9,10,11,12,13,14,15,16,17,18,19,20]
["station","hdd50","hdd51","hdd52","hdd53","hdd54","hdd55","hdd56","hdd57","hdd58","hdd59","hdd60","hdd61","hdd62","hdd63","hdd64","hdd65","hdd66","hdd67","hdd68"]
["AKANCHORAGE",5596,5859,6128,6404,6685,6974,7279,7599,7928,8261,8601,8947,9302,9659,10018,10380,10743,11108,11473]
["AKANNETTE",2457,2703,2954,3216,3492,3785,4098,4421,4756,5097,5442,5789,6137,6492,6851,7213,7576,7940,8305]
["AKBARROW",14831,15196,15561,15926,16291,16656,17021,17386,17751,18116,18481,18846,19211,19576,19941,20306,20671,21036,21401]
["AKBETHEL",7984,8280,8585,8903,9230,9564,9903,10246,10594,10948,11304,11664,12025,12387,12750,13113,13477,13841,14206]
["AKBETTLES",10961,11240,11528,11823,12121,12427,12738,13057,13387,13725,14067,14412,14758,15107,15458,15813,16170,16532,16895]
["AKBIG_DELTA",8700,8966,9239,9520,9807,10101,10405,10716,11036,11365,11701,12041,12388,12737,13092,13451,13812,14173,14535]
["AKCOLD_BAY",4156,4485,4827,5180,5538,5898,6260,6624,6989,7354,7719,8084,8449,8814,9179,9544,9909,10274,10639]
["AKFAIRBANKS",9540,9812,10087,10366,10648,10935,11232,11533,11841,12153,12472,12798,13129,13467,13813,14163,14515,14873,15235]
["AKGULKANA",8891,9184,9482,9793,10115,10444,10777,11115,11459,11808,12159,12513,12869,13228,13589,13954,14319,14684,15049]
["AKKING_SALMON",6344,6635,6938,7251,7572,7900,8240,8588,8939,9297,9656,10016,10377,10740,11103,11466,11830,12195,12560]
["AKKODIAK",3802,4092,4389,4702,5027,5360,5704,6050,6403,6760,7118,7480,7843,8207,8571,8935,9299,9663,10028]
["AKKOTZEBUE",10484,10801,11122,11450,11785,12125,12472,12823,13178,13534,13892,14251,14610,14971,15332,15694,16058,16422,16786]
["AKMCGRATH",9336,9620,9913,10215,10524,10836,11154,11482,11818,12159,12504,12856,13210,13566,13926,14289,14652,15015,15378]
["AKNOME",8715,9035,9361,9692,10035,10382,10736,11093,11452,11812,12173,12536,12900,13264,13629,13994,14359,14724,15089]
["AKST_PAUL_IS",5642,6007,6372,6737,7102,7467,7832,8197,8562,8927,9292,9657,10022,10387,10752,11117,11482,11847,12212]
["AKTALKEETNA",6714,6988,7268,7556,7851,8154,8469,8791,9120,9461,9808,10159,10513,10869,11229,11592,11956,12321,12686]
["AKYAKUTAT",4520,4822,5137,5468,5809,6157,6512,6873,7236,7601,7966,8331,8696,9061,9426,9791,10156,10521,10886]
["ALBIRMINGHAM",801,891,986,1089,1197,1311,1432,1560,1692,1830,1974,2128,2292,2458,2634,2826,3025,3232,3448]
["ALHUNTSVILLE",1232,1348,1471,1598,1727,1860,2002,2148,2299,2454,2617,2788,2969,3153,3341,3539,3747,3960,4178]
["ALMOBILE",292,342,396,455,518,587,667,753,849,951,1055,1167,1287,1413,1547,1699,1855,2021,2193]
["ALMONTGOMERY",453,519,590,665,745,829,922,1021,1128,1245,1369,1498,1631,1776,1930,2096,2268,2450,2640]
["ARFORT_SMITH",1114,1226,1344,1464,1585,1712,1847,1987,2130,2282,2438,2600,2776,2961,3152,3347,3549,3761,3978]
["ARLITTLE_ROCK",1001,1098,1199,1308,1423,1544,1680,1823,1971,2127,2286,2455,2627,2805,2986,3175,3371,3579,3795]
["AZFLAGSTAFF",3338,3560,3788,4020,4258,4503,4757,5020,5294,5575,5863,6157,6461,6774,7095,7425,7760,8100,8447]
["AZPHOENIX",86,114,149,189,230,278,339,406,480,561,648,737,832,934,1042,1158,1280,1411,1552]
["AZPRESCOTT",1460,1616,1778,1946,2118,2295,2479,2666,2856,3053,3257,3470,3688,3915,4148,4391,4639,4897,5162]
["AZTUCSON",158,194,239,292,353,418,497,585,679,779,886,1002,1124,1255,1389,1541,1699,1861,2037]
["CAARCATA",629,805,994,1214,1456,1717,2020,2339,2675,3022,3379,3737,4099,4461,4824,5188,5552,5916,6280]
["CABAKERSFIELD",281,334,396,469,550,640,750,869,999,1135,1279,1428,1584,1748,1921,2102,2293,2493,2696]
["CADAGGETT",185,230,279,339,403,475,562,659,769,886,1010,1142,1275,1420,1575,1738,1908,2082,2261]
["CAFRESNO",445,523,612,713,826,948,1080,1221,1367,1520,1678,1846,2025,2210,2401,2606,2816,3035,3261]
["CALONG_BEACH",8,15,25,41,61,89,139,204,287,390,505,632,773,933,1114,1311,1521,1745,1983]
["CALOS_ANGELES",0,2,7,22,42,70,121,188,264,353,463,584,717,878,1060,1279,1518,1778,2065]
["CASACRAMENTO",387,482,590,705,827,959,1106,1261,1428,1600,1780,1968,2161,2362,2571,2791,3018,3252,3494]
["CASAN_DIEGO",4,7,11,18,27,39,62,97,143,209,292,397,523,680,862,1070,1291,1532,1784]
["CASAN_FRANCISCO",177,240,328,433,556,696,866,1053,1253,1465,1702,1959,2238,2544,2872,3221,3572,3924,4280]
["CASANTA_MARIA",203,264,339,425,529,657,818,996,1194,1413,1646,1895,2168,2474,2802,3146,3497,3850,4206]
["COALAMOSA",4582,4808,5038,5274,5518,5773,6040,6316,6598,6887,7181,7485,7793,8112,8436,8774,9116,9467,9826]
["COBOULDER",2655,2838,3028,3225,3424,3627,3836,4054,4278,4506,4743,4984,5233,5486,5746,6012,6285,6568,6856]
["COCOLORADO_SPRINGS",2959,3153,3349,3550,3757,3972,4203,4440,4680,4926,5178,5433,5692,5958,6231,6513,6804,7101,7408]
["COEAGLE",4219,4448,4680,4921,5172,5431,5698,5968,6243,6527,6817,7108,7407,7713,8027,8352,8688,9033,9385]
["COGRAND_JUNCTION",2639,2799,2966,3141,3321,3509,3705,3908,4113,4321,4531,4746,4967,5192,5426,5670,5918,6167,6418]
["COPUEBLO",2268,2421,2582,2747,2916,3095,3287,3485,3689,3897,4110,4327,4548,4774,5002,5240,5491,5750,6017]
["CTBRIDGEPORT",2439,2617,2800,2988,3179,3375,3575,3781,3992,4212,4440,4674,4912,5157,5403,5658,5915,6184,6463]
["CTHARTFORD",3031,3211,3393,3581,3771,3967,4171,4378,4588,4806,5029,5257,5494,5738,5995,6260,6532,6813,7097]
["DEWILMINGTON",2098,2264,2433,2605,2785,2967,3153,3340,3539,3745,3955,4171,4390,4612,4840,5077,5319,5564,5818]
["FLDAYTONA_BEACH",64,78,94,116,142,172,215,264,315,375,442,514,591,675,767,872,987,1109,1241]
["FLJACKSONVILLE",171,215,266,320,378,440,511,589,667,748,841,945,1059,1177,1300,1432,1573,1718,1868]
["FLKEY_WEST",0,0,0,0,0,0,0,0,1,6,12,19,26,36,49,63,84,110,137]
["FLMIAMI",0,0,1,2,3,6,12,18,24,32,40,53,68,87,111,140,174,214,262]
["FLTALLAHASSEE",289,343,406,470,537,612,692,784,880,979,1084,1199,1323,1459,1601,1752,1909,2073,2247]
["FLTAMPA",54,73,92,114,139,165,197,233,272,314,363,416,476,540,614,694,780,874,980]
["FLWEST_PALM_BEACH",13,17,22,28,35,42,51,62,73,87,102,121,144,169,201,235,272,313,363]
["GAATHENS",735,819,914,1015,1119,1230,1351,1478,1615,1765,1925,2097,2278,2461,2650,2843,3042,3251,3463]
["GAATLANTA",894,990,1093,1203,1320,1446,1580,1720,1870,2025,2189,2356,2529,2710,2894,3085,3283,3487,3698]
["GAAUGUSTA",799,890,986,1088,1196,1313,1439,1571,1710,1854,2007,2167,2334,2509,2691,2887,3090,3297,3510]
["GACOLUMBUS",469,544,625,710,805,908,1021,1140,1263,1388,1518,1659,1808,1964,2130,2304,2486,2677,2878]
["GAMACON",555,623,698,778,868,962,1067,1179,1298,1428,1568,1710,1854,2007,2169,2342,2526,2713,2901]
["GASAVANNAH",394,457,523,591,668,751,847,947,1052,1162,1278,1400,1528,1660,1795,1943,2100,2268,2445]
["HIHILO",0,0,0,0,0,0,0,0,0,0,0,0,0,0,0,0,0,1,5]
["HIHONOLULU",0,0,0,0,0,0,0,0,0,0,0,0,0,0,0,0,0,1,4]
["HIKAHULUI",0,0,0,0,0,0,0,0,0,0,0,0,0,0,0,2,6,11,19]
["HILIHUE",0,0,0,0,0,0,0,0,0,0,0,0,0,0,0,0,3,7,13]
["IADES_MOINES",3361,3530,3704,3884,4069,4261,4459,4665,4876,5091,5313,5543,5777,6016,6260,6514,6782,7056,7336]
["IAMASON_CITY",4599,4802,5011,5222,5438,5658,5885,6116,6351,6593,6844,7098,7355,7618,7891,8172,8457,8749,9050]
["IASIOUX_CITY",3542,3715,3893,4075,4262,4455,4655,4859,5068,5280,5498,5723,5953,6190,6435,6696,6964,7241,7524]
["IAWATERLOO",3845,4029,4216,4409,4608,4813,5029,5252,5481,5714,5953,6197,6451,6710,6973,7243,7521,7803,8093]
["IDBOISE",2518,2715,2916,3119,3325,3539,3761,3987,4217,4456,4703,4954,5206,5466,5731,6005,6284,6567,6858]
["IDPOCATELLO",3443,3654,3873,4101,4335,4575,4824,5078,5336,5599,5864,6133,6407,6689,6978,7271,7571,7874,8187]
["ILCHICAGO",3179,3358,3544,3736,3932,4133,4341,4555,4775,4996,5224,5457,5697,5940,6188,6442,6705,6972,7251]
["ILMOLINE",3141,3311,3488,3669,3853,4045,4246,4448,4658,4874,5094,5320,5553,5797,6045,6302,6565,6830,7104]
["ILPEORIA",3198,3373,3553,3735,3920,4109,4304,4509,4718,4929,5146,5366,5590,5822,6065,6319,6578,6841,7109]
["ILROCKFORD",3565,3752,3941,4137,4336,4542,4755,4979,5206,5436,5671,5909,6158,6410,6669,6934,7205,7483,7767]
["ILSPRINGFIELD",2931,3095,3266,3443,3624,3808,3996,4189,4386,4587,4792,5002,5215,5433,5657,5888,6126,6372,6619]
["INEVANSVILLE",2027,2168,2316,2471,2632,2798,2975,3156,3343,3537,3737,3940,4148,4358,4573,4794,5019,5250,5488]
["INFORT_WAYNE",3188,3366,3551,3739,3933,4129,4330,4535,4743,4955,5173,5398,5630,5870,6124,6383,6650,6927,7217]
["ININDIANAPOLIS",2660,2829,3002,3179,3359,3546,3736,3928,4124,4323,4529,4746,4970,5198,5436,5681,5933,6196,6468]
["INSOUTH_BEND",2984,3166,3354,3549,3748,3954,4168,4386,4608,4838,5070,5304,5542,5783,6030,6287,6554,6831,7115]
["KSDODGE_CITY",2517,2672,2829,2994,3162,3332,3508,3688,3873,4065,4264,4470,4683,4901,5125,5353,5590,5832,6075]
["KSGOODLAND",2953,3136,3321,3511,3708,3913,4127,4345,4567,4793,5024,5262,5501,5748,6002,6265,6533,6808,7085]
["KSTOPEKA",2494,2643,2796,2956,3121,3292,3469,3651,3837,4030,4231,4435,4648,4867,5093,5324,5560,5808,6059]
["KSWICHITA",2159,2301,2448,2602,2758,2920,3092,3268,3449,3638,3835,4040,4247,4462,4680,4905,5135,5370,5615]
["KYCOVINGTON",2325,2483,2646,2809,2975,3146,3325,3508,3696,3887,4083,4291,4503,4722,4947,5179,5417,5661,5914]
["KYLEXINGTON",2177,2327,2481,2640,2804,2973,3145,3324,3510,3703,3908,4114,4323,4538,4756,4986,5222,5464,5710]
["KYLOUISVILLE",1834,1965,2099,2238,2383,2534,2694,2861,3036,3215,3403,3598,3800,4008,4221,4441,4667,4899,5139]
["LABATON_ROUGE",284,336,390,449,510,576,650,725,812,911,1015,1129,1247,1371,1506,1649,1796,1949,2113]
["LALAKE_CHARLES",323,372,425,483,547,621,701,787,879,974,1074,1180,1289,1407,1537,1673,1815,1959,2114]
["LANEW_ORLEANS",218,255,296,344,397,458,530,608,694,783,881,987,1096,1211,1331,1460,1596,1743,1897]
["LASHREVEPORT",506,584,666,751,842,938,1040,1150,1268,1389,1515,1644,1777,1918,2063,2215,2380,2553,2736]
["MABOSTON",2523,2708,2899,3095,3293,3496,3705,3917,4135,4356,4588,4824,5065,5311,5567,5833,6104,6381,6671]
["MAWORCHESTER",3339,3537,3742,3953,4168,4389,4614,4844,5083,5327,5575,5835,6101,6373,6656,6951,7251,7559,7875]
["MDBALTIMORE",2027,2184,2345,2509,2679,2853,3037,3225,3415,3608,3812,4020,4233,4450,4672,4907,5145,5390,5645]
["MECARIBOU",5374,5600,5831,6071,6316,6568,6828,7100,7381,7669,7966,8265,8571,8885,9205,9527,9859,10202,10549]
["MEPORTLAND",3687,3902,4120,4345,4576,4808,5045,5286,5532,5783,6040,6305,6575,6855,7140,7438,7744,8061,8386]
["MIALPENA",4441,4669,4905,5146,5389,5637,5890,6150,6417,6688,6964,7248,7537,7839,8145,8458,8775,9097,9426]
["MIDETROIT",3185,3379,3581,3787,3999,4217,4446,4681,4918,5162,5412,5664,5920,6178,6443,6717,7000,7289,7587]
["MIFLINT",3401,3598,3800,4010,4227,4452,4680,4914,5152,5396,5642,5893,6148,6413,6689,6968,7257,7555,7862]
["MIGRAND_RAPIDS",3547,3752,3960,4177,4402,4633,4871,5110,5351,5593,5839,6089,6345,6604,6870,7149,7436,7728,8025]
["MIHOUGHTON",4548,4778,5010,5248,5491,5738,5991,6250,6511,6777,7054,7340,7632,7928,8235,8554,8879,9210,9543]
["MILANSING",3602,3800,4003,4213,4429,4650,4878,5108,5343,5582,5825,6070,6325,6581,6846,7119,7398,7683,7973]
["MIMUSKEGON",3523,3720,3924,4134,4351,4569,4793,5022,5255,5491,5729,5973,6223,6483,6752,7027,7310,7599,7893]
["MISAULT_STE_MARIE",5027,5250,5478,5711,5951,6196,6453,6719,6993,7277,7571,7869,8176,8490,8811,9145,9483,9830,10182]
["MITRAVERSE_CITY",4049,4263,4482,4705,4933,5169,5409,5653,5901,6152,6408,6668,6934,7210,7493,7784,8082,8385,8691]
["MNDULUTH",5908,6150,6396,6649,6909,7177,7453,7734,8020,8314,8615,8920,9230,9549,9874,10207,10546,10889,11235]
["MNINTERNATIONAL_FALLS",6273,6510,6754,7001,7254,7514,7779,8049,8326,8611,8900,9198,9501,9813,10132,10460,10793,11140,11490]
["MNMINNEAPOLIS",4560,4756,4956,5158,5364,5579,5798,6020,6249,6481,6717,6956,7204,7460,7720,7995,8274,8558,8848]
["MNROCHESTER",4671,4880,5093,5311,5534,5762,5992,6227,6464,6705,6951,7199,7452,7712,7980,8259,8542,8833,9134]
["MNSAINT_CLOUD",5273,5479,5688,5903,6124,6347,6579,6821,7067,7318,7575,7842,8116,8396,8686,8984,9288,9596,9907]
["MOCOLUMBIA",2366,2519,2673,2829,2991,3157,3327,3501,3678,3862,4052,4245,4449,4661,4882,5114,5352,5598,5853]
["MOKANSAS_CITY",2335,2489,2648,2813,2982,3155,3333,3517,3705,3896,4090,4288,4493,4705,4922,5147,5378,5613,5852]
["MOSPRINGFIELD",2011,2155,2304,2456,2611,2768,2934,3106,3281,3465,3654,3845,4044,4252,4465,4688,4919,5157,5402]
["MOST_LOUIS",2311,2459,2608,2758,2913,3076,3247,3421,3599,3784,3974,4169,4369,4571,4786,5011,5239,5473,5719]
["MSJACKSON",669,749,838,932,1029,1130,1241,1357,1479,1608,1744,1884,2030,2181,2336,2499,2669,2849,3034]
["MSMERIDIAN",670,755,844,939,1039,1143,1256,1374,1498,1628,1769,1918,2076,2238,2407,2583,2766,2958,3156]
["MTBILLINGS",3508,3706,3906,4112,4323,4540,4767,5002,5242,5492,5743,6000,6261,6532,6810,7091,7377,7669,7965]
["MTCUT_BANK",4342,4576,4818,5069,5329,5601,5878,6157,6445,6743,7047,7358,7673,7996,8330,8673,9018,9369,9722]
["MTGLASGOW",4916,5135,5358,5590,5828,6067,6310,6556,6805,7058,7314,7574,7840,8112,8393,8680,8976,9276,9583]
["MTGREAT_FALLS",3957,4163,4379,4605,4836,5071,5314,5561,5814,6072,6336,6608,6886,7167,7456,7753,8055,8360,8670]
["MTHELENA",3869,4082,4301,4526,4760,5006,5261,5523,5794,6069,6350,6634,6921,7214,7511,7813,8117,8427,8745]
["MTKALISPELL",4033,4273,4523,4777,5037,5304,5577,5854,6137,6428,6724,7029,7341,7657,7977,8307,8641,8981,9331]
["MTLEWISTOWN",4319,4549,4782,5018,5259,5509,5765,6024,6291,6568,6847,7133,7427,7724,8029,8344,8668,8996,9330]
["MTMILES_CITY",4142,4344,4553,4768,4987,5211,5442,5680,5924,6175,6432,6695,6961,7234,7512,7796,8086,8381,8683]
["MTMISSOULA",3907,4122,4345,4579,4820,5066,5322,5583,5853,6126,6405,6690,6979,7271,7567,7870,8182,8501,8827]
["NCASHEVILLE",1620,1771,1928,2091,2258,2431,2608,2790,2979,3176,3379,3586,3803,4028,4258,4499,4748,5003,5265]
["NCCAPE_HATTERAS",579,662,753,852,956,1067,1190,1320,1455,1595,1747,1905,2072,2247,2434,2637,2845,3062,3288]
["NCCHARLOTTE",1063,1176,1297,1425,1560,1701,1850,2002,2163,2326,2491,2663,2844,3028,3215,3411,3619,3836,4057]
["NCGREENSBORO",1554,1684,1817,1956,2096,2242,2393,2551,2718,2888,3062,3246,3441,3646,3862,4083,4307,4535,4769]
["NCRALEIGH",1108,1224,1346,1474,1610,1750,1898,2053,2216,2384,2565,2749,2937,3131,3328,3542,3767,3999,4235]
["NCWILMINGTON",657,750,850,956,1066,1181,1305,1433,1565,1698,1839,1986,2141,2302,2472,2654,2843,3039,3239]
["NDBISMARCK",4913,5128,5344,5571,5802,6035,6275,6522,6775,7032,7295,7562,7833,8110,8392,8682,8979,9283,9595]
["NDFARGO",5340,5553,5771,5993,6218,6449,6686,6927,7174,7431,7693,7959,8231,8508,8789,9078,9368,9663,9962]
["NDMINOT",5317,5534,5756,5984,6217,6456,6699,6945,7196,7456,7721,7987,8257,8530,8813,9108,9414,9728,10047]
["NEGRAND_ISLAND",3338,3508,3682,3861,4043,4230,4423,4623,4830,5043,5258,5477,5702,5935,6178,6429,6686,6952,7225]
["NENORFOLK",3612,3789,3972,4159,4351,4548,4756,4969,5186,5411,5639,5875,6114,6363,6615,6873,7134,7400,7672]
["NENORTH_PLATTE",3420,3609,3800,3993,4193,4399,4610,4828,5052,5285,5526,5771,6020,6273,6532,6804,7082,7365,7654]
["NEOMAHA",3072,3235,3401,3571,3746,3929,4115,4304,4500,4699,4902,5115,5338,5565,5800,6044,6295,6551,6815]
["NESCOTTSBLUFF",3057,3246,3441,3639,3839,4046,4266,4487,4712,4945,5181,5424,5674,5930,6189,6453,6720,6993,7271]
["NHCONCORD",4004,4209,4417,4629,4847,5073,5304,5540,5780,6026,6280,6539,6804,7079,7364,7664,7968,8277,8591]
["NJATLANTIC_CITY",2157,2321,2489,2665,2847,3032,3227,3426,3629,3841,4058,4282,4513,4752,5001,5254,5517,5786,6059]
["NJNEWARK",2147,2305,2469,2637,2814,2999,3189,3384,3584,3789,3998,4210,4428,4648,4876,5114,5361,5615,5874]
["NMALBUQUERQUE",1554,1707,1866,2033,2204,2379,2562,2747,2935,3125,3321,3519,3724,3932,4142,4356,4576,4809,5050]
["NMTUCUMCARI",1291,1421,1562,1710,1862,2020,2189,2361,2542,2730,2923,3118,3324,3532,3742,3962,4187,4417,4649]
["NVELKO",3410,3616,3833,4060,4294,4533,4778,5028,5286,5551,5818,6089,6367,6649,6935,7235,7542,7858,8180]
["NVELY",3954,4187,4426,4671,4920,5174,5434,5696,5968,6248,6533,6821,7116,7419,7727,8048,8376,8713,9054]
["NVLAS_VEGAS",318,388,468,555,656,764,887,1018,1152,1294,1441,1596,1756,1924,2103,2286,2472,2661,2855]
["NVRENO",2117,2314,2516,2727,2943,3166,3400,3638,3881,4132,4387,4649,4915,5191,5471,5760,6056,6358,6666]
["NVTONOPAH",2142,2316,2497,2682,2870,3065,3267,3480,3697,3917,4142,4371,4606,4848,5100,5364,5637,5916,6202]
["NVWINNEMUCCA",2710,2910,3117,3332,3558,3793,4034,4278,4530,4786,5047,5314,5587,5865,6145,6428,6713,7005,7302]
["NYALBANY",3574,3774,3977,4183,4397,4618,4844,5075,5311,5551,5792,6033,6284,6540,6805,7079,7357,7644,7942]
["NYBINGHAMTON",3791,3994,4201,4410,4626,4848,5083,5326,5577,5836,6099,6370,6650,6940,7237,7537,7842,8152,8473]
["NYBUFFALO",3268,3455,3648,3846,4044,4247,4467,4689,4916,5149,5386,5630,5881,6148,6422,6704,6991,7285,7584]
["NYMASSENA",4670,4887,5107,5331,5560,5796,6036,6281,6533,6790,7052,7321,7601,7887,8178,8476,8779,9091,9410]
["NYNEW_YORK_CITY",2097,2251,2413,2577,2751,2930,3118,3310,3509,3715,3928,4149,4375,4605,4840,5083,5331,5585,5851]
["NYROCHESTER",3311,3498,3687,3883,4084,4290,4508,4732,4962,5197,5435,5679,5928,6186,6452,6724,6999,7282,7569]
["NYSYRACUSE",3444,3645,3851,4059,4272,4488,4713,4943,5174,5412,5661,5920,6188,6460,6741,7030,7328,7630,7939]
["OHAKRON",2931,3105,3282,3467,3661,3861,4069,4283,4503,4727,4959,5192,5428,5673,5927,6196,6468,6748,7031]
["OHCLEVELAND",2817,2996,3182,3374,3571,3770,3977,4187,4406,4632,4861,5096,5337,5584,5834,6100,6373,6654,6939]
["OHCOLUMBUS",2477,2640,2808,2984,3164,3349,3544,3745,3952,4163,4382,4605,4832,5064,5307,5560,5818,6084,6354]
["OHDAYTON",2768,2935,3106,3284,3467,3655,3852,4056,4265,4481,4704,4937,5172,5416,5664,5924,6190,6464,6747]
["OHMANSFIELD",3031,3207,3388,3573,3763,3961,4167,4374,4586,4806,5030,5256,5488,5730,5983,6243,6512,6788,7067]
["OHTOLEDO",3388,3574,3765,3965,4170,4380,4599,4818,5039,5264,5493,5731,5976,6225,6481,6747,7022,7301,7586]
["OHYOUNGSTOWN",3326,3511,3702,3900,4101,4305,4515,4733,4957,5185,5421,5662,5909,6159,6418,6690,6966,7248,7540]
["OKOKLAHOMA_CITY",1356,1473,1598,1730,1866,2008,2157,2311,2470,2642,2820,3004,3193,3390,3591,3799,4014,4238,4467]
["OKTULSA",1392,1505,1627,1753,1886,2026,2177,2332,2496,2664,2838,3018,3204,3397,3597,3809,4024,4242,4468]
["ORASTORIA",1164,1349,1545,1751,1968,2195,2441,2704,2984,3278,3585,3905,4237,4580,4931,5285,5643,6004,6367]
["ORBURNS",3162,3375,3592,3815,4047,4288,4534,4788,5051,5321,5595,5876,6165,6459,6757,7061,7373,7689,8010]
["OREUGENE",1130,1296,1474,1660,1853,2058,2269,2488,2722,2962,3213,3475,3745,4026,4316,4623,4939,5262,5592]
["ORMEDFORD",1535,1707,1882,2068,2258,2457,2666,2881,3102,3328,3558,3798,4041,4292,4553,4825,5103,5390,5685]
["ORNORTH_BEND",581,720,876,1047,1242,1458,1700,1967,2251,2552,2866,3197,3542,3897,4257,4621,4985,5350,5715]
["ORPENDLETON",1971,2151,2336,2525,2726,2930,3145,3365,3590,3818,4049,4288,4533,4781,5037,5307,5582,5864,6154]
["ORPORTLAND",1057,1222,1393,1576,1770,1967,2177,2396,2628,2868,3111,3362,3621,3887,4165,4456,4765,5084,5409]
["ORREDMOND",2664,2877,3098,3331,3576,3826,4088,4360,4638,4920,5207,5502,5802,6107,6417,6733,7052,7381,7714]
["ORSALEM",1327,1498,1681,1875,2080,2294,2518,2754,3001,3252,3515,3782,4055,4339,4638,4953,5276,5605,5941]
["PAALLENTOWN",2704,2883,3065,3249,3435,3627,3820,4019,4226,4439,4655,4881,5110,5345,5590,5844,6103,6368,6643]
["PABRADFORD",4297,4512,4731,4955,5182,5417,5664,5926,6196,6469,6747,7033,7325,7625,7931,8251,8577,8912,9253]
["PAERIE",3314,3502,3693,3888,4088,4293,4508,4731,4959,5194,5434,5682,5941,6206,6475,6753,7035,7323,7620]
["PAHARRISBURG",2363,2533,2708,2887,3069,3260,3457,3662,3874,4087,4304,4526,4752,4983,5223,5470,5724,5983,6245]
["PAPHILADELPHIA",2216,2385,2559,2735,2914,3096,3284,3474,3668,3867,4073,4285,4500,4721,4946,5180,5419,5668,5922]
["PAPITTSBURGH",2732,2906,3084,3269,3461,3659,3865,4079,4299,4523,4752,4986,5225,5471,5727,5992,6265,6541,6822]
["PAWILKES-BARRE",3266,3458,3654,3857,4061,4268,4480,4697,4924,5156,5394,5638,5887,6142,6405,6684,6969,7261,7560]
["PAWILLIAMSPORT",2840,3021,3205,3392,3585,3785,3991,4202,4416,4634,4857,5087,5326,5567,5817,6081,6351,6630,6912]
["PIGUAM",0,0,0,0,0,0,0,0,0,0,0,0,0,0,0,0,0,0,0]
["PRSAN_JUAN",0,0,0,0,0,0,0,0,0,0,0,0,0,0,0,0,0,0,0]
["RIPROVIDENCE",2572,2749,2933,3130,3331,3535,3752,3971,4198,4429,4664,4907,5159,5417,5690,5967,6249,6541,6837]
["SCCHARLESTON",469,537,612,693,780,873,972,1082,1198,1323,1454,1590,1731,1878,2034,2203,2377,2556,2741]
["SCCOLUMBIA",694,778,873,978,1091,1210,1340,1474,1615,1761,1914,2069,2230,2398,2573,2759,2953,3152,3359]
["SCGREENVILLE",1012,1119,1234,1352,1478,1612,1754,1900,2059,2228,2407,2596,2790,2988,3188,3400,3615,3836,4063]
["SDHURON",4756,4952,5152,5352,5557,5774,5997,6220,6447,6677,6916,7164,7419,7687,7959,8239,8527,8816,9111]
["SDPIERRE",3816,4009,4202,4397,4598,4804,5020,5239,5462,5695,5936,6183,6435,6691,6950,7220,7495,7773,8055]
["SDRAPID_CITY",3640,3838,4047,4259,4476,4700,4935,5177,5427,5682,5939,6198,6463,6740,7023,7314,7612,7914,8222]
["SDSIOUX_FALLS",4347,4547,4751,4956,5164,5378,5596,5819,6051,6289,6529,6781,7039,7303,7573,7849,8130,8415,8705]
["TNBRISTOL",1494,1636,1778,1932,2089,2256,2432,2614,2803,3000,3207,3421,3639,3862,4096,4340,4594,4852,5113]
["TNCHATTANOOGA",1176,1292,1413,1539,1670,1808,1953,2102,2262,2427,2595,2769,2950,3137,3330,3538,3751,3971,4196]
["TNKNOXVILLE",1245,1366,1492,1623,1758,1897,2044,2199,2357,2522,2691,2870,3055,3249,3451,3660,3876,4099,4329]
["TNMEMPHIS",953,1045,1144,1247,1366,1491,1627,1768,1916,2069,2227,2389,2555,2731,2912,3103,3301,3502,3710]
["TNNASHVILLE",1601,1723,1850,1982,2122,2265,2415,2574,2741,2910,3084,3263,3447,3633,3827,4031,4242,4456,4680]
["TXABILENE",790,867,951,1043,1142,1244,1349,1459,1574,1692,1818,1954,2100,2253,2417,2589,2771,2964,3163]
["TXAMARILLO",1872,2014,2163,2318,2478,2645,2819,2999,3183,3376,3572,3774,3988,4207,4429,4656,4889,5135,5386]
["TXAUSTIN",368,421,479,543,612,684,762,845,932,1019,1112,1208,1305,1404,1513,1632,1757,1893,2035]
["TXBROWNSVILLE",40,55,71,88,108,133,164,198,238,282,333,386,447,512,580,657,743,839,942]
["TXCORPUS_CHRISTI",68,86,107,130,161,194,233,278,330,387,451,522,599,686,778,882,994,1111,1232]
["TXEL_PASO",507,595,689,789,898,1019,1146,1279,1419,1564,1718,1881,2049,2223,2405,2595,2793,3000,3212]
["TXFORT_WORTH",534,604,680,765,855,953,1059,1171,1291,1417,1551,1688,1833,1982,2133,2295,2468,2651,2840]
["TXHOUSTON",330,375,426,482,544,611,682,758,837,925,1018,1115,1219,1323,1434,1551,1675,1808,1948]
["TXLUBBOCK",1116,1223,1333,1450,1571,1704,1845,1994,2149,2308,2474,2649,2834,3027,3226,3437,3652,3874,4098]
["TXLUFKIN",380,442,507,574,648,733,828,927,1028,1133,1243,1360,1485,1614,1749,1897,2049,2211,2382]
["TXMIDLAND",726,814,908,1009,1118,1235,1361,1494,1631,1775,1922,2076,2240,2407,2583,2768,2963,3162,3365]
["TXPORT_ARTHUR",200,246,299,355,413,480,556,640,732,832,938,1050,1167,1289,1416,1553,1697,1849,2005]
["TXSAN_ANGELO",829,909,996,1087,1183,1288,1401,1517,1638,1763,1894,2030,2173,2320,2480,2655,2839,3029,3222]
["TXSAN_ANTONIO",306,353,409,474,542,616,702,790,880,977,1080,1187,1302,1419,1544,1678,1818,1966,2120]
["TXVICTORIA",147,176,210,250,291,335,386,441,504,576,653,732,818,913,1012,1125,1249,1385,1526]
["TXWACO",478,539,612,687,765,851,943,1043,1148,1262,1382,1508,1638,1772,1920,2081,2246,2418,2595]
["TXWICHITA_FALLS",999,1093,1193,1295,1403,1522,1652,1784,1925,2071,2220,2374,2537,2703,2877,3059,3250,3448,3654]
["UTCEDAR_CITY",2736,2922,3111,3303,3500,3701,3908,4116,4333,4558,4787,5024,5266,5516,5777,6054,6336,6623,6917]
["UTSALT_LAKE_CITY",2307,2481,2663,2848,3043,3245,3457,3678,3904,4138,4374,4618,4867,5119,5374,5632,5897,6166,6439]
["VALYNCHBURG",1687,1825,1970,2122,2286,2455,2633,2814,2998,3188,3381,3578,3787,4002,4222,4448,4683,4924,5172]
["VANORFOLK",1151,1261,1376,1496,1623,1754,1898,2045,2197,2360,2529,2707,2891,3083,3282,3494,3707,3925,4149]
["VARICHMOND",1455,1589,1727,1872,2023,2179,2345,2515,2686,2867,3056,3252,3453,3657,3869,4088,4311,4544,4782]
["VAROANOKE",1563,1695,1832,1972,2115,2269,2434,2608,2787,2972,3164,3360,3562,3770,3984,4215,4457,4704,4958]
["VASTERLING",2190,2356,2527,2701,2880,3061,3249,3445,3649,3857,4070,4290,4516,4748,4985,5228,5473,5724,5977]
["VTBURLINGTON",4234,4431,4635,4843,5058,5278,5515,5758,6005,6258,6516,6777,7041,7313,7598,7895,8197,8506,8822]
["WAOLYMPIA",1558,1754,1959,2170,2390,2617,2860,3111,3374,3648,3930,4225,4526,4836,5153,5483,5816,6157,6500]
["WAQUILLAYUTE",1385,1601,1832,2074,2329,2595,2873,3170,3482,3804,4135,4475,4827,5181,5537,5898,6259,6621,6985]
["WASEATTLE",1225,1390,1561,1747,1945,2153,2378,2614,2857,3112,3377,3652,3936,4230,4538,4860,5194,5536,5884]
["WASPOKANE",2964,3180,3405,3638,3876,4119,4369,4624,4887,5153,5426,5705,5988,6279,6577,6880,7190,7505,7824]
["WAYAKIMA",2396,2588,2787,2992,3211,3434,3670,3911,4155,4406,4670,4937,5209,5486,5768,6058,6356,6660,6973]
["WIEAU_CLAIRE",4937,5140,5348,5559,5774,5990,6213,6444,6681,6922,7169,7420,7675,7937,8209,8493,8782,9076,9377]
["WIGREEN_BAY",4590,4801,5014,5234,5460,5691,5926,6166,6409,6655,6908,7166,7429,7702,7983,8278,8580,8885,9198]
["WILA_CROSSE",4295,4485,4679,4883,5089,5299,5512,5729,5951,6178,6411,6646,6888,7134,7392,7664,7941,8229,8523]
["WIMADISON",3938,4127,4327,4536,4750,4967,5192,5422,5658,5904,6153,6409,6669,6935,7211,7494,7783,8078,8382]
["WIMILWAUKEE",3886,4087,4295,4509,4724,4944,5175,5412,5654,5901,6157,6419,6688,6962,7239,7525,7819,8119,8425]
["WVCHARLESTON",1837,1975,2123,2278,2439,2606,2781,2962,3150,3344,3542,3747,3957,4171,4392,4625,4869,5119,5378]
["WVELKINS",2787,2972,3166,3365,3568,3777,3995,4221,4453,4691,4938,5193,5451,5720,5998,6285,6582,6885,7197]
["WVHUNTINGTON",1810,1948,2090,2234,2387,2544,2706,2873,3047,3231,3422,3619,3825,4039,4262,4492,4729,4973,5226]
["WYCASPER",3863,4079,4301,4525,4752,4983,5222,5474,5730,5992,6261,6536,6820,7108,7402,7704,8014,8332,8656]
["WYCHEYENNE",3454,3672,3895,4123,4356,4596,4841,5092,5348,5609,5877,6153,6437,6728,7023,7326,7635,7950,8274]
["WYLANDER",4064,4272,4484,4702,4926,5155,5388,5625,5870,6120,6374,6635,6901,7178,7466,7761,8061,8367,8677]
["WYROCK_SPRINGS",4340,4571,4811,5054,5304,5558,5815,6073,6339,6612,6894,7177,7468,7764,8060,8368,8683,9010,9345]
["WYSHERIDAN",3881,4092,4311,4538,4768,5004,5248,5499,5752,6010,6274,6543,6818,7102,7391,7685,7986,8294,8609]

{"sheet":"WS_ch","index":44,"n_rows":241,"n_cols":14,"rows_kept":241,"cut":false,"hidden":true,"merged":[]}
["coolhours.csv",2,3,4,5,6,7,8,9,10,11,12,13,14]
["station","coolhrs68","coolhrs69","coolhrs70","coolhrs71","coolhrs72","coolhrs73","coolhrs74","coolhrs75","coolhrs76","coolhrs77","coolhrs78","coolhrs79","coolhrs80"]
["AKANCHORAGE",109,90,73,56,45,29,18,8,4,1,0,0,0]
["AKANNETTE",84,62,43,28,18,15,11,5,2,1,0,0,0]
["AKBARROW",0,0,0,0,0,0,0,0,0,0,0,0,0]
["AKBETHEL",67,54,40,35,28,23,21,17,16,7,4,1,1]
["AKBETTLES",220,187,162,137,120,92,73,57,40,28,12,4,0]
["AKBIG_DELTA",220,163,124,92,68,54,32,25,17,11,8,6,3]
["AKCOLD_BAY",0,0,0,0,0,0,0,0,0,0,0,0,0]
["AKFAIRBANKS",359,322,269,232,192,162,137,91,72,53,37,22,14]
["AKGULKANA",130,115,97,82,69,55,47,27,22,14,5,2,0]
["AKKING_SALMON",59,43,35,25,19,11,7,5,2,2,0,0,0]
["AKKODIAK",12,9,8,7,5,5,4,2,2,2,0,0,0]
["AKKOTZEBUE",31,25,20,16,13,9,9,7,5,4,0,0,0]
["AKMCGRATH",137,112,87,70,46,36,30,22,19,15,12,9,8]
["AKNOME",14,9,7,5,5,3,1,0,0,0,0,0,0]
["AKST_PAUL_IS",0,0,0,0,0,0,0,0,0,0,0,0,0]
["AKTALKEETNA",155,113,76,52,28,14,11,8,7,6,4,0,0]
["AKYAKUTAT",8,6,4,1,0,0,0,0,0,0,0,0,0]
["ALBIRMINGHAM",3463,3278,3055,2814,2559,2302,2075,1852,1651,1474,1328,1174,1044]
["ALHUNTSVILLE",3313,3136,2917,2636,2363,2094,1885,1665,1503,1343,1214,1107,970]
["ALMOBILE",4547,4331,4096,3845,3550,3308,2995,2647,2359,2113,1829,1624,1398]
["ALMONTGOMERY",3999,3823,3602,3340,3015,2738,2468,2183,1948,1757,1610,1460,1282]
["ARFORT_SMITH",3443,3238,3029,2846,2614,2374,2178,1965,1792,1619,1487,1347,1224]
["ARLITTLE_ROCK",3447,3301,3121,2922,2711,2479,2266,2054,1857,1711,1535,1397,1256]
["AZFLAGSTAFF",927,832,738,640,560,491,427,364,312,270,232,194,159]
["AZPHOENIX",5004,4872,4720,4578,4434,4277,4157,4008,3842,3677,3513,3334,3150]
["AZPRESCOTT",2310,2177,2017,1880,1740,1596,1468,1318,1215,1096,996,901,797]
["AZTUCSON",4430,4266,4095,3936,3785,3610,3416,3229,3071,2856,2657,2450,2251]
["CAARCATA",52,42,33,25,18,13,10,8,5,3,2,0,0]
["CABAKERSFIELD",3615,3472,3296,3146,2995,2840,2687,2511,2340,2194,2030,1882,1732]
["CADAGGETT",4079,3937,3798,3624,3471,3305,3132,2979,2806,2645,2512,2369,2218]
["CAFRESNO",3067,2899,2743,2600,2453,2307,2179,2040,1900,1784,1671,1583,1477]
["CALONG_BEACH",2069,1807,1589,1400,1227,1059,912,767,654,554,445,375,301]
["CALOS_ANGELES",1486,1217,966,747,573,454,357,257,177,130,94,78,50]
["CASACRAMENTO",2034,1896,1769,1679,1562,1467,1371,1275,1182,1118,1022,940,872]
["CASAN_DIEGO",2140,1732,1385,1125,886,698,549,406,303,228,177,145,117]
["CASAN_FRANCISCO",497,378,297,221,184,148,120,100,84,73,61,50,44]
["CASANTA_MARIA",761,621,500,385,294,227,183,143,113,94,76,65,54]
["COALAMOSA",876,787,704,632,563,478,401,337,284,235,185,142,113]
["COBOULDER",1664,1544,1417,1318,1210,1134,1057,960,874,791,704,615,530]
["COCOLORADO_SPRINGS",1368,1260,1153,1071,984,890,801,730,657,573,498,426,361]
["COEAGLE",1082,1000,898,825,748,684,623,545,487,426,360,292,235]
["COGRAND_JUNCTION",2277,2151,1986,1867,1743,1627,1522,1398,1265,1161,1063,961,864]
["COPUEBLO",2219,2097,1965,1832,1713,1591,1456,1347,1226,1120,1021,932,856]
["CTBRIDGEPORT",1944,1778,1614,1473,1298,1085,889,737,613,513,423,350,274]
["CTHARTFORD",1770,1636,1501,1389,1258,1132,1019,907,813,710,639,566,473]
["DEWILMINGTON",2476,2290,2086,1900,1721,1533,1350,1196,1038,915,819,705,610]
["FLDAYTONA_BEACH",5441,5189,4943,4703,4382,3997,3565,3155,2764,2406,2063,1762,1492]
["FLJACKSONVILLE",4839,4653,4395,4142,3832,3486,3127,2770,2458,2201,1924,1724,1525]
["FLKEY_WEST",7838,7637,7422,7216,6960,6652,6288,5879,5415,4976,4489,3998,3466]
["FLMIAMI",7492,7290,7036,6785,6489,6038,5569,5068,4551,3938,3309,2866,2379]
["FLTALLAHASSEE",4485,4247,3991,3730,3463,3159,2875,2525,2266,2035,1805,1627,1435]
["FLTAMPA",5736,5506,5239,4970,4682,4379,3995,3603,3191,2878,2552,2290,1992]
["FLWEST_PALM_BEACH",7046,6799,6505,6191,5829,5398,4933,4376,3871,3394,2909,2490,2081]
["GAATHENS",3307,3096,2851,2606,2361,2100,1872,1653,1468,1291,1150,1029,894]
["GAATLANTA",3350,3105,2821,2534,2257,2000,1790,1595,1436,1275,1147,1019,864]
["GAAUGUSTA",3465,3236,2966,2720,2442,2215,2013,1851,1682,1539,1397,1264,1142]
["GACOLUMBUS",3931,3785,3608,3436,3210,2937,2627,2293,2045,1828,1623,1437,1271]
["GAMACON",3899,3681,3390,3112,2852,2530,2241,2042,1872,1701,1552,1410,1269]
["GASAVANNAH",4287,4077,3809,3576,3324,3047,2715,2404,2158,1923,1696,1507,1341]
["HIHILO",7146,6519,5846,5107,4448,3819,3245,2764,2256,1825,1418,1011,623]
["HIHONOLULU",8100,7843,7514,7092,6672,6156,5588,5005,4297,3563,2853,2361,1938]
["HIKAHULUI",7696,7317,6906,6494,6036,5477,4794,4111,3496,3010,2579,2213,1844]
["HILIHUE",7977,7729,7354,6926,6362,5761,5095,4417,3517,2648,2014,1537,1146]
["IADES_MOINES",1979,1852,1690,1542,1437,1305,1184,1080,988,890,781,696,610]
["IAMASON_CITY",1455,1323,1197,1109,1000,888,788,670,583,498,433,358,286]
["IASIOUX_CITY",2021,1884,1731,1575,1431,1294,1168,1041,939,831,752,662,578]
["IAWATERLOO",1565,1430,1285,1149,1022,925,808,729,646,573,482,396,301]
["IDBOISE",1630,1533,1414,1317,1234,1142,1062,983,900,831,773,712,633]
["IDPOCATELLO",1301,1214,1125,1054,976,880,812,737,671,614,579,521,465]
["ILCHICAGO",1905,1748,1597,1463,1335,1215,1090,950,824,711,590,514,439]
["ILMOLINE",2054,1920,1767,1619,1469,1329,1208,1090,988,874,785,694,606]
["ILPEORIA",2137,1979,1827,1676,1526,1366,1231,1094,964,833,724,606,519]
["ILROCKFORD",1726,1558,1408,1271,1160,1036,927,803,701,614,519,437,357]
["ILSPRINGFIELD",2508,2358,2179,2005,1833,1649,1494,1331,1180,1013,892,780,658]
["INEVANSVILLE",2686,2538,2355,2148,1944,1767,1607,1468,1339,1227,1097,985,854]
["INFORT_WAYNE",1814,1672,1469,1283,1157,1015,888,764,669,589,505,421,339]
["ININDIANAPOLIS",2220,2057,1844,1656,1485,1319,1183,1036,905,800,692,600,510]
["INSOUTH_BEND",2001,1886,1729,1547,1383,1253,1096,940,804,697,585,499,430]
["KSDODGE_CITY",2486,2361,2211,2064,1937,1801,1679,1546,1427,1321,1208,1102,995]
["KSGOODLAND",1754,1638,1538,1429,1325,1245,1186,1110,1032,955,880,804,714]
["KSTOPEKA",2604,2476,2301,2147,1966,1813,1650,1493,1368,1231,1082,988,872]
["KSWICHITA",2734,2599,2446,2327,2152,1993,1861,1724,1574,1471,1359,1234,1119]
["KYCOVINGTON",2373,2210,2035,1859,1642,1475,1316,1151,1027,889,770,665,549]
["KYLEXINGTON",2380,2159,1928,1739,1525,1361,1201,1058,936,829,696,583,485]
["KYLOUISVILLE",2796,2646,2463,2255,2071,1857,1678,1526,1353,1195,1053,920,787]
["LABATON_ROUGE",4639,4428,4172,3897,3602,3263,2935,2596,2322,2080,1888,1706,1490]
["LALAKE_CHARLES",4670,4461,4264,4062,3821,3539,3248,2907,2541,2208,1904,1680,1464]
["LANEW_ORLEANS",4701,4532,4327,4071,3796,3488,3174,2839,2529,2250,2012,1780,1558]
["LASHREVEPORT",4121,3889,3645,3423,3207,2972,2735,2463,2221,2001,1785,1600,1434]
["MABOSTON",1584,1426,1253,1096,948,832,719,601,530,462,397,332,269]
["MAWORCHESTER",1186,1048,928,815,718,616,548,479,427,368,304,236,176]
["MDBALTIMORE",2453,2268,2111,1922,1730,1539,1383,1230,1102,982,867,777,669]
["MECARIBOU",609,528,456,379,326,273,225,187,149,120,84,60,40]
["MEPORTLAND",1076,958,834,728,631,548,472,412,351,291,235,193,158]
["MIALPENA",873,778,675,595,515,451,386,326,267,214,171,136,112]
["MIDETROIT",1625,1460,1308,1159,1019,877,754,646,574,482,402,314,241]
["MIFLINT",1496,1340,1193,1049,926,802,698,588,498,411,336,267,215]
["MIGRAND_RAPIDS",1508,1377,1244,1126,1006,903,794,698,617,528,468,399,311]
["MIHOUGHTON",1055,931,814,710,607,511,416,328,254,196,148,105,74]
["MILANSING",1641,1513,1381,1264,1137,1006,904,783,685,585,503,402,313]
["MIMUSKEGON",1577,1396,1240,1099,950,806,678,543,444,361,281,216,164]
["MISAULT_STE_MARIE",636,550,472,424,359,292,238,184,133,95,66,42,29]
["MITRAVERSE_CITY",1368,1234,1089,976,872,785,695,601,519,457,401,360,278]
["MNDULUTH",652,577,507,435,386,342,300,248,215,173,143,101,78]
["MNINTERNATIONAL_FALLS",745,652,557,476,408,347,286,238,191,146,119,95,71]
["MNMINNEAPOLIS",1694,1556,1427,1281,1143,1009,915,801,667,568,493,399,325]
["MNROCHESTER",1400,1279,1141,1028,909,806,705,600,507,413,339,284,220]
["MNSAINT_CLOUD",1307,1187,1057,948,851,759,670,583,505,421,341,274,211]
["MOCOLUMBIA",2493,2335,2129,1930,1757,1584,1423,1294,1176,1079,982,867,772]
["MOKANSAS_CITY",2790,2636,2496,2356,2177,2033,1881,1710,1542,1392,1244,1106,960]
["MOSPRINGFIELD",2701,2492,2288,2075,1889,1706,1561,1396,1269,1148,1034,934,810]
["MOST_LOUIS",2893,2731,2527,2336,2121,1944,1773,1603,1444,1337,1211,1083,951]
["MSJACKSON",4014,3816,3548,3329,3071,2777,2513,2259,2036,1845,1692,1537,1385]
["MSMERIDIAN",3853,3680,3420,3147,2823,2502,2262,2058,1870,1724,1556,1429,1318]
["MTBILLINGS",1428,1336,1240,1153,1072,987,911,828,758,688,610,547,488]
["MTCUT_BANK",623,543,478,434,377,333,295,266,230,212,170,145,116]
["MTGLASGOW",1320,1215,1117,1030,956,863,780,699,620,539,480,424,365]
["MTGREAT_FALLS",1252,1141,1036,937,847,768,696,630,569,506,463,414,351]
["MTHELENA",1057,971,895,798,734,680,612,548,470,429,385,355,319]
["MTKALISPELL",776,723,662,609,558,499,447,409,366,312,265,218,184]
["MTLEWISTOWN",1015,940,854,795,722,654,582,516,464,392,335,291,247]
["MTMILES_CITY",1474,1352,1256,1169,1080,995,911,841,759,707,645,570,509]
["MTMISSOULA",1059,984,913,847,792,735,669,620,564,508,462,419,377]
["NCASHEVILLE",1809,1633,1442,1293,1133,1027,909,787,683,587,505,428,337]
["NCCAPE_HATTERAS",3363,3159,2964,2774,2562,2279,2013,1692,1433,1184,946,741,538]
["NCCHARLOTTE",3098,2899,2671,2437,2194,1991,1797,1625,1466,1322,1171,1047,876]
["NCGREENSBORO",2710,2477,2259,2040,1821,1629,1453,1300,1161,1028,893,773,657]
["NCRALEIGH",2858,2648,2367,2150,1922,1729,1561,1388,1243,1127,1010,887,785]
["NCWILMINGTON",3814,3598,3350,3096,2840,2605,2360,2119,1881,1676,1429,1220,1020]
["NDBISMARCK",1291,1189,1090,986,915,839,755,669,590,531,461,418,360]
["NDFARGO",1493,1367,1242,1137,1022,924,841,754,675,582,509,445,378]
["NDMINOT",1157,1046,922,828,739,653,568,504,440,381,333,286,227]
["NEGRAND_ISLAND",2035,1912,1756,1634,1502,1387,1264,1154,1053,947,855,757,642]
["NENORFOLK",2060,1906,1759,1649,1522,1391,1263,1166,1065,978,881,786,699]
["NENORTH_PLATTE",1818,1692,1561,1452,1350,1249,1155,1062,964,890,800,713,636]
["NEOMAHA",2335,2144,1987,1815,1660,1486,1325,1199,1067,961,839,742,649]
["NESCOTTSBLUFF",1699,1586,1482,1386,1283,1203,1097,1014,935,867,806,723,647]
["NHCONCORD",1326,1209,1067,962,864,778,714,626,554,494,435,381,321]
["NJATLANTIC_CITY",2153,2007,1840,1659,1501,1316,1146,1001,865,757,657,570,470]
["NJNEWARK",2307,2137,1952,1779,1622,1464,1289,1130,1011,887,781,668,557]
["NMALBUQUERQUE",2453,2289,2106,1979,1836,1698,1577,1452,1334,1224,1108,998,885]
["NMTUCUMCARI",2659,2487,2306,2159,2017,1865,1741,1595,1486,1354,1249,1154,1053]
["NVELKO",1390,1302,1221,1154,1078,1010,938,867,785,724,658,593,527]
["NVELY",1096,1021,950,876,806,737,659,611,549,494,442,388,340]
["NVLAS_VEGAS",4015,3859,3739,3597,3477,3339,3205,3086,2956,2849,2736,2596,2471]
["NVRENO",1585,1495,1399,1336,1263,1173,1097,1018,918,854,781,707,633]
["NVTONOPAH",1933,1828,1725,1604,1504,1404,1310,1221,1113,1019,928,837,749]
["NVWINNEMUCCA",1668,1584,1494,1419,1332,1250,1183,1102,1032,974,902,837,770]
["NYALBANY",1577,1408,1264,1130,1013,898,799,709,618,543,459,394,326]
["NYBINGHAMTON",993,845,741,624,526,452,367,301,238,191,144,110,67]
["NYBUFFALO",1545,1401,1213,1067,925,786,686,567,483,403,330,260,207]
["NYMASSENA",1292,1162,1025,893,790,674,578,493,421,363,308,251,191]
["NYNEW_YORK_CITY",2266,2120,1946,1773,1577,1412,1233,1059,905,756,624,505,409]
["NYROCHESTER",1618,1465,1324,1204,1085,956,845,735,638,561,480,397,325]
["NYSYRACUSE",1466,1340,1201,1067,925,798,694,601,519,441,370,313,263]
["OHAKRON",1685,1535,1375,1211,1077,941,812,707,600,509,417,347,257]
["OHCLEVELAND",1797,1613,1435,1270,1146,1014,899,776,675,589,496,409,322]
["OHCOLUMBUS",2075,1901,1730,1556,1363,1204,1056,934,818,702,601,528,448]
["OHDAYTON",1913,1737,1570,1391,1243,1084,934,811,698,600,518,433,371]
["OHMANSFIELD",1948,1809,1597,1442,1272,1123,996,842,726,602,498,399,322]
["OHTOLEDO",1706,1560,1404,1287,1173,1059,926,837,715,631,549,492,416]
["OHYOUNGSTOWN",1500,1355,1188,1065,954,852,759,646,556,473,374,297,221]
["OKOKLAHOMA_CITY",3143,2953,2769,2581,2392,2230,2067,1909,1737,1606,1477,1368,1239]
["OKTULSA",3251,3115,2956,2801,2618,2440,2277,2112,1941,1784,1633,1502,1353]
["ORASTORIA",168,124,106,88,74,62,50,39,30,23,19,15,8]
["ORBURNS",1137,1059,957,883,805,719,663,581,527,463,412,363,306]
["OREUGENE",1036,936,854,777,714,642,577,513,457,419,359,312,262]
["ORMEDFORD",1557,1477,1372,1281,1189,1110,1041,960,895,823,754,710,643]
["ORNORTH_BEND",65,44,33,23,15,11,7,4,1,1,0,0,0]
["ORPENDLETON",1625,1495,1419,1299,1217,1132,1032,953,868,801,723,674,596]
["ORPORTLAND",1059,946,846,739,641,551,484,408,346,309,270,229,188]
["ORREDMOND",1123,1046,957,871,804,741,693,630,562,504,455,409,362]
["ORSALEM",1001,907,824,755,675,611,551,484,427,379,329,275,250]
["PAALLENTOWN",1902,1699,1540,1383,1227,1079,941,831,747,655,552,471,377]
["PABRADFORD",881,758,618,520,432,347,279,209,155,112,70,43,17]
["PAERIE",1512,1387,1231,1047,900,739,603,482,384,302,223,167,115]
["PAHARRISBURG",2211,2054,1856,1715,1573,1444,1313,1178,1049,917,793,694,574]
["PAPHILADELPHIA",2363,2199,2034,1823,1626,1458,1294,1120,978,845,752,637,537]
["PAPITTSBURGH",1802,1653,1495,1342,1210,1064,950,827,739,649,556,483,398]
["PAWILKES-BARRE",1504,1356,1198,1078,956,822,702,626,543,454,386,329,267]
["PAWILLIAMSPORT",1709,1571,1402,1275,1134,1012,910,788,702,613,509,440,350]
["PIGUAM",8683,8671,8644,8597,8502,8310,7931,7340,6435,5354,4282,3463,2734]
["PRSAN_JUAN",8736,8703,8632,8484,8255,7964,7532,6960,6229,5364,4549,3834,3114]
["RIPROVIDENCE",1675,1552,1379,1241,1106,956,830,682,590,515,440,378,296]
["SCCHARLESTON",3961,3719,3454,3147,2887,2594,2329,2034,1810,1605,1423,1259,1063]
["SCCOLUMBIA",3683,3476,3234,3046,2759,2464,2217,1992,1810,1657,1485,1349,1206]
["SCGREENVILLE",3042,2827,2557,2342,2116,1870,1659,1499,1349,1199,1064,955,824]
["SDHURON",1545,1439,1317,1198,1097,1002,922,819,738,651,571,495,432]
["SDPIERRE",1788,1679,1547,1437,1327,1219,1138,1036,957,863,776,691,602]
["SDRAPID_CITY",1338,1241,1132,1052,960,868,779,698,642,584,517,459,400]
["SDSIOUX_FALLS",1711,1614,1488,1373,1273,1152,1072,981,894,821,755,673,614]
["TNBRISTOL",2038,1829,1627,1427,1275,1161,1039,936,845,753,661,582,485]
["TNCHATTANOOGA",3137,2917,2683,2462,2256,2031,1836,1655,1487,1343,1198,1071,944]
["TNKNOXVILLE",2933,2705,2401,2151,1918,1703,1542,1365,1228,1098,994,875,759]
["TNMEMPHIS",3690,3537,3346,3141,2949,2752,2530,2310,2105,1889,1699,1523,1332]
["TNNASHVILLE",3221,3058,2833,2612,2424,2227,2034,1861,1686,1532,1401,1264,1146]
["TXABILENE",3870,3677,3479,3296,3099,2881,2681,2459,2272,2072,1896,1728,1568]
["TXAMARILLO",2515,2359,2188,2038,1906,1764,1633,1506,1392,1268,1167,1074,964]
["TXAUSTIN",4869,4712,4522,4332,4126,3868,3587,3268,2961,2685,2418,2148,1899]
["TXBROWNSVILLE",5982,5768,5564,5352,5121,4834,4524,4215,3853,3464,3009,2602,2218]
["TXCORPUS_CHRISTI",5485,5285,5073,4854,4628,4372,4089,3789,3469,3145,2732,2406,2063]
["TXEL_PASO",3833,3675,3488,3333,3135,2938,2759,2558,2374,2180,2002,1843,1675]
["TXFORT_WORTH",4134,3957,3789,3594,3357,3150,2906,2679,2463,2241,2044,1838,1633]
["TXHOUSTON",5087,4871,4620,4385,4098,3775,3453,3129,2799,2518,2219,1972,1733]
["TXLUBBOCK",3119,2916,2690,2485,2295,2080,1900,1735,1563,1421,1295,1152,1034]
["TXLUFKIN",4449,4201,3977,3737,3478,3211,2941,2634,2377,2138,1904,1751,1558]
["TXMIDLAND",3587,3382,3157,2968,2761,2567,2393,2216,2067,1919,1767,1632,1484]
["TXPORT_ARTHUR",4678,4479,4253,4075,3843,3589,3348,3019,2743,2396,2057,1780,1551]
["TXSAN_ANGELO",3808,3636,3438,3231,3021,2805,2613,2398,2212,2030,1845,1697,1548]
["TXSAN_ANTONIO",4932,4699,4471,4266,4038,3826,3615,3328,2997,2663,2375,2111,1880]
["TXVICTORIA",5126,4881,4602,4361,4121,3879,3596,3279,2937,2604,2309,2023,1786]
["TXWACO",4310,4107,3861,3652,3462,3251,3023,2783,2544,2308,2076,1852,1674]
["TXWICHITA_FALLS",3782,3615,3429,3237,3072,2897,2695,2505,2341,2199,2060,1928,1781]
["UTCEDAR_CITY",1805,1679,1559,1458,1350,1257,1140,1035,941,829,753,682,607]
["UTSALT_LAKE_CITY",1980,1859,1740,1626,1540,1442,1354,1265,1174,1095,1019,941,844]
["VALYNCHBURG",2380,2169,1966,1798,1617,1433,1316,1176,1061,929,833,716,600]
["VANORFOLK",3144,2939,2707,2437,2191,1963,1732,1526,1330,1141,943,822,709]
["VARICHMOND",2865,2636,2406,2182,1982,1774,1562,1362,1230,1073,956,851,728]
["VAROANOKE",2435,2246,2023,1839,1666,1491,1332,1168,1029,896,792,680,572]
["VASTERLING",2298,2120,1950,1756,1606,1448,1305,1162,1043,936,832,729,637]
["VTBURLINGTON",1292,1183,1056,915,794,683,593,501,436,375,323,261,193]
["WAOLYMPIA",799,729,661,581,509,457,404,360,317,284,251,224,181]
["WAQUILLAYUTE",199,161,128,103,85,68,52,44,37,30,24,17,13]
["WASEATTLE",665,576,484,400,335,278,228,184,148,133,112,90,65]
["WASPOKANE",1153,1062,976,897,805,732,663,609,557,501,457,403,359]
["WAYAKIMA",1414,1309,1202,1092,1019,934,865,787,700,631,563,507,434]
["WIEAU_CLAIRE",1457,1336,1204,1078,955,850,745,634,558,487,425,358,288]
["WIGREEN_BAY",1332,1210,1076,949,831,726,645,576,486,429,363,302,245]
["WILA_CROSSE",1692,1541,1385,1239,1098,979,875,772,678,573,478,384,313]
["WIMADISON",1533,1396,1266,1128,1019,889,802,700,596,529,464,409,361]
["WIMILWAUKEE",1302,1175,1063,928,820,715,624,566,490,426,368,309,257]
["WVCHARLESTON",2313,2087,1858,1683,1514,1350,1197,1046,904,785,677,580,485]
["WVELKINS",1321,1198,1048,915,787,679,585,478,387,322,264,205,143]
["WVHUNTINGTON",2438,2253,2052,1852,1664,1482,1314,1159,1027,882,774,680,562]
["WYCASPER",1250,1152,1066,991,891,807,742,664,594,532,471,412,366]
["WYCHEYENNE",1091,1007,931,851,785,710,635,562,492,430,379,305,236]
["WYLANDER",1249,1151,1045,962,873,771,682,612,536,478,426,376,319]
["WYROCK_SPRINGS",1015,939,843,776,705,631,576,515,469,424,359,302,242]
["WYSHERIDAN",1295,1208,1123,1033,964,891,804,725,643,570,504,447,391]

{"sheet":"WS_cfactors","index":45,"n_rows":241,"n_cols":7,"rows_kept":241,"cut":false,"hidden":true,"merged":[]}
[null,2,3,4,5,6,7]
["station","Cnfactor","Cdmultpcfm","Clatentmult","Cdmult","Cheightexp","Cexposemult"]
["AKANCHORAGE",1000,0,1,0,0,0]
["AKANNETTE",1000,0,1,0,0,0]
["AKBARROW",1000,0,1,0,0,0]
["AKBETHEL",1000,0,1,0,0,0]
["AKBETTLES",1000,0,1,0,0,0]
["AKBIG_DELTA",1000,0,1,0,0,0]
["AKCOLD_BAY",1000,0,1,0,0,0]
["AKFAIRBANKS",1000,0,1,0,0,0]
["AKGULKANA",1000,0,1,0,0,0]
["AKKING_SALMON",1000,0,1,0,0,0]
["AKKODIAK",1000,0,1,0,0,0]
["AKKOTZEBUE",1000,0,1,0,0,0]
["AKMCGRATH",1000,0,1,0,0,0]
["AKNOME",1000,0,1,0,0,0]
["AKST_PAUL_IS",1000,0,1,0,0,0]
["AKTALKEETNA",1000,0,1,0,0,0]
["AKYAKUTAT",1000,0,1,0,0,0]
["ALBIRMINGHAM",36.75,0.88613019999999998,3.98,1.1379999999999999,0.372,1.4550000000000001]
["ALHUNTSVILLE",35.22,0.862232,3.71,1.167,0.36099999999999999,1.484]
["ALMOBILE",36.909999999999997,1.0138879999999999,4.6100000000000003,1.2130000000000001,0.36599999999999999,1.468]
["ALMONTGOMERY",36.729999999999997,0.94211040000000001,4.21,1.1679999999999999,0.38,1.427]
["ARFORT_SMITH",36.36,0.96834909999999996,3.29,1.2230000000000001,0.38900000000000001,1.405]
["ARLITTLE_ROCK",35.880000000000003,0.96728519999999996,3.66,1.181,0.38100000000000001,1.43]
["AZFLAGSTAFF",28.71,0.1654948,1,0.218,0.373,1.45]
["AZPHOENIX",30.53,0.9894387,1.23,1.133,0.41,1.341]
["AZPRESCOTT",32.24,0.64371040000000002,1.06,0.82499999999999996,0.37,1.46]
["AZTUCSON",29.85,0.95891590000000004,1.34,1.07,0.375,1.446]
["CAARCATA",1000,0,1,0,0,0]
["CABAKERSFIELD",32.840000000000003,0.98413589999999995,1.1200000000000001,1.171,0.39100000000000001,1.403]
["CADAGGETT",23.47,0.95761629999999998,1.06,1.018,0.34699999999999998,1.522]
["CAFRESNO",31.31,0.93927119999999997,1.1200000000000001,1.073,0.39800000000000002,1.38]
["CALONG_BEACH",34.49,0.21056739999999999,2.61,0.96499999999999997,0.33300000000000002,1.5640000000000001]
["CALOS_ANGELES",32.4,0.1748651,4.2,0.72199999999999998,0.29899999999999999,1.645]
["CASACRAMENTO",29.18,0.46731679999999998,1.2,0.753,0.38,1.4339999999999999]
["CASAN_DIEGO",35.42,0.67820709999999995,3.67,1.091,0.315,1.6080000000000001]
["CASAN_FRANCISCO",26.06,0.42820029999999998,1.02,0.56399999999999995,0.34599999999999997,1.518]
["CASANTA_MARIA",1000,0,1,0,0,0]
["COALAMOSA",1000,0,1,0,0,0]
["COBOULDER",31.28,0.48079650000000002,1.05,0.58899999999999997,0.371,1.4570000000000001]
["COCOLORADO_SPRINGS",28.25,0.45835599999999999,1.01,0.54500000000000004,0.35299999999999998,1.51]
["COEAGLE",1000,0,1,0,0,0]
["COGRAND_JUNCTION",28.65,0.8128978,1.01,0.879,0.34899999999999998,1.5189999999999999]
["COPUEBLO",26.01,0.67284180000000005,1.1299999999999999,0.81299999999999994,0.34300000000000003,1.5349999999999999]
["CTBRIDGEPORT",29.74,0.80571809999999999,4.5999999999999996,1.1279999999999999,0.308,1.627]
["CTHARTFORD",33.99,0.70296539999999996,3.46,1.05,0.36,1.4890000000000001]
["DEWILMINGTON",33.21,0.82702370000000003,4.03,1.1040000000000001,0.33900000000000002,1.546]
["FLDAYTONA_BEACH",33.42,0.97692080000000003,5.08,1.202,0.33400000000000002,1.5589999999999999]
["FLJACKSONVILLE",34.51,0.94944539999999999,4.66,1.196,0.35499999999999998,1.4990000000000001]
["FLKEY_WEST",29.86,1.0615680000000001,6.08,1.0860000000000001,0.33300000000000002,1.5589999999999999]
["FLMIAMI",31.99,1.0255019999999999,5.56,1.157,0.33200000000000002,1.5629999999999999]
["FLTALLAHASSEE",37.07,0.91231130000000005,4.54,1.1830000000000001,0.37,1.46]
["FLTAMPA",35.31,0.9528257,4.74,1.198,0.35799999999999998,1.496]
["FLWEST_PALM_BEACH",32.369999999999997,0.98159770000000002,5.69,1.1619999999999999,0.33200000000000002,1.5629999999999999]
["GAATHENS",38.76,0.87704369999999998,3.97,1.17,0.378,1.4359999999999999]
["GAATLANTA",35.380000000000003,0.8911095,3.78,1.1080000000000001,0.35499999999999998,1.502]
["GAAUGUSTA",34.659999999999997,0.90274560000000004,3.86,1.1240000000000001,0.37,1.46]
["GACOLUMBUS",39.81,0.9442912,4.22,1.2010000000000001,0.38300000000000001,1.4239999999999999]
["GAMACON",35.159999999999997,0.88812559999999996,3.67,1.139,0.373,1.4510000000000001]
["GASAVANNAH",36.299999999999997,0.93524580000000002,4.45,1.198,0.36099999999999999,1.4870000000000001]
["HIHILO",39.4,0.71230380000000004,6.42,1.1839999999999999,0.33100000000000002,1.569]
["HIHONOLULU",27.68,0.98548880000000005,4.3899999999999997,1.1850000000000001,0.30199999999999999,1.6419999999999999]
["HIKAHULUI",23.69,0.93177909999999997,4.6399999999999997,1.196,0.28899999999999998,1.67]
["HILIHUE",27.53,0.95742550000000004,7.14,1.109,0.29199999999999998,1.6639999999999999]
["IADES_MOINES",30.24,0.85044520000000001,3.28,1.081,0.34200000000000003,1.538]
["IAMASON_CITY",29.05,0.48465439999999999,3.85,1.0149999999999999,0.31900000000000001,1.5980000000000001]
["IASIOUX_CITY",27.24,0.80780790000000002,3.27,1.1060000000000001,0.32600000000000001,1.58]
["IAWATERLOO",29.29,0.55294410000000005,3.71,1.0509999999999999,0.32100000000000001,1.593]
["IDBOISE",30.71,0.71453829999999996,1.01,0.85899999999999999,0.375,1.446]
["IDPOCATELLO",26.95,0.34676360000000001,1,0.42299999999999999,0.34699999999999998,1.5249999999999999]
["ILCHICAGO",30.7,0.70537360000000005,3.43,1.0249999999999999,0.33,1.569]
["ILMOLINE",29.63,0.80208809999999997,3.01,1.0900000000000001,0.33800000000000002,1.548]
["ILPEORIA",31.71,0.73968959999999995,3.73,1.056,0.33800000000000002,1.5469999999999999]
["ILROCKFORD",29,0.53200590000000003,4.01,1.0549999999999999,0.318,1.601]
["ILSPRINGFIELD",32.520000000000003,0.82908029999999999,3.95,1.0900000000000001,0.34200000000000003,1.54]
["INEVANSVILLE",34.97,0.79908029999999997,3.89,1.1000000000000001,0.36599999999999999,1.4710000000000001]
["INFORT_WAYNE",31.34,0.55871190000000004,4.18,1.05,0.32800000000000001,1.5760000000000001]
["ININDIANAPOLIS",33.840000000000003,0.81062389999999995,4.0199999999999996,1.0980000000000001,0.34799999999999998,1.52]
["INSOUTH_BEND",31.92,0.7794065,4.53,1.0960000000000001,0.33200000000000002,1.5640000000000001]
["KSDODGE_CITY",22.9,0.83346659999999995,2.0299999999999998,1.032,0.31900000000000001,1.599]
["KSGOODLAND",23.52,0.68071349999999997,1.35,0.92100000000000004,0.32900000000000001,1.569]
["KSTOPEKA",27.69,0.90848859999999998,3.81,1.137,0.32700000000000001,1.579]
["KSWICHITA",25.79,0.93291970000000002,2.71,1.1439999999999999,0.33200000000000002,1.5660000000000001]
["KYCOVINGTON",35.020000000000003,0.72104239999999997,3.92,1.0960000000000001,0.34899999999999998,1.5189999999999999]
["KYLEXINGTON",36.31,0.7104762,4.0599999999999996,1.079,0.35199999999999998,1.514]
["KYLOUISVILLE",35.89,0.83834929999999996,3.88,1.1339999999999999,0.36,1.49]
["LABATON_ROUGE",36.450000000000003,0.95072380000000001,4.5999999999999996,1.1839999999999999,0.36699999999999999,1.4670000000000001]
["LALAKE_CHARLES",37.31,0.96322249999999998,5.43,1.2070000000000001,0.36399999999999999,1.476]
["LANEW_ORLEANS",36.94,0.9959095,5.12,1.198,0.36699999999999999,1.468]
["LASHREVEPORT",35.82,0.9405097,4.09,1.1759999999999999,0.371,1.4550000000000001]
["MABOSTON",27.55,0.71551609999999999,3.08,1.0589999999999999,0.309,1.6220000000000001]
["MAWORCHESTER",35.85,0.5149205,4.3,0.97699999999999998,0.34599999999999997,1.526]
["MDBALTIMORE",33.06,0.8300862,3.79,1.113,0.35,1.518]
["MECARIBOU",30.01,0.17070250000000001,3.97,0.88500000000000001,0.308,1.623]
["MEPORTLAND",32.200000000000003,0.44642290000000001,3.86,0.96399999999999997,0.32900000000000001,1.5740000000000001]
["MIALPENA",33.04,0.3176794,3.44,0.89500000000000002,0.33100000000000002,1.5660000000000001]
["MIDETROIT",30.69,0.58182840000000002,3.89,1.0629999999999999,0.32400000000000001,1.587]
["MIFLINT",31.99,0.49487379999999997,3.88,0.92900000000000005,0.32400000000000001,1.5860000000000001]
["MIGRAND_RAPIDS",28.24,0.4169194,3.36,0.92400000000000004,0.314,1.6120000000000001]
["MIHOUGHTON",34.67,0.45428570000000001,5.18,0.85599999999999998,0.31900000000000001,1.6]
["MILANSING",30.68,0.4287493,3.73,1.016,0.32200000000000001,1.5920000000000001]
["MIMUSKEGON",29.08,0.48834139999999998,4.21,0.97799999999999998,0.3,1.6439999999999999]
["MISAULT_STE_MARIE",34.72,0,5.36,0.57299999999999995,0.309,1.625]
["MITRAVERSE_CITY",32.08,0.47530689999999998,3.19,1.01,0.33100000000000002,1.5680000000000001]
["MNDULUTH",30.79,0.52217329999999995,3.79,0.95899999999999996,0.32,1.597]
["MNINTERNATIONAL_FALLS",33.200000000000003,0.21731710000000001,4.29,0.68600000000000005,0.33500000000000002,1.5589999999999999]
["MNMINNEAPOLIS",28.7,0.67140690000000003,4.0999999999999996,1.042,0.314,1.6120000000000001]
["MNROCHESTER",25.01,0.46136500000000003,3.98,1.0069999999999999,0.29799999999999999,1.65]
["MNSAINT_CLOUD",30.13,0.67066809999999999,3.96,0.97799999999999998,0.32400000000000001,1.585]
["MOCOLUMBIA",31.86,0.89098849999999996,3.36,1.1399999999999999,0.35399999999999998,1.508]
["MOKANSAS_CITY",29.75,0.897397,3.89,1.1299999999999999,0.33600000000000002,1.554]
["MOSPRINGFIELD",32.4,0.90470980000000001,3.81,1.1100000000000001,0.35399999999999998,1.5069999999999999]
["MOST_LOUIS",31.37,0.93789080000000002,3.75,1.1359999999999999,0.34699999999999998,1.526]
["MSJACKSON",35.659999999999997,0.90883919999999996,4,1.171,0.374,1.448]
["MSMERIDIAN",36.090000000000003,0.88114709999999996,3.75,1.123,0.38400000000000001,1.4179999999999999]
["MTBILLINGS",30.98,0.66296889999999997,1.04,0.77,0.36699999999999999,1.47]
["MTCUT_BANK",21.39,6.7617399999999994E-2,1,0.14099999999999999,0.30399999999999999,1.6379999999999999]
["MTGLASGOW",25.41,0.58948679999999998,1.34,0.71699999999999997,0.32600000000000001,1.579]
["MTGREAT_FALLS",26.59,0.39593430000000002,1.04,0.55200000000000005,0.33700000000000002,1.55]
["MTHELENA",31.42,0.36086309999999999,1,0.5,0.38100000000000001,1.43]
["MTKALISPELL",35.28,4.9479200000000001E-2,1.08,0.16800000000000001,0.41499999999999998,1.323]
["MTLEWISTOWN",27.63,0.30872670000000002,1.03,0.47599999999999998,0.35899999999999999,1.492]
["MTMILES_CITY",27.94,0.73556759999999999,1.1599999999999999,0.76600000000000001,0.35299999999999998,1.5069999999999999]
["MTMISSOULA",27.05,0.1124201,1,0.27600000000000002,0.35299999999999998,1.508]
["NCASHEVILLE",38.6,0.41597390000000001,3.88,1.0740000000000001,0.35599999999999998,1.4950000000000001]
["NCCAPE_HATTERAS",30.86,1.003285,7.88,1.1439999999999999,0.308,1.625]
["NCCHARLOTTE",38.479999999999997,0.86578869999999997,3.72,1.121,0.374,1.4490000000000001]
["NCGREENSBORO",38.14,0.73995690000000003,4.25,1.1020000000000001,0.36799999999999999,1.4670000000000001]
["NCRALEIGH",35.5,0.82374979999999998,3.88,1.115,0.36499999999999999,1.476]
["NCWILMINGTON",34.369999999999997,0.9403551,5.55,1.157,0.34399999999999997,1.534]
["NDBISMARCK",29.46,0.35747079999999998,2.5,0.76500000000000001,0.33900000000000002,1.546]
["NDFARGO",24.89,0.56140129999999999,3.17,0.90900000000000003,0.311,1.6160000000000001]
["NDMINOT",27.83,0.28216790000000003,2.1800000000000002,0.68600000000000005,0.32600000000000001,1.5780000000000001]
["NEGRAND_ISLAND",24.75,0.71730360000000004,2.69,0.97899999999999998,0.317,1.6040000000000001]
["NENORFOLK",24.2,0.82587639999999995,2.35,1.079,0.317,1.6040000000000001]
["NENORTH_PLATTE",26.34,0.68148030000000004,1.87,0.94,0.33700000000000002,1.5489999999999999]
["NEOMAHA",31.79,0.85612029999999995,3.85,1.141,0.34499999999999997,1.53]
["NESCOTTSBLUFF",28.59,0.46869169999999999,1.3,0.68,0.36199999999999999,1.4830000000000001]
["NHCONCORD",34.82,0.40237580000000001,2.91,0.95599999999999996,0.35699999999999998,1.5]
["NJATLANTIC_CITY",31.64,0.78499669999999999,3.95,1.149,0.33300000000000002,1.5620000000000001]
["NJNEWARK",32.18,0.88025249999999999,3.35,1.147,0.33200000000000002,1.5680000000000001]
["NMALBUQUERQUE",28.72,0.66768309999999997,1.05,0.82199999999999995,0.34799999999999998,1.52]
["NMTUCUMCARI",29.05,0.80132519999999996,1.29,1.006,0.35,1.514]
["NVELKO",30.91,0.31070350000000002,1,0.46100000000000002,0.38900000000000001,1.407]
["NVELY",22.96,6.4823699999999998E-2,1,0.13500000000000001,0.32,1.597]
["NVLAS_VEGAS",27.07,1.041865,1.04,1.153,0.376,1.4430000000000001]
["NVRENO",28.41,0.33181680000000002,1,0.56200000000000006,0.36599999999999999,1.47]
["NVTONOPAH",27.62,0.63270570000000004,1,0.75700000000000001,0.35199999999999998,1.5069999999999999]
["NVWINNEMUCCA",29.14,0.68176970000000003,1,0.82799999999999996,0.377,1.444]
["NYALBANY",32.78,0.52068289999999995,3.47,1.0289999999999999,0.34100000000000003,1.5409999999999999]
["NYBINGHAMTON",34.25,0.16133069999999999,5.09,1.101,0.316,1.605]
["NYBUFFALO",26.62,0.49547039999999998,3.87,0.96399999999999997,0.3,1.6439999999999999]
["NYMASSENA",33.83,0.42127419999999999,4.13,1.008,0.33500000000000002,1.5569999999999999]
["NYNEW_YORK_CITY",29.32,0.91111109999999995,3.73,1.089,0.312,1.6160000000000001]
["NYROCHESTER",32,0.6200234,3.35,1.0820000000000001,0.33400000000000002,1.56]
["NYSYRACUSE",34.03,0.69480690000000001,3.99,1.0249999999999999,0.34300000000000003,1.534]
["OHAKRON",32.86,0.53366460000000004,4,1.046,0.32600000000000001,1.581]
["OHCLEVELAND",30.98,0.56198709999999996,3.7,1.0009999999999999,0.32400000000000001,1.585]
["OHCOLUMBUS",34.06,0.62121599999999999,3.68,1.0780000000000001,0.34100000000000003,1.542]
["OHDAYTON",33.17,0.67958909999999995,3.75,1.0349999999999999,0.33600000000000002,1.5549999999999999]
["OHMANSFIELD",32.22,0.55404500000000001,4,0.998,0.32300000000000001,1.5860000000000001]
["OHTOLEDO",33.39,0.52776880000000004,3.44,0.99399999999999999,0.34200000000000003,1.538]
["OHYOUNGSTOWN",34.229999999999997,0.20362079999999999,4.49,0.95399999999999996,0.32800000000000001,1.5740000000000001]
["OKOKLAHOMA_CITY",25.65,0.96808550000000004,2.92,1.161,0.32800000000000001,1.577]
["OKTULSA",27.35,0.99699380000000004,3.44,1.161,0.33800000000000002,1.5509999999999999]
["ORASTORIA",23.7,0,11.67,1.6E-2,0.26200000000000001,1.73]
["ORBURNS",32.119999999999997,0.30119430000000003,1,0.35899999999999999,0.378,1.4419999999999999]
["OREUGENE",28.99,0.1338152,1.39,0.35199999999999998,0.35,1.5189999999999999]
["ORMEDFORD",32.049999999999997,0.57149159999999999,1.04,0.749,0.40699999999999997,1.353]
["ORNORTH_BEND",1000,0,1,0,0,0]
["ORPENDLETON",29.77,0.73836619999999997,1.03,0.84799999999999998,0.372,1.452]
["ORPORTLAND",31.34,0.31303829999999999,1.35,0.503,0.35699999999999998,1.498]
["ORREDMOND",30.09,0.1268995,1,0.25,0.37,1.4670000000000001]
["ORSALEM",30.98,4.4976299999999997E-2,1.25,0.442,0.374,1.4530000000000001]
["PAALLENTOWN",33.54,0.47351409999999999,3.78,1.006,0.33300000000000002,1.5640000000000001]
["PABRADFORD",33.369999999999997,7.92881E-2,6.25,0.69099999999999995,0.30099999999999999,1.643]
["PAERIE",29.66,0.50630330000000001,5.73,0.96699999999999997,0.3,1.6439999999999999]
["PAHARRISBURG",36.78,0.77583020000000003,3.43,1.1000000000000001,0.36099999999999999,1.4870000000000001]
["PAPHILADELPHIA",33.81,0.83630349999999998,3.94,1.135,0.33800000000000002,1.55]
["PAPITTSBURGH",32.26,0.52328529999999995,3.58,0.97399999999999998,0.33400000000000002,1.5589999999999999]
["PAWILKES-BARRE",34.04,0.5997441,3.94,1.042,0.34300000000000003,1.536]
["PAWILLIAMSPORT",35.700000000000003,0.43389339999999998,3.85,1.0780000000000001,0.34899999999999998,1.518]
["PIGUAM",33.29,1.0715319999999999,7.93,1.1919999999999999,0.32400000000000001,1.5860000000000001]
["PRSAN_JUAN",34.409999999999997,1.078633,5.72,1.2490000000000001,0.33900000000000002,1.5469999999999999]
["RIPROVIDENCE",30.07,0.65688809999999997,4.0199999999999996,1.099,0.316,1.6060000000000001]
["SCCHARLESTON",33.32,0.88650079999999998,4.6100000000000003,1.1759999999999999,0.34200000000000003,1.5369999999999999]
["SCCOLUMBIA",35.74,0.91303239999999997,3.51,1.157,0.376,1.444]
["SCGREENVILLE",39.39,0.86241789999999996,3.77,1.1339999999999999,0.38400000000000001,1.419]
["SDHURON",27.82,0.50566949999999999,3.15,0.88800000000000001,0.32800000000000001,1.5740000000000001]
["SDPIERRE",24.5,0.72362009999999999,1.92,0.92300000000000004,0.32900000000000001,1.5720000000000001]
["SDRAPID_CITY",25.97,0.61486359999999995,1.37,0.81899999999999995,0.33300000000000002,1.5629999999999999]
["SDSIOUX_FALLS",25.52,0.83923349999999997,2.44,1.069,0.33,1.571]
["TNBRISTOL",41.92,0.55552610000000002,3.51,1.1220000000000001,0.39200000000000002,1.3939999999999999]
["TNCHATTANOOGA",39.49,0.87589289999999997,3.35,1.1930000000000001,0.39800000000000002,1.375]
["TNKNOXVILLE",39.630000000000003,0.83783949999999996,4.33,1.123,0.378,1.4379999999999999]
["TNMEMPHIS",33.82,1.003506,4.09,1.1659999999999999,0.36099999999999999,1.486]
["TNNASHVILLE",34.72,0.90652390000000005,3.47,1.1399999999999999,0.373,1.452]
["TXABILENE",26.27,0.97711890000000001,2.1800000000000002,1.1120000000000001,0.33600000000000002,1.554]
["TXAMARILLO",22.97,0.8670928,1.46,1.004,0.317,1.605]
["TXAUSTIN",31.99,0.97089769999999997,3.68,1.1830000000000001,0.35299999999999998,1.508]
["TXBROWNSVILLE",25.8,1.009919,5.08,1.202,0.313,1.6160000000000001]
["TXCORPUS_CHRISTI",26.65,1.0137970000000001,5.3,1.1910000000000001,0.32,1.5960000000000001]
["TXEL_PASO",32.21,0.93549040000000006,1.22,1.0720000000000001,0.378,1.4350000000000001]
["TXFORT_WORTH",29.05,0.98744259999999995,3.29,1.1259999999999999,0.34799999999999998,1.52]
["TXHOUSTON",32.97,0.95805850000000004,4.76,1.1779999999999999,0.34899999999999998,1.5189999999999999]
["TXLUBBOCK",26.26,0.8488713,1.77,1.046,0.32800000000000001,1.5760000000000001]
["TXLUFKIN",36.89,0.94787259999999995,4.1399999999999997,1.1859999999999999,0.38200000000000001,1.4219999999999999]
["TXMIDLAND",25.5,0.93197269999999999,1.54,1.0669999999999999,0.33700000000000002,1.5509999999999999]
["TXPORT_ARTHUR",32.29,0.98035119999999998,5.48,1.1819999999999999,0.34300000000000003,1.5349999999999999]
["TXSAN_ANGELO",27.54,0.9421716,2.19,1.1000000000000001,0.34100000000000003,1.54]
["TXSAN_ANTONIO",30.76,0.98041160000000005,3.86,1.157,0.34300000000000003,1.538]
["TXVICTORIA",30.15,0.99269280000000004,4.74,1.2,0.33600000000000002,1.5549999999999999]
["TXWACO",27.6,0.98723229999999995,3.33,1.1339999999999999,0.33900000000000002,1.546]
["TXWICHITA_FALLS",23.68,0.9937513,2.75,1.131,0.32700000000000001,1.579]
["UTCEDAR_CITY",26.77,0.67331379999999996,1,0.83599999999999997,0.34699999999999998,1.522]
["UTSALT_LAKE_CITY",27.91,0.83597889999999997,1.02,0.96199999999999997,0.35599999999999998,1.4970000000000001]
["VALYNCHBURG",37.86,0.75228790000000001,3.43,1.1140000000000001,0.36599999999999999,1.472]
["VANORFOLK",31.2,0.89010020000000001,4.8600000000000003,1.143,0.32700000000000001,1.5760000000000001]
["VARICHMOND",35,0.82243279999999996,4.32,1.08,0.35299999999999998,1.51]
["VAROANOKE",35.130000000000003,0.72986649999999997,3.57,1.0780000000000001,0.35099999999999998,1.516]
["VASTERLING",34.96,0.73980809999999997,3.65,1.097,0.35799999999999998,1.4950000000000001]
["VTBURLINGTON",31.13,0.66196639999999995,3.86,0.96099999999999997,0.32700000000000001,1.5760000000000001]
["WAOLYMPIA",34.57,0.1280172,1.56,0.40899999999999997,0.4,1.3740000000000001]
["WAQUILLAYUTE",1000,0,1,0,0,0]
["WASEATTLE",32.76,0.15755730000000001,1.1599999999999999,0.42899999999999999,0.36299999999999999,1.484]
["WASPOKANE",28.94,0.57933650000000003,1,0.64900000000000002,0.378,1.4350000000000001]
["WAYAKIMA",32.46,0.44606570000000001,1.08,0.47599999999999998,0.38200000000000001,1.42]
["WIEAU_CLAIRE",27.95,0.62924639999999998,3.81,0.97899999999999998,0.316,1.6060000000000001]
["WIGREEN_BAY",31.13,0.42752420000000002,3.98,0.94099999999999995,0.32600000000000001,1.58]
["WILA_CROSSE",31.95,0.5470294,4.12,1.0329999999999999,0.33200000000000002,1.5629999999999999]
["WIMADISON",29.31,0.66567719999999997,3.48,1.024,0.32700000000000001,1.577]
["WIMILWAUKEE",26.54,0.55800459999999996,3.94,1.1040000000000001,0.308,1.627]
["WVCHARLESTON",41.09,0.56118389999999996,4.03,0.95499999999999996,0.377,1.4359999999999999]
["WVELKINS",39.31,5.4271399999999997E-2,5.28,0.92400000000000004,0.34200000000000003,1.536]
["WVHUNTINGTON",39.1,0.63123589999999996,4.03,1.0880000000000001,0.36899999999999999,1.464]
["WYCASPER",24.3,0.34056069999999999,1,0.46400000000000002,0.33200000000000002,1.5629999999999999]
["WYCHEYENNE",23.54,0.1112235,1,0.14299999999999999,0.32,1.5960000000000001]
["WYLANDER",28.56,0.32828810000000003,1,0.49399999999999999,0.34399999999999997,1.5329999999999999]
["WYROCK_SPRINGS",19.77,6.9497299999999998E-2,1,0.10100000000000001,0.29099999999999998,1.6659999999999999]
["WYSHERIDAN",29.88,0.44719029999999999,1.05,0.48,0.37,1.458]

{"sheet":"WS_solargain","index":46,"n_rows":241,"n_cols":11,"rows_kept":241,"cut":false,"hidden":true,"merged":[]}
["nrel solar database annualized summaries Btu/sqft/yr solar thru dbl clear window for days where CDH74>10",2,3,4,5,6,7,8,9,10,11]
["station","CsolarE","CsolarH","CsolarN","CsolarS","CsolarW","HsolarE","HsolarH","HsolarN","HsolarS","HsolarW"]
["AKANCHORAGE",4053,6684,2408,4461,4329,151695,219222,78434,239697,154880]
["AKANNETTE",1553,2605,882,1645,1711,161555,252713,88887,230803,173568]
["AKBARROW",0,0,0,0,0,155776,202916,94058,224737,160279]
["AKBETHEL",2368,3895,1553,2395,2553,168597,235236,88561,266566,175334]
["AKBETTLES",13697,18487,7934,14066,13316,179017,215100,85191,267961,178636]
["AKBIG_DELTA",6368,9263,3605,6395,6316,174693,217542,79164,280737,173353]
["AKCOLD_BAY",0,0,0,0,0,139500,227149,92678,202000,144724]
["AKFAIRBANKS",25434,36829,14329,26697,25316,154989,192003,71200,250071,151728]
["AKGULKANA",11921,17171,6421,11355,11513,202480,255286,91371,301461,194074]
["AKKING_SALMON",1211,1974,737,1474,1289,168828,243521,91461,260605,172575]
["AKKODIAK",816,1329,487,789,842,173422,247536,89017,262118,175672]
["AKKOTZEBUE",934,1395,592,1026,1039,184963,236926,94130,282974,197897]
["AKMCGRATH",4645,6908,2711,4592,4553,173529,224650,83892,269671,171925]
["AKNOME",895,1355,553,921,961,192268,246705,94134,292421,198900]
["AKST_PAUL_IS",0,0,0,0,0,140791,229422,95275,204618,147267]
["AKTALKEETNA",3605,5539,2039,3789,3658,175503,231980,84187,278197,173713]
["AKYAKUTAT",0,0,0,0,0,156778,235532,91246,229237,164516]
["ALBIRMINGHAM",169447,311500,84342,141447,166645,80447,131447,37474,149658,83987]
["ALHUNTSVILLE",154618,287697,75803,123487,155342,90737,150592,42829,159711,94526]
["ALMOBILE",184382,333263,90289,151947,175539,59329,100447,27776,105329,61592]
["ALMONTGOMERY",187553,350947,94579,160605,186553,70092,116303,32224,133395,73566]
["ARFORT_SMITH",173487,317368,81079,142382,178171,91197,146145,40658,172447,94553]
["ARLITTLE_ROCK",171224,314066,81263,137737,172618,89250,145368,40829,168434,92921]
["AZFLAGSTAFF",79882,131974,31026,42724,69316,264000,407289,89224,347934,247237]
["AZPHOENIX",291408,521447,109250,258842,287395,60211,90500,21776,130789,58579]
["AZPRESCOTT",193658,322908,70645,129000,176789,170500,253474,55276,277000,162145]
["AZTUCSON",276039,477461,99737,229211,257789,84276,127605,27855,160408,81395]
["CAARCATA",1882,3908,1105,2526,2539,222053,411316,118868,303355,255645]
["CABAKERSFIELD",225553,407421,87132,176263,227408,80711,134421,37803,150066,84868]
["CADAGGETT",272289,467776,95118,213395,263553,92500,134197,30579,192566,90579]
["CAFRESNO",219974,394263,84671,171803,217605,89697,150882,42368,158355,93882]
["CALONG_BEACH",115737,252829,58013,121197,147211,69066,119632,31382,137526,75566]
["CALOS_ANGELES",57303,117158,28000,71289,67132,71605,124539,31934,128421,75803]
["CASACRAMENTO",193395,342079,73553,150434,194250,100908,165697,46079,176474,104289]
["CASAN_DIEGO",68684,149539,33184,75513,85553,53684,90816,22408,105697,57605]
["CASAN_FRANCISCO",26171,52026,11658,27079,30000,155092,277829,70697,233895,168079]
["CASANTA_MARIA",38632,77079,17000,53092,46053,175908,321684,75605,262250,193961]
["COALAMOSA",110618,176211,40118,61711,88224,283763,416461,92737,386711,256039]
["COBOULDER",146395,233803,55303,109197,118224,174592,257408,64829,286000,159316]
["COCOLORADO_SPRINGS",120829,193921,46263,80303,97066,198171,293829,72000,308237,183329]
["COEAGLE",125974,200487,47763,84250,107171,233421,352974,89697,327513,216013]
["COGRAND_JUNCTION",174711,294776,67711,127000,160947,150632,225895,57342,264868,146658]
["COPUEBLO",186947,313895,71237,140355,163908,158421,234500,56276,286592,155053]
["CTBRIDGEPORT",79987,147197,40553,69461,80868,127908,202566,60289,209697,125513]
["CTHARTFORD",93855,169855,49132,80382,93342,119382,189368,58263,203487,118039]
["DEWILMINGTON",114316,209671,57105,96211,115421,120039,189750,55276,203368,120368]
["FLDAYTONA_BEACH",226197,409566,106895,192289,210855,42355,69158,18526,77013,41974]
["FLJACKSONVILLE",210579,378618,99342,177053,198211,55329,90842,24368,103684,56171]
["FLKEY_WEST",271882,517039,124934,258763,272566,4000,6724,1618,7763,4013]
["FLMIAMI",268789,484803,132447,263592,252803,5789,9684,2500,9158,5632]
["FLTALLAHASSEE",200842,367895,97908,169500,192579,62618,107250,28908,115316,66158]
["FLTAMPA",247526,441724,112118,220342,228566,31513,52987,13329,57921,32250]
["FLWEST_PALM_BEACH",261632,470934,124250,249750,246855,9671,15526,4158,17513,9329]
["GAATHENS",156579,293026,77605,125645,158461,96855,157447,42526,174500,99974]
["GAATLANTA",154658,288908,77013,120645,154237,97408,160553,43592,176092,100632]
["GAAUGUSTA",166961,310329,81579,133684,164237,94105,154066,41184,167461,96539]
["GACOLUMBUS",177526,329895,86737,144671,176618,76368,126329,34132,142737,80526]
["GAMACON",176592,327566,85882,150961,175224,84132,139316,37289,151711,86934]
["GASAVANNAH",187079,338526,90724,159224,177632,70645,115842,30776,127447,71171]
["HIHILO",253092,478329,133303,238671,243816,0,0,0,0,0]
["HIHONOLULU",326855,589961,145355,288711,317368,0,0,0,0,0]
["HIKAHULUI",332605,593500,136421,283513,315539,0,0,0,0,0]
["HILIHUE",280526,535855,134750,265197,284237,0,0,0,0,0]
["IADES_MOINES",104882,186566,48750,85618,108237,129263,198592,57658,222289,129132]
["IAMASON_CITY",92013,162408,43829,75513,94092,147618,228461,67592,243671,147461]
["IASIOUX_CITY",112737,202513,52684,93829,118158,123803,188605,54368,223197,125632]
["IAWATERLOO",92974,165316,44645,76171,95118,136171,211539,63237,227303,136066]
["IDBOISE",128487,214750,49145,104263,127092,161013,246118,67000,242263,159342]
["IDPOCATELLO",117921,196421,45329,89197,112645,174355,268197,73947,260303,172882]
["ILCHICAGO",106566,189303,52632,90026,106013,121105,193697,60105,197474,119724]
["ILMOLINE",116250,207487,55566,95934,118342,121724,189895,56868,205947,121132]
["ILPEORIA",120171,212868,56789,100763,121263,120974,190737,57461,201724,119303]
["ILROCKFORD",97171,170684,46947,83079,97342,131526,206434,62697,213395,129382]
["ILSPRINGFIELD",135632,241263,62737,107039,135868,114908,179487,52934,201395,114395]
["INEVANSVILLE",138026,247355,65289,107724,137461,112684,178947,53092,186737,111882]
["INFORT_WAYNE",99566,177724,49579,82921,99553,113684,182513,57697,180211,111632]
["ININDIANAPOLIS",114250,204197,55934,95526,113513,112803,180987,55789,181592,110066]
["INSOUTH_BEND",95197,170829,48105,83026,97237,119750,199211,64276,180855,121658]
["KSDODGE_CITY",162974,295711,70461,131855,165447,137842,213658,54461,247803,138737]
["KSGOODLAND",131816,235763,54250,105684,134066,165868,255013,64605,281197,167605]
["KSTOPEKA",130066,237474,61342,106105,136868,119263,186566,52263,211908,120882]
["KSWICHITA",144303,265908,66013,115447,152329,123197,194250,52566,222026,127000]
["KYCOVINGTON",128579,228763,63118,105250,127303,101855,162684,49776,170513,100776]
["KYLEXINGTON",118053,211724,58697,93947,117342,110855,179868,54750,181184,111171]
["KYLOUISVILLE",134395,241987,65724,110329,133461,99316,162447,49145,170895,100447]
["LABATON_ROUGE",191237,347447,92526,163053,180487,59487,102039,28263,102750,62684]
["LALAKE_CHARLES",201224,373947,99868,166829,198013,54592,93645,26579,102237,57789]
["LANEW_ORLEANS",198303,363474,96368,168382,188658,55211,94342,26355,100237,57816]
["LASHREVEPORT",188882,355105,92263,162974,195947,69658,117474,32711,133303,74921]
["MABOSTON",76658,137566,38447,62974,75250,131803,206276,61118,223132,129816]
["MAWORCHESTER",58079,103921,29829,48145,57487,142816,226079,68434,231763,141395]
["MDBALTIMORE",122961,221658,60184,105553,122579,116145,183592,52276,199487,116237]
["MECARIBOU",39092,66237,19934,32000,38118,177763,268329,85824,265789,173303]
["MEPORTLAND",64579,113855,31158,54684,64803,155750,238868,70316,254342,153645]
["MIALPENA",58329,99539,27237,49171,58842,161395,257526,78947,229987,163803]
["MIDETROIT",85092,149395,41592,67618,83605,135013,216447,67987,203750,131618]
["MIFLINT",79605,138250,39092,67487,78868,130724,207724,66461,195447,128592]
["MIGRAND_RAPIDS",88039,155224,42684,70434,89079,129934,208197,66526,194816,129763]
["MIHOUGHTON",59184,99289,27737,50539,59697,154184,239184,75717,223474,155487]
["MILANSING",99961,175053,49118,84526,99816,129605,209724,66197,193197,128118]
["MIMUSKEGON",81053,147474,39553,70500,85066,120605,201618,64263,178461,124803]
["MISAULT_STE_MARIE",45447,79842,22053,37513,47776,172895,275579,85013,249303,177026]
["MITRAVERSE_CITY",78816,137197,38066,68908,81039,134158,219461,70382,193566,137382]
["MNDULUTH",39053,66947,19013,32947,39684,186895,290763,88982,279632,189355]
["MNINTERNATIONAL_FALLS",44118,71500,21224,38987,44039,170829,253013,79746,264039,170316]
["MNMINNEAPOLIS",93526,160987,43276,79500,94684,131513,198289,59211,232671,132158]
["MNROCHESTER",90276,158026,43908,74763,92132,138158,214013,65697,229539,138697]
["MNSAINT_CLOUD",77053,131882,36263,62961,78118,151026,228211,67959,250421,152934]
["MOCOLUMBIA",134803,242487,63579,109250,135934,108855,169329,48776,195461,108632]
["MOKANSAS_CITY",139276,251579,64816,114566,145118,112197,172961,48829,204408,112553]
["MOSPRINGFIELD",144579,262447,67289,113211,148434,107737,171447,48947,196355,110566]
["MOST_LOUIS",140579,248289,65750,111421,138632,105013,164263,48171,189487,104789]
["MSJACKSON",189158,349039,90658,159487,185961,80961,136934,37408,138803,84539]
["MSMERIDIAN",186868,343224,92513,159079,182895,81671,137579,38355,140855,84632]
["MTBILLINGS",113526,183158,45026,94908,104961,161342,236539,68658,265605,156987]
["MTCUT_BANK",49224,77724,19789,42039,46750,208605,300039,87770,317434,204105]
["MTGLASGOW",101487,163211,42750,85671,97776,151395,214513,64642,260145,149000]
["MTGREAT_FALLS",98526,159079,40934,82868,91974,164658,239092,70193,271118,158197]
["MTHELENA",96868,154526,38566,79566,90539,178974,264513,76766,277053,175961]
["MTKALISPELL",73789,118039,31263,63211,71592,172961,263395,82563,239592,172395]
["MTLEWISTOWN",91224,142697,36316,79000,83500,181526,263382,78001,275882,171684]
["MTMILES_CITY",105197,171566,42500,87592,101987,163342,236224,67945,274987,160684]
["MTMISSOULA",99816,160987,40711,83368,96316,158868,243592,74661,232197,158434]
["NCASHEVILLE",106579,200684,54289,82724,104184,123829,205447,54066,214171,125947]
["NCCAPE_HATTERAS",124487,236645,61289,101263,125974,90355,145842,38513,162868,90737]
["NCCHARLOTTE",142474,267250,70382,114855,144263,98276,158171,42868,178289,100026]
["NCGREENSBORO",131553,243382,65276,105895,132632,103974,166645,45039,185474,106355]
["NCRALEIGH",145724,267724,73158,120487,144250,110289,177408,48539,192539,110934]
["NCWILMINGTON",165197,300711,80158,143171,161855,85724,137263,36921,156013,85579]
["NDBISMARCK",100145,168789,43461,89645,100132,162158,239947,69616,279211,162829]
["NDFARGO",92553,154289,42026,81026,93513,157066,230658,69625,259105,155092]
["NDMINOT",86184,140974,37974,74329,86776,161776,230658,68299,274487,160579]
["NEGRAND_ISLAND",138039,246461,60382,120711,145118,135132,206197,56368,244105,138092]
["NENORFOLK",122671,220684,56263,99421,129092,136382,209513,59237,247066,140921]
["NENORTH_PLATTE",124908,221763,53750,108711,128408,160842,247316,66645,275158,163211]
["NEOMAHA",117947,215053,56053,102211,122882,113487,175697,50934,212921,114855]
["NESCOTTSBLUFF",143276,242855,57434,116868,132671,156566,232868,63053,272908,153408]
["NHCONCORD",84684,149171,41105,71211,85053,152145,237132,70763,244632,151658]
["NJATLANTIC_CITY",97684,178447,48684,80658,98289,126750,199737,57895,212079,124461]
["NJNEWARK",96092,172842,48987,83671,94724,112408,177000,53026,195947,111895]
["NMALBUQUERQUE",195513,341355,74224,128355,172566,163118,245868,55645,281276,156066]
["NMTUCUMCARI",184342,326842,73921,130092,174158,147079,227197,52724,260592,147224]
["NVELKO",142829,230500,52197,104276,127803,200000,294539,76658,293263,185697]
["NVELY",113539,182316,41474,73487,98474,239921,360066,87934,341039,222197]
["NVLAS_VEGAS",237947,414421,87987,178184,231408,108816,160987,37526,219829,106342]
["NVRENO",158355,264645,57658,112368,147013,200500,303724,74395,302276,192316]
["NVTONOPAH",176118,292026,62395,118487,160079,182408,266684,62987,296750,172566]
["NVWINNEMUCCA",147592,242895,54658,111526,137461,194224,287829,75000,290763,182763]
["NYALBANY",92882,164461,47276,78987,92803,130789,208118,64908,206434,130776]
["NYBINGHAMTON",51158,89566,26250,42237,50961,145803,236592,76763,204605,144974]
["NYBUFFALO",73816,131671,36566,60987,75408,120829,196500,63184,177553,120974]
["NYMASSENA",73013,123461,35211,61118,72921,151276,231711,71263,232237,151382]
["NYNEW_YORK_CITY",96316,175895,50171,80658,94592,116197,184553,55092,201697,113882]
["NYROCHESTER",87750,151671,43079,72053,88184,121776,196118,63763,180447,123145]
["NYSYRACUSE",76316,133947,37842,63197,77355,132039,213303,67434,194763,133342]
["OHAKRON",90921,161447,46053,73763,89382,118592,194921,63224,177737,117079]
["OHCLEVELAND",89224,162776,45303,75658,91263,113500,192197,61724,170000,115618]
["OHCOLUMBUS",104079,183158,52118,83000,100250,111934,181132,57934,175421,109013]
["OHDAYTON",102763,182908,50355,82697,102145,120776,196224,60474,187224,119026]
["OHMANSFIELD",97776,173237,48842,79724,96447,112908,184408,59737,174079,111750]
["OHTOLEDO",101276,179895,49434,84289,101211,121000,195382,60447,191408,119566]
["OHYOUNGSTOWN",88434,155421,45763,71513,86961,118132,195395,64908,170711,117382]
["OKOKLAHOMA_CITY",153105,283329,68618,117539,160553,114342,182961,48316,209184,118487]
["OKTULSA",158316,289342,73947,127553,164250,102737,163908,45855,190539,106079]
["ORASTORIA",8224,15539,4395,10382,9961,150395,262500,85799,218513,168671]
["ORBURNS",106724,172724,39921,86789,100461,193763,293276,81145,271474,185158]
["OREUGENE",84132,152684,38447,82974,95053,122066,211513,66579,178934,136447]
["ORMEDFORD",145158,253487,57934,119632,147211,121171,206605,59500,193434,131158]
["ORNORTH_BEND",1645,3197,855,1803,1934,187316,334066,96408,267711,206947]
["ORPENDLETON",126171,206618,50487,110013,124605,129487,195303,58825,197368,126974]
["ORPORTLAND",64605,122263,33053,67947,76316,106316,183947,60558,171171,117803]
["ORREDMOND",105868,171605,41013,86671,100316,207382,314053,86526,288868,198500]
["ORSALEM",75855,135066,35645,76368,83803,133171,226487,72450,194934,144000]
["PAALLENTOWN",94355,172066,48750,79724,93711,114224,182697,56263,194579,114461]
["PABRADFORD",46066,82789,24053,38658,47276,157855,265921,84171,216395,160592]
["PAERIE",70816,129013,35092,61632,73776,122434,207868,66868,175382,125618]
["PAHARRISBURG",103171,185961,52618,86263,103026,118145,190118,57789,198224,120224]
["PAPHILADELPHIA",111737,203789,56105,95513,111342,113711,179211,52829,195184,113092]
["PAPITTSBURGH",101395,181066,53158,83750,100289,117263,193987,62711,178289,116211]
["PAWILKES-BARRE",73434,134566,38000,61842,74000,122013,201934,63961,195211,124803]
["PAWILLIAMSPORT",91605,174803,49211,79039,96329,110553,182934,58184,184368,113750]
["PIGUAM",298526,545447,166224,249816,287263,0,0,0,0,0]
["PRSAN_JUAN",313789,585250,155803,281197,299737,0,0,0,0,0]
["RIPROVIDENCE",81158,147342,41013,70724,81789,131237,208026,62000,223776,130579]
["SCCHARLESTON",178737,323289,86487,145855,169197,82237,134500,35711,145026,81934]
["SCCOLUMBIA",171803,318342,83447,149105,169947,93289,151474,40500,166750,94671]
["SCGREENVILLE",144355,266961,69132,113605,141974,111474,180632,47105,194868,113553]
["SDHURON",110355,189658,48342,98553,112724,141158,212671,62632,243526,142868]
["SDPIERRE",121671,207553,51434,105908,122118,147474,220316,63579,255592,148947]
["SDRAPID_CITY",99421,162855,39303,85224,94882,173789,257066,70816,283895,170763]
["SDSIOUX_FALLS",102592,181013,46724,85368,106224,141737,215171,62461,245632,143697]
["TNBRISTOL",108211,206974,55500,89553,113408,116145,193882,55105,192618,119895]
["TNCHATTANOOGA",145461,272461,74132,121329,146079,90855,151776,43829,163882,94684]
["TNKNOXVILLE",131474,249132,67803,109184,134724,92289,152066,44816,160487,95039]
["TNMEMPHIS",166842,304487,77987,132066,167066,90605,145684,40605,163566,92316]
["TNNASHVILLE",154158,282171,76395,128408,151184,96908,158263,45539,171224,98487]
["TXABILENE",202895,369263,87553,162500,206579,81737,131039,32711,164237,85724]
["TXAMARILLO",161750,292566,67487,118671,161000,143908,227645,53842,253224,147553]
["TXAUSTIN",211487,415947,103645,196132,235487,53316,91974,24750,105132,59092]
["TXBROWNSVILLE",228750,433921,115329,195868,235921,27368,48079,14250,48276,28737]
["TXCORPUS_CHRISTI",203447,395158,103829,179526,223171,33579,59934,17447,60500,37250]
["TXEL_PASO",245868,441184,94329,181066,230961,125211,195039,43237,225053,120461]
["TXFORT_WORTH",196816,369013,91750,164066,204658,80842,132776,35197,158368,85855]
["TXHOUSTON",208132,382211,103711,186961,209276,49553,85776,25039,88513,52895]
["TXLUBBOCK",190237,348276,80632,147092,193474,117868,186697,44855,217711,121171]
["TXLUFKIN",196289,372382,97526,173882,204566,61171,105276,29789,114026,66474]
["TXMIDLAND",214632,394711,91224,166158,217079,106500,172921,40737,198934,110566]
["TXPORT_ARTHUR",194868,363842,95553,157211,196461,57987,98408,28316,106500,60671]
["TXSAN_ANGELO",201079,378711,89276,161408,212000,86447,142066,35289,170158,92711]
["TXSAN_ANTONIO",204368,411224,104276,188474,232474,60316,105579,28776,116237,67395]
["TXVICTORIA",204947,385316,105750,178671,216697,42026,72645,21263,77197,45316]
["TXWACO",195618,371474,91487,166645,209132,72224,121697,32553,137211,78092]
["TXWICHITA_FALLS",192276,353250,84513,153842,198118,95158,152342,39474,180132,98592]
["UTCEDAR_CITY",161908,267750,60895,110013,146868,181566,269079,64882,285395,172329]
["UTSALT_LAKE_CITY",138895,240039,54303,105763,133618,152342,242079,64697,242368,151434]
["VALYNCHBURG",125026,230184,60000,99908,125053,117803,187263,50526,210500,118987]
["VANORFOLK",132566,245961,65618,107553,132118,94842,148803,41671,173724,94474]
["VARICHMOND",134855,244145,66382,114605,131829,111289,176132,50079,192750,110316]
["VAROANOKE",125329,227539,61658,102342,122868,112474,180539,50461,198618,114368]
["VASTERLING",119921,218855,60908,101724,117368,122829,196526,56961,209289,122513]
["VTBURLINGTON",69421,121197,34224,58553,69263,140237,223605,69645,218974,142711]
["WAOLYMPIA",51289,95895,28013,50618,60526,126921,219224,74213,186263,143382]
["WAQUILLAYUTE",6711,12882,3908,6895,7908,160158,273895,89255,228395,177158]
["WASEATTLE",34763,65711,18237,37013,41066,115039,198868,64442,182934,129237]
["WASPOKANE",87158,139566,34632,75816,86408,162368,241329,71804,238697,160145]
["WAYAKIMA",118250,191882,46211,101079,114868,164803,243605,69055,252618,159882]
["WIEAU_CLAIRE",84711,144829,40855,71526,85658,137908,210092,64145,231026,139053]
["WIGREEN_BAY",77079,132500,37092,65816,77329,144947,224974,68632,232118,145382]
["WILA_CROSSE",94184,167421,45737,78618,97224,127882,196605,59724,219737,127961]
["WIMADISON",89487,158474,44632,74855,87184,143776,228263,69539,229697,140513]
["WIMILWAUKEE",69184,122895,33237,57500,69684,147526,234934,71316,227329,146263]
["WVCHARLESTON",114303,217868,61184,98605,122316,101132,169276,52816,168895,105632]
["WVELKINS",71961,144211,41750,64921,80605,129053,223316,70842,197645,136329]
["WVHUNTINGTON",126342,231487,65513,106763,129342,98724,161474,50368,162224,100184]
["WYCASPER",113145,183434,43671,83658,101211,194118,285395,75211,304605,185763]
["WYCHEYENNE",104566,167066,40408,75105,88105,197816,291645,75618,309632,184908]
["WYLANDER",115053,184671,44132,87434,101697,188342,277382,72645,311513,180908]
["WYROCK_SPRINGS",99316,158474,37526,69474,86316,220763,326750,85053,321000,206842]
["WYSHERIDAN",112842,181237,44789,91605,104132,177105,264092,75329,278579,171803]

{"sheet":"WS_elevation","index":47,"n_rows":241,"n_cols":2,"rows_kept":241,"cut":false,"hidden":true,"merged":[]}
[]
["file","elevation"]
["AKANCHORAGE",114.8]
["AKANNETTE",111.52]
["AKBARROW",13.12]
["AKBETHEL",150.88]
["AKBETTLES",672.4]
["AKBIG_DELTA",1272.6400000000001]
["AKCOLD_BAY",95.12]
["AKFAIRBANKS",452.64]
["AKGULKANA",1577.68]
["AKKING_SALMON",49.2]
["AKKODIAK",111.52]
["AKKOTZEBUE",16.399999999999999]
["AKMCGRATH",337.84]
["AKNOME",22.96]
["AKST_PAUL_IS",22.96]
["AKTALKEETNA",344.4]
["AKYAKUTAT",29.52]
["ALBIRMINGHAM",629.76]
["ALHUNTSVILLE",623.20000000000005]
["ALMOBILE",219.76]
["ALMONTGOMERY",203.36]
["ARFORT_SMITH",462.48]
["ARLITTLE_ROCK",265.68]
["AZFLAGSTAFF",7002.8]
["AZPHOENIX",1111.92]
["AZPRESCOTT",5021.68]
["AZTUCSON",2555.12]
["CAARCATA",226.32]
["CABAKERSFIELD",492]
["CADAGGETT",1928.64]
["CAFRESNO",328]
["CALONG_BEACH",55.76]
["CALOS_ANGELES",104.96]
["CASACRAMENTO",26.24]
["CASAN_DIEGO",29.52]
["CASAN_FRANCISCO",16.399999999999999]
["CASANTA_MARIA",236.16]
["COALAMOSA",7534.16]
["COBOULDER",5359.52]
["COCOLORADO_SPRINGS",6169.68]
["COEAGLE",6510.8]
["COGRAND_JUNCTION",4838]
["COPUEBLO",4719.92]
["CTBRIDGEPORT",6.56]
["CTHARTFORD",180.4]
["DEWILMINGTON",78.72]
["FLDAYTONA_BEACH",39.36]
["FLJACKSONVILLE",29.52]
["FLKEY_WEST",3.28]
["FLMIAMI",6.56]
["FLTALLAHASSEE",68.88]
["FLTAMPA",9.84]
["FLWEST_PALM_BEACH",19.68]
["GAATHENS",800.32]
["GAATLANTA",1033.2]
["GAAUGUSTA",147.6]
["GACOLUMBUS",446.08]
["GAMACON",360.8]
["GASAVANNAH",52.48]
["HIHILO",36.08]
["HIHONOLULU",16.399999999999999]
["HIKAHULUI",49.2]
["HILIHUE",147.6]
["IADES_MOINES",964.32]
["IAMASON_CITY",1223.44]
["IASIOUX_CITY",1102.08]
["IAWATERLOO",869.2]
["IDBOISE",2866.72]
["IDPOCATELLO",4477.2]
["ILCHICAGO",623.20000000000005]
["ILMOLINE",593.67999999999995]
["ILPEORIA",652.72]
["ILROCKFORD",724.88]
["ILSPRINGFIELD",613.36]
["INEVANSVILLE",387.04]
["INFORT_WAYNE",826.56]
["ININDIANAPOLIS",806.88]
["INSOUTH_BEND",774.08]
["KSDODGE_CITY",2581.36]
["KSGOODLAND",3686.72]
["KSTOPEKA",885.6]
["KSWICHITA",1338.24]
["KYCOVINGTON",888.88]
["KYLEXINGTON",987.28]
["KYLOUISVILLE",488.72]
["LABATON_ROUGE",75.44]
["LALAKE_CHARLES",9.84]
["LANEW_ORLEANS",9.84]
["LASHREVEPORT",259.12]
["MABOSTON",16.399999999999999]
["MAWORCHESTER",987.28]
["MDBALTIMORE",154.16]
["MECARIBOU",623.20000000000005]
["MEPORTLAND",62.32]
["MIALPENA",688.8]
["MIDETROIT",626.48]
["MIFLINT",764.24]
["MIGRAND_RAPIDS",803.6]
["MIHOUGHTON",1079.1199999999999]
["MILANSING",839.68]
["MIMUSKEGON",626.48]
["MISAULT_STE_MARIE",724.88]
["MITRAVERSE_CITY",629.76]
["MNDULUTH",1416.96]
["MNINTERNATIONAL_FALLS",1184.08]
["MNMINNEAPOLIS",836.4]
["MNROCHESTER",1318.56]
["MNSAINT_CLOUD",1026.6400000000001]
["MOCOLUMBIA",885.6]
["MOKANSAS_CITY",1033.2]
["MOSPRINGFIELD",1269.3599999999999]
["MOST_LOUIS",564.16]
["MSJACKSON",331.28]
["MSMERIDIAN",308.32]
["MTBILLINGS",3568.64]
["MTCUT_BANK",3837.6]
["MTGLASGOW",2296]
["MTGREAT_FALLS",3660.48]
["MTHELENA",3896.64]
["MTKALISPELL",2965.12]
["MTLEWISTOWN",4145.92]
["MTMILES_CITY",2633.84]
["MTMISSOULA",3188.16]
["NCASHEVILLE",2168.08]
["NCCAPE_HATTERAS",6.56]
["NCCHARLOTTE",767.52]
["NCGREENSBORO",885.6]
["NCRALEIGH",439.52]
["NCWILMINGTON",29.52]
["NDBISMARCK",1646.56]
["NDFARGO",898.72]
["NDMINOT",1712.16]
["NEGRAND_ISLAND",1856.48]
["NENORFOLK",1544.88]
["NENORTH_PLATTE",2784.72]
["NEOMAHA",1325.12]
["NESCOTTSBLUFF",3955.68]
["NHCONCORD",344.4]
["NJATLANTIC_CITY",65.599999999999994]
["NJNEWARK",29.52]
["NMALBUQUERQUE",5310.32]
["NMTUCUMCARI",4037.68]
["NVELKO",5074.16]
["NVELY",6251.68]
["NVLAS_VEGAS",2177.92]
["NVRENO",4398.4799999999996]
["NVTONOPAH",5421.84]
["NVWINNEMUCCA",4339.4399999999996]
["NYALBANY",291.92]
["NYBINGHAMTON",1636.72]
["NYBUFFALO",705.2]
["NYMASSENA",206.64]
["NYNEW_YORK_CITY",186.96]
["NYROCHESTER",554.32000000000005]
["NYSYRACUSE",406.72]
["OHAKRON",1236.56]
["OHCLEVELAND",803.6]
["OHCOLUMBUS",833.12]
["OHDAYTON",1003.68]
["OHMANSFIELD",1295.5999999999999]
["OHTOLEDO",692.08]
["OHYOUNGSTOWN",1184.08]
["OKOKLAHOMA_CITY",1302.1600000000001]
["OKTULSA",675.68]
["ORASTORIA",22.96]
["ORBURNS",4168.88]
["OREUGENE",357.52]
["ORMEDFORD",1298.8800000000001]
["ORNORTH_BEND",16.399999999999999]
["ORPENDLETON",1495.68]
["ORPORTLAND",39.36]
["ORREDMOND",3083.2]
["ORSALEM",200.08]
["PAALLENTOWN",383.76]
["PABRADFORD",1968]
["PAERIE",738]
["PAHARRISBURG",347.68]
["PAPHILADELPHIA",29.52]
["PAPITTSBURGH",1223.44]
["PAWILKES-BARRE",947.92]
["PAWILLIAMSPORT",797.04]
["PIGUAM",360.8]
["PRSAN_JUAN",62.32]
["RIPROVIDENCE",62.32]
["SCCHARLESTON",39.36]
["SCCOLUMBIA",226.32]
["SCGREENVILLE",970.88]
["SDHURON",1289.04]
["SDPIERRE",1725.28]
["SDRAPID_CITY",3168.48]
["SDSIOUX_FALLS",1426.8]
["TNBRISTOL",1505.52]
["TNCHATTANOOGA",688.8]
["TNKNOXVILLE",980.72]
["TNMEMPHIS",285.36]
["TNNASHVILLE",590.4]
["TXABILENE",1751.52]
["TXAMARILLO",3601.44]
["TXAUSTIN",619.91999999999996]
["TXBROWNSVILLE",19.68]
["TXCORPUS_CHRISTI",42.64]
["TXEL_PASO",3916.32]
["TXFORT_WORTH",537.91999999999996]
["TXHOUSTON",108.24]
["TXLUBBOCK",3240.64]
["TXLUFKIN",314.88]
["TXMIDLAND",2856.88]
["TXPORT_ARTHUR",22.96]
["TXSAN_ANGELO",1908.96]
["TXSAN_ANTONIO",793.76]
["TXVICTORIA",104.96]
["TXWACO",508.4]
["TXWICHITA_FALLS",1029.92]
["UTCEDAR_CITY",5615.36]
["UTSALT_LAKE_CITY",4224.6400000000003]
["VALYNCHBURG",915.12]
["VANORFOLK",29.52]
["VARICHMOND",164]
["VAROANOKE",1174.24]
["VASTERLING",268.95999999999998]
["VTBURLINGTON",341.12]
["WAOLYMPIA",200.08]
["WAQUILLAYUTE",180.4]
["WASEATTLE",400.16]
["WASPOKANE",2364.88]
["WAYAKIMA",1066]
["WIEAU_CLAIRE",895.44]
["WIGREEN_BAY",701.92]
["WILA_CROSSE",672.4]
["WIMADISON",859.36]
["WIMILWAUKEE",692.08]
["WVCHARLESTON",951.2]
["WVELKINS",1948.32]
["WVHUNTINGTON",836.4]
["WYCASPER",5287.36]
["WYCHEYENNE",6140.16]
["WYLANDER",5562.88]
["WYROCK_SPRINGS",6743.68]
["WYSHERIDAN",3965.52]

{"sheet":"WS_Zips","index":48,"n_rows":243,"n_cols":4,"rows_kept":243,"cut":false,"hidden":true,"merged":[]}
[]
[]
["Min of ziplow"]
["ziphi","Total"]
["AKANCHORAGE",99501]
["AKANNETTE",99820]
["AKBARROW",99723]
["AKBETHEL",99551]
["AKBETTLES",99720]
["AKBIG_DELTA",99732]
["AKCOLD_BAY",99553]
["AKFAIRBANKS",99701]
["AKGULKANA",99566]
["AKKING_SALMON",99548]
["AKKODIAK",99550]
["AKKOTZEBUE",99727]
["AKMCGRATH",99575]
["AKNOME",99554]
["AKST_PAUL_IS",99547]
["AKTALKEETNA",99667]
["AKYAKUTAT",99689]
["ALBIRMINGHAM",35004]
["ALHUNTSVILLE",35016]
["ALMOBILE",32501]
["ALMONTGOMERY",32434]
["ARFORT_SMITH",71832]
["ARLITTLE_ROCK",38725]
["AZFLAGSTAFF",84536]
["AZPHOENIX",85001]
["AZPRESCOTT",85320]
["AZTUCSON",85235]
["CAARCATA",95410]
["CABAKERSFIELD",93201]
["CADAGGETT",92201]
["CAFRESNO",93202]
["CALONG_BEACH",90022]
["CALOS_ANGELES",90001]
["CASACRAMENTO",94203]
["CASAN_DIEGO",85336]
["CASAN_FRANCISCO",93901]
["CASANTA_MARIA",93013]
["COALAMOSA",81024]
["COBOULDER",80001]
["COCOLORADO_SPRINGS",80101]
["COEAGLE",80420]
["COGRAND_JUNCTION",81220]
["COPUEBLO",80823]
["CTBRIDGEPORT",501]
["CTHARTFORD",1001]
["DEWILMINGTON",8001]
["FLDAYTONA_BEACH",32033]
["FLJACKSONVILLE",31501]
["FLKEY_WEST",33001]
["FLMIAMI",33002]
["FLTALLAHASSEE",31601]
["FLTAMPA",32625]
["FLWEST_PALM_BEACH",32948]
["GAATHENS",29628]
["GAATLANTA",30002]
["GAAUGUSTA",29081]
["GACOLUMBUS",30219]
["GAMACON",30204]
["GASAVANNAH",29901]
["HIHILO",96704]
["HIHONOLULU",96701]
["HIKAHULUI",96708]
["HILIHUE",96703]
["IADES_MOINES",50001]
["IAMASON_CITY",50006]
["IASIOUX_CITY",50510]
["IAWATERLOO",50005]
["IDBOISE",83226]
["IDPOCATELLO",59724]
["ILCHICAGO",46302]
["ILMOLINE",52001]
["ILPEORIA",60460]
["ILROCKFORD",53114]
["ILSPRINGFIELD",61501]
["INEVANSVILLE",42001]
["INFORT_WAYNE",43505]
["ININDIANAPOLIS",46001]
["INSOUTH_BEND",46301]
["KSDODGE_CITY",67021]
["KSGOODLAND",67625]
["KSTOPEKA",66006]
["KSWICHITA",66714]
["KYCOVINGTON",40058]
["KYLEXINGTON",40003]
["KYLOUISVILLE",40004]
["LABATON_ROUGE",39120]
["LALAKE_CHARLES",70510]
["LANEW_ORLEANS",39426]
["LASHREVEPORT",71001]
["MABOSTON",1460]
["MAWORCHESTER",1005]
["MDBALTIMORE",17321]
["MECARIBOU",4413]
["MEPORTLAND",3570]
["MIALPENA",48610]
["MIDETROIT",43436]
["MIFLINT",48003]
["MIGRAND_RAPIDS",48809]
["MIHOUGHTON",49805]
["MILANSING",48118]
["MIMUSKEGON",49303]
["MISAULT_STE_MARIE",49710]
["MITRAVERSE_CITY",48622]
["MNDULUTH",54517]
["MNINTERNATIONAL_FALLS",55703]
["MNMINNEAPOLIS",54001]
["MNROCHESTER",50455]
["MNSAINT_CLOUD",55006]
["MOCOLUMBIA",62301]
["MOKANSAS_CITY",51631]
["MOSPRINGFIELD",64724]
["MOST_LOUIS",62001]
["MSJACKSON",38701]
["MSMERIDIAN",35441]
["MTBILLINGS",59001]
["MTCUT_BANK",59411]
["MTGLASGOW",59077]
["MTGREAT_FALLS",59401]
["MTHELENA",59018]
["MTKALISPELL",59845]
["MTLEWISTOWN",59032]
["MTMILES_CITY",57724]
["MTMISSOULA",59761]
["NCASHEVILLE",28139]
["NCCAPE_HATTERAS",27806]
["NCCHARLOTTE",27013]
["NCGREENSBORO",24053]
["NCRALEIGH",23845]
["NCWILMINGTON",28319]
["NDBISMARCK",57437]
["NDFARGO",56210]
["NDMINOT",58239]
["NEGRAND_ISLAND",66901]
["NENORFOLK",57062]
["NENORTH_PLATTE",67622]
["NEOMAHA",51447]
["NESCOTTSBLUFF",69125]
["NHCONCORD",210]
["NJATLANTIC_CITY",8005]
["NJNEWARK",7001]
["NMALBUQUERQUE",86504]
["NMTUCUMCARI",73937]
["NVELKO",83302]
["NVELY",84034]
["NVLAS_VEGAS",86401]
["NVRENO",89402]
["NVTONOPAH",89003]
["NVWINNEMUCCA",89404]
["NYALBANY",1201]
["NYBINGHAMTON",13040]
["NYBUFFALO",14001]
["NYMASSENA",12847]
["NYNEW_YORK_CITY",6830]
["NYROCHESTER",14020]
["NYSYRACUSE",13020]
["OHAKRON",43722]
["OHCLEVELAND",43438]
["OHCOLUMBUS",43001]
["OHDAYTON",43009]
["OHMANSFIELD",43006]
["OHTOLEDO",43402]
["OHYOUNGSTOWN",16016]
["OKOKLAHOMA_CITY",73001]
["OKTULSA",64863]
["ORASTORIA",97016]
["ORBURNS",96112]
["OREUGENE",97324]
["ORMEDFORD",96006]
["ORNORTH_BEND",97406]
["ORPENDLETON",83538]
["ORPORTLAND",97004]
["ORREDMOND",97001]
["ORSALEM",97002]
["PAALLENTOWN",7823]
["PABRADFORD",14701]
["PAERIE",14166]
["PAHARRISBURG",15522]
["PAPHILADELPHIA",8002]
["PAPITTSBURGH",15001]
["PAWILKES-BARRE",7827]
["PAWILLIAMSPORT",14801]
["PIGUAM",96910]
["PRSAN_JUAN",601]
["RIPROVIDENCE",1504]
["SCCHARLESTON",29041]
["SCCOLUMBIA",29001]
["SCGREENVILLE",28017]
["SDHURON",56211]
["SDPIERRE",57326]
["SDRAPID_CITY",57567]
["SDSIOUX_FALLS",51201]
["TNBRISTOL",24201]
["TNCHATTANOOGA",30103]
["TNKNOXVILLE",28702]
["TNMEMPHIS",37501]
["TNNASHVILLE",37010]
["TXABILENE",76371,null,3]
["TXAMARILLO",73628]
["TXAUSTIN",73301]
["TXBROWNSVILLE",78338]
["TXCORPUS_CHRISTI",78007]
["TXEL_PASO",79821]
["TXFORT_WORTH",73439]
["TXHOUSTON",77001]
["TXLUBBOCK",79021]
["TXLUFKIN",71439]
["TXMIDLAND",78851]
["TXPORT_ARTHUR",75933]
["TXSAN_ANGELO",76821]
["TXSAN_ANTONIO",78001]
["TXVICTORIA",77404]
["TXWACO",75102]
["TXWICHITA_FALLS",73025]
["UTCEDAR_CITY",84522]
["UTSALT_LAKE_CITY",82930]
["VALYNCHBURG",22901]
["VANORFOLK",21817]
["VARICHMOND",20606]
["VAROANOKE",24000]
["VASTERLING",15535]
["VTBURLINGTON",3561]
["WAOLYMPIA",98303]
["WAQUILLAYUTE",98243]
["WASEATTLE",98001]
["WASPOKANE",59844]
["WAYAKIMA",97039]
["WIEAU_CLAIRE",54004]
["WIGREEN_BAY",49801]
["WILA_CROSSE",52047]
["WIMADISON",53006]
["WIMILWAUKEE",53001]
["WVCHARLESTON",24606]
["WVELKINS",15411]
["WVHUNTINGTON",25106]
["WYCASPER",82224]
["WYCHEYENNE",80434]
["WYLANDER",82310]
["WYROCK_SPRINGS",81633]
["WYSHERIDAN",59012,null,1]

{"sheet":"Savings Estimate (2)","index":49,"n_rows":95,"n_cols":70,"rows_kept":95,"cut":false,"hidden":true,"merged":[[1,0,1,13],[2,0,2,13],[4,1,4,5],[4,10,4,13],[5,1,5,5],[5,10,5,13],[6,1,6,5],[6,10,6,13],[10,5,10,6],[11,6,11,7],[12,8,14,8],[12,9,13,9],[12,11,13,11],[12,13,13,13],[27,0,28,0],[27,13,29,13],[12,40,14,40],[12,42,13,42],[12,44,13,44],[13,0,13,1],[13,37,13,38],[14,38,14,39],[15,13,17,13],[16,3,17,3],[16,4,17,4],[16,5,17,5],[16,7,17,7],[27,16,28,16],[28,3,29,3],[28,5,29,5],[28,7,29,7],[31,13,32,13],[35,7,36,7],[35,37,35,38],[36,37,36,38],[37,37,37,38],[38,0,38,1],[38,13,40,13],[34,0,35,0],[34,13,36,13],[35,3,36,3],[35,5,36,5],[35,6,36,6],[42,9,43,9],[42,11,43,11],[42,13,43,13],[45,9,46,9],[45,11,46,11],[45,13,46,13],[47,12,47,13],[48,9,49,9],[48,11,49,11],[48,13,49,13],[51,9,52,9],[51,11,52,11],[51,13,52,13],[54,9,55,9],[54,11,55,11],[54,13,55,13],[56,12,56,13],[57,9,58,9],[57,11,58,11],[57,13,58,13],[60,9,61,9],[60,11,61,11],[60,13,61,13],[62,12,62,13],[63,9,64,9],[63,11,64,11],[63,13,64,13],[66,9,67,9],[66,11,67,11],[66,13,67,13],[69,9,70,9],[69,11,70,11],[69,13,70,13],[72,9,73,9],[72,11,73,11],[72,13,73,13],[75,9,76,9],[75,11,76,11],[75,13,76,13],[78,9,79,9],[78,11,79,11],[78,13,79,13],[81,9,82,9],[81,11,82,11],[81,13,82,13],[91,9,92,9],[91,11,92,11],[91,13,92,13],[94,0,94,13],[84,9,85,9],[84,11,85,11],[84,13,85,13],[88,9,89,9],[88,11,89,11],[88,13,89,13]]}
[]
["Residential Energy Audit Summary Report",null,null,null,null,null,null,null,null,null,null,null,null,null,null,null,null,null,null,null,null,null,null,null,null,null,null,null,null,null,null,null,null,null,null,null,null,null,null,null,null,null,"Existing","New"]
[null,null,null,null,null,null,null,null,null,null,null,null,null,null,null,null,null,null,null,null,null,null,null,null,null,null,null,null,null,null,null,null,null,null,null,null,null,null,null,null,null,"Points",13,60]
[null,null,null,null,null,null,null,null,null,null,null,null,null,null,null,null,null,null,null,null,null,null,null,null,null,null,null,null,null,null,null,null,null,null,null,null,null,null,null,null,null,"New",0,0]
["Name:",{"$f":"Customer_Name","v":0},null,null,null,null,null,null,null,"Auditor's Name:",{"$f":"IF(Auditor<>\"\", Auditor, \"\")","v":""}]
["Address:",{"$f":"Customer_Address","v":0},null,null,null,null,null,null,null,"Company Name:",{"$f":"IF(Auditor_Company_Name<>\"\", Auditor_Company_Name, \"\")","v":""}]
[null,{"$f":"CONCATENATE(Customer_City, \", \", Customer_State, \" \", Customer_Zip)","v":", NY "},null,null,null,null,null,null,null,"Date:",{"$f":"IF(Audit_Date<>\"\", Audit_Date, \"\")","v":""}]
[]
[]
[null,null,null,null,null,null,null,null,null,null,null,null,null,"Estimated"]
[null,null,null,"Below",null,null,null,null,null,"Existing",null,"Recommended ",null,"Annual"]
["Measure",null,null,"Average",null,null,"Recommended",null,null,"Values",null,"Upgrade",null,"Savings"]
["Air Leakage ",null,null,null,null,null,null,null,null,{"$f":"'Audit Data Collection'!B32","v":0},null,{"$f":"IF(OR(J13=\"Low\",'Inputs-Results'!G29<>\"Yes\"), \"None\", \"Air Sealing\")","v":"None"},null,{"$f":"IF(J13=\"Low\", \"None\", Output!L38)","v":{"$error":"#N/A"}}]
[null,null,null,"High",null,null,null,"Low"]
[]
["Attic / Roof","Area #1",null,null,null,null,null,null,null,{"$f":"IF('Audit Data Collection'!B35 = Roof_RVal_unknown, \"Unknown\",\"R-\" & Roof_Rvalue_Pre)","v":"R-"},{"$f":"IF(J19=\"\",\"\",\"*\")","v":""},{"$f":"IF(Roof_Rvalue_Pre = Roof_Rvalue_Post, \"None\", \"R-\" & Roof_Rvalue_Post)","v":"None"},null,{"$f":"IF(Output!L39=0, \"None\", Output!L39)","v":{"$error":"#DIV/0!"}}]
["Insulation","Area #2",null,"R-0","R-11","R-19",null,"R-30",null,{"$f":"IF('Audit Data Collection'!B36=Roof_RVal_unknown,\"Unknown\",IF(Roof2_Area=0,\"n/a\",\"R-\"&Roof2_Rvalue_Pre))","v":"n/a"},null,{"$f":"IF(Roof2_Area=0,\"n/a\",IF(Roof2_Rvalue_Pre=Roof2_Rvalue_Post,\"None\",\"R-\"&Roof2_Rvalue_Post))","v":"n/a"}]
["(R-value)","Area #3",null,null,null,null,null,null,null,{"$f":"IF('Audit Data Collection'!B37=Roof_RVal_unknown,\"Unknown\",IF(Roof3_Area=0,\"n/a\",\"R-\"&Roof3_Rvalue_Pre))","v":"n/a"},null,{"$f":"IF(Roof3_Area=0,\"n/a\",IF(Roof3_Rvalue_Pre=Roof3_Rvalue_Post,\"None\",\"R-\"&Roof3_Rvalue_Post))","v":"n/a"}]
[]
[]
[]
[]
[null,null,null,null,null,null,null,null,null,null,null,null,null,null,null,null,"Attic / Roof",null," ","Good",null,null,null,null,null,null,null,null,null,"Better",null,null,null,null,null,null,null,null,null,"Best"]
[null,null,null,null,null,null,null,null,null,null,null,null,null,null,null,null,"Insulation","Area #1",null,{"$f":"IF(AT24=T$27,IF(AV24=2,\"     ↑\",IF(AV24=1,\"↑\",IF(AV24=0,\"↑     \",\"\"))),IF(AU24=T$27,IF(AW24=2,\"     ↑\",IF(AW24=1,\"↑\",IF(AW24=0,\"↑     \",\"\"))),\"\"))","v":""},{"$f":"IF(AT24=U$27,IF(AV24=2,\"     ↑\",IF(AV24=1,\"↑\",IF(AV24=0,\"↑     \",\"\"))),IF(AU24=U$27,IF(AW24=2,\"     ↑\",IF(AW24=1,\"↑\",IF(AW24=0,\"↑     \",\"\"))),\"\"))","v":""},{"$f":"IF(AT24=V$27,IF(AV24=2,\"     ↑\",IF(AV24=1,\"↑\",IF(AV24=0,\"↑     \",\"\"))),IF(AU24=V$27,IF(AW24=2,\"     ↑\",IF(AW24=1,\"↑\",IF(AW24=0,\"↑     \",\"\"))),\"\"))","v":""},{"$f":"IF(AT24=W$27,IF(AV24=2,\"     ↑\",IF(AV24=1,\"↑\",IF(AV24=0,\"↑     \",\"\"))),IF(AU24=W$27,IF(AW24=2,\"     ↑\",IF(AW24=1,\"↑\",IF(AW24=0,\"↑     \",\"\"))),\"\"))","v":""},{"$f":"IF(AT24=X$27,IF(AV24=2,\"     ↑\",IF(AV24=1,\"↑\",IF(AV24=0,\"↑     \",\"\"))),IF(AU24=X$27,IF(AW24=2,\"     ↑\",IF(AW24=1,\"↑\",IF(AW24=0,\"↑     \",\"\"))),\"\"))","v":"↑"},{"$f":"IF(AT24=Y$27,IF(AV24=2,\"     ↑\",IF(AV24=1,\"↑\",IF(AV24=0,\"↑     \",\"\"))),IF(AU24=Y$27,IF(AW24=2,\"     ↑\",IF(AW24=1,\"↑\",IF(AW24=0,\"↑     \",\"\"))),\"\"))","v":""},{"$f":"IF(AT24=Z$27,IF(AV24=2,\"     ↑\",IF(AV24=1,\"↑\",IF(AV24=0,\"↑     \",\"\"))),IF(AU24=Z$27,IF(AW24=2,\"     ↑\",IF(AW24=1,\"↑\",IF(AW24=0,\"↑     \",\"\"))),\"\"))","v":""},{"$f":"IF(AT24=AA$27,IF(AV24=2,\"     ↑\",IF(AV24=1,\"↑\",IF(AV24=0,\"↑     \",\"\"))),IF(AU24=AA$27,IF(AW24=2,\"     ↑\",IF(AW24=1,\"↑\",IF(AW24=0,\"↑     \",\"\"))),\"\"))","v":""},{"$f":"IF(AT24=AB$27,IF(AV24=2,\"     ↑\",IF(AV24=1,\"↑\",IF(AV24=0,\"↑     \",\"\"))),IF(AU24=AB$27,IF(AW24=2,\"     ↑\",IF(AW24=1,\"↑\",IF(AW24=0,\"↑     \",\"\"))),\"\"))","v":""},{"$f":"IF(AT24=AC$27,IF(AV24=2,\"     ↑\",IF(AV24=1,\"↑\",IF(AV24=0,\"↑     \",\"\"))),IF(AU24=AC$27,IF(AW24=2,\"     ↑\",IF(AW24=1,\"↑\",IF(AW24=0,\"↑     \",\"\"))),\"\"))","v":""},{"$f":"IF(AT24=AD$27,IF(AV24=2,\"     ↑\",IF(AV24=1,\"↑\",IF(AV24=0,\"↑     \",\"\"))),IF(AU24=AD$27,IF(AW24=2,\"     ↑\",IF(AW24=1,\"↑\",IF(AW24=0,\"↑     \",\"\"))),\"\"))","v":""},{"$f":"IF(AT24=AE$27,IF(AV24=2,\"     ↑\",IF(AV24=1,\"↑\",IF(AV24=0,\"↑     \",\"\"))),IF(AU24=AE$27,IF(AW24=2,\"     ↑\",IF(AW24=1,\"↑\",IF(AW24=0,\"↑     \",\"\"))),\"\"))","v":""},{"$f":"IF(AT24=AF$27,IF(AV24=2,\"     ↑\",IF(AV24=1,\"↑\",IF(AV24=0,\"↑     \",\"\"))),IF(AU24=AF$27,IF(AW24=2,\"     ↑\",IF(AW24=1,\"↑\",IF(AW24=0,\"↑     \",\"\"))),\"\"))","v":""},{"$f":"IF(AT24=AG$27,IF(AV24=2,\"     ↑\",IF(AV24=1,\"↑\",IF(AV24=0,\"↑     \",\"\"))),IF(AU24=AG$27,IF(AW24=2,\"     ↑\",IF(AW24=1,\"↑\",IF(AW24=0,\"↑     \",\"\"))),\"\"))","v":""},{"$f":"IF(AT24=AH$27,IF(AV24=2,\"     ↑\",IF(AV24=1,\"↑\",IF(AV24=0,\"↑     \",\"\"))),IF(AU24=AH$27,IF(AW24=2,\"     ↑\",IF(AW24=1,\"↑\",IF(AW24=0,\"↑     \",\"\"))),\"\"))","v":""},{"$f":"IF(AT24=AI$27,IF(AV24=2,\"     ↑\",IF(AV24=1,\"↑\",IF(AV24=0,\"↑     \",\"\"))),IF(AU24=AI$27,IF(AW24=2,\"     ↑\",IF(AW24=1,\"↑\",IF(AW24=0,\"↑     \",\"\"))),\"\"))","v":""},{"$f":"IF(AT24=AJ$27,IF(AV24=2,\"     ↑\",IF(AV24=1,\"↑\",IF(AV24=0,\"↑     \",\"\"))),IF(AU24=AJ$27,IF(AW24=2,\"     ↑\",IF(AW24=1,\"↑\",IF(AW24=0,\"↑     \",\"\"))),\"\"))","v":""},{"$f":"IF(AT24=AK$27,IF(AV24=2,\"     ↑\",IF(AV24=1,\"↑\",IF(AV24=0,\"↑     \",\"\"))),IF(AU24=AK$27,IF(AW24=2,\"     ↑\",IF(AW24=1,\"↑\",IF(AW24=0,\"↑     \",\"\"))),\"\"))","v":""},{"$f":"IF(AT24=AL$27,IF(AV24=2,\"     ↑\",IF(AV24=1,\"↑\",IF(AV24=0,\"↑     \",\"\"))),IF(AU24=AL$27,IF(AW24=2,\"     ↑\",IF(AW24=1,\"↑\",IF(AW24=0,\"↑     \",\"\"))),\"\"))","v":""},{"$f":"IF(AT24=AM$27,IF(AV24=2,\"     ↑\",IF(AV24=1,\"↑\",IF(AV24=0,\"↑     \",\"\"))),IF(AU24=AM$27,IF(AW24=2,\"     ↑\",IF(AW24=1,\"↑\",IF(AW24=0,\"↑     \",\"\"))),\"\"))","v":""},{"$f":"IF(AT24=AN$27,IF(AV24=2,\"     ↑\",IF(AV24=1,\"↑\",IF(AV24=0,\"↑     \",\"\"))),IF(AU24=AN$27,IF(AW24=2,\"     ↑\",IF(AW24=1,\"↑\",IF(AW24=0,\"↑     \",\"\"))),\"\"))","v":"↑     "},null,"Existing",13,"New",60,{"$f":"HLOOKUP(AQ24,T$27:AN$27,1,TRUE)","v":12},{"$f":"HLOOKUP(AS24,T$27:AN$27,1,TRUE)","v":60},{"$f":"AQ24-AT24","v":1},{"$f":"AS24-AU24","v":0},null,{"$f":"U27","v":3},6,9,12,15,18,21,24,27,30,33,36,39,42,45,48,51,54,57,60]
[null,null,null,null,null,null,null,null,null,null,null,null,null,null,null,null,"(R-value)","Area #2",null,{"$f":"IF(AT25=T$27,IF(AV25=2,\"     ↑\",IF(AV25=1,\"↑\",IF(AV25=0,\"↑     \",\"\"))),IF(AU25=T$27,IF(AW25=2,\"     ↑\",IF(AW25=1,\"↑\",IF(AW25=0,\"↑     \",\"\"))),\"\"))","v":""},{"$f":"IF(AT25=U$27,IF(AV25=2,\"     ↑\",IF(AV25=1,\"↑\",IF(AV25=0,\"↑     \",\"\"))),IF(AU25=U$27,IF(AW25=2,\"     ↑\",IF(AW25=1,\"↑\",IF(AW25=0,\"↑     \",\"\"))),\"\"))","v":""},{"$f":"IF(AT25=V$27,IF(AV25=2,\"     ↑\",IF(AV25=1,\"↑\",IF(AV25=0,\"↑     \",\"\"))),IF(AU25=V$27,IF(AW25=2,\"     ↑\",IF(AW25=1,\"↑\",IF(AW25=0,\"↑     \",\"\"))),\"\"))","v":""},{"$f":"IF(AT25=W$27,IF(AV25=2,\"     ↑\",IF(AV25=1,\"↑\",IF(AV25=0,\"↑     \",\"\"))),IF(AU25=W$27,IF(AW25=2,\"     ↑\",IF(AW25=1,\"↑\",IF(AW25=0,\"↑     \",\"\"))),\"\"))","v":""},{"$f":"IF(AT25=X$27,IF(AV25=2,\"     ↑\",IF(AV25=1,\"↑\",IF(AV25=0,\"↑     \",\"\"))),IF(AU25=X$27,IF(AW25=2,\"     ↑\",IF(AW25=1,\"↑\",IF(AW25=0,\"↑     \",\"\"))),\"\"))","v":"↑     "},{"$f":"IF(AT25=Y$27,IF(AV25=2,\"     ↑\",IF(AV25=1,\"↑\",IF(AV25=0,\"↑     \",\"\"))),IF(AU25=Y$27,IF(AW25=2,\"     ↑\",IF(AW25=1,\"↑\",IF(AW25=0,\"↑     \",\"\"))),\"\"))","v":""},{"$f":"IF(AT25=Z$27,IF(AV25=2,\"     ↑\",IF(AV25=1,\"↑\",IF(AV25=0,\"↑     \",\"\"))),IF(AU25=Z$27,IF(AW25=2,\"     ↑\",IF(AW25=1,\"↑\",IF(AW25=0,\"↑     \",\"\"))),\"\"))","v":""},{"$f":"IF(AT25=AA$27,IF(AV25=2,\"     ↑\",IF(AV25=1,\"↑\",IF(AV25=0,\"↑     \",\"\"))),IF(AU25=AA$27,IF(AW25=2,\"     ↑\",IF(AW25=1,\"↑\",IF(AW25=0,\"↑     \",\"\"))),\"\"))","v":""},{"$f":"IF(AT25=AB$27,IF(AV25=2,\"     ↑\",IF(AV25=1,\"↑\",IF(AV25=0,\"↑     \",\"\"))),IF(AU25=AB$27,IF(AW25=2,\"     ↑\",IF(AW25=1,\"↑\",IF(AW25=0,\"↑     \",\"\"))),\"\"))","v":""},{"$f":"IF(AT25=AC$27,IF(AV25=2,\"     ↑\",IF(AV25=1,\"↑\",IF(AV25=0,\"↑     \",\"\"))),IF(AU25=AC$27,IF(AW25=2,\"     ↑\",IF(AW25=1,\"↑\",IF(AW25=0,\"↑     \",\"\"))),\"\"))","v":""},{"$f":"IF(AT25=AD$27,IF(AV25=2,\"     ↑\",IF(AV25=1,\"↑\",IF(AV25=0,\"↑     \",\"\"))),IF(AU25=AD$27,IF(AW25=2,\"     ↑\",IF(AW25=1,\"↑\",IF(AW25=0,\"↑     \",\"\"))),\"\"))","v":""},{"$f":"IF(AT25=AE$27,IF(AV25=2,\"     ↑\",IF(AV25=1,\"↑\",IF(AV25=0,\"↑     \",\"\"))),IF(AU25=AE$27,IF(AW25=2,\"     ↑\",IF(AW25=1,\"↑\",IF(AW25=0,\"↑     \",\"\"))),\"\"))","v":""},{"$f":"IF(AT25=AF$27,IF(AV25=2,\"     ↑\",IF(AV25=1,\"↑\",IF(AV25=0,\"↑     \",\"\"))),IF(AU25=AF$27,IF(AW25=2,\"     ↑\",IF(AW25=1,\"↑\",IF(AW25=0,\"↑     \",\"\"))),\"\"))","v":""},{"$f":"IF(AT25=AG$27,IF(AV25=2,\"     ↑\",IF(AV25=1,\"↑\",IF(AV25=0,\"↑     \",\"\"))),IF(AU25=AG$27,IF(AW25=2,\"     ↑\",IF(AW25=1,\"↑\",IF(AW25=0,\"↑     \",\"\"))),\"\"))","v":""},{"$f":"IF(AT25=AH$27,IF(AV25=2,\"     ↑\",IF(AV25=1,\"↑\",IF(AV25=0,\"↑     \",\"\"))),IF(AU25=AH$27,IF(AW25=2,\"     ↑\",IF(AW25=1,\"↑\",IF(AW25=0,\"↑     \",\"\"))),\"\"))","v":""},{"$f":"IF(AT25=AI$27,IF(AV25=2,\"     ↑\",IF(AV25=1,\"↑\",IF(AV25=0,\"↑     \",\"\"))),IF(AU25=AI$27,IF(AW25=2,\"     ↑\",IF(AW25=1,\"↑\",IF(AW25=0,\"↑     \",\"\"))),\"\"))","v":"↑     "},{"$f":"IF(AT25=AJ$27,IF(AV25=2,\"     ↑\",IF(AV25=1,\"↑\",IF(AV25=0,\"↑     \",\"\"))),IF(AU25=AJ$27,IF(AW25=2,\"     ↑\",IF(AW25=1,\"↑\",IF(AW25=0,\"↑     \",\"\"))),\"\"))","v":""},{"$f":"IF(AT25=AK$27,IF(AV25=2,\"     ↑\",IF(AV25=1,\"↑\",IF(AV25=0,\"↑     \",\"\"))),IF(AU25=AK$27,IF(AW25=2,\"     ↑\",IF(AW25=1,\"↑\",IF(AW25=0,\"↑     \",\"\"))),\"\"))","v":""},{"$f":"IF(AT25=AL$27,IF(AV25=2,\"     ↑\",IF(AV25=1,\"↑\",IF(AV25=0,\"↑     \",\"\"))),IF(AU25=AL$27,IF(AW25=2,\"     ↑\",IF(AW25=1,\"↑\",IF(AW25=0,\"↑     \",\"\"))),\"\"))","v":""},{"$f":"IF(AT25=AM$27,IF(AV25=2,\"     ↑\",IF(AV25=1,\"↑\",IF(AV25=0,\"↑     \",\"\"))),IF(AU25=AM$27,IF(AW25=2,\"     ↑\",IF(AW25=1,\"↑\",IF(AW25=0,\"↑     \",\"\"))),\"\"))","v":""},{"$f":"IF(AT25=AN$27,IF(AV25=2,\"     ↑\",IF(AV25=1,\"↑\",IF(AV25=0,\"↑     \",\"\"))),IF(AU25=AN$27,IF(AW25=2,\"     ↑\",IF(AW25=1,\"↑\",IF(AW25=0,\"↑     \",\"\"))),\"\"))","v":""},null,"Existing",12,"New",45,{"$f":"HLOOKUP(AQ25,T$27:AN$27,1,TRUE)","v":12},{"$f":"HLOOKUP(AS25,T$27:AN$27,1,TRUE)","v":45},{"$f":"AQ25-AT25","v":0},{"$f":"AS25-AU25","v":0}]
[null,null,null,null,null,null,null,null,null,null,null,null,null,null,null,null,null,"Area #3",null,{"$f":"IF(AT26=T$27,IF(AV26=2,\"     ↑\",IF(AV26=1,\"↑\",IF(AV26=0,\"↑     \",\"\"))),IF(AU26=T$27,IF(AW26=2,\"     ↑\",IF(AW26=1,\"↑\",IF(AW26=0,\"↑     \",\"\"))),\"\"))","v":""},{"$f":"IF(AT26=U$27,IF(AV26=2,\"     ↑\",IF(AV26=1,\"↑\",IF(AV26=0,\"↑     \",\"\"))),IF(AU26=U$27,IF(AW26=2,\"     ↑\",IF(AW26=1,\"↑\",IF(AW26=0,\"↑     \",\"\"))),\"\"))","v":""},{"$f":"IF(AT26=V$27,IF(AV26=2,\"     ↑\",IF(AV26=1,\"↑\",IF(AV26=0,\"↑     \",\"\"))),IF(AU26=V$27,IF(AW26=2,\"     ↑\",IF(AW26=1,\"↑\",IF(AW26=0,\"↑     \",\"\"))),\"\"))","v":""},{"$f":"IF(AT26=W$27,IF(AV26=2,\"     ↑\",IF(AV26=1,\"↑\",IF(AV26=0,\"↑     \",\"\"))),IF(AU26=W$27,IF(AW26=2,\"     ↑\",IF(AW26=1,\"↑\",IF(AW26=0,\"↑     \",\"\"))),\"\"))","v":""},{"$f":"IF(AT26=X$27,IF(AV26=2,\"     ↑\",IF(AV26=1,\"↑\",IF(AV26=0,\"↑     \",\"\"))),IF(AU26=X$27,IF(AW26=2,\"     ↑\",IF(AW26=1,\"↑\",IF(AW26=0,\"↑     \",\"\"))),\"\"))","v":""},{"$f":"IF(AT26=Y$27,IF(AV26=2,\"     ↑\",IF(AV26=1,\"↑\",IF(AV26=0,\"↑     \",\"\"))),IF(AU26=Y$27,IF(AW26=2,\"     ↑\",IF(AW26=1,\"↑\",IF(AW26=0,\"↑     \",\"\"))),\"\"))","v":""},{"$f":"IF(AT26=Z$27,IF(AV26=2,\"     ↑\",IF(AV26=1,\"↑\",IF(AV26=0,\"↑     \",\"\"))),IF(AU26=Z$27,IF(AW26=2,\"     ↑\",IF(AW26=1,\"↑\",IF(AW26=0,\"↑     \",\"\"))),\"\"))","v":"↑     "},{"$f":"IF(AT26=AA$27,IF(AV26=2,\"     ↑\",IF(AV26=1,\"↑\",IF(AV26=0,\"↑     \",\"\"))),IF(AU26=AA$27,IF(AW26=2,\"     ↑\",IF(AW26=1,\"↑\",IF(AW26=0,\"↑     \",\"\"))),\"\"))","v":""},{"$f":"IF(AT26=AB$27,IF(AV26=2,\"     ↑\",IF(AV26=1,\"↑\",IF(AV26=0,\"↑     \",\"\"))),IF(AU26=AB$27,IF(AW26=2,\"     ↑\",IF(AW26=1,\"↑\",IF(AW26=0,\"↑     \",\"\"))),\"\"))","v":""},{"$f":"IF(AT26=AC$27,IF(AV26=2,\"     ↑\",IF(AV26=1,\"↑\",IF(AV26=0,\"↑     \",\"\"))),IF(AU26=AC$27,IF(AW26=2,\"     ↑\",IF(AW26=1,\"↑\",IF(AW26=0,\"↑     \",\"\"))),\"\"))","v":""},{"$f":"IF(AT26=AD$27,IF(AV26=2,\"     ↑\",IF(AV26=1,\"↑\",IF(AV26=0,\"↑     \",\"\"))),IF(AU26=AD$27,IF(AW26=2,\"     ↑\",IF(AW26=1,\"↑\",IF(AW26=0,\"↑     \",\"\"))),\"\"))","v":""},{"$f":"IF(AT26=AE$27,IF(AV26=2,\"     ↑\",IF(AV26=1,\"↑\",IF(AV26=0,\"↑     \",\"\"))),IF(AU26=AE$27,IF(AW26=2,\"     ↑\",IF(AW26=1,\"↑\",IF(AW26=0,\"↑     \",\"\"))),\"\"))","v":""},{"$f":"IF(AT26=AF$27,IF(AV26=2,\"     ↑\",IF(AV26=1,\"↑\",IF(AV26=0,\"↑     \",\"\"))),IF(AU26=AF$27,IF(AW26=2,\"     ↑\",IF(AW26=1,\"↑\",IF(AW26=0,\"↑     \",\"\"))),\"\"))","v":""},{"$f":"IF(AT26=AG$27,IF(AV26=2,\"     ↑\",IF(AV26=1,\"↑\",IF(AV26=0,\"↑     \",\"\"))),IF(AU26=AG$27,IF(AW26=2,\"     ↑\",IF(AW26=1,\"↑\",IF(AW26=0,\"↑     \",\"\"))),\"\"))","v":""},{"$f":"IF(AT26=AH$27,IF(AV26=2,\"     ↑\",IF(AV26=1,\"↑\",IF(AV26=0,\"↑     \",\"\"))),IF(AU26=AH$27,IF(AW26=2,\"     ↑\",IF(AW26=1,\"↑\",IF(AW26=0,\"↑     \",\"\"))),\"\"))","v":""},{"$f":"IF(AT26=AI$27,IF(AV26=2,\"     ↑\",IF(AV26=1,\"↑\",IF(AV26=0,\"↑     \",\"\"))),IF(AU26=AI$27,IF(AW26=2,\"     ↑\",IF(AW26=1,\"↑\",IF(AW26=0,\"↑     \",\"\"))),\"\"))","v":""},{"$f":"IF(AT26=AJ$27,IF(AV26=2,\"     ↑\",IF(AV26=1,\"↑\",IF(AV26=0,\"↑     \",\"\"))),IF(AU26=AJ$27,IF(AW26=2,\"     ↑\",IF(AW26=1,\"↑\",IF(AW26=0,\"↑     \",\"\"))),\"\"))","v":""},{"$f":"IF(AT26=AK$27,IF(AV26=2,\"     ↑\",IF(AV26=1,\"↑\",IF(AV26=0,\"↑     \",\"\"))),IF(AU26=AK$27,IF(AW26=2,\"     ↑\",IF(AW26=1,\"↑\",IF(AW26=0,\"↑     \",\"\"))),\"\"))","v":""},{"$f":"IF(AT26=AL$27,IF(AV26=2,\"     ↑\",IF(AV26=1,\"↑\",IF(AV26=0,\"↑     \",\"\"))),IF(AU26=AL$27,IF(AW26=2,\"     ↑\",IF(AW26=1,\"↑\",IF(AW26=0,\"↑     \",\"\"))),\"\"))","v":""},{"$f":"IF(AT26=AM$27,IF(AV26=2,\"     ↑\",IF(AV26=1,\"↑\",IF(AV26=0,\"↑     \",\"\"))),IF(AU26=AM$27,IF(AW26=2,\"     ↑\",IF(AW26=1,\"↑\",IF(AW26=0,\"↑     \",\"\"))),\"\"))","v":""},{"$f":"IF(AT26=AN$27,IF(AV26=2,\"     ↑\",IF(AV26=1,\"↑\",IF(AV26=0,\"↑     \",\"\"))),IF(AU26=AN$27,IF(AW26=2,\"     ↑\",IF(AW26=1,\"↑\",IF(AW26=0,\"↑     \",\"\"))),\"\"))","v":"↑     "},null,"Existing",18,"New",60,{"$f":"HLOOKUP(AQ26,T$27:AN$27,1,TRUE)","v":18},{"$f":"HLOOKUP(AS26,T$27:AN$27,1,TRUE)","v":60},{"$f":"AQ26-AT26","v":0},{"$f":"AS26-AU26","v":0}]
[null,null,null,null,null,null,null,null,null,null,null,null,null,null,null,null,null,null,null,0,{"$f":"(($AN27-$T27)/(20))+T27","v":3},6,9,12,15,18,21,24,27,30,33,36,39,42,45,48,51,54,57,60]
["Wall Insulation","Exterior: Framed",null,null,null,null,null,null,null,{"$f":"IF('Audit Data Collection'!B38=Wall_RVal_Unknown,\"Unknown\",IF(Wall_Area=0,\"n/a\",IF(Wall_Rvalue_Pre=1,\"R-0\",\"R-\"&Wall_Rvalue_Pre)))","v":"n/a"},null,{"$f":"IF(Wall_Area = 0, \"n/a\", IF(Wall_Rvalue_Pre = Wall_Rvalue_Post, \"None\", \"R-\" & Wall_Rvalue_Post))","v":"n/a"},null,{"$f":"IF(Output!L40=0, \"None\", Output!L40)","v":{"$error":"#N/A"}},null,null,"Wall Insulation",null,null,"Good",null,null,null,null,null,null,null,null,null,"Better",null,null,null,null,null,null,null,null,null,"Best"]
[null,"Exterior: Masonry",null,"R-0",null,"R-5",null,"R-13",null,{"$f":"IF('Audit Data Collection'!B39=Wall_RVal_Unknown,\"Unknown\",IF(WallMasonary_Area=0,\"n/a\",IF(WallMasonary_Rvalue_Pre=1,\"R-0\",\"R-\"&WallMasonary_Rvalue_Pre)))","v":"n/a"},null,{"$f":"IF(WallMasonary_Area = 0, \"n/a\", IF(WallMasonary_Rvalue_Pre = WallMasonary_Rvalue_Post, \"None\", \"R-\" & WallMasonary_Rvalue_Post))","v":"n/a"},null,null,null,null,null,"Exterior: Framed",null,{"$f":"IF(AT29=T$27,IF(AV29=2,\"     ↑\",IF(AV29=1,\"↑\",IF(AV29=0,\"↑     \",\"\"))),IF(AU29=T$27,IF(AW29=2,\"     ↑\",IF(AW29=1,\"↑\",IF(AW29=0,\"↑     \",\"\"))),\"\"))","v":""},{"$f":"IF(AT29=U$27,IF(AV29=2,\"     ↑\",IF(AV29=1,\"↑\",IF(AV29=0,\"↑     \",\"\"))),IF(AU29=U$27,IF(AW29=2,\"     ↑\",IF(AW29=1,\"↑\",IF(AW29=0,\"↑     \",\"\"))),\"\"))","v":""},{"$f":"IF(AT29=V$27,IF(AV29=2,\"     ↑\",IF(AV29=1,\"↑\",IF(AV29=0,\"↑     \",\"\"))),IF(AU29=V$27,IF(AW29=2,\"     ↑\",IF(AW29=1,\"↑\",IF(AW29=0,\"↑     \",\"\"))),\"\"))","v":""},{"$f":"IF(AT29=W$27,IF(AV29=2,\"     ↑\",IF(AV29=1,\"↑\",IF(AV29=0,\"↑     \",\"\"))),IF(AU29=W$27,IF(AW29=2,\"     ↑\",IF(AW29=1,\"↑\",IF(AW29=0,\"↑     \",\"\"))),\"\"))","v":""},{"$f":"IF(AT29=X$27,IF(AV29=2,\"     ↑\",IF(AV29=1,\"↑\",IF(AV29=0,\"↑     \",\"\"))),IF(AU29=X$27,IF(AW29=2,\"     ↑\",IF(AW29=1,\"↑\",IF(AW29=0,\"↑     \",\"\"))),\"\"))","v":"↑"},{"$f":"IF(AT29=Y$27,IF(AV29=2,\"     ↑\",IF(AV29=1,\"↑\",IF(AV29=0,\"↑     \",\"\"))),IF(AU29=Y$27,IF(AW29=2,\"     ↑\",IF(AW29=1,\"↑\",IF(AW29=0,\"↑     \",\"\"))),\"\"))","v":""},{"$f":"IF(AT29=Z$27,IF(AV29=2,\"     ↑\",IF(AV29=1,\"↑\",IF(AV29=0,\"↑     \",\"\"))),IF(AU29=Z$27,IF(AW29=2,\"     ↑\",IF(AW29=1,\"↑\",IF(AW29=0,\"↑     \",\"\"))),\"\"))","v":""},{"$f":"IF(AT29=AA$27,IF(AV29=2,\"     ↑\",IF(AV29=1,\"↑\",IF(AV29=0,\"↑     \",\"\"))),IF(AU29=AA$27,IF(AW29=2,\"     ↑\",IF(AW29=1,\"↑\",IF(AW29=0,\"↑     \",\"\"))),\"\"))","v":""},{"$f":"IF(AT29=AB$27,IF(AV29=2,\"     ↑\",IF(AV29=1,\"↑\",IF(AV29=0,\"↑     \",\"\"))),IF(AU29=AB$27,IF(AW29=2,\"     ↑\",IF(AW29=1,\"↑\",IF(AW29=0,\"↑     \",\"\"))),\"\"))","v":""},{"$f":"IF(AT29=AC$27,IF(AV29=2,\"     ↑\",IF(AV29=1,\"↑\",IF(AV29=0,\"↑     \",\"\"))),IF(AU29=AC$27,IF(AW29=2,\"     ↑\",IF(AW29=1,\"↑\",IF(AW29=0,\"↑     \",\"\"))),\"\"))","v":""},{"$f":"IF(AT29=AD$27,IF(AV29=2,\"     ↑\",IF(AV29=1,\"↑\",IF(AV29=0,\"↑     \",\"\"))),IF(AU29=AD$27,IF(AW29=2,\"     ↑\",IF(AW29=1,\"↑\",IF(AW29=0,\"↑     \",\"\"))),\"\"))","v":""},{"$f":"IF(AT29=AE$27,IF(AV29=2,\"     ↑\",IF(AV29=1,\"↑\",IF(AV29=0,\"↑     \",\"\"))),IF(AU29=AE$27,IF(AW29=2,\"     ↑\",IF(AW29=1,\"↑\",IF(AW29=0,\"↑     \",\"\"))),\"\"))","v":""},{"$f":"IF(AT29=AF$27,IF(AV29=2,\"     ↑\",IF(AV29=1,\"↑\",IF(AV29=0,\"↑     \",\"\"))),IF(AU29=AF$27,IF(AW29=2,\"     ↑\",IF(AW29=1,\"↑\",IF(AW29=0,\"↑     \",\"\"))),\"\"))","v":""},{"$f":"IF(AT29=AG$27,IF(AV29=2,\"     ↑\",IF(AV29=1,\"↑\",IF(AV29=0,\"↑     \",\"\"))),IF(AU29=AG$27,IF(AW29=2,\"     ↑\",IF(AW29=1,\"↑\",IF(AW29=0,\"↑     \",\"\"))),\"\"))","v":""},{"$f":"IF(AT29=AH$27,IF(AV29=2,\"     ↑\",IF(AV29=1,\"↑\",IF(AV29=0,\"↑     \",\"\"))),IF(AU29=AH$27,IF(AW29=2,\"     ↑\",IF(AW29=1,\"↑\",IF(AW29=0,\"↑     \",\"\"))),\"\"))","v":""},{"$f":"IF(AT29=AI$27,IF(AV29=2,\"     ↑\",IF(AV29=1,\"↑\",IF(AV29=0,\"↑     \",\"\"))),IF(AU29=AI$27,IF(AW29=2,\"     ↑\",IF(AW29=1,\"↑\",IF(AW29=0,\"↑     \",\"\"))),\"\"))","v":""},{"$f":"IF(AT29=AJ$27,IF(AV29=2,\"     ↑\",IF(AV29=1,\"↑\",IF(AV29=0,\"↑     \",\"\"))),IF(AU29=AJ$27,IF(AW29=2,\"     ↑\",IF(AW29=1,\"↑\",IF(AW29=0,\"↑     \",\"\"))),\"\"))","v":""},{"$f":"IF(AT29=AK$27,IF(AV29=2,\"     ↑\",IF(AV29=1,\"↑\",IF(AV29=0,\"↑     \",\"\"))),IF(AU29=AK$27,IF(AW29=2,\"     ↑\",IF(AW29=1,\"↑\",IF(AW29=0,\"↑     \",\"\"))),\"\"))","v":""},{"$f":"IF(AT29=AL$27,IF(AV29=2,\"     ↑\",IF(AV29=1,\"↑\",IF(AV29=0,\"↑     \",\"\"))),IF(AU29=AL$27,IF(AW29=2,\"     ↑\",IF(AW29=1,\"↑\",IF(AW29=0,\"↑     \",\"\"))),\"\"))","v":""},{"$f":"IF(AT29=AM$27,IF(AV29=2,\"     ↑\",IF(AV29=1,\"↑\",IF(AV29=0,\"↑     \",\"\"))),IF(AU29=AM$27,IF(AW29=2,\"     ↑\",IF(AW29=1,\"↑\",IF(AW29=0,\"↑     \",\"\"))),\"\"))","v":""},{"$f":"IF(AT29=AN$27,IF(AV29=2,\"     ↑\",IF(AV29=1,\"↑\",IF(AV29=0,\"↑     \",\"\"))),IF(AU29=AN$27,IF(AW29=2,\"     ↑\",IF(AW29=1,\"↑\",IF(AW29=0,\"↑     \",\"\"))),\"\"))","v":"↑     "},null,"Existing",13,"New",60,{"$f":"HLOOKUP(AQ29,T$27:AN$27,1,TRUE)","v":12},{"$f":"HLOOKUP(AS29,T$27:AN$27,1,TRUE)","v":60},{"$f":"AQ29-AT29","v":1},{"$f":"AS29-AU29","v":0},null,{"$f":"U32","v":3},6,9,12,15,18,21,24,27,30,33,36,39,42,45,48,51,54,57,60]
["(R-value)","Buffered",null,null,null,null,null,null,null,{"$f":"IF(BufferedWall_Area_Pre = 0, \"n/a\", IF(BufferedWall_Rvalue_Pre=1, \"R-0\", \"R-\" & BufferedWall_Rvalue_Pre))","v":"n/a"},null,{"$f":"IF(BufferedWall_Area_Pre = 0, \"n/a\", IF(BufferedWall_Rvalue_Pre = BufferedWall_Rvalue_Post, \"None\", \"R-\" & BufferedWall_Rvalue_Post))","v":"n/a"},null,null,null,null,"(R-value)","Exterior: Masonry",null,{"$f":"IF(AT30=T$27,IF(AV30=2,\"     ↑\",IF(AV30=1,\"↑\",IF(AV30=0,\"↑     \",\"\"))),IF(AU30=T$27,IF(AW30=2,\"     ↑\",IF(AW30=1,\"↑\",IF(AW30=0,\"↑     \",\"\"))),\"\"))","v":""},{"$f":"IF(AT30=U$27,IF(AV30=2,\"     ↑\",IF(AV30=1,\"↑\",IF(AV30=0,\"↑     \",\"\"))),IF(AU30=U$27,IF(AW30=2,\"     ↑\",IF(AW30=1,\"↑\",IF(AW30=0,\"↑     \",\"\"))),\"\"))","v":""},{"$f":"IF(AT30=V$27,IF(AV30=2,\"     ↑\",IF(AV30=1,\"↑\",IF(AV30=0,\"↑     \",\"\"))),IF(AU30=V$27,IF(AW30=2,\"     ↑\",IF(AW30=1,\"↑\",IF(AW30=0,\"↑     \",\"\"))),\"\"))","v":""},{"$f":"IF(AT30=W$27,IF(AV30=2,\"     ↑\",IF(AV30=1,\"↑\",IF(AV30=0,\"↑     \",\"\"))),IF(AU30=W$27,IF(AW30=2,\"     ↑\",IF(AW30=1,\"↑\",IF(AW30=0,\"↑     \",\"\"))),\"\"))","v":""},{"$f":"IF(AT30=X$27,IF(AV30=2,\"     ↑\",IF(AV30=1,\"↑\",IF(AV30=0,\"↑     \",\"\"))),IF(AU30=X$27,IF(AW30=2,\"     ↑\",IF(AW30=1,\"↑\",IF(AW30=0,\"↑     \",\"\"))),\"\"))","v":"↑     "},{"$f":"IF(AT30=Y$27,IF(AV30=2,\"     ↑\",IF(AV30=1,\"↑\",IF(AV30=0,\"↑     \",\"\"))),IF(AU30=Y$27,IF(AW30=2,\"     ↑\",IF(AW30=1,\"↑\",IF(AW30=0,\"↑     \",\"\"))),\"\"))","v":""},{"$f":"IF(AT30=Z$27,IF(AV30=2,\"     ↑\",IF(AV30=1,\"↑\",IF(AV30=0,\"↑     \",\"\"))),IF(AU30=Z$27,IF(AW30=2,\"     ↑\",IF(AW30=1,\"↑\",IF(AW30=0,\"↑     \",\"\"))),\"\"))","v":""},{"$f":"IF(AT30=AA$27,IF(AV30=2,\"     ↑\",IF(AV30=1,\"↑\",IF(AV30=0,\"↑     \",\"\"))),IF(AU30=AA$27,IF(AW30=2,\"     ↑\",IF(AW30=1,\"↑\",IF(AW30=0,\"↑     \",\"\"))),\"\"))","v":""},{"$f":"IF(AT30=AB$27,IF(AV30=2,\"     ↑\",IF(AV30=1,\"↑\",IF(AV30=0,\"↑     \",\"\"))),IF(AU30=AB$27,IF(AW30=2,\"     ↑\",IF(AW30=1,\"↑\",IF(AW30=0,\"↑     \",\"\"))),\"\"))","v":""},{"$f":"IF(AT30=AC$27,IF(AV30=2,\"     ↑\",IF(AV30=1,\"↑\",IF(AV30=0,\"↑     \",\"\"))),IF(AU30=AC$27,IF(AW30=2,\"     ↑\",IF(AW30=1,\"↑\",IF(AW30=0,\"↑     \",\"\"))),\"\"))","v":""},{"$f":"IF(AT30=AD$27,IF(AV30=2,\"     ↑\",IF(AV30=1,\"↑\",IF(AV30=0,\"↑     \",\"\"))),IF(AU30=AD$27,IF(AW30=2,\"     ↑\",IF(AW30=1,\"↑\",IF(AW30=0,\"↑     \",\"\"))),\"\"))","v":""},{"$f":"IF(AT30=AE$27,IF(AV30=2,\"     ↑\",IF(AV30=1,\"↑\",IF(AV30=0,\"↑     \",\"\"))),IF(AU30=AE$27,IF(AW30=2,\"     ↑\",IF(AW30=1,\"↑\",IF(AW30=0,\"↑     \",\"\"))),\"\"))","v":""},{"$f":"IF(AT30=AF$27,IF(AV30=2,\"     ↑\",IF(AV30=1,\"↑\",IF(AV30=0,\"↑     \",\"\"))),IF(AU30=AF$27,IF(AW30=2,\"     ↑\",IF(AW30=1,\"↑\",IF(AW30=0,\"↑     \",\"\"))),\"\"))","v":""},{"$f":"IF(AT30=AG$27,IF(AV30=2,\"     ↑\",IF(AV30=1,\"↑\",IF(AV30=0,\"↑     \",\"\"))),IF(AU30=AG$27,IF(AW30=2,\"     ↑\",IF(AW30=1,\"↑\",IF(AW30=0,\"↑     \",\"\"))),\"\"))","v":""},{"$f":"IF(AT30=AH$27,IF(AV30=2,\"     ↑\",IF(AV30=1,\"↑\",IF(AV30=0,\"↑     \",\"\"))),IF(AU30=AH$27,IF(AW30=2,\"     ↑\",IF(AW30=1,\"↑\",IF(AW30=0,\"↑     \",\"\"))),\"\"))","v":""},{"$f":"IF(AT30=AI$27,IF(AV30=2,\"     ↑\",IF(AV30=1,\"↑\",IF(AV30=0,\"↑     \",\"\"))),IF(AU30=AI$27,IF(AW30=2,\"     ↑\",IF(AW30=1,\"↑\",IF(AW30=0,\"↑     \",\"\"))),\"\"))","v":"↑     "},{"$f":"IF(AT30=AJ$27,IF(AV30=2,\"     ↑\",IF(AV30=1,\"↑\",IF(AV30=0,\"↑     \",\"\"))),IF(AU30=AJ$27,IF(AW30=2,\"     ↑\",IF(AW30=1,\"↑\",IF(AW30=0,\"↑     \",\"\"))),\"\"))","v":""},{"$f":"IF(AT30=AK$27,IF(AV30=2,\"     ↑\",IF(AV30=1,\"↑\",IF(AV30=0,\"↑     \",\"\"))),IF(AU30=AK$27,IF(AW30=2,\"     ↑\",IF(AW30=1,\"↑\",IF(AW30=0,\"↑     \",\"\"))),\"\"))","v":""},{"$f":"IF(AT30=AL$27,IF(AV30=2,\"     ↑\",IF(AV30=1,\"↑\",IF(AV30=0,\"↑     \",\"\"))),IF(AU30=AL$27,IF(AW30=2,\"     ↑\",IF(AW30=1,\"↑\",IF(AW30=0,\"↑     \",\"\"))),\"\"))","v":""},{"$f":"IF(AT30=AM$27,IF(AV30=2,\"     ↑\",IF(AV30=1,\"↑\",IF(AV30=0,\"↑     \",\"\"))),IF(AU30=AM$27,IF(AW30=2,\"     ↑\",IF(AW30=1,\"↑\",IF(AW30=0,\"↑     \",\"\"))),\"\"))","v":""},{"$f":"IF(AT30=AN$27,IF(AV30=2,\"     ↑\",IF(AV30=1,\"↑\",IF(AV30=0,\"↑     \",\"\"))),IF(AU30=AN$27,IF(AW30=2,\"     ↑\",IF(AW30=1,\"↑\",IF(AW30=0,\"↑     \",\"\"))),\"\"))","v":""},null,"Existing",12,"New",45,{"$f":"HLOOKUP(AQ30,T$27:AN$27,1,TRUE)","v":12},{"$f":"HLOOKUP(AS30,T$27:AN$27,1,TRUE)","v":45},{"$f":"AQ30-AT30","v":0},{"$f":"AS30-AU30","v":0}]
[null,null,null,null,null,null,null,null,null,null,null,null,null,null,null,null,null,"Buffered",null,{"$f":"IF(AT31=T$27,IF(AV31=2,\"     ↑\",IF(AV31=1,\"↑\",IF(AV31=0,\"↑     \",\"\"))),IF(AU31=T$27,IF(AW31=2,\"     ↑\",IF(AW31=1,\"↑\",IF(AW31=0,\"↑     \",\"\"))),\"\"))","v":""},{"$f":"IF(AT31=U$27,IF(AV31=2,\"     ↑\",IF(AV31=1,\"↑\",IF(AV31=0,\"↑     \",\"\"))),IF(AU31=U$27,IF(AW31=2,\"     ↑\",IF(AW31=1,\"↑\",IF(AW31=0,\"↑     \",\"\"))),\"\"))","v":""},{"$f":"IF(AT31=V$27,IF(AV31=2,\"     ↑\",IF(AV31=1,\"↑\",IF(AV31=0,\"↑     \",\"\"))),IF(AU31=V$27,IF(AW31=2,\"     ↑\",IF(AW31=1,\"↑\",IF(AW31=0,\"↑     \",\"\"))),\"\"))","v":""},{"$f":"IF(AT31=W$27,IF(AV31=2,\"     ↑\",IF(AV31=1,\"↑\",IF(AV31=0,\"↑     \",\"\"))),IF(AU31=W$27,IF(AW31=2,\"     ↑\",IF(AW31=1,\"↑\",IF(AW31=0,\"↑     \",\"\"))),\"\"))","v":""},{"$f":"IF(AT31=X$27,IF(AV31=2,\"     ↑\",IF(AV31=1,\"↑\",IF(AV31=0,\"↑     \",\"\"))),IF(AU31=X$27,IF(AW31=2,\"     ↑\",IF(AW31=1,\"↑\",IF(AW31=0,\"↑     \",\"\"))),\"\"))","v":"↑"},{"$f":"IF(AT31=Y$27,IF(AV31=2,\"     ↑\",IF(AV31=1,\"↑\",IF(AV31=0,\"↑     \",\"\"))),IF(AU31=Y$27,IF(AW31=2,\"     ↑\",IF(AW31=1,\"↑\",IF(AW31=0,\"↑     \",\"\"))),\"\"))","v":""},{"$f":"IF(AT31=Z$27,IF(AV31=2,\"     ↑\",IF(AV31=1,\"↑\",IF(AV31=0,\"↑     \",\"\"))),IF(AU31=Z$27,IF(AW31=2,\"     ↑\",IF(AW31=1,\"↑\",IF(AW31=0,\"↑     \",\"\"))),\"\"))","v":""},{"$f":"IF(AT31=AA$27,IF(AV31=2,\"     ↑\",IF(AV31=1,\"↑\",IF(AV31=0,\"↑     \",\"\"))),IF(AU31=AA$27,IF(AW31=2,\"     ↑\",IF(AW31=1,\"↑\",IF(AW31=0,\"↑     \",\"\"))),\"\"))","v":""},{"$f":"IF(AT31=AB$27,IF(AV31=2,\"     ↑\",IF(AV31=1,\"↑\",IF(AV31=0,\"↑     \",\"\"))),IF(AU31=AB$27,IF(AW31=2,\"     ↑\",IF(AW31=1,\"↑\",IF(AW31=0,\"↑     \",\"\"))),\"\"))","v":""},{"$f":"IF(AT31=AC$27,IF(AV31=2,\"     ↑\",IF(AV31=1,\"↑\",IF(AV31=0,\"↑     \",\"\"))),IF(AU31=AC$27,IF(AW31=2,\"     ↑\",IF(AW31=1,\"↑\",IF(AW31=0,\"↑     \",\"\"))),\"\"))","v":""},{"$f":"IF(AT31=AD$27,IF(AV31=2,\"     ↑\",IF(AV31=1,\"↑\",IF(AV31=0,\"↑     \",\"\"))),IF(AU31=AD$27,IF(AW31=2,\"     ↑\",IF(AW31=1,\"↑\",IF(AW31=0,\"↑     \",\"\"))),\"\"))","v":""},{"$f":"IF(AT31=AE$27,IF(AV31=2,\"     ↑\",IF(AV31=1,\"↑\",IF(AV31=0,\"↑     \",\"\"))),IF(AU31=AE$27,IF(AW31=2,\"     ↑\",IF(AW31=1,\"↑\",IF(AW31=0,\"↑     \",\"\"))),\"\"))","v":""},{"$f":"IF(AT31=AF$27,IF(AV31=2,\"     ↑\",IF(AV31=1,\"↑\",IF(AV31=0,\"↑     \",\"\"))),IF(AU31=AF$27,IF(AW31=2,\"     ↑\",IF(AW31=1,\"↑\",IF(AW31=0,\"↑     \",\"\"))),\"\"))","v":""},{"$f":"IF(AT31=AG$27,IF(AV31=2,\"     ↑\",IF(AV31=1,\"↑\",IF(AV31=0,\"↑     \",\"\"))),IF(AU31=AG$27,IF(AW31=2,\"     ↑\",IF(AW31=1,\"↑\",IF(AW31=0,\"↑     \",\"\"))),\"\"))","v":""},{"$f":"IF(AT31=AH$27,IF(AV31=2,\"     ↑\",IF(AV31=1,\"↑\",IF(AV31=0,\"↑     \",\"\"))),IF(AU31=AH$27,IF(AW31=2,\"     ↑\",IF(AW31=1,\"↑\",IF(AW31=0,\"↑     \",\"\"))),\"\"))","v":""},{"$f":"IF(AT31=AI$27,IF(AV31=2,\"     ↑\",IF(AV31=1,\"↑\",IF(AV31=0,\"↑     \",\"\"))),IF(AU31=AI$27,IF(AW31=2,\"     ↑\",IF(AW31=1,\"↑\",IF(AW31=0,\"↑     \",\"\"))),\"\"))","v":""},{"$f":"IF(AT31=AJ$27,IF(AV31=2,\"     ↑\",IF(AV31=1,\"↑\",IF(AV31=0,\"↑     \",\"\"))),IF(AU31=AJ$27,IF(AW31=2,\"     ↑\",IF(AW31=1,\"↑\",IF(AW31=0,\"↑     \",\"\"))),\"\"))","v":"     ↑"},{"$f":"IF(AT31=AK$27,IF(AV31=2,\"     ↑\",IF(AV31=1,\"↑\",IF(AV31=0,\"↑     \",\"\"))),IF(AU31=AK$27,IF(AW31=2,\"     ↑\",IF(AW31=1,\"↑\",IF(AW31=0,\"↑     \",\"\"))),\"\"))","v":""},{"$f":"IF(AT31=AL$27,IF(AV31=2,\"     ↑\",IF(AV31=1,\"↑\",IF(AV31=0,\"↑     \",\"\"))),IF(AU31=AL$27,IF(AW31=2,\"     ↑\",IF(AW31=1,\"↑\",IF(AW31=0,\"↑     \",\"\"))),\"\"))","v":""},{"$f":"IF(AT31=AM$27,IF(AV31=2,\"     ↑\",IF(AV31=1,\"↑\",IF(AV31=0,\"↑     \",\"\"))),IF(AU31=AM$27,IF(AW31=2,\"     ↑\",IF(AW31=1,\"↑\",IF(AW31=0,\"↑     \",\"\"))),\"\"))","v":""},{"$f":"IF(AT31=AN$27,IF(AV31=2,\"     ↑\",IF(AV31=1,\"↑\",IF(AV31=0,\"↑     \",\"\"))),IF(AU31=AN$27,IF(AW31=2,\"     ↑\",IF(AW31=1,\"↑\",IF(AW31=0,\"↑     \",\"\"))),\"\"))","v":""},null,"Existing",13,"New",50,{"$f":"HLOOKUP(AQ31,T$27:AN$27,1,TRUE)","v":12},{"$f":"HLOOKUP(AS31,T$27:AN$27,1,TRUE)","v":48},{"$f":"AQ31-AT31","v":1},{"$f":"AS31-AU31","v":2}]
["Floor Insulation","Exposed",null,null,null,null,null,null,null,{"$f":"IF('Audit Data Collection'!B41=Wall_RVal_Unknown,\"Unknown\",IF(OR(Floor_Exposed_Area=0,Floor_Exposed_Area=\"\"),\"n/a\",\"R-\"&Floor_Exposed_Rvalue_Pre))","v":"n/a"},null,{"$f":"IF(OR(Floor_Exposed_Area = 0, Floor_Exposed_Area = \"\"), \"n/a\", IF(Floor_Exposed_Rvalue_Pre = Floor_Exposed_Rvalue_Post, \"None\", \"R-\" & Floor_Exposed_Rvalue_Post))","v":"n/a"},null,{"$f":"IF(Output!L42=0, \"None\", Output!L42)","v":{"$error":"#N/A"}},null,null,null,null,null,0,{"$f":"(($AN32-$T32)/(20))+T32","v":3},6,9,12,15,18,21,24,27,30,33,36,39,42,45,48,51,54,57,60]
["(R-value)","Buffered",null,"R-0",null,"R-11",null,"R-19",null,{"$f":"IF('Audit Data Collection'!B42=Wall_RVal_Unknown,\"Unknown\",IF(OR(Floor_Over_Area=0,Floor_Over_Area=\"\"),\"n/a\",\"R-\"&Floor_Over_Rvalue_Pre))","v":"n/a"},null,{"$f":"IF(OR(Floor_Over_Area = 0, Floor_Over_Area = \"\"), \"n/a\", IF(Floor_Over_Rvalue_Pre = Floor_Over_Rvalue_Post, \"None\", \"R-\" & Floor_Over_Rvalue_Post))","v":"n/a"}]
[]
["Foundation Insulation","Basement",null,null,null,null,null,null,null,{"$f":"IF('Audit Data Collection'!B44=Wall_RVal_Unknown,\"Unknown\",IF(OR(Foundation_Basement_Perim=0,Foundation_Basement_Perim=\"\"),\"n/a\",\"R-\"&Foundation_Basement_Rvalue_Pre))","v":"n/a"},null,{"$f":"IF(OR(Foundation_Basement_Perim = 0, Foundation_Basement_Perim = \"\"), \"n/a\", IF(Foundation_Basement_Rvalue_Pre = Foundation_Basement_Rvalue_Post, \"None\", \"R-\"&Foundation_Basement_Rvalue_Post))","v":"n/a"},null,{"$f":"IF(Output!L41=0, \"None\", Output!L41)","v":{"$error":"#DIV/0!"}}]
[null,"Slab",null,"R-0",null,"R-5",null,"R-11",null,{"$f":"IF('Audit Data Collection'!B45=Wall_RVal_Unknown,\"Unknown\",IF(OR(Foundation_Slab_Perim=0,Foundation_Slab_Perim=\"\"),\"n/a\",\"R-\"&Foundation_Slab_Rvalue_Pre))","v":"n/a"},null,{"$f":"IF(OR(Foundation_Slab_Perim=0, Foundation_Slab_Perim=\"\"),\"n/a\", IF(Foundation_Slab_Rvalue_Pre = Foundation_Slab_Rvalue_Post,\"None\",\"R-\"&Foundation_Slab_Rvalue_Post))","v":"n/a"}]
["(R-value)","Crawlspace",null,null,null,null,null,null,null,{"$f":"IF('Audit Data Collection'!B46=Wall_RVal_Unknown,\"Unknown\",IF(OR(Foundation_Crawlspace_Perim=0,Foundation_Crawlspace_Perim=\"\"),\"n/a\",\"R-\"&Foundation_Crawlspace_Rvalue_Pre))","v":"n/a"},null,{"$f":"IF(OR(Foundation_Crawlspace_Perim = 0, Foundation_Crawlspace_Perim = \"\"), \"n/a\", IF(Foundation_Crawlspace_Rvalue_Pre = Foundation_Crawlspace_Rvalue_Post, \"None\", \"R-\" & Foundation_Basement_Rvalue_Post))","v":"n/a"}]
[]
[{"$f":"IF('Audit Data Collection'!G53=\"Yes\", \"Storm\", \"Replacement\") & \" Windows\"","v":"Replacement Windows"},null,null,null,null,null,null,null,null,null,null,null,null,{"$f":"IF(AND(Output!L43=0, 'Audit Data Collection'!G53<>\"Yes\"), \"None\", Output!L43)","v":{"$error":"#N/A"}}]
["(U-factor)",null,null,0.9,null,null,{"$f":"IF('Audit Data Collection'!G53=\"Yes\", \"AAMA, NAMI or Equivalent\", \"\")","v":""},0.4,null,{"$f":"Window_U_Pre","v":{"$error":"#N/A"}},null,{"$f":"IF('Audit Data Collection'!G53=\"Yes\", \"Add\", IF('Audit Data Collection'!G51<>\"\",'Audit Data Collection'!G50, \"None\"))","v":"None"},null,null,null,null,null,null,null,null,null,null,null,null,null,null,null,null,null,null,null,null,null,null,null,null,null,null,null,null,null,null,null,null,null,null,null,null,null,{"$f":"T27","v":0}]
["(SHGC)",null,null,0.65,null,null,null,0.4,null,{"$f":"Window_SHGC_Pre","v":{"$error":"#N/A"}},null,{"$f":"IF('Audit Data Collection'!G53=\"Yes\", \"Storms\", IF('Audit Data Collection'!G51<>\"\",'Audit Data Collection'!G51, \"None\"))","v":"None"}]
[]
[{"$f":" \"Heating 1: \" & System1_Type","v":"Heating 1: "},null,null,null,null,null,null,null,null,{"$f":"IF(A44= \"(AFUE)\", 'Inputs-Results'!B62*100 & \"%\", IF(A44= \"(HSPF)\",'Inputs-Results'!B61*3.41, \"n/a\"))","v":{"$error":"#N/A"}},{"$f":"IF(J48=\"\",\"\",\"*\")","v":""},{"$f":"IF('Audit Data Collection'!G59=\"\", \"None\", IF(A44= \"(AFUE)\", 'Audit Data Collection'!G59 & \"%\", IF(A44= \"(HSPF)\", 'Audit Data Collection'!G59, \"n/a\")))","v":"None"},null,{"$f":"IF(Heat_Sys_Save=0,\"None\",IF(Heat_Sys_Save<0.01,\"<1%\",Heat_Sys_Save))","v":{"$error":"#DIV/0!"}}]
[{"$f":" IF(OR(System1_Type = Electric_Baseboard, System1_Type = Electric_Furnace), \"(n/a)\", IF(OR(System1_Type=Fossil_Boiler, System1_Type=Fossil_Furnace), \"(AFUE)\", \"(HSPF)\"))","v":"(HSPF)"},null,null,{"$f":"IF(A44= \"(AFUE)\", 70, IF(A44= \"(HSPF)\", 8, \"\"))","v":8},{"$f":"IF(A44= \"(AFUE)\", 75, IF(A44= \"(HSPF)\", 8.5, \"\"))","v":8.5},{"$f":"IF(A44= \"(AFUE)\", 80, IF(A44= \"(HSPF)\", 9, \"n/a\"))","v":9},{"$f":"IF(A44= \"(AFUE)\", 90, IF(A44= \"(HSPF)\", 9.5, \"\"))","v":9.5},{"$f":"IF(A44= \"(AFUE)\", 95, IF(A44= \"(HSPF)\", 10, \"\"))","v":10}]
[]
["Heating 1: Distribution Efficiency",null,null,null,null,null,null,null,null,{"$f":"IF(OR(System1_Type=Fossil_Boiler, System1_Type=Electric_Baseboard), \"n/a\", 'Inputs-Results'!B8)","v":{"$error":"#N/A"}},{"$f":"IF(J48=\"\",\"\",\"*\")","v":""},{"$f":"IF(OR(System1_Type=Fossil_Boiler, System1_Type=Electric_Baseboard), \"n/a\", IF('Inputs-Results'!B8='Inputs-Results-2'!$B$8, \"None\", 'Inputs-Results-2'!B8))","v":{"$error":"#N/A"}},null,{"$f":"IF(Heat_Dist_Save = 0, \"None\", IF(Heat_Dist_Save<0.01,\"< 1%\",Heat_Dist_Save))","v":{"$error":"#DIV/0!"}}]
[{"$f":"IF(OR(System1_Type=Fossil_Boiler, System1_Type=Electric_Baseboard), \"(n/a)\", \"(%)\")","v":"(%)"},null,null,{"$f":"IF(OR(System1_Type=Fossil_Boiler, System1_Type=Electric_Baseboard), \"\", 60)","v":60},{"$f":"IF(OR(System1_Type=Fossil_Boiler, System1_Type=Electric_Baseboard), \"\", 65)","v":65},{"$f":"IF(OR(System1_Type=Fossil_Boiler, System1_Type=Electric_Baseboard), \"n/a\", 75)","v":75},{"$f":"IF(OR(System1_Type=Fossil_Boiler, System1_Type=Electric_Baseboard), \"\", 85)","v":85},{"$f":"IF(OR(System1_Type=Fossil_Boiler, System1_Type=Electric_Baseboard), \"\", 95)","v":95}]
[]
["Thermostat",null,null,null,null,null,null,null,null,{"$f":"Raw_Existing_Thermostat","v":0},null,{"$f":"IF(Raw_New_Thermostat=\"\",\"n/a\",Raw_New_Thermostat)","v":"n/a"},null,{"$f":"IF(OR(System1_Type=\"Furnace\",System1_Type=\"Boiler\"),Savings_Thermostat_Therm_Prc,Savings_Thermostat_kWh_Prc)","v":"n/a"}]
[{"$f":"IF(WaterHeaterWrap<>\"Yes\",\"(Efficiency Factor)\",\"(R-value)\")","v":"(Efficiency Factor)"},null,null,"Manual / Programmable",null,null,null,"Wifi / Learning"]
[]
[{"$f":" \"Heating 2: \" & IF(System2_Type=\"\", \"n/a\", System2_Type)","v":"Heating 2: n/a"},null,null,null,null,null,null,null,null,{"$f":"IF(A53= \"(AFUE)\", 'Inputs-Results'!B82*100 & \"%\", IF(A53= \"(HSPF)\",'Inputs-Results'!B81*3.41, \"n/a\"))","v":"n/a"},{"$f":"IF(J57=\"\",\"\",\"*\")","v":""},{"$f":"IF(System2_Type=\"\", \"n/a\", IF('Audit Data Collection'!G78=\"\", \"None\", IF(A53= \"(AFUE)\", 'Audit Data Collection'!G78 & \"%\", IF(A53= \"(HSPF)\", 'Audit Data Collection'!G78, \"n/a\"))))","v":"n/a"},null,{"$f":"IF(System2_Type=\"\", \"n/a\", IF(Heat_Sys_Save_Sys2 = 0,\"None\", IF(Heat_Sys_Save_Sys2<0.01,\"<1%\", Heat_Sys_Save_Sys2)))","v":"n/a"}]
[{"$f":" IF(System2_Type=\"\", \"\", IF(OR(System2_Type = Electric_Baseboard, System2_Type = Electric_Furnace), \"(n/a)\", IF(OR(System2_Type=Fossil_Boiler, System2_Type=Fossil_Furnace), \"(AFUE)\", \"(HSPF)\")))","v":""},null,null,{"$f":"IF(A53= \"(AFUE)\", 70, IF(A53= \"(HSPF)\", 8, \"\"))","v":""},{"$f":"IF(A53= \"(AFUE)\", 75, IF(A53= \"(HSPF)\", 8.5, \"\"))","v":""},{"$f":"IF(A53= \"(AFUE)\", 80, IF(A53= \"(HSPF)\", 9, \"n/a\"))","v":"n/a"},{"$f":"IF(A53= \"(AFUE)\", 90, IF(A53= \"(HSPF)\", 9.5, \"\"))","v":""},{"$f":"IF(A53= \"(AFUE)\", 95, IF(A53= \"(HSPF)\", 10, \"\"))","v":""}]
[]
["Heating 2: Distribution Efficiency",null,null,null,null,null,null,null,null,{"$f":"IF(OR(System2_Type = Electric_Baseboard, System2_Type = Fossil_Boiler, System2_Type = \"\"), \"n/a\", Heat_DistEff_Pre_Sys2 )","v":"n/a"},{"$f":"IF(J57=\"\",\"\",\"*\")","v":""},{"$f":"IF(OR(System2_Type=Electric_Baseboard,System2_Type=Fossil_Boiler,System2_Type=\"\"),\"n/a\",IF(Heat_DistEff_Pre_Sys2=Heat_DistEff_Post_Sys2,\"None\",Heat_DistEff_Post_Sys2))","v":"n/a"},null,{"$f":"IF(System2_Type=\"\",\"n/a\",IF(Heat_Dist_Save_Sys2=0,\"None\",IF(Heat_Dist_Save_Sys2<0.01,\"< 1%\",Heat_Dist_Save_Sys2)))","v":"n/a"}]
[{"$f":"IF(System2_Type=\"\", \"\", IF(OR(System2_Type=Fossil_Boiler, System2_Type=Electric_Baseboard), \"(n/a)\", \"(%)\"))","v":""},null,null,{"$f":"IF(OR(System2_Type=Fossil_Boiler, System2_Type=Electric_Baseboard, System2_Type=\"\"), \"\", 60)","v":""},{"$f":"IF(OR(System2_Type=Fossil_Boiler, System2_Type=Electric_Baseboard, System2_Type=\"\"), \"\", 65)","v":""},{"$f":"IF(OR(System2_Type=Fossil_Boiler, System2_Type=Electric_Baseboard, System2_Type=\"\"), \"n/a\", 75)","v":"n/a"},{"$f":"IF(OR(System2_Type=Fossil_Boiler, System2_Type=Electric_Baseboard, System2_Type=\"\"), \"\", 85)","v":""},{"$f":"IF(OR(System2_Type=Fossil_Boiler, System2_Type=Electric_Baseboard, System2_Type=\"\"), \"\", 95)","v":""}]
[]
[{"$f":" \"Central Cooling 1\" & IF(Is_cooling_1, IF('Lookups (2)'!CY51=\"Yes\",\": Tune Up\",\"\"),\": n/a\")","v":"Central Cooling 1: n/a"},null,null,null,null,null,null,null,null,{"$f":"IF(Is_cooling_1,EER,\"n/a\")","v":"n/a"},{"$f":"IF(J69=\"\",\"\",\"*\")","v":""},{"$f":"IF('Lookups (2)'!CY51=\"Yes\",\"Tune Up\",IF(Is_cooling_1, _EER2,\"n/a\"))","v":"n/a"},null,{"$f":"IF(Is_cooling_1,IF(L58=\"Tune Up\",\"<1%\",IF(Cool_Sys_Save=0,\"None\",IF(Cool_Sys_Save<0.01,\"<1%\",Cool_Sys_Save))),\"n/a\")","v":"n/a"}]
[{"$f":"IF(Is_cooling_1,\"(SEER)\",\"\")","v":""},null,null,{"$f":"IF(Is_cooling_1,8,\"\")","v":""},{"$f":"IF(Is_cooling_1,9,\"\")","v":""},{"$f":"IF(Is_cooling_1,10,\"n/a\")","v":"n/a"},{"$f":"IF(Is_cooling_1,14,\"\")","v":""},{"$f":"IF(Is_cooling_1,15,\"\")","v":""}]
[]
["Central Cooling 1: Distribution Efficiency",null,null,null,null,null,null,null,null,{"$f":"IF(Is_cooling_1, Cool_DistEff_Pre,\"n/a\")","v":"n/a"},{"$f":"IF(J69=\"\",\"\",\"*\")","v":""},{"$f":"IF(Is_cooling_1, IF(Cool_DistEff_Pre=Cool_DistEff_Post, \"None\", Cool_DistEff_Post),\"n/a\")","v":"n/a"},null,{"$f":"IF(Is_cooling_1, IF(Cool_Dist_Save = 0, \"None\", IF(Cool_Dist_Save<0.01,\"<1%\",Cool_Dist_Save)),\"n/a\")","v":"n/a"}]
[{"$f":"IF(Is_cooling_1,\"(%)\",\"\")","v":""},null,null,{"$f":"IF(Is_cooling_1,60,\"\")","v":""},{"$f":"IF(Is_cooling_1,65,\"\")","v":""},{"$f":"IF(Is_cooling_1,75,\"\")","v":""},{"$f":"IF(Is_cooling_1,85,\"\")","v":""},{"$f":"IF(Is_cooling_1,95,\"\")","v":""}]
[]
[{"$f":" \"Central Cooling 2\" & IF(Is_cooling_2, IF('Audit Data Collection'!G77=\"Yes\",\": Tune Up\",\"\"),\": n/a\")","v":"Central Cooling 2: n/a"},null,null,null,null,null,null,null,null,{"$f":"IF( Is_cooling_2, EER_Sys2,\"n/a\")","v":"n/a"},{"$f":"IF(J49=\"\",\"\",\"*\")","v":"*"},{"$f":"IF('Audit Data Collection'!G77=\"Yes\",\"Tune Up\",IF(Is_cooling_2, EER2_Sys2,\"n/a\"))","v":"n/a"},null,{"$f":"IF(Is_cooling_2,IF(L64=\"Tune Up\",\"<1%\", IF(Cool_Sys_Save_Sys2=0,\"None\",IF(Cool_Sys_Save_Sys2<0.01,\"<1%\",Cool_Sys_Save_Sys2))),\"n/a\")","v":"n/a"}]
[{"$f":"IF(Is_cooling_2,\"(SEER)\",\"\")","v":""},null,null,{"$f":"IF(Is_cooling_2,8,\"\")","v":""},{"$f":"IF(Is_cooling_2,9,\"\")","v":""},{"$f":"IF(Is_cooling_2,10,\"n/a\")","v":"n/a"},{"$f":"IF(Is_cooling_2,14,\"\")","v":""},{"$f":"IF(Is_cooling_2,15,\"\")","v":""}]
[]
["Central Cooling 2: Distribution Efficiency",null,null,null,null,null,null,null,null,{"$f":"IF(Is_cooling_2, Cool_DistEff_Pre_Sys2,\"n/a\")","v":"n/a"},{"$f":"IF(J49=\"\",\"\",\"*\")","v":"*"},{"$f":"IF(Is_cooling_2, IF(Cool_DistEff_Pre_Sys2=Cool_DistEff_Post_Sys2, \"None\", Cool_DistEff_Post_Sys2),\"n/a\")","v":"n/a"},null,{"$f":"IF(Is_cooling_2, IF(Cool_Dist_Save_Sys2 = 0, \"None\", Cool_Dist_Save_Sys2),\"n/a\")","v":"n/a"}]
[{"$f":"IF(Is_cooling_2,\"(%)\",\"\")","v":""},null,null,{"$f":"IF(Is_cooling_2,60,\"\")","v":""},{"$f":"IF(Is_cooling_2,65,\"\")","v":""},{"$f":"IF(Is_cooling_2,75,\"n/a\")","v":"n/a"},{"$f":"IF(Is_cooling_2,85,\"\")","v":""},{"$f":"IF(Is_cooling_2,95,\"\")","v":""}]
[]
["Room / Window Air Conditioner",null,null,null,null,null,null,null,null,{"$f":"Calc_CEER_Baseline","v":{"$error":"#N/A"}},null,{"$f":"IF(OR(Raw_New_Room_AC_CEER=\"\",Raw_New_Room_AC_CEER=0),\"n/a\",Raw_New_Room_AC_CEER)","v":"n/a"},null,{"$f":"Savings_Room_AC_kWh_Prc","v":"n/a"}]
[{"$f":"IF(WaterHeaterWrap<>\"Yes\",\"(Efficiency Factor)\",\"(R-value)\")","v":"(Efficiency Factor)"},null,null,{"$f":"Calc_CEER_Baseline","v":{"$error":"#N/A"}},null,null,null,{"$f":"IF(OR(Raw_New_Room_AC_CEER=\"\",Raw_New_Room_AC_CEER=0),\"n/a\",Raw_New_Room_AC_CEER)","v":"n/a"}]
[]
[{"$f":"IF(WaterHeaterWrap<>\"Yes\",\"Water Heater Efficiency\",\"Electric Water Heater Wrap\")","v":"Water Heater Efficiency"},null,null,null,null,null,null,null,null,{"$f":"IF(WaterHeaterWrap<>\"Yes\", IF('Audit Data Collection'!B105=\"\", 'Inputs-Results'!C99, 'Audit Data Collection'!B105), IF('Audit Data Collection'!B104=\"\", \"n/a\", \"R-\" & 'Audit Data Collection'!B104))","v":0.83},null,{"$f":"IF(WaterHeaterWrap=\"Yes\",\"Install   Wrap\",IF('Audit Data Collection'!G104<>\"\",'Audit Data Collection'!G104,\"n/a\"))","v":"n/a"},null,{"$f":"IF(ISERROR('DHW Savings'!B16),\"n/a\",'DHW Savings'!B16)","v":"n/a"}]
[{"$f":"IF(WaterHeaterWrap<>\"Yes\",\"(Efficiency Factor)\",\"(R-value)\")","v":"(Efficiency Factor)"},null,null,{"$f":"IF(WaterHeaterWrap<>\"Yes\",IF('Audit Data Collection'!B102=\"Gas\",\"0.58\",\"0.85\"),\"R-0\")","v":"0.85"},null,null,null,{"$f":"IF(WaterHeaterWrap<>\"Yes\",\"Energy Star\",\"R-10\")","v":"Energy Star"}]
[]
["Primary Refrigerator",null,null,null,null,null,null,null,null,{"$f":"D77","v":0},null,{"$f":"Raw_Primary_New_Fridge_Efficiency","v":0},null,{"$f":"Savings_Primary_Refrigerator_kWh_Prc","v":"n/a"}]
[{"$f":"IF(WaterHeaterWrap<>\"Yes\",\"(Efficiency Factor)\",\"(R-value)\")","v":"(Efficiency Factor)"},null,null,{"$f":"Raw_Primary_Existing_Fridge_Efficiency","v":0},null,null,null,"ENERGY STAR Most Efficient"]
[]
["Secondary Refrigerator/Freezer",null,null,null,null,null,null,null,null,{"$f":"D80","v":0},null,{"$f":"Raw_Secondary_New_Fridge_Efficiency","v":0},null,{"$f":"Savings_Secondary_Refrigerator_Freezer_kWh_Prc","v":"n/a"}]
[{"$f":"IF(WaterHeaterWrap<>\"Yes\",\"(Efficiency Factor)\",\"(R-value)\")","v":"(Efficiency Factor)"},null,null,{"$f":"Raw_Secondary_Existing_Fridge_Efficiency","v":0},null,null,null,"ENERGY STAR Most Efficient"]
[]
["Dishwasher",null,null,null,null,null,null,null,null,{"$f":"Raw_Existing_Dishwasher_Efficiency","v":0},null,{"$f":"Raw_New_Dishwasher_Efficiency","v":0},null,{"$f":"Savings_Dishwasher_kWh_Prc","v":"n/a"}]
[{"$f":"IF(WaterHeaterWrap<>\"Yes\",\"(Efficiency Factor)\",\"(R-value)\")","v":"(Efficiency Factor)"},null,null,{"$f":"Raw_Existing_Dishwasher_Efficiency","v":0},null,null,null,"ENERGY STAR Most Efficient"]
[]
["Lighting",null,null,null,null,null,null,null,null,{"$f":"Raw_Existing_LED_Prc_of_Lighting","v":0},null,{"$f":"Raw_New_LED_Prc_of_Lighting","v":0},null,{"$f":"Savings_Lighting_kWh_Prc","v":"n/a"}]
[{"$f":"IF(WaterHeaterWrap<>\"Yes\",\"(Efficiency Factor)\",\"(R-value)\")","v":"(Efficiency Factor)"},null,null,"Non-LED",null,null,null,"LED"]
[]
["Water Savings"]
["Showerheads",null,null,null,null,null,null,null,null,{"$f":"Raw_Showerhead_Existing","v":0},null,{"$f":"(Raw_Showerhead_New)","v":0},null,{"$f":"Savings_Showerhead","v":"n/a"}]
["(Water Savings)",null,null,"Old",null,null,null,"Water-Saving"]
[]
["Faucet Aerators",null,null,null,null,null,null,null,null,{"$f":"Raw_Faucet_Aerator_Existing","v":0},null,{"$f":"Raw_Faucet_Aerator_New","v":0},null,{"$f":"IF(AND(Raw_Faucet_Aerator_Existing=\"No\",Raw_Faucet_Aerator_New=\"Yes\"),Lookups_Faucet_Aerator_Savings_Constant,\"n/a\")","v":"n/a"}]
["(Water Savings)",null,null,"Old",null,null,null,"Water-Saving"]
[]
["Estimated savings reported above are for priortizing of upgrades only, actual savings may vary."]

{"sheet":"TRC Screening Tool","index":50,"n_rows":35,"n_cols":43,"rows_kept":35,"cut":false,"hidden":true,"merged":[[5,24,6,24],[5,35,6,35],[5,16,6,16],[5,18,6,18],[31,4,32,17],[5,27,6,27],[5,21,6,21],[5,23,6,23],[5,28,6,28],[5,30,6,30],[5,29,6,29],[5,25,6,25],[5,42,6,42],[5,41,6,41],[5,32,6,32],[5,33,6,33],[5,34,6,34],[5,37,6,37],[5,36,6,36],[5,40,6,40],[5,38,6,38],[5,39,6,39],[1,2,1,4],[2,2,2,4],[5,19,6,19],[5,1,6,2],[5,4,6,5],[5,14,6,14],[5,7,5,10],[5,11,6,11],[5,13,6,13],[5,12,6,12],[5,6,6,6],[5,15,6,15]]}
[null,null,null,null,null,null,{"$f":"LEFT($F$3,3)","v":""}]
[null,null,"Project Name/ID #"]
[null,null,"First three digits of Zip Code",null,null,null,{"$f":"LOOKUP(G1,Zipcode!B88:B137,Zipcode!E88:E137)","v":{"$error":"#N/A"}},{"$f":"Zipcode!F5","v":{"$error":"#N/A"}},"N= NYC, U=Upstate, D=Hudson Valley"]
[]
[null,"Table 1. Detailed List of Recommended Measures",null,null,null,null,null,null,null,null,null,null,null,null,null,null,null,null,null,null,null,"NYSERDA Funding/TRC Evaluation",null,null,null,null,null,"Key Parameter Check"]
[null,"Measure Classification",null,null,"Measure Name/Description ",null,"Cost","Annual Energy Savings",null,null,null,"Demand Savings\n(kW)","Annual Water/Sewer Savings\n(1000 gal)","Water Cost ($/1000 gal)","Annual O&M Savings","Annual Waterand O&M Savings","TRC B/C Ratio",null,"Non-Electric Fuel Source","Measure Life\n(years)",null,"Include in Project-Level TRC?",null,"Present value of savings ","Measure Cost","Funding Source Code",null,"Annual Cost Savings","S.I.R.","TRC B/C Ratio","Measure Life",null,"PV of Cooling kWh Savings","PV of Non-Cooling kWh Savings","PV of kW Savings","PV of Heating MMBtu Savings","PV of Non-Heating MMBtu Savings","PV of Oil MMBtu Savings","PV of Water Savings","PV of O&M Savings","PV of Electric CO2","PV of Gas CO2","Present Value of Benefits"]
[null,null,null,null,null,null,null,"Heating MMBtu","Non-Heating MMBtu","Cooling kWh","Non-Cooling kWh"]
[null,null,null,null,"Measures to be undertaken"]
[null,1,null,null,1,null,null,null,null,null,null,{"$f":"IF($C9=\"Other\",\"\",IF(C9=\"\",0,J9*VLOOKUP(C9,MeasureQCdata,IF(Zipcode!$F$5=\"U\",23,25),FALSE)+K9*VLOOKUP(C9,MeasureQCdata,IF(Zipcode!$F$5=\"U\",22,24),FALSE)))","v":0},0,{"$f":"IF(ISERROR(Zipcode!$F$5),0,IF(Zipcode!$F$5=\"U\",3,7))","v":0},0,{"$f":"IF(C9=\"\",0,O9+(N9*M9))","v":0},{"$f":"IF(OR(AND((J9+K9)=0,S9=\"propane\")=TRUE,AND((J9+K9)=0,S9=\"steam\")=TRUE),0,IF(G9=0,0,AQ9/G9))","v":0},null,"gas - firm",{"$f":"IF($C9=\"Other\",\"\",IF(C9=\"\",\"\",IF($C9=\"DHW - Controls\",\"\",VLOOKUP(C9,MeasureQCdata,3,FALSE))))","v":""},null,null,null,{"$f":"IF(Q9=\"N/A\",0,IF(OR(V9=\"no\",Q9<1)=TRUE,0,AQ9))","v":0},{"$f":"IF(Q9=\"N/A\",0,IF(OR(V9=\"no\",Q9<1)=TRUE,0,G9))","v":0},null,null,{"$f":"IF(IF(S9=\"\",((J9+K9)*#REF!),((J9+K9)*#REF!)+((H9+I9)*VLOOKUP(S9,#REF!,2,FALSE)))+O9+(N9*M9)=P9,\"ok\",IF(S9=\"\",((J9+K9)*#REF!),((J9+K9)*#REF!)+((H9+I9)*VLOOKUP(S9,#REF!,2,FALSE)))+O9+(N9*M9))","v":{"$error":"#REF!"}},{"$f":"IF(IF(P9=0,\"\",PV(#REF!,T9,-P9)/G9)=#REF!,\"ok\",IF(P9=0,\"\",PV(#REF!,T9,-P9)/G9))","v":{"$error":"#REF!"}},{"$f":"IF(IF(G9=0,0,AQ9/G9)=Q9,\"ok\",IF(G9=0,0,AQ9/G9))","v":"ok"},{"$f":"IF(IF($C9=\"Other\",\"\",IF(C9=\"\",\"\",IF($C9=\"DHW - Controls\",\"\",VLOOKUP(C9,MeasureQCdata,3))))=T9,\"ok\",IF($C9=\"Other\",\"\",IF(C9=\"\",\"\",IF($C9=\"DHW - Controls\",\"\",VLOOKUP(C9,MeasureQCdata,3)))))","v":"ok"},null,{"$f":"IF(OR(N(J9)=0,N($T9)=0,AND(Zipcode!$F$5<>\"N\",$C$32=\"\"),AND(Zipcode!$F$5<>\"N\",$C$32=\"<Select One>\"))=TRUE,0,1.2*J9*IF(Zipcode!$F$5=\"N\",HLOOKUP($T9,AvoidedCosts,4,FALSE),IF(OR($C$32=\"NYSEG\",$C$32=\"RG&E\",$C$32=\"NatGrid\")=TRUE,HLOOKUP($T9,AvoidedCosts,2,FALSE),HLOOKUP($T9,AvoidedCosts,3,FALSE))))","v":{"$error":"#N/A"}},{"$f":"IF(OR(N(K9)=0,N($T9)=0,AND(Zipcode!$F$5<>\"N\",$C$32=\"\"),AND(Zipcode!$F$5<>\"N\",$C$32=\"<Select One>\"))=TRUE,0,K9*IF(Zipcode!$F$5=\"N\",HLOOKUP($T9,AvoidedCosts,4,FALSE),IF(OR($C$32=\"NYSEG\",$C$32=\"RG&E\",$C$32=\"NatGrid\")=TRUE,HLOOKUP($T9,AvoidedCosts,2,FALSE),HLOOKUP($T9,AvoidedCosts,3,FALSE))))","v":{"$error":"#N/A"}},{"$f":"IF(OR(N(L9)=0,N($T9)=0,AND(Zipcode!F5<>\"N\",$C$32=\"\"),AND(Zipcode!F5<>\"N\",$C$32=\"<Select One>\"))=TRUE,0,L9*IF(Zipcode!F5=\"N\",HLOOKUP($T9,AvoidedCosts,6,FALSE),HLOOKUP($T9,AvoidedCosts,5,FALSE)))","v":{"$error":"#N/A"}},{"$f":"IF(OR(N(H9)=0,N($T9)=0,$C$35=\"\",$C$35=\"<Select One>\")=TRUE,0,H9*IF(OR($C$35=\"Con Ed\",$C$35=\"O&R\",$C$35=\"KEDLI\",$C$35=\"KEDNY\")=TRUE,HLOOKUP($T9,AvoidedCosts,7,FALSE),HLOOKUP($T9,AvoidedCosts,8,FALSE)))","v":0},{"$f":"IF(OR(N(I9)=0,N($T9)=0,$C$35=\"\",$C$35=\"<Select One>\")=TRUE,0,I9*IF(OR($C$35=\"Con Ed\",$C$35=\"O&R\",$C$35=\"KEDLI\",$C$35=\"KEDNY\")=TRUE,HLOOKUP($T9,AvoidedCosts,9,FALSE),HLOOKUP($T9,AvoidedCosts,10,FALSE)))","v":0},{"$f":"IF(OR(N(H9+I9)=0,N($T9)=0)=TRUE,0,IF($S9<>\"oil\",0,(H9+I9)*HLOOKUP($T9,AvoidedCosts,11,FALSE)))","v":0},{"$f":"IF(OR(N(M9)=0,N(T9)=0)=TRUE,0,-PV($T$33,T9,N9*M9))","v":0},{"$f":"IF(N(T9)=0,0,-PV(Discountrate,T9,O9))","v":0},{"$f":"IF(OR(N(J9+K9)=0,N(T9)=0)=TRUE,0,HLOOKUP(T9,AvoidedCosts,12,FALSE)*(J9+K9))","v":0},{"$f":"HLOOKUP(T9,AvoidedCosts,13,FALSE)*(H9+I9)","v":{"$error":"#N/A"}},{"$f":"SUM(AG9:AP9)","v":{"$error":"#N/A"}}]
[null,2,null,null,2,null,null,null,null,null,null,{"$f":"IF($C10=\"Other\",\"\",IF(C10=\"\",0,J10*VLOOKUP(C10,MeasureQCdata,IF(Zipcode!$F$5=\"U\",23,25),FALSE)+K10*VLOOKUP(C10,MeasureQCdata,IF(Zipcode!$F$5=\"U\",22,24),FALSE)))","v":0},0,{"$f":"IF(ISERROR(Zipcode!$F$5),0,IF(Zipcode!$F$5=\"U\",3,7))","v":0},0,{"$f":"IF(C10=\"\",0,O10+(N10*M10))","v":0},0,null,"gas - firm","",null,null,null,{"$f":"IF(Q10=\"N/A\",0,IF(OR(V10=\"no\",Q10<1)=TRUE,0,AQ10))","v":0},0,null,null,{"$f":"IF(IF(S10=\"\",((J10+K10)*#REF!),((J10+K10)*#REF!)+((H10+I10)*VLOOKUP(S10,#REF!,2,FALSE)))+O10+(N10*M10)=P10,\"ok\",IF(S10=\"\",((J10+K10)*#REF!),((J10+K10)*#REF!)+((H10+I10)*VLOOKUP(S10,#REF!,2,FALSE)))+O10+(N10*M10))","v":{"$error":"#REF!"}},{"$f":"IF(IF(P10=0,\"\",PV(#REF!,T10,-P10)/G10)=#REF!,\"ok\",IF(P10=0,\"\",PV(#REF!,T10,-P10)/G10))","v":{"$error":"#REF!"}},"ok","ok",null,{"$f":"IF(OR(N(J10)=0,N($T10)=0,AND(Zipcode!$F$5<>\"N\",$C$32=\"\"),AND(Zipcode!$F$5<>\"N\",$C$32=\"<Select One>\"))=TRUE,0,1.2*J10*IF(Zipcode!$F$5=\"N\",HLOOKUP($T10,AvoidedCosts,4,FALSE),IF(OR($C$32=\"NYSEG\",$C$32=\"RG&E\",$C$32=\"NatGrid\")=TRUE,HLOOKUP($T10,AvoidedCosts,2,FALSE),HLOOKUP($T10,AvoidedCosts,3,FALSE))))","v":{"$error":"#N/A"}},{"$f":"IF(OR(N(K10)=0,N($T10)=0,AND(Zipcode!$F$5<>\"N\",$C$32=\"\"),AND(Zipcode!$F$5<>\"N\",$C$32=\"<Select One>\"))=TRUE,0,K10*IF(Zipcode!$F$5=\"N\",HLOOKUP($T10,AvoidedCosts,4,FALSE),IF(OR($C$32=\"NYSEG\",$C$32=\"RG&E\",$C$32=\"NatGrid\")=TRUE,HLOOKUP($T10,AvoidedCosts,2,FALSE),HLOOKUP($T10,AvoidedCosts,3,FALSE))))","v":{"$error":"#N/A"}},{"$f":"IF(OR(N(L10)=0,N($T10)=0,AND(Zipcode!F5<>\"N\",$C$32=\"\"),AND(Zipcode!F5<>\"N\",$C$32=\"<Select One>\"))=TRUE,0,L10*IF(Zipcode!F5=\"N\",HLOOKUP($T10,AvoidedCosts,6,FALSE),HLOOKUP($T10,AvoidedCosts,5,FALSE)))","v":{"$error":"#N/A"}},0,0,0,0,0,0,{"$error":"#N/A"},{"$f":"SUM(AG10:AP10)","v":{"$error":"#N/A"}}]
[null,3,null,null,3,null,null,null,null,null,null,{"$f":"IF($C11=\"Other\",\"\",IF(C11=\"\",0,J11*VLOOKUP(C11,MeasureQCdata,IF(Zipcode!$F$5=\"U\",23,25),FALSE)+K11*VLOOKUP(C11,MeasureQCdata,IF(Zipcode!$F$5=\"U\",22,24),FALSE)))","v":0},0,{"$f":"IF(ISERROR(Zipcode!$F$5),0,IF(Zipcode!$F$5=\"U\",3,7))","v":0},0,0,0,null,"gas - firm","",null,null,null,0,0,null,null,{"$f":"IF(IF(S11=\"\",((J11+K11)*#REF!),((J11+K11)*#REF!)+((H11+I11)*VLOOKUP(S11,#REF!,2,FALSE)))+O11+(N11*M11)=P11,\"ok\",IF(S11=\"\",((J11+K11)*#REF!),((J11+K11)*#REF!)+((H11+I11)*VLOOKUP(S11,#REF!,2,FALSE)))+O11+(N11*M11))","v":{"$error":"#REF!"}},{"$f":"IF(IF(P11=0,\"\",PV(#REF!,T11,-P11)/G11)=#REF!,\"ok\",IF(P11=0,\"\",PV(#REF!,T11,-P11)/G11))","v":{"$error":"#REF!"}},"ok","ok",null,{"$f":"IF(OR(N(J11)=0,N($T11)=0,AND(Zipcode!$F$5<>\"N\",$C$32=\"\"),AND(Zipcode!$F$5<>\"N\",$C$32=\"<Select One>\"))=TRUE,0,1.2*J11*IF(Zipcode!$F$5=\"N\",HLOOKUP($T11,AvoidedCosts,4,FALSE),IF(OR($C$32=\"NYSEG\",$C$32=\"RG&E\",$C$32=\"NatGrid\")=TRUE,HLOOKUP($T11,AvoidedCosts,2,FALSE),HLOOKUP($T11,AvoidedCosts,3,FALSE))))","v":{"$error":"#N/A"}},{"$f":"IF(OR(N(K11)=0,N($T11)=0,AND(Zipcode!$F$5<>\"N\",$C$32=\"\"),AND(Zipcode!$F$5<>\"N\",$C$32=\"<Select One>\"))=TRUE,0,K11*IF(Zipcode!$F$5=\"N\",HLOOKUP($T11,AvoidedCosts,4,FALSE),IF(OR($C$32=\"NYSEG\",$C$32=\"RG&E\",$C$32=\"NatGrid\")=TRUE,HLOOKUP($T11,AvoidedCosts,2,FALSE),HLOOKUP($T11,AvoidedCosts,3,FALSE))))","v":{"$error":"#N/A"}},{"$f":"IF(OR(N(L11)=0,N($T11)=0,AND(Zipcode!F5<>\"N\",$C$32=\"\"),AND(Zipcode!F5<>\"N\",$C$32=\"<Select One>\"))=TRUE,0,L11*IF(Zipcode!F5=\"N\",HLOOKUP($T11,AvoidedCosts,6,FALSE),HLOOKUP($T11,AvoidedCosts,5,FALSE)))","v":{"$error":"#N/A"}},0,0,0,0,0,0,{"$error":"#N/A"},{"$f":"SUM(AG11:AP11)","v":{"$error":"#N/A"}}]
[null,5,null,null,5,null,null,null,null,null,null,{"$f":"IF($C12=\"Other\",\"\",IF(C12=\"\",0,J12*VLOOKUP(C12,MeasureQCdata,IF(Zipcode!$F$5=\"U\",23,25),FALSE)+K12*VLOOKUP(C12,MeasureQCdata,IF(Zipcode!$F$5=\"U\",22,24),FALSE)))","v":0},0,{"$f":"IF(ISERROR(Zipcode!$F$5),0,IF(Zipcode!$F$5=\"U\",3,7))","v":0},0,0,0,null,"gas - firm","",null,null,null,0,0,null,null,{"$f":"IF(IF(S12=\"\",((J12+K12)*#REF!),((J12+K12)*#REF!)+((H12+I12)*VLOOKUP(S12,#REF!,2,FALSE)))+O12+(N12*M12)=P12,\"ok\",IF(S12=\"\",((J12+K12)*#REF!),((J12+K12)*#REF!)+((H12+I12)*VLOOKUP(S12,#REF!,2,FALSE)))+O12+(N12*M12))","v":{"$error":"#REF!"}},{"$f":"IF(IF(P12=0,\"\",PV(#REF!,T12,-P12)/G12)=#REF!,\"ok\",IF(P12=0,\"\",PV(#REF!,T12,-P12)/G12))","v":{"$error":"#REF!"}},"ok","ok",null,{"$f":"IF(OR(N(J12)=0,N($T12)=0,AND(Zipcode!$F$5<>\"N\",$C$32=\"\"),AND(Zipcode!$F$5<>\"N\",$C$32=\"<Select One>\"))=TRUE,0,1.2*J12*IF(Zipcode!$F$5=\"N\",HLOOKUP($T12,AvoidedCosts,4,FALSE),IF(OR($C$32=\"NYSEG\",$C$32=\"RG&E\",$C$32=\"NatGrid\")=TRUE,HLOOKUP($T12,AvoidedCosts,2,FALSE),HLOOKUP($T12,AvoidedCosts,3,FALSE))))","v":{"$error":"#N/A"}},{"$f":"IF(OR(N(K12)=0,N($T12)=0,AND(Zipcode!$F$5<>\"N\",$C$32=\"\"),AND(Zipcode!$F$5<>\"N\",$C$32=\"<Select One>\"))=TRUE,0,K12*IF(Zipcode!$F$5=\"N\",HLOOKUP($T12,AvoidedCosts,4,FALSE),IF(OR($C$32=\"NYSEG\",$C$32=\"RG&E\",$C$32=\"NatGrid\")=TRUE,HLOOKUP($T12,AvoidedCosts,2,FALSE),HLOOKUP($T12,AvoidedCosts,3,FALSE))))","v":{"$error":"#N/A"}},{"$f":"IF(OR(N(L12)=0,N($T12)=0,AND(Zipcode!F5<>\"N\",$C$32=\"\"),AND(Zipcode!F5<>\"N\",$C$32=\"<Select One>\"))=TRUE,0,L12*IF(Zipcode!F5=\"N\",HLOOKUP($T12,AvoidedCosts,6,FALSE),HLOOKUP($T12,AvoidedCosts,5,FALSE)))","v":{"$error":"#N/A"}},0,0,0,0,0,0,{"$error":"#N/A"},{"$error":"#N/A"}]
[null,6,null,null,6,null,null,null,null,null,null,{"$f":"IF($C13=\"Other\",\"\",IF(C13=\"\",0,J13*VLOOKUP(C13,MeasureQCdata,IF(Zipcode!$F$5=\"U\",23,25),FALSE)+K13*VLOOKUP(C13,MeasureQCdata,IF(Zipcode!$F$5=\"U\",22,24),FALSE)))","v":0},0,{"$f":"IF(ISERROR(Zipcode!$F$5),0,IF(Zipcode!$F$5=\"U\",3,7))","v":0},0,0,0,null,"gas - firm","",null,null,null,0,0,null,null,{"$f":"IF(IF(S13=\"\",((J13+K13)*#REF!),((J13+K13)*#REF!)+((H13+I13)*VLOOKUP(S13,#REF!,2,FALSE)))+O13+(N13*M13)=P13,\"ok\",IF(S13=\"\",((J13+K13)*#REF!),((J13+K13)*#REF!)+((H13+I13)*VLOOKUP(S13,#REF!,2,FALSE)))+O13+(N13*M13))","v":{"$error":"#REF!"}},{"$f":"IF(IF(P13=0,\"\",PV(#REF!,T13,-P13)/G13)=#REF!,\"ok\",IF(P13=0,\"\",PV(#REF!,T13,-P13)/G13))","v":{"$error":"#REF!"}},"ok","ok",null,{"$f":"IF(OR(N(J13)=0,N($T13)=0,AND(Zipcode!$F$5<>\"N\",$C$32=\"\"),AND(Zipcode!$F$5<>\"N\",$C$32=\"<Select One>\"))=TRUE,0,1.2*J13*IF(Zipcode!$F$5=\"N\",HLOOKUP($T13,AvoidedCosts,4,FALSE),IF(OR($C$32=\"NYSEG\",$C$32=\"RG&E\",$C$32=\"NatGrid\")=TRUE,HLOOKUP($T13,AvoidedCosts,2,FALSE),HLOOKUP($T13,AvoidedCosts,3,FALSE))))","v":{"$error":"#N/A"}},{"$f":"IF(OR(N(K13)=0,N($T13)=0,AND(Zipcode!$F$5<>\"N\",$C$32=\"\"),AND(Zipcode!$F$5<>\"N\",$C$32=\"<Select One>\"))=TRUE,0,K13*IF(Zipcode!$F$5=\"N\",HLOOKUP($T13,AvoidedCosts,4,FALSE),IF(OR($C$32=\"NYSEG\",$C$32=\"RG&E\",$C$32=\"NatGrid\")=TRUE,HLOOKUP($T13,AvoidedCosts,2,FALSE),HLOOKUP($T13,AvoidedCosts,3,FALSE))))","v":{"$error":"#N/A"}},{"$f":"IF(OR(N(L13)=0,N($T13)=0,AND(Zipcode!F5<>\"N\",$C$32=\"\"),AND(Zipcode!F5<>\"N\",$C$32=\"<Select One>\"))=TRUE,0,L13*IF(Zipcode!F5=\"N\",HLOOKUP($T13,AvoidedCosts,6,FALSE),HLOOKUP($T13,AvoidedCosts,5,FALSE)))","v":{"$error":"#N/A"}},0,0,0,0,0,0,{"$error":"#N/A"},{"$error":"#N/A"}]
[null,7,null,null,7,null,null,null,null,null,null,{"$f":"IF($C14=\"Other\",\"\",IF(C14=\"\",0,J14*VLOOKUP(C14,MeasureQCdata,IF(Zipcode!$F$5=\"U\",23,25),FALSE)+K14*VLOOKUP(C14,MeasureQCdata,IF(Zipcode!$F$5=\"U\",22,24),FALSE)))","v":0},0,{"$f":"IF(ISERROR(Zipcode!$F$5),0,IF(Zipcode!$F$5=\"U\",3,7))","v":0},0,0,0,null,"gas - firm","",null,null,null,0,0,null,null,{"$f":"IF(IF(S14=\"\",((J14+K14)*#REF!),((J14+K14)*#REF!)+((H14+I14)*VLOOKUP(S14,#REF!,2,FALSE)))+O14+(N14*M14)=P14,\"ok\",IF(S14=\"\",((J14+K14)*#REF!),((J14+K14)*#REF!)+((H14+I14)*VLOOKUP(S14,#REF!,2,FALSE)))+O14+(N14*M14))","v":{"$error":"#REF!"}},{"$f":"IF(IF(P14=0,\"\",PV(#REF!,T14,-P14)/G14)=#REF!,\"ok\",IF(P14=0,\"\",PV(#REF!,T14,-P14)/G14))","v":{"$error":"#REF!"}},"ok","ok",null,{"$f":"IF(OR(N(J14)=0,N($T14)=0,AND(Zipcode!$F$5<>\"N\",$C$32=\"\"),AND(Zipcode!$F$5<>\"N\",$C$32=\"<Select One>\"))=TRUE,0,1.2*J14*IF(Zipcode!$F$5=\"N\",HLOOKUP($T14,AvoidedCosts,4,FALSE),IF(OR($C$32=\"NYSEG\",$C$32=\"RG&E\",$C$32=\"NatGrid\")=TRUE,HLOOKUP($T14,AvoidedCosts,2,FALSE),HLOOKUP($T14,AvoidedCosts,3,FALSE))))","v":{"$error":"#N/A"}},{"$f":"IF(OR(N(K14)=0,N($T14)=0,AND(Zipcode!$F$5<>\"N\",$C$32=\"\"),AND(Zipcode!$F$5<>\"N\",$C$32=\"<Select One>\"))=TRUE,0,K14*IF(Zipcode!$F$5=\"N\",HLOOKUP($T14,AvoidedCosts,4,FALSE),IF(OR($C$32=\"NYSEG\",$C$32=\"RG&E\",$C$32=\"NatGrid\")=TRUE,HLOOKUP($T14,AvoidedCosts,2,FALSE),HLOOKUP($T14,AvoidedCosts,3,FALSE))))","v":{"$error":"#N/A"}},{"$f":"IF(OR(N(L14)=0,N($T14)=0,AND(Zipcode!F5<>\"N\",$C$32=\"\"),AND(Zipcode!F5<>\"N\",$C$32=\"<Select One>\"))=TRUE,0,L14*IF(Zipcode!F5=\"N\",HLOOKUP($T14,AvoidedCosts,6,FALSE),HLOOKUP($T14,AvoidedCosts,5,FALSE)))","v":{"$error":"#N/A"}},0,0,0,0,0,0,{"$error":"#N/A"},{"$error":"#N/A"}]
[null,8,null,null,8,null,null,null,null,null,null,{"$f":"IF($C15=\"Other\",\"\",IF(C15=\"\",0,J15*VLOOKUP(C15,MeasureQCdata,IF(Zipcode!$F$5=\"U\",23,25),FALSE)+K15*VLOOKUP(C15,MeasureQCdata,IF(Zipcode!$F$5=\"U\",22,24),FALSE)))","v":0},0,{"$f":"IF(ISERROR(Zipcode!$F$5),0,IF(Zipcode!$F$5=\"U\",3,7))","v":0},0,0,0,null,"gas - firm","",null,null,null,0,0,null,null,{"$f":"IF(IF(S15=\"\",((J15+K15)*#REF!),((J15+K15)*#REF!)+((H15+I15)*VLOOKUP(S15,#REF!,2,FALSE)))+O15+(N15*M15)=P15,\"ok\",IF(S15=\"\",((J15+K15)*#REF!),((J15+K15)*#REF!)+((H15+I15)*VLOOKUP(S15,#REF!,2,FALSE)))+O15+(N15*M15))","v":{"$error":"#REF!"}},{"$f":"IF(IF(P15=0,\"\",PV(#REF!,T15,-P15)/G15)=#REF!,\"ok\",IF(P15=0,\"\",PV(#REF!,T15,-P15)/G15))","v":{"$error":"#REF!"}},"ok","ok",null,{"$f":"IF(OR(N(J15)=0,N($T15)=0,AND(Zipcode!$F$5<>\"N\",$C$32=\"\"),AND(Zipcode!$F$5<>\"N\",$C$32=\"<Select One>\"))=TRUE,0,1.2*J15*IF(Zipcode!$F$5=\"N\",HLOOKUP($T15,AvoidedCosts,4,FALSE),IF(OR($C$32=\"NYSEG\",$C$32=\"RG&E\",$C$32=\"NatGrid\")=TRUE,HLOOKUP($T15,AvoidedCosts,2,FALSE),HLOOKUP($T15,AvoidedCosts,3,FALSE))))","v":{"$error":"#N/A"}},{"$f":"IF(OR(N(K15)=0,N($T15)=0,AND(Zipcode!$F$5<>\"N\",$C$32=\"\"),AND(Zipcode!$F$5<>\"N\",$C$32=\"<Select One>\"))=TRUE,0,K15*IF(Zipcode!$F$5=\"N\",HLOOKUP($T15,AvoidedCosts,4,FALSE),IF(OR($C$32=\"NYSEG\",$C$32=\"RG&E\",$C$32=\"NatGrid\")=TRUE,HLOOKUP($T15,AvoidedCosts,2,FALSE),HLOOKUP($T15,AvoidedCosts,3,FALSE))))","v":{"$error":"#N/A"}},{"$f":"IF(OR(N(L15)=0,N($T15)=0,AND(Zipcode!F5<>\"N\",$C$32=\"\"),AND(Zipcode!F5<>\"N\",$C$32=\"<Select One>\"))=TRUE,0,L15*IF(Zipcode!F5=\"N\",HLOOKUP($T15,AvoidedCosts,6,FALSE),HLOOKUP($T15,AvoidedCosts,5,FALSE)))","v":{"$error":"#N/A"}},0,0,0,0,0,0,{"$error":"#N/A"},{"$error":"#N/A"}]
[null,9,null,null,9,null,null,null,null,null,null,{"$f":"IF($C16=\"Other\",\"\",IF(C16=\"\",0,J16*VLOOKUP(C16,MeasureQCdata,IF(Zipcode!$F$5=\"U\",23,25),FALSE)+K16*VLOOKUP(C16,MeasureQCdata,IF(Zipcode!$F$5=\"U\",22,24),FALSE)))","v":0},0,{"$f":"IF(ISERROR(Zipcode!$F$5),0,IF(Zipcode!$F$5=\"U\",3,7))","v":0},0,0,0,null,"gas - firm","",null,null,null,0,0,null,null,{"$f":"IF(IF(S16=\"\",((J16+K16)*#REF!),((J16+K16)*#REF!)+((H16+I16)*VLOOKUP(S16,#REF!,2,FALSE)))+O16+(N16*M16)=P16,\"ok\",IF(S16=\"\",((J16+K16)*#REF!),((J16+K16)*#REF!)+((H16+I16)*VLOOKUP(S16,#REF!,2,FALSE)))+O16+(N16*M16))","v":{"$error":"#REF!"}},{"$f":"IF(IF(P16=0,\"\",PV(#REF!,T16,-P16)/G16)=#REF!,\"ok\",IF(P16=0,\"\",PV(#REF!,T16,-P16)/G16))","v":{"$error":"#REF!"}},"ok","ok",null,{"$f":"IF(OR(N(J16)=0,N($T16)=0,AND(Zipcode!$F$5<>\"N\",$C$32=\"\"),AND(Zipcode!$F$5<>\"N\",$C$32=\"<Select One>\"))=TRUE,0,1.2*J16*IF(Zipcode!$F$5=\"N\",HLOOKUP($T16,AvoidedCosts,4,FALSE),IF(OR($C$32=\"NYSEG\",$C$32=\"RG&E\",$C$32=\"NatGrid\")=TRUE,HLOOKUP($T16,AvoidedCosts,2,FALSE),HLOOKUP($T16,AvoidedCosts,3,FALSE))))","v":{"$error":"#N/A"}},{"$f":"IF(OR(N(K16)=0,N($T16)=0,AND(Zipcode!$F$5<>\"N\",$C$32=\"\"),AND(Zipcode!$F$5<>\"N\",$C$32=\"<Select One>\"))=TRUE,0,K16*IF(Zipcode!$F$5=\"N\",HLOOKUP($T16,AvoidedCosts,4,FALSE),IF(OR($C$32=\"NYSEG\",$C$32=\"RG&E\",$C$32=\"NatGrid\")=TRUE,HLOOKUP($T16,AvoidedCosts,2,FALSE),HLOOKUP($T16,AvoidedCosts,3,FALSE))))","v":{"$error":"#N/A"}},{"$f":"IF(OR(N(L16)=0,N($T16)=0,AND(Zipcode!F5<>\"N\",$C$32=\"\"),AND(Zipcode!F5<>\"N\",$C$32=\"<Select One>\"))=TRUE,0,L16*IF(Zipcode!F5=\"N\",HLOOKUP($T16,AvoidedCosts,6,FALSE),HLOOKUP($T16,AvoidedCosts,5,FALSE)))","v":{"$error":"#N/A"}},0,0,0,0,0,0,{"$error":"#N/A"},{"$error":"#N/A"}]
[null,10,null,null,10,null,null,null,null,null,null,{"$f":"IF($C17=\"Other\",\"\",IF(C17=\"\",0,J17*VLOOKUP(C17,MeasureQCdata,IF(Zipcode!$F$5=\"U\",23,25),FALSE)+K17*VLOOKUP(C17,MeasureQCdata,IF(Zipcode!$F$5=\"U\",22,24),FALSE)))","v":0},0,{"$f":"IF(ISERROR(Zipcode!$F$5),0,IF(Zipcode!$F$5=\"U\",3,7))","v":0},0,0,0,null,"gas - firm","",null,null,null,0,0,null,null,{"$f":"IF(IF(S17=\"\",((J17+K17)*#REF!),((J17+K17)*#REF!)+((H17+I17)*VLOOKUP(S17,#REF!,2,FALSE)))+O17+(N17*M17)=P17,\"ok\",IF(S17=\"\",((J17+K17)*#REF!),((J17+K17)*#REF!)+((H17+I17)*VLOOKUP(S17,#REF!,2,FALSE)))+O17+(N17*M17))","v":{"$error":"#REF!"}},{"$f":"IF(IF(P17=0,\"\",PV(#REF!,T17,-P17)/G17)=#REF!,\"ok\",IF(P17=0,\"\",PV(#REF!,T17,-P17)/G17))","v":{"$error":"#REF!"}},"ok","ok",null,{"$f":"IF(OR(N(J17)=0,N($T17)=0,AND(Zipcode!$F$5<>\"N\",$C$32=\"\"),AND(Zipcode!$F$5<>\"N\",$C$32=\"<Select One>\"))=TRUE,0,1.2*J17*IF(Zipcode!$F$5=\"N\",HLOOKUP($T17,AvoidedCosts,4,FALSE),IF(OR($C$32=\"NYSEG\",$C$32=\"RG&E\",$C$32=\"NatGrid\")=TRUE,HLOOKUP($T17,AvoidedCosts,2,FALSE),HLOOKUP($T17,AvoidedCosts,3,FALSE))))","v":{"$error":"#N/A"}},{"$f":"IF(OR(N(K17)=0,N($T17)=0,AND(Zipcode!$F$5<>\"N\",$C$32=\"\"),AND(Zipcode!$F$5<>\"N\",$C$32=\"<Select One>\"))=TRUE,0,K17*IF(Zipcode!$F$5=\"N\",HLOOKUP($T17,AvoidedCosts,4,FALSE),IF(OR($C$32=\"NYSEG\",$C$32=\"RG&E\",$C$32=\"NatGrid\")=TRUE,HLOOKUP($T17,AvoidedCosts,2,FALSE),HLOOKUP($T17,AvoidedCosts,3,FALSE))))","v":{"$error":"#N/A"}},{"$f":"IF(OR(N(L17)=0,N($T17)=0,AND(Zipcode!F5<>\"N\",$C$32=\"\"),AND(Zipcode!F5<>\"N\",$C$32=\"<Select One>\"))=TRUE,0,L17*IF(Zipcode!F5=\"N\",HLOOKUP($T17,AvoidedCosts,6,FALSE),HLOOKUP($T17,AvoidedCosts,5,FALSE)))","v":{"$error":"#N/A"}},0,0,0,0,0,0,{"$error":"#N/A"},{"$error":"#N/A"}]
[null,11,null,null,11,null,null,null,null,null,null,{"$f":"IF($C18=\"Other\",\"\",IF(C18=\"\",0,J18*VLOOKUP(C18,MeasureQCdata,IF(Zipcode!$F$5=\"U\",23,25),FALSE)+K18*VLOOKUP(C18,MeasureQCdata,IF(Zipcode!$F$5=\"U\",22,24),FALSE)))","v":0},0,{"$f":"IF(ISERROR(Zipcode!$F$5),0,IF(Zipcode!$F$5=\"U\",3,7))","v":0},0,0,0,null,"gas - firm","",null,null,null,0,0,null,null,{"$f":"IF(IF(S18=\"\",((J18+K18)*#REF!),((J18+K18)*#REF!)+((H18+I18)*VLOOKUP(S18,#REF!,2,FALSE)))+O18+(N18*M18)=P18,\"ok\",IF(S18=\"\",((J18+K18)*#REF!),((J18+K18)*#REF!)+((H18+I18)*VLOOKUP(S18,#REF!,2,FALSE)))+O18+(N18*M18))","v":{"$error":"#REF!"}},{"$f":"IF(IF(P18=0,\"\",PV(#REF!,T18,-P18)/G18)=#REF!,\"ok\",IF(P18=0,\"\",PV(#REF!,T18,-P18)/G18))","v":{"$error":"#REF!"}},"ok","ok",null,{"$f":"IF(OR(N(J18)=0,N($T18)=0,AND(Zipcode!$F$5<>\"N\",$C$32=\"\"),AND(Zipcode!$F$5<>\"N\",$C$32=\"<Select One>\"))=TRUE,0,1.2*J18*IF(Zipcode!$F$5=\"N\",HLOOKUP($T18,AvoidedCosts,4,FALSE),IF(OR($C$32=\"NYSEG\",$C$32=\"RG&E\",$C$32=\"NatGrid\")=TRUE,HLOOKUP($T18,AvoidedCosts,2,FALSE),HLOOKUP($T18,AvoidedCosts,3,FALSE))))","v":{"$error":"#N/A"}},{"$f":"IF(OR(N(K18)=0,N($T18)=0,AND(Zipcode!$F$5<>\"N\",$C$32=\"\"),AND(Zipcode!$F$5<>\"N\",$C$32=\"<Select One>\"))=TRUE,0,K18*IF(Zipcode!$F$5=\"N\",HLOOKUP($T18,AvoidedCosts,4,FALSE),IF(OR($C$32=\"NYSEG\",$C$32=\"RG&E\",$C$32=\"NatGrid\")=TRUE,HLOOKUP($T18,AvoidedCosts,2,FALSE),HLOOKUP($T18,AvoidedCosts,3,FALSE))))","v":{"$error":"#N/A"}},{"$f":"IF(OR(N(L18)=0,N($T18)=0,AND(Zipcode!F5<>\"N\",$C$32=\"\"),AND(Zipcode!F5<>\"N\",$C$32=\"<Select One>\"))=TRUE,0,L18*IF(Zipcode!F5=\"N\",HLOOKUP($T18,AvoidedCosts,6,FALSE),HLOOKUP($T18,AvoidedCosts,5,FALSE)))","v":{"$error":"#N/A"}},0,0,0,0,0,0,{"$error":"#N/A"},{"$error":"#N/A"}]
[null,12,null,null,12,null,null,null,null,null,null,{"$f":"IF($C19=\"Other\",\"\",IF(C19=\"\",0,J19*VLOOKUP(C19,MeasureQCdata,IF(Zipcode!$F$5=\"U\",23,25),FALSE)+K19*VLOOKUP(C19,MeasureQCdata,IF(Zipcode!$F$5=\"U\",22,24),FALSE)))","v":0},0,{"$f":"IF(ISERROR(Zipcode!$F$5),0,IF(Zipcode!$F$5=\"U\",3,7))","v":0},0,0,0,null,"gas - firm","",null,null,null,0,0,null,null,{"$f":"IF(IF(S19=\"\",((J19+K19)*#REF!),((J19+K19)*#REF!)+((H19+I19)*VLOOKUP(S19,#REF!,2,FALSE)))+O19+(N19*M19)=P19,\"ok\",IF(S19=\"\",((J19+K19)*#REF!),((J19+K19)*#REF!)+((H19+I19)*VLOOKUP(S19,#REF!,2,FALSE)))+O19+(N19*M19))","v":{"$error":"#REF!"}},{"$f":"IF(IF(P19=0,\"\",PV(#REF!,T19,-P19)/G19)=#REF!,\"ok\",IF(P19=0,\"\",PV(#REF!,T19,-P19)/G19))","v":{"$error":"#REF!"}},"ok","ok",null,{"$f":"IF(OR(N(J19)=0,N($T19)=0,AND(Zipcode!$F$5<>\"N\",$C$32=\"\"),AND(Zipcode!$F$5<>\"N\",$C$32=\"<Select One>\"))=TRUE,0,1.2*J19*IF(Zipcode!$F$5=\"N\",HLOOKUP($T19,AvoidedCosts,4,FALSE),IF(OR($C$32=\"NYSEG\",$C$32=\"RG&E\",$C$32=\"NatGrid\")=TRUE,HLOOKUP($T19,AvoidedCosts,2,FALSE),HLOOKUP($T19,AvoidedCosts,3,FALSE))))","v":{"$error":"#N/A"}},{"$f":"IF(OR(N(K19)=0,N($T19)=0,AND(Zipcode!$F$5<>\"N\",$C$32=\"\"),AND(Zipcode!$F$5<>\"N\",$C$32=\"<Select One>\"))=TRUE,0,K19*IF(Zipcode!$F$5=\"N\",HLOOKUP($T19,AvoidedCosts,4,FALSE),IF(OR($C$32=\"NYSEG\",$C$32=\"RG&E\",$C$32=\"NatGrid\")=TRUE,HLOOKUP($T19,AvoidedCosts,2,FALSE),HLOOKUP($T19,AvoidedCosts,3,FALSE))))","v":{"$error":"#N/A"}},{"$f":"IF(OR(N(L19)=0,N($T19)=0,AND(Zipcode!F5<>\"N\",$C$32=\"\"),AND(Zipcode!F5<>\"N\",$C$32=\"<Select One>\"))=TRUE,0,L19*IF(Zipcode!F5=\"N\",HLOOKUP($T19,AvoidedCosts,6,FALSE),HLOOKUP($T19,AvoidedCosts,5,FALSE)))","v":{"$error":"#N/A"}},0,0,0,0,0,0,{"$error":"#N/A"},{"$error":"#N/A"}]
[null,13,null,null,13,null,null,null,null,null,null,{"$f":"IF($C20=\"Other\",\"\",IF(C20=\"\",0,J20*VLOOKUP(C20,MeasureQCdata,IF(Zipcode!$F$5=\"U\",23,25),FALSE)+K20*VLOOKUP(C20,MeasureQCdata,IF(Zipcode!$F$5=\"U\",22,24),FALSE)))","v":0},0,{"$f":"IF(ISERROR(Zipcode!$F$5),0,IF(Zipcode!$F$5=\"U\",3,7))","v":0},0,0,0,null,"gas - firm","",null,null,null,0,0,null,null,{"$f":"IF(IF(S20=\"\",((J20+K20)*#REF!),((J20+K20)*#REF!)+((H20+I20)*VLOOKUP(S20,#REF!,2,FALSE)))+O20+(N20*M20)=P20,\"ok\",IF(S20=\"\",((J20+K20)*#REF!),((J20+K20)*#REF!)+((H20+I20)*VLOOKUP(S20,#REF!,2,FALSE)))+O20+(N20*M20))","v":{"$error":"#REF!"}},{"$f":"IF(IF(P20=0,\"\",PV(#REF!,T20,-P20)/G20)=#REF!,\"ok\",IF(P20=0,\"\",PV(#REF!,T20,-P20)/G20))","v":{"$error":"#REF!"}},"ok","ok",null,{"$f":"IF(OR(N(J20)=0,N($T20)=0,AND(Zipcode!$F$5<>\"N\",$C$32=\"\"),AND(Zipcode!$F$5<>\"N\",$C$32=\"<Select One>\"))=TRUE,0,1.2*J20*IF(Zipcode!$F$5=\"N\",HLOOKUP($T20,AvoidedCosts,4,FALSE),IF(OR($C$32=\"NYSEG\",$C$32=\"RG&E\",$C$32=\"NatGrid\")=TRUE,HLOOKUP($T20,AvoidedCosts,2,FALSE),HLOOKUP($T20,AvoidedCosts,3,FALSE))))","v":{"$error":"#N/A"}},{"$f":"IF(OR(N(K20)=0,N($T20)=0,AND(Zipcode!$F$5<>\"N\",$C$32=\"\"),AND(Zipcode!$F$5<>\"N\",$C$32=\"<Select One>\"))=TRUE,0,K20*IF(Zipcode!$F$5=\"N\",HLOOKUP($T20,AvoidedCosts,4,FALSE),IF(OR($C$32=\"NYSEG\",$C$32=\"RG&E\",$C$32=\"NatGrid\")=TRUE,HLOOKUP($T20,AvoidedCosts,2,FALSE),HLOOKUP($T20,AvoidedCosts,3,FALSE))))","v":{"$error":"#N/A"}},{"$f":"IF(OR(N(L20)=0,N($T20)=0,AND(Zipcode!F5<>\"N\",$C$32=\"\"),AND(Zipcode!F5<>\"N\",$C$32=\"<Select One>\"))=TRUE,0,L20*IF(Zipcode!F5=\"N\",HLOOKUP($T20,AvoidedCosts,6,FALSE),HLOOKUP($T20,AvoidedCosts,5,FALSE)))","v":{"$error":"#N/A"}},0,0,0,0,0,0,{"$error":"#N/A"},{"$error":"#N/A"}]
[null,14,null,null,14,null,null,null,null,null,null,{"$f":"IF($C21=\"Other\",\"\",IF(C21=\"\",0,J21*VLOOKUP(C21,MeasureQCdata,IF(Zipcode!$F$5=\"U\",23,25),FALSE)+K21*VLOOKUP(C21,MeasureQCdata,IF(Zipcode!$F$5=\"U\",22,24),FALSE)))","v":0},0,{"$f":"IF(ISERROR(Zipcode!$F$5),0,IF(Zipcode!$F$5=\"U\",3,7))","v":0},0,0,0,null,"gas - firm","",null,null,null,0,0,null,null,{"$f":"IF(IF(S21=\"\",((J21+K21)*#REF!),((J21+K21)*#REF!)+((H21+I21)*VLOOKUP(S21,#REF!,2,FALSE)))+O21+(N21*M21)=P21,\"ok\",IF(S21=\"\",((J21+K21)*#REF!),((J21+K21)*#REF!)+((H21+I21)*VLOOKUP(S21,#REF!,2,FALSE)))+O21+(N21*M21))","v":{"$error":"#REF!"}},{"$f":"IF(IF(P21=0,\"\",PV(#REF!,T21,-P21)/G21)=#REF!,\"ok\",IF(P21=0,\"\",PV(#REF!,T21,-P21)/G21))","v":{"$error":"#REF!"}},"ok","ok",null,{"$f":"IF(OR(N(J21)=0,N($T21)=0,AND(Zipcode!$F$5<>\"N\",$C$32=\"\"),AND(Zipcode!$F$5<>\"N\",$C$32=\"<Select One>\"))=TRUE,0,1.2*J21*IF(Zipcode!$F$5=\"N\",HLOOKUP($T21,AvoidedCosts,4,FALSE),IF(OR($C$32=\"NYSEG\",$C$32=\"RG&E\",$C$32=\"NatGrid\")=TRUE,HLOOKUP($T21,AvoidedCosts,2,FALSE),HLOOKUP($T21,AvoidedCosts,3,FALSE))))","v":{"$error":"#N/A"}},{"$f":"IF(OR(N(K21)=0,N($T21)=0,AND(Zipcode!$F$5<>\"N\",$C$32=\"\"),AND(Zipcode!$F$5<>\"N\",$C$32=\"<Select One>\"))=TRUE,0,K21*IF(Zipcode!$F$5=\"N\",HLOOKUP($T21,AvoidedCosts,4,FALSE),IF(OR($C$32=\"NYSEG\",$C$32=\"RG&E\",$C$32=\"NatGrid\")=TRUE,HLOOKUP($T21,AvoidedCosts,2,FALSE),HLOOKUP($T21,AvoidedCosts,3,FALSE))))","v":{"$error":"#N/A"}},{"$f":"IF(OR(N(L21)=0,N($T21)=0,AND(Zipcode!F5<>\"N\",$C$32=\"\"),AND(Zipcode!F5<>\"N\",$C$32=\"<Select One>\"))=TRUE,0,L21*IF(Zipcode!F5=\"N\",HLOOKUP($T21,AvoidedCosts,6,FALSE),HLOOKUP($T21,AvoidedCosts,5,FALSE)))","v":{"$error":"#N/A"}},0,0,0,0,0,0,{"$error":"#N/A"},{"$error":"#N/A"}]
[null,15,null,null,15,null,null,null,null,null,null,{"$f":"IF($C22=\"Other\",\"\",IF(C22=\"\",0,J22*VLOOKUP(C22,MeasureQCdata,IF(Zipcode!$F$5=\"U\",23,25),FALSE)+K22*VLOOKUP(C22,MeasureQCdata,IF(Zipcode!$F$5=\"U\",22,24),FALSE)))","v":0},0,{"$f":"IF(ISERROR(Zipcode!$F$5),0,IF(Zipcode!$F$5=\"U\",3,7))","v":0},0,0,0,null,"gas - firm","",null,null,null,0,0,null,null,{"$f":"IF(IF(S22=\"\",((J22+K22)*#REF!),((J22+K22)*#REF!)+((H22+I22)*VLOOKUP(S22,#REF!,2,FALSE)))+O22+(N22*M22)=P22,\"ok\",IF(S22=\"\",((J22+K22)*#REF!),((J22+K22)*#REF!)+((H22+I22)*VLOOKUP(S22,#REF!,2,FALSE)))+O22+(N22*M22))","v":{"$error":"#REF!"}},{"$f":"IF(IF(P22=0,\"\",PV(#REF!,T22,-P22)/G22)=#REF!,\"ok\",IF(P22=0,\"\",PV(#REF!,T22,-P22)/G22))","v":{"$error":"#REF!"}},"ok","ok",null,{"$f":"IF(OR(N(J22)=0,N($T22)=0,AND(Zipcode!$F$5<>\"N\",$C$32=\"\"),AND(Zipcode!$F$5<>\"N\",$C$32=\"<Select One>\"))=TRUE,0,1.2*J22*IF(Zipcode!$F$5=\"N\",HLOOKUP($T22,AvoidedCosts,4,FALSE),IF(OR($C$32=\"NYSEG\",$C$32=\"RG&E\",$C$32=\"NatGrid\")=TRUE,HLOOKUP($T22,AvoidedCosts,2,FALSE),HLOOKUP($T22,AvoidedCosts,3,FALSE))))","v":{"$error":"#N/A"}},{"$f":"IF(OR(N(K22)=0,N($T22)=0,AND(Zipcode!$F$5<>\"N\",$C$32=\"\"),AND(Zipcode!$F$5<>\"N\",$C$32=\"<Select One>\"))=TRUE,0,K22*IF(Zipcode!$F$5=\"N\",HLOOKUP($T22,AvoidedCosts,4,FALSE),IF(OR($C$32=\"NYSEG\",$C$32=\"RG&E\",$C$32=\"NatGrid\")=TRUE,HLOOKUP($T22,AvoidedCosts,2,FALSE),HLOOKUP($T22,AvoidedCosts,3,FALSE))))","v":{"$error":"#N/A"}},{"$f":"IF(OR(N(L22)=0,N($T22)=0,AND(Zipcode!F5<>\"N\",$C$32=\"\"),AND(Zipcode!F5<>\"N\",$C$32=\"<Select One>\"))=TRUE,0,L22*IF(Zipcode!F5=\"N\",HLOOKUP($T22,AvoidedCosts,6,FALSE),HLOOKUP($T22,AvoidedCosts,5,FALSE)))","v":{"$error":"#N/A"}},0,0,0,0,0,0,{"$error":"#N/A"},{"$error":"#N/A"}]
[null,16,null,null,16,null,null,null,null,null,null,{"$f":"IF($C23=\"Other\",\"\",IF(C23=\"\",0,J23*VLOOKUP(C23,MeasureQCdata,IF(Zipcode!$F$5=\"U\",23,25),FALSE)+K23*VLOOKUP(C23,MeasureQCdata,IF(Zipcode!$F$5=\"U\",22,24),FALSE)))","v":0},0,{"$f":"IF(ISERROR(Zipcode!$F$5),0,IF(Zipcode!$F$5=\"U\",3,7))","v":0},0,0,0,null,"gas - firm","",null,null,null,0,0,null,null,{"$f":"IF(IF(S23=\"\",((J23+K23)*#REF!),((J23+K23)*#REF!)+((H23+I23)*VLOOKUP(S23,#REF!,2,FALSE)))+O23+(N23*M23)=P23,\"ok\",IF(S23=\"\",((J23+K23)*#REF!),((J23+K23)*#REF!)+((H23+I23)*VLOOKUP(S23,#REF!,2,FALSE)))+O23+(N23*M23))","v":{"$error":"#REF!"}},{"$f":"IF(IF(P23=0,\"\",PV(#REF!,T23,-P23)/G23)=#REF!,\"ok\",IF(P23=0,\"\",PV(#REF!,T23,-P23)/G23))","v":{"$error":"#REF!"}},"ok","ok",null,{"$f":"IF(OR(N(J23)=0,N($T23)=0,AND(Zipcode!$F$5<>\"N\",$C$32=\"\"),AND(Zipcode!$F$5<>\"N\",$C$32=\"<Select One>\"))=TRUE,0,1.2*J23*IF(Zipcode!$F$5=\"N\",HLOOKUP($T23,AvoidedCosts,4,FALSE),IF(OR($C$32=\"NYSEG\",$C$32=\"RG&E\",$C$32=\"NatGrid\")=TRUE,HLOOKUP($T23,AvoidedCosts,2,FALSE),HLOOKUP($T23,AvoidedCosts,3,FALSE))))","v":{"$error":"#N/A"}},{"$f":"IF(OR(N(K23)=0,N($T23)=0,AND(Zipcode!$F$5<>\"N\",$C$32=\"\"),AND(Zipcode!$F$5<>\"N\",$C$32=\"<Select One>\"))=TRUE,0,K23*IF(Zipcode!$F$5=\"N\",HLOOKUP($T23,AvoidedCosts,4,FALSE),IF(OR($C$32=\"NYSEG\",$C$32=\"RG&E\",$C$32=\"NatGrid\")=TRUE,HLOOKUP($T23,AvoidedCosts,2,FALSE),HLOOKUP($T23,AvoidedCosts,3,FALSE))))","v":{"$error":"#N/A"}},{"$f":"IF(OR(N(L23)=0,N($T23)=0,AND(Zipcode!F5<>\"N\",$C$32=\"\"),AND(Zipcode!F5<>\"N\",$C$32=\"<Select One>\"))=TRUE,0,L23*IF(Zipcode!F5=\"N\",HLOOKUP($T23,AvoidedCosts,6,FALSE),HLOOKUP($T23,AvoidedCosts,5,FALSE)))","v":{"$error":"#N/A"}},0,0,0,0,0,0,{"$error":"#N/A"},{"$error":"#N/A"}]
[null,17,null,null,17,null,null,null,null,null,null,{"$f":"IF($C24=\"Other\",\"\",IF(C24=\"\",0,J24*VLOOKUP(C24,MeasureQCdata,IF(Zipcode!$F$5=\"U\",23,25),FALSE)+K24*VLOOKUP(C24,MeasureQCdata,IF(Zipcode!$F$5=\"U\",22,24),FALSE)))","v":0},0,{"$f":"IF(ISERROR(Zipcode!$F$5),0,IF(Zipcode!$F$5=\"U\",3,7))","v":0},0,0,0,null,"gas - firm","",null,null,null,0,0,null,null,{"$f":"IF(IF(S24=\"\",((J24+K24)*#REF!),((J24+K24)*#REF!)+((H24+I24)*VLOOKUP(S24,#REF!,2,FALSE)))+O24+(N24*M24)=P24,\"ok\",IF(S24=\"\",((J24+K24)*#REF!),((J24+K24)*#REF!)+((H24+I24)*VLOOKUP(S24,#REF!,2,FALSE)))+O24+(N24*M24))","v":{"$error":"#REF!"}},{"$f":"IF(IF(P24=0,\"\",PV(#REF!,T24,-P24)/G24)=#REF!,\"ok\",IF(P24=0,\"\",PV(#REF!,T24,-P24)/G24))","v":{"$error":"#REF!"}},"ok","ok",null,{"$f":"IF(OR(N(J24)=0,N($T24)=0,AND(Zipcode!$F$5<>\"N\",$C$32=\"\"),AND(Zipcode!$F$5<>\"N\",$C$32=\"<Select One>\"))=TRUE,0,1.2*J24*IF(Zipcode!$F$5=\"N\",HLOOKUP($T24,AvoidedCosts,4,FALSE),IF(OR($C$32=\"NYSEG\",$C$32=\"RG&E\",$C$32=\"NatGrid\")=TRUE,HLOOKUP($T24,AvoidedCosts,2,FALSE),HLOOKUP($T24,AvoidedCosts,3,FALSE))))","v":{"$error":"#N/A"}},{"$f":"IF(OR(N(K24)=0,N($T24)=0,AND(Zipcode!$F$5<>\"N\",$C$32=\"\"),AND(Zipcode!$F$5<>\"N\",$C$32=\"<Select One>\"))=TRUE,0,K24*IF(Zipcode!$F$5=\"N\",HLOOKUP($T24,AvoidedCosts,4,FALSE),IF(OR($C$32=\"NYSEG\",$C$32=\"RG&E\",$C$32=\"NatGrid\")=TRUE,HLOOKUP($T24,AvoidedCosts,2,FALSE),HLOOKUP($T24,AvoidedCosts,3,FALSE))))","v":{"$error":"#N/A"}},{"$f":"IF(OR(N(L24)=0,N($T24)=0,AND(Zipcode!F5<>\"N\",$C$32=\"\"),AND(Zipcode!F5<>\"N\",$C$32=\"<Select One>\"))=TRUE,0,L24*IF(Zipcode!F5=\"N\",HLOOKUP($T24,AvoidedCosts,6,FALSE),HLOOKUP($T24,AvoidedCosts,5,FALSE)))","v":{"$error":"#N/A"}},0,0,0,0,0,0,{"$error":"#N/A"},{"$error":"#N/A"}]
[null,18,null,null,18,null,null,null,null,null,null,{"$f":"IF($C25=\"Other\",\"\",IF(C25=\"\",0,J25*VLOOKUP(C25,MeasureQCdata,IF(Zipcode!$F$5=\"U\",23,25),FALSE)+K25*VLOOKUP(C25,MeasureQCdata,IF(Zipcode!$F$5=\"U\",22,24),FALSE)))","v":0},0,{"$f":"IF(ISERROR(Zipcode!$F$5),0,IF(Zipcode!$F$5=\"U\",3,7))","v":0},0,0,0,null,"gas - firm","",null,null,null,0,0,null,null,{"$f":"IF(IF(S25=\"\",((J25+K25)*#REF!),((J25+K25)*#REF!)+((H25+I25)*VLOOKUP(S25,#REF!,2,FALSE)))+O25+(N25*M25)=P25,\"ok\",IF(S25=\"\",((J25+K25)*#REF!),((J25+K25)*#REF!)+((H25+I25)*VLOOKUP(S25,#REF!,2,FALSE)))+O25+(N25*M25))","v":{"$error":"#REF!"}},{"$f":"IF(IF(P25=0,\"\",PV(#REF!,T25,-P25)/G25)=#REF!,\"ok\",IF(P25=0,\"\",PV(#REF!,T25,-P25)/G25))","v":{"$error":"#REF!"}},"ok","ok",null,{"$f":"IF(OR(N(J25)=0,N($T25)=0,AND(Zipcode!$F$5<>\"N\",$C$32=\"\"),AND(Zipcode!$F$5<>\"N\",$C$32=\"<Select One>\"))=TRUE,0,1.2*J25*IF(Zipcode!$F$5=\"N\",HLOOKUP($T25,AvoidedCosts,4,FALSE),IF(OR($C$32=\"NYSEG\",$C$32=\"RG&E\",$C$32=\"NatGrid\")=TRUE,HLOOKUP($T25,AvoidedCosts,2,FALSE),HLOOKUP($T25,AvoidedCosts,3,FALSE))))","v":{"$error":"#N/A"}},{"$f":"IF(OR(N(K25)=0,N($T25)=0,AND(Zipcode!$F$5<>\"N\",$C$32=\"\"),AND(Zipcode!$F$5<>\"N\",$C$32=\"<Select One>\"))=TRUE,0,K25*IF(Zipcode!$F$5=\"N\",HLOOKUP($T25,AvoidedCosts,4,FALSE),IF(OR($C$32=\"NYSEG\",$C$32=\"RG&E\",$C$32=\"NatGrid\")=TRUE,HLOOKUP($T25,AvoidedCosts,2,FALSE),HLOOKUP($T25,AvoidedCosts,3,FALSE))))","v":{"$error":"#N/A"}},{"$f":"IF(OR(N(L25)=0,N($T25)=0,AND(Zipcode!F5<>\"N\",$C$32=\"\"),AND(Zipcode!F5<>\"N\",$C$32=\"<Select One>\"))=TRUE,0,L25*IF(Zipcode!F5=\"N\",HLOOKUP($T25,AvoidedCosts,6,FALSE),HLOOKUP($T25,AvoidedCosts,5,FALSE)))","v":{"$error":"#N/A"}},0,0,0,0,0,0,{"$error":"#N/A"},{"$error":"#N/A"}]
[null,19,null,null,19,null,null,null,null,null,null,{"$f":"IF($C26=\"Other\",\"\",IF(C26=\"\",0,J26*VLOOKUP(C26,MeasureQCdata,IF(Zipcode!$F$5=\"U\",23,25),FALSE)+K26*VLOOKUP(C26,MeasureQCdata,IF(Zipcode!$F$5=\"U\",22,24),FALSE)))","v":0},0,{"$f":"IF(ISERROR(Zipcode!$F$5),0,IF(Zipcode!$F$5=\"U\",3,7))","v":0},0,0,0,null,"gas - firm","",null,null,null,0,0,null,null,{"$f":"IF(IF(S26=\"\",((J26+K26)*#REF!),((J26+K26)*#REF!)+((H26+I26)*VLOOKUP(S26,#REF!,2,FALSE)))+O26+(N26*M26)=P26,\"ok\",IF(S26=\"\",((J26+K26)*#REF!),((J26+K26)*#REF!)+((H26+I26)*VLOOKUP(S26,#REF!,2,FALSE)))+O26+(N26*M26))","v":{"$error":"#REF!"}},{"$f":"IF(IF(P26=0,\"\",PV(#REF!,T26,-P26)/G26)=#REF!,\"ok\",IF(P26=0,\"\",PV(#REF!,T26,-P26)/G26))","v":{"$error":"#REF!"}},"ok","ok",null,{"$f":"IF(OR(N(J26)=0,N($T26)=0,AND(Zipcode!$F$5<>\"N\",$C$32=\"\"),AND(Zipcode!$F$5<>\"N\",$C$32=\"<Select One>\"))=TRUE,0,1.2*J26*IF(Zipcode!$F$5=\"N\",HLOOKUP($T26,AvoidedCosts,4,FALSE),IF(OR($C$32=\"NYSEG\",$C$32=\"RG&E\",$C$32=\"NatGrid\")=TRUE,HLOOKUP($T26,AvoidedCosts,2,FALSE),HLOOKUP($T26,AvoidedCosts,3,FALSE))))","v":{"$error":"#N/A"}},{"$f":"IF(OR(N(K26)=0,N($T26)=0,AND(Zipcode!$F$5<>\"N\",$C$32=\"\"),AND(Zipcode!$F$5<>\"N\",$C$32=\"<Select One>\"))=TRUE,0,K26*IF(Zipcode!$F$5=\"N\",HLOOKUP($T26,AvoidedCosts,4,FALSE),IF(OR($C$32=\"NYSEG\",$C$32=\"RG&E\",$C$32=\"NatGrid\")=TRUE,HLOOKUP($T26,AvoidedCosts,2,FALSE),HLOOKUP($T26,AvoidedCosts,3,FALSE))))","v":{"$error":"#N/A"}},{"$f":"IF(OR(N(L26)=0,N($T26)=0,AND(Zipcode!F5<>\"N\",$C$32=\"\"),AND(Zipcode!F5<>\"N\",$C$32=\"<Select One>\"))=TRUE,0,L26*IF(Zipcode!F5=\"N\",HLOOKUP($T26,AvoidedCosts,6,FALSE),HLOOKUP($T26,AvoidedCosts,5,FALSE)))","v":{"$error":"#N/A"}},0,0,0,0,0,0,{"$error":"#N/A"},{"$error":"#N/A"}]
[null,20,null,null,20,null,null,null,null,null,null,{"$f":"IF($C27=\"Other\",\"\",IF(C27=\"\",0,J27*VLOOKUP(C27,MeasureQCdata,IF(Zipcode!$F$5=\"U\",23,25),FALSE)+K27*VLOOKUP(C27,MeasureQCdata,IF(Zipcode!$F$5=\"U\",22,24),FALSE)))","v":0},0,{"$f":"IF(ISERROR(Zipcode!$F$5),0,IF(Zipcode!$F$5=\"U\",3,7))","v":0},0,0,0,null,"gas - firm","",null,null,null,0,0,null,null,{"$f":"IF(IF(S27=\"\",((J27+K27)*#REF!),((J27+K27)*#REF!)+((H27+I27)*VLOOKUP(S27,#REF!,2,FALSE)))+O27+(N27*M27)=P27,\"ok\",IF(S27=\"\",((J27+K27)*#REF!),((J27+K27)*#REF!)+((H27+I27)*VLOOKUP(S27,#REF!,2,FALSE)))+O27+(N27*M27))","v":{"$error":"#REF!"}},{"$f":"IF(IF(P27=0,\"\",PV(#REF!,T27,-P27)/G27)=#REF!,\"ok\",IF(P27=0,\"\",PV(#REF!,T27,-P27)/G27))","v":{"$error":"#REF!"}},"ok","ok",null,{"$f":"IF(OR(N(J27)=0,N($T27)=0,AND(Zipcode!$F$5<>\"N\",$C$32=\"\"),AND(Zipcode!$F$5<>\"N\",$C$32=\"<Select One>\"))=TRUE,0,1.2*J27*IF(Zipcode!$F$5=\"N\",HLOOKUP($T27,AvoidedCosts,4,FALSE),IF(OR($C$32=\"NYSEG\",$C$32=\"RG&E\",$C$32=\"NatGrid\")=TRUE,HLOOKUP($T27,AvoidedCosts,2,FALSE),HLOOKUP($T27,AvoidedCosts,3,FALSE))))","v":{"$error":"#N/A"}},{"$f":"IF(OR(N(K27)=0,N($T27)=0,AND(Zipcode!$F$5<>\"N\",$C$32=\"\"),AND(Zipcode!$F$5<>\"N\",$C$32=\"<Select One>\"))=TRUE,0,K27*IF(Zipcode!$F$5=\"N\",HLOOKUP($T27,AvoidedCosts,4,FALSE),IF(OR($C$32=\"NYSEG\",$C$32=\"RG&E\",$C$32=\"NatGrid\")=TRUE,HLOOKUP($T27,AvoidedCosts,2,FALSE),HLOOKUP($T27,AvoidedCosts,3,FALSE))))","v":{"$error":"#N/A"}},{"$f":"IF(OR(N(L27)=0,N($T27)=0,AND(Zipcode!F5<>\"N\",$C$32=\"\"),AND(Zipcode!F5<>\"N\",$C$32=\"<Select One>\"))=TRUE,0,L27*IF(Zipcode!F5=\"N\",HLOOKUP($T27,AvoidedCosts,6,FALSE),HLOOKUP($T27,AvoidedCosts,5,FALSE)))","v":{"$error":"#N/A"}},0,0,0,0,0,0,{"$error":"#N/A"},{"$error":"#N/A"}]
[]
[]
[null,"Table 2. Utility Territory "]
[null,null,"Electric Utility"]
[null,null,"<Select One>",null,"Note: If zip code is in NYC, no need to select Electric utility territory. If zip code is not in NYC, you must choose the electric utility territory."]
[null,null,null,null,null,null,null,null,null,null,null,null,null,null,null,null,null,null,"Discount Rate for TRC PV Calculations:",{"$f":"#REF!","v":{"$error":"#REF!"}}]
[null,null,"Gas Utility"]
[null,null,"<Select One>",null,"Note: Select Gas Utility if gas utility is Con Ed, O&R, KEDLI, or KEDNY. Else, leave as \"Other\"."]

{"sheet":"MenuItems","index":51,"n_rows":121,"n_cols":27,"rows_kept":121,"cut":false,"hidden":true,"merged":[]}
[3.49E-2,5,0,"Savings Account","Monthly",null,"Measure","Life",null,3.49E-2,"Yes","Passes Insulation Rules?",null,"Eligible for Incentives (if applicable)",null,null,null,null,null,null,"Loan Eligible (if applicable)"]
[3.9899999999999998E-2,10,null,"Certificate of Deposit (CD)","Annual",null,null,null,"HEMI",3.9899999999999998E-2,"No","Yes-Meets Max Pre/Post R-values",null,"Measure","Category","Minimum Efficiency Requirements","Measure Life Category",null,null,null,"Measure","Category","Minimum Efficiency Requirements","Measure Life Category","Energy / Non Energy Saving",null,"Interest Rates"]
[null,15,null,null,"Loan Term",null,"Envelope - Roof Insulation",30,"Assisted",null,null,"No-Fails Insulation Rules",null,null,null,null,null,null,null,null,null,null,null,null,null,null,3.49E-2]
[null,null,null,null,null,null,"Envelope- Rim Joist Insulation ",30,"Market Rate",null,null,null,null,"Furnace – Natural Gas or LP","Primary Heating and Cooling System","AFUE 95% (as long as not prohibited by local codes). Furnaces with ECM Motor allowed. ",20,null,null,null,"Ground Source Heat Pump","Primary Heating and Cooling System","ENERGY STAR Qualified (closed-loop, open-loop, or direct expansion) ",20,"Energy",null,4.99E-2]
[null,null,null,null,null,null,"Envelope- Ceiling Insulation ",30,null,null,null,null,null,"Furnace – Fuel Oil","Primary Heating and Cooling System","AFUE 85% ",20,null,null,null,"New ductwork or boiler distribution for NG or Electric Heating/Cooling Systems","Primary Heating and Cooling System","Installed in accordance with all applicable state and local codes. *Fuel switches should follow the new fuel, not the existing fuel.*",20,"NonEnergy",null,5.9900000000000002E-2]
[null,null,null,null,null,null,"Envelope- Floor Insulation ",30,null,null,null,"CAC Eligible for Incentives?",null,"Boiler - Gas Condensing","Primary Heating and Cooling System","AFUE 90% ",25,null,null,null,"Wood/or Solid Fuel Pellet Stove","Primary Heating and Cooling System","EPA phase 2 (Solid fuel pellet stoves are exempt from EPA Phase 2) ",20,"Energy",null,6.9900000000000004E-2]
[null,null,null,null,null,null,"Envelope - Wall Insulation",30,null,null,null,"Yes-ConEd or Central Hudson Utility Area",null,"Boiler - Oil Condensing","Primary Heating and Cooling System","AFUE 87% ",25,null,null,null,"Exterior Doors","Building Shell","ENERGY STAR for climate/region ",20,"Energy",null,7.9899999999999999E-2]
[null,null,null,null,null,null,"HVAC - Central AC/HP",15,null,null,null,"No-Qualifies for loan only",null,"Boiler - Non-Condensing","Primary Heating and Cooling System","AFUE 85% (project must include boiler reset control)",25,null,null,null,"Movable Window Insulation","Building Shell","R-3 ",20,"NonEnergy"]
[null,null,null,null,null,null,null,null,null,null,null,null,null,"Boiler – Steam","Primary Heating and Cooling System","AFUE 82% (size must be matched to cumulative capacity of connected radiators, per Institute of Boilers & Radiator Mfrs (IBR) standards) ",25,null,null,null,"Replacement Windows","Building Shell","ENERGY STAR for climate/region ",20,"Energy"]
[null,null,null,null,null,null,null,null,null,null,null,null,null,"Boiler Reset Controls","Primary Heating and Cooling System","Programmed properly per manufacturer’s specifications and site conditions. Maximum price of $500.",15,null,null,null,"Storm Windows and Storm Doors","Building Shell","No minimum efficiency requirement ",20,"Energy"]
[null,null,null,null,null,null,null,null,null,null,null,"Heat Pump Water Heater TRC Eligible?",null,"New ductwork or boiler distribution for Oil or Propane Heating Systems","Primary Heating and Cooling System","Installed in accordance with all applicable state and local codes. *Fuel switches should follow the new fuel, not the existing fuel.*",20,null,null,null,"Water Heater - Electric ","Water Heater ","EF .93 ",15,"Energy"]
[null,null,null,null,null,null,null,null,null,null,null,"Yes-TRC Screening Tool",null,"Duct Sealing","Primary Heating and Cooling System","UL 181B Mastic or other permanent sealant; use of duct tape is disallowed ",20,null,null,null,"Hot Water Tank Insulation - Electric Only","Water Heater ","R-10 ",20,"Energy"]
[null,null,null,null,null,null,null,null,null,null,null,"No-Fails TRC",null,"Duct Insulation","Primary Heating and Cooling System","Installed in accordance with all applicable state and local codes",20,null,null,null,"Clothes washer ","Appliances & Lighting","ENERGY STAR Qualified ",15,"Energy"]
[null,null,null,null,null,null,null,null,null,null,null,null,null,"Boiler Pipe Insulation","Primary Heating and Cooling System","R-3 ",11,null,null,null,"Dishwasher ","Appliances & Lighting","ENERGY STAR Qualified ",15,"Energy"]
[null,null,null,null,null,null,null,null,null,null,null,"LED TRC Eligible?",null,"Central Air Conditioner (ducted or ductless)","Primary Heating and Cooling System","AHRI Certificate Required. 14.5 SEER / 12 EER. Except in Con Edison and Central Hudson electric territory, this measure is eligible for loan only.",15,null,null,null,"Light Fixtures","Appliances & Lighting","ENERGY STAR Qualified for compact fluorescent, or electronic ballast for fluorescent tubes ",20,"Energy"]
[null,null,null,null,null,null,null,null,null,null,null,"Yes-on the Eligible LED list",null,"Programmable Thermostat","Primary Heating and Cooling System","5+2 day programmable thermostat including smart thermostat. Limited to one thermostat installed per zone.",11,null,null,null,"Asbestos, lead, or radon abatement","Health and Safety","May be performed by licensed abatement company",0,"NonEnergy"]
[null,null,null,null,null,null,null,null,null,null,null,"Yes-TRC Screening Tool",null,"Insulation (attic, wall, floor, band joist, basement, crawl space) ","Building Shell","Must be accompanied by blower door assisted air sealing per BPI and program guidelines.  Those measures falling outside of the \"Program Rules for Insulation Policy\" must pass the \"TRC Screening Tool\" (see tab below).",30,null,null,null,"Bathroom or kitchen ventilation fan","Health and Safety","ENERGY STAR Qualified (must vent to exterior of building shell). Whole house fans or similar attic exhaust fans are not eligible.",0,"NonEnergy"]
[null,null,null,null,null,null,null,null,null,null,null,"No-Fails TRC",null,"Air Sealing ","Building Shell","Supervised by professional; blower door assisted per BPI and program guidelines ",20,null,null,null,"CAZ Spillage Repairs","Health and Safety","Allowed when combustion safety tests indicate problem(s) with CAZ, per BPI 1200 standards ",0,"NonEnergy"]
[null,null,null,null,null,null,null,null,null,null,null,null,null,"Water Heater - Standard Tank","Water Heater ","40-100 gallons, EF >= 0.67, FHR >= 67 gallons per hour, <75,000 BTU. ENERGY STAR Qualified.",15,null,null,null,"CO Mitigation Repairs","Health and Safety","Per BPI 1200 limits and/or manufacturer specifications, as appropriate ",0,"NonEnergy"]
[null,null,null,null,null,null,null,null,null,null,null,null,null,"Water Heater - Natural Gas or LP, On-Demand","Water Heater ","EF >= 0.82, GPM >= 2.5 over a 77°F rise, <2 gallons storage, <200,00 BTU. ENERGY STAR Qualified. Must replace a conventional 40 or 50 gallon tank.",20,null,null,null,"CO, Smoke, or Radon Detectors ","Health and Safety","Hard wired or battery operated ",0,"NonEnergy"]
[null,null,null,null,null,null,null,null,null,null,null,null,null,"Water Heater - Indirect-Fired Tank ","Water Heater ","UL Approved ",13,null,null,null,"DHW pressure relief valve","Health and Safety",null,0,"NonEnergy"]
[null,null,null,null,null,null,null,null,null,null,null,null,null,"Heat Pump Water Heater","Water Heater ","50 gallon tank, EF >=.2.2, ENERGY STAR Qualified,. Must be installed in an unconditioned space.",10,null,null,null,"Dryer vent repair ","Health and Safety","Repaired in compliance with applicable codes ",0,"NonEnergy"]
[null,null,null,null,null,null,null,null,null,null,null,null,null,"DHW Pipe Insulation","Water Heater ","R-3 ",11,null,null,null,"Electrical service upgrade","Health and Safety","If necessary when installing a new heating / cooling unit",0,"NonEnergy"]
[null,null,null,null,null,null,null,null,null,null,null,null,null,"Faucet Aerator ","Conservation ","No minimum efficiency requirement ",10,null,null,null,"Gas leak repair ","Health and Safety","Repaired in compliance with applicable codes ",0,"NonEnergy"]
[null,null,null,null,null,null,null,null,null,null,null,null,null,"Low Flow Showerhead ","Conservation ","Maximum flow rate of 1.5 gallons per minute. Aerating type showerheads not eligible. ",10,null,null,null,"Heat/Energy Recovery Ventilator ","Health and Safety","No minimum efficiency requirement ",0,"NonEnergy"]
[null,null,null,null,null,null,null,null,null,null,null,null,null,"Refrigerator **5","Appliances & Lighting ","CEE Tier 2 or 3.",17,null,null,null,"Home repairs due to mold, mildew, or ice dams","Health and Safety","Cause of moisture problem must also be addressed",0,"NonEnergy"]
[null,null,null,null,null,null,null,null,null,null,null,null,null,"Freezer **5","Appliances & Lighting","ENERGY STAR Qualified ",15,null,null,null,"Knob and tube wiring","Health and Safety","If necessary in order to install insulation",0,"NonEnergy"]
[null,null,null,null,null,null,null,null,null,null,null,null,null,"Dehumidifier **5","Appliances & Lighting","ENERGY STAR Qualified ",15,null,null,null,"Oil tank removal or replacement","Health and Safety","When done in conjunction with a heating system replacement",0,"NonEnergy"]
[null,null,null,null,null,null,null,null,null,null,null,null,null,"Window Air Conditioner **5","Appliances & Lighting","ENERGY STAR Qualified ",9,null,null,null,"Oven replacement – natural gas or LP","Health and Safety","UL Listed Gas Ovens. If existing oven has CO level above 225ppm or a dangerous gas leak and cannot be repaired.",0,"NonEnergy"]
[null,null,null,null,null,null,null,null,null,null,null,null,null,"CFLs **5","Appliances & Lighting","ENERGY STAR Qualified ",7,null,null,null,"AC coil when not installed with condenser","Qualified Accessories",null,0,"NonEnergy"]
[null,null,null,null,null,null,null,null,null,null,null,null,null,"LEDs **5","Appliances & Lighting","ENERGY STAR Qualified ",15,null,null,null,"Air Cleaners","Qualified Accessories","Furnace filters, IAQ items",0,"NonEnergy"]
[null,null,null,null,null,null,null,null,null,null,null,null,null,"Other","Other",null,null,null,null,null,"Attic pull-down stairs","Qualified Accessories",null,0,"NonEnergy"]
[null,null,null,null,null,null,null,null,null,null,null,null,null,"Air Source Heat Pump (ducted or ductless)","Primary Heating and Cooling System","14.5 SEER / 12 EER / 8.2 HSPF ",20,null,null,null,"Attic soffit, gable, or ridge vents","Qualified Accessories",null,0,"NonEnergy"]
[null,null,null,null,null,null,null,null,null,null,null,null,null,null,null,null,null,null,null,null,"Attic storage areas / mechanical access","Qualified Accessories",null,0,"NonEnergy"]
[null,null,null,null,null,null,null,null,null,null,null,null,null,null,null,null,null,null,null,null,"Chimney liners and caps","Qualified Accessories",null,0,"NonEnergy"]
[null,null,null,null,null,null,null,null,null,null,null,null,null,null,null,null,null,null,null,null,"Crawlspace Moisture barrier","Qualified Accessories",null,0,"NonEnergy"]
[null,null,null,null,null,null,null,null,null,null,null,null,null,null,null,null,null,null,null,null,"Drywall Repairs","Qualified Accessories","If needed for air sealing repairs (such as a drop ceiling), or to replace drywall that was removed to install insulation",0,"NonEnergy"]
[null,null,null,null,null,null,null,null,null,null,null,null,null,null,null,null,null,null,null,null,"Fuel conversion accessory items","Qualified Accessories","New gas piping installed after the meter",0,"NonEnergy"]
[null,null,null,null,null,null,null,null,null,null,null,null,null,null,null,null,null,null,null,null,"Furnace humidifier","Qualified Accessories",null,0,"NonEnergy"]
[null,null,null,null,null,null,null,null,null,null,null,null,null,null,null,null,null,null,null,null,"Germicidal UV lights or HEPA filters","Qualified Accessories",null,0,"NonEnergy"]
[null,null,null,null,null,null,null,null,null,null,null,null,null,null,null,null,null,null,null,null,"Oil burner replacement","Qualified Accessories",null,0,"NonEnergy"]
[null,null,null,null,null,null,null,null,null,null,null,null,null,null,null,null,null,null,null,null,"Thermal barriers for spray foam","Qualified Accessories","Drywall, intumescent paint application",0,"NonEnergy"]
[null,null,null,null,null,null,null,null,null,null,null,null,null,null,null,null,null,null,null,null,"Other","Other",null,0,"NonEnergy"]
[null,null,null,null,null,null,null,null,null,null,null,null,null,null,null,null,null,null,null,null,"Solar Photovoltaic (PV)","Renewable Technologies","Warranty: 5 years on the system.  System needs to be reviewed and approved by PSEGLI Solar Pioneer Program or the NYSERDA Solar PV Incentive Program prior to submission to HPwES.",20,"Energy"]
[null,null,null,null,null,null,null,null,null,null,null,null,null,null,null,null,null,null,null,null,"Solar Thermal","Renewable Technologies","OG-100 or OG-300 certification from SRCC. SF 0.5. Warranty: 10 years-collector,5 years on the system.  System Needs to be reviewed and approved by the NYSERDA or PSEGLI Solar Thermal Program prior to submission to HPwES. ",20,"Energy"]
[null,null,null,null,null,null,null,null,null,null,null,null,null,null,null,null,null,null,null,null,"Solar Thermal","Renewable Technologies","OG-100 or OG-300 certification from SRCC. SF 0.5. Warranty: 10 years-collector,5 years on the system.  System Needs to be reviewed and approved by the NYSERDA or PSEGLI Solar Thermal Program prior to submission to HPwES. ",20,"Energy"]
[]
[null,null,null,null,null,null,null,null,null,null,null,null,null,"Measure","Category","Minimum Efficiency Requirements","Measure Life Category"]
[]
[null,null,null,null,null,null,null,null,null,null,null,null,null,"Furnace – Natural Gas or LP","Primary Heating and Cooling System","AFUE 95% (as long as not prohibited by local codes). Furnaces with ECM Motor allowed. ",20]
[null,null,null,null,null,null,null,null,null,null,null,null,null,"Furnace – Fuel Oil","Primary Heating and Cooling System","AFUE 85% ",20]
[null,null,null,null,null,null,null,null,null,null,null,null,null,"Boiler - Gas Condensing","Primary Heating and Cooling System","AFUE 90% ",25]
[null,null,null,null,null,null,null,null,null,null,null,null,null,"Boiler - Oil Condensing","Primary Heating and Cooling System","AFUE 87% ",25]
[null,null,null,null,null,null,null,null,null,null,null,null,null,"Boiler - Non-Condensing","Primary Heating and Cooling System","AFUE 85% (project must include boiler reset control)",25]
[null,null,null,null,null,null,null,null,null,null,null,null,null,"Boiler – Steam","Primary Heating and Cooling System","AFUE 82% (size must be matched to cumulative capacity of connected radiators, per Institute of Boilers & Radiator Mfrs (IBR) standards) ",25]
[null,null,null,null,null,null,null,null,null,null,null,null,null,"Boiler Reset Controls","Primary Heating and Cooling System","Programmed properly per manufacturer’s specifications and site conditions. Maximum price of $500.",15]
[null,null,null,null,null,null,null,null,null,null,null,null,null,"New ductwork or boiler distribution for Oil or Propane Heating Systems","Primary Heating and Cooling System","Installed in accordance with all applicable state and local codes. *Fuel switches should follow the new fuel, not the existing fuel.*",20]
[null,null,null,null,null,null,null,null,null,null,null,null,null,"Duct Sealing","Primary Heating and Cooling System","UL 181B Mastic or other permanent sealant; use of duct tape is disallowed ",20]
[null,null,null,null,null,null,null,null,null,null,null,null,null,"Duct Insulation","Primary Heating and Cooling System","Installed in accordance with all applicable state and local codes",20]
[null,null,null,null,null,null,null,null,null,null,null,null,null,"Boiler Pipe Insulation","Primary Heating and Cooling System","R-3 ",11]
[null,null,null,null,null,null,null,null,null,null,null,null,null,"Central Air Conditioner (ducted or ductless)","Primary Heating and Cooling System","AHRI Certificate Required. 14.5 SEER / 12 EER. Except in Con Edison and Central Hudson electric territory, this measure is eligible for loan only.",15]
[null,null,null,null,null,null,null,null,null,null,null,null,null,"Programmable Thermostat","Primary Heating and Cooling System","5+2 day programmable thermostat including smart thermostat. Limited to one thermostat installed per zone.",11]
[null,null,null,null,null,null,null,null,null,null,null,null,null,"Insulation (attic, wall, floor, band joist, basement, crawl space) ","Building Shell","Must be accompanied by blower door assisted air sealing per BPI and program guidelines.  Those measures falling outside of the \"Program Rules for Insulation Policy\" must pass the \"TRC Screening Tool\" (see tab below).",30]
[null,null,null,null,null,null,null,null,null,null,null,null,null,"Air Sealing ","Building Shell","Supervised by professional; blower door assisted per BPI and program guidelines ",20]
[null,null,null,null,null,null,null,null,null,null,null,null,null,"Water Heater - Standard Tank","Water Heater ","40-100 gallons, EF >= 0.67, FHR >= 67 gallons per hour, <75,000 BTU. ENERGY STAR Qualified.",15]
[null,null,null,null,null,null,null,null,null,null,null,null,null,"Water Heater - Natural Gas or LP, On-Demand","Water Heater ","EF >= 0.82, GPM >= 2.5 over a 77°F rise, <2 gallons storage, <200,00 BTU. ENERGY STAR Qualified. Must replace a conventional 40 or 50 gallon tank.",20]
[null,null,null,null,null,null,null,null,null,null,null,null,null,"Water Heater - Indirect-Fired Tank ","Water Heater ","UL Approved ",13]
[null,null,null,null,null,null,null,null,null,null,null,null,null,"Heat Pump Water Heater","Water Heater ","50 gallon tank, EF >=.2.2, ENERGY STAR Qualified,. Must be installed in an unconditioned space.",10]
[null,null,null,null,null,null,null,null,null,null,null,null,null,"DHW Pipe Insulation","Water Heater ","R-3 ",11]
[null,null,null,null,null,null,null,null,null,null,null,null,null,"Faucet Aerator ","Conservation ","No minimum efficiency requirement ",10,"Energy"]
[null,null,null,null,null,null,null,null,null,null,null,null,null,"Low Flow Showerhead ","Conservation ","Maximum flow rate of 1.5 gallons per minute. Aerating type showerheads not eligible. ",10,"Energy"]
[null,null,null,null,null,null,null,null,null,null,null,null,null,"Refrigerator **5","Appliances & Lighting ","CEE Tier 2 or 3.",17,"NonEnergy"]
[null,null,null,null,null,null,null,null,null,null,null,null,null,"Freezer **5","Appliances & Lighting","ENERGY STAR Qualified ",15,"Energy"]
[null,null,null,null,null,null,null,null,null,null,null,null,null,"Dehumidifier **5","Appliances & Lighting","ENERGY STAR Qualified ",15,"Energy"]
[null,null,null,null,null,null,null,null,null,null,null,null,null,"Window Air Conditioner **5","Appliances & Lighting","ENERGY STAR Qualified ",9,"NonEnergy"]
[null,null,null,null,null,null,null,null,null,null,null,null,null,"CFLs **5","Appliances & Lighting","ENERGY STAR Qualified ",7,"Energy"]
[null,null,null,null,null,null,null,null,null,null,null,null,null,"LEDs **5","Appliances & Lighting","ENERGY STAR Qualified ",15,"NonEnergy"]
[null,null,null,null,null,null,null,null,null,null,null,null,null,"Other","Other",null,null,"Energy"]
[null,null,null,null,null,null,null,null,null,null,null,null,null,"Air Source Heat Pump (ducted or ductless)","Primary Heating and Cooling System","14.5 SEER / 12 EER / 8.2 HSPF ",20,"Energy"]
[null,null,null,null,null,null,null,null,null,null,null,null,null,"Ground Source Heat Pump","Primary Heating and Cooling System","ENERGY STAR Qualified (closed-loop, open-loop, or direct expansion) ",20,"Energy"]
[null,null,null,null,null,null,null,null,null,null,null,null,null,"New ductwork or boiler distribution for NG or Electric Heating/Cooling Systems","Primary Heating and Cooling System","Installed in accordance with all applicable state and local codes. *Fuel switches should follow the new fuel, not the existing fuel.*",20,"Energy"]
[null,null,null,null,null,null,null,null,null,null,null,null,null,"Wood/or Solid Fuel Pellet Stove","Primary Heating and Cooling System","EPA phase 2 (Solid fuel pellet stoves are exempt from EPA Phase 2) ",20,"Energy"]
[null,null,null,null,null,null,null,null,null,null,null,null,null,"Exterior Doors","Building Shell","ENERGY STAR for climate/region ",20,"NonEnergy"]
[null,null,null,null,null,null,null,null,null,null,null,null,null,"Movable Window Insulation","Building Shell","R-3 ",20,"NonEnergy"]
[null,null,null,null,null,null,null,null,null,null,null,null,null,"Replacement Windows","Building Shell","ENERGY STAR for climate/region ",20,"NonEnergy"]
[null,null,null,null,null,null,null,null,null,null,null,null,null,"Storm Windows and Storm Doors","Building Shell","No minimum efficiency requirement ",20,"NonEnergy"]
[null,null,null,null,null,null,null,null,null,null,null,null,null,"Water Heater - Electric ","Water Heater ","EF .93 ",15,"NonEnergy"]
[null,null,null,null,null,null,null,null,null,null,null,null,null,"Hot Water Tank Insulation - Electric Only","Water Heater ","R-10 ",20,"NonEnergy"]
[null,null,null,null,null,null,null,null,null,null,null,null,null,"Clothes washer ","Appliances & Lighting","ENERGY STAR Qualified ",15,"NonEnergy"]
[null,null,null,null,null,null,null,null,null,null,null,null,null,"Dishwasher ","Appliances & Lighting","ENERGY STAR Qualified ",15,"NonEnergy"]
[null,null,null,null,null,null,null,null,null,null,null,null,null,"Light Fixtures","Appliances & Lighting","ENERGY STAR Qualified for compact fluorescent, or electronic ballast for fluorescent tubes ",20,"NonEnergy"]
[null,null,null,null,null,null,null,null,null,null,null,null,null,"Asbestos, lead, or radon abatement","Health and Safety","May be performed by licensed abatement company",0,"NonEnergy"]
[null,null,null,null,null,null,null,null,null,null,null,null,null,"Bathroom or kitchen ventilation fan","Health and Safety","ENERGY STAR Qualified (must vent to exterior of building shell). Whole house fans or similar attic exhaust fans are not eligible.",0,"NonEnergy"]
[null,null,null,null,null,null,null,null,null,null,null,null,null,"CAZ Spillage Repairs","Health and Safety","Allowed when combustion safety tests indicate problem(s) with CAZ, per BPI 1200 standards ",0,"NonEnergy"]
[null,null,null,null,null,null,null,null,null,null,null,null,null,"CO Mitigation Repairs","Health and Safety","Per BPI 1200 limits and/or manufacturer specifications, as appropriate ",0,"NonEnergy"]
[null,null,null,null,null,null,null,null,null,null,null,null,null,"CO, Smoke, or Radon Detectors ","Health and Safety","Hard wired or battery operated ",0,"NonEnergy"]
[null,null,null,null,null,null,null,null,null,null,null,null,null,"DHW pressure relief valve","Health and Safety",null,0,"NonEnergy"]
[null,null,null,null,null,null,null,null,null,null,null,null,null,"Dryer vent repair ","Health and Safety","Repaired in compliance with applicable codes ",0,"NonEnergy"]
[null,null,null,null,null,null,null,null,null,null,null,null,null,"Electrical service upgrade","Health and Safety","If necessary when installing a new heating / cooling unit",0,"NonEnergy"]
[null,null,null,null,null,null,null,null,null,null,null,null,null,"Gas leak repair ","Health and Safety","Repaired in compliance with applicable codes ",0,"NonEnergy"]
[null,null,null,null,null,null,null,null,null,null,null,null,null,"Heat/Energy Recovery Ventilator ","Health and Safety","No minimum efficiency requirement ",0,"NonEnergy"]
[null,null,null,null,null,null,null,null,null,null,null,null,null,"Home repairs due to mold, mildew, or ice dams","Health and Safety","Cause of moisture problem must also be addressed",0,"NonEnergy"]
[null,null,null,null,null,null,null,null,null,null,null,null,null,"Knob and tube wiring","Health and Safety","If necessary in order to install insulation",0,"NonEnergy"]
[null,null,null,null,null,null,null,null,null,null,null,null,null,"Oil tank removal or replacement","Health and Safety","When done in conjunction with a heating system replacement",0,"NonEnergy"]
[null,null,null,null,null,null,null,null,null,null,null,null,null,"Oven replacement – natural gas or LP","Health and Safety","UL Listed Gas Ovens. If existing oven has CO level above 225ppm or a dangerous gas leak and cannot be repaired.",0,"NonEnergy"]
[null,null,null,null,null,null,null,null,null,null,null,null,null,"AC coil when not installed with condenser","Qualified Accessories",null,0,"NonEnergy"]
[null,null,null,null,null,null,null,null,null,null,null,null,null,"Air Cleaners","Qualified Accessories","Furnace filters, IAQ items",0,"NonEnergy"]
[null,null,null,null,null,null,null,null,null,null,null,null,null,"Attic pull-down stairs","Qualified Accessories",null,0,"NonEnergy"]
[null,null,null,null,null,null,null,null,null,null,null,null,null,"Attic soffit, gable, or ridge vents","Qualified Accessories",null,0,"NonEnergy"]
[null,null,null,null,null,null,null,null,null,null,null,null,null,"Attic storage areas / mechanical access","Qualified Accessories",null,0,"NonEnergy"]
[null,null,null,null,null,null,null,null,null,null,null,null,null,"Chimney liners and caps","Qualified Accessories",null,0,"Energy"]
[null,null,null,null,null,null,null,null,null,null,null,null,null,"Crawlspace Moisture barrier","Qualified Accessories",null,0,"Energy"]
[null,null,null,null,null,null,null,null,null,null,null,null,null,"Drywall Repairs","Qualified Accessories","If needed for air sealing repairs (such as a drop ceiling), or to replace drywall that was removed to install insulation",0]
[null,null,null,null,null,null,null,null,null,null,null,null,null,"Fuel conversion accessory items","Qualified Accessories","New gas piping installed after the meter",0]
[null,null,null,null,null,null,null,null,null,null,null,null,null,"Furnace humidifier","Qualified Accessories",null,0]
[null,null,null,null,null,null,null,null,null,null,null,null,null,"Germicidal UV lights or HEPA filters","Qualified Accessories",null,0]
[null,null,null,null,null,null,null,null,null,null,null,null,null,"Oil burner replacement","Qualified Accessories",null,0]
[null,null,null,null,null,null,null,null,null,null,null,null,null,"Thermal barriers for spray foam","Qualified Accessories","Drywall, intumescent paint application",0]
[null,null,null,null,null,null,null,null,null,null,null,null,null,"Other","Other",null,0]
[null,null,null,null,null,null,null,null,null,null,null,null,null,"Solar Photovoltaic (PV)","Renewable Technologies","Warranty: 5 years on the system.  System needs to be reviewed and approved by PSEGLI Solar Pioneer Program or the NYSERDA Solar PV Incentive Program prior to submission to HPwES.",20]
[null,null,null,null,null,null,null,null,null,null,null,null,null,"Solar Thermal","Renewable Technologies","OG-100 or OG-300 certification from SRCC. SF 0.5. Warranty: 10 years-collector,5 years on the system.  System Needs to be reviewed and approved by the NYSERDA or PSEGLI Solar Thermal Program prior to submission to HPwES. ",20]

{"sheet":"Sheet1","index":52,"n_rows":50,"n_cols":5,"rows_kept":50,"cut":false,"hidden":true,"merged":[]}
["Category","Measure","Minimum Efficiency Requirements","HEMI and Assisted Subsidy","HPwES Financing"]
["Primary Heating and Cooling System"," Furnace – Natural Gas2 ","AFUE 92% (as long as not prohibited by local codes). Furnaces with ECM Motor allowed. ","X ","X"]
["Primary Heating and Cooling System","Furnace – LP2 ","AFUE 92% (as long as not prohibited by local codes). Furnaces with ECM Motor allowed. ","X ","X"]
["Primary Heating and Cooling System","Furnace – Fuel Oil 2 ","AFUE 85% ","X ","X"]
["Primary Heating and Cooling System","Boiler - Condensing ","AFUE 90% ","X ","X"]
["Primary Heating and Cooling System","Boiler – Hot Water ","AFUE 85% ","X ","X"]
["Primary Heating and Cooling System","Boiler – Steam ","AFUE 82% (size must be matched to cumulative capacity of connected radiators, per Institute of Boilers & Radiator Mfrs (IBR) standards) ","X ","X"]
["Primary Heating and Cooling System","Air Source Heat Pump (electric split systems)2 ","14.5 SEER / 12 EER / 8.5 HSPF ","X","X"]
["Primary Heating and Cooling System","Ground Source Heat Pump2 ","ENERGY STAR Qualified (closed-loop, open-loop, or direct expansion) ","X","X"]
["Primary Heating and Cooling System","Wood/or Solid Fuel Pellet Stove ","EPA phase 2 (Solid fuel pellet stoves are exempt from EPA Phase 2) ","X","X"]
["Primary Heating and Cooling System","Distribution Improvements in Natural Gas or Electrically Heated Homes3 ","Installed in accordance with all applicable state and local codes ","X","X"]
["Primary Heating and Cooling System","Distribution Improvements in Oil or Propane Heated Homes3 ","Installed in accordance with all applicable state and local codes ","X ","X"]
["Primary Heating and Cooling System","Duct Sealing ","UL 181B Mastic or other permanent sealant; use of duct tape is disallowed ","X ","X"]
["Primary Heating and Cooling System","Pipe Insulation ","R-3 ","X ","X"]
["Primary Heating and Cooling System","Solar Thermal ","OG-300 certification from SRCC. SF 0.5. Warranty: 10 years-collector, 6 years-storage tank. 2 years-control. 1 year-piping and parts. ","X","X"]
["Primary Heating and Cooling System","Central Air Conditioner (split system) 4 ","AHRI Certificate Required. 14.5 SEER / 12 EER. Except in Con Edison and Central Hudson electric territory, this measure is subject to site-specific analysis and pre-approval by CSG in order to determine eligibility. ","X ","X"]
["Primary Heating and Cooling System","Programmable Thermostat ","5+2 day programmable thermostat. Limited to one thermostat installed per unit. ","X ","X"]
["Primary Heating and Cooling System","Insulation (attic, wall, floor, band joist, basement, crawl space) ","Refer to Insulation Program Policy for homes heated with natural gas or electricity. Must be accompanied by blower door assisted air sealing per BPI and program guidelines. ","X ","X"]
["Primary Heating and Cooling System","Air Sealing ","Supervised by professional; blower door assisted per BPI and program guidelines ","X ","X"]
["Primary Heating and Cooling System","Replacement Windows ","ENERGY STAR for climate/region ","X","X"]
["Primary Heating and Cooling System","Storm Windows and Storm Doors ","No minimum efficiency requirement ","X","X"]
["Primary Heating and Cooling System","Movable Window Insulation ","R-3 ","X","X"]
["Primary Heating and Cooling System","Exterior Doors ","ENERGY STAR for climate/region ","X","X"]
["Water Heater ","Natural Gas ","<51 gallon EF.63 / >51 gallon EF.53 ",null,"X"]
["Water Heater ","Natural Gas ","Instantaneous: EF .78 ",null,"X"]
["Water Heater ","Propane or Oil ","<51 gallon EF.63 / >51 gallon EF.53 ","X ","X"]
["Water Heater ","Propane or Oil ","Instantaneous: EF .78 ","X ","X"]
["Water Heater ","Electric ","EF .93 ",null,"X"]
["Water Heater ","Indirect-Fired Tank ","UL Approved ","X ","X"]
["Water Heater ","Hot Water Tank Insulation - Natural Gas or Electric ","R-10 ",null,"X"]
["Water Heater ","Hot Water Tank Insulation – Oil or Propane ","R-10 ","X ","X"]
["Conservation ","Faucet Aerator ","No minimum efficiency requirement ","X ","X"]
["Conservation ","Low Flow Showerhead ","Maximum flow rate of 1.5 gallons per minute. Aerating type showerheads not eligible. ","X ","X"]
["Appliances & Lighting5 ","Refrigerator ","ENERGY STAR Qualified. Existing refrigerators must be greater than 10 years old to be eligible for replacement. ","X ","X"]
["Appliances & Lighting6","Freezer ","ENERGY STAR Qualified ","X ","X"]
["Appliances & Lighting7","Dishwasher ","ENERGY STAR Qualified ",null,"X"]
["Appliances & Lighting8","Clothes washer ","ENERGY STAR Qualified ",null,"X"]
["Appliances & Lighting9","Dehumidifier ","ENERGY STAR Qualified ","X ","X"]
["Appliances & Lighting10","Room Air Conditioner ","ENERGY STAR Qualified ","X ","X"]
["Appliances & Lighting11","CFLs ","ENERGY STAR Qualified ","X ","X"]
["Appliances & Lighting12","LEDs ","ENERGY STAR Qualified ",null,"X"]
["Appliances & Lighting13","Light Fixtures ","ENERGY STAR Qualified for compact fluorescent, or electronic ballast for fluorescent tubes ",null,"X"]
["Health and Safety","Smoke Detectors, Radon Detectors, and Carbon Monoxide Detectors ","Hard wired or battery operated ",null,"X"]
["Health and Safety","Ventilation Fans (Whole house fans or similar attic exhaust fans are not eligible) ","ENERGY STAR Qualified (must vent to exterior of building shell) ",null,"X"]
["Health and Safety","Repairs/upgrades to heating and/or DHW systems (including power venting kits) to correct spillage, inadequate draft, carbon monoxide failures ","Per code and/or manufacturer specifications, as appropriate ",null,"X"]
["Health and Safety","Measures to provide sufficient combustion air and prevent Combustion Appliance Zone (CAZ) depressurization, spillage or inadequate draft ","Allowed when BPI-required combustion safety tests indicate problem(s) with CAZ depressurization, draft or spillage, per BPI standards ",null,"X"]
["Health and Safety","Gas leak repair ","Repaired in compliance with applicable codes ",null,"X"]
["Health and Safety","Dry vent repair ","Repaired in compliance with applicable codes ",null,"X"]
["Health and Safety","Heat/Energy Recovery Ventilator ","No minimum efficiency requirement ",null,"X"]
["Health and Safety","Gas Oven Replacements, venting repairs and repairs to reduce carbon monoxide ","UL Listed Gas Ovens ",null,"X"]

{"sheet":"Instructions_TRC","index":53,"n_rows":10,"n_cols":1,"rows_kept":10,"cut":false,"hidden":true,"merged":[]}
[" "]
["Instructions"]
["1. Enter Project Information  - Enter project name or ID number and first three digits of the project zip code at the top of Table 1"]
["2. Measure Classification  - Select the corresponding measure from the drop down menu provided.  This field is used to popluate the measure life. If none of the choices apply, select \"Other\" and manually enter the measure life.  "]
["3. Measure Name - Enter the measure name or description (r-value, type, etc)"]
["4. Cost - Provide the intalled cost of the measure. "]
["5. Annual Energy Savings - Enter annual energy savings by type. Use Heating MMBtu for savings associated with winter heating; Non-heating MMBTu for hot water and other  non-heat measures. Use Cooling KWh for savings associated with summer cooling; non-cooling kWh for all other measures."]
["6. Measure Life - This should be auto-populated. "]
["7. Select Utility Territory in Table 2 - Use the drop-down lists in Column C to select the electric utility and gas utility for the project. If the gas utility is Central Hudson or National Grid, select \"Other\".  If no gas utility, leave blank. "]
["8. Benefit/cost Ratio in Columnn Q must exceed 1.0 to pass screening."]

{"sheet":"Calcs","index":54,"n_rows":39,"n_cols":60,"rows_kept":39,"cut":false,"hidden":true,"merged":[[3,21,3,24]]}
["Measure Data for QC Calculations"]
["Column Count:"]
[1,2,3,4,5,6,7,8,9,10,11,12,13,14,15,16,17,18,19,20,21,22,23,24,25,26,27,28,29,30,31,32,33,34,35,36,37,38,39,40,41,42,43,44,45,46,47,48,49,50,51,52,53,54,55,56,57,58,59,60]
["Measure","CRIS Units","Measure Life","QC Check?","Measure Cost \nUpstate",null,"Measure Cost Downstate",null,"Cost","Measure Savings \nLowRise (BTU)",null,"Measure Savings \nHighRise (BTU)",null,"Savings","Source Energy Savings","Source Energy Savings",null,"Demand Savings",null,null,null,"Demand Savings Factors"]
[null,null,null,null,"Min","Max","Min","Max","Units","Min","Max","Min","Max","Units","Min","Max",null,"days/year","hours/day","Diversity factor",null,"Upstate (non-cooling)","Upstate (cooling)","Downstate (non-cooling)","Downstate (cooling)"]
["Envelope - Roof Insulation","Ins. Sqft",30,"y",1,6,1,6,"Ins. Sqft",3000,17500,7500,20000,"Ins. Sqft",0,0.05,null,62.5,8,0.84,null,0,1.8500000000000001E-3,0,1.1299999999999999E-3]
["Envelope- Rim Joist Insulation ","Ins. Sqft",30,"y",1,6,1,6,"Ins. Sqft",null,null,null,null,null,null,null,null,null,null,null,null,0,1.8500000000000001E-3,0,1.1299999999999999E-3]
["Envelope- Ceiling Insulation ","Ins. Sqft",30,"y",1,6,1,6,"Ins. Sqft",null,null,null,null,null,null,null,null,null,null,null,null,0,1.8500000000000001E-3,0,1.1299999999999999E-3]
["Envelope- Floor Insulation ","Ins. Sqft",30,"y",1,6,1,6,"Ins. Sqft",null,null,null,null,null,null,null,null,null,null,null,null,0,1.8500000000000001E-3,0,1.1299999999999999E-3]
["Envelope - Wall Insulation","Ins. sqft",30,"y",1,6,1,6,"Ins. Sqft",5000,22500,5000,22500,"Ins. Sqft",0,0.03,null,62.5,8,0.84,null,0,1.8500000000000001E-3,0,1.1299999999999999E-3]
["HVAC - Central AC","each",15,"n",null,null,null,null,null,null,null,null,null,null,null,null,null,null,null,null,null,0,1.8500000000000001E-3,0,1.1299999999999999E-3]
["Heat Pump Water Heater",null,10,null,null,null,null,null,null,null,null,null,null,null,null,null,null,null,null,null,null,0,1.8500000000000001E-3,0,1.1299999999999999E-3]
["LED",null,15,null,null,null,null,null,null,null,null,null,null,null,null,null,null,null,null,null,null,0,1.8500000000000001E-3,0,1.1299999999999999E-3]
["Heat Exchanger","1000 Btu/hr",20,"n",null,null,null,null,null,null,null,null,null,null,null,null,null,365,24,0.9,null,0,1.8500000000000001E-3,0,1.1299999999999999E-3]
[]
[]
[]
[]
["Unit Conversions:"]
["Electricity",{"$f":"3412/1000000","v":3.4120000000000001E-3},"MMBtu/kWh"]
["Electricity site to source",3.34]
["Gas site to source",1.0469999999999999]
["Oil site to source",1.01]
["Steam site to source",1.45]
["Propane site to source",1.01]
[]
[]
[]
[]
["Formatting Rules"]
[]
["Font - main","calibri, 9 pt."]
["Font-header","calibri, 14 pt"]
["table headings","2nd gray from top"]
["Partner to fill","Aqua (teal) at top"]
["Auto calculated","no fill"]
["QC Low","middle dk blue text, bold, thick box"]
["QC High","standard colors - dark red text, bold, thick box"]
["Place instructions at the bottom of the tables, where necessary"]

{"sheet":"DropDowns","index":55,"n_rows":9,"n_cols":13,"rows_kept":9,"cut":false,"hidden":true,"merged":[]}
[]
["Fuel Types",null,"Prev Measure",null,"Market or Affordable",null,"Required Measures",null,"Funding Source Code",null,"Electric Utility",null,"Gas Utility"]
["gas - firm",null,"yes",null,"<Select One>",null,"Evaluated & Recommended",null,"EEPS-Gas",null,"<Select One>",null,"<Select One>"]
["gas - non-firm",null,"no",null,"Market-Rate Housing",null,"Evaluated & Not Recommended",null,"EEPS-Electric",null,"NYSEG",null,"Con Ed"]
["oil",null,null,null,"Affordable Housing",null,"Not Evaluated",null,"RGGI",null,"RG&E",null,"O&R"]
["steam",null,null,null,null,null,null,null,"GJGNY",null,"NatGrid",null,"KEDLI"]
["propane",null,null,null,null,null,null,null,"SBC - EB",null,"O&R",null,"KEDNY"]
["N/A",null,null,null,null,null,null,null,"Owner",null,"CH",null,"Other"]
[null,null,null,null,null,null,null,null,"Other",null,"ConEd"]

{"sheet":"SG - Component","index":56,"n_rows":123,"n_cols":5,"rows_kept":123,"cut":false,"hidden":true,"merged":[[118,0,118,4],[119,1,119,4],[120,1,120,4],[121,1,121,4]]}
["Simulation Guidelines Appendix:  Component Drop-Downs"]
[]
[null,null,"ELA, SqIn/unit","Unit"]
["Ceiling/ Ceiling Penetrations","-","-","N/A"]
[null,"General Ceiling (well-sealed)",1.0999999999999999E-2,"ft2 ","2001 ASHRAE Fundamentals"]
[null,"General Ceiling (average)",2.5999999999999999E-2,"ft2 ","2001 ASHRAE Fundamentals"]
[null,"General Ceiling (very-leaky)",0.04,"ft2 ","2001 ASHRAE Fundamentals"]
[null,"Ceiling/ Flue vents (well-sealed)",4.3,"each","2001 ASHRAE Fundamentals"]
[null,"Ceiling/ Flue vents (average to very leaky)",4.8,"each","2001 ASHRAE Fundamentals"]
[null,"Lights, Recessed (well-sealed)",0.23,"each","2001 ASHRAE Fundamentals"]
[null,"Lights, Recessed (average)",1.6,"each","2001 ASHRAE Fundamentals"]
[null,"Lights, Recessed (very leaky)",3.3,"each","2001 ASHRAE Fundamentals"]
[null,"Lights, Surface Mounted (average)",0.13,"each","2001 ASHRAE Fundamentals"]
["Crawl Space","-","-","N/A"]
[null,"Crawl Space/ Open chase (well- sealed)",0.1,"ft2 ","2001 ASHRAE Fundamentals"]
[null,"Crawl Space/ Open chase (average)",0.14399999999999999,"ft2 ","2001 ASHRAE Fundamentals"]
[null,"Crawl Space/ Open chase (very leaky)",0.24,"ft2 ","2001 ASHRAE Fundamentals"]
["Doors","-","-","N/A"]
[null,"Framing- General (well-sealed)",0.37,"each","2001 ASHRAE Fundamentals"]
[null,"Framing- General (average)",1.9,"each","2001 ASHRAE Fundamentals"]
[null,"Framing- General (very leaky)",3.9,"each","2001 ASHRAE Fundamentals"]
[null,"Framing- Masonry, caulked",1.4E-2,"ft2 ","2001 ASHRAE Fundamentals"]
[null,"Framing- Masonry, not caulked",2.4E-2,"ft2 ","2001 ASHRAE Fundamentals"]
[null,"Framing- Wood, caulked",4.0000000000000001E-3,"ft2 ","2001 ASHRAE Fundamentals"]
[null,"Framing- Wood, not caulked",2.4E-2,"ft2 ","2001 ASHRAE Fundamentals"]
[null,"Attic/ Crawl Space, weatherstripped",2.8,"each","2001 ASHRAE Fundamentals"]
[null,"Attic/ Crawl Space, not weatherstripped",4.5999999999999996,"each","2001 ASHRAE Fundamentals"]
[null,"Attic Hatch, not weatherstripped",6.8,"each","2001 ASHRAE Fundamentals"]
[null,"Attic Hatch, weatherstripped",3.4,"each","2001 ASHRAE Fundamentals"]
[null,"Attic Hatch, weatherstripped, insulated",0.6,"each","2001 ASHRAE Fundamentals"]
[null,"Elevator (well-sealed)",2.1999999999999999E-2,"each","2001 ASHRAE Fundamentals"]
[null,"Elevator (average)",0.04,"each","2001 ASHRAE Fundamentals"]
[null,"Double, weatherstripped",0.12,"ft2 ","2001 ASHRAE Fundamentals"]
[null,"Double, not weatherstripped",0.16,"ft2 ","2001 ASHRAE Fundamentals"]
[null,"Interior Stairs (well-sealed)",1.2E-2,"ft (crack)","2001 ASHRAE Fundamentals"]
[null,"Interior Stairs (average)",0.04,"ft (crack)","2001 ASHRAE Fundamentals"]
[null,"Interior Stairs (leaky)",7.0000000000000007E-2,"ft (crack)","2001 ASHRAE Fundamentals"]
[null,"Replacement Doors, cfm/ft known (enter cfm/ft in Additional Info)","-","ft","2001 ASHRAE Fundamentals"]
[null,"Replacement Doors, cfm/sq ft known (enter cfm/sq ft in Additional Info)","-","sq ft","2001 ASHRAE Fundamentals"]
[null,"Single, weatherstripped",1.9,"each","2001 ASHRAE Fundamentals"]
[null,"Single, not weatherstripped",3.3,"each","2001 ASHRAE Fundamentals"]
[null,"Sliding Exterior Glass Patio (well-sealed)",0.46,"each","2001 ASHRAE Fundamentals"]
[null,"Sliding Exterior Glass Patio (average)",3.4,"each","2001 ASHRAE Fundamentals"]
[null,"Sliding Exterior Glass Patio (very leaky)",9.3000000000000007,"each","2001 ASHRAE Fundamentals"]
[null,"Storm (select in addition to other doors)",-0.9,"each","2001 ASHRAE Fundamentals"]
[null,"Vestibule (select in addition to other door)",-1.6,"each","2001 ASHRAE Fundamentals"]
["Electrical Outlets","-","-","N/A"]
[null,"Elec outlets/ switches w/ gaskets",2.3E-2,"each","2001 ASHRAE Fundamentals"]
[null,"Elec outlets/switches w/o gaskets",0.38,"each","2001 ASHRAE Fundamentals"]
["Exterior Wall","-","-","N/A"]
[null,"Clay brick Cavity Wall",9.7999999999999997E-3,"ft2 ","2001 ASHRAE Fundamentals"]
[null,"Continuous Air Infiltration Barrier",2.2000000000000001E-3,"ft2 ","2001 ASHRAE Fundamentals"]
[null,"Heavyweight concrete block",3.5999999999999999E-3,"ft2 ","2001 ASHRAE Fundamentals"]
[null,"Lightweight concrete block, unfinished",0.05,"ft2 ","2001 ASHRAE Fundamentals"]
[null,"Lightweight concrete block, painted or stucco",1.6E-2,"ft2 ","2001 ASHRAE Fundamentals"]
[null,"Rigid Sheathing",5.0000000000000001E-3,"ft2 ","2001 ASHRAE Fundamentals"]
[null,"Wood frame w/ dense packed or wet cellulose",{"$f":"0.004","v":4.0000000000000001E-3},"ft2 ","Estimated [2]"]
[null,"Wood-frame w/o Air Barrier System (average)",7.1000000000000004E-3,"ft2 ","Estimated [2]"]
[null,"Wood-frame w/o Air Barrier System (leaky)",0.01,"ft2 ","Estimated [2]"]
["Fireplace","-","-","N/A"]
[null,"With open damper",5.04,"ft2 ","2001 ASHRAE Fundamentals"]
[null,"With closed damper",0.62,"ft2 ","2001 ASHRAE Fundamentals"]
[null,"With glass door",0.57999999999999996,"ft2 ","2001 ASHRAE Fundamentals"]
["Floor Over Crawl Space","-","-","N/A"]
[null,"Floor over Crawl Space (well- sealed)",6.0000000000000001E-3,"ft2 ","2001 ASHRAE Fundamentals"]
[null,"Floor over Crawl Space (average)",3.2000000000000001E-2,"ft2 ","2001 ASHRAE Fundamentals"]
[null,"Floor over Crawl Space (very leaky)",7.0999999999999994E-2,"ft2 ","2001 ASHRAE Fundamentals"]
["Joints","-","-","N/A"]
[null,"Joint- Floor/Wall caulked",0.04,"ft (crack)","2001 ASHRAE Fundamentals"]
[null,"Joint- Floor/Wall uncaulked",0.2,"ft (crack)","2001 ASHRAE Fundamentals"]
[null,"Joint- Ceiling/Wall (well-sealed)",7.4999999999999997E-3,"ft (crack)","2001 ASHRAE Fundamentals"]
[null,"Joint- Ceiling/Wall (average)",7.0000000000000007E-2,"ft (crack)","2001 ASHRAE Fundamentals"]
[null,"Joint- Ceiling/Wall (very leaky)",0.12,"ft (crack)","2001 ASHRAE Fundamentals"]
["Penetrations","-","-","N/A"]
[null,"Penetrations- Pipes/Wiring, caulked (any size)",0.3,"each","2001 ASHRAE Fundamentals"]
[null,"Penetrations- Pipes/Wiring, uncaulked ",0.9,"each","2001 ASHRAE Fundamentals"]
[null,"Penetrations- Pipes/Wiring, uncaulked (large)",3.7,"each","2001 ASHRAE Fundamentals"]
[null,"Air-conditioner Sleeve, caulked",1.9,"each","Estimated [3]"]
[null,"Air-conditioner Sleeve, uncaulked",3.9,"each","Estimated [3]"]
["Windows","-","-","N/A"]
[null,"Framing- masonry, caulked",1.9E-2,"ft2 ","2001 ASHRAE Fundamentals"]
[null,"Framing- masonry, uncaulked",9.4E-2,"ft2 ","2001 ASHRAE Fundamentals"]
[null,"Framing- wood, caulked",4.0000000000000001E-3,"ft2 ","2001 ASHRAE Fundamentals"]
[null,"Framing- wood, uncaulked",2.5000000000000001E-2,"ft2 ","2001 ASHRAE Fundamentals"]
[null,"Awning/ Hopper, weatherstripped",1.2E-2,"ft2 ","2001 ASHRAE Fundamentals"]
[null,"Awning/ Hopper, not weatherstripped",2.3E-2,"ft2 ","2001 ASHRAE Fundamentals"]
[null,"Casement, weatherstripped",1.0999999999999999E-2,"ft (crack)","2001 ASHRAE Fundamentals"]
[null,"Casement, not weatherstripped",1.2999999999999999E-2,"ft (crack)","2001 ASHRAE Fundamentals"]
[null,"Double hung, with storm, weatherstripped",3.1E-2,"ft (crack)","2001 ASHRAE Fundamentals [1]"]
[null,"Double hung, with storm, not weatherstripped",4.5999999999999999E-2,"ft (crack)","2001 ASHRAE Fundamentals"]
[null,"Double hung, weatherstripped",3.6999999999999998E-2,"ft (crack)","2001 ASHRAE Fundamentals [1]"]
[null,"Double hung, not weatherstripped",0.12,"ft (crack)","2001 ASHRAE Fundamentals"]
[null,"Double horizontal slider, wood, weatherstripped",2.5999999999999999E-2,"ft (crack)","2001 ASHRAE Fundamentals"]
[null,"Double horizontal slider, aluminum, weatherstripped",3.4000000000000002E-2,"ft (crack)","2001 ASHRAE Fundamentals"]
[null,"Double horizontal slider, not weatherstripped",5.1999999999999998E-2,"ft (crack)","2001 ASHRAE Fundamentals"]
[null,"Replacement Windows (enter NFRC AL under Additional Info)","-","ft2 ","2001 ASHRAE Fundamentals"]
[null,"Sill (well-sealed)",6.4999999999999997E-3,"ft (crack)","2001 ASHRAE Fundamentals"]
[null,"Sill (average)",9.9000000000000008E-3,"ft (crack)","2001 ASHRAE Fundamentals"]
[null,"Sill (very leaky)",0.01,"ft (crack)","2001 ASHRAE Fundamentals"]
[null,"Single hung, weatherstripped",4.1000000000000002E-2,"ft (sash)","2001 ASHRAE Fundamentals"]
[null,"Single horizontal slider, aluminum",0.04,"ft (sash)","2001 ASHRAE Fundamentals"]
[null,"Single horizontal slider, wood",2.1000000000000001E-2,"ft (sash)","2001 ASHRAE Fundamentals"]
[null,"Storm Inside, flexible sheet with a mechanical seal",7.1999999999999998E-3,"ft (sash)","2001 ASHRAE Fundamentals"]
[null,"Storm Inside, rigid sheet with magnetic seal",5.5999999999999999E-3,"ft (sash)","2001 ASHRAE Fundamentals"]
[null,"Storm Inside, rigid sheet with mechanical seal",1.9E-2,"ft (sash)","2001 ASHRAE Fundamentals"]
[null,"Storm Outside, pressurized track",2.5000000000000001E-2,"ft (sash)","2001 ASHRAE Fundamentals"]
["Vent","-","-","N/A"]
[null,"Bathroom with damper closed",1.6,"each","2001 ASHRAE Fundamentals"]
[null,"Bathroom with damper open",3.1,"each","2001 ASHRAE Fundamentals"]
[null,"Ceiling/ Flue vents (well-sealed)",4.3,"each","2001 ASHRAE Fundamentals"]
[null,"Ceiling/ Flue vents (average to very leaky)",4.8,"each","2001 ASHRAE Fundamentals"]
[null,"Dryer with damper ",0.46,"each","2001 ASHRAE Fundamentals"]
[null,"Dryer without damper",2.2999999999999998,"each","2001 ASHRAE Fundamentals"]
[null,"Kitchen with tight gasket",0.16,"each","2001 ASHRAE Fundamentals"]
[null,"Kitchen with damper closed",0.8,"each","2001 ASHRAE Fundamentals"]
[null,"Kitchen with damper open",6.2,"each","2001 ASHRAE Fundamentals"]
[]
["[1] In ASHRAE table, double hung with storm is leakier than double hung without storm. Flipped the values for consistency."]
["[2] Estimated based on the following references:"]
[null,"2001 ASHRAE Handbook- Fundamentals. Atlanta: American Society of heating, Refrigerating and Air-Conditioning Engineers, Inc."]
[null,"TenWolde, Anton, Charles Carl, Vyto Malinauskas. 1998. Air Pressures in Wood Frame Walls. Thermal Performance of the Exterior Envelopes of Buildings VII. Clearwater beach, FL."]
[null,"Canada Mortgage and Housing Corporation. Research and Highlight Developments- Wet sprayed cellulose insulation in Wood frame construction. Technical Series 90-240"]
["[3] Estimated assuming that leakage through caulked/un-caulked AC sleeve is similar to leakage through average/very leaky general door framing"]

{"sheet":"Incentive Schedule","index":57,"n_rows":11,"n_cols":4,"rows_kept":11,"cut":false,"hidden":true,"merged":[[2,1,2,3],[6,1,6,3],[8,1,8,3],[10,1,10,3],[7,2,7,3],[9,2,9,3]]}
[]
[null,null,"AFFORDABLE HOUSING","MARKET-RATE HOUSING"]
[null,"PAYMENT #1"]
[null,"Base Incentive (for projects up to 30 units)","$5,000 / project","$2,500 / project"]
[null,"Base Incentive (for projects from 31 - 500 units)","$10,000 / project","$5,000 / project"]
[null,"Incremental Incentive","$20 / unit (over 100 units)","$10 / unit (over 100 units)"]
[null,"Incentive payable upon approval of the Energy Reduction Plan and associated documents, which must include documentation that the building has been benchmarked using the NYSERDA Benchmarking Tool.  The list of required documents and additional information is located in the Program Guidelines Section 3."]
[null,"PAYMENT #2","$300 / unit"]
[null,"Incentive payable at 50% construction complete, based upon a successful Program inspection.  The list of required documents and additional information is located in the Program Guidelines Section 4."]
[null,"PAYMENT #3","$300 / unit"]
[null,"Incentive payable at substantial completion of construction, based upon a successful Program inspection, performance testing (as applicable), and verification of active utility accounts.  The list of required documents and additional information is located in Program Guidelines Section 4."]

{"sheet":"Zip Code Finder","index":58,"n_rows":257,"n_cols":40,"rows_kept":257,"cut":false,"hidden":true,"merged":[[1,1,1,8],[2,1,2,8],[11,2,11,3],[61,36,61,39]]}
[]
[]
[null,"Zip Code Locator"]
[]
[]
[]
[]
[]
[]
[null,"Building Location"]
[]
[null,"Location:","albany, ny"]
[]
[null,"5-digit Zip Code:",{"$f":"IF(C12='Locator Map'!H4,CONCATENATE('Locator Map'!B4,\"01\"),\"\")","v":"12201"}]
[]
[]
[null,null,null,{"$f":"+Cities!$E7","v":1549}]
[null,null,null,null,null,null,null,null,null,null,null,null,null,100,30.81,{"$f":"+O18*#REF!","v":{"$error":"#REF!"}},{"$f":"+O18*#REF!","v":{"$error":"#REF!"}},null,null,null,"LOCATION","CDD","HDD"]
[null,null,null,null,null,null,null,null,null,null,null,null,null,99,37.33,{"$f":"+O19*#REF!","v":{"$error":"#REF!"}},{"$f":"+O19*#REF!","v":{"$error":"#REF!"}}]
[null,null,null,null,null,null,null,null,null,null,null,null,null,98,41.97,{"$f":"+O20*#REF!","v":{"$error":"#REF!"}},{"$f":"+O20*#REF!","v":{"$error":"#REF!"}},null,null,46,{"$f":"INDIRECT(ADDRESS($F$43+T21,COLUMN(U$44)))","v":"SEATTLE,  WA"},{"$f":"INDIRECT(ADDRESS($F$43+T21,COLUMN(V$44)))","v":190},{"$f":"INDIRECT(ADDRESS($F$43+T21,COLUMN(W$44)))","v":4908}]
[null,null,null,null,null,null,null,null,null,null,null,null,null,97,45.72,{"$f":"+O21*#REF!","v":{"$error":"#REF!"}},{"$f":"+O21*#REF!","v":{"$error":"#REF!"}},null,null,69]
[null,null,null,null,null,null,null,null,null,null,null,null,null,96,48.95,{"$f":"+O22*#REF!","v":{"$error":"#REF!"}},{"$f":"+O22*#REF!","v":{"$error":"#REF!"}},null,null,null,"<none>"]
[null,null,null,null,null,null,null,null,null,null,null,null,null,95,51.83,{"$f":"+O23*#REF!","v":{"$error":"#REF!"}},{"$f":"+O23*#REF!","v":{"$error":"#REF!"}},null,null,null,"ALBANY, NY",507,6894]
[null,null,null,null,null,null,null,null,null,null,null,null,null,94,54.45,{"$f":"+O24*#REF!","v":{"$error":"#REF!"}},{"$f":"+O24*#REF!","v":{"$error":"#REF!"}},null,null,null,"ATLANTA, GA",1667,2991]
[null,null,null,null,null,null,null,null,null,null,null,null,null,93,56.88,{"$f":"+O25*#REF!","v":{"$error":"#REF!"}},{"$f":"+O25*#REF!","v":{"$error":"#REF!"}},null,null,null,"BALTIMORE, MD",1137,4707]
[null,null,null,null,null,null,null,null,null,null,null,null,null,92,59.15,{"$f":"+O26*#REF!","v":{"$error":"#REF!"}},{"$f":"+O26*#REF!","v":{"$error":"#REF!"}},null,null,null,"BOSTON, MA",678,5641]
[null,null,null,null,null,null,null,null,null,null,null,null,null,91,61.3,{"$f":"+O27*#REF!","v":{"$error":"#REF!"}},{"$f":"+O27*#REF!","v":{"$error":"#REF!"}},null,null,null,"CHARLESTON, WV",1031,4646]
[null,null,null,null,null,null,null,null,null,null,null,null,null,90,63.35,{"$f":"+O28*#REF!","v":{"$error":"#REF!"}},{"$f":"+O28*#REF!","v":{"$error":"#REF!"}},null,null,null,"CHARLOTTE, NC",1582,3341]
[null,null,null,null,null,null,null,null,null,null,null,null,null,89,65.31,{"$f":"+O29*#REF!","v":{"$error":"#REF!"}},{"$f":"+O29*#REF!","v":{"$error":"#REF!"}},null,null,null,"CHICAGO, IL",752,6536]
[null,null,null,null,null,null,null,null,null,null,null,null,null,88,67.2,{"$f":"+O30*#REF!","v":{"$error":"#REF!"}},{"$f":"+O30*#REF!","v":{"$error":"#REF!"}},null,null,null,"CINCINNATI, OH",996,5248]
[null,null,null,null,null,null,null,null,null,null,null,null,null,87,69.02,{"$f":"+O31*#REF!","v":{"$error":"#REF!"}},{"$f":"+O31*#REF!","v":{"$error":"#REF!"}},null,null,null,"CLEVELAND, OH",621,6201]
[null,null,null,null,null,null,null,null,null,null,null,null,null,86,70.790000000000006,{"$f":"+O32*#REF!","v":{"$error":"#REF!"}},{"$f":"+O32*#REF!","v":{"$error":"#REF!"}},null,null,null,"COLUMBIA, SC",1966,2649]
[null,null,null,null,null,null,null,null,null,null,null,null,null,85,72.510000000000005,{"$f":"+O33*#REF!","v":{"$error":"#REF!"}},{"$f":"+O33*#REF!","v":{"$error":"#REF!"}},null,null,null,"DALLAS-FT WORTH, TX",2603,2407]
[null,null,null,null,null,null,null,null,null,null,null,null,null,84,74.2,{"$f":"+O34*#REF!","v":{"$error":"#REF!"}},{"$f":"+O34*#REF!","v":{"$error":"#REF!"}},null,null,null,"DENVER, CO",679,6020]
[null,null,null,null,null,null,null,null,null,null,null,null,null,83,75.84,{"$f":"+O35*#REF!","v":{"$error":"#REF!"}},{"$f":"+O35*#REF!","v":{"$error":"#REF!"}},null,null,null,"DES MOINES, IA",1036,6497]
[null,null,null,null,null,null,null,null,null,null,null,null,null,82,77.45,{"$f":"+O36*#REF!","v":{"$error":"#REF!"}},{"$f":"+O36*#REF!","v":{"$error":"#REF!"}},null,null,null,"DETROIT, MI",626,6569]
[null,null,null,null,null,null,null,null,null,null,null,null,null,81,79.040000000000006,{"$f":"+O37*#REF!","v":{"$error":"#REF!"}},{"$f":"+O37*#REF!","v":{"$error":"#REF!"}},null,null,null,"HARTFORD, CT",677,6151]
[null,null,null,null,null,null,null,null,null,null,null,null,null,80,80.599999999999994,{"$f":"+O38*#REF!","v":{"$error":"#REF!"}},{"$f":"+O38*#REF!","v":{"$error":"#REF!"}},null,null,null,"HONOLULU, HI",4474,0]
[null,null,null,null,null,null,null,null,null,null,null,null,null,79,82.13,{"$f":"+O39*#REF!","v":{"$error":"#REF!"}},{"$f":"+O39*#REF!","v":{"$error":"#REF!"}},null,null,null,"HOUSTON, TX",2700,1599]
[null,null,null,null,null,null,null,null,null,null,null,null,null,78,83.65,{"$f":"+O40*#REF!","v":{"$error":"#REF!"}},{"$f":"+O40*#REF!","v":{"$error":"#REF!"}},null,null,null,"INDIANAPOLIS, IN",1014,5615]
[null,null,null,null,null,null,null,null,null,null,null,null,null,77,85.14,{"$f":"+O41*#REF!","v":{"$error":"#REF!"}},{"$f":"+O41*#REF!","v":{"$error":"#REF!"}},null,null,null,"JACKSONVILLE, FL",2551,1434]
[null,null,null,null,null,null,null,null,null,null,null,null,null,76,86.63,{"$f":"+O42*#REF!","v":{"$error":"#REF!"}},{"$f":"+O42*#REF!","v":{"$error":"#REF!"}},null,null,null,"KANSAS CITY, MO",1288,5393]
[null,null,null,null,null,null,null,null,null,null,null,null,null,75,88.09,{"$f":"+O43*#REF!","v":{"$error":"#REF!"}},{"$f":"+O43*#REF!","v":{"$error":"#REF!"}},null,null,null,"LAS VEGAS, NV",3201,2407]
[null,null,null,null,null,null,null,null,null,null,null,null,null,74,89.55,{"$f":"+O44*#REF!","v":{"$error":"#REF!"}},{"$f":"+O44*#REF!","v":{"$error":"#REF!"}},null,null,null,"LOS ANGELES, CA",1537,1154]
[null,null,null,null,null,null,null,null,null,null,null,null,null,73,90.99,{"$f":"+O45*#REF!","v":{"$error":"#REF!"}},{"$f":"+O45*#REF!","v":{"$error":"#REF!"}},null,null,null,"MEMPHIS, TN",2118,3082]
[null,null,null,null,null,null,null,null,null,null,null,null,null,72,92.43,{"$f":"+O46*#REF!","v":{"$error":"#REF!"}},{"$f":"+O46*#REF!","v":{"$error":"#REF!"}},null,null,null,"MIAMI, FL",4198,200]
[null,null,null,null,null,null,null,null,null,null,null,null,null,71,93.86,{"$f":"+O47*#REF!","v":{"$error":"#REF!"}},{"$f":"+O47*#REF!","v":{"$error":"#REF!"}},null,null,null,"MILWAUKEE, WI",479,7324]
[null,null,null,null,null,null,null,null,null,null,null,null,null,70,95.28,{"$f":"+O48*#REF!","v":{"$error":"#REF!"}},{"$f":"+O48*#REF!","v":{"$error":"#REF!"}},null,null,null,"MINNEAPOLIS, MN",682,7981]
[null,null,null,null,null,null,null,null,null,null,null,null,null,69,96.69,{"$f":"+O49*#REF!","v":{"$error":"#REF!"}},{"$f":"+O49*#REF!","v":{"$error":"#REF!"}},null,null,null,"NASHVILLE, TN",1616,3729]
[null,null,null,null,null,null,null,null,null,null,null,null,null,68,98.1,{"$f":"+O50*#REF!","v":{"$error":"#REF!"}},{"$f":"+O50*#REF!","v":{"$error":"#REF!"}},null,null,null,"NEW ORLEANS, LA",2655,1513]
[null,null,null,null,null,null,null,null,null,null,null,null,null,67,99.51,{"$f":"+O51*#REF!","v":{"$error":"#REF!"}},{"$f":"+O51*#REF!","v":{"$error":"#REF!"}},null,null,null,"NEW YORK, NY",1052,4910]
[null,null,null,null,null,null,null,null,null,null,null,null,null,66,100.92,{"$f":"+O52*#REF!","v":{"$error":"#REF!"}},{"$f":"+O52*#REF!","v":{"$error":"#REF!"}},null,null,null,"NORFOLK, VA",1422,3495]
[null,null,null,null,null,null,null,null,null,null,null,null,null,65,102.32,{"$f":"+O53*#REF!","v":{"$error":"#REF!"}},{"$f":"+O53*#REF!","v":{"$error":"#REF!"}},null,null,null,"OKLAHOMA CITY, OK",1859,3659]
[null,null,null,null,null,null,null,null,null,null,null,null,null,64,103.73,{"$f":"+O54*#REF!","v":{"$error":"#REF!"}},{"$f":"+O54*#REF!","v":{"$error":"#REF!"}},null,null,null,"OMAHA, NE",1072,6300]
[null,null,null,null,null,null,null,null,null,null,null,null,null,63,105.13,{"$f":"+O55*#REF!","v":{"$error":"#REF!"}},{"$f":"+O55*#REF!","v":{"$error":"#REF!"}},null,null,null,"ORLANDO, FL",3381,686]
[null,null,null,null,null,null,null,null,null,null,null,null,null,62,106.54,{"$f":"+O56*#REF!","v":{"$error":"#REF!"}},{"$f":"+O56*#REF!","v":{"$error":"#REF!"}},null,null,null,"PHILADELPHIA, PA",1101,4954]
[null,null,null,null,null,null,null,null,null,null,null,null,null,61,107.95,{"$f":"+O57*#REF!","v":{"$error":"#REF!"}},{"$f":"+O57*#REF!","v":{"$error":"#REF!"}},null,null,null,"PHOENIX, AZ",4162,1350]
[null,null,null,null,null,null,null,null,null,null,null,null,null,60,109.36,{"$f":"+O58*#REF!","v":{"$error":"#REF!"}},{"$f":"+O58*#REF!","v":{"$error":"#REF!"}},null,null,null,"PITTSBURGH, PA",654,5968]
[null,null,null,null,null,null,null,null,null,null,null,null,null,59,110.77,{"$f":"+O59*#REF!","v":{"$error":"#REF!"}},{"$f":"+O59*#REF!","v":{"$error":"#REF!"}},null,null,null,"PORTLAND, ME",268,7378]
[null,null,null,null,null,null,null,null,null,null,null,null,null,58,112.19,{"$f":"+O60*#REF!","v":{"$error":"#REF!"}},{"$f":"+O60*#REF!","v":{"$error":"#REF!"}},null,null,null,"PORTLAND, OR",371,4522]
[null,null,null,null,null,null,null,null,null,null,null,null,null,57,113.62,{"$f":"+O61*#REF!","v":{"$error":"#REF!"}},{"$f":"+O61*#REF!","v":{"$error":"#REF!"}},null,null,null,"PROVIDENCE, RI",606,5884]
[null,null,null,null,null,null,null,null,null,null,null,null,null,56,115.05,{"$f":"+O62*#REF!","v":{"$error":"#REF!"}},{"$f":"+O62*#REF!","v":{"$error":"#REF!"}},null,null,null,"RALEIGH, NC",1417,3457,null,null,null,null,null,null,null,null,null,null,null,null,null,"Picklist #5"]
[null,null,null,null,null,null,null,null,null,null,null,null,null,55,116.5,{"$f":"+O63*#REF!","v":{"$error":"#REF!"}},{"$f":"+O63*#REF!","v":{"$error":"#REF!"}},null,null,null,"RICHMOND, VA",1348,3963]
[null,null,null,null,null,null,null,null,null,null,null,null,null,54,117.95,{"$f":"+O64*#REF!","v":{"$error":"#REF!"}},{"$f":"+O64*#REF!","v":{"$error":"#REF!"}},null,null,null,"SACRAMENTO, CA",1237,2749,null,null,null,null,null,null,null,null,null,null,null,null,null,null,"LOCATION","CDD","HDD"]
[null,null,null,null,null,null,null,null,null,null,null,null,null,53,119.4,{"$f":"+O65*#REF!","v":{"$error":"#REF!"}},{"$f":"+O65*#REF!","v":{"$error":"#REF!"}},null,null,null,"SALT LAKE CITY, UT",1047,5765]
[null,null,null,null,null,null,null,null,null,null,null,null,null,52,120.87,{"$f":"+O66*#REF!","v":{"$error":"#REF!"}},{"$f":"+O66*#REF!","v":{"$error":"#REF!"}},null,null,null,"SAN ANTONIO, TX",2996,1644,null,null,null,null,null,null,null,null,null,null,null,null,null,50,{"$f":"INDIRECT(ADDRESS($AK$66+AK67,COLUMN(AL$66)))","v":"HONOLULU, HI"},{"$f":"INDIRECT(ADDRESS($AK$66+AK67,COLUMN(AM$66)))","v":4474},{"$f":"INDIRECT(ADDRESS($AK$66+AK67,COLUMN(AN$66)))","v":0}]
[null,null,null,null,null,null,null,null,null,null,null,null,null,51,122.35,{"$f":"+O67*#REF!","v":{"$error":"#REF!"}},{"$f":"+O67*#REF!","v":{"$error":"#REF!"}},null,null,null,"SAN DIEGO, CA",984,1256,null,null,null,null,null,null,null,null,null,null,null,null,null,{"$f":"ROW(AK67)","v":67}]
[null,null,null,null,null,null,null,null,null,null,null,null,null,50,123.85,{"$f":"+O68*#REF!","v":{"$error":"#REF!"}},{"$f":"+O68*#REF!","v":{"$error":"#REF!"}},null,null,null,"SAN FRANCISCO, CA",65,3005,null,null,null,null,null,null,null,null,null,null,null,null,null,null,"<none>"]
[null,null,null,null,null,null,null,null,null,null,null,null,null,49,125.35,{"$f":"+O69*#REF!","v":{"$error":"#REF!"}},{"$f":"+O69*#REF!","v":{"$error":"#REF!"}},null,null,null,"SEATTLE,  WA",190,4908,null,null,null,null,null,null,null,null,null,null,null,null,null,null,"BIRMINGHAM, AL",1797,2918]
[null,null,null,null,null,null,null,null,null,null,null,null,null,48,126.87,{"$f":"+O70*#REF!","v":{"$error":"#REF!"}},{"$f":"+O70*#REF!","v":{"$error":"#REF!"}},null,null,null,"ST. LOUIS, MO",1534,4758,null,null,null,null,null,null,null,null,null,null,null,null,null,null,"HUNTSVILLE, AL",1651,3323]
[null,null,null,null,null,null,null,null,null,null,null,null,null,47,128.4,{"$f":"+O71*#REF!","v":{"$error":"#REF!"}},{"$f":"+O71*#REF!","v":{"$error":"#REF!"}},null,null,null,"SYRACUSE, NY",438,6834,null,null,null,null,null,null,null,null,null,null,null,null,null,null,"MOBILE, AL",2627,1702]
[null,null,null,null,null,null,null,null,null,null,null,null,null,46,129.96,{"$f":"+O72*#REF!","v":{"$error":"#REF!"}},{"$f":"+O72*#REF!","v":{"$error":"#REF!"}},null,null,null,"WASHINGTON, DC",1549,4047,null,null,null,null,null,null,null,null,null,null,null,null,null,null,"MONTGOMERY, AL",2212,2224]
[null,null,null,null,null,null,null,null,null,null,null,null,null,45,131.52000000000001,{"$f":"+O73*#REF!","v":{"$error":"#REF!"}},{"$f":"+O73*#REF!","v":{"$error":"#REF!"}},null,null,null,"National Average",1109,0,null,null,null,null,null,null,null,null,null,null,null,null,null,null,"ANCHORAGE, AK",0,10570]
[null,null,null,null,null,null,null,null,null,null,null,null,null,44,133.11000000000001,{"$f":"+O74*#REF!","v":{"$error":"#REF!"}},{"$f":"+O74*#REF!","v":{"$error":"#REF!"}},null,null,null,null,null,null,null,null,null,null,null,null,null,null,null,null,null,null,null,null,"FAIRBANKS, AK",84,13940]
[null,null,null,null,null,null,null,null,null,null,null,null,null,43,134.72,{"$f":"+O75*#REF!","v":{"$error":"#REF!"}},{"$f":"+O75*#REF!","v":{"$error":"#REF!"}},null,null,null,null,null,null,null,null,null,null,null,null,null,null,null,null,null,null,null,null,"JUNEAU, AK",0,8897]
[null,null,null,null,null,null,null,null,null,null,null,null,null,42,136.35,{"$f":"+O76*#REF!","v":{"$error":"#REF!"}},{"$f":"+O76*#REF!","v":{"$error":"#REF!"}},null,null,null,null,null,null,null,null,null,null,null,null,null,null,null,null,null,null,null,null,"FLAGSTAFF, AZ",145,7131]
[null,null,null,null,null,null,null,null,null,null,null,null,null,41,138,{"$f":"+O77*#REF!","v":{"$error":"#REF!"}},{"$f":"+O77*#REF!","v":{"$error":"#REF!"}},null,null,null,null,null,null,null,null,null,null,null,null,null,null,null,null,null,null,null,null,"PHOENIX, AZ",4162,1350]
[null,null,null,null,null,null,null,null,null,null,null,null,null,40,139.66999999999999,{"$f":"+O78*#REF!","v":{"$error":"#REF!"}},{"$f":"+O78*#REF!","v":{"$error":"#REF!"}},null,null,null,null,null,null,null,null,null,null,null,null,null,null,null,null,null,null,null,null,"TUCSON, AZ",2954,1678]
[null,null,null,null,null,null,null,null,null,null,null,null,null,39,141.37,{"$f":"+O79*#REF!","v":{"$error":"#REF!"}},{"$f":"+O79*#REF!","v":{"$error":"#REF!"}},null,null,null,null,null,null,null,null,null,null,null,null,null,null,null,null,null,null,null,null,"FORT SMITH, AR",1894,3478]
[null,null,null,null,null,null,null,null,null,null,null,null,null,38,143.1,{"$f":"+O80*#REF!","v":{"$error":"#REF!"}},{"$f":"+O80*#REF!","v":{"$error":"#REF!"}},null,null,null,null,null,null,null,null,null,null,null,null,null,null,null,null,null,null,null,null,"LITTLE ROCK, AR",2005,3155]
[null,null,null,null,null,null,null,null,null,null,null,null,null,37,144.86000000000001,{"$f":"+O81*#REF!","v":{"$error":"#REF!"}},{"$f":"+O81*#REF!","v":{"$error":"#REF!"}},null,null,null,null,null,null,null,null,null,null,null,null,null,null,null,null,null,null,null,null,"BAKERSFIELD, CA",2365,2182]
[null,null,null,null,null,null,null,null,null,null,null,null,null,36,146.65,{"$f":"+O82*#REF!","v":{"$error":"#REF!"}},{"$f":"+O82*#REF!","v":{"$error":"#REF!"}},null,null,null,null,null,null,null,null,null,null,null,null,null,null,null,null,null,null,null,null,"FRESNO, CA",1967,2556]
[null,null,null,null,null,null,null,null,null,null,null,null,null,35,148.47,{"$f":"+O83*#REF!","v":{"$error":"#REF!"}},{"$f":"+O83*#REF!","v":{"$error":"#REF!"}},null,null,null,null,null,null,null,null,null,null,null,null,null,null,null,null,null,null,null,null,"LONG BEACH, CA",1201,1430]
[null,null,null,null,null,null,null,null,null,null,null,null,null,34,150.33000000000001,{"$f":"+O84*#REF!","v":{"$error":"#REF!"}},{"$f":"+O84*#REF!","v":{"$error":"#REF!"}},null,null,null,null,null,null,null,null,null,null,null,null,null,null,null,null,null,null,null,null,"LOS ANGELES, CA",1537,1154]
[null,null,null,null,null,null,null,null,null,null,null,null,null,33,152.22999999999999,{"$f":"+O85*#REF!","v":{"$error":"#REF!"}},{"$f":"+O85*#REF!","v":{"$error":"#REF!"}},null,null,null,null,null,null,null,null,null,null,null,null,null,null,null,null,null,null,null,null,"REDDING, CA",1797,2855]
[null,null,null,null,null,null,null,null,null,null,null,null,null,32,154.16999999999999,{"$f":"+O86*#REF!","v":{"$error":"#REF!"}},{"$f":"+O86*#REF!","v":{"$error":"#REF!"}},null,null,null,null,null,null,null,null,null,null,null,null,null,null,null,null,null,null,null,null,"SACRAMENTO, CA",1237,2749]
[null,null,null,null,null,null,null,null,null,null,null,null,null,31,156.15,{"$f":"+O87*#REF!","v":{"$error":"#REF!"}},{"$f":"+O87*#REF!","v":{"$error":"#REF!"}},null,null,null,null,null,null,null,null,null,null,null,null,null,null,null,null,null,null,null,null,"SAN DIEGO, CA",984,1256]
[null,null,null,null,null,null,null,null,null,null,null,null,null,30,158.18,{"$f":"+O88*#REF!","v":{"$error":"#REF!"}},{"$f":"+O88*#REF!","v":{"$error":"#REF!"}},null,null,null,null,null,null,null,null,null,null,null,null,null,null,null,null,null,null,null,null,"SAN FRANCISCO, CA",65,3005]
[null,null,null,null,null,null,null,null,null,null,null,null,null,29,160.26,{"$f":"+O89*#REF!","v":{"$error":"#REF!"}},{"$f":"+O89*#REF!","v":{"$error":"#REF!"}},null,null,null,null,null,null,null,null,null,null,null,null,null,null,null,null,null,null,null,null,"SANTA BARBARA, CA",289,2438]
[null,null,null,null,null,null,null,null,null,null,null,null,null,28,162.38999999999999,{"$f":"+O90*#REF!","v":{"$error":"#REF!"}},{"$f":"+O90*#REF!","v":{"$error":"#REF!"}},null,null,null,null,null,null,null,null,null,null,null,null,null,null,null,null,null,null,null,null,"SANTA MARIA, CA",169,2984]
[null,null,null,null,null,null,null,null,null,null,null,null,null,27,164.59,{"$f":"+O91*#REF!","v":{"$error":"#REF!"}},{"$f":"+O91*#REF!","v":{"$error":"#REF!"}},null,null,null,null,null,null,null,null,null,null,null,null,null,null,null,null,null,null,null,null,"STOCKTON, CA",1470,2707]
[null,null,null,null,null,null,null,null,null,null,null,null,null,26,166.84,{"$f":"+O92*#REF!","v":{"$error":"#REF!"}},{"$f":"+O92*#REF!","v":{"$error":"#REF!"}},null,null,null,null,null,null,null,null,null,null,null,null,null,null,null,null,null,null,null,null,"ALAMOSA, CO",62,8749]
[null,null,null,null,null,null,null,null,null,null,null,null,null,25,169.17,{"$f":"+O93*#REF!","v":{"$error":"#REF!"}},{"$f":"+O93*#REF!","v":{"$error":"#REF!"}},null,null,null,null,null,null,null,null,null,null,null,null,null,null,null,null,null,null,null,null,"COLORADO SPRINGS, CO",419,6415]
[null,null,null,null,null,null,null,null,null,null,null,null,null,24,171.57,{"$f":"+O94*#REF!","v":{"$error":"#REF!"}},{"$f":"+O94*#REF!","v":{"$error":"#REF!"}},null,null,null,null,null,null,null,null,null,null,null,null,null,null,null,null,null,null,null,null,"DENVER, CO",679,6020]
[null,null,null,null,null,null,null,null,null,null,null,null,null,23,174.06,{"$f":"+O95*#REF!","v":{"$error":"#REF!"}},{"$f":"+O95*#REF!","v":{"$error":"#REF!"}},null,null,null,null,null,null,null,null,null,null,null,null,null,null,null,null,null,null,null,null,"GRAND JUNCTION, CO",1183,5548]
[null,null,null,null,null,null,null,null,null,null,null,null,null,22,176.63,{"$f":"+O96*#REF!","v":{"$error":"#REF!"}},{"$f":"+O96*#REF!","v":{"$error":"#REF!"}},null,null,null,null,null,null,null,null,null,null,null,null,null,null,null,null,null,null,null,null,"PUEBLO, CO",973,5413]
[null,null,null,null,null,null,null,null,null,null,null,null,null,21,179.3,{"$f":"+O97*#REF!","v":{"$error":"#REF!"}},{"$f":"+O97*#REF!","v":{"$error":"#REF!"}},null,null,null,null,null,null,null,null,null,null,null,null,null,null,null,null,null,null,null,null,"BRIDGEPORT, CT",724,5537]
[null,null,null,null,null,null,null,null,null,null,null,null,null,20,182.09,{"$f":"+O98*#REF!","v":{"$error":"#REF!"}},{"$f":"+O98*#REF!","v":{"$error":"#REF!"}},null,null,null,null,null,null,null,null,null,null,null,null,null,null,null,null,null,null,null,null,"HARTFORD, CT",677,6151]
[null,null,null,null,null,null,null,null,null,null,null,null,null,19,184.99,{"$f":"+O99*#REF!","v":{"$error":"#REF!"}},{"$f":"+O99*#REF!","v":{"$error":"#REF!"}},null,null,null,null,null,null,null,null,null,null,null,null,null,null,null,null,null,null,null,null,"WILMINGTON, DE",1046,4937]
[null,null,null,null,null,null,null,null,null,null,null,null,null,18,188.03,{"$f":"+O100*#REF!","v":{"$error":"#REF!"}},{"$f":"+O100*#REF!","v":{"$error":"#REF!"}},null,null,null,null,null,null,null,null,null,null,null,null,null,null,null,null,null,null,null,null,"WASHINGTON, DC",1549,4047]
[null,null,null,null,null,null,null,null,null,null,null,null,null,17,191.21,{"$f":"+O101*#REF!","v":{"$error":"#REF!"}},{"$f":"+O101*#REF!","v":{"$error":"#REF!"}},null,null,null,null,null,null,null,null,null,null,null,null,null,null,null,null,null,null,null,null,"DAYTONA BEACH, FL",2919,909]
[null,null,null,null,null,null,null,null,null,null,null,null,null,16,194.57,{"$f":"+O102*#REF!","v":{"$error":"#REF!"}},{"$f":"+O102*#REF!","v":{"$error":"#REF!"}},null,null,null,null,null,null,null,null,null,null,null,null,null,null,null,null,null,null,null,null,"FORT MYERS, FL",3855,418]
[null,null,null,null,null,null,null,null,null,null,null,null,null,15,198.12,{"$f":"+O103*#REF!","v":{"$error":"#REF!"}},{"$f":"+O103*#REF!","v":{"$error":"#REF!"}},null,null,null,null,null,null,null,null,null,null,null,null,null,null,null,null,null,null,null,null,"GAINESVILLE, FL",2609,1267]
[null,null,null,null,null,null,null,null,null,null,null,null,null,14,201.9,{"$f":"+O104*#REF!","v":{"$error":"#REF!"}},{"$f":"+O104*#REF!","v":{"$error":"#REF!"}},null,null,null,null,null,null,null,null,null,null,null,null,null,null,null,null,null,null,null,null,"JACKSONVILLE, FL",2551,1434]
[null,null,null,null,null,null,null,null,null,null,null,null,null,13,205.93,{"$f":"+O105*#REF!","v":{"$error":"#REF!"}},{"$f":"+O105*#REF!","v":{"$error":"#REF!"}},null,null,null,null,null,null,null,null,null,null,null,null,null,null,null,null,null,null,null,null,"KEY WEST, FL",4798,100]
[null,null,null,null,null,null,null,null,null,null,null,null,null,12,210.26,{"$f":"+O106*#REF!","v":{"$error":"#REF!"}},{"$f":"+O106*#REF!","v":{"$error":"#REF!"}},null,null,null,null,null,null,null,null,null,null,null,null,null,null,null,null,null,null,null,null,"MIAMI, FL",4198,200]
[null,null,null,null,null,null,null,null,null,null,null,null,null,11,214.94,{"$f":"+O107*#REF!","v":{"$error":"#REF!"}},{"$f":"+O107*#REF!","v":{"$error":"#REF!"}},null,null,null,null,null,null,null,null,null,null,null,null,null,null,null,null,null,null,null,null,"ORLANDO, FL",3381,686]
[null,null,null,null,null,null,null,null,null,null,null,null,null,10,220.06,{"$f":"+O108*#REF!","v":{"$error":"#REF!"}},{"$f":"+O108*#REF!","v":{"$error":"#REF!"}},null,null,null,null,null,null,null,null,null,null,null,null,null,null,null,null,null,null,null,null,"PENSACOLA, FL",2636,1617]
[null,null,null,null,null,null,null,null,null,null,null,null,null,9,225.7,{"$f":"+O109*#REF!","v":{"$error":"#REF!"}},{"$f":"+O109*#REF!","v":{"$error":"#REF!"}},null,null,null,null,null,null,null,null,null,null,null,null,null,null,null,null,null,null,null,null,"TALLAHASSEE, FL",2518,1705]
[null,null,null,null,null,null,null,null,null,null,null,null,null,8,232.02,{"$f":"+O110*#REF!","v":{"$error":"#REF!"}},{"$f":"+O110*#REF!","v":{"$error":"#REF!"}},null,null,null,null,null,null,null,null,null,null,null,null,null,null,null,null,null,null,null,null,"TAMPA, FL",3427,725]
[null,null,null,null,null,null,null,null,null,null,null,null,null,7,239.2,{"$f":"+O111*#REF!","v":{"$error":"#REF!"}},{"$f":"+O111*#REF!","v":{"$error":"#REF!"}},null,null,null,null,null,null,null,null,null,null,null,null,null,null,null,null,null,null,null,null,"WEST PALM BEACH, FL",3891,323]
[null,null,null,null,null,null,null,null,null,null,null,null,null,6,247.56,{"$f":"+O112*#REF!","v":{"$error":"#REF!"}},{"$f":"+O112*#REF!","v":{"$error":"#REF!"}},null,null,null,null,null,null,null,null,null,null,null,null,null,null,null,null,null,null,null,null,"ATLANTA, GA",1667,2991]
[null,null,null,null,null,null,null,null,null,null,null,null,null,5,257.62,{"$f":"+O113*#REF!","v":{"$error":"#REF!"}},{"$f":"+O113*#REF!","v":{"$error":"#REF!"}},null,null,null,null,null,null,null,null,null,null,null,null,null,null,null,null,null,null,null,null,"AUGUSTA, GA",1948,2565]
[null,null,null,null,null,null,null,null,null,null,null,null,null,4,270.33,{"$f":"+O114*#REF!","v":{"$error":"#REF!"}},{"$f":"+O114*#REF!","v":{"$error":"#REF!"}},null,null,null,null,null,null,null,null,null,null,null,null,null,null,null,null,null,null,null,null,"COLUMBUS, GA",2284,2261]
[null,null,null,null,null,null,null,null,null,null,null,null,null,3,287.83,{"$f":"+O115*#REF!","v":{"$error":"#REF!"}},{"$f":"+O115*#REF!","v":{"$error":"#REF!"}},null,null,null,null,null,null,null,null,null,null,null,null,null,null,null,null,null,null,null,null,"SAVANNAH, GA",2365,1847]
[null,null,null,null,null,null,null,null,null,null,null,null,null,2,316.81,{"$f":"+O116*#REF!","v":{"$error":"#REF!"}},{"$f":"+O116*#REF!","v":{"$error":"#REF!"}},null,null,null,null,null,null,null,null,null,null,null,null,null,null,null,null,null,null,null,null,"HILO, HI",3284,0]
[null,null,null,null,null,null,null,null,null,null,null,null,null,1,500,{"$f":"+O117*#REF!","v":{"$error":"#REF!"}},{"$f":"+O117*#REF!","v":{"$error":"#REF!"}},null,null,null,null,null,null,null,null,null,null,null,null,null,null,null,null,null,null,null,null,"HONOLULU, HI",4474,0]
[null,null,null,null,null,null,null,null,null,null,null,null,null,null,null,null,null,null,null,null,null,null,null,null,null,null,null,null,null,null,null,null,null,null,null,null,null,"BOISE, ID",754,5861]
[null,null,null,null,null,null,null,null,null,null,null,null,null,null,null,null,null,null,null,null,null,null,null,null,null,null,null,null,null,null,null,null,null,null,null,null,null,"LEWISTON, ID",814,5270]
[null,null,null,null,null,null,null,null,null,null,null,null,null,null,null,null,null,null,null,null,null,null,null,null,null,null,null,null,null,null,null,null,null,null,null,null,null,"POCATELLO, ID",421,7180]
[null,null,null,null,null,null,null,null,null,null,null,null,null,null,null,null,null,null,null,null,null,null,null,null,null,null,null,null,null,null,null,null,null,null,null,null,null,"CHICAGO, IL",752,6536]
[null,null,null,null,null,null,null,null,null,null,null,null,null,null,null,null,null,null,null,null,null,null,null,null,null,null,null,null,null,null,null,null,null,null,null,null,null,"MOLINE, IL",911,6474]
[null,null,null,null,null,null,null,null,null,null,null,null,null,null,null,null,null,null,null,null,null,null,null,null,null,null,null,null,null,null,null,null,null,null,null,null,null,"PEORIA, IL",982,6148]
[null,null,null,null,null,null,null,null,null,null,null,null,null,null,null,null,null,null,null,null,null,null,null,null,null,null,null,null,null,null,null,null,null,null,null,null,null,"ROCKFORD, IL",702,6969]
[null,null,null,null,null,null,null,null,null,null,null,null,null,null,null,null,null,null,null,null,null,null,null,null,null,null,null,null,null,null,null,null,null,null,null,null,null,"SPRINGFIELD, IL",1141,5688]
[null,null,null,null,null,null,null,null,null,null,null,null,null,null,null,null,null,null,null,null,null,null,null,null,null,null,null,null,null,null,null,null,null,null,null,null,null,"EVANSVILLE, IN",1376,4708]
[null,null,null,null,null,null,null,null,null,null,null,null,null,null,null,null,null,null,null,null,null,null,null,null,null,null,null,null,null,null,null,null,null,null,null,null,null,"FORT WAYNE, IN",824,6273]
[null,null,null,null,null,null,null,null,null,null,null,null,null,null,null,null,null,null,null,null,null,null,null,null,null,null,null,null,null,null,null,null,null,null,null,null,null,"INDIANAPOLIS, IN",1014,5615]
[null,null,null,null,null,null,null,null,null,null,null,null,null,null,null,null,null,null,null,null,null,null,null,null,null,null,null,null,null,null,null,null,null,null,null,null,null,"SOUTH BEND, IN",728,6331]
[null,null,null,null,null,null,null,null,null,null,null,null,null,null,null,null,null,null,null,null,null,null,null,null,null,null,null,null,null,null,null,null,null,null,null,null,null,"DES MOINES, IA",1036,6497]
[null,null,null,null,null,null,null,null,null,null,null,null,null,null,null,null,null,null,null,null,null,null,null,null,null,null,null,null,null,null,null,null,null,null,null,null,null,"DUBUQUE, IA",593,7327]
[null,null,null,null,null,null,null,null,null,null,null,null,null,null,null,null,null,null,null,null,null,null,null,null,null,null,null,null,null,null,null,null,null,null,null,null,null,"SIOUX CITY, IA",907,6893]
[null,null,null,null,null,null,null,null,null,null,null,null,null,null,null,null,null,null,null,null,null,null,null,null,null,null,null,null,null,null,null,null,null,null,null,null,null,"WATERLOO, IA",702,7406]
[null,null,null,null,null,null,null,null,null,null,null,null,null,null,null,null,null,null,null,null,null,null,null,null,null,null,null,null,null,null,null,null,null,null,null,null,null,"DODGE CITY, KS",1465,5001]
[null,null,null,null,null,null,null,null,null,null,null,null,null,null,null,null,null,null,null,null,null,null,null,null,null,null,null,null,null,null,null,null,null,null,null,null,null,"TOPEKA, KS",1304,5265]
[null,null,null,null,null,null,null,null,null,null,null,null,null,null,null,null,null,null,null,null,null,null,null,null,null,null,null,null,null,null,null,null,null,null,null,null,null,"WICHITA, KS",1628,4791]
[null,null,null,null,null,null,null,null,null,null,null,null,null,null,null,null,null,null,null,null,null,null,null,null,null,null,null,null,null,null,null,null,null,null,null,null,null,"LEXINGTON, KY",1140,4783]
[null,null,null,null,null,null,null,null,null,null,null,null,null,null,null,null,null,null,null,null,null,null,null,null,null,null,null,null,null,null,null,null,null,null,null,null,null,"LOUISVILLE, KY",1288,4514]
[null,null,null,null,null,null,null,null,null,null,null,null,null,null,null,null,null,null,null,null,null,null,null,null,null,null,null,null,null,null,null,null,null,null,null,null,null,"PADUCAH, KY",1475,4279]
[null,null,null,null,null,null,null,null,null,null,null,null,null,null,null,null,null,null,null,null,null,null,null,null,null,null,null,null,null,null,null,null,null,null,null,null,null,"BATON ROUGE, LA",2690,1669]
[null,null,null,null,null,null,null,null,null,null,null,null,null,null,null,null,null,null,null,null,null,null,null,null,null,null,null,null,null,null,null,null,null,null,null,null,null,"NEW ORLEANS, LA",2655,1513]
[null,null,null,null,null,null,null,null,null,null,null,null,null,null,null,null,null,null,null,null,null,null,null,null,null,null,null,null,null,null,null,null,null,null,null,null,null,"SHREVEPORT, LA",2368,2264]
[null,null,null,null,null,null,null,null,null,null,null,null,null,null,null,null,null,null,null,null,null,null,null,null,null,null,null,null,null,null,null,null,null,null,null,null,null,"CARIBOU, ME",131,9651]
[null,null,null,null,null,null,null,null,null,null,null,null,null,null,null,null,null,null,null,null,null,null,null,null,null,null,null,null,null,null,null,null,null,null,null,null,null,"PORTLAND, ME",268,7378]
[null,null,null,null,null,null,null,null,null,null,null,null,null,null,null,null,null,null,null,null,null,null,null,null,null,null,null,null,null,null,null,null,null,null,null,null,null,"BALTIMORE, MD",1137,4707]
[null,null,null,null,null,null,null,null,null,null,null,null,null,null,null,null,null,null,null,null,null,null,null,null,null,null,null,null,null,null,null,null,null,null,null,null,null,"BOSTON, MA",678,5641]
[null,null,null,null,null,null,null,null,null,null,null,null,null,null,null,null,null,null,null,null,null,null,null,null,null,null,null,null,null,null,null,null,null,null,null,null,null,"WORCESTER, MA",333,6979]
[null,null,null,null,null,null,null,null,null,null,null,null,null,null,null,null,null,null,null,null,null,null,null,null,null,null,null,null,null,null,null,null,null,null,null,null,null,"DETROIT, MI",626,6569]
[null,null,null,null,null,null,null,null,null,null,null,null,null,null,null,null,null,null,null,null,null,null,null,null,null,null,null,null,null,null,null,null,null,null,null,null,null,"FLINT, MI",483,6979]
[null,null,null,null,null,null,null,null,null,null,null,null,null,null,null,null,null,null,null,null,null,null,null,null,null,null,null,null,null,null,null,null,null,null,null,null,null,"GRAND RAPIDS, MI",534,6973]
[null,null,null,null,null,null,null,null,null,null,null,null,null,null,null,null,null,null,null,null,null,null,null,null,null,null,null,null,null,null,null,null,null,null,null,null,null,"LANSING, MI",490,7101]
[null,null,null,null,null,null,null,null,null,null,null,null,null,null,null,null,null,null,null,null,null,null,null,null,null,null,null,null,null,null,null,null,null,null,null,null,null,"MARQUETTE, MI",155,9567]
[null,null,null,null,null,null,null,null,null,null,null,null,null,null,null,null,null,null,null,null,null,null,null,null,null,null,null,null,null,null,null,null,null,null,null,null,null,"DULUTH, MN",180,9818]
[null,null,null,null,null,null,null,null,null,null,null,null,null,null,null,null,null,null,null,null,null,null,null,null,null,null,null,null,null,null,null,null,null,null,null,null,null,"INT'L FALLS, MN",249,10487]
[null,null,null,null,null,null,null,null,null,null,null,null,null,null,null,null,null,null,null,null,null,null,null,null,null,null,null,null,null,null,null,null,null,null,null,null,null,"MINNEAPOLIS, MN",682,7981]
[null,null,null,null,null,null,null,null,null,null,null,null,null,null,null,null,null,null,null,null,null,null,null,null,null,null,null,null,null,null,null,null,null,null,null,null,null,"ROCHESTER, MN",472,8250]
[null,null,null,null,null,null,null,null,null,null,null,null,null,null,null,null,null,null,null,null,null,null,null,null,null,null,null,null,null,null,null,null,null,null,null,null,null,"SAINT CLOUD, MN",415,8928]
[null,null,null,null,null,null,null,null,null,null,null,null,null,null,null,null,null,null,null,null,null,null,null,null,null,null,null,null,null,null,null,null,null,null,null,null,null,"JACKSON, MS",2215,2467]
[null,null,null,null,null,null,null,null,null,null,null,null,null,null,null,null,null,null,null,null,null,null,null,null,null,null,null,null,null,null,null,null,null,null,null,null,null,"MERIDIAN, MS",2138,2444]
[null,null,null,null,null,null,null,null,null,null,null,null,null,null,null,null,null,null,null,null,null,null,null,null,null,null,null,null,null,null,null,null,null,null,null,null,null,"TUPELO, MS",1908,3079]
[null,null,null,null,null,null,null,null,null,null,null,null,null,null,null,null,null,null,null,null,null,null,null,null,null,null,null,null,null,null,null,null,null,null,null,null,null,"COLUMBIA, MO",1189,5212]
[null,null,null,null,null,null,null,null,null,null,null,null,null,null,null,null,null,null,null,null,null,null,null,null,null,null,null,null,null,null,null,null,null,null,null,null,null,"KANSAS CITY, MO",1288,5393]
[null,null,null,null,null,null,null,null,null,null,null,null,null,null,null,null,null,null,null,null,null,null,null,null,null,null,null,null,null,null,null,null,null,null,null,null,null,"ST. LOUIS, MO",1534,4758]
[null,null,null,null,null,null,null,null,null,null,null,null,null,null,null,null,null,null,null,null,null,null,null,null,null,null,null,null,null,null,null,null,null,null,null,null,null,"SPRINGFIELD, MO",1320,4638]
[null,null,null,null,null,null,null,null,null,null,null,null,null,null,null,null,null,null,null,null,null,null,null,null,null,null,null,null,null,null,null,null,null,null,null,null,null,"BILLINGS, MT",652,7164]
[null,null,null,null,null,null,null,null,null,null,null,null,null,null,null,null,null,null,null,null,null,null,null,null,null,null,null,null,null,null,null,null,null,null,null,null,null,"GREAT FALLS, MT",388,7741]
[null,null,null,null,null,null,null,null,null,null,null,null,null,null,null,null,null,null,null,null,null,null,null,null,null,null,null,null,null,null,null,null,null,null,null,null,null,"HELENA, MT",386,8031]
[null,null,null,null,null,null,null,null,null,null,null,null,null,null,null,null,null,null,null,null,null,null,null,null,null,null,null,null,null,null,null,null,null,null,null,null,null,"MISSOULA, MT",280,7792]
[null,null,null,null,null,null,null,null,null,null,null,null,null,null,null,null,null,null,null,null,null,null,null,null,null,null,null,null,null,null,null,null,null,null,null,null,null,"LINCOLN, NE",1134,6278]
[null,null,null,null,null,null,null,null,null,null,null,null,null,null,null,null,null,null,null,null,null,null,null,null,null,null,null,null,null,null,null,null,null,null,null,null,null,"NORTH PLATTE, NE",713,6859]
[null,null,null,null,null,null,null,null,null,null,null,null,null,null,null,null,null,null,null,null,null,null,null,null,null,null,null,null,null,null,null,null,null,null,null,null,null,"OMAHA, NE",1072,6300]
[null,null,null,null,null,null,null,null,null,null,null,null,null,null,null,null,null,null,null,null,null,null,null,null,null,null,null,null,null,null,null,null,null,null,null,null,null,"LAS VEGAS, NV",3201,2407]
[null,null,null,null,null,null,null,null,null,null,null,null,null,null,null,null,null,null,null,null,null,null,null,null,null,null,null,null,null,null,null,null,null,null,null,null,null,"RENO, NV",508,5674]
[null,null,null,null,null,null,null,null,null,null,null,null,null,null,null,null,null,null,null,null,null,null,null,null,null,null,null,null,null,null,null,null,null,null,null,null,null,"CONCORD, NH",328,7554]
[null,null,null,null,null,null,null,null,null,null,null,null,null,null,null,null,null,null,null,null,null,null,null,null,null,null,null,null,null,null,null,null,null,null,null,null,null,"ATLANTIC CITY, NJ",826,5169]
[null,null,null,null,null,null,null,null,null,null,null,null,null,null,null,null,null,null,null,null,null,null,null,null,null,null,null,null,null,null,null,null,null,null,null,null,null,"NEWARK, NJ",1201,4888]
[null,null,null,null,null,null,null,null,null,null,null,null,null,null,null,null,null,null,null,null,null,null,null,null,null,null,null,null,null,null,null,null,null,null,null,null,null,"ALBUQUERQUE, NM",1244,4425]
[null,null,null,null,null,null,null,null,null,null,null,null,null,null,null,null,null,null,null,null,null,null,null,null,null,null,null,null,null,null,null,null,null,null,null,null,null,"CLAYTON, NM",772,5064]
[null,null,null,null,null,null,null,null,null,null,null,null,null,null,null,null,null,null,null,null,null,null,null,null,null,null,null,null,null,null,null,null,null,null,null,null,null,"ROSWELL, NM",1776,3267]
[null,null,null,null,null,null,null,null,null,null,null,null,null,null,null,null,null,null,null,null,null,null,null,null,null,null,null,null,null,null,null,null,null,null,null,null,null,"ALBANY, NY",507,6894]
[null,null,null,null,null,null,null,null,null,null,null,null,null,null,null,null,null,null,null,null,null,null,null,null,null,null,null,null,null,null,null,null,null,null,null,null,null,"BINGHAMTON, NY",337,7273]
[null,null,null,null,null,null,null,null,null,null,null,null,null,null,null,null,null,null,null,null,null,null,null,null,null,null,null,null,null,null,null,null,null,null,null,null,null,"BUFFALO, NY",477,6747]
[null,null,null,null,null,null,null,null,null,null,null,null,null,null,null,null,null,null,null,null,null,null,null,null,null,null,null,null,null,null,null,null,null,null,null,null,null,"ISLIP, NY",706,5647]
[null,null,null,null,null,null,null,null,null,null,null,null,null,null,null,null,null,null,null,null,null,null,null,null,null,null,null,null,null,null,null,null,null,null,null,null,null,"NEW YORK, NY",1052,4910]
[null,null,null,null,null,null,null,null,null,null,null,null,null,null,null,null,null,null,null,null,null,null,null,null,null,null,null,null,null,null,null,null,null,null,null,null,null,"ROCHESTER, NY",425,6734]
[null,null,null,null,null,null,null,null,null,null,null,null,null,null,null,null,null,null,null,null,null,null,null,null,null,null,null,null,null,null,null,null,null,null,null,null,null,"SYRACUSE, NY",438,6834]
[null,null,null,null,null,null,null,null,null,null,null,null,null,null,null,null,null,null,null,null,null,null,null,null,null,null,null,null,null,null,null,null,null,null,null,null,null,"ASHEVILLE, NC",787,4308]
[null,null,null,null,null,null,null,null,null,null,null,null,null,null,null,null,null,null,null,null,null,null,null,null,null,null,null,null,null,null,null,null,null,null,null,null,null,"CAPE HATTERAS, NC",1638,2698]
[null,null,null,null,null,null,null,null,null,null,null,null,null,null,null,null,null,null,null,null,null,null,null,null,null,null,null,null,null,null,null,null,null,null,null,null,null,"CHARLOTTE, NC",1582,3341]
[null,null,null,null,null,null,null,null,null,null,null,null,null,null,null,null,null,null,null,null,null,null,null,null,null,null,null,null,null,null,null,null,null,null,null,null,null,"GREENSBORO, NC",1253,3865]
[null,null,null,null,null,null,null,null,null,null,null,null,null,null,null,null,null,null,null,null,null,null,null,null,null,null,null,null,null,null,null,null,null,null,null,null,null,"RALEIGH, NC",1417,3457]
[null,null,null,null,null,null,null,null,null,null,null,null,null,null,null,null,null,null,null,null,null,null,null,null,null,null,null,null,null,null,null,null,null,null,null,null,null,"WILMINGTON, NC",1926,2470]
[null,null,null,null,null,null,null,null,null,null,null,null,null,null,null,null,null,null,null,null,null,null,null,null,null,null,null,null,null,null,null,null,null,null,null,null,null,"BISMARCK, ND",488,8968]
[null,null,null,null,null,null,null,null,null,null,null,null,null,null,null,null,null,null,null,null,null,null,null,null,null,null,null,null,null,null,null,null,null,null,null,null,null,"FARGO, ND",537,9254]
[null,null,null,null,null,null,null,null,null,null,null,null,null,null,null,null,null,null,null,null,null,null,null,null,null,null,null,null,null,null,null,null,null,null,null,null,null,"AKRON, OH",625,6160]
[null,null,null,null,null,null,null,null,null,null,null,null,null,null,null,null,null,null,null,null,null,null,null,null,null,null,null,null,null,null,null,null,null,null,null,null,null,"CINCINNATI, OH",996,5248]
[null,null,null,null,null,null,null,null,null,null,null,null,null,null,null,null,null,null,null,null,null,null,null,null,null,null,null,null,null,null,null,null,null,null,null,null,null,"CLEVELAND, OH",621,6201]
[null,null,null,null,null,null,null,null,null,null,null,null,null,null,null,null,null,null,null,null,null,null,null,null,null,null,null,null,null,null,null,null,null,null,null,null,null,"COLUMBUS, OH",797,5708]
[null,null,null,null,null,null,null,null,null,null,null,null,null,null,null,null,null,null,null,null,null,null,null,null,null,null,null,null,null,null,null,null,null,null,null,null,null,"DAYTON, OH",886,5708]
[null,null,null,null,null,null,null,null,null,null,null,null,null,null,null,null,null,null,null,null,null,null,null,null,null,null,null,null,null,null,null,null,null,null,null,null,null,"TOLEDO, OH",610,6579]
[null,null,null,null,null,null,null,null,null,null,null,null,null,null,null,null,null,null,null,null,null,null,null,null,null,null,null,null,null,null,null,null,null,null,null,null,null,"YOUNGSTOWN, OH",497,6544]
[null,null,null,null,null,null,null,null,null,null,null,null,null,null,null,null,null,null,null,null,null,null,null,null,null,null,null,null,null,null,null,null,null,null,null,null,null,"OKLAHOMA CITY, OK",1859,3659]
[null,null,null,null,null,null,null,null,null,null,null,null,null,null,null,null,null,null,null,null,null,null,null,null,null,null,null,null,null,null,null,null,null,null,null,null,null,"TULSA, OK",2017,3691]
[null,null,null,null,null,null,null,null,null,null,null,null,null,null,null,null,null,null,null,null,null,null,null,null,null,null,null,null,null,null,null,null,null,null,null,null,null,"PORTLAND, OR",371,4522]
[null,null,null,null,null,null,null,null,null,null,null,null,null,null,null,null,null,null,null,null,null,null,null,null,null,null,null,null,null,null,null,null,null,null,null,null,null,"SALEM, OR",247,4927]
[null,null,null,null,null,null,null,null,null,null,null,null,null,null,null,null,null,null,null,null,null,null,null,null,null,null,null,null,null,null,null,null,null,null,null,null,null,"GUAM, PC",5034,0]
[null,null,null,null,null,null,null,null,null,null,null,null,null,null,null,null,null,null,null,null,null,null,null,null,null,null,null,null,null,null,null,null,null,null,null,null,null,"ALLENTOWN, PA",773,5785]
[null,null,null,null,null,null,null,null,null,null,null,null,null,null,null,null,null,null,null,null,null,null,null,null,null,null,null,null,null,null,null,null,null,null,null,null,null,"ERIE, PA",550,6279]
[null,null,null,null,null,null,null,null,null,null,null,null,null,null,null,null,null,null,null,null,null,null,null,null,null,null,null,null,null,null,null,null,null,null,null,null,null,"HARRISBURG, PA",962,5347]
[null,null,null,null,null,null,null,null,null,null,null,null,null,null,null,null,null,null,null,null,null,null,null,null,null,null,null,null,null,null,null,null,null,null,null,null,null,"PHILADELPHIA, PA",1101,4954]
[null,null,null,null,null,null,null,null,null,null,null,null,null,null,null,null,null,null,null,null,null,null,null,null,null,null,null,null,null,null,null,null,null,null,null,null,null,"PITTSBURGH, PA",654,5968]
[null,null,null,null,null,null,null,null,null,null,null,null,null,null,null,null,null,null,null,null,null,null,null,null,null,null,null,null,null,null,null,null,null,null,null,null,null,"WILLIAMSPORT, PA",622,6087]
[null,null,null,null,null,null,null,null,null,null,null,null,null,null,null,null,null,null,null,null,null,null,null,null,null,null,null,null,null,null,null,null,null,null,null,null,null,"PROVIDENCE, RI",606,5884]
[null,null,null,null,null,null,null,null,null,null,null,null,null,null,null,null,null,null,null,null,null,null,null,null,null,null,null,null,null,null,null,null,null,null,null,null,null,"CHARLESTON, SC",2266,2013]
[null,null,null,null,null,null,null,null,null,null,null,null,null,null,null,null,null,null,null,null,null,null,null,null,null,null,null,null,null,null,null,null,null,null,null,null,null,"COLUMBIA, SC",1966,2649]
[null,null,null,null,null,null,null,null,null,null,null,null,null,null,null,null,null,null,null,null,null,null,null,null,null,null,null,null,null,null,null,null,null,null,null,null,null,"GREENVILLE, SC",1473,3272]
[null,null,null,null,null,null,null,null,null,null,null,null,null,null,null,null,null,null,null,null,null,null,null,null,null,null,null,null,null,null,null,null,null,null,null,null,null,"RAPID CITY, SD",611,7301]
[null,null,null,null,null,null,null,null,null,null,null,null,null,null,null,null,null,null,null,null,null,null,null,null,null,null,null,null,null,null,null,null,null,null,null,null,null,"SIOUX FALLS, SD",744,7809]
[null,null,null,null,null,null,null,null,null,null,null,null,null,null,null,null,null,null,null,null,null,null,null,null,null,null,null,null,null,null,null,null,null,null,null,null,null,"CHATTANOOGA, TN",1544,3587]
[null,null,null,null,null,null,null,null,null,null,null,null,null,null,null,null,null,null,null,null,null,null,null,null,null,null,null,null,null,null,null,null,null,null,null,null,null,"KNOXVILLE, TN",1266,3937]
[null,null,null,null,null,null,null,null,null,null,null,null,null,null,null,null,null,null,null,null,null,null,null,null,null,null,null,null,null,null,null,null,null,null,null,null,null,"MEMPHIS, TN",2118,3082]
[null,null,null,null,null,null,null,null,null,null,null,null,null,null,null,null,null,null,null,null,null,null,null,null,null,null,null,null,null,null,null,null,null,null,null,null,null,"NASHVILLE, TN",1616,3729]
[null,null,null,null,null,null,null,null,null,null,null,null,null,null,null,null,null,null,null,null,null,null,null,null,null,null,null,null,null,null,null,null,null,null,null,null,null,"ABILENE, TX",2451,2584]
[null,null,null,null,null,null,null,null,null,null,null,null,null,null,null,null,null,null,null,null,null,null,null,null,null,null,null,null,null,null,null,null,null,null,null,null,null,"AMARILLO, TX",1354,4258]
[null,null,null,null,null,null,null,null,null,null,null,null,null,null,null,null,null,null,null,null,null,null,null,null,null,null,null,null,null,null,null,null,null,null,null,null,null,"AUSTIN, TX",3016,1688]
[null,null,null,null,null,null,null,null,null,null,null,null,null,null,null,null,null,null,null,null,null,null,null,null,null,null,null,null,null,null,null,null,null,null,null,null,null,"BROWNSVILLE, TX",3888,635]
[null,null,null,null,null,null,null,null,null,null,null,null,null,null,null,null,null,null,null,null,null,null,null,null,null,null,null,null,null,null,null,null,null,null,null,null,null,"CORPUS CHRISTI, TX",3439,1016]
[null,null,null,null,null,null,null,null,null,null,null,null,null,null,null,null,null,null,null,null,null,null,null,null,null,null,null,null,null,null,null,null,null,null,null,null,null,"DALLAS-FT WORTH, TX",2603,2407]
[null,null,null,null,null,null,null,null,null,null,null,null,null,null,null,null,null,null,null,null,null,null,null,null,null,null,null,null,null,null,null,null,null,null,null,null,null,"EL PASO, TX",2094,2708]
[null,null,null,null,null,null,null,null,null,null,null,null,null,null,null,null,null,null,null,null,null,null,null,null,null,null,null,null,null,null,null,null,null,null,null,null,null,"GALVESTON, TX",2994,1263]
[null,null,null,null,null,null,null,null,null,null,null,null,null,null,null,null,null,null,null,null,null,null,null,null,null,null,null,null,null,null,null,null,null,null,null,null,null,"HOUSTON, TX",2700,1599]
[null,null,null,null,null,null,null,null,null,null,null,null,null,null,null,null,null,null,null,null,null,null,null,null,null,null,null,null,null,null,null,null,null,null,null,null,null,"LUBBOCK, TX",1689,3431]
[null,null,null,null,null,null,null,null,null,null,null,null,null,null,null,null,null,null,null,null,null,null,null,null,null,null,null,null,null,null,null,null,null,null,null,null,null,"SAN ANTONIO, TX",2996,1644]
[null,null,null,null,null,null,null,null,null,null,null,null,null,null,null,null,null,null,null,null,null,null,null,null,null,null,null,null,null,null,null,null,null,null,null,null,null,"WACO, TX",2816,2179]
[null,null,null,null,null,null,null,null,null,null,null,null,null,null,null,null,null,null,null,null,null,null,null,null,null,null,null,null,null,null,null,null,null,null,null,null,null,"WICHITA FALLS, TX",2340,3042]
[null,null,null,null,null,null,null,null,null,null,null,null,null,null,null,null,null,null,null,null,null,null,null,null,null,null,null,null,null,null,null,null,null,null,null,null,null,"SALT LAKE CITY, UT",1047,5765]
[null,null,null,null,null,null,null,null,null,null,null,null,null,null,null,null,null,null,null,null,null,null,null,null,null,null,null,null,null,null,null,null,null,null,null,null,null,"BURLINGTON, VT",388,7771]
[null,null,null,null,null,null,null,null,null,null,null,null,null,null,null,null,null,null,null,null,null,null,null,null,null,null,null,null,null,null,null,null,null,null,null,null,null,"WASH.-DULLES, VA",973,5006]
[null,null,null,null,null,null,null,null,null,null,null,null,null,null,null,null,null,null,null,null,null,null,null,null,null,null,null,null,null,null,null,null,null,null,null,null,null,"LYNCHBURG, VA",1048,4340]
[null,null,null,null,null,null,null,null,null,null,null,null,null,null,null,null,null,null,null,null,null,null,null,null,null,null,null,null,null,null,null,null,null,null,null,null,null,"NORFOLK, VA",1422,3495]
[null,null,null,null,null,null,null,null,null,null,null,null,null,null,null,null,null,null,null,null,null,null,null,null,null,null,null,null,null,null,null,null,null,null,null,null,null,"RICHMOND, VA",1348,3963]
[null,null,null,null,null,null,null,null,null,null,null,null,null,null,null,null,null,null,null,null,null,null,null,null,null,null,null,null,null,null,null,null,null,null,null,null,null,"ROANOKE, VA",1052,4360]
[null,null,null,null,null,null,null,null,null,null,null,null,null,null,null,null,null,null,null,null,null,null,null,null,null,null,null,null,null,null,null,null,null,null,null,null,null,"OLYMPIA, WA",101,5655]
[null,null,null,null,null,null,null,null,null,null,null,null,null,null,null,null,null,null,null,null,null,null,null,null,null,null,null,null,null,null,null,null,null,null,null,null,null,"SEATTLE,  WA",190,4908]
[null,null,null,null,null,null,null,null,null,null,null,null,null,null,null,null,null,null,null,null,null,null,null,null,null,null,null,null,null,null,null,null,null,null,null,null,null,"SPOKANE, WA",398,6842]
[null,null,null,null,null,null,null,null,null,null,null,null,null,null,null,null,null,null,null,null,null,null,null,null,null,null,null,null,null,null,null,null,null,null,null,null,null,"YAKIMA, WA",458,5967]
[null,null,null,null,null,null,null,null,null,null,null,null,null,null,null,null,null,null,null,null,null,null,null,null,null,null,null,null,null,null,null,null,null,null,null,null,null,"SAN JUAN, PR",5558,0]
[null,null,null,null,null,null,null,null,null,null,null,null,null,null,null,null,null,null,null,null,null,null,null,null,null,null,null,null,null,null,null,null,null,null,null,null,null,"CHARLESTON, WV",1031,4646]
[null,null,null,null,null,null,null,null,null,null,null,null,null,null,null,null,null,null,null,null,null,null,null,null,null,null,null,null,null,null,null,null,null,null,null,null,null,"HUNTINGTON, WV",1005,4665]
[null,null,null,null,null,null,null,null,null,null,null,null,null,null,null,null,null,null,null,null,null,null,null,null,null,null,null,null,null,null,null,null,null,null,null,null,null,"GREEN BAY, WI",381,8089]
[null,null,null,null,null,null,null,null,null,null,null,null,null,null,null,null,null,null,null,null,null,null,null,null,null,null,null,null,null,null,null,null,null,null,null,null,null,"LA CROSSE, WI",692,7491]
[null,null,null,null,null,null,null,null,null,null,null,null,null,null,null,null,null,null,null,null,null,null,null,null,null,null,null,null,null,null,null,null,null,null,null,null,null,"MADISON, WI",485,7673]
[null,null,null,null,null,null,null,null,null,null,null,null,null,null,null,null,null,null,null,null,null,null,null,null,null,null,null,null,null,null,null,null,null,null,null,null,null,"MILWAUKEE, WI",479,7324]
[null,null,null,null,null,null,null,null,null,null,null,null,null,null,null,null,null,null,null,null,null,null,null,null,null,null,null,null,null,null,null,null,null,null,null,null,null,"CASPER, WY",445,7682]
[null,null,null,null,null,null,null,null,null,null,null,null,null,null,null,null,null,null,null,null,null,null,null,null,null,null,null,null,null,null,null,null,null,null,null,null,null,"CHEYENNE, WY",285,7326]
[null,null,null,null,null,null,null,null,null,null,null,null,null,null,null,null,null,null,null,null,null,null,null,null,null,null,null,null,null,null,null,null,null,null,null,null,null,"SHERIDAN, WY",439,7804]
[null,null,null,null,null,null,null,null,null,null,null,null,null,null,null,null,null,null,null,null,null,null,null,null,null,null,null,null,null,null,null,null,null,null,null,null,null,"<none>"]

{"sheet":"Help","index":59,"n_rows":19,"n_cols":14,"rows_kept":19,"cut":false,"hidden":true,"merged":[[0,1,0,11],[2,2,2,13],[4,2,4,13],[10,2,10,13],[18,2,18,13],[9,2,9,13],[6,2,6,13],[8,2,8,13],[11,2,11,13],[12,2,12,13],[16,2,16,13],[15,2,15,13],[13,2,13,13],[14,2,14,13]]}
[null,"Help File",null,null,null,null,null,null,null,null,null,null,null,{"$f":"#REF!","v":{"$error":"#REF!"}}]
[]
["Return","5-Digit Zip Code","Enter the 5-digit zip code of the building.  If you are unsure, please use the Zip Code Locator via the \"Not Sure?\" button immediately to the right of the data entry field.  The Zip Code Locator provides a zip code corresponding to the location you choose not necessarily the exact zip code your building is located."]
[]
["Return","Mapping Location","Based on the 5-digit zip code entered, the Design Assistant finds the closest corresponding city or town.  Climate data, cooling degree-day (CDD) and heating degree-day (HDD), of the mapping location is used by the Design Assistant in various results calculations."]
[]
["Return","Entire Building Gross Floor Area (sqft)","Enter in the gross floor area, in square feet, of each space use, i.e., residential (total floor area of all residential units in building), common (combined floor area of cooridors, recreation areas, lobbies, elevator shafts, etc.), commercial (combined floor area of office, retail, food sales, etc.), garage (total floor area of enclosed/underground garages [ventilated] and open/above ground stairways, garages [unventilated] reported separately).  For garages, estimate floor area (sqft) at 250 sqft per parking space if unmeasured).  For open parking lots, if unmeasured, estimate floor area (sqft) at  300 sqft per parking space, e.g., 100 spaces =100 X 300 sqft = 30,000 sqft, or 40,000 sqft per acre)."]
[]
["Return","Number of Family Units","The number of apartments or individual living units in the building."]
[]
["Return","Percent of Units with Laundry Hookups","Percentage of units in the building that have in-unit laundry hookups."]
[]
["Return","Percent of Gross Floor Area Heated","The percent of the builidng gross floor area (see definition under \"Entire Building Gross Floor Area\"  above) that is heated by mechanical heating systems (furnaces, boilers, heat pumps, resistive heat, district systems, etc.)"]
[]
["Return","Percent of Gross Floor Area Cooled","The percent of the builidng gross floor area (see definition under \"Entire Building Gross Floor Area\"  above) that is cooled by mechanical cooling systems (air conditioners, heat pumps, central cooling systems, district systems, etc.)"]
[]
["Return","Score","The score identifies where your building ranks among all HUD 5-plus unit multi-family residential buildings nationwide.  A score of 50 denotes performance at the 50th percentile (the mid-point).  A score of 75 denotes performance at the top 25th percentile.  A score of 25 or below falls in the lowest quartile where buildings are in the most need of energy-related improvements."]
[]
["Return","NA","The total site energy use of a building is highly dependent on the mix of fuels used in the building.  Since fuel mix is unknown for the \"average\" building, total site energy use cannot be estimated with reasonable confidence."]

{"sheet":"Locator Map","index":60,"n_rows":910,"n_cols":15,"rows_kept":910,"cut":false,"hidden":true,"merged":[[0,8,0,11],[0,12,0,14],[909,1,909,4],[909,8,909,11],[909,12,909,14]]}
[null,"actual","actual",null,"actual",null,null,null,"climate mapped",null,null,null,"weather normalization mapped"]
[null,"zip_code","zip_state",null,"zip_city",null,null,null,"city state","state","CDD","HDD","city","state","file name"]
[]
["User",{"$f":"LOOKUP('Zip Code Finder'!C12,H6:H906,B6:B906)","v":"122"},null,null,null,null,null,{"$f":"LOOKUP('Zip Code Finder'!C12,H6:H906)","v":"Albany, NY"}]
[]
[null,"574","\"South_Dakota\"","SD","\"Aberdeen\"",{"$f":"LEN(E6)","v":10},{"$f":"MID(E6,2,F6-2)","v":"Aberdeen"},{"$f":"CONCATENATE(G6,\", \",+D6)","v":"Aberdeen, SD"},"ABERDEEN    SD","SD",633,8446,"Fargo","ND","NDFARGO.txt"]
[null,"795","\"Texas\"","TX","\"Abilene\"",9,"Abilene","Abilene, TX","ABILENE    TX","TX",2451,2584,"Abilene","TX","TXABILEN.txt"]
[null,"796","\"Texas\"","TX","\"Abilene\"",9,"Abilene","Abilene, TX","ABILENE    TX","TX",2451,2584,"Abilene","TX","TXABILEN.txt"]
[null,"036","\"New_Hampshire\"","NH","\"Acworth\"",9,"Acworth","Acworth, NH","CONCORD    NH","NH",328,7554,"Concord","NH","NHCONCOR.txt"]
[null,"790","\"Texas\"","TX","\"Adrian\"",8,"Adrian","Adrian, TX","AMARILLO    TX","TX",1354,4258,"Amarillo","TX","TXAMARIL.txt"]
[null,"298","\"South_Carolina\"","SC","\"Aiken\"",7,"Aiken","Aiken, SC","COLUMBIA    SC","SC",1966,2649,"Columbia","SC","SCCOLMBA.txt"]
[null,"714","\"Louisiana\"","LA","\"Aimwell\"",9,"Aimwell","Aimwell, LA","SHREVEPORT    LA","LA",2368,2264,"Shreveport","LA","LASHREVE.txt"]
[null,"442","\"Ohio\"","OH","\"Akron\"",7,"Akron","Akron, OH","AKRON    OH","OH",625,6160,"Akron Canton","OH","OHAKRON.txt"]
[null,"443","\"Ohio\"","OH","\"Akron\"",7,"Akron","Akron, OH","AKRON    OH","OH",625,6160,"Akron Canton","OH","OHAKRON.txt"]
[null,"811","\"Colorado\"","CO","\"Alamosa\"",9,"Alamosa","Alamosa, CO","ALAMOSA    CO","CO",62,8749,"Colorado Springs","CO","COCOSPGS.txt"]
[null,"317","\"Georgia\"","GA","\"Albany\"",8,"Albany","Albany, GA","COLUMBUS    GA","GA",2284,2261,"Columbus","GA","GACOLMBS.txt"]
[null,"120","\"New_York\"","NY","\"Albany\"",8,"Albany","Albany, NY","ALBANY    NY","NY",507,6894,"Albany","NY","NYALBANY.txt"]
[null,"121","\"New_York\"","NY","\"Albany\"",8,"Albany","Albany, NY","ALBANY    NY","NY",507,6894,"Albany","NY","NYALBANY.txt"]
[null,"122","\"New_York\"","NY","\"Albany\"",8,"Albany","Albany, NY","ALBANY    NY","NY",507,6894,"Albany","NY","NYALBANY.txt"]
[null,"871","\"New_Mexico\"","NM","\"Albuquerque\"",13,"Albuquerque","Albuquerque, NM","ALBUQUERQUE    NM","NM",1244,4425,"Albuquerque","NM","NMALBUQU.txt"]
[null,"872","\"New_Mexico\"","NM","\"Albuquerque\"",13,"Albuquerque","Albuquerque, NM","ALBUQUERQUE    NM","NM",1244,4425,"Albuquerque","NM","NMALBUQU.txt"]
[null,"713","\"Louisiana\"","LA","\"Alexandria\"",12,"Alexandria","Alexandria, LA","SHREVEPORT    LA","LA",2368,2264,"Shreveport","LA","LASHREVE.txt"]
[null,"223","\"Virginia\"","VA","\"Alexandria\"",12,"Alexandria","Alexandria, VA","WASHINGTON NAT'L AP DC","DC",1549,4047,"Washington","MD","MDWASHDC.txt"]
[null,"918","\"California\"","CA","\"Alhambra\"",10,"Alhambra","Alhambra, CA","LOS ANGELES C.O.    CA","CA",1537,1154,"Los Angeles","CA","CALOSANG.txt"]
[null,"181","\"Pennsylvania\"","PA","\"Allentown\"",11,"Allentown","Allentown, PA","ALLENTOWN    PA","PA",773,5785,"Allentown","PA","PAALLENT.txt"]
[null,"693","\"Nebraska\"","NE","\"Alliance\"",10,"Alliance","Alliance, NE","RAPID CITY    SD","SD",611,7301,"Rapid City","SD","SDRAPCTY.txt"]
[null,"166","\"Pennsylvania\"","PA","\"Altoona\"",9,"Altoona","Altoona, PA","PITTSBURGH    PA","PA",654,5968,"Pittsburgh","PA","PAPITTSB.txt"]
[null,"791","\"Texas\"","TX","\"Amarillo\"",10,"Amarillo","Amarillo, TX","AMARILLO    TX","TX",1354,4258,"Amarillo","TX","TXAMARIL.txt"]
[null,"928","\"California\"","CA","\"Anaheim\"",9,"Anaheim","Anaheim, CA","LONG BEACH    CA","CA",1201,1430,"Los Angeles","CA","CALOSANG.txt"]
[null,"995","\"Alaska\"","AK","\"Anchorage\"",11,"Anchorage","Anchorage, AK","ANCHORAGE    AK","AK",0,10570,"Anchorage","AK","AKANCHOR.txt"]
[null,"996","\"Alaska\"","AK","\"Anchorage\"",11,"Anchorage","Anchorage, AK","ANCHORAGE    AK","AK",0,10570,"Anchorage","AK","AKANCHOR.txt"]
[null,"289","\"North_Carolina\"","NC","\"Andrews\"",9,"Andrews","Andrews, NC","KNOXVILLE    TN","TN",1266,3937,"Knoxville","TN","TNKNOXVI.txt"]
[null,"481","\"Michigan\"","MI","\"Ann Arbor\"",11,"Ann Arbor","Ann Arbor, MI","DETROIT    MI","MI",626,6569,"Detroit","MI","MIDETROI.txt"]
[null,"214","\"Maryland\"","MD","\"Annapolis\"",11,"Annapolis","Annapolis, MD","BALTIMORE    MD","MD",1137,4707,"Baltimore","MD","MDBALTIM.txt"]
[null,"362","\"Alabama\"","AL","\"Anniston\"",10,"Anniston","Anniston, AL","BIRMINGHAM AP    AL","AL",1797,2918,"Birmingham","AL","ALBIRMIN.txt "]
[null,"734","\"Oklahoma\"","OK","\"Ardmore\"",9,"Ardmore","Ardmore, OK","DALLAS-FORT WORTH    TX","TX",2603,2407,"Dallas Ft Worth","TX","TXDALLAS.txt"]
[null,"222","\"Virginia\"","VA","\"Arlington\"",11,"Arlington","Arlington, VA","WASHINGTON NAT'L AP DC","DC",1549,4047,"Washington","MD","MDWASHDC.txt"]
[null,"287","\"North_Carolina\"","NC","\"Asheville\"",11,"Asheville","Asheville, NC","BRISTOL-JHNSN CTY-KNGSPRT    TN","TN",972,4406,"Asheville","NC","NCASHEVI.txt"]
[null,"288","\"North_Carolina\"","NC","\"Asheville\"",11,"Asheville","Asheville, NC","ASHEVILLE    NC","NC",787,4308,"Asheville","NC","NCASHEVI.txt"]
[null,"411","\"Kentucky\"","KY","\"Ashland\"",9,"Ashland","Ashland, KY","LEXINGTON    KY","KY",1140,4783,"Lexington","KY","KYLEXING.txt"]
[null,"412","\"Kentucky\"","KY","\"Ashland\"",9,"Ashland","Ashland, KY","HUNTINGTON    WV","WV",1005,4665,"Charleston","WV","WVCHARLE.txt"]
[null,"306","\"Georgia\"","GA","\"Athens\"",8,"Athens","Athens, GA","ATHENS    GA","GA",1709,2893,"Atlanta","GA","GAATLANT.txt"]
[null,"457","\"Ohio\"","OH","\"Athens\"",8,"Athens","Athens, OH","COLUMBUS    OH","OH",797,5708,"Columbus","OH","OHCOLMBS.txt"]
[null,"300","\"Georgia\"","GA","\"Atlanta\"",9,"Atlanta","Atlanta, GA","ATLANTA    GA","GA",1667,2991,"Atlanta","GA","GAATLANT.txt"]
[null,"301","\"Georgia\"","GA","\"Atlanta\"",9,"Atlanta","Atlanta, GA","ATLANTA    GA","GA",1667,2991,"Atlanta","GA","GAATLANT.txt"]
[null,"302","\"Georgia\"","GA","\"Atlanta\"",9,"Atlanta","Atlanta, GA","ATLANTA    GA","GA",1667,2991,"Atlanta","GA","GAATLANT.txt"]
[null,"303","\"Georgia\"","GA","\"Atlanta\"",9,"Atlanta","Atlanta, GA","ATLANTA    GA","GA",1667,2991,"Atlanta","GA","GAATLANT.txt"]
[null,"084","\"New_Jersey\"","NJ","\"Atlantic City\"",15,"Atlantic City","Atlantic City, NJ","ATLANTIC CITY AP    NJ","NJ",826,5169,"Atlantic City","NJ","NJATLCTY.txt"]
[null,"042","\"Maine\"","ME","\"Auburn\"",8,"Auburn","Auburn, ME","PORTLAND    ME","ME",268,7378,"Portland","ME","MEPORTLA.txt"]
[null,"308","\"Georgia\"","GA","\"Augusta\"",9,"Augusta","Augusta, GA","ATHENS    GA","GA",1709,2893,"Columbia","SC","SCCOLMBA.txt"]
[null,"309","\"Georgia\"","GA","\"Augusta\"",9,"Augusta","Augusta, GA","AUGUSTA    GA","GA",1948,2565,"Columbia","SC","SCCOLMBA.txt"]
[null,"043","\"Maine\"","ME","\"Augusta\"",9,"Augusta","Augusta, ME","PORTLAND    ME","ME",268,7378,"Portland","ME","MEPORTLA.txt"]
[null,"786","\"Texas\"","TX","\"Austin\"",8,"Austin","Austin, TX","SAN ANTONIO    TX","TX",2996,1644,"Austin","TX","TXAUSTIN.txt"]
[null,"787","\"Texas\"","TX","\"Austin\"",8,"Austin","Austin, TX","AUSTIN    TX","TX",3016,1688,"Austin","TX","TXAUSTIN.txt"]
[null,"933","\"California\"","CA","\"Bakersfield\"",13,"Bakersfield","Bakersfield, CA","BAKERSFIELD    CA","CA",2365,2182,"Fresno","CA","CAFRESNO.txt"]
[null,"932","\"California\"","CA","\"Bakersfield/Visalia\"",21,"Bakersfield/Visalia","Bakersfield/Visalia, CA","FRESNO    CA","CA",1967,2556,"Fresno","CA","CAFRESNO.txt"]
[null,"210","\"Maryland\"","MD","\"Baltimore\"",11,"Baltimore","Baltimore, MD","BALTIMORE    MD","MD",1137,4707,"Baltimore","MD","MDBALTIM.txt"]
[null,"211","\"Maryland\"","MD","\"Baltimore\"",11,"Baltimore","Baltimore, MD","BALTIMORE    MD","MD",1137,4707,"Baltimore","MD","MDBALTIM.txt"]
[null,"212","\"Maryland\"","MD","\"Baltimore\"",11,"Baltimore","Baltimore, MD","BALTIMORE    MD","MD",1137,4707,"Baltimore","MD","MDBALTIM.txt"]
[null,"213","\"Maryland\"","MD","\"Baltimore\"",11,"Baltimore","Baltimore, MD","BALTIMORE    MD","MD",1137,4707,"Baltimore","MD","MDBALTIM.txt"]
[null,"044","\"Maine\"","ME","\"Bangor\"",8,"Bangor","Bangor, ME","PORTLAND    ME","ME",268,7378,"Portland","ME","MEPORTLA.txt"]
[null,"725","\"Arkansas\"","AR","\"Batesville\"",12,"Batesville","Batesville, AR","NORTH LITTLE ROCK    AR","AR",1916,3228,"Little Rock","AR","ARLIROCK.txt"]
[null,"045","\"Maine\"","ME","\"Bath\"",6,"Bath","Bath, ME","PORTLAND    ME","ME",268,7378,"Portland","ME","MEPORTLA.txt"]
[null,"707","\"Louisiana\"","LA","\"Baton Rouge\"",13,"Baton Rouge","Baton Rouge, LA","BATON ROUGE    LA","LA",2690,1669,"Baton Rouge","LA","LABATONR.txt"]
[null,"708","\"Louisiana\"","LA","\"Baton Rouge\"",13,"Baton Rouge","Baton Rouge, LA","BATON ROUGE    LA","LA",2690,1669,"Baton Rouge","LA","LABATONR.txt"]
[null,"408","\"Kentucky\"","KY","\"Baxter\"",8,"Baxter","Baxter, KY","BRISTOL-JHNSN CTY-KNGSPRT    TN","TN",972,4406,"Knoxville","TN","TNKNOXVI.txt"]
[null,"299","\"South_Carolina\"","SC","\"Beaufort\"",10,"Beaufort","Beaufort, SC","SAVANNAH    GA","GA",2365,1847,"Savannah","GA","GASAVANN.txt"]
[null,"776","\"Texas\"","TX","\"Beaumont\"",10,"Beaumont","Beaumont, TX","PORT ARTHUR    TX","TX",2764,1499,"Houston","TX","TXHOUSTO.txt"]
[null,"777","\"Texas\"","TX","\"Beaumont\"",10,"Beaumont","Beaumont, TX","PORT ARTHUR    TX","TX",2764,1499,"Houston","TX","TXHOUSTO.txt"]
[null,"258","\"West_Virginia\"","WV","\"Beckley\"",{"$f":"LEN(E70)","v":9},{"$f":"MID(E70,2,F70-2)","v":"Beckley"},{"$f":"CONCATENATE(G70,\", \",+D70)","v":"Beckley, WV"},"BECKLEY    WV","WV",463,5558,"Charleston","WV","WVCHARLE.txt"]
[null,"259","\"West_Virginia\"","WV","\"Beckley\"",9,"Beckley","Beckley, WV","BECKLEY    WV","WV",463,5558,"Charleston","WV","WVCHARLE.txt"]
[null,"051","\"Vermont\"","VT","\"Bellows Falls\"",15,"Bellows Falls","Bellows Falls, VT","CONCORD    NH","NH",328,7554,"Concord","NH","NHCONCOR.txt"]
[null,"566","\"Minnesota\"","MN","\"Bemidji\"",9,"Bemidji","Bemidji, MN","INTERNATIONAL FALLS    MN","MN",249,10487,"Duluth","MN","MNDULUTH.txt"]
[null,"977","\"Oregon\"","OR","\"Bend\"",6,"Bend","Bend, OR","BURNS    OR","OR",202,7785,"Yakima","WA","WAYAKIMA.txt"]
[null,"052","\"Vermont\"","VT","\"Bennington\"",12,"Bennington","Bennington, VT","ALBANY    NY","NY",507,6894,"Albany","NY","NYALBANY.txt"]
[null,"947","\"California\"","CA","\"Berkeley\"",10,"Berkeley","Berkeley, CA","SAN FRANCISCO AP    CA","CA",145,3016,"San Jose","CA","CASANJOS.txt"]
[null,"870","\"New_Mexico\"","NM","\"Bernalillo\"",12,"Bernalillo","Bernalillo, NM","ALBUQUERQUE    NM","NM",1244,4425,"Albuquerque","NM","NMALBUQU.txt"]
[null,"590","\"Montana\"","MT","\"Billings\"",10,"Billings","Billings, MT","BILLINGS    MT","MT",652,7164,"Billings","MT","MTBILLIN.txt"]
[null,"591","\"Montana\"","MT","\"Billings\"",10,"Billings","Billings, MT","BILLINGS    MT","MT",652,7164,"Billings","MT","MTBILLIN.txt"]
[null,"137","\"New_York\"","NY","\"Binghamton\"",12,"Binghamton","Binghamton, NY","ALBANY    NY","NY",507,6894,"Albany","NY","NYALBANY.txt"]
[null,"138","\"New_York\"","NY","\"Binghamton\"",12,"Binghamton","Binghamton, NY","ALBANY    NY","NY",507,6894,"Albany","NY","NYALBANY.txt"]
[null,"139","\"New_York\"","NY","\"Binghamton\"",12,"Binghamton","Binghamton, NY","BINGHAMTON    NY","NY",337,7273,"Wilkes-Barre","PA","PAWILKES.txt"]
[null,"350","\"Alabama\"","AL","\"Birmingham\"",12,"Birmingham","Birmingham, AL","BIRMINGHAM AP    AL","AL",1797,2918,"Birmingham","AL","ALBIRMIN.txt "]
[null,"351","\"Alabama\"","AL","\"Birmingham\"",12,"Birmingham","Birmingham, AL","BIRMINGHAM AP    AL","AL",1797,2918,"Birmingham","AL","ALBIRMIN.txt "]
[null,"352","\"Alabama\"","AL","\"Birmingham\"",12,"Birmingham","Birmingham, AL","BIRMINGHAM AP    AL","AL",1797,2918,"Birmingham","AL","ALBIRMIN.txt "]
[null,"585","\"North_Dakota\"","ND","\"Bismarck\"",10,"Bismarck","Bismarck, ND","BISMARCK    ND","ND",488,8968,"Bismarck","ND","NDBISMAR.txt"]
[null,"617","\"Illinois\"","IL","\"Bloomington\"",13,"Bloomington","Bloomington, IL","SPRINGFIELD    IL","IL",1141,5688,"Springfield","IL","ILSPRING.txt"]
[null,"474","\"Indiana\"","IN","\"Bloomington\"",13,"Bloomington","Bloomington, IN","INDIANAPOLIS    IN","IN",1014,5615,"Indianapolis","IN","ININDIAN.txt"]
[null,"247","\"West_Virginia\"","WV","\"Bluefield\"",11,"Bluefield","Bluefield, WV","ROANOKE    VA","VA",1052,4360,"Roanoke","VA","VAROANOK.txt"]
[null,"836","\"Idaho\"","ID","\"Boise\"",7,"Boise","Boise, ID","BOISE    ID","ID",754,5861,"Boise","ID","IDBOISE.txt"]
[null,"837","\"Idaho\"","ID","\"Boise\"",7,"Boise","Boise, ID","BOISE    ID","ID",754,5861,"Boise","ID","IDBOISE.txt"]
[null,"020","\"Massachusetts\"","MA","\"Boston\"",8,"Boston","Boston, MA","WORCESTER    MA","MA",333,6979,"Boston","MA","MABOSTON.txt"]
[null,"021","\"Massachusetts\"","MA","\"Boston\"",8,"Boston","Boston, MA","BOSTON    MA","MA",678,5641,"Boston","MA","MABOSTON.txt"]
[null,"022","\"Massachusetts\"","MA","\"Boston\"",8,"Boston","Boston, MA","BOSTON    MA","MA",678,5641,"Boston","MA","MABOSTON.txt"]
[null,"803","\"Colorado\"","CO","\"Boulder\"",9,"Boulder","Boulder, CO","DENVER    CO","CO",679,6020,"Denver","CO","CODENVER.txt"]
[null,"421","\"Kentucky\"","KY","\"Bowling Green\"",15,"Bowling Green","Bowling Green, KY","LOUISVILLE    KY","KY",1288,4514,"Louisville","KY","KYLOUISV.txt"]
[null,"434","\"Ohio\"","OH","\"Bowling Green\"",15,"Bowling Green","Bowling Green, OH","TOLEDO    OH","OH",610,6579,"Toledo","OH","OHTOLEDO.txt"]
[null,"342","\"Florida\"","FL","\"Bradenton\"",11,"Bradenton","Bradenton, FL","TAMPA    FL","FL",3427,725,"Tampa St. Petersburg","FL","FLTAMPA.txt"]
[null,"167","\"Pennsylvania\"","PA","\"Bradford\"",10,"Bradford","Bradford, PA","ERIE    PA","PA",550,6279,"Erie","PA","PAERIE.txt"]
[null,"564","\"Minnesota\"","MN","\"Brainerd\"",10,"Brainerd","Brainerd, MN","SAINT CLOUD    MN","MN",415,8928,"Minneapolis St. Paul","MN","MNMINPLS.txt"]
[null,"053","\"Vermont\"","VT","\"Brattleboro\"",13,"Brattleboro","Brattleboro, VT","WORCESTER    MA","MA",333,6979,"Albany","NY","NYALBANY.txt"]
[null,"066","\"Connecticut\"","CT","\"Bridgeport\"",12,"Bridgeport","Bridgeport, CT","BRIDGEPORT    CT","CT",724,5537,"Bridgeport","CT","CTBRIDGE.txt"]
[null,"242","\"Virginia\"","VA","\"Bristol\"",9,"Bristol","Bristol, VA","ROANOKE    VA","VA",1052,4360,"Roanoke","VA","VAROANOK.txt"]
[null,"023","\"Massachusetts\"","MA","\"Brockton\"",10,"Brockton","Brockton, MA","PROVIDENCE    RI","RI",606,5884,"Rhode Island","RI","RIPROVID.txt"]
[null,"024","\"Massachusetts\"","MA","\"Brockton\"",10,"Brockton","Brockton, MA","BOSTON    MA","MA",678,5641,"Boston","MA","MABOSTON.txt"]
[null,"104","\"New_York\"","NY","\"Bronx\"",7,"Bronx","Bronx, NY","NEW YORK (LAGUARDIA AP)    NY","NY",1052,4910,"New York City","NY","NYNEWYOR.txt"]
[null,"112","\"New_York\"","NY","\"Brooklyn\"",10,"Brooklyn","Brooklyn, NY","NEW YORK (LAGUARDIA AP)    NY","NY",1052,4910,"New York City","NY","NYNEWYOR.txt"]
[null,"785","\"Texas\"","TX","\"Brownsville\"",13,"Brownsville","Brownsville, TX","BROWNSVILLE    TX","TX",3888,635,"Brownsville","TX","TXBROWNS.txt"]
[null,"768","\"Texas\"","TX","\"Brownwood\"",11,"Brownwood","Brownwood, TX","ABILENE    TX","TX",2451,2584,"Abilene","TX","TXABILEN.txt"]
[null,"778","\"Texas\"","TX","\"Bryan\"",7,"Bryan","Bryan, TX","AUSTIN    TX","TX",3016,1688,"Austin","TX","TXAUSTIN.txt"]
[null,"853","\"Arizona\"","AZ","\"Buckeye/Yuma\"",14,"Buckeye/Yuma","Buckeye/Yuma, AZ","YUMA    AZ","AZ",4305,927,"Yuma","AZ","AZYUMA.txt"]
[null,"262","\"West_Virginia\"","WV","\"Buckhannon\"",12,"Buckhannon","Buckhannon, WV","CHARLESTON    WV","WV",1031,4646,"Charleston","WV","WVCHARLE.txt"]
[null,"140","\"New_York\"","NY","\"Buffalo\"",9,"Buffalo","Buffalo, NY","ERIE    PA","PA",550,6279,"Erie","PA","PAERIE.txt"]
[null,"141","\"New_York\"","NY","\"Buffalo\"",9,"Buffalo","Buffalo, NY","ROCHESTER    NY","NY",425,6734,"Rochester","NY","NYROCHES.txt"]
[null,"142","\"New_York\"","NY","\"Buffalo\"",9,"Buffalo","Buffalo, NY","BUFFALO    NY","NY",477,6747,"Buffalo","NY","NTBUFFAL.txt"]
[null,"915","\"California\"","CA","\"Burbank\"",9,"Burbank","Burbank, CA","LOS ANGELES C.O.    CA","CA",1537,1154,"Los Angeles","CA","CALOSANG.txt"]
[null,"526","\"Iowa\"","IA","\"Burlington\"",12,"Burlington","Burlington, IA","MOLINE    IL","IL",911,6474,"Des Moines","IA","IADESMOI.txt"]
[null,"054","\"Vermont\"","VT","\"Burlington\"",12,"Burlington","Burlington, VT","BURLINGTON    VT","VT",388,7771,"Burlington","VT","VTBURLIN.txt"]
[null,"369","\"Alabama\"","AL","\"Butler\"",8,"Butler","Butler, AL","MERIDIAN    MS","MS",2138,2444,"Jackson","MS","MSJACKSO.txt"]
[null,"160","\"Pennsylvania\"","PA","\"Butler\"",8,"Butler","Butler, PA","YOUNGSTOWN    OH","OH",497,6544,"Youngstown","OH","OHYOUNGS.txt"]
[null,"597","\"Montana\"","MT","\"Butte\"",7,"Butte","Butte, MT","MISSOULA    MT","MT",280,7792,"Helena","MT","MTHELENA.txt"]
[null,"025","\"Massachusetts\"","MA","\"Buzzards Bay\"",14,"Buzzards Bay","Buzzards Bay, MA","PROVIDENCE    RI","RI",606,5884,"Rhode Island","RI","RIPROVID.txt"]
[null,"717","\"Arkansas\"","AR","\"Camden\"",8,"Camden","Camden, AR","LITTLE ROCK    AR","AR",2005,3155,"Little Rock","AR","ARLIROCK.txt"]
[null,"081","\"New_Jersey\"","NJ","\"Camden\"",8,"Camden","Camden, NJ","PHILADELPHIA    PA","PA",1101,4954,"Philadelphia","PA","PAPHILAD.txt"]
[null,"413","\"Kentucky\"","KY","\"Campton\"",9,"Campton","Campton, KY","JACKSON    KY","KY",1033,4393,"Lexington","KY","KYLEXING.txt"]
[null,"414","\"Kentucky\"","KY","\"Campton\"",9,"Campton","Campton, KY","LEXINGTON    KY","KY",1140,4783,"Lexington","KY","KYLEXING.txt"]
[null,"059","\"Vermont\"","VT","\"Canaan\"",8,"Canaan","Canaan, VT","BURLINGTON    VT","VT",388,7771,"Burlington","VT","VTBURLIN.txt"]
[null,"446","\"Ohio\"","OH","\"Canton\"",8,"Canton","Canton, OH","AKRON    OH","OH",625,6160,"Akron Canton","OH","OHAKRON.txt"]
[null,"447","\"Ohio\"","OH","\"Canton\"",8,"Canton","Canton, OH","AKRON    OH","OH",625,6160,"Akron Canton","OH","OHAKRON.txt"]
[null,"637","\"Missouri\"","MO","\"Cape Girardeau\"",16,"Cape Girardeau","Cape Girardeau, MO","ST. LOUIS    MO","MO",1534,4758,"St Louis","MO","MOSTLOUI.txt"]
[null,"629","\"Illinois\"","IL","\"Carbondale\"",12,"Carbondale","Carbondale, IL","EVANSVILLE    IN","IN",1376,4708,"Evansville","IN","INEVANSV.txt"]
[null,"047","\"Maine\"","ME","\"Caribou\"",9,"Caribou","Caribou, ME","CARIBOU    ME","ME",131,9651,"Caribou","ME","MECARIBO.txt"]
[null,"883","\"New_Mexico\"","NM","\"Carrizozo\"",11,"Carrizozo","Carrizozo, NM","ALBUQUERQUE    NM","NM",1244,4425,"Albuquerque","NM","NMALBUQU.txt"]
[null,"514","\"Iowa\"","IA","\"Carroll\"",{"$f":"LEN(E134)","v":9},{"$f":"MID(E134,2,F134-2)","v":"Carroll"},{"$f":"CONCATENATE(G134,\", \",+D134)","v":"Carroll, IA"},"SIOUX CITY    IA","IA",907,6893,"Sioux City","IA","IASIOCTY.txt"]
[null,"897","\"Nevada\"","NV","\"Carson City\"",13,"Carson City","Carson City, NV","RENO    NV","NV",508,5674,"Reno","NV","NVRENO.txt"]
[null,"852","\"Arizona\"","AZ","\"Casa Grande\"",13,"Casa Grande","Casa Grande, AZ","TUCSON    AZ","AZ",2954,1678,"Tucson","AZ","AZTUCSON.txt"]
[null,"826","\"Wyoming\"","WY","\"Casper\"",8,"Casper","Casper, WY","SHERIDAN    WY","WY",439,7804,"Casper","WY","WYCASPER.txt "]
[null,"522","\"Iowa\"","IA","\"Cedar Rapids\"",14,"Cedar Rapids","Cedar Rapids, IA","DES MOINES    IA","IA",1036,6497,"Des Moines","IA","IADESMOI.txt"]
[null,"523","\"Iowa\"","IA","\"Cedar Rapids\"",14,"Cedar Rapids","Cedar Rapids, IA","DES MOINES    IA","IA",1036,6497,"Des Moines","IA","IADESMOI.txt"]
[null,"524","\"Iowa\"","IA","\"Cedar Rapids\"",14,"Cedar Rapids","Cedar Rapids, IA","WATERLOO    IA","IA",702,7406,"Des Moines","IA","IADESMOI.txt"]
[null,"628","\"Illinois\"","IL","\"Centralia\"",11,"Centralia","Centralia, IL","EVANSVILLE    IN","IN",1376,4708,"Evansville","IN","INEVANSV.txt"]
[null,"172","\"Pennsylvania\"","PA","\"Chambersburg\"",14,"Chambersburg","Chambersburg, PA","HARRISBURG    PA","PA",962,5347,"Harrisburg","PA","PAHARRIS.txt "]
[null,"618","\"Illinois\"","IL","\"Champaign/Urbana\"",18,"Champaign/Urbana","Champaign/Urbana, IL","SPRINGFIELD    IL","IL",1141,5688,"Springfield","IL","ILSPRING.txt"]
[null,"619","\"Illinois\"","IL","\"Champaign/Urbana\"",18,"Champaign/Urbana","Champaign/Urbana, IL","SPRINGFIELD    IL","IL",1141,5688,"Springfield","IL","ILSPRING.txt"]
[null,"294","\"South_Carolina\"","SC","\"Charleston\"",12,"Charleston","Charleston, SC","CHARLESTON AP    SC","SC",2266,2013,"Charleston","SC","SCCHARLE.txt"]
[null,"250","\"West_Virginia\"","WV","\"Charleston\"",12,"Charleston","Charleston, WV","CHARLESTON    WV","WV",1031,4646,"Charleston","WV","WVCHARLE.txt"]
[null,"251","\"West_Virginia\"","WV","\"Charleston\"",12,"Charleston","Charleston, WV","CHARLESTON    WV","WV",1031,4646,"Charleston","WV","WVCHARLE.txt"]
[null,"252","\"West_Virginia\"","WV","\"Charleston\"",12,"Charleston","Charleston, WV","CHARLESTON    WV","WV",1031,4646,"Charleston","WV","WVCHARLE.txt"]
[null,"253","\"West_Virginia\"","WV","\"Charleston\"",12,"Charleston","Charleston, WV","CHARLESTON    WV","WV",1031,4646,"Charleston","WV","WVCHARLE.txt"]
[null,"280","\"North_Carolina\"","NC","\"Charlotte\"",11,"Charlotte","Charlotte, NC","GREENVILLE-SPARTANBURG AP    SC","SC",1473,3272,"Charlotte","NC","NCCHARLO.txt"]
[null,"281","\"North_Carolina\"","NC","\"Charlotte\"",11,"Charlotte","Charlotte, NC","GREENVILLE-SPARTANBURG AP    SC","SC",1473,3272,"Charlotte","NC","NCCHARLO.txt"]
[null,"282","\"North_Carolina\"","NC","\"Charlotte\"",11,"Charlotte","Charlotte, NC","CHARLOTTE   NC","NC",1582,3341,"Charlotte","NC","NCCHARLO.txt"]
[null,"229","\"Virginia\"","VA","\"Charlottesville\"",17,"Charlottesville","Charlottesville, VA","RICHMOND    VA","VA",1348,3963,"Richmond","VA","VARICHMO.txt"]
[null,"373","\"Tennessee\"","TN","\"Chattanooga\"",13,"Chattanooga","Chattanooga, TN","HUNTSVILLE    AL","AL",1651,3323,"Chattanooga","TN","TNCHATTA.txt"]
[null,"374","\"Tennessee\"","TN","\"Chattanooga\"",13,"Chattanooga","Chattanooga, TN","CHATTANOOGA    TN","TN",1544,3587,"Chattanooga","TN","TNCHATTA.txt"]
[null,"080","\"New_Jersey\"","NJ","\"Cherry Hill\"",13,"Cherry Hill","Cherry Hill, NJ","PHILADELPHIA    PA","PA",1101,4954,"Philadelphia","PA","PAPHILAD.txt"]
[null,"820","\"Wyoming\"","WY","\"Cheyenne\"",10,"Cheyenne","Cheyenne, WY","CHEYENNE    WY","WY",285,7326,"Cheyenne","WY","WYCHEYEN.txt"]
[null,"606","\"Illinois\"","IL","\"Chicago\"",9,"Chicago","Chicago, IL","CHICAGO    IL","IL",752,6536,"Chicago","IL","ILCHICAG.txt"]
[null,"607","\"Illinois\"","IL","\"Chicago\"",9,"Chicago","Chicago, IL","CHICAGO    IL","IL",752,6536,"Chicago","IL","ILCHICAG.txt"]
[null,"792","\"Texas\"","TX","\"Childress\"",11,"Childress","Childress, TX","LUBBOCK    TX","TX",1689,3431,"Lubbock","TX","TXLUBBOC.txt"]
[null,"646","\"Missouri\"","MO","\"Chillicothe\"",13,"Chillicothe","Chillicothe, MO","KANSAS CITY    MO","MO",1288,5393,"Kansas City","MO","MOKANCTY.txt"]
[null,"456","\"Ohio\"","OH","\"Chillicothe\"",13,"Chillicothe","Chillicothe, OH","GREATER CINCINNATI AP KY","KY",996,5248,"Cincinnati","OH","OHCINCIN.txt"]
[null,"450","\"Ohio\"","OH","\"Cincinnati\"",12,"Cincinnati","Cincinnati, OH","GREATER CINCINNATI AP KY","KY",996,5248,"Cincinnati","OH","OHCINCIN.txt"]
[null,"451","\"Ohio\"","OH","\"Cincinnati\"",12,"Cincinnati","Cincinnati, OH","GREATER CINCINNATI AP KY","KY",996,5248,"Cincinnati","OH","OHCINCIN.txt"]
[null,"452","\"Ohio\"","OH","\"Cincinnati\"",12,"Cincinnati","Cincinnati, OH","GREATER CINCINNATI AP KY","KY",996,5248,"Cincinnati","OH","OHCINCIN.txt"]
[null,"037","\"New_Hampshire\"","NH","\"Claremont\"",11,"Claremont","Claremont, NH","BURLINGTON    VT","VT",388,7771,"Burlington","VT","VTBURLIN.txt"]
[null,"263","\"West_Virginia\"","WV","\"Clarksburg\"",12,"Clarksburg","Clarksburg, WV","ELKINS    WV","WV",346,6120,"Elkins","WV","WVELKINS.txt"]
[null,"264","\"West_Virginia\"","WV","\"Clarksburg\"",12,"Clarksburg","Clarksburg, WV","ELKINS    WV","WV",346,6120,"Elkins","WV","WVELKINS.txt"]
[null,"994","\"Washington\"","WA","\"Clarkston\"",11,"Clarkston","Clarkston, WA","PENDLETON    OR","OR",701,5294,"Yakima","WA","WAYAKIMA.txt"]
[null,"346","\"Florida\"","FL","\"Clearwater\"",12,"Clearwater","Clearwater, FL","TAMPA    FL","FL",3427,725,"Tampa St. Petersburg","FL","FLTAMPA.txt"]
[null,"440","\"Ohio\"","OH","\"Cleveland\"",11,"Cleveland","Cleveland, OH","CLEVELAND    OH","OH",621,6201,"Cleveland","OH","OHCLEVEL.txt"]
[null,"441","\"Ohio\"","OH","\"Cleveland\"",11,"Cleveland","Cleveland, OH","CLEVELAND    OH","OH",621,6201,"Cleveland","OH","OHCLEVEL.txt"]
[null,"736","\"Oklahoma\"","OK","\"Clinton\"",9,"Clinton","Clinton, OK","OKLAHOMA CITY    OK","OK",1859,3659,"Oklahoma City","OK","OKOKLCTY.txt"]
[null,"881","\"New_Mexico\"","NM","\"Clovis\"",8,"Clovis","Clovis, NM","CLAYTON    NM","NM",772,5064,"Amarillo","TX","TXAMARIL.txt"]
[null,"838","\"Idaho\"","ID","\"Coeur D'Alene\"",15,"Coeur D'Alene","Coeur D'Alene, ID","SPOKANE    WA","WA",398,6842,"Spokane","WA","WASPOKAN.txt"]
[null,"677","\"Kansas\"","KS","\"Colby\"",7,"Colby","Colby, KS","GOODLAND    KS","KS",859,5974,"Goodland","KS","KSGOODLA.txt"]
[null,"808","\"Colorado\"","CO","\"Colorado Springs\"",18,"Colorado Springs","Colorado Springs, CO","COLORADO SPRINGS    CO","CO",419,6415,"Colorado Springs","CO","COCOSPGS.txt"]
[null,"809","\"Colorado\"","CO","\"Colorado Springs\"",18,"Colorado Springs","Colorado Springs, CO","COLORADO SPRINGS    CO","CO",419,6415,"Colorado Springs","CO","COCOSPGS.txt"]
[null,"652","\"Missouri\"","MO","\"Columbia\"",10,"Columbia","Columbia, MO","COLUMBIA    MO","MO",1189,5212,"St Louis","MO","MOSTLOUI.txt"]
[null,"290","\"South_Carolina\"","SC","\"Columbia\"",10,"Columbia","Columbia, SC","COLUMBIA    SC","SC",1966,2649,"Columbia","SC","SCCOLMBA.txt"]
[null,"291","\"South_Carolina\"","SC","\"Columbia\"",10,"Columbia","Columbia, SC","COLUMBIA    SC","SC",1966,2649,"Columbia","SC","SCCOLMBA.txt"]
[null,"292","\"South_Carolina\"","SC","\"Columbia\"",10,"Columbia","Columbia, SC","COLUMBIA    SC","SC",1966,2649,"Columbia","SC","SCCOLMBA.txt"]
[null,"384","\"Tennessee\"","TN","\"Columbia\"",10,"Columbia","Columbia, TN","NASHVILLE    TN","TN",1616,3729,"Nashville","TN","TNNASHVI.txt"]
[null,"318","\"Georgia\"","GA","\"Columbus\"",10,"Columbus","Columbus, GA","MACON    GA","GA",2125,2334,"Columbus","GA","GACOLMBS.txt"]
[null,"319","\"Georgia\"","GA","\"Columbus\"",10,"Columbus","Columbus, GA","COLUMBUS    GA","GA",2284,2261,"Columbus","GA","GACOLMBS.txt"]
[null,"472","\"Indiana\"","IN","\"Columbus\"",10,"Columbus","Columbus, IN","INDIANAPOLIS    IN","IN",1014,5615,"Indianapolis","IN","ININDIAN.txt"]
[null,"397","\"Mississippi\"","MS","\"Columbus\"",10,"Columbus","Columbus, MS","BIRMINGHAM AP    AL","AL",1797,2918,"Birmingham","AL","ALBIRMIN.txt "]
[null,"686","\"Nebraska\"","NE","\"Columbus\"",10,"Columbus","Columbus, NE","GRAND ISLAND    NE","NE",997,6421,"Lincoln","NE","NELINCOL.txt"]
[null,"430","\"Ohio\"","OH","\"Columbus\"",10,"Columbus","Columbus, OH","COLUMBUS    OH","OH",797,5708,"Columbus","OH","OHCOLMBS.txt"]
[null,"431","\"Ohio\"","OH","\"Columbus\"",10,"Columbus","Columbus, OH","COLUMBUS    OH","OH",797,5708,"Columbus","OH","OHCOLMBS.txt"]
[null,"432","\"Ohio\"","OH","\"Columbus\"",10,"Columbus","Columbus, OH","COLUMBUS    OH","OH",797,5708,"Columbus","OH","OHCOLMBS.txt"]
[null,"945","\"California\"","CA","\"Concord\"",9,"Concord","Concord, CA","SACRAMENTO    CA","CA",1237,2749,"Sacramento","CA","CASACRAM.txt"]
[null,"033","\"New_Hampshire\"","NH","\"Concord\"",9,"Concord","Concord, NH","CONCORD    NH","NH",328,7554,"Concord","NH","NHCONCOR.txt"]
[null,"669","\"Kansas\"","KS","\"Concordia\"",11,"Concordia","Concordia, KS","CONCORDIA    KS","KS",1317,5574,"Topeka","KS","KSTOPEKA.txt"]
[null,"773","\"Texas\"","TX","\"Conroe\"",8,"Conroe","Conroe, TX","HOUSTON    TX","TX",2700,1599,"Houston","TX","TXHOUSTO.txt"]
[null,"385","\"Tennessee\"","TN","\"Cookeville\"",12,"Cookeville","Cookeville, TN","NASHVILLE    TN","TN",1616,3729,"Nashville","TN","TNNASHVI.txt"]
[null,"407","\"Kentucky\"","KY","\"Corbin\"",8,"Corbin","Corbin, KY","KNOXVILLE    TN","TN",1266,3937,"Knoxville","TN","TNKNOXVI.txt"]
[null,"783","\"Texas\"","TX","\"Corpus Christi\"",{"$f":"LEN(E198)","v":16},{"$f":"MID(E198,2,F198-2)","v":"Corpus Christi"},{"$f":"CONCATENATE(G198,\", \",+D198)","v":"Corpus Christi, TX"},"CORPUS CHRISTI    TX","TX",3439,1016,"Corpus Christi","TX","TXCORPUS.txt"]
[null,"784","\"Texas\"","TX","\"Corpus Christi\"",16,"Corpus Christi","Corpus Christi, TX","CORPUS CHRISTI    TX","TX",3439,1016,"Corpus Christi","TX","TXCORPUS.txt"]
[null,"515","\"Iowa\"","IA","\"Council Bluffs\"",16,"Council Bluffs","Council Bluffs, IA","OMAHA (NORTH)    NE","NE",1037,6413,"Omaha","NE","NEOMAHA.txt"]
[null,"917","\"California\"","CA","\"Covina\"",8,"Covina","Covina, CA","LONG BEACH    CA","CA",1201,1430,"Los Angeles","CA","CALOSANG.txt"]
[null,"508","\"Iowa\"","IA","\"Creston\"",9,"Creston","Creston, IA","DES MOINES    IA","IA",1036,6497,"Des Moines","IA","IADESMOI.txt"]
[null,"227","\"Virginia\"","VA","\"Culpeper\"",10,"Culpeper","Culpeper, VA","WASHINGTON DULLES AP DC","DC",973,5006,"Washington","MD","MDWASHDC.txt"]
[null,"215","\"Maryland\"","MD","\"Cumberland\"",12,"Cumberland","Cumberland, MD","PITTSBURGH    PA","PA",654,5968,"Pittsburgh","PA","PAPITTSB.txt"]
[null,"750","\"Texas\"","TX","\"Dallas\"",8,"Dallas","Dallas, TX","DALLAS-FORT WORTH    TX","TX",2603,2407,"Dallas Ft Worth","TX","TXDALLAS.txt"]
[null,"751","\"Texas\"","TX","\"Dallas\"",8,"Dallas","Dallas, TX","DALLAS-FORT WORTH    TX","TX",2603,2407,"Dallas Ft Worth","TX","TXDALLAS.txt"]
[null,"752","\"Texas\"","TX","\"Dallas\"",8,"Dallas","Dallas, TX","DALLAS-FORT WORTH    TX","TX",2603,2407,"Dallas Ft Worth","TX","TXDALLAS.txt"]
[null,"753","\"Texas\"","TX","\"Dallas\"",8,"Dallas","Dallas, TX","DALLAS-FORT WORTH    TX","TX",2603,2407,"Dallas Ft Worth","TX","TXDALLAS.txt"]
[null,"307","\"Georgia\"","GA","\"Dalton\"",8,"Dalton","Dalton, GA","CHATTANOOGA    TN","TN",1544,3587,"Chattanooga","TN","TNCHATTA.txt"]
[null,"527","\"Iowa\"","IA","\"Davenport\"",11,"Davenport","Davenport, IA","MOLINE    IL","IL",911,6474,"Des Moines","IA","IADESMOI.txt"]
[null,"528","\"Iowa\"","IA","\"Davenport\"",11,"Davenport","Davenport, IA","MOLINE    IL","IL",911,6474,"Des Moines","IA","IADESMOI.txt"]
[null,"453","\"Ohio\"","OH","\"Dayton\"",8,"Dayton","Dayton, OH","COLUMBUS    OH","OH",797,5708,"Dayton","OH","OHDAYTON.txt"]
[null,"454","\"Ohio\"","OH","\"Dayton\"",8,"Dayton","Dayton, OH","DAYTON    OH","OH",886,5708,"Dayton","OH","OHDAYTON.txt"]
[null,"356","\"Alabama\"","AL","\"Decatur/Florence\"",18,"Decatur/Florence","Decatur/Florence, AL","HUNTSVILLE    AL","AL",1651,3323,"Huntsville","AL","ALHUNTSV.txt"]
[null,"521","\"Iowa\"","IA","\"Decorah\"",9,"Decorah","Decorah, IA","LA CROSSE    WI","WI",692,7491,"Des Moines","IA","IADESMOI.txt"]
[null,"762","\"Texas\"","TX","\"Denton\"",8,"Denton","Denton, TX","DALLAS-FORT WORTH    TX","TX",2603,2407,"Dallas Ft Worth","TX","TXDALLAS.txt"]
[null,"800","\"Colorado\"","CO","\"Denver\"",8,"Denver","Denver, CO","DENVER    CO","CO",679,6020,"Denver","CO","CODENVER.txt"]
[null,"801","\"Colorado\"","CO","\"Denver\"",8,"Denver","Denver, CO","DENVER    CO","CO",679,6020,"Denver","CO","CODENVER.txt"]
[null,"802","\"Colorado\"","CO","\"Denver\"",8,"Denver","Denver, CO","DENVER    CO","CO",679,6020,"Denver","CO","CODENVER.txt"]
[null,"500","\"Iowa\"","IA","\"Des Moines\"",12,"Des Moines","Des Moines, IA","DES MOINES    IA","IA",1036,6497,"Des Moines","IA","IADESMOI.txt"]
[null,"501","\"Iowa\"","IA","\"Des Moines\"",12,"Des Moines","Des Moines, IA","DES MOINES    IA","IA",1036,6497,"Des Moines","IA","IADESMOI.txt"]
[null,"502","\"Iowa\"","IA","\"Des Moines\"",12,"Des Moines","Des Moines, IA","DES MOINES    IA","IA",1036,6497,"Des Moines","IA","IADESMOI.txt"]
[null,"503","\"Iowa\"","IA","\"Des Moines\"",12,"Des Moines","Des Moines, IA","DES MOINES    IA","IA",1036,6497,"Des Moines","IA","IADESMOI.txt"]
[null,"565","\"Minnesota\"","MN","\"Detroit Lakes\"",15,"Detroit Lakes","Detroit Lakes, MN","FARGO    ND","ND",537,9254,"Fargo","ND","NDFARGO.txt"]
[null,"482","\"Michigan\"","MI","\"Detroit\"",9,"Detroit","Detroit, MI","DETROIT    MI","MI",626,6569,"Detroit","MI","MIDETROI.txt"]
[null,"483","\"Michigan\"","MI","\"Detroit\"",9,"Detroit","Detroit, MI","DETROIT    MI","MI",626,6569,"Detroit","MI","MIDETROI.txt"]
[null,"583","\"North_Dakota\"","ND","\"Devils Lake\"",13,"Devils Lake","Devils Lake, ND","FARGO    ND","ND",537,9254,"Fargo","ND","NDFARGO.txt"]
[null,"586","\"North_Dakota\"","ND","\"Dickinson\"",11,"Dickinson","Dickinson, ND","BISMARCK    ND","ND",488,8968,"Bismarck","ND","NDBISMAR.txt"]
[null,"678","\"Kansas\"","KS","\"Dodge City\"",12,"Dodge City","Dodge City, KS","DODGE CITY    KS","KS",1465,5001,"Wichita","KS","KSWICHIT.txt"]
[null,"363","\"Alabama\"","AL","\"Dothan\"",8,"Dothan","Dothan, AL","MONTGOMERY    AL","AL",2212,2224,"Montgomery","AL","ALMONTGO.txt "]
[null,"199","\"Delaware\"","DE","\"Dover\"",7,"Dover","Dover, DE","BALTIMORE    MD","MD",1137,4707,"Baltimore","MD","MDBALTIM.txt"]
[null,"078","\"New_Jersey\"","NJ","\"Dover\"",7,"Dover","Dover, NJ","ALLENTOWN    PA","PA",773,5785,"Allentown","PA","PAALLENT.txt"]
[null,"189","\"Pennsylvania\"","PA","\"Doylestown\"",12,"Doylestown","Doylestown, PA","PHILADELPHIA    PA","PA",1101,4954,"Philadelphia","PA","PAPHILAD.txt"]
[null,"158","\"Pennsylvania\"","PA","\"Du Bois\"",9,"Du Bois","Du Bois, PA","WILLIAMSPORT    PA","PA",622,6087,"Pittsburgh","PA","PAPITTSB.txt"]
[null,"520","\"Iowa\"","IA","\"Dubuque\"",9,"Dubuque","Dubuque, IA","DUBUQUE    IA","IA",593,7327,"Des Moines","IA","IADESMOI.txt"]
[null,"556","\"Minnesota\"","MN","\"Duluth\"",8,"Duluth","Duluth, MN","DULUTH    MN","MN",180,9818,"Duluth","MN","MNDULUTH.txt"]
[null,"557","\"Minnesota\"","MN","\"Duluth\"",8,"Duluth","Duluth, MN","DULUTH    MN","MN",180,9818,"Duluth","MN","MNDULUTH.txt"]
[null,"558","\"Minnesota\"","MN","\"Duluth\"",8,"Duluth","Duluth, MN","DULUTH    MN","MN",180,9818,"Duluth","MN","MNDULUTH.txt"]
[null,"813","\"Colorado\"","CO","\"Durango\"",9,"Durango","Durango, CO","GRAND JUNCTION    CO","CO",1183,5548,"Grand Junction","CO","COGRNDJU.txt"]
[null,"747","\"Oklahoma\"","OK","\"Durant\"",8,"Durant","Durant, OK","DALLAS-FORT WORTH    TX","TX",2603,2407,"Dallas Ft Worth","TX","TXDALLAS.txt"]
[null,"277","\"North_Carolina\"","NC","\"Durham\"",8,"Durham","Durham, NC","RALEIGH    NC","NC",1417,3457,"Raleigh Durham","NC","NCRALEIG.txt"]
[null,"620","\"Illinois\"","IL","\"East Saint Louis\"",18,"East Saint Louis","East Saint Louis, IL","ST. LOUIS    MO","MO",1534,4758,"St Louis","MO","MOSTLOUI.txt"]
[null,"622","\"Illinois\"","IL","\"East Saint Louis\"",18,"East Saint Louis","East Saint Louis, IL","ST. LOUIS    MO","MO",1534,4758,"St Louis","MO","MOSTLOUI.txt"]
[null,"216","\"Maryland\"","MD","\"Easton\"",8,"Easton","Easton, MD","WASHINGTON NAT'L AP DC","DC",1549,4047,"Washington","MD","MDWASHDC.txt"]
[null,"547","\"Wisconsin\"","WI","\"Eau Claire\"",12,"Eau Claire","Eau Claire, WI","MINNEAPOLIS-ST.PAUL    MN","MN",682,7981,"Minneapolis St. Paul","MN","MNMINPLS.txt"]
[null,"624","\"Illinois\"","IL","\"Effingham\"",11,"Effingham","Effingham, IL","ST. LOUIS    MO","MO",1534,4758,"St Louis","MO","MOSTLOUI.txt"]
[null,"798","\"Texas\"","TX","\"El Paso\"",9,"El Paso","El Paso, TX","MIDLAND-ODESSA    TX","TX",2163,2751,"El Paso","TX","TXELPASO.txt"]
[null,"799","\"Texas\"","TX","\"El Paso\"",9,"El Paso","El Paso, TX","EL PASO    TX","TX",2094,2708,"El Paso","TX","TXELPASO.txt"]
[null,"279","\"North_Carolina\"","NC","\"Elizabeth City\"",16,"Elizabeth City","Elizabeth City, NC","NORFOLK    VA","VA",1422,3495,"Norfolk","VA","VANORFOL.txt "]
[null,"072","\"New_Jersey\"","NJ","\"Elizabeth\"",11,"Elizabeth","Elizabeth, NJ","NEWARK    NJ","NJ",1201,4888,"Newark","NJ","NJNEWARK.txt"]
[null,"427","\"Kentucky\"","KY","\"Elizabethtown\"",15,"Elizabethtown","Elizabethtown, KY","NASHVILLE    TN","TN",1616,3729,"Nashville","TN","TNNASHVI.txt"]
[null,"898","\"Nevada\"","NV","\"Elko\"",6,"Elko","Elko, NV","ELKO    NV","NV",457,7077,"Reno","NV","NVRENO.txt"]
[null,"219","\"Maryland\"","MD","\"Elkton\"",8,"Elkton","Elkton, MD","WILMINGTON    DE","DE",1046,4937,"Wilmington","DE","DEWILMIN.txt"]
[null,"046","\"Maine\"","ME","\"Ellsworth\"",11,"Ellsworth","Ellsworth, ME","PORTLAND    ME","ME",268,7378,"Portland","ME","MEPORTLA.txt"]
[null,"149","\"New_York\"","NY","\"Elmira\"",8,"Elmira","Elmira, NY","BINGHAMTON    NY","NY",337,7273,"Syracuse","NY","NYSYRACU.txt"]
[null,"893","\"Nevada\"","NV","\"Ely\"",5,"Ely","Ely, NV","ELY    NV","NV",208,7621,"Reno","NV","NVRENO.txt"]
[null,"668","\"Kansas\"","KS","\"Emporia\"",9,"Emporia","Emporia, KS","WICHITA    KS","KS",1628,4791,"Wichita","KS","KSWICHIT.txt"]
[null,"737","\"Oklahoma\"","OK","\"Enid\"",6,"Enid","Enid, OK","OKLAHOMA CITY    OK","OK",1859,3659,"Oklahoma City","OK","OKOKLCTY.txt"]
[null,"164","\"Pennsylvania\"","PA","\"Erie\"",6,"Erie","Erie, PA","ERIE    PA","PA",550,6279,"Erie","PA","PAERIE.txt"]
[null,"165","\"Pennsylvania\"","PA","\"Erie\"",6,"Erie","Erie, PA","ERIE    PA","PA",550,6279,"Erie","PA","PAERIE.txt"]
[null,"974","\"Oregon\"","OR","\"Eugene\"",8,"Eugene","Eugene, OR","EUGENE    OR","OR",300,4546,"Eugene","OR","OREUGENE.txt"]
[null,"955","\"California\"","CA","\"Eureka\"",{"$f":"LEN(E262)","v":8},{"$f":"MID(E262,2,F262-2)","v":"Eureka"},{"$f":"CONCATENATE(G262,\", \",+D262)","v":"Eureka, CA"},"EUREKA    CA","CA",725,4496,"Medford","OR","ORMEDFOR.txt"]
[null,"602","\"Illinois\"","IL","\"Evanston\"",10,"Evanston","Evanston, IL","CHICAGO    IL","IL",752,6536,"Chicago","IL","ILCHICAG.txt"]
[null,"476","\"Indiana\"","IN","\"Evansville\"",12,"Evansville","Evansville, IN","EVANSVILLE    IN","IN",1376,4708,"Evansville","IN","INEVANSV.txt"]
[null,"477","\"Indiana\"","IN","\"Evansville\"",12,"Evansville","Evansville, IN","EVANSVILLE    IN","IN",1376,4708,"Evansville","IN","INEVANSV.txt"]
[null,"982","\"Washington\"","WA","\"Everett\"",9,"Everett","Everett, WA","QUILLAYUTE    WA","WA",6,5858,"Seattle","WA","WASEATTL.txt"]
[null,"364","\"Alabama\"","AL","\"Evergreen\"",11,"Evergreen","Evergreen, AL","MONTGOMERY    AL","AL",2212,2224,"Montgomery","AL","ALMONTGO.txt "]
[null,"997","\"Alaska\"","AK","\"Fairbanks\"",11,"Fairbanks","Fairbanks, AK","FAIRBANKS    AK","AK",84,13940,"Fairbanks","AK","AKFAIRBA.txt "]
[null,"116","\"New_York\"","NY","\"Far Rockaway\"",14,"Far Rockaway","Far Rockaway, NY","ISLIP    NY","NY",706,5647,"Bridgeport","CT","CTBRIDGE.txt"]
[null,"580","\"North_Dakota\"","ND","\"Fargo\"",7,"Fargo","Fargo, ND","FARGO    ND","ND",537,9254,"Fargo","ND","NDFARGO.txt"]
[null,"581","\"North_Dakota\"","ND","\"Fargo\"",7,"Fargo","Fargo, ND","FARGO    ND","ND",537,9254,"Fargo","ND","NDFARGO.txt"]
[null,"874","\"New_Mexico\"","NM","\"Farmington\"",12,"Farmington","Farmington, NM","GRAND JUNCTION    CO","CO",1183,5548,"Grand Junction","CO","COGRNDJU.txt"]
[null,"239","\"Virginia\"","VA","\"Farmville\"",11,"Farmville","Farmville, VA","RICHMOND    VA","VA",1348,3963,"Richmond","VA","VARICHMO.txt"]
[null,"727","\"Arkansas\"","AR","\"Fayetteville\"",14,"Fayetteville","Fayetteville, AR","SPRINGFIELD    MO","MO",1320,4638,"Springfield","MO","MOSPRING.txt"]
[null,"283","\"North_Carolina\"","NC","\"Fayetteville\"",14,"Fayetteville","Fayetteville, NC","CHARLOTTE   NC","NC",1582,3341,"Charlotte","NC","NCCHARLO.txt"]
[null,"860","\"Arizona\"","AZ","\"Flagstaff\"",11,"Flagstaff","Flagstaff, AZ","FLAGSTAFF    AZ","AZ",145,7131,"Flagstaff","AZ","AZFLAGST.txt"]
[null,"636","\"Missouri\"","MO","\"Flat River\"",12,"Flat River","Flat River, MO","ST. LOUIS    MO","MO",1534,4758,"St Louis","MO","MOSTLOUI.txt"]
[null,"484","\"Michigan\"","MI","\"Flint\"",7,"Flint","Flint, MI","LANSING    MI","MI",490,7101,"Flint","MI","MIFLINT.txt"]
[null,"485","\"Michigan\"","MI","\"Flint\"",7,"Flint","Flint, MI","FLINT    MI","MI",483,6979,"Flint","MI","MIFLINT.txt"]
[null,"295","\"South_Carolina\"","SC","\"Florence\"",10,"Florence","Florence, SC","WILMINGTON    NC","NC",1926,2470,"Columbia","SC","SCCOLMBA.txt"]
[null,"113","\"New_York\"","NY","\"Flushing\"",10,"Flushing","Flushing, NY","NEW YORK (JFK AP)    NY","NY",921,5027,"New York City","NY","NYNEWYOR.txt"]
[null,"505","\"Iowa\"","IA","\"Fort Dodge\"",12,"Fort Dodge","Fort Dodge, IA","SIOUX CITY    IA","IA",907,6893,"Sioux City","IA","IASIOCTY.txt"]
[null,"333","\"Florida\"","FL","\"Fort Lauderdale\"",17,"Fort Lauderdale","Fort Lauderdale, FL","MIAMI    FL","FL",4198,200,"Miami Beach","FL","FLMIAMIB.txt"]
[null,"807","\"Colorado\"","CO","\"Fort Morgan\"",13,"Fort Morgan","Fort Morgan, CO","COLORADO SPRINGS    CO","CO",419,6415,"Colorado Springs","CO","COCOSPGS.txt"]
[null,"339","\"Florida\"","FL","\"Fort Myers\"",12,"Fort Myers","Fort Myers, FL","FORT MYERS    FL","FL",3855,418,"Tampa St. Petersburg","FL","FLTAMPA.txt"]
[null,"349","\"Florida\"","FL","\"Fort Pierce\"",13,"Fort Pierce","Fort Pierce, FL","TAMPA    FL","FL",3427,725,"Tampa St. Petersburg","FL","FLTAMPA.txt"]
[null,"667","\"Kansas\"","KS","\"Fort Scott\"",12,"Fort Scott","Fort Scott, KS","SPRINGFIELD    MO","MO",1320,4638,"Springfield","MO","MOSPRING.txt"]
[null,"729","\"Arkansas\"","AR","\"Fort Smith\"",12,"Fort Smith","Fort Smith, AR","FORT SMITH    AR","AR",1894,3478,"Fort Smith","AR","ARFTSMIT.txt"]
[null,"467","\"Indiana\"","IN","\"Fort Wayne\"",12,"Fort Wayne","Fort Wayne, IN","SOUTH BEND    IN","IN",728,6331,"Fort Wayne","IN","INFTWAYN.txt"]
[null,"468","\"Indiana\"","IN","\"Fort Wayne\"",12,"Fort Wayne","Fort Wayne, IN","FORT WAYNE    IN","IN",824,6273,"Fort Wayne","IN","INFTWAYN.txt"]
[null,"760","\"Texas\"","TX","\"Fort Worth\"",12,"Fort Worth","Fort Worth, TX","DALLAS-FORT WORTH    TX","TX",2603,2407,"Dallas Ft Worth","TX","TXDALLAS.txt"]
[null,"761","\"Texas\"","TX","\"Fort Worth\"",12,"Fort Worth","Fort Worth, TX","DALLAS-FORT WORTH    TX","TX",2603,2407,"Dallas Ft Worth","TX","TXDALLAS.txt"]
[null,"017","\"Massachusetts\"","MA","\"Framingham\"",12,"Framingham","Framingham, MA","WORCESTER    MA","MA",333,6979,"Boston","MA","MABOSTON.txt"]
[null,"406","\"Kentucky\"","KY","\"Frankfort\"",11,"Frankfort","Frankfort, KY","LEXINGTON    KY","KY",1140,4783,"Lexington","KY","KYLEXING.txt"]
[null,"217","\"Maryland\"","MD","\"Frederick\"",11,"Frederick","Frederick, MD","BALTIMORE    MD","MD",1137,4707,"Baltimore","MD","MDBALTIM.txt"]
[null,"224","\"Virginia\"","VA","\"Fredericksburg\"",16,"Fredericksburg","Fredericksburg, VA","RICHMOND    VA","VA",1348,3963,"Richmond","VA","VARICHMO.txt"]
[null,"225","\"Virginia\"","VA","\"Fredericksburg\"",16,"Fredericksburg","Fredericksburg, VA","RICHMOND    VA","VA",1348,3963,"Richmond","VA","VARICHMO.txt"]
[null,"936","\"California\"","CA","\"Fresno\"",8,"Fresno","Fresno, CA","FRESNO    CA","CA",1967,2556,"Fresno","CA","CAFRESNO.txt"]
[null,"937","\"California\"","CA","\"Fresno\"",8,"Fresno","Fresno, CA","FRESNO    CA","CA",1967,2556,"Fresno","CA","CAFRESNO.txt"]
[null,"359","\"Alabama\"","AL","\"Gadsden\"",9,"Gadsden","Gadsden, AL","ATLANTA    GA","GA",1667,2991,"Atlanta","GA","GAATLANT.txt"]
[null,"326","\"Florida\"","FL","\"Gainesville\"",13,"Gainesville","Gainesville, FL","GAINESVILLE    FL","FL",2609,1267,"Jacksonville","FL","FLJACKSV.txt"]
[null,"305","\"Georgia\"","GA","\"Gainesville\"",13,"Gainesville","Gainesville, GA","GREENVILLE-SPARTANBURG AP    SC","SC",1473,3272,"Atlanta","GA","GAATLANT.txt"]
[null,"614","\"Illinois\"","IL","\"Galesburg\"",11,"Galesburg","Galesburg, IL","MOLINE    IL","IL",911,6474,"Peoria","IL","ILPEORIA.txt"]
[null,"873","\"New_Mexico\"","NM","\"Gallup\"",8,"Gallup","Gallup, NM","ALBUQUERQUE    NM","NM",1244,4425,"Albuquerque","NM","NMALBUQU.txt"]
[null,"775","\"Texas\"","TX","\"Galveston\"",11,"Galveston","Galveston, TX","GALVESTON    TX","TX",2994,1263,"Houston","TX","TXHOUSTO.txt"]
[null,"463","\"Indiana\"","IN","\"Gary\"",6,"Gary","Gary, IN","SOUTH BEND    IN","IN",728,6331,"South Bend","IN","INSOBEND.txt"]
[null,"464","\"Indiana\"","IN","\"Gary\"",6,"Gary","Gary, IN","CHICAGO    IL","IL",752,6536,"Chicago","IL","ILCHICAG.txt"]
[null,"266","\"West_Virginia\"","WV","\"Gassaway\"",10,"Gassaway","Gassaway, WV","CHARLESTON    WV","WV",1031,4646,"Charleston","WV","WVCHARLE.txt"]
[null,"789","\"Texas\"","TX","\"Giddings\"",10,"Giddings","Giddings, TX","AUSTIN    TX","TX",3016,1688,"Austin","TX","TXAUSTIN.txt"]
[null,"827","\"Wyoming\"","WY","\"Gillette\"",10,"Gillette","Gillette, WY","CASPER    WY","WY",445,7682,"Casper","WY","WYCASPER.txt "]
[null,"950","\"California\"","CA","\"Gilroy\"",8,"Gilroy","Gilroy, CA","SAN FRANCISCO AP    CA","CA",145,3016,"San Jose","CA","CASANJOS.txt"]
[null,"912","\"California\"","CA","\"Glendale\"",10,"Glendale","Glendale, CA","LOS ANGELES C.O.    CA","CA",1537,1154,"Los Angeles","CA","CALOSANG.txt"]
[null,"128","\"New_York\"","NY","\"Glens Falls\"",13,"Glens Falls","Glens Falls, NY","BURLINGTON    VT","VT",388,7771,"Burlington","VT","VTBURLIN.txt"]
[null,"816","\"Colorado\"","CO","\"Glenwood Springs\"",18,"Glenwood Springs","Glenwood Springs, CO","GRAND JUNCTION    CO","CO",1183,5548,"Grand Junction","CO","COGRNDJU.txt"]
[null,"855","\"Arizona\"","AZ","\"Globe\"",7,"Globe","Globe, AZ","TUCSON    AZ","AZ",2954,1678,"Tucson","AZ","AZTUCSON.txt"]
[null,"804","\"Colorado\"","CO","\"Golden/Dillon\"",15,"Golden/Dillon","Golden/Dillon, CO","DENVER    CO","CO",679,6020,"Denver","CO","CODENVER.txt"]
[null,"582","\"North_Dakota\"","ND","\"Grand Forks\"",13,"Grand Forks","Grand Forks, ND","FARGO    ND","ND",537,9254,"Fargo","ND","NDFARGO.txt"]
[null,"688","\"Nebraska\"","NE","\"Grand Island\"",14,"Grand Island","Grand Island, NE","GRAND ISLAND    NE","NE",997,6421,"Lincoln","NE","NELINCOL.txt"]
[null,"815","\"Colorado\"","CO","\"Grand Junction\"",16,"Grand Junction","Grand Junction, CO","GRAND JUNCTION    CO","CO",1183,5548,"Grand Junction","CO","COGRNDJU.txt"]
[null,"493","\"Michigan\"","MI","\"Grand Rapids\"",14,"Grand Rapids","Grand Rapids, MI","MUSKEGON    MI","MI",431,6924,"Grand Rapids","MI","MIGRNDRA.txt"]
[null,"495","\"Michigan\"","MI","\"Grand Rapids\"",14,"Grand Rapids","Grand Rapids, MI","GRAND RAPIDS    MI","MI",534,6973,"Grand Rapids","MI","MIGRNDRA.txt"]
[null,"594","\"Montana\"","MT","\"Great Falls\"",13,"Great Falls","Great Falls, MT","GREAT FALLS    MT","MT",388,7741,"Great Falls","MT","MTGRFALL.txt"]
[null,"110","\"New_York\"","NY","\"Great Neck\"",12,"Great Neck","Great Neck, NY","NEW YORK (LAGUARDIA AP)    NY","NY",1052,4910,"New York City","NY","NYNEWYOR.txt"]
[null,"806","\"Colorado\"","CO","\"Greeley\"",9,"Greeley","Greeley, CO","DENVER    CO","CO",679,6020,"Denver","CO","CODENVER.txt"]
[null,"541","\"Wisconsin\"","WI","\"Green Bay\"",11,"Green Bay","Green Bay, WI","GREEN BAY    WI","WI",381,8089,"Green Bay","WI","WIGREBAY.txt"]
[null,"542","\"Wisconsin\"","WI","\"Green Bay\"",{"$f":"LEN(E326)","v":11},{"$f":"MID(E326,2,F326-2)","v":"Green Bay"},{"$f":"CONCATENATE(G326,\", \",+D326)","v":"Green Bay, WI"},"GREEN BAY    WI","WI",381,8089,"Green Bay","WI","WIGREBAY.txt"]
[null,"543","\"Wisconsin\"","WI","\"Green Bay\"",11,"Green Bay","Green Bay, WI","GREEN BAY    WI","WI",381,8089,"Green Bay","WI","WIGREBAY.txt"]
[null,"013","\"Massachusetts\"","MA","\"Greenfield\"",12,"Greenfield","Greenfield, MA","WORCESTER    MA","MA",333,6979,"Boston","MA","MABOSTON.txt"]
[null,"272","\"North_Carolina\"","NC","\"Greensboro\"",12,"Greensboro","Greensboro, NC","GREENSBORO-WNSTN-SALM-HGHPT NC","NC",1253,3865,"Greensboro","NC","NCGRNSBO.txt"]
[null,"273","\"North_Carolina\"","NC","\"Greensboro\"",12,"Greensboro","Greensboro, NC","GREENSBORO-WNSTN-SALM-HGHPT NC","NC",1253,3865,"Greensboro","NC","NCGRNSBO.txt"]
[null,"274","\"North_Carolina\"","NC","\"Greensboro\"",12,"Greensboro","Greensboro, NC","GREENSBORO-WNSTN-SALM-HGHPT NC","NC",1253,3865,"Greensboro","NC","NCGRNSBO.txt"]
[null,"156","\"Pennsylvania\"","PA","\"Greensburg\"",12,"Greensburg","Greensburg, PA","PITTSBURGH    PA","PA",654,5968,"Pittsburgh","PA","PAPITTSB.txt"]
[null,"387","\"Mississippi\"","MS","\"Greenville\"",12,"Greenville","Greenville, MS","JACKSON    MS","MS",2215,2467,"Jackson","MS","MSJACKSO.txt"]
[null,"296","\"South_Carolina\"","SC","\"Greenville\"",12,"Greenville","Greenville, SC","GREENVILLE-SPARTANBURG AP    SC","SC",1473,3272,"Charlotte","NC","NCCHARLO.txt"]
[null,"754","\"Texas\"","TX","\"Greenville\"",12,"Greenville","Greenville, TX","DALLAS-FORT WORTH    TX","TX",2603,2407,"Dallas Ft Worth","TX","TXDALLAS.txt"]
[null,"389","\"Mississippi\"","MS","\"Grenada\"",9,"Grenada","Grenada, MS","MERIDIAN    MS","MS",2138,2444,"Tupelo","MS","MSTUPELO.txt"]
[null,"395","\"Mississippi\"","MS","\"Gulfport\"",10,"Gulfport","Gulfport, MS","NEW ORLEANS    LA","LA",2655,1513,"New Orleans","LA","LANEWORL.txt"]
[null,"739","\"Oklahoma\"","OK","\"Guymon\"",8,"Guymon","Guymon, OK","AMARILLO    TX","TX",1354,4258,"Oklahoma City","OK","OKOKLCTY.txt"]
[null,"076","\"New_Jersey\"","NJ","\"Hackensack\"",12,"Hackensack","Hackensack, NJ","NEWARK    NJ","NJ",1201,4888,"Newark","NJ","NJNEWARK.txt"]
[null,"704","\"Louisiana\"","LA","\"Hammond\"",9,"Hammond","Hammond, LA","BATON ROUGE    LA","LA",2690,1669,"Baton Rouge","LA","LABATONR.txt"]
[null,"634","\"Missouri\"","MO","\"Hannibal\"",10,"Hannibal","Hannibal, MO","COLUMBIA    MO","MO",1189,5212,"St Louis","MO","MOSTLOUI.txt"]
[null,"170","\"Pennsylvania\"","PA","\"Harrisburg\"",12,"Harrisburg","Harrisburg, PA","HARRISBURG    PA","PA",962,5347,"Harrisburg","PA","PAHARRIS.txt "]
[null,"171","\"Pennsylvania\"","PA","\"Harrisburg\"",12,"Harrisburg","Harrisburg, PA","HARRISBURG    PA","PA",962,5347,"Harrisburg","PA","PAHARRIS.txt "]
[null,"726","\"Arkansas\"","AR","\"Harrison\"",10,"Harrison","Harrison, AR","FORT SMITH    AR","AR",1894,3478,"Fort Smith","AR","ARFTSMIT.txt"]
[null,"228","\"Virginia\"","VA","\"Harrisonburg\"",14,"Harrisonburg","Harrisonburg, VA","WASHINGTON DULLES AP DC","DC",973,5006,"Washington","MD","MDWASHDC.txt"]
[null,"647","\"Missouri\"","MO","\"Harrisonville\"",15,"Harrisonville","Harrisonville, MO","SPRINGFIELD    MO","MO",1320,4638,"Springfield","MO","MOSPRING.txt"]
[null,"060","\"Connecticut\"","CT","\"Hartford\"",10,"Hartford","Hartford, CT","WORCESTER    MA","MA",333,6979,"Hartford-Springfield","CT","CTHARTFO.txt"]
[null,"061","\"Connecticut\"","CT","\"Hartford\"",10,"Hartford","Hartford, CT","HARTFORD    CT","CT",677,6151,"Hartford-Springfield","CT","CTHARTFO.txt"]
[null,"689","\"Nebraska\"","NE","\"Hastings\"",10,"Hastings","Hastings, NE","GRAND ISLAND    NE","NE",997,6421,"Lincoln","NE","NELINCOL.txt"]
[null,"394","\"Mississippi\"","MS","\"Hattiesburg\"",13,"Hattiesburg","Hattiesburg, MS","MOBILE    AL","AL",2627,1702,"Mobile","AL","ALMOBILE.txt"]
[null,"595","\"Montana\"","MT","\"Havre\"",7,"Havre","Havre, MT","GREAT FALLS    MT","MT",388,7741,"Great Falls","MT","MTGRFALL.txt"]
[null,"676","\"Kansas\"","KS","\"Hays\"",6,"Hays","Hays, KS","DODGE CITY    KS","KS",1465,5001,"Wichita","KS","KSWICHIT.txt"]
[null,"417","\"Kentucky\"","KY","\"Hazard\"",8,"Hazard","Hazard, KY","HUNTINGTON    WV","WV",1005,4665,"Charleston","WV","WVCHARLE.txt"]
[null,"418","\"Kentucky\"","KY","\"Hazard\"",8,"Hazard","Hazard, KY","HUNTINGTON    WV","WV",1005,4665,"Charleston","WV","WVCHARLE.txt"]
[null,"182","\"Pennsylvania\"","PA","\"Hazleton\"",10,"Hazleton","Hazleton, PA","AVOCA    PA","PA",539,6291,"Wilkes-Barre","PA","PAWILKES.txt"]
[null,"596","\"Montana\"","MT","\"Helena\"",8,"Helena","Helena, MT","HELENA    MT","MT",386,8031,"Helena","MT","MTHELENA.txt"]
[null,"424","\"Kentucky\"","KY","\"Henderson\"",11,"Henderson","Henderson, KY","EVANSVILLE    IN","IN",1376,4708,"Evansville","IN","INEVANSV.txt"]
[null,"286","\"North_Carolina\"","NC","\"Hickory\"",9,"Hickory","Hickory, NC","GREENSBORO-WNSTN-SALM-HGHPT NC","NC",1253,3865,"Greensboro","NC","NCGRNSBO.txt"]
[null,"117","\"New_York\"","NY","\"Hicksville\"",12,"Hicksville","Hicksville, NY","ISLIP    NY","NY",706,5647,"Bridgeport","CT","CTBRIDGE.txt"]
[null,"118","\"New_York\"","NY","\"Hicksville\"",12,"Hicksville","Hicksville, NY","ISLIP    NY","NY",706,5647,"Bridgeport","CT","CTBRIDGE.txt"]
[null,"967","\"Hawaii\"","HI","\"Honolulu\"",10,"Honolulu","Honolulu, HI","HILO    HI","HI",3284,0,"Honolulu","HI","HIHONOLU.txt"]
[null,"968","\"Hawaii\"","HI","\"Honolulu\"",10,"Honolulu","Honolulu, HI","HONOLULU    HI","HI",4474,0,"Honolulu","HI","HIHONOLU.txt"]
[null,"970","\"Oregon\"","OR","\"Hood River\"",12,"Hood River","Hood River, OR","SALEM    OR","OR",247,4927,"Salem","OR","ORSALEM.txt"]
[null,"718","\"Arkansas\"","AR","\"Hope\"",6,"Hope","Hope, AR","LITTLE ROCK    AR","AR",2005,3155,"Little Rock","AR","ARLIROCK.txt"]
[null,"719","\"Arkansas\"","AR","\"Hot Springs\"",13,"Hot Springs","Hot Springs, AR","LITTLE ROCK    AR","AR",2005,3155,"Little Rock","AR","ARLIROCK.txt"]
[null,"499","\"Michigan\"","MI","\"Houghton\"",10,"Houghton","Houghton, MI","HOUGHTON LAKE    MI","MI",256,8218,"Sault Ste Marie","MI","MISTEMAR.txt"]
[null,"770","\"Texas\"","TX","\"Houston\"",9,"Houston","Houston, TX","HOUSTON    TX","TX",2700,1599,"Houston","TX","TXHOUSTO.txt"]
[null,"771","\"Texas\"","TX","\"Houston\"",9,"Houston","Houston, TX","HOUSTON    TX","TX",2700,1599,"Houston","TX","TXHOUSTO.txt"]
[null,"772","\"Texas\"","TX","\"Houston\"",9,"Houston","Houston, TX","HOUSTON    TX","TX",2700,1599,"Houston","TX","TXHOUSTO.txt"]
[null,"774","\"Texas\"","TX","\"Houston\"",9,"Houston","Houston, TX","HOUSTON    TX","TX",2700,1599,"Houston","TX","TXHOUSTO.txt"]
[null,"255","\"West_Virginia\"","WV","\"Huntington\"",12,"Huntington","Huntington, WV","CHARLESTON    WV","WV",1031,4646,"Charleston","WV","WVCHARLE.txt"]
[null,"257","\"West_Virginia\"","WV","\"Huntington\"",12,"Huntington","Huntington, WV","HUNTINGTON    WV","WV",1005,4665,"Charleston","WV","WVCHARLE.txt"]
[null,"357","\"Alabama\"","AL","\"Huntsville\"",12,"Huntsville","Huntsville, AL","CHATTANOOGA    TN","TN",1544,3587,"Chattanooga","TN","TNCHATTA.txt"]
[null,"358","\"Alabama\"","AL","\"Huntsville\"",12,"Huntsville","Huntsville, AL","HUNTSVILLE    AL","AL",1651,3323,"Huntsville","AL","ALHUNTSV.txt"]
[null,"675","\"Kansas\"","KS","\"Hutchinson\"",12,"Hutchinson","Hutchinson, KS","WICHITA    KS","KS",1628,4791,"Wichita","KS","KSWICHIT.txt"]
[null,"026","\"Massachusetts\"","MA","\"Hyannis\"",9,"Hyannis","Hyannis, MA","PROVIDENCE    RI","RI",606,5884,"Rhode Island","RI","RIPROVID.txt"]
[null,"834","\"Idaho\"","ID","\"Idaho Falls\"",13,"Idaho Falls","Idaho Falls, ID","POCATELLO    ID","ID",421,7180,"Pocatello","ID","IDPOCATE.txt"]
[null,"673","\"Kansas\"","KS","\"Independence\"",14,"Independence","Independence, KS","SPRINGFIELD    MO","MO",1320,4638,"Springfield","MO","MOSPRING.txt"]
[null,"157","\"Pennsylvania\"","PA","\"Indiana\"",9,"Indiana","Indiana, PA","PITTSBURGH    PA","PA",654,5968,"Pittsburgh","PA","PAPITTSB.txt"]
[null,"460","\"Indiana\"","IN","\"Indianapolis\"",14,"Indianapolis","Indianapolis, IN","INDIANAPOLIS    IN","IN",1014,5615,"Indianapolis","IN","ININDIAN.txt"]
[null,"461","\"Indiana\"","IN","\"Indianapolis\"",14,"Indianapolis","Indianapolis, IN","INDIANAPOLIS    IN","IN",1014,5615,"Indianapolis","IN","ININDIAN.txt"]
[null,"462","\"Indiana\"","IN","\"Indianapolis\"",14,"Indianapolis","Indianapolis, IN","INDIANAPOLIS    IN","IN",1014,5615,"Indianapolis","IN","ININDIAN.txt"]
[null,"903","\"California\"","CA","\"Inglewood\"",11,"Inglewood","Inglewood, CA","LOS ANGELES AP    CA","CA",727,1458,"Los Angeles","CA","CALOSANG.txt"]
[null,"498","\"Michigan\"","MI","\"Iron Mountain\"",15,"Iron Mountain","Iron Mountain, MI","MARQUETTE    MI","MI",155,9567,"Sault Ste Marie","MI","MISTEMAR.txt"]
[null,"148","\"New_York\"","NY","\"Ithaca\"",8,"Ithaca","Ithaca, NY","SYRACUSE    NY","NY",438,6834,"Syracuse","NY","NYSYRACU.txt"]
[null,"492","\"Michigan\"","MI","\"Jackson\"",9,"Jackson","Jackson, MI","TOLEDO    OH","OH",610,6579,"Toledo","OH","OHTOLEDO.txt"]
[null,"390","\"Mississippi\"","MS","\"Jackson\"",9,"Jackson","Jackson, MS","JACKSON    MS","MS",2215,2467,"Jackson","MS","MSJACKSO.txt"]
[null,"391","\"Mississippi\"","MS","\"Jackson\"",9,"Jackson","Jackson, MS","JACKSON    MS","MS",2215,2467,"Jackson","MS","MSJACKSO.txt"]
[null,"392","\"Mississippi\"","MS","\"Jackson\"",9,"Jackson","Jackson, MS","JACKSON    MS","MS",2215,2467,"Jackson","MS","MSJACKSO.txt"]
[null,"383","\"Tennessee\"","TN","\"Jackson\"",{"$f":"LEN(E390)","v":9},{"$f":"MID(E390,2,F390-2)","v":"Jackson"},{"$f":"CONCATENATE(G390,\", \",+D390)","v":"Jackson, TN"},"HUNTSVILLE    AL","AL",1651,3323,"Huntsville","AL","ALHUNTSV.txt"]
[null,"830","\"Wyoming\"","WY","\"Jackson\"",9,"Jackson","Jackson, WY","LANDER    WY","WY",479,7889,"Casper","WY","WYCASPER.txt "]
[null,"320","\"Florida\"","FL","\"Jacksonville\"",14,"Jacksonville","Jacksonville, FL","JACKSONVILLE    FL","FL",2551,1434,"Jacksonville","FL","FLJACKSV.txt"]
[null,"321","\"Florida\"","FL","\"Jacksonville\"",14,"Jacksonville","Jacksonville, FL","JACKSONVILLE    FL","FL",2551,1434,"Jacksonville","FL","FLJACKSV.txt"]
[null,"322","\"Florida\"","FL","\"Jacksonville\"",14,"Jacksonville","Jacksonville, FL","JACKSONVILLE    FL","FL",2551,1434,"Jacksonville","FL","FLJACKSV.txt"]
[null,"114","\"New_York\"","NY","\"Jamaica\"",9,"Jamaica","Jamaica, NY","NEW YORK (JFK AP)    NY","NY",921,5027,"New York City","NY","NYNEWYOR.txt"]
[null,"584","\"North_Dakota\"","ND","\"Jamestown\"",11,"Jamestown","Jamestown, ND","BISMARCK    ND","ND",488,8968,"Bismarck","ND","NDBISMAR.txt"]
[null,"147","\"New_York\"","NY","\"Jamestown\"",11,"Jamestown","Jamestown, NY","ERIE    PA","PA",550,6279,"Erie","PA","PAERIE.txt"]
[null,"355","\"Alabama\"","AL","\"Jasper\"",8,"Jasper","Jasper, AL","HUNTSVILLE    AL","AL",1651,3323,"Huntsville","AL","ALHUNTSV.txt"]
[null,"650","\"Missouri\"","MO","\"Jefferson_City\"",16,"Jefferson_City","Jefferson_City, MO","ST. LOUIS    MO","MO",1534,4758,"St Louis","MO","MOSTLOUI.txt"]
[null,"651","\"Missouri\"","MO","\"Jefferson_City\"",16,"Jefferson_City","Jefferson_City, MO","COLUMBIA    MO","MO",1189,5212,"St Louis","MO","MOSTLOUI.txt"]
[null,"073","\"New_Jersey\"","NJ","\"Jersey_City\"",13,"Jersey_City","Jersey_City, NJ","NEWARK    NJ","NJ",1201,4888,"Newark","NJ","NJNEWARK.txt"]
[null,"376","\"Tennessee\"","TN","\"Johnson City\"",14,"Johnson City","Johnson City, TN","BRISTOL-JHNSN CTY-KNGSPRT    TN","TN",972,4406,"Knoxville","TN","TNKNOXVI.txt"]
[null,"159","\"Pennsylvania\"","PA","\"Johnstown\"",11,"Johnstown","Johnstown, PA","PITTSBURGH    PA","PA",654,5968,"Pittsburgh","PA","PAPITTSB.txt"]
[null,"724","\"Arkansas\"","AR","\"Jonesboro\"",11,"Jonesboro","Jonesboro, AR","NORTH LITTLE ROCK    AR","AR",1916,3228,"Little Rock","AR","ARLIROCK.txt"]
[null,"648","\"Missouri\"","MO","\"Joplin\"",8,"Joplin","Joplin, MO","SPRINGFIELD    MO","MO",1320,4638,"Springfield","MO","MOSPRING.txt"]
[null,"998","\"Alaska\"","AK","\"Juneau\"",8,"Juneau","Juneau, AK","JUNEAU    AK","AK",0,8897,"Juneau","AK","AKJUNEAU.txt"]
[null,"490","\"Michigan\"","MI","\"Kalamazoo\"",11,"Kalamazoo","Kalamazoo, MI","SOUTH BEND    IN","IN",728,6331,"South Bend","IN","INSOBEND.txt"]
[null,"491","\"Michigan\"","MI","\"Kalamazoo\"",11,"Kalamazoo","Kalamazoo, MI","SOUTH BEND    IN","IN",728,6331,"South Bend","IN","INSOBEND.txt"]
[null,"599","\"Montana\"","MT","\"Kalispell\"",11,"Kalispell","Kalispell, MT","KALISPELL    MT","MT",149,8378,"Great Falls","MT","MTGRFALL.txt"]
[null,"609","\"Illinois\"","IL","\"Kankakee\"",10,"Kankakee","Kankakee, IL","PEORIA    IL","IL",982,6148,"Peoria","IL","ILPEORIA.txt"]
[null,"660","\"Kansas\"","KS","\"Kansas City\"",13,"Kansas City","Kansas City, KS","TOPEKA    KS","KS",1304,5265,"Kansas City","MO","MOKANCTY.txt"]
[null,"661","\"Kansas\"","KS","\"Kansas City\"",13,"Kansas City","Kansas City, KS","KANSAS CITY    MO","MO",1288,5393,"Kansas City","MO","MOKANCTY.txt"]
[null,"640","\"Missouri\"","MO","\"Kansas City\"",13,"Kansas City","Kansas City, MO","KANSAS CITY    MO","MO",1288,5393,"Kansas City","MO","MOKANCTY.txt"]
[null,"641","\"Missouri\"","MO","\"Kansas City\"",13,"Kansas City","Kansas City, MO","KANSAS CITY    MO","MO",1288,5393,"Kansas City","MO","MOKANCTY.txt"]
[null,"034","\"New_Hampshire\"","NH","\"Keene\"",7,"Keene","Keene, NH","WORCESTER    MA","MA",333,6979,"Concord","NH","NHCONCOR.txt"]
[null,"831","\"Wyoming\"","WY","\"Kemmerer\"",10,"Kemmerer","Kemmerer, WY","LANDER    WY","WY",479,7889,"Casper","WY","WYCASPER.txt "]
[null,"999","\"Alaska\"","AK","\"Ketchikan\"",11,"Ketchikan","Ketchikan, AK","KING SALMON    AK","AK",0,11456,"Juneau","AK","AKJUNEAU.txt"]
[null,"267","\"West_Virginia\"","WV","\"Keyser\"",8,"Keyser","Keyser, WV","ELKINS    WV","WV",346,6120,"Elkins","WV","WVELKINS.txt"]
[null,"864","\"Arizona\"","AZ","\"Kingman\"",9,"Kingman","Kingman, AZ","LAS VEGAS    NV","NV",3201,2407,"Las Vegas","NV","NVLASVEG.txt"]
[null,"124","\"New_York\"","NY","\"Kingston\"",10,"Kingston","Kingston, NY","ALBANY    NY","NY",507,6894,"Albany","NY","NYALBANY.txt"]
[null,"285","\"North_Carolina\"","NC","\"Kinston\"",9,"Kinston","Kinston, NC","WILMINGTON    NC","NC",1926,2470,"Charlotte","NC","NCCHARLO.txt"]
[null,"635","\"Missouri\"","MO","\"Kirksville\"",12,"Kirksville","Kirksville, MO","MOLINE    IL","IL",911,6474,"Peoria","IL","ILPEORIA.txt"]
[null,"162","\"Pennsylvania\"","PA","\"Kittanning\"",12,"Kittanning","Kittanning, PA","YOUNGSTOWN    OH","OH",497,6544,"Youngstown","OH","OHYOUNGS.txt"]
[null,"039","\"Maine\"","ME","\"Kittery\"",9,"Kittery","Kittery, ME","PORTLAND    ME","ME",268,7378,"Portland","ME","MEPORTLA.txt"]
[null,"976","\"Oregon\"","OR","\"Klamath Falls\"",15,"Klamath Falls","Klamath Falls, OR","MEDFORD    OR","OR",725,4611,"Medford","OR","ORMEDFOR.txt"]
[null,"377","\"Tennessee\"","TN","\"Knoxville\"",11,"Knoxville","Knoxville, TN","KNOXVILLE    TN","TN",1266,3937,"Knoxville","TN","TNKNOXVI.txt"]
[null,"378","\"Tennessee\"","TN","\"Knoxville\"",11,"Knoxville","Knoxville, TN","KNOXVILLE    TN","TN",1266,3937,"Knoxville","TN","TNKNOXVI.txt"]
[null,"379","\"Tennessee\"","TN","\"Knoxville\"",11,"Knoxville","Knoxville, TN","KNOXVILLE    TN","TN",1266,3937,"Knoxville","TN","TNKNOXVI.txt"]
[null,"469","\"Indiana\"","IN","\"Kokomo\"",8,"Kokomo","Kokomo, IN","SOUTH BEND    IN","IN",728,6331,"South Bend","IN","INSOBEND.txt"]
[null,"546","\"Wisconsin\"","WI","\"La Crosse\"",11,"La Crosse","La Crosse, WI","MADISON    WI","WI",485,7673,"Madison","WI","WIMADISO.txt"]
[null,"613","\"Illinois\"","IL","\"La Salle\"",10,"La Salle","La Salle, IL","MOLINE    IL","IL",911,6474,"Peoria","IL","ILPEORIA.txt"]
[null,"479","\"Indiana\"","IN","\"Lafayette\"",11,"Lafayette","Lafayette, IN","SOUTH BEND    IN","IN",728,6331,"South Bend","IN","INSOBEND.txt"]
[null,"705","\"Louisiana\"","LA","\"Lafayette\"",11,"Lafayette","Lafayette, LA","BATON ROUGE    LA","LA",2690,1669,"Baton Rouge","LA","LABATONR.txt"]
[null,"706","\"Louisiana\"","LA","\"Lake Charles\"",14,"Lake Charles","Lake Charles, LA","LAKE CHARLES    LA","LA",2650,1616,"Lake Charles","LA","LALAKECH.txt"]
[null,"338","\"Florida\"","FL","\"Lakeland\"",10,"Lakeland","Lakeland, FL","TAMPA    FL","FL",3427,725,"Tampa St. Petersburg","FL","FLTAMPA.txt"]
[null,"087","\"New_Jersey\"","NJ","\"Lakewood\"",10,"Lakewood","Lakewood, NJ","ATLANTIC CITY AP    NJ","NJ",826,5169,"Atlantic City","NJ","NJATLCTY.txt"]
[null,"935","\"California\"","CA","\"Lancaster\"",11,"Lancaster","Lancaster, CA","BISHOP    CA","CA",1039,4310,"Reno","NV","NVRENO.txt"]
[null,"175","\"Pennsylvania\"","PA","\"Lancaster\"",11,"Lancaster","Lancaster, PA","HARRISBURG    PA","PA",962,5347,"Harrisburg","PA","PAHARRIS.txt "]
[null,"176","\"Pennsylvania\"","PA","\"Lancaster\"",11,"Lancaster","Lancaster, PA","HARRISBURG    PA","PA",962,5347,"Harrisburg","PA","PAHARRIS.txt "]
[null,"488","\"Michigan\"","MI","\"Lansing\"",9,"Lansing","Lansing, MI","FLINT    MI","MI",483,6979,"Lansing","MI","MILANSIN.txt"]
[null,"489","\"Michigan\"","MI","\"Lansing\"",9,"Lansing","Lansing, MI","LANSING    MI","MI",490,7101,"Lansing","MI","MILANSIN.txt"]
[null,"780","\"Texas\"","TX","\"Laredo/Pearsall\"",17,"Laredo/Pearsall","Laredo/Pearsall, TX","VICTORIA    TX","TX",3118,1296,"San Antonio","TX","TXSANANT.txt"]
[null,"880","\"New_Mexico\"","NM","\"Las Cruces\"",12,"Las Cruces","Las Cruces, NM","EL PASO    TX","TX",2094,2708,"El Paso","TX","TXELPASO.txt"]
[null,"877","\"New_Mexico\"","NM","\"Las Vegas\"",11,"Las Vegas","Las Vegas, NM","PUEBLO    CO","CO",973,5413,"Pueblo","CO","COPUEBLO.txt"]
[null,"891","\"Nevada\"","NV","\"Las Vegas\"",11,"Las Vegas","Las Vegas, NV","LAS VEGAS    NV","NV",3201,2407,"Las Vegas","NV","NVLASVEG.txt"]
[null,"207","\"Maryland\"","MD","\"Laurel\"",8,"Laurel","Laurel, MD","BALTIMORE    MD","MD",1137,4707,"Baltimore","MD","MDBALTIM.txt"]
[null,"470","\"Indiana\"","IN","\"Lawrenceburg\"",14,"Lawrenceburg","Lawrenceburg, IN","GREATER CINCINNATI AP KY","KY",996,5248,"Cincinnati","OH","OHCINCIN.txt"]
[null,"735","\"Oklahoma\"","OK","\"Lawton\"",8,"Lawton","Lawton, OK","WICHITA FALLS    TX","TX",2340,3042,"Wichita Falls","TX","TXWICHFA.txt"]
[null,"180","\"Pennsylvania\"","PA","\"Lehigh_Valley\"",15,"Lehigh_Valley","Lehigh_Valley, PA","ALLENTOWN    PA","PA",773,5785,"Allentown","PA","PAALLENT.txt"]
[null,"249","\"West_Virginia\"","WV","\"Lewisburg\"",11,"Lewisburg","Lewisburg, WV","CHARLESTON    WV","WV",1031,4646,"Charleston","WV","WVCHARLE.txt"]
[null,"835","\"Idaho\"","ID","\"Lewiston\"",10,"Lewiston","Lewiston, ID","LEWISTON    ID","ID",814,5270,"Spokane","WA","WASPOKAN.txt"]
[null,"403","\"Kentucky\"","KY","\"Lexington\"",11,"Lexington","Lexington, KY","LEXINGTON    KY","KY",1140,4783,"Lexington","KY","KYLEXING.txt"]
[null,"404","\"Kentucky\"","KY","\"Lexington\"",11,"Lexington","Lexington, KY","LEXINGTON    KY","KY",1140,4783,"Lexington","KY","KYLEXING.txt"]
[null,"405","\"Kentucky\"","KY","\"Lexington\"",{"$f":"LEN(E454)","v":11},{"$f":"MID(E454,2,F454-2)","v":"Lexington"},{"$f":"CONCATENATE(G454,\", \",+D454)","v":"Lexington, KY"},"LEXINGTON    KY","KY",1140,4783,"Lexington","KY","KYLEXING.txt"]
[null,"679","\"Kansas\"","KS","\"Liberal\"",9,"Liberal","Liberal, KS","DODGE CITY    KS","KS",1465,5001,"Wichita","KS","KSWICHIT.txt"]
[null,"458","\"Ohio\"","OH","\"Lima\"",6,"Lima","Lima, OH","DAYTON    OH","OH",886,5708,"Dayton","OH","OHDAYTON.txt"]
[null,"683","\"Nebraska\"","NE","\"Lincoln\"",9,"Lincoln","Lincoln, NE","LINCOLN    NE","NE",1134,6278,"Lincoln","NE","NELINCOL.txt"]
[null,"684","\"Nebraska\"","NE","\"Lincoln\"",9,"Lincoln","Lincoln, NE","LINCOLN    NE","NE",1134,6278,"Lincoln","NE","NELINCOL.txt"]
[null,"685","\"Nebraska\"","NE","\"Lincoln\"",9,"Lincoln","Lincoln, NE","LINCOLN    NE","NE",1134,6278,"Lincoln","NE","NELINCOL.txt"]
[null,"720","\"Arkansas\"","AR","\"Little Rock\"",13,"Little Rock","Little Rock, AR","LITTLE ROCK    AR","AR",2005,3155,"Little Rock","AR","ARLIROCK.txt"]
[null,"721","\"Arkansas\"","AR","\"Little Rock\"",13,"Little Rock","Little Rock, AR","LITTLE ROCK    AR","AR",2005,3155,"Little Rock","AR","ARLIROCK.txt"]
[null,"722","\"Arkansas\"","AR","\"Little Rock\"",13,"Little Rock","Little Rock, AR","LITTLE ROCK    AR","AR",2005,3155,"Little Rock","AR","ARLIROCK.txt"]
[null,"035","\"New_Hampshire\"","NH","\"Littleton\"",11,"Littleton","Littleton, NH","BURLINGTON    VT","VT",388,7771,"Burlington","VT","VTBURLIN.txt"]
[null,"256","\"West_Virginia\"","WV","\"Logan\"",7,"Logan","Logan, WV","CHARLESTON    WV","WV",1031,4646,"Charleston","WV","WVCHARLE.txt"]
[null,"908","\"California\"","CA","\"Long Beach\"",12,"Long Beach","Long Beach, CA","LONG BEACH    CA","CA",1201,1430,"Los Angeles","CA","CALOSANG.txt"]
[null,"805","\"Colorado\"","CO","\"Longmont\"",10,"Longmont","Longmont, CO","DENVER    CO","CO",679,6020,"Denver","CO","CODENVER.txt"]
[null,"756","\"Texas\"","TX","\"Longview\"",10,"Longview","Longview, TX","SHREVEPORT    LA","LA",2368,2264,"Shreveport","LA","LASHREVE.txt"]
[null,"900","\"California\"","CA","\"Los Angeles\"",13,"Los Angeles","Los Angeles, CA","LOS ANGELES AP    CA","CA",727,1458,"Los Angeles","CA","CALOSANG.txt"]
[null,"901","\"California\"","CA","\"Los Angeles\"",13,"Los Angeles","Los Angeles, CA","LOS ANGELES AP    CA","CA",727,1458,"Los Angeles","CA","CALOSANG.txt"]
[null,"902","\"California\"","CA","\"Los Angeles\"",13,"Los Angeles","Los Angeles, CA","LOS ANGELES AP    CA","CA",727,1458,"Los Angeles","CA","CALOSANG.txt"]
[null,"400","\"Kentucky\"","KY","\"Louisville\"",12,"Louisville","Louisville, KY","LOUISVILLE    KY","KY",1288,4514,"Louisville","KY","KYLOUISV.txt"]
[null,"401","\"Kentucky\"","KY","\"Louisville\"",12,"Louisville","Louisville, KY","LOUISVILLE    KY","KY",1288,4514,"Louisville","KY","KYLOUISV.txt"]
[null,"402","\"Kentucky\"","KY","\"Louisville\"",12,"Louisville","Louisville, KY","LOUISVILLE    KY","KY",1288,4514,"Louisville","KY","KYLOUISV.txt"]
[null,"793","\"Texas\"","TX","\"Lubbock\"",9,"Lubbock","Lubbock, TX","LUBBOCK    TX","TX",1689,3431,"Lubbock","TX","TXLUBBOC.txt"]
[null,"794","\"Texas\"","TX","\"Lubbock\"",9,"Lubbock","Lubbock, TX","LUBBOCK    TX","TX",1689,3431,"Lubbock","TX","TXLUBBOC.txt"]
[null,"759","\"Texas\"","TX","\"Lufkin\"",8,"Lufkin","Lufkin, TX","WACO    TX","TX",2816,2179,"Waco","TX","TXWACO.txt"]
[null,"245","\"Virginia\"","VA","\"Lynchburg\"",11,"Lynchburg","Lynchburg, VA","LYNCHBURG    VA","VA",1048,4340,"Roanoke","VA","VAROANOK.txt"]
[null,"019","\"Massachusetts\"","MA","\"Lynn\"",6,"Lynn","Lynn, MA","BOSTON    MA","MA",678,5641,"Boston","MA","MABOSTON.txt"]
[null,"497","\"Michigan\"","MI","\"Mackinaw City\"",15,"Mackinaw City","Mackinaw City, MI","SAULT STE. MARIE    MI","MI",131,9316,"Sault Ste Marie","MI","MISTEMAR.txt"]
[null,"310","\"Georgia\"","GA","\"Macon\"",7,"Macon","Macon, GA","COLUMBUS    GA","GA",2284,2261,"Macon","GA","GAMACON.txt"]
[null,"311","\"Georgia\"","GA","\"Macon\"",7,"Macon","Macon, GA","COLUMBUS    GA","GA",2284,2261,"Macon","GA","GAMACON.txt"]
[null,"312","\"Georgia\"","GA","\"Macon\"",7,"Macon","Macon, GA","MACON    GA","GA",2125,2334,"Macon","GA","GAMACON.txt"]
[null,"535","\"Wisconsin\"","WI","\"Madison\"",9,"Madison","Madison, WI","LA CROSSE    WI","WI",692,7491,"Madison","WI","WIMADISO.txt"]
[null,"536","\"Wisconsin\"","WI","\"Madison\"",9,"Madison","Madison, WI","LA CROSSE    WI","WI",692,7491,"Madison","WI","WIMADISO.txt"]
[null,"537","\"Wisconsin\"","WI","\"Madison\"",9,"Madison","Madison, WI","MADISON    WI","WI",485,7673,"Madison","WI","WIMADISO.txt"]
[null,"030","\"New_Hampshire\"","NH","\"Manchester\"",12,"Manchester","Manchester, NH","WORCESTER    MA","MA",333,6979,"Concord","NH","NHCONCOR.txt"]
[null,"031","\"New_Hampshire\"","NH","\"Manchester\"",12,"Manchester","Manchester, NH","CONCORD    NH","NH",328,7554,"Concord","NH","NHCONCOR.txt"]
[null,969,"\"Guam\"","GU","\"Mangilao\"",10,"Mangilao","Mangilao, GU","GUAM    PC","PC",5034,0,"Honolulu","HI","HIHONOLU.txt"]
[null,"560","\"Minnesota\"","MN","\"Mankato\"",9,"Mankato","Mankato, MN","ROCHESTER    MN","MN",472,8250,"Minneapolis St. Paul","MN","MNMINPLS.txt"]
[null,"448","\"Ohio\"","OH","\"Mansfield\"",11,"Mansfield","Mansfield, OH","MANSFIELD    OH","OH",666,6258,"Akron Canton","OH","OHAKRON.txt"]
[null,"449","\"Ohio\"","OH","\"Mansfield\"",11,"Mansfield","Mansfield, OH","MANSFIELD    OH","OH",666,6258,"Akron Canton","OH","OHAKRON.txt"]
[null,"433","\"Ohio\"","OH","\"Marion\"",8,"Marion","Marion, OH","DAYTON    OH","OH",886,5708,"Dayton","OH","OHDAYTON.txt"]
[null,"254","\"West_Virginia\"","WV","\"Martinsburg\"",13,"Martinsburg","Martinsburg, WV","WASHINGTON DULLES AP DC","DC",973,5006,"Washington","MD","MDWASHDC.txt"]
[null,"959","\"California\"","CA","\"Marysville\"",12,"Marysville","Marysville, CA","SACRAMENTO    CA","CA",1237,2749,"Sacramento","CA","CASACRAM.txt"]
[null,"504","\"Iowa\"","IA","\"Mason City\"",12,"Mason City","Mason City, IA","WATERLOO    IA","IA",702,7406,"Des Moines","IA","IADESMOI.txt"]
[null,"382","\"Tennessee\"","TN","\"Mc_Kenzie\"",11,"Mc_Kenzie","Mc_Kenzie, TN","NASHVILLE    TN","TN",1616,3729,"Nashville","TN","TNNASHVI.txt"]
[null,"745","\"Oklahoma\"","OK","\"McAlester\"",11,"McAlester","McAlester, OK","FORT SMITH    AR","AR",1894,3478,"Fort Smith","AR","ARFTSMIT.txt"]
[null,"396","\"Mississippi\"","MS","\"McComb\"",8,"McComb","McComb, MS","JACKSON    MS","MS",2215,2467,"Jackson","MS","MSJACKSO.txt"]
[null,"690","\"Nebraska\"","NE","\"McCook\"",8,"McCook","McCook, NE","GOODLAND    KS","KS",859,5974,"Goodland","KS","KSGOODLA.txt"]
[null,"975","\"Oregon\"","OR","\"Medford\"",9,"Medford","Medford, OR","MEDFORD    OR","OR",725,4611,"Medford","OR","ORMEDFOR.txt"]
[null,"329","\"Florida\"","FL","\"Melbourne\"",11,"Melbourne","Melbourne, FL","VERO BEACH    FL","FL",3278,548,"Orlando","FL","FLORLAND.txt"]
[null,"380","\"Tennessee\"","TN","\"Memphis\"",9,"Memphis","Memphis, TN","MEMPHIS    TN","TN",2118,3082,"Memphis","TN","TNMEMPHI.txt"]
[null,"381","\"Tennessee\"","TN","\"Memphis\"",9,"Memphis","Memphis, TN","MEMPHIS    TN","TN",2118,3082,"Memphis","TN","TNMEMPHI.txt"]
[null,"953","\"California\"","CA","\"Merced\"",8,"Merced","Merced, CA","SACRAMENTO    CA","CA",1237,2749,"Sacramento","CA","CASACRAM.txt"]
[null,"393","\"Mississippi\"","MS","\"Meridian\"",10,"Meridian","Meridian, MS","MERIDIAN    MS","MS",2138,2444,"Jackson","MS","MSJACKSO.txt"]
[null,"330","\"Florida\"","FL","\"Miami\"",7,"Miami","Miami, FL","KEY WEST    FL","FL",4798,100,"Miami Beach","FL","FLMIAMIB.txt"]
[null,"331","\"Florida\"","FL","\"Miami\"",7,"Miami","Miami, FL","MIAMI    FL","FL",4198,200,"Miami Beach","FL","FLMIAMIB.txt"]
[null,"332","\"Florida\"","FL","\"Miami\"",7,"Miami","Miami, FL","MIAMI    FL","FL",4198,200,"Miami Beach","FL","FLMIAMIB.txt"]
[null,"409","\"Kentucky\"","KY","\"Middlesboro\"",13,"Middlesboro","Middlesboro, KY","BRISTOL-JHNSN CTY-KNGSPRT    TN","TN",972,4406,"Knoxville","TN","TNKNOXVI.txt"]
[null,"797","\"Texas\"","TX","\"Midland\"",9,"Midland","Midland, TX","EL PASO    TX","TX",2094,2708,"Midland Odessa","TX","TXMIDLAN.txt"]
[null,"593","\"Montana\"","MT","\"Miles City\"",12,"Miles City","Miles City, MT","GLASGOW    MT","MT",558,8745,"Great Falls","MT","MTGRFALL.txt"]
[null,"530","\"Wisconsin\"","WI","\"Milwaukee\"",11,"Milwaukee","Milwaukee, WI","MADISON    WI","WI",485,7673,"Milwaukee","WI","WIMILWAU.txt"]
[null,"531","\"Wisconsin\"","WI","\"Milwaukee\"",11,"Milwaukee","Milwaukee, WI","MADISON    WI","WI",485,7673,"Milwaukee","WI","WIMILWAU.txt"]
[null,"532","\"Wisconsin\"","WI","\"Milwaukee\"",11,"Milwaukee","Milwaukee, WI","MILWAUKEE    WI","WI",479,7324,"Milwaukee","WI","WIMILWAU.txt"]
[null,"533","\"Wisconsin\"","WI","\"Milwaukee\"",11,"Milwaukee","Milwaukee, WI","MILWAUKEE    WI","WI",479,7324,"Milwaukee","WI","WIMILWAU.txt"]
[null,"553","\"Minnesota\"","MN","\"Minneapolis\"",13,"Minneapolis","Minneapolis, MN","MINNEAPOLIS-ST.PAUL    MN","MN",682,7981,"Minneapolis St. Paul","MN","MNMINPLS.txt"]
[null,"554","\"Minnesota\"","MN","\"Minneapolis\"",13,"Minneapolis","Minneapolis, MN","MINNEAPOLIS-ST.PAUL    MN","MN",682,7981,"Minneapolis St. Paul","MN","MNMINPLS.txt"]
[null,"115","\"New_York\"","NY","\"Minneola\"",{"$f":"LEN(E518)","v":10},{"$f":"MID(E518,2,F518-2)","v":"Minneola"},{"$f":"CONCATENATE(G518,\", \",+D518)","v":"Minneola, NY"},"NEW YORK (JFK AP)    NY","NY",921,5027,"New York City","NY","NYNEWYOR.txt"]
[null,"587","\"North_Dakota\"","ND","\"Minot\"",7,"Minot","Minot, ND","WILLISTON    ND","ND",548,9090,"Bismarck","ND","NDBISMAR.txt"]
[null,"598","\"Montana\"","MT","\"Missoula\"",10,"Missoula","Missoula, MT","MISSOULA    MT","MT",280,7792,"Helena","MT","MTHELENA.txt"]
[null,"573","\"South_Dakota\"","SD","\"Mitchell\"",10,"Mitchell","Mitchell, SD","RAPID CITY    SD","SD",611,7301,"Rapid City","SD","SDRAPCTY.txt"]
[null,"365","\"Alabama\"","AL","\"Mobile\"",8,"Mobile","Mobile, AL","MOBILE    AL","AL",2627,1702,"Mobile","AL","ALMOBILE.txt"]
[null,"366","\"Alabama\"","AL","\"Mobile\"",8,"Mobile","Mobile, AL","MOBILE    AL","AL",2627,1702,"Mobile","AL","ALMOBILE.txt"]
[null,"576","\"South_Dakota\"","SD","\"Mobridge\"",10,"Mobridge","Mobridge, SD","BISMARCK    ND","ND",488,8968,"Bismarck","ND","NDBISMAR.txt"]
[null,"712","\"Louisiana\"","LA","\"Monroe\"",8,"Monroe","Monroe, LA","JACKSON    MS","MS",2215,2467,"Jackson","MS","MSJACKSO.txt"]
[null,"939","\"California\"","CA","\"Monterey\"",10,"Monterey","Monterey, CA","SAN FRANCISCO C.O.    CA","CA",65,3005,"San Francisco","CA","CASANFRA.txt"]
[null,"360","\"Alabama\"","AL","\"Montgomery\"",12,"Montgomery","Montgomery, AL","COLUMBUS    GA","GA",2284,2261,"Montgomery","AL","ALMONTGO.txt "]
[null,"361","\"Alabama\"","AL","\"Montgomery\"",12,"Montgomery","Montgomery, AL","MONTGOMERY    AL","AL",2212,2224,"Montgomery","AL","ALMONTGO.txt "]
[null,"127","\"New_York\"","NY","\"Monticello\"",12,"Monticello","Monticello, NY","BINGHAMTON    NY","NY",337,7273,"Wilkes-Barre","PA","PAWILKES.txt"]
[null,"056","\"Vermont\"","VT","\"Montpelier\"",12,"Montpelier","Montpelier, VT","BURLINGTON    VT","VT",388,7771,"Burlington","VT","VTBURLIN.txt"]
[null,"814","\"Colorado\"","CO","\"Montrose\"",10,"Montrose","Montrose, CO","GRAND JUNCTION    CO","CO",1183,5548,"Grand Junction","CO","COGRNDJU.txt"]
[null,"188","\"Pennsylvania\"","PA","\"Montrose\"",10,"Montrose","Montrose, PA","BINGHAMTON    NY","NY",337,7273,"Wilkes-Barre","PA","PAWILKES.txt"]
[null,"265","\"West_Virginia\"","WV","\"Morgantown\"",12,"Morgantown","Morgantown, WV","PITTSBURGH    PA","PA",654,5968,"Pittsburgh","PA","PAPITTSB.txt"]
[null,"473","\"Indiana\"","IN","\"Muncie\"",8,"Muncie","Muncie, IN","DAYTON    OH","OH",886,5708,"Dayton","OH","OHDAYTON.txt"]
[null,"494","\"Michigan\"","MI","\"Muskegon\"",10,"Muskegon","Muskegon, MI","MUSKEGON    MI","MI",431,6924,"Grand Rapids","MI","MIGRNDRA.txt"]
[null,"744","\"Oklahoma\"","OK","\"Muskogee\"",10,"Muskogee","Muskogee, OK","FORT SMITH    AR","AR",1894,3478,"Fort Smith","AR","ARFTSMIT.txt"]
[null,"435","\"Ohio\"","OH","\"Napoleon\"",10,"Napoleon","Napoleon, OH","FORT WAYNE    IN","IN",824,6273,"Fort Wayne","IN","INFTWAYN.txt"]
[null,"370","\"Tennessee\"","TN","\"Nashville\"",11,"Nashville","Nashville, TN","NASHVILLE    TN","TN",1616,3729,"Nashville","TN","TNNASHVI.txt"]
[null,"371","\"Tennessee\"","TN","\"Nashville\"",11,"Nashville","Nashville, TN","NASHVILLE    TN","TN",1616,3729,"Nashville","TN","TNNASHVI.txt"]
[null,"372","\"Tennessee\"","TN","\"Nashville\"",11,"Nashville","Nashville, TN","NASHVILLE    TN","TN",1616,3729,"Nashville","TN","TNNASHVI.txt"]
[null,"471","\"Indiana\"","IN","\"New Albany\"",12,"New Albany","New Albany, IN","LOUISVILLE    KY","KY",1288,4514,"Louisville","KY","KYLOUISV.txt"]
[null,"027","\"Massachusetts\"","MA","\"New Bedford\"",13,"New Bedford","New Bedford, MA","PROVIDENCE    RI","RI",606,5884,"Rhode Island","RI","RIPROVID.txt"]
[null,"088","\"New_Jersey\"","NJ","\"New Brunswick\"",15,"New Brunswick","New Brunswick, NJ","NEWARK    NJ","NJ",1201,4888,"Newark","NJ","NJNEWARK.txt"]
[null,"089","\"New_Jersey\"","NJ","\"New Brunswick\"",15,"New Brunswick","New Brunswick, NJ","NEWARK    NJ","NJ",1201,4888,"Newark","NJ","NJNEWARK.txt"]
[null,"161","\"Pennsylvania\"","PA","\"New Castle\"",12,"New Castle","New Castle, PA","PITTSBURGH    PA","PA",654,5968,"Pittsburgh","PA","PAPITTSB.txt"]
[null,"064","\"Connecticut\"","CT","\"New Haven\"",11,"New Haven","New Haven, CT","HARTFORD    CT","CT",677,6151,"Hartford-Springfield","CT","CTHARTFO.txt"]
[null,"065","\"Connecticut\"","CT","\"New Haven\"",11,"New Haven","New Haven, CT","HARTFORD    CT","CT",677,6151,"Hartford-Springfield","CT","CTHARTFO.txt"]
[null,"063","\"Connecticut\"","CT","\"New London\"",12,"New London","New London, CT","PROVIDENCE    RI","RI",606,5884,"Rhode Island","RI","RIPROVID.txt"]
[null,"700","\"Louisiana\"","LA","\"New Orleans\"",13,"New Orleans","New Orleans, LA","NEW ORLEANS    LA","LA",2655,1513,"New Orleans","LA","LANEWORL.txt"]
[null,"701","\"Louisiana\"","LA","\"New Orleans\"",13,"New Orleans","New Orleans, LA","NEW ORLEANS    LA","LA",2655,1513,"New Orleans","LA","LANEWORL.txt"]
[null,"108","\"New_York\"","NY","\"New Rochelle\"",14,"New Rochelle","New Rochelle, NY","NEW YORK (LAGUARDIA AP)    NY","NY",1052,4910,"New York City","NY","NYNEWYOR.txt"]
[null,"100","\"New_York\"","NY","\"New York\"",10,"New York","New York, NY","NEW YORK C.PARK    NY","NY",1096,4805,"New York City","NY","NYNEWYOR.txt"]
[null,"101","\"New_York\"","NY","\"New York\"",10,"New York","New York, NY","NEW YORK C.PARK    NY","NY",1096,4805,"New York City","NY","NYNEWYOR.txt"]
[null,"102","\"New_York\"","NY","\"New York\"",10,"New York","New York, NY","NEW YORK C.PARK    NY","NY",1096,4805,"New York City","NY","NYNEWYOR.txt"]
[null,"070","\"New_Jersey\"","NJ","\"Newark\"",8,"Newark","Newark, NJ","NEW YORK (LAGUARDIA AP)    NY","NY",1052,4910,"Newark","NJ","NJNEWARK.txt"]
[null,"071","\"New_Jersey\"","NJ","\"Newark\"",8,"Newark","Newark, NJ","NEWARK    NJ","NJ",1201,4888,"Newark","NJ","NJNEWARK.txt"]
[null,"410","\"Kentucky\"","KY","\"Newport\"",9,"Newport","Newport, KY","GREATER CINCINNATI AP KY","KY",996,5248,"Cincinnati","OH","OHCINCIN.txt"]
[null,"143","\"New_York\"","NY","\"Niagara Falls\"",15,"Niagara Falls","Niagara Falls, NY","BUFFALO    NY","NY",477,6747,"Buffalo","NY","NTBUFFAL.txt"]
[null,"687","\"Nebraska\"","NE","\"Norfolk\"",9,"Norfolk","Norfolk, NE","NORFOLK    NE","NE",877,6873,"Sioux City","IA","IASIOCTY.txt"]
[null,"233","\"Virginia\"","VA","\"Norfolk\"",9,"Norfolk","Norfolk, VA","NORFOLK    VA","VA",1422,3495,"Norfolk","VA","VANORFOL.txt "]
[null,"234","\"Virginia\"","VA","\"Norfolk\"",9,"Norfolk","Norfolk, VA","NORFOLK    VA","VA",1422,3495,"Norfolk","VA","VANORFOL.txt "]
[null,"235","\"Virginia\"","VA","\"Norfolk\"",9,"Norfolk","Norfolk, VA","NORFOLK    VA","VA",1422,3495,"Norfolk","VA","VANORFOL.txt "]
[null,"236","\"Virginia\"","VA","\"Norfolk\"",9,"Norfolk","Norfolk, VA","NORFOLK    VA","VA",1422,3495,"Norfolk","VA","VANORFOL.txt "]
[null,"600","\"Illinois\"","IL","\"North Chicago Sub.\"",20,"North Chicago Sub.","North Chicago Sub., IL","ROCKFORD    IL","IL",702,6969,"Rockford","IL","ILROCKFO.txt"]
[null,"601","\"Illinois\"","IL","\"North Chicago Sub.\"",20,"North Chicago Sub.","North Chicago Sub., IL","ROCKFORD    IL","IL",702,6969,"Rockford","IL","ILROCKFO.txt"]
[null,"916","\"California\"","CA","\"North Hollywood\"",17,"North Hollywood","North Hollywood, CA","LOS ANGELES C.O.    CA","CA",1537,1154,"Los Angeles","CA","CALOSANG.txt"]
[null,"691","\"Nebraska\"","NE","\"North_Platte\"",14,"North_Platte","North_Platte, NE","NORTH PLATTE    NE","NE",713,6859,"North Platte","NE","NENPLATT.txt"]
[null,"220","\"Virginia\"","VA","\"Northern VA\"",13,"Northern VA","Northern VA, VA","WASHINGTON DULLES AP DC","DC",973,5006,"Washington","MD","MDWASHDC.txt"]
[null,"221","\"Virginia\"","VA","\"Northern VA\"",13,"Northern VA","Northern VA, VA","WASHINGTON DULLES AP DC","DC",973,5006,"Washington","MD","MDWASHDC.txt"]
[null,"603","\"Illinois\"","IL","\"Oak Park\"",10,"Oak Park","Oak Park, IL","CHICAGO    IL","IL",752,6536,"Chicago","IL","ILCHICAG.txt"]
[null,"946","\"California\"","CA","\"Oakland\"",9,"Oakland","Oakland, CA","SAN FRANCISCO AP    CA","CA",145,3016,"San Jose","CA","CASANJOS.txt"]
[null,"344","\"Florida\"","FL","\"Ocala\"",7,"Ocala","Ocala, FL","DAYTONA BEACH    FL","FL",2919,909,"Daytona Beach","FL","FLDAYTNA.txt"]
[null,"844","\"Utah\"","UT","\"Ogden\"",7,"Ogden","Ogden, UT","SALT LAKE CITY    UT","UT",1047,5765,"Salt Lake City","UT","UTSALTLK.txt"]
[null,"843","\"Utah\"","UT","\"Ogden/Logan\"",13,"Ogden/Logan","Ogden/Logan, UT","SALT LAKE CITY    UT","UT",1047,5765,"Salt Lake City","UT","UTSALTLK.txt"]
[null,"163","\"Pennsylvania\"","PA","\"Oil City\"",10,"Oil City","Oil City, PA","YOUNGSTOWN    OH","OH",497,6544,"Youngstown","OH","OHYOUNGS.txt"]
[null,"730","\"Oklahoma\"","OK","\"Oklahoma City\"",15,"Oklahoma City","Oklahoma City, OK","OKLAHOMA CITY    OK","OK",1859,3659,"Oklahoma City","OK","OKOKLCTY.txt"]
[null,"731","\"Oklahoma\"","OK","\"Oklahoma City\"",15,"Oklahoma City","Oklahoma City, OK","OKLAHOMA CITY    OK","OK",1859,3659,"Oklahoma City","OK","OKOKLCTY.txt"]
[null,"985","\"Washington\"","WA","\"Olympia\"",9,"Olympia","Olympia, WA","OLYMPIA    WA","WA",101,5655,"Seattle","WA","WASEATTL.txt"]
[null,"680","\"Nebraska\"","NE","\"Omaha\"",7,"Omaha","Omaha, NE","OMAHA EPPLEY AP    NE","NE",1072,6300,"Omaha","NE","NEOMAHA.txt"]
[null,"681","\"Nebraska\"","NE","\"Omaha\"",7,"Omaha","Omaha, NE","OMAHA EPPLEY AP    NE","NE",1072,6300,"Omaha","NE","NEOMAHA.txt"]
[null,"979","\"Oregon\"","OR","\"Ontario\"",9,"Ontario","Ontario, OR","BOISE    ID","ID",754,5861,"Boise","ID","IDBOISE.txt"]
[null,"368","\"Alabama\"","AL","\"Opelika\"",{"$f":"LEN(E582)","v":9},{"$f":"MID(E582,2,F582-2)","v":"Opelika"},{"$f":"CONCATENATE(G582,\", \",+D582)","v":"Opelika, AL"},"COLUMBUS    GA","GA",2284,2261,"Columbus","GA","GACOLMBS.txt"]
[null,"328","\"Florida\"","FL","\"Orlando\"",9,"Orlando","Orlando, FL","ORLANDO    FL","FL",3381,686,"Orlando","FL","FLORLAND.txt"]
[null,"347","\"Florida\"","FL","\"Orlando\"",9,"Orlando","Orlando, FL","ORLANDO    FL","FL",3381,686,"Orlando","FL","FLORLAND.txt"]
[null,"549","\"Wisconsin\"","WI","\"Oshkosh\"",9,"Oshkosh","Oshkosh, WI","LA CROSSE    WI","WI",692,7491,"Madison","WI","WIMADISO.txt"]
[null,"525","\"Iowa\"","IA","\"Ottumwa\"",9,"Ottumwa","Ottumwa, IA","MOLINE    IL","IL",911,6474,"Des Moines","IA","IADESMOI.txt"]
[null,"423","\"Kentucky\"","KY","\"Owensboro\"",11,"Owensboro","Owensboro, KY","NASHVILLE    TN","TN",1616,3729,"Nashville","TN","TNNASHVI.txt"]
[null,"386","\"Mississippi\"","MS","\"Oxford\"",8,"Oxford","Oxford, MS","MEMPHIS    TN","TN",2118,3082,"Memphis","TN","TNMEMPHI.txt"]
[null,"420","\"Kentucky\"","KY","\"Paducah\"",9,"Paducah","Paducah, KY","PADUCAH   KY ","KY",1475,4279,"Paducah","KY","KYPADUCA.txt"]
[null,"758","\"Texas\"","TX","\"Palestine\"",11,"Palestine","Palestine, TX","WACO    TX","TX",2816,2179,"Waco","TX","TXWACO.txt"]
[null,"922","\"California\"","CA","\"Palm Springs\"",14,"Palm Springs","Palm Springs, CA","SAN DIEGO    CA","CA",984,1256,"San Diego","CA","CASANDIE.txt"]
[null,"943","\"California\"","CA","\"Palo Alto\"",11,"Palo Alto","Palo Alto, CA","SAN FRANCISCO AP    CA","CA",145,3016,"San Jose","CA","CASANJOS.txt"]
[null,"324","\"Florida\"","FL","\"Panama City\"",13,"Panama City","Panama City, FL","APALACHICOLA    FL","FL",2582,1429,"Tallahassee","FL","FLTALLAH.txt"]
[null,"261","\"West_Virginia\"","WV","\"Parkersburg\"",13,"Parkersburg","Parkersburg, WV","CHARLESTON    WV","WV",1031,4646,"Charleston","WV","WVCHARLE.txt"]
[null,"910","\"California\"","CA","\"Pasadena\"",10,"Pasadena","Pasadena, CA","LOS ANGELES C.O.    CA","CA",1537,1154,"Los Angeles","CA","CALOSANG.txt"]
[null,"911","\"California\"","CA","\"Pasadena\"",10,"Pasadena","Pasadena, CA","LOS ANGELES C.O.    CA","CA",1537,1154,"Los Angeles","CA","CALOSANG.txt"]
[null,"074","\"New_Jersey\"","NJ","\"Paterson\"",10,"Paterson","Paterson, NJ","NEWARK    NJ","NJ",1201,4888,"Newark","NJ","NJNEWARK.txt"]
[null,"075","\"New_Jersey\"","NJ","\"Paterson\"",10,"Paterson","Paterson, NJ","NEWARK    NJ","NJ",1201,4888,"Newark","NJ","NJNEWARK.txt"]
[null,"978","\"Oregon\"","OR","\"Pendleton\"",11,"Pendleton","Pendleton, OR","PENDLETON    OR","OR",701,5294,"Yakima","WA","WAYAKIMA.txt"]
[null,"325","\"Florida\"","FL","\"Pensacola\"",11,"Pensacola","Pensacola, FL","PENSACOLA    FL","FL",2636,1617,"Mobile","AL","ALMOBILE.txt"]
[null,"615","\"Illinois\"","IL","\"Peoria\"",8,"Peoria","Peoria, IL","PEORIA    IL","IL",982,6148,"Peoria","IL","ILPEORIA.txt"]
[null,"616","\"Illinois\"","IL","\"Peoria\"",8,"Peoria","Peoria, IL","PEORIA    IL","IL",982,6148,"Peoria","IL","ILPEORIA.txt"]
[null,"238","\"Virginia\"","VA","\"Petersburg\"",12,"Petersburg","Petersburg, VA","NORFOLK    VA","VA",1422,3495,"Norfolk","VA","VANORFOL.txt "]
[null,"268","\"West_Virginia\"","WV","\"Petersburg\"",12,"Petersburg","Petersburg, WV","ELKINS    WV","WV",346,6120,"Elkins","WV","WVELKINS.txt"]
[null,"190","\"Pennsylvania\"","PA","\"Philadelphia\"",14,"Philadelphia","Philadelphia, PA","WILMINGTON    DE","DE",1046,4937,"Philadelphia","PA","PAPHILAD.txt"]
[null,"191","\"Pennsylvania\"","PA","\"Philadelphia\"",14,"Philadelphia","Philadelphia, PA","PHILADELPHIA    PA","PA",1101,4954,"Philadelphia","PA","PAPHILAD.txt"]
[null,"850","\"Arizona\"","AZ","\"Phoenix\"",9,"Phoenix","Phoenix, AZ","PHOENIX    AZ","AZ",4162,1350,"Phoenix","AZ","AZPHOENI.txt"]
[null,"851","\"Arizona\"","AZ","\"Phoenix\"",9,"Phoenix","Phoenix, AZ","PHOENIX    AZ","AZ",4162,1350,"Phoenix","AZ","AZPHOENI.txt"]
[null,"575","\"South_Dakota\"","SD","\"Pierre\"",8,"Pierre","Pierre, SD","RAPID CITY    SD","SD",611,7301,"Rapid City","SD","SDRAPCTY.txt"]
[null,"415","\"Kentucky\"","KY","\"Pikeville\"",11,"Pikeville","Pikeville, KY","CHARLESTON    WV","WV",1031,4646,"Charleston","WV","WVCHARLE.txt"]
[null,"416","\"Kentucky\"","KY","\"Pikeville\"",11,"Pikeville","Pikeville, KY","HUNTINGTON    WV","WV",1005,4665,"Charleston","WV","WVCHARLE.txt"]
[null,"716","\"Arkansas\"","AR","\"Pine Bluff\"",12,"Pine Bluff","Pine Bluff, AR","JACKSON    MS","MS",2215,2467,"Jackson","MS","MSJACKSO.txt"]
[null,"150","\"Pennsylvania\"","PA","\"Pittsburgh\"",12,"Pittsburgh","Pittsburgh, PA","PITTSBURGH    PA","PA",654,5968,"Pittsburgh","PA","PAPITTSB.txt"]
[null,"151","\"Pennsylvania\"","PA","\"Pittsburgh\"",12,"Pittsburgh","Pittsburgh, PA","PITTSBURGH    PA","PA",654,5968,"Pittsburgh","PA","PAPITTSB.txt"]
[null,"152","\"Pennsylvania\"","PA","\"Pittsburgh\"",12,"Pittsburgh","Pittsburgh, PA","PITTSBURGH    PA","PA",654,5968,"Pittsburgh","PA","PAPITTSB.txt"]
[null,"012","\"Massachusetts\"","MA","\"Pittsfield\"",12,"Pittsfield","Pittsfield, MA","ALBANY    NY","NY",507,6894,"Albany","NY","NYALBANY.txt"]
[null,"032","\"New_Hampshire\"","NH","\"Pittsfield\"",12,"Pittsfield","Pittsfield, NH","CONCORD    NH","NH",328,7554,"Concord","NH","NHCONCOR.txt"]
[null,"538","\"Wisconsin\"","WI","\"Platteville\"",13,"Platteville","Platteville, WI","WATERLOO    IA","IA",702,7406,"Madison","WI","WIMADISO.txt"]
[null,"129","\"New_York\"","NY","\"Plattsburgh\"",13,"Plattsburgh","Plattsburgh, NY","BURLINGTON    VT","VT",388,7771,"Burlington","VT","VTBURLIN.txt"]
[null,"832","\"Idaho\"","ID","\"Pocatello\"",11,"Pocatello","Pocatello, ID","POCATELLO    ID","ID",421,7180,"Pocatello","ID","IDPOCATE.txt"]
[null,"957","\"California\"","CA","\"Pollock Pines\"",15,"Pollock Pines","Pollock Pines, CA","RENO    NV","NV",508,5674,"Reno","NV","NVRENO.txt"]
[null,"746","\"Oklahoma\"","OK","\"Ponca City\"",12,"Ponca City","Ponca City, OK","TULSA    OK","OK",2017,3691,"Tulsa","OK","OKTULSA.txt"]
[null,"639","\"Missouri\"","MO","\"Poplar Bluff\"",14,"Poplar Bluff","Poplar Bluff, MO","SPRINGFIELD    MO","MO",1320,4638,"Springfield","MO","MOSPRING.txt"]
[null,"539","\"Wisconsin\"","WI","\"Portage\"",9,"Portage","Portage, WI","MADISON    WI","WI",485,7673,"Madison","WI","WIMADISO.txt"]
[null,"040","\"Maine\"","ME","\"Portland\"",10,"Portland","Portland, ME","PORTLAND    ME","ME",268,7378,"Portland","ME","MEPORTLA.txt"]
[null,"041","\"Maine\"","ME","\"Portland\"",10,"Portland","Portland, ME","PORTLAND    ME","ME",268,7378,"Portland","ME","MEPORTLA.txt"]
[null,"971","\"Oregon\"","OR","\"Portland\"",10,"Portland","Portland, OR","PORTLAND    OR","OR",371,4522,"Portland","OR","ORPORTLA.txt"]
[null,"972","\"Oregon\"","OR","\"Portland\"",10,"Portland","Portland, OR","PORTLAND    OR","OR",371,4522,"Portland","OR","ORPORTLA.txt"]
[null,"038","\"New_Hampshire\"","NH","\"Portsmouth\"",12,"Portsmouth","Portsmouth, NH","PORTLAND    ME","ME",268,7378,"Portland","ME","MEPORTLA.txt"]
[null,"237","\"Virginia\"","VA","\"Portsmouth\"",12,"Portsmouth","Portsmouth, VA","NORFOLK    VA","VA",1422,3495,"Norfolk","VA","VANORFOL.txt "]
[null,"749","\"Oklahoma\"","OK","\"Poteau\"",8,"Poteau","Poteau, OK","FORT SMITH    AR","AR",1894,3478,"Fort Smith","AR","ARFTSMIT.txt"]
[null,"179","\"Pennsylvania\"","PA","\"Pottsville\"",12,"Pottsville","Pottsville, PA","ALLENTOWN    PA","PA",773,5785,"Allentown","PA","PAALLENT.txt"]
[null,"125","\"New_York\"","NY","\"Poughkeepsie\"",14,"Poughkeepsie","Poughkeepsie, NY","HARTFORD    CT","CT",677,6151,"Hartford-Springfield","CT","CTHARTFO.txt"]
[null,"126","\"New_York\"","NY","\"Poughkeepsie\"",14,"Poughkeepsie","Poughkeepsie, NY","BRIDGEPORT    CT","CT",724,5537,"Bridgeport","CT","CTBRIDGE.txt"]
[null,"863","\"Arizona\"","AZ","\"Prescott\"",10,"Prescott","Prescott, AZ","FLAGSTAFF    AZ","AZ",145,7131,"Flagstaff","AZ","AZFLAGST.txt"]
[null,"028","\"Rhode_Island\"","RI","\"Providence\"",12,"Providence","Providence, RI","WORCESTER    MA","MA",333,6979,"Rhode Island","RI","RIPROVID.txt"]
[null,"029","\"Rhode_Island\"","RI","\"Providence\"",12,"Providence","Providence, RI","PROVIDENCE    RI","RI",606,5884,"Rhode Island","RI","RIPROVID.txt"]
[null,"846","\"Utah\"","UT","\"Provo\"",7,"Provo","Provo, UT","SALT LAKE CITY    UT","UT",1047,5765,"Salt Lake City","UT","UTSALTLK.txt"]
[null,"810","\"Colorado\"","CO","\"Pueblo\"",8,"Pueblo","Pueblo, CO","PUEBLO    CO","CO",973,5413,"Pueblo","CO","COPUEBLO.txt"]
[null,"243","\"Virginia\"","VA","\"Pulaski\"",9,"Pulaski","Pulaski, VA","ROANOKE    VA","VA",1052,4360,"Roanoke","VA","VAROANOK.txt"]
[null,"111","\"New_York\"","NY","\"Queens\"",8,"Queens","Queens, NY","NEW YORK (LAGUARDIA AP)    NY","NY",1052,4910,"New York City","NY","NYNEWYOR.txt"]
[null,"623","\"Illinois\"","IL","\"Quincy\"",8,"Quincy","Quincy, IL","SPRINGFIELD    IL","IL",1141,5688,"Springfield","IL","ILSPRING.txt"]
[null,"534","\"Wisconsin\"","WI","\"Racine\"",8,"Racine","Racine, WI","MILWAUKEE    WI","WI",479,7324,"Milwaukee","WI","WIMILWAU.txt"]
[null,"275","\"North_Carolina\"","NC","\"Raleigh\"",9,"Raleigh","Raleigh, NC","RALEIGH    NC","NC",1417,3457,"Raleigh Durham","NC","NCRALEIG.txt"]
[null,"276","\"North_Carolina\"","NC","\"Raleigh\"",9,"Raleigh","Raleigh, NC","RALEIGH    NC","NC",1417,3457,"Raleigh Durham","NC","NCRALEIG.txt"]
[null,"577","\"South_Dakota\"","SD","\"Rapid City\"",{"$f":"LEN(E646)","v":12},{"$f":"MID(E646,2,F646-2)","v":"Rapid City"},{"$f":"CONCATENATE(G646,\", \",+D646)","v":"Rapid City, SD"},"RAPID CITY    SD","SD",611,7301,"Rapid City","SD","SDRAPCTY.txt"]
[null,"823","\"Wyoming\"","WY","\"Rawlins\"",9,"Rawlins","Rawlins, WY","CHEYENNE    WY","WY",285,7326,"Cheyenne","WY","WYCHEYEN.txt"]
[null,"195","\"Pennsylvania\"","PA","\"Reading\"",9,"Reading","Reading, PA","ALLENTOWN    PA","PA",773,5785,"Allentown","PA","PAALLENT.txt"]
[null,"196","\"Pennsylvania\"","PA","\"Reading\"",9,"Reading","Reading, PA","ALLENTOWN    PA","PA",773,5785,"Allentown","PA","PAALLENT.txt"]
[null,"077","\"New_Jersey\"","NJ","\"Red Bank\"",10,"Red Bank","Red Bank, NJ","NEWARK    NJ","NJ",1201,4888,"Newark","NJ","NJNEWARK.txt"]
[null,"960","\"California\"","CA","\"Redding\"",9,"Redding","Redding, CA","REDDING    CA","CA",1797,2855,"Sacramento","CA","CASACRAM.txt"]
[null,"894","\"Nevada\"","NV","\"Reno\"",6,"Reno","Reno, NV","RENO    NV","NV",508,5674,"Reno","NV","NVRENO.txt"]
[null,"895","\"Nevada\"","NV","\"Reno\"",6,"Reno","Reno, NV","RENO    NV","NV",508,5674,"Reno","NV","NVRENO.txt"]
[null,"896","\"Nevada\"","NV","\"Reno\"",6,"Reno","Reno, NV","RENO    NV","NV",508,5674,"Reno","NV","NVRENO.txt"]
[null,"545","\"Wisconsin\"","WI","\"Rhinelander\"",13,"Rhinelander","Rhinelander, WI","HOUGHTON LAKE    MI","MI",256,8218,"Green Bay","WI","WIGREBAY.txt"]
[null,"993","\"Washington\"","WA","\"Richland\"",10,"Richland","Richland, WA","PENDLETON    OR","OR",701,5294,"Yakima","WA","WAYAKIMA.txt"]
[null,"948","\"California\"","CA","\"Richmond\"",10,"Richmond","Richmond, CA","SAN FRANCISCO AP    CA","CA",145,3016,"San Jose","CA","CASANJOS.txt"]
[null,"230","\"Virginia\"","VA","\"Richmond\"",10,"Richmond","Richmond, VA","RICHMOND    VA","VA",1348,3963,"Richmond","VA","VARICHMO.txt"]
[null,"231","\"Virginia\"","VA","\"Richmond\"",10,"Richmond","Richmond, VA","RICHMOND    VA","VA",1348,3963,"Richmond","VA","VARICHMO.txt"]
[null,"232","\"Virginia\"","VA","\"Richmond\"",10,"Richmond","Richmond, VA","RICHMOND    VA","VA",1348,3963,"Richmond","VA","VARICHMO.txt"]
[null,"540","\"Wisconsin\"","WI","\"River Falls\"",13,"River Falls","River Falls, WI","MINNEAPOLIS-ST.PAUL    MN","MN",682,7981,"Minneapolis St. Paul","MN","MNMINPLS.txt"]
[null,"119","\"New_York\"","NY","\"Riverhead\"",11,"Riverhead","Riverhead, NY","BRIDGEPORT    CT","CT",724,5537,"Bridgeport","CT","CTBRIDGE.txt"]
[null,"925","\"California\"","CA","\"Riverside\"",11,"Riverside","Riverside, CA","LOS ANGELES C.O.    CA","CA",1537,1154,"Los Angeles","CA","CALOSANG.txt"]
[null,"825","\"Wyoming\"","WY","\"Riverton\"",10,"Riverton","Riverton, WY","LANDER    WY","WY",479,7889,"Casper","WY","WYCASPER.txt "]
[null,"240","\"Virginia\"","VA","\"Roanoke\"",9,"Roanoke","Roanoke, VA","ROANOKE    VA","VA",1052,4360,"Roanoke","VA","VAROANOK.txt"]
[null,"241","\"Virginia\"","VA","\"Roanoke\"",9,"Roanoke","Roanoke, VA","ROANOKE    VA","VA",1052,4360,"Roanoke","VA","VAROANOK.txt"]
[null,"559","\"Minnesota\"","MN","\"Rochester\"",11,"Rochester","Rochester, MN","ROCHESTER    MN","MN",472,8250,"Minneapolis St. Paul","MN","MNMINPLS.txt"]
[null,"144","\"New_York\"","NY","\"Rochester\"",11,"Rochester","Rochester, NY","BUFFALO    NY","NY",477,6747,"Buffalo","NY","NTBUFFAL.txt"]
[null,"145","\"New_York\"","NY","\"Rochester\"",11,"Rochester","Rochester, NY","BUFFALO    NY","NY",477,6747,"Buffalo","NY","NTBUFFAL.txt"]
[null,"146","\"New_York\"","NY","\"Rochester\"",11,"Rochester","Rochester, NY","ROCHESTER    NY","NY",425,6734,"Rochester","NY","NYROCHES.txt"]
[null,"612","\"Illinois\"","IL","\"Rock Island\"",13,"Rock Island","Rock Island, IL","MOLINE    IL","IL",911,6474,"Peoria","IL","ILPEORIA.txt"]
[null,"829","\"Wyoming\"","WY","\"Rock Springs\"",14,"Rock Springs","Rock Springs, WY","LANDER    WY","WY",479,7889,"Casper","WY","WYCASPER.txt "]
[null,"297","\"South_Carolina\"","SC","\"Rock_Hill\"",11,"Rock_Hill","Rock_Hill, SC","COLUMBIA    SC","SC",1966,2649,"Columbia","SC","SCCOLMBA.txt"]
[null,"610","\"Illinois\"","IL","\"Rockford\"",10,"Rockford","Rockford, IL","ROCKFORD    IL","IL",702,6969,"Rockford","IL","ILROCKFO.txt"]
[null,"611","\"Illinois\"","IL","\"Rockford\"",10,"Rockford","Rockford, IL","ROCKFORD    IL","IL",702,6969,"Rockford","IL","ILROCKFO.txt"]
[null,"048","\"Maine\"","ME","\"Rockland\"",10,"Rockland","Rockland, ME","PORTLAND    ME","ME",268,7378,"Portland","ME","MEPORTLA.txt"]
[null,"208","\"Maryland\"","MD","\"Rockville\"",11,"Rockville","Rockville, MD","BALTIMORE    MD","MD",1137,4707,"Baltimore","MD","MDBALTIM.txt"]
[null,"278","\"North_Carolina\"","NC","\"Rocky Mount\"",13,"Rocky Mount","Rocky Mount, NC","RALEIGH    NC","NC",1417,3457,"Raleigh Durham","NC","NCRALEIG.txt"]
[null,"654","\"Missouri\"","MO","\"Rolla\"",7,"Rolla","Rolla, MO","SPRINGFIELD    MO","MO",1320,4638,"Springfield","MO","MOSPRING.txt"]
[null,"655","\"Missouri\"","MO","\"Rolla\"",7,"Rolla","Rolla, MO","SPRINGFIELD    MO","MO",1320,4638,"Springfield","MO","MOSPRING.txt"]
[null,"882","\"New_Mexico\"","NM","\"Roswell\"",9,"Roswell","Roswell, NM","ROSWELL    NM","NM",1776,3267,"Lubbock","TX","TXLUBBOC.txt"]
[null,"480","\"Michigan\"","MI","\"Royal Oak\"",11,"Royal Oak","Royal Oak, MI","DETROIT    MI","MI",626,6569,"Detroit","MI","MIDETROI.txt"]
[null,"728","\"Arkansas\"","AR","\"Russellville\"",14,"Russellville","Russellville, AR","FORT SMITH    AR","AR",1894,3478,"Fort Smith","AR","ARFTSMIT.txt"]
[null,"422","\"Kentucky\"","KY","\"Russellville\"",14,"Russellville","Russellville, KY","LOUISVILLE    KY","KY",1288,4514,"Louisville","KY","KYLOUISV.txt"]
[null,"057","\"Vermont\"","VT","\"Rutland\"",9,"Rutland","Rutland, VT","ALBANY    NY","NY",507,6894,"Albany","NY","NYALBANY.txt"]
[null,"958","\"California\"","CA","\"Sacramento\"",12,"Sacramento","Sacramento, CA","SACRAMENTO    CA","CA",1237,2749,"Sacramento","CA","CASACRAM.txt"]
[null,"942","\"California\"","CA","\"Sacramento/Placerville\"",24,"Sacramento/Placerville","Sacramento/Placerville, CA","SAN FRANCISCO AP    CA","CA",145,3016,"Sacramento","CA","CASACRAM.txt"]
[null,"956","\"California\"","CA","\"Sacramento/Placerville\"",24,"Sacramento/Placerville","Sacramento/Placerville, CA","SACRAMENTO    CA","CA",1237,2749,"Sacramento","CA","CASACRAM.txt"]
[null,"486","\"Michigan\"","MI","\"Saginaw\"",9,"Saginaw","Saginaw, MI","LANSING    MI","MI",490,7101,"Lansing","MI","MILANSIN.txt"]
[null,"487","\"Michigan\"","MI","\"Saginaw\"",9,"Saginaw","Saginaw, MI","FLINT    MI","MI",483,6979,"Flint","MI","MIFLINT.txt"]
[null,"633","\"Missouri\"","MO","\"Saint Charles\"",15,"Saint Charles","Saint Charles, MO","ST. LOUIS    MO","MO",1534,4758,"St Louis","MO","MOSTLOUI.txt"]
[null,"563","\"Minnesota\"","MN","\"Saint Cloud\"",13,"Saint Cloud","Saint Cloud, MN","SAINT CLOUD    MN","MN",415,8928,"Minneapolis St. Paul","MN","MNMINPLS.txt"]
[null,"644","\"Missouri\"","MO","\"Saint Joseph\"",14,"Saint Joseph","Saint Joseph, MO","TOPEKA    KS","KS",1304,5265,"Topeka","KS","KSTOPEKA.txt"]
[null,"645","\"Missouri\"","MO","\"Saint Joseph\"",14,"Saint Joseph","Saint Joseph, MO","KANSAS CITY    MO","MO",1288,5393,"Kansas City","MO","MOKANCTY.txt"]
[null,"630","\"Missouri\"","MO","\"Saint Louis\"",13,"Saint Louis","Saint Louis, MO","ST. LOUIS    MO","MO",1534,4758,"St Louis","MO","MOSTLOUI.txt"]
[null,"631","\"Missouri\"","MO","\"Saint Louis\"",13,"Saint Louis","Saint Louis, MO","ST. LOUIS    MO","MO",1534,4758,"St Louis","MO","MOSTLOUI.txt"]
[null,"632","\"Missouri\"","MO","\"Saint Louis\"",13,"Saint Louis","Saint Louis, MO","ST. LOUIS    MO","MO",1534,4758,"St Louis","MO","MOSTLOUI.txt"]
[null,"550","\"Minnesota\"","MN","\"Saint Paul\"",12,"Saint Paul","Saint Paul, MN","MINNEAPOLIS-ST.PAUL    MN","MN",682,7981,"Minneapolis St. Paul","MN","MNMINPLS.txt"]
[null,"551","\"Minnesota\"","MN","\"Saint Paul\"",12,"Saint Paul","Saint Paul, MN","MINNEAPOLIS-ST.PAUL    MN","MN",682,7981,"Minneapolis St. Paul","MN","MNMINPLS.txt"]
[null,"973","\"Oregon\"","OR","\"Salem\"",7,"Salem","Salem, OR","SALEM    OR","OR",247,4927,"Salem","OR","ORSALEM.txt"]
[null,"812","\"Colorado\"","CO","\"Salida\"",8,"Salida","Salida, CO","ALAMOSA    CO","CO",62,8749,"Pueblo","CO","COPUEBLO.txt"]
[null,"674","\"Kansas\"","KS","\"Salina\"",8,"Salina","Salina, KS","TOPEKA    KS","KS",1304,5265,"Topeka","KS","KSTOPEKA.txt"]
[null,"218","\"Maryland\"","MD","\"Salisbury\"",11,"Salisbury","Salisbury, MD","WALLOPS ISLAND    VA","VA",1096,4261,"Richmond","VA","VARICHMO.txt"]
[null,"841","\"Utah\"","UT","\"Salt Lake City\"",16,"Salt Lake City","Salt Lake City, UT","SALT LAKE CITY    UT","UT",1047,5765,"Salt Lake City","UT","UTSALTLK.txt"]
[null,"840","\"Utah\"","UT","\"Salt Lake City/Heber City\"",27,"Salt Lake City/Heber City","Salt Lake City/Heber City, UT","SALT LAKE CITY    UT","UT",1047,5765,"Salt Lake City","UT","UTSALTLK.txt"]
[null,"769","\"Texas\"","TX","\"San Angelo\"",12,"San Angelo","San Angelo, TX","SAN ANGELO    TX","TX",2400,2414,"San Angelo","TX","TXSANANG.txt"]
[null,"781","\"Texas\"","TX","\"San Antonio\"",13,"San Antonio","San Antonio, TX","AUSTIN    TX","TX",3016,1688,"San Antonio","TX","TXSANANT.txt"]
[null,"782","\"Texas\"","TX","\"San Antonio\"",13,"San Antonio","San Antonio, TX","SAN ANTONIO    TX","TX",2996,1644,"San Antonio","TX","TXSANANT.txt"]
[null,"923","\"California\"","CA","\"San Bern./Victorville/Redlands\"",32,"San Bern./Victorville/Redlands","San Bern./Victorville/Redlands, CA","LAS VEGAS    NV","NV",3201,2407,"Las Vegas","NV","NVLASVEG.txt"]
[null,"924","\"California\"","CA","\"San Bernardino\"",{"$f":"LEN(E710)","v":16},{"$f":"MID(E710,2,F710-2)","v":"San Bernardino"},{"$f":"CONCATENATE(G710,\", \",+D710)","v":"San Bernardino, CA"},"LOS ANGELES C.O.    CA","CA",1537,1154,"Los Angeles","CA","CALOSANG.txt"]
[null,"919","\"California\"","CA","\"San Diego\"",11,"San Diego","San Diego, CA","SAN DIEGO    CA","CA",984,1256,"San Diego","CA","CASANDIE.txt"]
[null,"920","\"California\"","CA","\"San Diego\"",11,"San Diego","San Diego, CA","LONG BEACH    CA","CA",1201,1430,"San Diego","CA","CASANDIE.txt"]
[null,"921","\"California\"","CA","\"San Diego\"",11,"San Diego","San Diego, CA","SAN DIEGO    CA","CA",984,1256,"San Diego","CA","CASANDIE.txt"]
[null,"941","\"California\"","CA","\"San Francisco\"",15,"San Francisco","San Francisco, CA","SAN FRANCISCO C.O.    CA","CA",65,3005,"San Francisco","CA","CASANFRA.txt"]
[null,"951","\"California\"","CA","\"San Jose\"",10,"San Jose","San Jose, CA","SAN FRANCISCO AP    CA","CA",145,3016,"San Jose","CA","CASANJOS.txt"]
[null,"009","\"Puerto_Rico\"","PR","\"San Juan\"",10,"San Juan","San Juan, PR","SAN JUAN    PR","PR",5558,0,"San Juan Puerto Rico","PR","XXSANJUA.txt"]
[null,"934","\"California\"","CA","\"San Luis Obispo\"",17,"San Luis Obispo","San Luis Obispo, CA","SANTA MARIA    CA","CA",169,2984,"Fresno","CA","CAFRESNO.txt"]
[null,"944","\"California\"","CA","\"San Mateo\"",11,"San Mateo","San Mateo, CA","SAN FRANCISCO AP    CA","CA",145,3016,"San Jose","CA","CASANJOS.txt"]
[null,"907","\"California\"","CA","\"San Pedro\"",11,"San Pedro","San Pedro, CA","LONG BEACH    CA","CA",1201,1430,"Los Angeles","CA","CALOSANG.txt"]
[null,"949","\"California\"","CA","\"San Rafael\"",12,"San Rafael","San Rafael, CA","SAN FRANCISCO AP    CA","CA",145,3016,"San Jose","CA","CASANJOS.txt"]
[null,"926","\"California\"","CA","\"Santa Ana\"",11,"Santa Ana","Santa Ana, CA","LONG BEACH    CA","CA",1201,1430,"Los Angeles","CA","CALOSANG.txt"]
[null,"927","\"California\"","CA","\"Santa Ana\"",11,"Santa Ana","Santa Ana, CA","LONG BEACH    CA","CA",1201,1430,"Los Angeles","CA","CALOSANG.txt"]
[null,"931","\"California\"","CA","\"Santa Barbara\"",15,"Santa Barbara","Santa Barbara, CA","SANTA BARBARA    CA","CA",289,2438,"Los Angeles","CA","CALOSANG.txt"]
[null,"875","\"New_Mexico\"","NM","\"Santa Fe\"",10,"Santa Fe","Santa Fe, NM","ALBUQUERQUE    NM","NM",1244,4425,"Santa Fe","NM","NMSANTAF.txt"]
[null,"904","\"California\"","CA","\"Santa Monica\"",14,"Santa Monica","Santa Monica, CA","LOS ANGELES AP    CA","CA",727,1458,"Los Angeles","CA","CALOSANG.txt"]
[null,"954","\"California\"","CA","\"Santa Rosa\"",12,"Santa Rosa","Santa Rosa, CA","SACRAMENTO    CA","CA",1237,2749,"Sacramento","CA","CASACRAM.txt"]
[null,"313","\"Georgia\"","GA","\"Savannah\"",10,"Savannah","Savannah, GA","SAVANNAH    GA","GA",2365,1847,"Savannah","GA","GASAVANN.txt"]
[null,"314","\"Georgia\"","GA","\"Savannah\"",10,"Savannah","Savannah, GA","SAVANNAH    GA","GA",2365,1847,"Savannah","GA","GASAVANN.txt"]
[null,"123","\"New_York\"","NY","\"Schenectady\"",13,"Schenectady","Schenectady, NY","ALBANY    NY","NY",507,6894,"Albany","NY","NYALBANY.txt"]
[null,"184","\"Pennsylvania\"","PA","\"Scranton\"",10,"Scranton","Scranton, PA","AVOCA    PA","PA",539,6291,"Wilkes-Barre","PA","PAWILKES.txt"]
[null,"185","\"Pennsylvania\"","PA","\"Scranton\"",10,"Scranton","Scranton, PA","AVOCA    PA","PA",539,6291,"Wilkes-Barre","PA","PAWILKES.txt"]
[null,"980","\"Washington\"","WA","\"Seattle\"",9,"Seattle","Seattle, WA","SEATTLE C.O.    WA","WA",167,4611,"Seattle","WA","WASEATTL.txt"]
[null,"981","\"Washington\"","WA","\"Seattle\"",9,"Seattle","Seattle, WA","SEATTLE C.O.    WA","WA",167,4611,"Seattle","WA","WASEATTL.txt"]
[null,"653","\"Missouri\"","MO","\"Sedalia\"",9,"Sedalia","Sedalia, MO","COLUMBIA    MO","MO",1189,5212,"St Louis","MO","MOSTLOUI.txt"]
[null,"367","\"Alabama\"","AL","\"Selma\"",7,"Selma","Selma, AL","MONTGOMERY    AL","AL",2212,2224,"Montgomery","AL","ALMONTGO.txt "]
[null,"748","\"Oklahoma\"","OK","\"Shawnee\"",9,"Shawnee","Shawnee, OK","WICHITA FALLS    TX","TX",2340,3042,"Wichita Falls","TX","TXWICHFA.txt"]
[null,"662","\"Kansas\"","KS","\"Shawnee/Mission\"",17,"Shawnee/Mission","Shawnee/Mission, KS","KANSAS CITY    MO","MO",1288,5393,"Kansas City","MO","MOKANCTY.txt"]
[null,"512","\"Iowa\"","IA","\"Sheldon\"",9,"Sheldon","Sheldon, IA","SIOUX FALLS    SD","SD",744,7809,"Sioux Falls","SD","SDSIOFAL.txt"]
[null,"516","\"Iowa\"","IA","\"Shenandoah\"",12,"Shenandoah","Shenandoah, IA","OMAHA (NORTH)    NE","NE",1037,6413,"Omaha","NE","NEOMAHA.txt"]
[null,"828","\"Wyoming\"","WY","\"Sheridan\"",10,"Sheridan","Sheridan, WY","SHERIDAN    WY","WY",439,7804,"Casper","WY","WYCASPER.txt "]
[null,"859","\"Arizona\"","AZ","\"Show Low\"",10,"Show Low","Show Low, AZ","ALBUQUERQUE    NM","NM",1244,4425,"Albuquerque","NM","NMALBUQU.txt"]
[null,"710","\"Louisiana\"","LA","\"Shreveport\"",12,"Shreveport","Shreveport, LA","SHREVEPORT    LA","LA",2368,2264,"Shreveport","LA","LASHREVE.txt"]
[null,"711","\"Louisiana\"","LA","\"Shreveport\"",12,"Shreveport","Shreveport, LA","SHREVEPORT    LA","LA",2368,2264,"Shreveport","LA","LASHREVE.txt"]
[null,"856","\"Arizona\"","AZ","\"Sierra Vista/Nogales\"",22,"Sierra Vista/Nogales","Sierra Vista/Nogales, AZ","TUCSON    AZ","AZ",2954,1678,"Tucson","AZ","AZTUCSON.txt"]
[null,"638","\"Missouri\"","MO","\"Sikeston\"",10,"Sikeston","Sikeston, MO","EVANSVILLE    IN","IN",1376,4708,"Evansville","IN","INEVANSV.txt"]
[null,"209","\"Maryland\"","MD","\"Silver Spring\"",15,"Silver Spring","Silver Spring, MD","WASHINGTON NAT'L AP DC","DC",1549,4047,"Washington","MD","MDWASHDC.txt"]
[null,"510","\"Iowa\"","IA","\"Sioux City\"",12,"Sioux City","Sioux City, IA","SIOUX CITY    IA","IA",907,6893,"Sioux City","IA","IASIOCTY.txt"]
[null,"511","\"Iowa\"","IA","\"Sioux City\"",12,"Sioux City","Sioux City, IA","SIOUX CITY    IA","IA",907,6893,"Sioux City","IA","IASIOCTY.txt"]
[null,"570","\"South_Dakota\"","SD","\"Sioux Falls\"",13,"Sioux Falls","Sioux Falls, SD","SIOUX FALLS    SD","SD",744,7809,"Sioux Falls","SD","SDSIOFAL.txt"]
[null,"571","\"South_Dakota\"","SD","\"Sioux Falls\"",13,"Sioux Falls","Sioux Falls, SD","SIOUX FALLS    SD","SD",744,7809,"Sioux Falls","SD","SDSIOFAL.txt"]
[null,"940","\"California\"","CA","\"So. San Francisco\"",19,"So. San Francisco","So. San Francisco, CA","SAN FRANCISCO C.O.    CA","CA",65,3005,"San Francisco","CA","CASANFRA.txt"]
[null,"878","\"New_Mexico\"","NM","\"Socorro\"",9,"Socorro","Socorro, NM","ALBUQUERQUE    NM","NM",1244,4425,"Albuquerque","NM","NMALBUQU.txt"]
[null,"425","\"Kentucky\"","KY","\"Somerset\"",10,"Somerset","Somerset, KY","LEXINGTON    KY","KY",1140,4783,"Lexington","KY","KYLEXING.txt"]
[null,"426","\"Kentucky\"","KY","\"Somerset\"",10,"Somerset","Somerset, KY","LEXINGTON    KY","KY",1140,4783,"Lexington","KY","KYLEXING.txt"]
[null,"155","\"Pennsylvania\"","PA","\"Somerset\"",10,"Somerset","Somerset, PA","PITTSBURGH    PA","PA",654,5968,"Pittsburgh","PA","PAPITTSB.txt"]
[null,"465","\"Indiana\"","IN","\"South Bend\"",12,"South Bend","South Bend, IN","FORT WAYNE    IN","IN",824,6273,"South Bend","IN","INSOBEND.txt"]
[null,"466","\"Indiana\"","IN","\"South Bend\"",12,"South Bend","South Bend, IN","SOUTH BEND    IN","IN",728,6331,"South Bend","IN","INSOBEND.txt"]
[null,"604","\"Illinois\"","IL","\"South Chicago Sub.\"",20,"South Chicago Sub.","South Chicago Sub., IL","CHICAGO    IL","IL",752,6536,"Chicago","IL","ILCHICAG.txt"]
[null,"605","\"Illinois\"","IL","\"South Chicago Sub.\"",20,"South Chicago Sub.","South Chicago Sub., IL","CHICAGO    IL","IL",752,6536,"Chicago","IL","ILCHICAG.txt"]
[null,"082","\"New_Jersey\"","NJ","\"South Jersey\"",14,"South Jersey","South Jersey, NJ","ATLANTIC CITY AP    NJ","NJ",826,5169,"Atlantic City","NJ","NJATLCTY.txt"]
[null,"083","\"New_Jersey\"","NJ","\"South Jersey\"",14,"South Jersey","South Jersey, NJ","WILMINGTON    DE","DE",1046,4937,"Wilmington","DE","DEWILMIN.txt"]
[null,"845","\"Utah\"","UT","\"Southeast Utah/Green River\"",28,"Southeast Utah/Green River","Southeast Utah/Green River, UT","GRAND JUNCTION    CO","CO",1183,5548,"Grand Junction","CO","COGRNDJU.txt"]
[null,"193","\"Pennsylvania\"","PA","\"Southeastern\"",14,"Southeastern","Southeastern, PA","WILMINGTON    DE","DE",1046,4937,"Wilmington","DE","DEWILMIN.txt"]
[null,"194","\"Pennsylvania\"","PA","\"Southeastern\"",14,"Southeastern","Southeastern, PA","WILMINGTON    DE","DE",1046,4937,"Wilmington","DE","DEWILMIN.txt"]
[null,"847","\"Utah\"","UT","\"Southwest Utah/Cedar City\"",27,"Southwest Utah/Cedar City","Southwest Utah/Cedar City, UT","MILFORD    UT","UT",647,6511,"Grand Junction","CO","COGRNDJU.txt"]
[null,"293","\"South_Carolina\"","SC","\"Spartanburg\"",13,"Spartanburg","Spartanburg, SC","GREENVILLE-SPARTANBURG AP    SC","SC",1473,3272,"Charlotte","NC","NCCHARLO.txt"]
[null,"513","\"Iowa\"","IA","\"Spencer\"",9,"Spencer","Spencer, IA","SIOUX FALLS    SD","SD",744,7809,"Sioux Falls","SD","SDSIOFAL.txt"]
[null,"990","\"Washington\"","WA","\"Spokane\"",9,"Spokane","Spokane, WA","SPOKANE    WA","WA",398,6842,"Spokane","WA","WASPOKAN.txt"]
[null,"991","\"Washington\"","WA","\"Spokane\"",9,"Spokane","Spokane, WA","SPOKANE    WA","WA",398,6842,"Spokane","WA","WASPOKAN.txt"]
[null,"992","\"Washington\"","WA","\"Spokane\"",9,"Spokane","Spokane, WA","SPOKANE    WA","WA",398,6842,"Spokane","WA","WASPOKAN.txt"]
[null,"548","\"Wisconsin\"","WI","\"Spooner\"",9,"Spooner","Spooner, WI","SAINT CLOUD    MN","MN",415,8928,"Madison","WI","WIMADISO.txt"]
[null,"625","\"Illinois\"","IL","\"Springfield\"",13,"Springfield","Springfield, IL","SPRINGFIELD    IL","IL",1141,5688,"Springfield","IL","ILSPRING.txt"]
[null,"626","\"Illinois\"","IL","\"Springfield\"",13,"Springfield","Springfield, IL","SPRINGFIELD    IL","IL",1141,5688,"Springfield","IL","ILSPRING.txt"]
[null,"627","\"Illinois\"","IL","\"Springfield\"",{"$f":"LEN(E774)","v":13},{"$f":"MID(E774,2,F774-2)","v":"Springfield"},{"$f":"CONCATENATE(G774,\", \",+D774)","v":"Springfield, IL"},"SPRINGFIELD    IL","IL",1141,5688,"Springfield","IL","ILSPRING.txt"]
[null,"010","\"Massachusetts\"","MA","\"Springfield\"",13,"Springfield","Springfield, MA","WORCESTER    MA","MA",333,6979,"Hartford-Springfield","CT","CTHARTFO.txt"]
[null,"011","\"Massachusetts\"","MA","\"Springfield\"",13,"Springfield","Springfield, MA","HARTFORD    CT","CT",677,6151,"Hartford-Springfield","CT","CTHARTFO.txt"]
[null,"656","\"Missouri\"","MO","\"Springfield\"",13,"Springfield","Springfield, MO","SPRINGFIELD    MO","MO",1320,4638,"Springfield","MO","MOSPRING.txt"]
[null,"657","\"Missouri\"","MO","\"Springfield\"",13,"Springfield","Springfield, MO","SPRINGFIELD    MO","MO",1320,4638,"Springfield","MO","MOSPRING.txt"]
[null,"658","\"Missouri\"","MO","\"Springfield\"",13,"Springfield","Springfield, MO","SPRINGFIELD    MO","MO",1320,4638,"Springfield","MO","MOSPRING.txt"]
[null,"455","\"Ohio\"","OH","\"Springfield\"",13,"Springfield","Springfield, OH","DAYTON    OH","OH",886,5708,"Dayton","OH","OHDAYTON.txt"]
[null,"058","\"Vermont\"","VT","\"St. Johnsbury\"",15,"St. Johnsbury","St. Johnsbury, VT","BURLINGTON    VT","VT",388,7771,"Burlington","VT","VTBURLIN.txt"]
[null,"337","\"Florida\"","FL","\"St. Petersburg\"",16,"St. Petersburg","St. Petersburg, FL","TAMPA    FL","FL",3427,725,"Tampa St. Petersburg","FL","FLTAMPA.txt"]
[null,"068","\"Connecticut\"","CT","\"Stamford\"",10,"Stamford","Stamford, CT","BRIDGEPORT    CT","CT",724,5537,"Bridgeport","CT","CTBRIDGE.txt"]
[null,"069","\"Connecticut\"","CT","\"Stamford\"",10,"Stamford","Stamford, CT","BRIDGEPORT    CT","CT",724,5537,"Bridgeport","CT","CTBRIDGE.txt"]
[null,"168","\"Pennsylvania\"","PA","\"State College\"",15,"State College","State College, PA","WILLIAMSPORT    PA","PA",622,6087,"Harrisburg","PA","PAHARRIS.txt "]
[null,"103","\"New_York\"","NY","\"Staten Island\"",15,"Staten Island","Staten Island, NY","NEW YORK (LAGUARDIA AP)    NY","NY",1052,4910,"New York City","NY","NYNEWYOR.txt"]
[null,"244","\"Virginia\"","VA","\"Staunton\"",10,"Staunton","Staunton, VA","ROANOKE    VA","VA",1052,4360,"Roanoke","VA","VAROANOK.txt"]
[null,"764","\"Texas\"","TX","\"Stephenville\"",14,"Stephenville","Stephenville, TX","ABILENE    TX","TX",2451,2584,"Abilene","TX","TXABILEN.txt"]
[null,"952","\"California\"","CA","\"Stockton\"",10,"Stockton","Stockton, CA","STOCKTON    CA","CA",1470,2707,"Sacramento","CA","CASACRAM.txt"]
[null,"183","\"Pennsylvania\"","PA","\"Stroudsburg\"",13,"Stroudsburg","Stroudsburg, PA","ALLENTOWN    PA","PA",773,5785,"Allentown","PA","PAALLENT.txt"]
[null,"439","\"Ohio\"","OH","\"Stuebenville\"",14,"Stuebenville","Stuebenville, OH","PITTSBURGH    PA","PA",654,5968,"Pittsburgh","PA","PAPITTSB.txt"]
[null,"109","\"New_York\"","NY","\"Suffern\"",9,"Suffern","Suffern, NY","BRIDGEPORT    CT","CT",724,5537,"Bridgeport","CT","CTBRIDGE.txt"]
[null,"079","\"New_Jersey\"","NJ","\"Summit\"",8,"Summit","Summit, NJ","NEWARK    NJ","NJ",1201,4888,"Newark","NJ","NJNEWARK.txt"]
[null,"178","\"Pennsylvania\"","PA","\"Sunbury\"",9,"Sunbury","Sunbury, PA","WILLIAMSPORT    PA","PA",622,6087,"Harrisburg","PA","PAHARRIS.txt "]
[null,"961","\"California\"","CA","\"Susanville\"",12,"Susanville","Susanville, CA","WINNEMUCCA    NV","NV",538,6315,"Sacramento","CA","CASACRAM.txt"]
[null,"304","\"Georgia\"","GA","\"Swainsboro\"",12,"Swainsboro","Swainsboro, GA","SAVANNAH    GA","GA",2365,1847,"Savannah","GA","GASAVANN.txt"]
[null,"130","\"New_York\"","NY","\"Syracuse\"",10,"Syracuse","Syracuse, NY","SYRACUSE    NY","NY",438,6834,"Syracuse","NY","NYSYRACU.txt"]
[null,"131","\"New_York\"","NY","\"Syracuse\"",10,"Syracuse","Syracuse, NY","ROCHESTER    NY","NY",425,6734,"Syracuse","NY","NYSYRACU.txt"]
[null,"132","\"New_York\"","NY","\"Syracuse\"",10,"Syracuse","Syracuse, NY","SYRACUSE    NY","NY",438,6834,"Syracuse","NY","NYSYRACU.txt"]
[null,"983","\"Washington\"","WA","\"Tacoma\"",8,"Tacoma","Tacoma, WA","SEATTLE SEA-TAC AP    WA","WA",190,4908,"Seattle","WA","WASEATTL.txt"]
[null,"984","\"Washington\"","WA","\"Tacoma\"",8,"Tacoma","Tacoma, WA","SEATTLE SEA-TAC AP    WA","WA",190,4908,"Seattle","WA","WASEATTL.txt"]
[null,"323","\"Florida\"","FL","\"Tallahassee\"",13,"Tallahassee","Tallahassee, FL","TALLAHASSEE    FL","FL",2518,1705,"Tallahassee","FL","FLTALLAH.txt"]
[null,"335","\"Florida\"","FL","\"Tampa\"",7,"Tampa","Tampa, FL","TAMPA    FL","FL",3427,725,"Tampa St. Petersburg","FL","FLTAMPA.txt"]
[null,"336","\"Florida\"","FL","\"Tampa\"",7,"Tampa","Tampa, FL","TAMPA    FL","FL",3427,725,"Tampa St. Petersburg","FL","FLTAMPA.txt"]
[null,"246","\"Virginia\"","VA","\"Tazewell\"",10,"Tazewell","Tazewell, VA","ROANOKE    VA","VA",1052,4360,"Roanoke","VA","VAROANOK.txt"]
[null,"765","\"Texas\"","TX","\"Temple\"",8,"Temple","Temple, TX","WACO    TX","TX",2816,2179,"Waco","TX","TXWACO.txt"]
[null,"478","\"Indiana\"","IN","\"Terre Haute\"",13,"Terre Haute","Terre Haute, IN","INDIANAPOLIS    IN","IN",1014,5615,"Indianapolis","IN","ININDIAN.txt"]
[null,"755","\"Texas\"","TX","\"Texarkana\"",11,"Texarkana","Texarkana, TX","SHREVEPORT    LA","LA",2368,2264,"Shreveport","LA","LASHREVE.txt"]
[null,"703","\"Louisiana\"","LA","\"Thibodaux\"",11,"Thibodaux","Thibodaux, LA","NEW ORLEANS    LA","LA",2655,1513,"New Orleans","LA","LANEWORL.txt"]
[null,"567","\"Minnesota\"","MN","\"Thief River Falls\"",19,"Thief River Falls","Thief River Falls, MN","FARGO    ND","ND",537,9254,"Fargo","ND","NDFARGO.txt"]
[null,"327","\"Florida\"","FL","\"Titusville\"",12,"Titusville","Titusville, FL","DAYTONA BEACH    FL","FL",2919,909,"Daytona Beach","FL","FLDAYTNA.txt"]
[null,"436","\"Ohio\"","OH","\"Toledo\"",8,"Toledo","Toledo, OH","TOLEDO    OH","OH",610,6579,"Toledo","OH","OHTOLEDO.txt"]
[null,"890","\"Nevada\"","NV","\"Tonopah\"",9,"Tonopah","Tonopah, NV","MILFORD    UT","UT",647,6511,"Las Vegas","NV","NVLASVEG.txt"]
[null,"664","\"Kansas\"","KS","\"Topeka\"",8,"Topeka","Topeka, KS","TOPEKA    KS","KS",1304,5265,"Topeka","KS","KSTOPEKA.txt"]
[null,"665","\"Kansas\"","KS","\"Topeka\"",8,"Topeka","Topeka, KS","TOPEKA    KS","KS",1304,5265,"Topeka","KS","KSTOPEKA.txt"]
[null,"666","\"Kansas\"","KS","\"Topeka\"",8,"Topeka","Topeka, KS","TOPEKA    KS","KS",1304,5265,"Topeka","KS","KSTOPEKA.txt"]
[null,"905","\"California\"","CA","\"Torrance\"",10,"Torrance","Torrance, CA","LONG BEACH    CA","CA",1201,1430,"Los Angeles","CA","CALOSANG.txt"]
[null,"496","\"Michigan\"","MI","\"Traverse City\"",15,"Traverse City","Traverse City, MI","ALPENA    MI","MI",231,8284,"Sault Ste Marie","MI","MISTEMAR.txt"]
[null,"085","\"New_Jersey\"","NJ","\"Trenton\"",9,"Trenton","Trenton, NJ","NEWARK    NJ","NJ",1201,4888,"Newark","NJ","NJNEWARK.txt"]
[null,"086","\"New_Jersey\"","NJ","\"Trenton\"",9,"Trenton","Trenton, NJ","NEWARK    NJ","NJ",1201,4888,"Newark","NJ","NJNEWARK.txt"]
[null,"879","\"New_Mexico\"","NM","\"Truth or Conseq.\"",18,"Truth or Conseq.","Truth or Conseq., NM","EL PASO    TX","TX",2094,2708,"El Paso","TX","TXELPASO.txt"]
[null,"857","\"Arizona\"","AZ","\"Tucson\"",8,"Tucson","Tucson, AZ","TUCSON    AZ","AZ",2954,1678,"Tucson","AZ","AZTUCSON.txt"]
[null,"884","\"New_Mexico\"","NM","\"Tucumcari\"",11,"Tucumcari","Tucumcari, NM","CLAYTON    NM","NM",772,5064,"Amarillo","TX","TXAMARIL.txt"]
[null,"740","\"Oklahoma\"","OK","\"Tulsa\"",7,"Tulsa","Tulsa, OK","OKLAHOMA CITY    OK","OK",1859,3659,"Tulsa","OK","OKTULSA.txt"]
[null,"741","\"Oklahoma\"","OK","\"Tulsa\"",7,"Tulsa","Tulsa, OK","TULSA    OK","OK",2017,3691,"Tulsa","OK","OKTULSA.txt"]
[null,"388","\"Mississippi\"","MS","\"Tupelo\"",8,"Tupelo","Tupelo, MS","TUPELO    MS","MS",1908,3079,"Tupelo","MS","MSTUPELO.txt"]
[null,"354","\"Alabama\"","AL","\"Tuscaloosa\"",12,"Tuscaloosa","Tuscaloosa, AL","MERIDIAN    MS","MS",2138,2444,"Birmingham","AL","ALBIRMIN.txt "]
[null,"833","\"Idaho\"","ID","\"Twin Falls\"",12,"Twin Falls","Twin Falls, ID","POCATELLO    ID","ID",421,7180,"Pocatello","ID","IDPOCATE.txt"]
[null,"757","\"Texas\"","TX","\"Tyler\"",7,"Tyler","Tyler, TX","DALLAS-FORT WORTH    TX","TX",2603,2407,"Dallas Ft Worth","TX","TXDALLAS.txt"]
[null,"154","\"Pennsylvania\"","PA","\"Uniontown\"",11,"Uniontown","Uniontown, PA","PITTSBURGH    PA","PA",654,5968,"Pittsburgh","PA","PAPITTSB.txt"]
[null,"133","\"New_York\"","NY","\"Utica\"",7,"Utica","Utica, NY","BINGHAMTON    NY","NY",337,7273,"Wilkes-Barre","PA","PAWILKES.txt"]
[null,"134","\"New_York\"","NY","\"Utica\"",7,"Utica","Utica, NY","BINGHAMTON    NY","NY",337,7273,"Wilkes-Barre","PA","PAWILKES.txt"]
[null,"135","\"New_York\"","NY","\"Utica\"",7,"Utica","Utica, NY","SYRACUSE    NY","NY",438,6834,"Syracuse","NY","NYSYRACU.txt"]
[null,"788","\"Texas\"","TX","\"Uvalde\"",8,"Uvalde","Uvalde, TX","DEL RIO    TX","TX",3142,1506,"San Antonio","TX","TXSANANT.txt"]
[null,"316","\"Georgia\"","GA","\"Valdosta\"",10,"Valdosta","Valdosta, GA","TALLAHASSEE    FL","FL",2518,1705,"Tallahassee","FL","FLTALLAH.txt"]
[null,"692","\"Nebraska\"","NE","\"Valentine\"",11,"Valentine","Valentine, NE","VALENTINE    NE","NE",752,7282,"North Platte","NE","NENPLATT.txt"]
[null,"913","\"California\"","CA","\"Van Nuys\"",10,"Van Nuys","Van Nuys, CA","BAKERSFIELD    CA","CA",2365,2182,"Los Angeles","CA","CALOSANG.txt"]
[null,"914","\"California\"","CA","\"Van Nuys\"",{"$f":"LEN(E838)","v":10},{"$f":"MID(E838,2,F838-2)","v":"Van Nuys"},{"$f":"CONCATENATE(G838,\", \",+D838)","v":"Van Nuys, CA"},"LOS ANGELES C.O.    CA","CA",1537,1154,"Los Angeles","CA","CALOSANG.txt"]
[null,"986","\"Washington\"","WA","\"Vancouver\"",11,"Vancouver","Vancouver, WA","PORTLAND    OR","OR",371,4522,"Portland","OR","ORPORTLA.txt"]
[null,"930","\"California\"","CA","\"Ventura/Oxnard\"",16,"Ventura/Oxnard","Ventura/Oxnard, CA","BAKERSFIELD    CA","CA",2365,2182,"Los Angeles","CA","CALOSANG.txt"]
[null,"779","\"Texas\"","TX","\"Victoria\"",10,"Victoria","Victoria, TX","VICTORIA    TX","TX",3118,1296,"Corpus Christi","TX","TXCORPUS.txt"]
[null,"743","\"Oklahoma\"","OK","\"Vinita\"",8,"Vinita","Vinita, OK","TULSA    OK","OK",2017,3691,"Tulsa","OK","OKTULSA.txt"]
[null,"766","\"Texas\"","TX","\"Waco\"",6,"Waco","Waco, TX","WACO    TX","TX",2816,2179,"Waco","TX","TXWACO.txt"]
[null,"767","\"Texas\"","TX","\"Waco\"",6,"Waco","Waco, TX","WACO    TX","TX",2816,2179,"Waco","TX","TXWACO.txt"]
[null,"206","\"Maryland\"","MD","\"Waldorf\"",9,"Waldorf","Waldorf, MD","WASHINGTON NAT'L AP DC","DC",1549,4047,"Washington","MD","MDWASHDC.txt"]
[null,"200","\"DC\"","DC","\"Washington\"",12,"Washington","Washington, DC","WASHINGTON NAT'L AP DC","DC",1549,4047,"Washington","MD","MDWASHDC.txt"]
[null,"201","\"DC\"","DC","\"Washington\"",12,"Washington","Washington, DC","WASHINGTON NAT'L AP DC","DC",1549,4047,"Washington","MD","MDWASHDC.txt"]
[null,"202","\"DC\"","DC","\"Washington\"",12,"Washington","Washington, DC","WASHINGTON NAT'L AP DC","DC",1549,4047,"Washington","MD","MDWASHDC.txt"]
[null,"203","\"DC\"","DC","\"Washington\"",12,"Washington","Washington, DC","WASHINGTON NAT'L AP DC","DC",1549,4047,"Washington","MD","MDWASHDC.txt"]
[null,"204","\"DC\"","DC","\"Washington\"",12,"Washington","Washington, DC","WASHINGTON NAT'L AP DC","DC",1549,4047,"Washington","MD","MDWASHDC.txt"]
[null,"205","\"DC\"","DC","\"Washington\"",12,"Washington","Washington, DC","WASHINGTON NAT'L AP DC","DC",1549,4047,"Washington","MD","MDWASHDC.txt"]
[null,"475","\"Indiana\"","IN","\"Washington\"",12,"Washington","Washington, IN","EVANSVILLE    IN","IN",1376,4708,"Evansville","IN","INEVANSV.txt"]
[null,"153","\"Pennsylvania\"","PA","\"Washington\"",12,"Washington","Washington, PA","PITTSBURGH    PA","PA",654,5968,"Pittsburgh","PA","PAPITTSB.txt"]
[null,"067","\"Connecticut\"","CT","\"Waterbury\"",11,"Waterbury","Waterbury, CT","HARTFORD    CT","CT",677,6151,"Hartford-Springfield","CT","CTHARTFO.txt"]
[null,"506","\"Iowa\"","IA","\"Waterloo\"",10,"Waterloo","Waterloo, IA","WATERLOO    IA","IA",702,7406,"Des Moines","IA","IADESMOI.txt"]
[null,"507","\"Iowa\"","IA","\"Waterloo\"",10,"Waterloo","Waterloo, IA","WATERLOO    IA","IA",702,7406,"Des Moines","IA","IADESMOI.txt"]
[null,"136","\"New_York\"","NY","\"Watertown\"",11,"Watertown","Watertown, NY","SYRACUSE    NY","NY",438,6834,"Syracuse","NY","NYSYRACU.txt"]
[null,"572","\"South_Dakota\"","SD","\"Watertown\"",11,"Watertown","Watertown, SD","FARGO    ND","ND",537,9254,"Fargo","ND","NDFARGO.txt"]
[null,"049","\"Maine\"","ME","\"Waterville\"",12,"Waterville","Waterville, ME","PORTLAND    ME","ME",268,7378,"Portland","ME","MEPORTLA.txt"]
[null,"544","\"Wisconsin\"","WI","\"Wausau\"",8,"Wausau","Wausau, WI","GREEN BAY    WI","WI",381,8089,"Green Bay","WI","WIGREBAY.txt"]
[null,"315","\"Georgia\"","GA","\"Waycross\"",10,"Waycross","Waycross, GA","SAVANNAH    GA","GA",2365,1847,"Savannah","GA","GASAVANN.txt"]
[null,"248","\"West_Virginia\"","WV","\"Welch\"",7,"Welch","Welch, WV","CHARLESTON    WV","WV",1031,4646,"Charleston","WV","WVCHARLE.txt"]
[null,"169","\"Pennsylvania\"","PA","\"Wellsboro\"",11,"Wellsboro","Wellsboro, PA","BINGHAMTON    NY","NY",337,7273,"Wilkes-Barre","PA","PAWILKES.txt"]
[null,"988","\"Washington\"","WA","\"Wenatchee\"",11,"Wenatchee","Wenatchee, WA","YAKIMA    WA","WA",458,5967,"Yakima","WA","WAYAKIMA.txt"]
[null,"723","\"Arkansas\"","AR","\"West Memphis\"",14,"West Memphis","West Memphis, AR","NORTH LITTLE ROCK    AR","AR",1916,3228,"Little Rock","AR","ARLIROCK.txt"]
[null,"334","\"Florida\"","FL","\"West Palm Beach\"",17,"West Palm Beach","West Palm Beach, FL","WEST PALM BEACH    FL","FL",3891,323,"West Palm Beach","FL","FLWPALMB.txt"]
[null,"105","\"New_York\"","NY","\"Westchester\"",13,"Westchester","Westchester, NY","BRIDGEPORT    CT","CT",724,5537,"Bridgeport","CT","CTBRIDGE.txt"]
[null,"822","\"Wyoming\"","WY","\"Wheatland\"",11,"Wheatland","Wheatland, WY","SCOTTSBLUFF    NE","NE",713,6729,"Cheyenne","WY","WYCHEYEN.txt"]
[null,"260","\"West_Virginia\"","WV","\"Wheeling\"",10,"Wheeling","Wheeling, WV","PITTSBURGH    PA","PA",654,5968,"Pittsburgh","PA","PAPITTSB.txt"]
[null,"106","\"New_York\"","NY","\"White Plains\"",14,"White Plains","White Plains, NY","BRIDGEPORT    CT","CT",724,5537,"Bridgeport","CT","CTBRIDGE.txt"]
[null,"050","\"Vermont\"","VT","\"White River Junction\"",22,"White River Junction","White River Junction, VT","BURLINGTON    VT","VT",388,7771,"Burlington","VT","VTBURLIN.txt"]
[null,"906","\"California\"","CA","\"Whittier\"",10,"Whittier","Whittier, CA","LONG BEACH    CA","CA",1201,1430,"Los Angeles","CA","CALOSANG.txt"]
[null,"763","\"Texas\"","TX","\"Wichita Falls\"",15,"Wichita Falls","Wichita Falls, TX","WICHITA FALLS    TX","TX",2340,3042,"Wichita Falls","TX","TXWICHFA.txt"]
[null,"670","\"Kansas\"","KS","\"Wichita\"",9,"Wichita","Wichita, KS","WICHITA    KS","KS",1628,4791,"Wichita","KS","KSWICHIT.txt"]
[null,"671","\"Kansas\"","KS","\"Wichita\"",9,"Wichita","Wichita, KS","WICHITA    KS","KS",1628,4791,"Wichita","KS","KSWICHIT.txt"]
[null,"672","\"Kansas\"","KS","\"Wichita\"",9,"Wichita","Wichita, KS","WICHITA    KS","KS",1628,4791,"Wichita","KS","KSWICHIT.txt"]
[null,"186","\"Pennsylvania\"","PA","\"Wilkes-Barre\"",14,"Wilkes-Barre","Wilkes-Barre, PA","AVOCA    PA","PA",539,6291,"Wilkes-Barre","PA","PAWILKES.txt"]
[null,"187","\"Pennsylvania\"","PA","\"Wilkes-Barre\"",14,"Wilkes-Barre","Wilkes-Barre, PA","AVOCA    PA","PA",539,6291,"Wilkes-Barre","PA","PAWILKES.txt"]
[null,"177","\"Pennsylvania\"","PA","\"Williamsport\"",14,"Williamsport","Williamsport, PA","WILLIAMSPORT    PA","PA",622,6087,"Harrisburg","PA","PAHARRIS.txt "]
[null,"062","\"Connecticut\"","CT","\"Willimantic\"",13,"Willimantic","Willimantic, CT","WORCESTER    MA","MA",333,6979,"Hartford-Springfield","CT","CTHARTFO.txt"]
[null,"588","\"North_Dakota\"","ND","\"Williston\"",11,"Williston","Williston, ND","WILLISTON    ND","ND",548,9090,"Bismarck","ND","NDBISMAR.txt"]
[null,"562","\"Minnesota\"","MN","\"Willmar\"",9,"Willmar","Willmar, MN","HURON    SD","SD",743,7923,"Minneapolis St. Paul","MN","MNMINPLS.txt"]
[null,"197","\"Delaware\"","DE","\"Wilmington\"",12,"Wilmington","Wilmington, DE","WILMINGTON    DE","DE",1046,4937,"Wilmington","DE","DEWILMIN.txt"]
[null,"198","\"Delaware\"","DE","\"Wilmington\"",12,"Wilmington","Wilmington, DE","WILMINGTON    DE","DE",1046,4937,"Wilmington","DE","DEWILMIN.txt"]
[null,"284","\"North_Carolina\"","NC","\"Wilmington\"",12,"Wilmington","Wilmington, NC","WILMINGTON    NC","NC",1926,2470,"Charlotte","NC","NCCHARLO.txt"]
[null,"226","\"Virginia\"","VA","\"Winchester\"",12,"Winchester","Winchester, VA","WASHINGTON DULLES AP DC","DC",973,5006,"Washington","MD","MDWASHDC.txt"]
[null,"561","\"Minnesota\"","MN","\"Windom\"",8,"Windom","Windom, MN","SIOUX FALLS    SD","SD",744,7809,"Sioux Falls","SD","SDSIOFAL.txt"]
[null,"865","\"Arizona\"","AZ","\"Window Rock\"",13,"Window Rock","Window Rock, AZ","FLAGSTAFF    AZ","AZ",145,7131,"Flagstaff","AZ","AZFLAGST.txt"]
[null,"270","\"North_Carolina\"","NC","\"Winston-Salem\"",15,"Winston-Salem","Winston-Salem, NC","GREENSBORO-WNSTN-SALM-HGHPT NC","NC",1253,3865,"Greensboro","NC","NCGRNSBO.txt"]
[null,"271","\"North_Carolina\"","NC","\"Winston-Salem\"",15,"Winston-Salem","Winston-Salem, NC","GREENSBORO-WNSTN-SALM-HGHPT NC","NC",1253,3865,"Greensboro","NC","NCGRNSBO.txt"]
[null,"018","\"Massachusetts\"","MA","\"Woburn\"",8,"Woburn","Woburn, MA","WORCESTER    MA","MA",333,6979,"Boston","MA","MABOSTON.txt"]
[null,"592","\"Montana\"","MT","\"Wolf Point\"",12,"Wolf Point","Wolf Point, MT","GLASGOW    MT","MT",558,8745,"Great Falls","MT","MTGRFALL.txt"]
[null,"738","\"Oklahoma\"","OK","\"Woodward\"",10,"Woodward","Woodward, OK","AMARILLO    TX","TX",1354,4258,"Amarillo","TX","TXAMARIL.txt"]
[null,"014","\"Massachusetts\"","MA","\"Worcester\"",11,"Worcester","Worcester, MA","WORCESTER    MA","MA",333,6979,"Boston","MA","MABOSTON.txt"]
[null,"015","\"Massachusetts\"","MA","\"Worcester\"",11,"Worcester","Worcester, MA","WORCESTER    MA","MA",333,6979,"Boston","MA","MABOSTON.txt"]
[null,"016","\"Massachusetts\"","MA","\"Worcester\"",11,"Worcester","Worcester, MA","WORCESTER    MA","MA",333,6979,"Boston","MA","MABOSTON.txt"]
[null,"824","\"Wyoming\"","WY","\"Worland\"",9,"Worland","Worland, WY","LANDER    WY","WY",479,7889,"Casper","WY","WYCASPER.txt "]
[null,"989","\"Washington\"","WA","\"Yakima\"",8,"Yakima","Yakima, WA","YAKIMA    WA","WA",458,5967,"Yakima","WA","WAYAKIMA.txt"]
[null,"821","\"Wyoming\"","WY","\"Yellowstone Nat Pk\"",20,"Yellowstone Nat Pk","Yellowstone Nat Pk, WY","HELENA    MT","MT",386,8031,"Helena","MT","MTHELENA.txt"]
[null,"107","\"New_York\"","NY","\"Yonkers\"",9,"Yonkers","Yonkers, NY","NEW YORK (LAGUARDIA AP)    NY","NY",1052,4910,"New York City","NY","NYNEWYOR.txt"]
[null,"173","\"Pennsylvania\"","PA","\"York\"",6,"York","York, PA","HARRISBURG    PA","PA",962,5347,"Harrisburg","PA","PAHARRIS.txt "]
[null,"174","\"Pennsylvania\"","PA","\"York\"",{"$f":"LEN(E902)","v":6},{"$f":"MID(E902,2,F902-2)","v":"York"},{"$f":"CONCATENATE(G902,\", \",+D902)","v":"York, PA"},"HARRISBURG    PA","PA",962,5347,"Harrisburg","PA","PAHARRIS.txt "]
[null,"444","\"Ohio\"","OH","\"Youngstown\"",{"$f":"LEN(E903)","v":12},{"$f":"MID(E903,2,F903-2)","v":"Youngstown"},{"$f":"CONCATENATE(G903,\", \",+D903)","v":"Youngstown, OH"},"YOUNGSTOWN    OH","OH",497,6544,"Youngstown","OH","OHYOUNGS.txt"]
[null,"445","\"Ohio\"","OH","\"Youngstown\"",{"$f":"LEN(E904)","v":12},{"$f":"MID(E904,2,F904-2)","v":"Youngstown"},{"$f":"CONCATENATE(G904,\", \",+D904)","v":"Youngstown, OH"},"YOUNGSTOWN    OH","OH",497,6544,"Youngstown","OH","OHYOUNGS.txt"]
[null,"437","\"Ohio\"","OH","\"Zanesville\"",{"$f":"LEN(E905)","v":12},{"$f":"MID(E905,2,F905-2)","v":"Zanesville"},{"$f":"CONCATENATE(G905,\", \",+D905)","v":"Zanesville, OH"},"PITTSBURGH    PA","PA",654,5968,"Pittsburgh","PA","PAPITTSB.txt"]
[null,"438","\"Ohio\"","OH","\"Zanesville\"",{"$f":"LEN(E906)","v":12},{"$f":"MID(E906,2,F906-2)","v":"Zanesville"},{"$f":"CONCATENATE(G906,\", \",+D906)","v":"Zanesville, OH"},"COLUMBUS    OH","OH",797,5708,"Columbus","OH","OHCOLMBS.txt"]
[]
[]
[]
[null,"901 Unique Zip Codes",null,null,null,null,null,null,"242 Unique Climates",null,null,null,"159 IWIN - NCDC Sites"]

{"sheet":"Cities","index":61,"n_rows":60,"n_cols":11,"rows_kept":60,"cut":false,"hidden":true,"merged":[[2,2,2,10],[4,6,4,8],[4,9,4,10]]}
[]
[]
[null,null,"Picklist #1"]
[]
[null,null,null,"LOCATION","CDD","HDD","Electric",null,null,"Gas"]
[]
[null,null,51,{"$f":"INDIRECT(ADDRESS($C$7+C8,COLUMN(D$7)))","v":"WASHINGTON, DC"},{"$f":"INDIRECT(ADDRESS($C$7+C8,COLUMN(E$7)))","v":1549},{"$f":"INDIRECT(ADDRESS($C$7+C8,COLUMN(F$7)))","v":4047},null,{"$f":"INDIRECT(ADDRESS($C$7+$C$8,COLUMN(H$7)))","v":7.1500000000000008E-2},{"$f":"INDIRECT(ADDRESS($C$7+$C$8,COLUMN(I$7)))","v":2.0955451348182885E-2},{"$f":"INDIRECT(ADDRESS($C$7+C8,COLUMN(J$7)))","v":0.77475728155339807},{"$f":"INDIRECT(ADDRESS($C$7+C8,COLUMN(K$7)))","v":7.98}]
[null,null,8,null,null,null,"(c/kWh)","($/kW-hr)","($/kBTU)","($/Therm)","Gas ($/kcf)"]
[null,null,null,"<none>"]
[null,null,null,"ALBANY, NY",507,6894,11.67,{"$f":"G10/100","v":0.1167},{"$f":"+H10/3.412","v":3.4202813599062132E-2},{"$f":"+(K10/1030)*100","v":0.65436893203883495},6.74]
[null,null,null,"ATLANTA, GA",1667,2991,7.33,7.3300000000000004E-2,2.1483001172332945E-2,0.63786407766990294,6.57]
[null,null,null,"BALTIMORE, MD",1137,4707,7.19,7.1900000000000006E-2,2.1072684642438454E-2,0.55631067961165048,5.73]
[null,null,null,"BOSTON, MA",678,5641,9.75,9.7500000000000003E-2,2.8575615474794844E-2,0.70194174757281558,7.23]
[null,null,null,"CHARLESTON, WV",1031,4646,5.83,5.8299999999999998E-2,1.7086752637749121E-2,0.61941747572815542,6.38]
[null,null,null,"CHARLOTTE, NC",1582,3341,6.56,6.5599999999999992E-2,1.9226260257913245E-2,0.55339805825242716,5.7]
[null,null,null,"CHICAGO, IL",752,6536,7.68,7.6799999999999993E-2,2.2508792497069167E-2,0.49708737864077668,5.12]
[null,null,null,"CINCINNATI, OH",996,5248,7.72,7.7199999999999991E-2,2.2626025791324732E-2,0.52427184466019428,5.4]
[null,null,null,"CLEVELAND, OH",621,6201,7.72,7.7199999999999991E-2,2.2626025791324732E-2,0.52427184466019428,5.4]
[null,null,null,"COLUMBIA, SC",1966,2649,6.37,6.3700000000000007E-2,1.8669402110199299E-2,0.65339805825242714,6.73]
[null,null,null,"DALLAS-FT WORTH, TX",2603,2407,7.04,7.0400000000000004E-2,2.0633059788980071E-2,0.42718446601941751,4.4000000000000004]
[null,null,null,"DENVER, CO",679,6020,6,0.06,1.7584994138335287E-2,0.41844660194174749,4.3099999999999996]
[null,null,null,"DES MOINES, IA",1036,6497,6.32,6.3200000000000006E-2,1.8522860492379837E-2,0.44660194174757273,4.5999999999999996]
[null,null,null,"DETROIT, MI",626,6569,7.93,7.9299999999999995E-2,2.3241500586166471E-2,0.45436893203883494,4.68]
[null,null,null,"HARTFORD, CT",677,6151,9.99,9.9900000000000003E-2,2.9279015240328256E-2,0.83495145631067957,8.6]
[null,null,null,"HONOLULU, HI",4474,0,11.67,0.1167,3.4202813599062132E-2,1.3106796116504855,13.5]
[null,null,null,"HOUSTON, TX",2700,1599,7.04,7.0400000000000004E-2,2.0633059788980071E-2,0.42718446601941751,4.4000000000000004]
[null,null,null,"INDIANAPOLIS, IN",1014,5615,5.91,5.91E-2,1.7321219226260259E-2,0.52330097087378635,5.39]
[null,null,null,"JACKSONVILLE, FL",2551,1434,6.35,6.3500000000000001E-2,1.8610785463071513E-2,0.53980582524271836,5.56]
[null,null,null,"KANSAS CITY, MO",1288,5393,4.9000000000000004,4.9000000000000002E-2,1.4361078546307152E-2,0.6019417475728156,6.2]
[null,null,null,"LAS VEGAS, NV",3201,2407,6.97,6.9699999999999998E-2,2.0427901524032826E-2,0.52038834951456314,5.36]
[null,null,null,"LOS ANGELES, CA",1537,1154,10.9,0.109,3.1946072684642439E-2,0.71359223300970875,7.35]
[null,null,null,"MEMPHIS, TN",2118,3082,6.63,6.6299999999999998E-2,1.9431418522860493E-2,0.55436893203883497,5.71]
[null,null,null,"MIAMI, FL",4198,200,6.35,6.3500000000000001E-2,1.8610785463071513E-2,0.53980582524271836,5.56]
[null,null,null,"MILWAUKEE, WI",479,7324,5.87,5.8700000000000002E-2,1.720398593200469E-2,0.49126213592233003,5.0599999999999996]
[null,null,null,"MINNEAPOLIS, MN",682,7981,6.25,6.25E-2,1.8317702227432592E-2,0.47378640776699033,4.88]
[null,null,null,"NASHVILLE, TN",1616,3729,6.63,6.6299999999999998E-2,1.9431418522860493E-2,0.55436893203883497,5.71]
[null,null,null,"NEW ORLEANS, LA",2655,1513,7.2,7.2000000000000008E-2,2.1101992966002348E-2,0.5436893203883495,5.6]
[null,null,null,"NEW YORK, NY",1052,4910,11.67,0.1167,3.4202813599062132E-2,0.65436893203883495,6.74]
[null,null,null,"NORFOLK, VA",1422,3495,5.84,5.8400000000000001E-2,1.7116060961313014E-2,0.58058252427184465,5.98]
[null,null,null,"OKLAHOMA CITY, OK",1859,3659,6.09,6.0899999999999996E-2,1.7848769050410315E-2,0.46893203883495144,4.83]
[null,null,null,"OMAHA, NE",1072,6300,5.58,5.5800000000000002E-2,1.6354044548651817E-2,0.4398058252427185,4.53]
[null,null,null,"ORLANDO, FL",3381,686,6.35,{"$f":"G42/100","v":6.3500000000000001E-2},{"$f":"+H42/3.412","v":1.8610785463071513E-2},{"$f":"+(K42/1030)*100","v":0.53980582524271836},5.56]
[null,null,null,"PHILADELPHIA, PA",1101,4954,8.2799999999999994,8.2799999999999999E-2,2.4267291910902697E-2,0.66019417475728148,6.8]
[null,null,null,"PHOENIX, AZ",4162,1350,8.32,8.3199999999999996E-2,2.4384525205158266E-2,0.51262135922330099,5.28]
[null,null,null,"PITTSBURGH, PA",654,5968,8.2799999999999994,8.2799999999999999E-2,2.4267291910902697E-2,0.66019417475728148,6.8]
[null,null,null,"PORTLAND, ME",268,7378,10.16,0.1016,2.9777256740914419E-2,0.6766990291262136,6.97]
[null,null,null,"PORTLAND, OR",371,4522,4.97,4.9699999999999994E-2,1.4566236811254395E-2,0.53592233009708734,5.52]
[null,null,null,"PROVIDENCE, RI",606,5884,9.9499999999999993,9.9499999999999991E-2,2.9161781946072683E-2,0.7951456310679611,8.19]
[null,null,null,"RALEIGH, NC",1417,3457,6.56,6.5599999999999992E-2,1.9226260257913245E-2,0.55339805825242716,5.7]
[null,null,null,"RICHMOND, VA",1348,3963,5.84,5.8400000000000001E-2,1.7116060961313014E-2,0.58058252427184465,5.98]
[null,null,null,"SACRAMENTO, CA",1237,2749,10.9,0.109,3.1946072684642439E-2,0.71359223300970875,7.35]
[null,null,null,"SALT LAKE CITY, UT",1047,5765,5.87,5.8700000000000002E-2,1.720398593200469E-2,0.38446601941747571,3.96]
[null,null,null,"SAN ANTONIO, TX",2996,1644,7.04,7.0400000000000004E-2,2.0633059788980071E-2,0.42718446601941751,4.4000000000000004]
[null,null,null,"SAN DIEGO, CA",984,1256,10.9,0.109,3.1946072684642439E-2,0.71359223300970875,7.35]
[null,null,null,"SAN FRANCISCO, CA",65,3005,10.9,0.109,3.1946072684642439E-2,0.71359223300970875,7.35]
[null,null,null,"SEATTLE,  WA",190,4908,4.72,4.7199999999999999E-2,1.3833528722157092E-2,0.49805825242718443,5.13]
[null,null,null,"ST. LOUIS, MO",1534,4758,4.9000000000000004,4.9000000000000002E-2,1.4361078546307152E-2,0.6019417475728156,6.2]
[null,null,null,"SYRACUSE, NY",438,6834,11.67,0.1167,3.4202813599062132E-2,0.65436893203883495,6.74]
[null,null,null,"WASHINGTON, DC",1549,4047,7.15,7.1500000000000008E-2,2.0955451348182885E-2,0.77475728155339807,7.98]
[null,null,null,"National Average",1109,0,7.73,7.7300000000000008E-2,2.2655334114888633E-2,0.54466019417475731,5.61]

{"sheet":"Side Calcs Yr 2","index":62,"n_rows":30,"n_cols":37,"rows_kept":30,"cut":false,"hidden":true,"merged":[[1,1,1,3],[1,15,1,18],[1,7,1,10],[1,11,1,14],[1,35,1,38],[1,19,1,22],[1,23,1,26],[1,4,1,6],[1,27,1,30],[1,31,1,34]]}
[]
[null,null,null,null,null,null,null,"Elec. Units",null,null,null,"Natl gas/Propane Units",null,null,null,"Oil Units",null,null,null,"Steam Units",null,null,null,"Chilled Water Units",null,null,null,"Cooking",null,null,null,"Cooling",null,null,null,"Months in Use"]
[null,null,null,null,null,null,null,null,null,"Source","Site",null,null,"Source","Site",null,null,"Source","Site",null,null,"Source","Site",null,null,"Source","Site",null,null,"Value",null,null,"Value",null,null,null,"Value"]
[null,null,null,null,null,null,null,1,{"$f":"INDIRECT(ADDRESS($H$4+H5,COLUMN(I$2)))","v":"kWh"},{"$f":"INDIRECT(ADDRESS($H$4+H5,COLUMN(J$2)))","v":11.4},{"$f":"INDIRECT(ADDRESS($H$4+H5,COLUMN(K$2)))","v":3.4119999999999999},1,{"$f":"INDIRECT(ADDRESS($L$4+L5,COLUMN(M$2)))","v":"Natl gas therms"},{"$f":"INDIRECT(ADDRESS($L$4+L5,COLUMN(N$2)))","v":104.69999999999999},{"$f":"INDIRECT(ADDRESS($L$4+L5,COLUMN(O$2)))","v":100},3,{"$f":"INDIRECT(ADDRESS($P$4+P5,COLUMN(Q$2)))","v":"MMBtu"},{"$f":"INDIRECT(ADDRESS($P$4+P5,COLUMN(R$2)))","v":1009.9999999999999},{"$f":"INDIRECT(ADDRESS($P$4+P5,COLUMN(S$2)))","v":1000},2,{"$f":"INDIRECT(ADDRESS($T$4+T5,COLUMN(U$2)))","v":"MMBtu"},{"$f":"INDIRECT(ADDRESS($T$4+T5,COLUMN(V$2)))","v":1450},{"$f":"INDIRECT(ADDRESS($T$4+T5,COLUMN(W$2)))","v":1000},1,{"$f":"INDIRECT(ADDRESS($X$4+X5,COLUMN(Y$2)))","v":"Ton-Hrs"},{"$f":"INDIRECT(ADDRESS($X$4+X5,COLUMN(Z$2)))","v":12600},{"$f":"INDIRECT(ADDRESS($X$4+X5,COLUMN(AA$2)))","v":12000},1,{"$f":"INDIRECT(ADDRESS($AB$4+AB5,COLUMN(AC$2)))","v":"Yes"},{"$f":"INDIRECT(ADDRESS($AB$4+AB5,COLUMN(AD$2)))","v":1},null,1,{"$f":"INDIRECT(ADDRESS($AF$4+AF5,COLUMN(AG$2)))","v":0},null,null,2,{"$f":"INDIRECT(ADDRESS($AJ$4+AJ5,COLUMN(AK$2)))","v":10}]
[null,null,null,null,null,null,null,5,null,null,null,5,null,null,null,5,null,null,null,5,null,null,null,5,null,null,null,5,null,null,null,5,null,null,null,5]
[null,null,null,null,null,null,null,null,"kWh",11.4,3.4119999999999999,null,"Natl gas therms",{"$f":"100*1.047","v":104.69999999999999},100,null,"Gal #2",{"$f":"138.6*1.01","v":139.98599999999999},138.6,null,"kLbs",{"$f":"1.45*W6","v":1450},1000,null,"Ton-Hrs",{"$f":"1.05*12000","v":12600},12000,null,"Yes",1,null,null,0,null,null,null,9]
[null,null,null,null,null,null,null,null,"MMBtu",{"$f":"1000*J6/K6","v":3341.1488862837045},1000,null,"Natl gas MMBtu",{"$f":"1000*N6/O6","v":1046.9999999999998},1000,null,"Gal #6",{"$f":"148.6*1.01","v":150.08599999999998},148.6,null,"MMBtu",{"$f":"1000*1.45","v":1450},1000,null,"kBTU",1.05,1,null,"No",0,null,null,10,null,null,null,10]
[null,null,null,null,null,null,null,null,null,null,null,null,"Propane gal",{"$f":"1.01*91.6","v":92.515999999999991},91.6,null,"MMBtu",{"$f":"1000*R7/S7","v":1009.9999999999999},1000,null,null,null,null,null,null,null,null,null,null,null,null,null,20,null,null,null,11]
[null,null,"Old Below Ground EUI =",131.4,"kBtu/ft2-yr",null,null,null,null,null,null,null,null,null,null,null,null,null,null,null,null,null,null,null,null,null,null,null,null,null,null,null,30,null,null,null,12]
[null,null,"New Below Ground EUI =",76.3,"kBtu/ft2-yr",null,null,null,null,null,null,null,null,null,null,null,null,null,"148.6 is approx",null,null,null,null,null,null,null,null,null,null,null,null,null,40]
[null,null,null,null,null,null,null,null,null,null,null,null,null,null,null,null,null,null,null,null,null,null,null,null,null,null,null,null,null,null,null,null,50]
[null,null,null,null,null,null,null,null,null,"Electricity","Gas","Oil","Steam","Chilled Water","Total",null,null,null,null,null,null,null,null,null,null,null,null,null,null,null,null,null,60]
[null,null,null,null,null,null,null,null,null,"kBtu","kBtu","kBtu","kBtu","kBtu","kBtu",null,null,null,null,null,null,null,null,null,null,null,null,null,null,null,null,null,70]
[null,null,null,null,null,null,null,null,"Source",{"$f":"+#REF!*'Side Calcs Yr 2'!J4","v":{"$error":"#REF!"}},{"$f":"+#REF!*'Side Calcs Yr 2'!N4","v":{"$error":"#REF!"}},{"$f":"+#REF!*'Side Calcs Yr 2'!R4","v":{"$error":"#REF!"}},{"$f":"+#REF!*'Side Calcs Yr 2'!V4","v":{"$error":"#REF!"}},{"$f":"+#REF!*'Side Calcs Yr 2'!Z4","v":{"$error":"#REF!"}},{"$f":"SUM(J14:N14)","v":{"$error":"#REF!"}},null,null,null,null,null,null,null,null,null,null,null,null,null,null,null,null,null,80]
[null,null,null,null,null,null,null,null,"Site",{"$f":"+#REF!*'Side Calcs Yr 2'!K4","v":{"$error":"#REF!"}},{"$f":"+#REF!*'Side Calcs Yr 2'!O4","v":{"$error":"#REF!"}},{"$f":"+#REF!*'Side Calcs Yr 2'!S4","v":{"$error":"#REF!"}},{"$f":"+#REF!*'Side Calcs Yr 2'!W4","v":{"$error":"#REF!"}},{"$f":"+#REF!*'Side Calcs Yr 2'!AA4","v":{"$error":"#REF!"}},{"$f":"SUM(J15:N15)","v":{"$error":"#REF!"}},null,null,null,null,null,null,null,null,null,null,null,null,null,null,null,null,null,90]
[null,null,null,null,null,null,null,null,"%Source",{"$f":"+J14/$O$14","v":{"$error":"#REF!"}},{"$f":"+K14/$O$14","v":{"$error":"#REF!"}},{"$f":"+L14/$O$14","v":{"$error":"#REF!"}},{"$f":"+M14/$O$14","v":{"$error":"#REF!"}},{"$f":"+N14/$O$14","v":{"$error":"#REF!"}},null,null,null,null,null,null,null,null,null,null,null,null,null,null,null,null,null,null,100]
[]
[null,null,null,null,null,null,null,null,"%Site",{"$f":"+J15/(J15+K15)","v":{"$error":"#REF!"}},{"$f":"+K15/(J15+K15)","v":{"$error":"#REF!"}}]
[]
[]
[]
[]
[]
[]
[null,"Warnings and Checks"]
[null,"ERROR - The number of units should be 5 or more."]
[null,{"$f":"CONCATENATE(\"You identified \",#REF!, \" family housing units in your building's total square footage.\")","v":{"$error":"#REF!"}}]
[null,"ERROR - Enter \"Y\" if central laundry is in building, \"N\" if no central laundry."]
[null,"You identified a central laundry in your building."]
[null,"You indicated no central laundry in your building."]

{"sheet":"Side Calcs Proj","index":63,"n_rows":30,"n_cols":37,"rows_kept":30,"cut":false,"hidden":true,"merged":[[1,1,1,3],[1,15,1,18],[1,7,1,10],[1,11,1,14],[1,4,1,6],[1,35,1,38],[1,19,1,22],[1,23,1,26],[1,27,1,30],[1,31,1,34]]}
[]
[null,null,null,null,null,null,null,"Elec. Units",null,null,null,"Natl gas/Propane Units",null,null,null,"Oil Units",null,null,null,"Steam Units",null,null,null,"Chilled Water Units",null,null,null,"Cooking",null,null,null,"Cooling",null,null,null,"Months in Use"]
[null,null,null,null,null,null,null,null,null,"Source","Site",null,null,"Source","Site",null,null,"Source","Site",null,null,"Source","Site",null,null,"Source","Site",null,null,"Value",null,null,"Value",null,null,null,"Value"]
[null,null,null,null,null,null,null,1,{"$f":"INDIRECT(ADDRESS($H$4+H5,COLUMN(I$2)))","v":"kWh"},{"$f":"INDIRECT(ADDRESS($H$4+H5,COLUMN(J$2)))","v":11.4},{"$f":"INDIRECT(ADDRESS($H$4+H5,COLUMN(K$2)))","v":3.4119999999999999},1,{"$f":"INDIRECT(ADDRESS($L$4+L5,COLUMN(M$2)))","v":"Natl gas therms"},{"$f":"INDIRECT(ADDRESS($L$4+L5,COLUMN(N$2)))","v":104.69999999999999},{"$f":"INDIRECT(ADDRESS($L$4+L5,COLUMN(O$2)))","v":100},1,{"$f":"INDIRECT(ADDRESS($P$4+P5,COLUMN(Q$2)))","v":"Gal #2"},{"$f":"INDIRECT(ADDRESS($P$4+P5,COLUMN(R$2)))","v":139.98599999999999},{"$f":"INDIRECT(ADDRESS($P$4+P5,COLUMN(S$2)))","v":138.6},2,{"$f":"INDIRECT(ADDRESS($T$4+T5,COLUMN(U$2)))","v":"MMBtu"},{"$f":"INDIRECT(ADDRESS($T$4+T5,COLUMN(V$2)))","v":1450},{"$f":"INDIRECT(ADDRESS($T$4+T5,COLUMN(W$2)))","v":1000},1,{"$f":"INDIRECT(ADDRESS($X$4+X5,COLUMN(Y$2)))","v":"Ton-Hrs"},{"$f":"INDIRECT(ADDRESS($X$4+X5,COLUMN(Z$2)))","v":12600},{"$f":"INDIRECT(ADDRESS($X$4+X5,COLUMN(AA$2)))","v":12000},1,{"$f":"INDIRECT(ADDRESS($AB$4+AB5,COLUMN(AC$2)))","v":"Yes"},{"$f":"INDIRECT(ADDRESS($AB$4+AB5,COLUMN(AD$2)))","v":1},null,1,{"$f":"INDIRECT(ADDRESS($AF$4+AF5,COLUMN(AG$2)))","v":0},null,null,2,{"$f":"INDIRECT(ADDRESS($AJ$4+AJ5,COLUMN(AK$2)))","v":10}]
[null,null,null,null,null,null,null,5,null,null,null,5,null,null,null,5,null,null,null,5,null,null,null,5,null,null,null,5,null,null,null,5,null,null,null,5]
[null,null,null,null,null,null,null,null,"kWh",11.4,3.4119999999999999,null,"Natl gas therms",{"$f":"100*1.047","v":104.69999999999999},100,null,"Gal #2",{"$f":"138.6*1.01","v":139.98599999999999},138.6,null,"kLbs",{"$f":"1.45*W6","v":1450},1000,null,"Ton-Hrs",{"$f":"1.05*12000","v":12600},12000,null,"Yes",1,null,null,0,null,null,null,9]
[null,null,null,null,null,null,null,null,"MMBtu",{"$f":"1000*J6/K6","v":3341.1488862837045},1000,null,"Natl gas MMBtu",{"$f":"1000*N6/O6","v":1046.9999999999998},1000,null,"Gal #6",{"$f":"S7*1.01","v":150.08599999999998},148.6,null,"MMBtu",1450,1000,null,"kBTU",1.05,1,null,"No",0,null,null,10,null,null,null,10]
[null,null,null,null,null,null,null,null,null,null,null,null,"Propane gal",{"$f":"1.01*91.6","v":92.515999999999991},91.6,null,"MMBtu",{"$f":"1000*R7/S7","v":1009.9999999999999},1000,null,null,null,null,null,null,null,null,null,null,null,null,null,20,null,null,null,11]
[null,null,"Old Below Ground EUI =",131.4,"kBtu/ft2-yr",null,null,null,null,null,null,null,null,null,null,null,null,null,null,null,null,null,null,null,null,null,null,null,null,null,null,null,30,null,null,null,12]
[null,null,"New Below Ground EUI =",76.3,"kBtu/ft2-yr",null,null,null,null,null,null,null,null,null,null,null,null,null,null,null,null,null,null,null,null,null,null,null,null,null,null,null,40]
[null,null,null,null,null,null,null,null,null,null,null,null,null,null,null,null,null,null,null,null,null,null,null,null,null,null,null,null,null,null,null,null,50]
[null,null,null,null,null,null,null,null,null,"Electricity","Gas","Oil","Steam","Chilled Water","Total",null,null,null,null,null,null,null,null,null,null,null,null,null,null,null,null,null,60]
[null,null,null,null,null,null,null,null,null,"kBtu","kBtu","kBtu","kBtu","kBtu","kBtu",null,null,null,null,null,null,null,null,null,null,null,null,null,null,null,null,null,70]
[null,null,null,null,null,null,null,null,"Source",{"$f":"+#REF!*'Side Calcs Proj'!J4","v":{"$error":"#REF!"}},{"$f":"+#REF!*'Side Calcs Proj'!N4","v":{"$error":"#REF!"}},{"$f":"+#REF!*'Side Calcs Proj'!R4","v":{"$error":"#REF!"}},{"$f":"+#REF!*'Side Calcs Proj'!V4","v":{"$error":"#REF!"}},{"$f":"+#REF!*'Side Calcs Proj'!Z4","v":{"$error":"#REF!"}},{"$f":"SUM(J14:N14)","v":{"$error":"#REF!"}},null,null,null,null,null,null,null,null,null,null,null,null,null,null,null,null,null,80]
[null,null,null,null,null,null,null,null,"Site",{"$f":"+#REF!*'Side Calcs Proj'!K4","v":{"$error":"#REF!"}},{"$f":"+#REF!*'Side Calcs Proj'!O4","v":{"$error":"#REF!"}},{"$f":"+#REF!*'Side Calcs Proj'!S4","v":{"$error":"#REF!"}},{"$f":"+#REF!*'Side Calcs Proj'!W4","v":{"$error":"#REF!"}},{"$f":"+#REF!*'Side Calcs Proj'!AA4","v":{"$error":"#REF!"}},{"$f":"SUM(J15:N15)","v":{"$error":"#REF!"}},null,null,null,null,null,null,null,null,null,null,null,null,null,null,null,null,null,90]
[null,null,null,null,null,null,null,null,"%Source",{"$f":"+J14/$O$14","v":{"$error":"#REF!"}},{"$f":"+K14/$O$14","v":{"$error":"#REF!"}},{"$f":"+L14/$O$14","v":{"$error":"#REF!"}},{"$f":"+M14/$O$14","v":{"$error":"#REF!"}},{"$f":"+N14/$O$14","v":{"$error":"#REF!"}},null,null,null,null,null,null,null,null,null,null,null,null,null,null,null,null,null,null,100]
[]
[null,null,null,null,null,null,null,null,"%Site",{"$f":"+J15/(J15+K15)","v":{"$error":"#REF!"}},{"$f":"+K15/(J15+K15)","v":{"$error":"#REF!"}}]
[]
[]
[]
[]
[]
[]
[null,"Warnings and Checks"]
[null,"ERROR - The number of units should be 5 or more."]
[null,{"$f":"CONCATENATE(\"You identified \",#REF!, \" family housing units in your building's total square footage.\")","v":{"$error":"#REF!"}}]
[null,"ERROR - Enter \"Y\" if central laundry is in building, \"N\" if no central laundry."]
[null,"You identified a central laundry in your building."]
[null,"You indicated no central laundry in your building."]

{"sheet":"Worksheet - Design","index":64,"n_rows":450,"n_cols":32,"rows_kept":450,"cut":false,"hidden":true,"merged":[[162,3,162,6],[162,7,162,10]]}
[]
[]
[]
[]
[]
[]
[]
[]
[]
[]
[]
[]
[]
[]
[]
[]
[]
[]
[]
[]
[]
[]
[]
[]
[]
[]
[]
[]
[]
[]
[]
[]
[]
[]
[]
[]
[]
[]
[]
[]
[]
[]
[]
[]
[]
[]
[]
[]
[]
[]
[]
[]
[]
[]
[]
[]
[]
[]
[]
[]
[]
[]
[]
[]
[]
[]
[]
[]
[]
[]
[]
[]
[]
[]
[]
[]
[]
[]
[]
[]
[]
[]
[]
[]
[]
[]
[]
[]
[]
[]
[]
[]
[]
[]
[]
[]
[]
[]
[]
[]
[]
[]
[]
[]
[]
[]
[]
[]
[]
[]
[]
[]
[]
[]
[]
[]
[]
[]
[]
[]
[]
[]
[]
[]
[]
[]
[]
[]
[]
[]
[]
[]
[]
[]
[]
[]
[]
[]
[]
[]
[]
[]
[]
[]
[]
[]
[]
[]
[]
[]
[]
[]
[]
[]
[]
[]
["Multi-Family Residential Building"]
["Design Assistant Worksheet"]
[]
[]
["Design Assistant Worksheet"]
[]
["Model Variable","Transfrmd Value","Coeff","Expected Results",null,null,null,"Model Variable Contributions",null,null,null,null,null,"Input Variable","Value"]
[null,null,null,null,null,null,null,null,"Mean LnEUSo =",14.22054,"kBtu/yr"]
["Intercept",1,6.8115500000000004,"Updated coeff's from Schmoyer rerun dated 5/16/07",null,null,null,null,null,{"$f":"B165*C165","v":6.8115500000000004}]
["lnGrossFloorArea",{"$f":"LN(O166)","v":{"$error":"#REF!"}},0.61485999999999996,null,null,null,null,null,null,{"$error":"#REF!"},null,null,null,"GrossFloorArea",{"$f":"#REF!","v":{"$error":"#REF!"}}]
["lnNumberOfUnits",{"$f":"LN(O167)","v":{"$error":"#REF!"}},0.47553000000000001,null,null,null,null,null,null,{"$error":"#REF!"},null,null,null,"NumberOfUnits",{"$f":"#REF!","v":{"$error":"#REF!"}}]
["% with hookups",{"$f":"O168","v":{"$error":"#REF!"}},5.1999999999999998E-3,null,null,null,null,null,null,{"$error":"#REF!"},"Yr 2","TMY",null,"% with hookups",{"$f":"#REF!","v":{"$error":"#REF!"}}]
["hddxheatp",{"$f":"O169*O175","v":{"$error":"#REF!"}},2.2520430000000001E-7,null,null,null,null,null,null,{"$f":"B169*C169","v":{"$error":"#REF!"}},{"$f":"O169*P175*C169","v":{"$error":"#REF!"}},{"$f":"O169*C169*Q175","v":{"$error":"#REF!"}},null,"heatp",{"$f":"#REF!","v":{"$error":"#REF!"}}]
["cddxcoolp",{"$f":"O170*O176","v":{"$error":"#REF!"}},8.1381739999999996E-7,null,null,null,null,null,null,{"$error":"#REF!"},{"$f":"O170*P176*C170","v":{"$error":"#REF!"}},{"$f":"O170*C170*Q176","v":{"$error":"#REF!"}},null,"coolp",{"$f":"#REF!","v":{"$error":"#REF!"}}]
["blank3",0,0,null,null,null,null,null,null,0,null,null,null,"blank3",{"$f":"#REF!","v":{"$error":"#REF!"}}]
["Cold climate",{"$f":"IF(O175>5340,1,0)","v":{"$error":"#REF!"}},0,null,"Score",{"$f":"IF(J182<'Worksheet - Design'!B211,100,LOOKUP(J182,'Worksheet - Design'!B211:B309,'Worksheet - Design'!A211:A309)-1)","v":{"$error":"#REF!"}},"Yr 1",null,null,{"$error":"#REF!"}]
[null,null,null,null,"Score",{"$f":"IF(J183<'Worksheet - Design'!B211,100,LOOKUP(J183,'Worksheet - Design'!B211:B309,'Worksheet - Design'!A211:A309)-1)","v":{"$error":"#REF!"}},"Yr 2",null,null,0]
[null,null,null,null,"Score",{"$f":"IF(J184<'Worksheet - Design'!B211,100,LOOKUP(J184,'Worksheet - Design'!B211:B309,'Worksheet - Design'!A211:A309)-1)","v":{"$error":"#REF!"}},"Proj",null,null,0,null,null,null,null,"Yr 1","Yr 2","TMY"]
[null,null,null,null,null,null,null,null,null,0,null,null,null,"HDD",{"$f":"#REF!","v":{"$error":"#REF!"}},{"$f":"#REF!","v":{"$error":"#REF!"}},{"$f":"#REF!","v":{"$error":"#REF!"}}]
[null,null,null,null,null,null,null,null,null,0,null,null,null,"CDD",{"$f":"#REF!","v":{"$error":"#REF!"}},{"$f":"#REF!","v":{"$error":"#REF!"}},{"$f":"#REF!","v":{"$error":"#REF!"}}]
[null,null,null,null,null,null,null,null,null,null,"kBtu/yr"]
[null,null,null,null,null,null,null,null,"Predicted LnEUSo =",{"$f":"SUM(J165:J176)","v":{"$error":"#REF!"}},"Yr 1"]
[null,null,null,null,null,null,null,null,null,{"$f":"J178-J169-J170+K169+K170","v":{"$error":"#REF!"}},"Yr 2"]
[null,null,null,null,null,null,null,null,null,{"$f":"J178-J169-J170+L169+L170","v":{"$error":"#REF!"}},"Pred TMY",null,null,null,null,"Type",null,"Type"]
[null,null,null,null,null,null,null,null,null,null,null,null,null,null,1,"ME",5,"SD"]
[null,null,null,null,null,null,null,null,"lnActual / lnPred Factor =",{"$f":"+B192/J178","v":{"$error":"#REF!"}},"Yr 1",null,null,1.0166386068064239,2,"MW",6,"SFD"]
[null,null,null,null,null,null,null,null,null,{"$f":"+B193/J179","v":{"$error":"#REF!"}},"Yr 2",null,null,null,4,"RTH"]
[null,"Yr 1",null,"Yr 2",null,null,null,null,null,{"$f":"+B194/J178","v":{"$error":"#REF!"}},"        Proj  (based on Yr 1 data)"]
["Bldg Site Total",{"$f":"1000*#REF!","v":{"$error":"#REF!"}},"kBtu",null,null,null,null,null,null,null,null,null,null,0.99852629409794158]
["Site EUI",{"$f":"#REF!","v":{"$error":"#REF!"}}]
["Bldg Source Total",{"$f":"1000*#REF!","v":{"$error":"#REF!"}},"kBtu",{"$f":"1000*#REF!","v":{"$error":"#REF!"}},"kBtu"]
["Source EUI",{"$f":"#REF!","v":{"$error":"#REF!"}},"kBtu/SF"]
["Adj Source EUI"]
["Actual Ln So kBtu",{"$f":"LN(B187)","v":{"$error":"#REF!"}},null,{"$f":"LN(D187)","v":{"$error":"#REF!"}}]
[]
["Ln Actual So kBtu",{"$f":"LN(1000*#REF!)","v":{"$error":"#REF!"}},"Year 1"]
["Ln Actual So kBtu",{"$f":"LN(1000*#REF!)","v":{"$error":"#REF!"}},"Year 2"]
["Ln Actual So kBtu",{"$f":"LN(1000*#REF!)","v":{"$error":"#REF!"}},"Proj"]
["Ln Pred Actual at 50%",{"$f":"B$202*B192","v":{"$error":"#REF!"}},"Year 1",null,null,null,"lnAct/lnPred","Score"]
["Ln Pred Actual at 50%",{"$f":"B$202*B193","v":{"$error":"#REF!"}},"Year 2",null,"20% reduction ratio",null,{"$f":"LN(0.8*B$187)/J$178","v":{"$error":"#REF!"}},{"$f":"IF(B$190<'Worksheet - Design'!B$211,100,LOOKUP(G196,'Worksheet - Design'!B$211:B$309,'Worksheet - Design'!A$211:A$309)-1)","v":{"$error":"#REF!"}}]
["Ln Pred Actual at 50%",{"$f":"B$202*B194","v":{"$error":"#REF!"}},"Proj",null,"25% reduction ratio",null,{"$f":"LN(0.75*B$187)/J$178","v":{"$error":"#REF!"}},{"$f":"IF(B$190<'Worksheet - Design'!B$211,100,LOOKUP(G197,'Worksheet - Design'!B$211:B$309,'Worksheet - Design'!A$211:A$309)-1)","v":{"$error":"#REF!"}}]
["Pred Actual at 50%",{"$f":"EXP(B195)","v":{"$error":"#REF!"}},"Year 1",null,"30% reduction ratio",null,{"$f":"LN(0.7*B$187)/J$178","v":{"$error":"#REF!"}},{"$f":"IF(B$190<'Worksheet - Design'!B$211,100,LOOKUP(G198,'Worksheet - Design'!B$211:B$309,'Worksheet - Design'!A$211:A$309)-1)","v":{"$error":"#REF!"}}]
["Pred Actual at 50%",{"$f":"EXP(B196)","v":{"$error":"#REF!"}},"Year 2"]
["Pred Actual at 50%",{"$f":"EXP(B197)","v":{"$error":"#REF!"}},"Proj"]
[]
["Act/Pred",1.0048420011385413,"Ratio at 50%"]
[]
[]
[]
[]
[]
["Ratio of Actual vs."]
["Predicted Benchmark Model Results"]
["Benchmark Score","Ratio"]
[100,0.89185569781187779,"Updated lookup table from Schmoyer rerun dated 5/16/07"]
[99,0.91902854544155133]
[98,0.92568954769893874]
[97,0.92936363504626474]
[96,0.93358079816212558]
[95,0.93655060892570019]
[94,0.94179689830949798]
[93,0.94954260905781085]
[92,0.9522863576282885]
[91,0.95703261287025043]
[90,0.96024520155707149]
[89,0.96090136264975368]
[88,0.96465072903657212]
[87,0.96553016566107097]
[86,0.96753331993648739]
[85,0.96991872845652427]
[84,0.97507871508378097]
[83,0.97707120697443872]
[82,0.97913402158671159]
[81,0.98014040935015923]
[80,0.98150452577708891]
[79,0.98464653479238029]
[78,0.98520047277158096]
[77,0.98563291997326874]
[76,0.98645499535904524]
[75,0.98761507677231819]
[74,0.98901557164663023]
[73,0.98993430636473068]
[72,0.99113446556352047]
[71,0.99159064685880516]
[70,0.99208581548701535]
[69,0.99274762541075001]
[68,0.99369303729335934]
[67,0.99494731524719515]
[66,0.99526824699089667]
[65,0.9961379045673715]
[64,0.99715354231921449]
[63,0.99790907492837955]
[62,0.99796232215990011]
[61,0.99796232215990011]
[60,0.99796232215990011]
[59,0.99824327306198679]
[58,0.99881172948357044]
[57,0.99943375474967655]
[56,1.0008909771943246]
[55,1.0021767367773626]
[54,1.0026152788437099]
[53,1.0033999787212735]
[52,1.0039497230697361]
[51,1.0039722967178268]
[50,1.0048420011385413]
[49,1.0056053044265538]
[48,1.0067874082899291]
[47,1.0072206227847529]
[46,1.00784907368928]
[45,1.0082511009363062]
[44,1.0088825908623249]
[43,1.0098060693621416]
[42,1.0107196597189314]
[41,1.0111003859891008]
[40,1.0115435749172803]
[39,1.0120721919964115]
[38,1.0130654477279106]
[37,1.0137291547383944]
[36,1.0150683460796333]
[35,1.0155240261926897]
[34,1.016251403939662]
[33,1.016441425209756]
[32,1.016441425209756]
[31,1.016441425209756]
[30,1.0170611550376984]
[29,1.0175871027280352]
[28,1.0180277361328214]
[27,1.0191596533314176]
[26,1.01937612409541]
[25,1.01937612409541]
[24,1.0200840442250623]
[23,1.0208822940432702]
[22,1.0211966069193068]
[21,1.02137669183557]
[20,1.02137669183557]
[19,1.0219602411649669]
[18,1.0223689635580913]
[17,1.0230101775562255]
[16,1.0237451919031204]
[15,1.0247319407673237]
[14,1.0251636440074174]
[13,1.0261967089441471]
[12,1.0277726251722257]
[11,1.0289027109303208]
[10,1.029889488908412]
[9,1.0313718087855657]
[8,1.0322660046815249]
[7,1.03297139463845]
[6,1.0338614165306776]
[5,1.0356641064113341]
[4,1.0371710850262146]
[3,1.039880793007975]
[2,1.0439629758829703]
[1,1.0480351594067634]
[]
[]
[]
[]
[]
[]
[]
[]
[]
[]
[null,null,null,null,"W/O ElecCostPerMWh"]
[null,null,null,null,11.359299999999999,11.462999999999999,11.633800000000001,11.694699999999999,11.7234,11.7376,11.7376,null,11.744300000000001,11.7622,11.7889,11.7889,11.824299999999999,11.901899999999999,11.9199,11.920299999999999,11.9359,11.9359]
[null,null,null,null,11.938700000000001,11.938700000000001,11.9519,11.9519,11.966200000000001,11.966200000000001,11.966200000000001,null,11.966200000000001,12.0075,12.0679,12.071999999999999,12.071999999999999,12.071999999999999,12.094900000000001,12.1203,12.1203,12.1546]
[null,null,null,null,12.1546,12.1807,12.223699999999999,12.2583,12.3904,12.4916,12.4916,null,12.516,12.516,12.5184,12.5184,12.616,12.616,12.651899999999999,12.651899999999999,12.651899999999999,12.723699999999999]
[null,null,null,null,12.723699999999999,12.726100000000001,12.726100000000001,12.726100000000001,12.726100000000001,12.7826,12.7826,null,12.7826,12.8049,12.880100000000001,12.9069,13.0404,13.0566,13.1126,13.114599999999999,13.131,13.141400000000001]
[null,null,null,null,13.146699999999999,13.171099999999999,13.174099999999999,13.2135,13.273899999999999,13.273899999999999,13.273899999999999,null,13.273899999999999,13.2988,13.2988,13.3354,13.4443,13.4937,13.501099999999999,13.505800000000001,13.584,13.6012]
[null,null,null,null,13.6149,13.6149,13.6206,13.6404,13.6873,13.714600000000001,13.852600000000001,null,13.852600000000001,13.875400000000001,14.439,14.6784,14.7325,14.9626,15.485300000000001,15.817600000000001,16.511199999999999]
[]
[]
[null,null,null,null,"W/O ElecCostPerMWh"]
[null,null,null,null,12.423400000000001,12.802,12.900399999999999,12.900399999999999,12.907999999999999,12.981400000000001,12.993399999999999,null,12.993399999999999,13.060499999999999,13.0771,13.114000000000001,13.161799999999999,13.181800000000001,13.181800000000001,13.183,13.218299999999999,13.2597]
[null,null,null,null,13.260300000000001,13.298299999999999,13.298299999999999,13.298299999999999,13.298299999999999,13.298299999999999,13.3094,null,13.320600000000001,13.332700000000001,13.340199999999999,13.3475,13.378299999999999,13.3965,13.408300000000001,13.4154,13.4154,13.4154]
[null,null,null,null,13.4214,13.433,13.448499999999999,13.450900000000001,13.4758,13.486499999999999,13.486499999999999,null,13.4983,13.4983,13.5075,13.531499999999999,13.5419,13.558400000000001,13.579499999999999,13.5892,13.5892,13.5892]
[null,null,null,null,13.5892,13.5892,13.591699999999999,13.6022,13.6046,13.6046,13.6046,null,13.6046,13.6069,13.6197,13.6197,13.6197,13.6221,13.6221,13.622299999999999,13.622299999999999,13.6343]
[null,null,null,null,13.648999999999999,13.648999999999999,13.648999999999999,13.662699999999999,13.668900000000001,13.668900000000001,13.668900000000001,null,13.670299999999999,13.6762,13.686299999999999,13.6976,13.6976,13.6976,13.7095,13.7309,13.734400000000001,13.739599999999999]
["W/O ElecCostPerMWh",null,"W/O ElecCostPerMWh",null,13.744999999999999,13.744999999999999,13.7569,13.765599999999999,13.775700000000001,13.793799999999999,13.8445,null,13.866,13.8864,13.8972,13.910399999999999,13.981999999999999,14.058999999999999,14.2044,14.2393,14.5297]
["adlnkBtutot",null,"lnkBtutot"]
[12.423400000000001,null,11.359299999999999]
[12.802,100,11.462999999999999]
[12.900399999999999,99,11.633800000000001]
[12.900399999999999,98,11.694699999999999]
[12.907999999999999,97,11.7234]
[12.981400000000001,96,11.7376,null,null,"W ElecCostPerMWh"]
[12.993399999999999,95,11.7376,null,null,10.1785,10.294499999999999,10.511799999999999,10.541,10.557,10.5913,null,10.615600000000001,10.6668,10.696400000000001,10.766500000000001,10.7783,10.807,10.8187,10.8301,10.848599999999999,10.8575,null,10.861800000000001,10.8934,10.904400000000001,10.9231,10.943899999999999,10.962400000000001,10.972300000000001,11.0154,11.021599999999999]
[12.993399999999999,94,11.744300000000001,null,null,11.0238,11.043699999999999,11.0555,11.059200000000001,11.068199999999999,11.0939,null,11.1029,11.1143,11.117100000000001,11.139099999999999,11.148,11.1523,11.155200000000001,11.16,11.1669,11.175599999999999,null,11.181800000000001,11.195,11.1976,11.2301,11.238099999999999,11.261900000000001,11.272399999999999,11.297599999999999,11.302]
[13.060499999999999,93,11.7622,null,null,11.3027,11.3279,11.332800000000001,11.337,11.343999999999999,11.349600000000001,null,11.3588,11.3714,11.379300000000001,11.391299999999999,11.3954,11.414199999999999,11.428000000000001,11.4427,11.4482,11.4499,null,11.454800000000001,11.469900000000001,11.4771,11.482100000000001,11.484,11.503399999999999,11.504899999999999,11.526300000000001,11.554399999999999]
[13.0771,92,11.7889,null,null,11.563599999999999,11.565200000000001,11.5938,11.599399999999999,11.609299999999999,11.6181,null,11.628500000000001,11.629799999999999,11.6335,11.6615,11.685700000000001,11.6906,11.7051,11.721299999999999,11.747299999999999,11.766400000000001,null,11.794700000000001,11.801399999999999,11.809200000000001,11.8416,11.857200000000001,11.9504]
[13.114000000000001,91,11.7889]
[13.161799999999999,90,11.824299999999999]
[13.181800000000001,89,11.901899999999999,null,null,"W ElecCostPerMWh"]
[13.181800000000001,88,11.9199,null,100,10.294499999999999]
[13.183,87,11.920299999999999,null,99,10.511799999999999]
[13.218299999999999,86,11.9359,null,98,10.541]
[13.2597,85,11.9359,null,97,10.557]
[13.260300000000001,84,11.938700000000001,null,96,10.5913]
[13.298299999999999,83,11.938700000000001,null,95,10.615600000000001]
[13.298299999999999,82,11.9519,null,94,10.6668]
[13.298299999999999,81,11.9519,null,93,10.696400000000001]
[13.298299999999999,80,11.966200000000001,null,92,10.710900000000001]
[13.298299999999999,79,11.966200000000001,null,91,10.766500000000001]
[13.3094,78,11.966200000000001,null,90,10.7783]
[13.320600000000001,77,11.966200000000001,null,89,10.807]
[13.332700000000001,76,12.0075,null,88,10.8187]
[13.340199999999999,75,12.0679,null,87,10.8301]
[13.3475,74,12.071999999999999,null,86,10.848599999999999]
[13.378299999999999,73,12.071999999999999,null,85,10.8575]
[13.3965,72,12.071999999999999,null,84,10.861800000000001]
[13.408300000000001,71,12.094900000000001,null,83,10.8934]
[13.4154,70,12.1203,null,82,10.904400000000001]
[13.4154,69,12.1203,null,81,10.9231]
[13.4154,68,12.1546,null,80,10.943899999999999]
[13.4214,67,12.1546,null,79,10.962400000000001]
[13.433,66,12.1807,null,78,10.972300000000001]
[13.448499999999999,65,12.223699999999999,null,77,11.0154]
[13.450900000000001,64,12.2583,null,76,11.021599999999999]
[13.4758,63,12.3904,null,75,11.0238]
[13.486499999999999,62,12.4916,null,74,11.043699999999999]
[13.486499999999999,61,12.4916,null,73,11.0555]
[13.4983,60,12.516,null,72,11.059200000000001]
[13.4983,59,12.516,null,71,11.068199999999999]
[13.5075,58,12.5184,null,70,11.0939]
[13.531499999999999,57,12.5184,null,69,11.1029]
[13.5419,56,12.616,null,68,11.1143]
[13.558400000000001,55,12.616,null,67,11.117100000000001]
[13.579499999999999,54,12.651899999999999,null,66,11.1279]
[13.5892,53,12.651899999999999,null,65,11.139099999999999]
[13.5892,52,12.651899999999999,null,64,11.148]
[13.5892,51,12.723699999999999,null,63,11.1523]
[13.5892,50,12.723699999999999,null,62,11.155200000000001]
[13.5892,49,12.726100000000001,null,61,11.16]
[13.591699999999999,48,12.726100000000001,null,60,11.1669]
[13.6022,47,12.726100000000001,null,59,11.175599999999999]
[13.6046,46,12.726100000000001,null,58,11.181800000000001]
[13.6046,45,12.7826,null,57,11.195]
[13.6046,44,12.7826,null,56,11.1976]
[13.6046,43,12.7826,null,55,11.2301]
[13.6069,42,12.8049,null,54,11.238099999999999]
[13.6197,41,12.880100000000001,null,53,11.261900000000001]
[13.6197,40,12.9069,null,52,11.272399999999999]
[13.6197,39,13.0404,null,51,11.297599999999999]
[13.6221,38,13.0566,null,50,11.302]
[13.6221,37,13.1126,null,49,11.3027]
[13.622299999999999,36,13.114599999999999,null,48,11.3279]
[13.622299999999999,35,13.131,null,47,11.332800000000001]
[13.6343,34,13.141400000000001,null,46,11.337]
[13.648999999999999,33,13.146699999999999,null,45,11.343999999999999]
[13.648999999999999,32,13.171099999999999,null,44,11.349600000000001]
[13.648999999999999,31,13.174099999999999,null,43,11.3588]
[13.662699999999999,30,13.2135,null,42,11.3714]
[13.668900000000001,29,13.273899999999999,null,41,11.379300000000001]
[13.668900000000001,28,13.273899999999999,null,40,11.386100000000001]
[13.668900000000001,27,13.273899999999999,null,39,11.391299999999999]
[13.670299999999999,26,13.273899999999999,null,38,11.3954]
[13.6762,25,13.2988,null,37,11.414199999999999]
[13.686299999999999,24,13.2988,null,36,11.428000000000001]
[13.6976,23,13.3354,null,35,11.4427]
[13.6976,22,13.4443,null,34,11.4482]
[13.6976,21,13.4937,null,33,11.4499]
[13.7095,20,13.501099999999999,null,32,11.454800000000001]
[13.7309,19,13.505800000000001,null,31,11.469900000000001]
[13.734400000000001,18,13.584,null,30,11.4771]
[13.739599999999999,17,13.6012,null,29,11.482100000000001]
[13.744999999999999,16,13.6149,null,28,11.484]
[13.744999999999999,15,13.6149,null,27,11.503399999999999]
[13.7569,14,13.6206,null,26,11.504899999999999]
[13.765599999999999,13,13.6404,null,25,11.526300000000001]
[13.775700000000001,12,13.6873,null,24,11.554399999999999]
[13.793799999999999,11,13.714600000000001,null,23,11.563599999999999]
[13.8445,10,13.852600000000001,null,22,11.565200000000001]
[13.866,9,13.852600000000001,null,21,11.5938]
[13.8864,8,13.875400000000001,null,20,11.599399999999999]
[13.8972,7,14.439,null,19,11.609299999999999]
[13.910399999999999,6,14.6784,null,18,11.6181]
[13.981999999999999,5,14.7325,null,17,11.628500000000001]
[14.058999999999999,4,14.9626,null,16,11.629799999999999]
[14.2044,3,15.485300000000001,null,15,11.6335]
[14.2393,2,15.817600000000001,null,14,11.6473]
[14.5297,1,16.511199999999999,null,13,11.6615]
[null,null,null,null,12,11.685700000000001]
[null,null,null,null,11,11.6906]
[null,null,null,null,10,11.7051]
[null,null,null,null,9,11.721299999999999]
[null,null,null,null,8,11.747299999999999]
[null,null,null,null,7,11.766400000000001]
[null,null,null,null,6,11.794700000000001]
[null,null,null,null,5,11.801399999999999]
[null,null,null,null,4,11.809200000000001]
[null,null,null,null,3,11.8416]
[null,null,null,null,2,11.857200000000001]
[null,null,null,null,1,11.9504]

{"sheet":"Zipcode","index":65,"n_rows":912,"n_cols":16,"rows_kept":912,"cut":false,"hidden":true,"merged":[[0,9,0,12],[0,13,0,15],[0,16,0,18],[911,1,911,4],[911,9,911,12],[911,13,911,15]]}
[null,"actual","actual",null,"actual",null,null,null,null,"climate mapped",null,null,null,"weather normalization mapped"]
[null,"zip_code","zip_state",null,"zip_city",null,null,null,null,"city state","state","CDD","HDD","city","state","file name"]
[]
[]
["User Data:",{"$f":"LEFT('TRC Screening Tool'!F3,3)","v":""},{"$f":"LOOKUP($B$5,$B$8:$B$908,C$8:C$908)","v":{"$error":"#N/A"}},{"$f":"LOOKUP($B$5,$B$8:$B$908,D$8:D$908)","v":{"$error":"#N/A"}},{"$f":"LOOKUP($B$5,$B$8:$B$908,E$8:E$908)","v":{"$error":"#N/A"}},{"$f":"LOOKUP($B$5,$B$8:$B$908,F$8:F$908)","v":{"$error":"#N/A"}},null,{"$f":"LOOKUP($B$5,$B$8:$B$908,H$8:H$908)","v":{"$error":"#N/A"}},{"$f":"CONCATENATE(H5,\",\",\" \",D5)","v":{"$error":"#N/A"}},{"$f":"LOOKUP($B$5,$B$8:$B$908,J$8:J$908)","v":{"$error":"#N/A"}},{"$error":"#N/A"},{"$f":"LOOKUP($B$5,$B$8:$B$908,L$8:L$908)","v":{"$error":"#N/A"}},{"$error":"#N/A"},{"$error":"#N/A"},{"$error":"#N/A"},{"$error":"#N/A"}]
[]
[]
[null,"009","\"Puerto_Rico\"","PR","\"San Juan\"",null,{"$f":"LEN(E8)","v":10},{"$f":"MID(E8,2,G8-2)","v":"San Juan"},null,"SAN JUAN    PR","PR",5558,0,"San Juan Puerto Rico","PR","XXSANJUA.txt"]
[null,"010","\"Massachusetts\"","MA","\"Springfield\"",null,{"$f":"LEN(E9)","v":13},{"$f":"MID(E9,2,G9-2)","v":"Springfield"},null,"WORCESTER    MA","MA",333,6979,"Hartford-Springfield","CT","CTHARTFO.txt"]
[null,"011","\"Massachusetts\"","MA","\"Springfield\"",null,{"$f":"LEN(E10)","v":13},{"$f":"MID(E10,2,G10-2)","v":"Springfield"},null,"HARTFORD    CT","CT",677,6151,"Hartford-Springfield","CT","CTHARTFO.txt"]
[null,"012","\"Massachusetts\"","MA","\"Pittsfield\"",null,12,"Pittsfield",null,"ALBANY    NY","NY",507,6894,"Albany","NY","NYALBANY.txt"]
[null,"013","\"Massachusetts\"","MA","\"Greenfield\"",null,12,"Greenfield",null,"WORCESTER    MA","MA",333,6979,"Boston","MA","MABOSTON.txt"]
[null,"014","\"Massachusetts\"","MA","\"Worcester\"",null,11,"Worcester",null,"WORCESTER    MA","MA",333,6979,"Boston","MA","MABOSTON.txt"]
[null,"015","\"Massachusetts\"","MA","\"Worcester\"",null,11,"Worcester",null,"WORCESTER    MA","MA",333,6979,"Boston","MA","MABOSTON.txt"]
[null,"016","\"Massachusetts\"","MA","\"Worcester\"",null,11,"Worcester",null,"WORCESTER    MA","MA",333,6979,"Boston","MA","MABOSTON.txt"]
[null,"017","\"Massachusetts\"","MA","\"Framingham\"",null,12,"Framingham",null,"WORCESTER    MA","MA",333,6979,"Boston","MA","MABOSTON.txt"]
[null,"018","\"Massachusetts\"","MA","\"Woburn\"",null,8,"Woburn",null,"WORCESTER    MA","MA",333,6979,"Boston","MA","MABOSTON.txt"]
[null,"019","\"Massachusetts\"","MA","\"Lynn\"",null,6,"Lynn",null,"BOSTON    MA","MA",678,5641,"Boston","MA","MABOSTON.txt"]
[null,"020","\"Massachusetts\"","MA","\"Boston\"",null,8,"Boston",null,"WORCESTER    MA","MA",333,6979,"Boston","MA","MABOSTON.txt"]
[null,"021","\"Massachusetts\"","MA","\"Boston\"",null,8,"Boston",null,"BOSTON    MA","MA",678,5641,"Boston","MA","MABOSTON.txt"]
[null,"022","\"Massachusetts\"","MA","\"Boston\"",null,8,"Boston",null,"BOSTON    MA","MA",678,5641,"Boston","MA","MABOSTON.txt"]
[null,"023","\"Massachusetts\"","MA","\"Brockton\"",null,10,"Brockton",null,"PROVIDENCE    RI","RI",606,5884,"Rhode Island","RI","RIPROVID.txt"]
[null,"024","\"Massachusetts\"","MA","\"Brockton\"",null,10,"Brockton",null,"BOSTON    MA","MA",678,5641,"Boston","MA","MABOSTON.txt"]
[null,"025","\"Massachusetts\"","MA","\"Buzzards Bay\"",null,14,"Buzzards Bay",null,"PROVIDENCE    RI","RI",606,5884,"Rhode Island","RI","RIPROVID.txt"]
[null,"026","\"Massachusetts\"","MA","\"Hyannis\"",null,9,"Hyannis",null,"PROVIDENCE    RI","RI",606,5884,"Rhode Island","RI","RIPROVID.txt"]
[null,"027","\"Massachusetts\"","MA","\"New Bedford\"",null,13,"New Bedford",null,"PROVIDENCE    RI","RI",606,5884,"Rhode Island","RI","RIPROVID.txt"]
[null,"028","\"Rhode_Island\"","RI","\"Providence\"",null,12,"Providence",null,"WORCESTER    MA","MA",333,6979,"Rhode Island","RI","RIPROVID.txt"]
[null,"029","\"Rhode_Island\"","RI","\"Providence\"",null,12,"Providence",null,"PROVIDENCE    RI","RI",606,5884,"Rhode Island","RI","RIPROVID.txt"]
[null,"030","\"New_Hampshire\"","NH","\"Manchester\"",null,12,"Manchester",null,"WORCESTER    MA","MA",333,6979,"Concord","NH","NHCONCOR.txt"]
[null,"031","\"New_Hampshire\"","NH","\"Manchester\"",null,12,"Manchester",null,"CONCORD    NH","NH",328,7554,"Concord","NH","NHCONCOR.txt"]
[null,"032","\"New_Hampshire\"","NH","\"Pittsfield\"",null,12,"Pittsfield",null,"CONCORD    NH","NH",328,7554,"Concord","NH","NHCONCOR.txt"]
[null,"033","\"New_Hampshire\"","NH","\"Concord\"",null,9,"Concord",null,"CONCORD    NH","NH",328,7554,"Concord","NH","NHCONCOR.txt"]
[null,"034","\"New_Hampshire\"","NH","\"Keene\"",null,7,"Keene",null,"WORCESTER    MA","MA",333,6979,"Concord","NH","NHCONCOR.txt"]
[null,"035","\"New_Hampshire\"","NH","\"Littleton\"",null,11,"Littleton",null,"BURLINGTON    VT","VT",388,7771,"Burlington","VT","VTBURLIN.txt"]
[null,"036","\"New_Hampshire\"","NH","\"Acworth\"",null,9,"Acworth",null,"CONCORD    NH","NH",328,7554,"Concord","NH","NHCONCOR.txt"]
[null,"037","\"New_Hampshire\"","NH","\"Claremont\"",null,11,"Claremont",null,"BURLINGTON    VT","VT",388,7771,"Burlington","VT","VTBURLIN.txt"]
[null,"038","\"New_Hampshire\"","NH","\"Portsmouth\"",null,12,"Portsmouth",null,"PORTLAND    ME","ME",268,7378,"Portland","ME","MEPORTLA.txt"]
[null,"039","\"Maine\"","ME","\"Kittery\"",null,9,"Kittery",null,"PORTLAND    ME","ME",268,7378,"Portland","ME","MEPORTLA.txt"]
[null,"040","\"Maine\"","ME","\"Portland\"",null,10,"Portland",null,"PORTLAND    ME","ME",268,7378,"Portland","ME","MEPORTLA.txt"]
[null,"041","\"Maine\"","ME","\"Portland\"",null,10,"Portland",null,"PORTLAND    ME","ME",268,7378,"Portland","ME","MEPORTLA.txt"]
[null,"042","\"Maine\"","ME","\"Auburn\"",null,8,"Auburn",null,"PORTLAND    ME","ME",268,7378,"Portland","ME","MEPORTLA.txt"]
[null,"043","\"Maine\"","ME","\"Augusta\"",null,9,"Augusta",null,"PORTLAND    ME","ME",268,7378,"Portland","ME","MEPORTLA.txt"]
[null,"044","\"Maine\"","ME","\"Bangor\"",null,8,"Bangor",null,"PORTLAND    ME","ME",268,7378,"Portland","ME","MEPORTLA.txt"]
[null,"045","\"Maine\"","ME","\"Bath\"",null,6,"Bath",null,"PORTLAND    ME","ME",268,7378,"Portland","ME","MEPORTLA.txt"]
[null,"046","\"Maine\"","ME","\"Ellsworth\"",null,11,"Ellsworth",null,"PORTLAND    ME","ME",268,7378,"Portland","ME","MEPORTLA.txt"]
[null,"047","\"Maine\"","ME","\"Caribou\"",null,9,"Caribou",null,"CARIBOU    ME","ME",131,9651,"Caribou","ME","MECARIBO.txt"]
[null,"048","\"Maine\"","ME","\"Rockland\"",null,10,"Rockland",null,"PORTLAND    ME","ME",268,7378,"Portland","ME","MEPORTLA.txt"]
[null,"049","\"Maine\"","ME","\"Waterville\"",null,12,"Waterville",null,"PORTLAND    ME","ME",268,7378,"Portland","ME","MEPORTLA.txt"]
[null,"050","\"Vermont\"","VT","\"White River Junction\"",null,22,"White River Junction",null,"BURLINGTON    VT","VT",388,7771,"Burlington","VT","VTBURLIN.txt"]
[null,"051","\"Vermont\"","VT","\"Bellows Falls\"",null,15,"Bellows Falls",null,"CONCORD    NH","NH",328,7554,"Concord","NH","NHCONCOR.txt"]
[null,"052","\"Vermont\"","VT","\"Bennington\"",null,12,"Bennington",null,"ALBANY    NY","NY",507,6894,"Albany","NY","NYALBANY.txt"]
[null,"053","\"Vermont\"","VT","\"Brattleboro\"",null,13,"Brattleboro",null,"WORCESTER    MA","MA",333,6979,"Albany","NY","NYALBANY.txt"]
[null,"054","\"Vermont\"","VT","\"Burlington\"",null,12,"Burlington",null,"BURLINGTON    VT","VT",388,7771,"Burlington","VT","VTBURLIN.txt"]
[null,"056","\"Vermont\"","VT","\"Montpelier\"",null,12,"Montpelier",null,"BURLINGTON    VT","VT",388,7771,"Burlington","VT","VTBURLIN.txt"]
[null,"057","\"Vermont\"","VT","\"Rutland\"",null,9,"Rutland",null,"ALBANY    NY","NY",507,6894,"Albany","NY","NYALBANY.txt"]
[null,"058","\"Vermont\"","VT","\"St. Johnsbury\"",null,15,"St. Johnsbury",null,"BURLINGTON    VT","VT",388,7771,"Burlington","VT","VTBURLIN.txt"]
[null,"059","\"Vermont\"","VT","\"Canaan\"",null,8,"Canaan",null,"BURLINGTON    VT","VT",388,7771,"Burlington","VT","VTBURLIN.txt"]
[null,"060","\"Connecticut\"","CT","\"Hartford\"",null,10,"Hartford",null,"WORCESTER    MA","MA",333,6979,"Hartford-Springfield","CT","CTHARTFO.txt"]
[null,"061","\"Connecticut\"","CT","\"Hartford\"",null,10,"Hartford",null,"HARTFORD    CT","CT",677,6151,"Hartford-Springfield","CT","CTHARTFO.txt"]
[null,"062","\"Connecticut\"","CT","\"Willimantic\"",null,13,"Willimantic",null,"WORCESTER    MA","MA",333,6979,"Hartford-Springfield","CT","CTHARTFO.txt"]
[null,"063","\"Connecticut\"","CT","\"New London\"",null,12,"New London",null,"PROVIDENCE    RI","RI",606,5884,"Rhode Island","RI","RIPROVID.txt"]
[null,"064","\"Connecticut\"","CT","\"New Haven\"",null,11,"New Haven",null,"HARTFORD    CT","CT",677,6151,"Hartford-Springfield","CT","CTHARTFO.txt"]
[null,"065","\"Connecticut\"","CT","\"New Haven\"",null,11,"New Haven",null,"HARTFORD    CT","CT",677,6151,"Hartford-Springfield","CT","CTHARTFO.txt"]
[null,"066","\"Connecticut\"","CT","\"Bridgeport\"",null,12,"Bridgeport",null,"BRIDGEPORT    CT","CT",724,5537,"Bridgeport","CT","CTBRIDGE.txt"]
[null,"067","\"Connecticut\"","CT","\"Waterbury\"",null,11,"Waterbury",null,"HARTFORD    CT","CT",677,6151,"Hartford-Springfield","CT","CTHARTFO.txt"]
[null,"068","\"Connecticut\"","CT","\"Stamford\"",null,10,"Stamford",null,"BRIDGEPORT    CT","CT",724,5537,"Bridgeport","CT","CTBRIDGE.txt"]
[null,"069","\"Connecticut\"","CT","\"Stamford\"",null,10,"Stamford",null,"BRIDGEPORT    CT","CT",724,5537,"Bridgeport","CT","CTBRIDGE.txt"]
[null,"070","\"New_Jersey\"","NJ","\"Newark\"",null,8,"Newark",null,"NEW YORK (LAGUARDIA AP)    NY","NY",1052,4910,"Newark","NJ","NJNEWARK.txt"]
[null,"071","\"New_Jersey\"","NJ","\"Newark\"",null,8,"Newark",null,"NEWARK    NJ","NJ",1201,4888,"Newark","NJ","NJNEWARK.txt"]
[null,"072","\"New_Jersey\"","NJ","\"Elizabeth\"",null,11,"Elizabeth",null,"NEWARK    NJ","NJ",1201,4888,"Newark","NJ","NJNEWARK.txt"]
[null,"073","\"New_Jersey\"","NJ","\"Jersey_City\"",null,13,"Jersey_City",null,"NEWARK    NJ","NJ",1201,4888,"Newark","NJ","NJNEWARK.txt"]
[null,"074","\"New_Jersey\"","NJ","\"Paterson\"",null,10,"Paterson",null,"NEWARK    NJ","NJ",1201,4888,"Newark","NJ","NJNEWARK.txt"]
[null,"075","\"New_Jersey\"","NJ","\"Paterson\"",null,10,"Paterson",null,"NEWARK    NJ","NJ",1201,4888,"Newark","NJ","NJNEWARK.txt"]
[null,"076","\"New_Jersey\"","NJ","\"Hackensack\"",null,{"$f":"LEN(E74)","v":12},{"$f":"MID(E74,2,G74-2)","v":"Hackensack"},null,"NEWARK    NJ","NJ",1201,4888,"Newark","NJ","NJNEWARK.txt"]
[null,"077","\"New_Jersey\"","NJ","\"Red Bank\"",null,10,"Red Bank",null,"NEWARK    NJ","NJ",1201,4888,"Newark","NJ","NJNEWARK.txt"]
[null,"078","\"New_Jersey\"","NJ","\"Dover\"",null,7,"Dover",null,"ALLENTOWN    PA","PA",773,5785,"Allentown","PA","PAALLENT.txt"]
[null,"079","\"New_Jersey\"","NJ","\"Summit\"",null,8,"Summit",null,"NEWARK    NJ","NJ",1201,4888,"Newark","NJ","NJNEWARK.txt"]
[null,"080","\"New_Jersey\"","NJ","\"Cherry Hill\"",null,13,"Cherry Hill",null,"PHILADELPHIA    PA","PA",1101,4954,"Philadelphia","PA","PAPHILAD.txt"]
[null,"081","\"New_Jersey\"","NJ","\"Camden\"",null,8,"Camden",null,"PHILADELPHIA    PA","PA",1101,4954,"Philadelphia","PA","PAPHILAD.txt"]
[null,"082","\"New_Jersey\"","NJ","\"South Jersey\"",null,14,"South Jersey",null,"ATLANTIC CITY AP    NJ","NJ",826,5169,"Atlantic City","NJ","NJATLCTY.txt"]
[null,"083","\"New_Jersey\"","NJ","\"South Jersey\"",null,14,"South Jersey",null,"WILMINGTON    DE","DE",1046,4937,"Wilmington","DE","DEWILMIN.txt"]
[null,"084","\"New_Jersey\"","NJ","\"Atlantic City\"",null,15,"Atlantic City",null,"ATLANTIC CITY AP    NJ","NJ",826,5169,"Atlantic City","NJ","NJATLCTY.txt"]
[null,"085","\"New_Jersey\"","NJ","\"Trenton\"",null,9,"Trenton",null,"NEWARK    NJ","NJ",1201,4888,"Newark","NJ","NJNEWARK.txt"]
[null,"086","\"New_Jersey\"","NJ","\"Trenton\"",null,9,"Trenton",null,"NEWARK    NJ","NJ",1201,4888,"Newark","NJ","NJNEWARK.txt"]
[null,"087","\"New_Jersey\"","NJ","\"Lakewood\"",null,10,"Lakewood",null,"ATLANTIC CITY AP    NJ","NJ",826,5169,"Atlantic City","NJ","NJATLCTY.txt"]
[null,"088","\"New_Jersey\"","NJ","\"New Brunswick\"",null,15,"New Brunswick",null,"NEWARK    NJ","NJ",1201,4888,"Newark","NJ","NJNEWARK.txt"]
[null,"089","\"New_Jersey\"","NJ","\"New Brunswick\"",null,15,"New Brunswick",null,"NEWARK    NJ","NJ",1201,4888,"Newark","NJ","NJNEWARK.txt"]
[null,"100","\"New_York\"","NY","\"New York\"","N",10,"New York",null,"NEW YORK C.PARK    NY","NY",1096,4805,"New York City","NY","NYNEWYOR.txt"]
[null,"101","\"New_York\"","NY","\"New York\"","N",10,"New York",null,"NEW YORK C.PARK    NY","NY",1096,4805,"New York City","NY","NYNEWYOR.txt"]
[null,"102","\"New_York\"","NY","\"New York\"","N",10,"New York",null,"NEW YORK C.PARK    NY","NY",1096,4805,"New York City","NY","NYNEWYOR.txt"]
[null,"103","\"New_York\"","NY","\"Staten Island\"","N",15,"Staten Island",null,"NEW YORK (LAGUARDIA AP)    NY","NY",1052,4910,"New York City","NY","NYNEWYOR.txt"]
[null,"104","\"New_York\"","NY","\"Bronx\"","N",7,"Bronx",null,"NEW YORK (LAGUARDIA AP)    NY","NY",1052,4910,"New York City","NY","NYNEWYOR.txt"]
[null,"105","\"New_York\"","NY","\"Westchester\"","D",13,"Westchester",null,"BRIDGEPORT    CT","CT",724,5537,"Bridgeport","CT","CTBRIDGE.txt"]
[null,"106","\"New_York\"","NY","\"White Plains\"","D",14,"White Plains",null,"BRIDGEPORT    CT","CT",724,5537,"Bridgeport","CT","CTBRIDGE.txt"]
[null,"107","\"New_York\"","NY","\"Yonkers\"","D",9,"Yonkers",null,"NEW YORK (LAGUARDIA AP)    NY","NY",1052,4910,"New York City","NY","NYNEWYOR.txt"]
[null,"108","\"New_York\"","NY","\"New Rochelle\"","D",14,"New Rochelle",null,"NEW YORK (LAGUARDIA AP)    NY","NY",1052,4910,"New York City","NY","NYNEWYOR.txt"]
[null,"109","\"New_York\"","NY","\"Suffern\"","D",9,"Suffern",null,"BRIDGEPORT    CT","CT",724,5537,"Bridgeport","CT","CTBRIDGE.txt"]
[null,"110","\"New_York\"","NY","\"Great Neck\"","N",12,"Great Neck",null,"NEW YORK (LAGUARDIA AP)    NY","NY",1052,4910,"New York City","NY","NYNEWYOR.txt"]
[null,"111","\"New_York\"","NY","\"Queens\"","N",8,"Queens",null,"NEW YORK (LAGUARDIA AP)    NY","NY",1052,4910,"New York City","NY","NYNEWYOR.txt"]
[null,"112","\"New_York\"","NY","\"Brooklyn\"","N",10,"Brooklyn",null,"NEW YORK (LAGUARDIA AP)    NY","NY",1052,4910,"New York City","NY","NYNEWYOR.txt"]
[null,"113","\"New_York\"","NY","\"Flushing\"","N",10,"Flushing",null,"NEW YORK (JFK AP)    NY","NY",921,5027,"New York City","NY","NYNEWYOR.txt"]
[null,"114","\"New_York\"","NY","\"Jamaica\"","N",9,"Jamaica",null,"NEW YORK (JFK AP)    NY","NY",921,5027,"New York City","NY","NYNEWYOR.txt"]
[null,"115","\"New_York\"","NY","\"Minneola\"","D",10,"Minneola",null,"NEW YORK (JFK AP)    NY","NY",921,5027,"New York City","NY","NYNEWYOR.txt"]
[null,"116","\"New_York\"","NY","\"Far Rockaway\"","N",14,"Far Rockaway",null,"ISLIP    NY","NY",706,5647,"Bridgeport","CT","CTBRIDGE.txt"]
[null,"117","\"New_York\"","NY","\"Hicksville\"","D",12,"Hicksville",null,"ISLIP    NY","NY",706,5647,"Bridgeport","CT","CTBRIDGE.txt"]
[null,"118","\"New_York\"","NY","\"Hicksville\"","D",12,"Hicksville",null,"ISLIP    NY","NY",706,5647,"Bridgeport","CT","CTBRIDGE.txt"]
[null,"119","\"New_York\"","NY","\"Riverhead\"","D",11,"Riverhead",null,"BRIDGEPORT    CT","CT",724,5537,"Bridgeport","CT","CTBRIDGE.txt"]
[null,"120","\"New_York\"","NY","\"Albany\"","U",8,"Albany",null,"ALBANY    NY","NY",507,6894,"Albany","NY","NYALBANY.txt"]
[null,"121","\"New_York\"","NY","\"Albany\"","U",8,"Albany",null,"ALBANY    NY","NY",507,6894,"Albany","NY","NYALBANY.txt"]
[null,"122","\"New_York\"","NY","\"Albany\"","U",8,"Albany",null,"ALBANY    NY","NY",507,6894,"Albany","NY","NYALBANY.txt"]
[null,"123","\"New_York\"","NY","\"Schenectady\"","U",13,"Schenectady",null,"ALBANY    NY","NY",507,6894,"Albany","NY","NYALBANY.txt"]
[null,"124","\"New_York\"","NY","\"Kingston\"","U",10,"Kingston",null,"ALBANY    NY","NY",507,6894,"Albany","NY","NYALBANY.txt"]
[null,"125","\"New_York\"","NY","\"Poughkeepsie\"","U",14,"Poughkeepsie",null,"HARTFORD    CT","CT",677,6151,"Hartford-Springfield","CT","CTHARTFO.txt"]
[null,"126","\"New_York\"","NY","\"Poughkeepsie\"","U",14,"Poughkeepsie",null,"BRIDGEPORT    CT","CT",724,5537,"Bridgeport","CT","CTBRIDGE.txt"]
[null,"127","\"New_York\"","NY","\"Monticello\"","U",12,"Monticello",null,"BINGHAMTON    NY","NY",337,7273,"Wilkes-Barre","PA","PAWILKES.txt"]
[null,"128","\"New_York\"","NY","\"Glens Falls\"","U",13,"Glens Falls",null,"BURLINGTON    VT","VT",388,7771,"Burlington","VT","VTBURLIN.txt"]
[null,"129","\"New_York\"","NY","\"Plattsburgh\"","U",13,"Plattsburgh",null,"BURLINGTON    VT","VT",388,7771,"Burlington","VT","VTBURLIN.txt"]
[null,"130","\"New_York\"","NY","\"Syracuse\"","U",10,"Syracuse",null,"SYRACUSE    NY","NY",438,6834,"Syracuse","NY","NYSYRACU.txt"]
[null,"131","\"New_York\"","NY","\"Syracuse\"","U",10,"Syracuse",null,"ROCHESTER    NY","NY",425,6734,"Syracuse","NY","NYSYRACU.txt"]
[null,"132","\"New_York\"","NY","\"Syracuse\"","U",10,"Syracuse",null,"SYRACUSE    NY","NY",438,6834,"Syracuse","NY","NYSYRACU.txt"]
[null,"133","\"New_York\"","NY","\"Utica\"","U",7,"Utica",null,"BINGHAMTON    NY","NY",337,7273,"Wilkes-Barre","PA","PAWILKES.txt"]
[null,"134","\"New_York\"","NY","\"Utica\"","U",7,"Utica",null,"BINGHAMTON    NY","NY",337,7273,"Wilkes-Barre","PA","PAWILKES.txt"]
[null,"135","\"New_York\"","NY","\"Utica\"","U",7,"Utica",null,"SYRACUSE    NY","NY",438,6834,"Syracuse","NY","NYSYRACU.txt"]
[null,"136","\"New_York\"","NY","\"Watertown\"","U",11,"Watertown",null,"SYRACUSE    NY","NY",438,6834,"Syracuse","NY","NYSYRACU.txt"]
[null,"137","\"New_York\"","NY","\"Binghamton\"","U",12,"Binghamton",null,"ALBANY    NY","NY",507,6894,"Albany","NY","NYALBANY.txt"]
[null,"138","\"New_York\"","NY","\"Binghamton\"","U",12,"Binghamton",null,"ALBANY    NY","NY",507,6894,"Albany","NY","NYALBANY.txt"]
[null,"139","\"New_York\"","NY","\"Binghamton\"","U",12,"Binghamton",null,"BINGHAMTON    NY","NY",337,7273,"Wilkes-Barre","PA","PAWILKES.txt"]
[null,"140","\"New_York\"","NY","\"Buffalo\"","U",9,"Buffalo",null,"ERIE    PA","PA",550,6279,"Erie","PA","PAERIE.txt"]
[null,"141","\"New_York\"","NY","\"Buffalo\"","U",9,"Buffalo",null,"ROCHESTER    NY","NY",425,6734,"Rochester","NY","NYROCHES.txt"]
[null,"142","\"New_York\"","NY","\"Buffalo\"","U",9,"Buffalo",null,"BUFFALO    NY","NY",477,6747,"Buffalo","NY","NTBUFFAL.txt"]
[null,"143","\"New_York\"","NY","\"Niagara Falls\"","U",15,"Niagara Falls",null,"BUFFALO    NY","NY",477,6747,"Buffalo","NY","NTBUFFAL.txt"]
[null,"144","\"New_York\"","NY","\"Rochester\"","U",11,"Rochester",null,"BUFFALO    NY","NY",477,6747,"Buffalo","NY","NTBUFFAL.txt"]
[null,"145","\"New_York\"","NY","\"Rochester\"","U",11,"Rochester",null,"BUFFALO    NY","NY",477,6747,"Buffalo","NY","NTBUFFAL.txt"]
[null,"146","\"New_York\"","NY","\"Rochester\"","U",11,"Rochester",null,"ROCHESTER    NY","NY",425,6734,"Rochester","NY","NYROCHES.txt"]
[null,"147","\"New_York\"","NY","\"Jamestown\"","U",11,"Jamestown",null,"ERIE    PA","PA",550,6279,"Erie","PA","PAERIE.txt"]
[null,"148","\"New_York\"","NY","\"Ithaca\"","U",8,"Ithaca",null,"SYRACUSE    NY","NY",438,6834,"Syracuse","NY","NYSYRACU.txt"]
[null,"149","\"New_York\"","NY","\"Elmira\"","U",8,"Elmira",null,"BINGHAMTON    NY","NY",337,7273,"Syracuse","NY","NYSYRACU.txt"]
[null,"150","\"Pennsylvania\"","PA","\"Pittsburgh\"",null,{"$f":"LEN(E138)","v":12},{"$f":"MID(E138,2,G138-2)","v":"Pittsburgh"},null,"PITTSBURGH    PA","PA",654,5968,"Pittsburgh","PA","PAPITTSB.txt"]
[null,"151","\"Pennsylvania\"","PA","\"Pittsburgh\"",null,12,"Pittsburgh",null,"PITTSBURGH    PA","PA",654,5968,"Pittsburgh","PA","PAPITTSB.txt"]
[null,"152","\"Pennsylvania\"","PA","\"Pittsburgh\"",null,12,"Pittsburgh",null,"PITTSBURGH    PA","PA",654,5968,"Pittsburgh","PA","PAPITTSB.txt"]
[null,"153","\"Pennsylvania\"","PA","\"Washington\"",null,12,"Washington",null,"PITTSBURGH    PA","PA",654,5968,"Pittsburgh","PA","PAPITTSB.txt"]
[null,"154","\"Pennsylvania\"","PA","\"Uniontown\"",null,11,"Uniontown",null,"PITTSBURGH    PA","PA",654,5968,"Pittsburgh","PA","PAPITTSB.txt"]
[null,"155","\"Pennsylvania\"","PA","\"Somerset\"",null,10,"Somerset",null,"PITTSBURGH    PA","PA",654,5968,"Pittsburgh","PA","PAPITTSB.txt"]
[null,"156","\"Pennsylvania\"","PA","\"Greensburg\"",null,12,"Greensburg",null,"PITTSBURGH    PA","PA",654,5968,"Pittsburgh","PA","PAPITTSB.txt"]
[null,"157","\"Pennsylvania\"","PA","\"Indiana\"",null,9,"Indiana",null,"PITTSBURGH    PA","PA",654,5968,"Pittsburgh","PA","PAPITTSB.txt"]
[null,"158","\"Pennsylvania\"","PA","\"Du Bois\"",null,9,"Du Bois",null,"WILLIAMSPORT    PA","PA",622,6087,"Pittsburgh","PA","PAPITTSB.txt"]
[null,"159","\"Pennsylvania\"","PA","\"Johnstown\"",null,11,"Johnstown",null,"PITTSBURGH    PA","PA",654,5968,"Pittsburgh","PA","PAPITTSB.txt"]
[null,"160","\"Pennsylvania\"","PA","\"Butler\"",null,8,"Butler",null,"YOUNGSTOWN    OH","OH",497,6544,"Youngstown","OH","OHYOUNGS.txt"]
[null,"161","\"Pennsylvania\"","PA","\"New Castle\"",null,12,"New Castle",null,"PITTSBURGH    PA","PA",654,5968,"Pittsburgh","PA","PAPITTSB.txt"]
[null,"162","\"Pennsylvania\"","PA","\"Kittanning\"",null,12,"Kittanning",null,"YOUNGSTOWN    OH","OH",497,6544,"Youngstown","OH","OHYOUNGS.txt"]
[null,"163","\"Pennsylvania\"","PA","\"Oil City\"",null,10,"Oil City",null,"YOUNGSTOWN    OH","OH",497,6544,"Youngstown","OH","OHYOUNGS.txt"]
[null,"164","\"Pennsylvania\"","PA","\"Erie\"",null,6,"Erie",null,"ERIE    PA","PA",550,6279,"Erie","PA","PAERIE.txt"]
[null,"165","\"Pennsylvania\"","PA","\"Erie\"",null,6,"Erie",null,"ERIE    PA","PA",550,6279,"Erie","PA","PAERIE.txt"]
[null,"166","\"Pennsylvania\"","PA","\"Altoona\"",null,9,"Altoona",null,"PITTSBURGH    PA","PA",654,5968,"Pittsburgh","PA","PAPITTSB.txt"]
[null,"167","\"Pennsylvania\"","PA","\"Bradford\"",null,10,"Bradford",null,"ERIE    PA","PA",550,6279,"Erie","PA","PAERIE.txt"]
[null,"168","\"Pennsylvania\"","PA","\"State College\"",null,15,"State College",null,"WILLIAMSPORT    PA","PA",622,6087,"Harrisburg","PA","PAHARRIS.txt "]
[null,"169","\"Pennsylvania\"","PA","\"Wellsboro\"",null,11,"Wellsboro",null,"BINGHAMTON    NY","NY",337,7273,"Wilkes-Barre","PA","PAWILKES.txt"]
[null,"170","\"Pennsylvania\"","PA","\"Harrisburg\"",null,12,"Harrisburg",null,"HARRISBURG    PA","PA",962,5347,"Harrisburg","PA","PAHARRIS.txt "]
[null,"171","\"Pennsylvania\"","PA","\"Harrisburg\"",null,12,"Harrisburg",null,"HARRISBURG    PA","PA",962,5347,"Harrisburg","PA","PAHARRIS.txt "]
[null,"172","\"Pennsylvania\"","PA","\"Chambersburg\"",null,14,"Chambersburg",null,"HARRISBURG    PA","PA",962,5347,"Harrisburg","PA","PAHARRIS.txt "]
[null,"173","\"Pennsylvania\"","PA","\"York\"",null,6,"York",null,"HARRISBURG    PA","PA",962,5347,"Harrisburg","PA","PAHARRIS.txt "]
[null,"174","\"Pennsylvania\"","PA","\"York\"",null,6,"York",null,"HARRISBURG    PA","PA",962,5347,"Harrisburg","PA","PAHARRIS.txt "]
[null,"175","\"Pennsylvania\"","PA","\"Lancaster\"",null,11,"Lancaster",null,"HARRISBURG    PA","PA",962,5347,"Harrisburg","PA","PAHARRIS.txt "]
[null,"176","\"Pennsylvania\"","PA","\"Lancaster\"",null,11,"Lancaster",null,"HARRISBURG    PA","PA",962,5347,"Harrisburg","PA","PAHARRIS.txt "]
[null,"177","\"Pennsylvania\"","PA","\"Williamsport\"",null,14,"Williamsport",null,"WILLIAMSPORT    PA","PA",622,6087,"Harrisburg","PA","PAHARRIS.txt "]
[null,"178","\"Pennsylvania\"","PA","\"Sunbury\"",null,9,"Sunbury",null,"WILLIAMSPORT    PA","PA",622,6087,"Harrisburg","PA","PAHARRIS.txt "]
[null,"179","\"Pennsylvania\"","PA","\"Pottsville\"",null,12,"Pottsville",null,"ALLENTOWN    PA","PA",773,5785,"Allentown","PA","PAALLENT.txt"]
[null,"180","\"Pennsylvania\"","PA","\"Lehigh_Valley\"",null,15,"Lehigh_Valley",null,"ALLENTOWN    PA","PA",773,5785,"Allentown","PA","PAALLENT.txt"]
[null,"181","\"Pennsylvania\"","PA","\"Allentown\"",null,11,"Allentown",null,"ALLENTOWN    PA","PA",773,5785,"Allentown","PA","PAALLENT.txt"]
[null,"182","\"Pennsylvania\"","PA","\"Hazleton\"",null,10,"Hazleton",null,"AVOCA    PA","PA",539,6291,"Wilkes-Barre","PA","PAWILKES.txt"]
[null,"183","\"Pennsylvania\"","PA","\"Stroudsburg\"",null,13,"Stroudsburg",null,"ALLENTOWN    PA","PA",773,5785,"Allentown","PA","PAALLENT.txt"]
[null,"184","\"Pennsylvania\"","PA","\"Scranton\"",null,10,"Scranton",null,"AVOCA    PA","PA",539,6291,"Wilkes-Barre","PA","PAWILKES.txt"]
[null,"185","\"Pennsylvania\"","PA","\"Scranton\"",null,10,"Scranton",null,"AVOCA    PA","PA",539,6291,"Wilkes-Barre","PA","PAWILKES.txt"]
[null,"186","\"Pennsylvania\"","PA","\"Wilkes-Barre\"",null,14,"Wilkes-Barre",null,"AVOCA    PA","PA",539,6291,"Wilkes-Barre","PA","PAWILKES.txt"]
[null,"187","\"Pennsylvania\"","PA","\"Wilkes-Barre\"",null,14,"Wilkes-Barre",null,"AVOCA    PA","PA",539,6291,"Wilkes-Barre","PA","PAWILKES.txt"]
[null,"188","\"Pennsylvania\"","PA","\"Montrose\"",null,10,"Montrose",null,"BINGHAMTON    NY","NY",337,7273,"Wilkes-Barre","PA","PAWILKES.txt"]
[null,"189","\"Pennsylvania\"","PA","\"Doylestown\"",null,12,"Doylestown",null,"PHILADELPHIA    PA","PA",1101,4954,"Philadelphia","PA","PAPHILAD.txt"]
[null,"190","\"Pennsylvania\"","PA","\"Philadelphia\"",null,14,"Philadelphia",null,"WILMINGTON    DE","DE",1046,4937,"Philadelphia","PA","PAPHILAD.txt"]
[null,"191","\"Pennsylvania\"","PA","\"Philadelphia\"",null,14,"Philadelphia",null,"PHILADELPHIA    PA","PA",1101,4954,"Philadelphia","PA","PAPHILAD.txt"]
[null,"193","\"Pennsylvania\"","PA","\"Southeastern\"",null,14,"Southeastern",null,"WILMINGTON    DE","DE",1046,4937,"Wilmington","DE","DEWILMIN.txt"]
[null,"194","\"Pennsylvania\"","PA","\"Southeastern\"",null,14,"Southeastern",null,"WILMINGTON    DE","DE",1046,4937,"Wilmington","DE","DEWILMIN.txt"]
[null,"195","\"Pennsylvania\"","PA","\"Reading\"",null,9,"Reading",null,"ALLENTOWN    PA","PA",773,5785,"Allentown","PA","PAALLENT.txt"]
[null,"196","\"Pennsylvania\"","PA","\"Reading\"",null,9,"Reading",null,"ALLENTOWN    PA","PA",773,5785,"Allentown","PA","PAALLENT.txt"]
[null,"197","\"Delaware\"","DE","\"Wilmington\"",null,12,"Wilmington",null,"WILMINGTON    DE","DE",1046,4937,"Wilmington","DE","DEWILMIN.txt"]
[null,"198","\"Delaware\"","DE","\"Wilmington\"",null,12,"Wilmington",null,"WILMINGTON    DE","DE",1046,4937,"Wilmington","DE","DEWILMIN.txt"]
[null,"199","\"Delaware\"","DE","\"Dover\"",null,7,"Dover",null,"BALTIMORE    MD","MD",1137,4707,"Baltimore","MD","MDBALTIM.txt"]
[null,"200","\"DC\"","DC","\"Washington\"",null,12,"Washington",null,"WASHINGTON NAT'L AP DC","DC",1549,4047,"Washington","MD","MDWASHDC.txt"]
[null,"201","\"DC\"","DC","\"Washington\"",null,12,"Washington",null,"WASHINGTON NAT'L AP DC","DC",1549,4047,"Washington","MD","MDWASHDC.txt"]
[null,"202","\"DC\"","DC","\"Washington\"",null,12,"Washington",null,"WASHINGTON NAT'L AP DC","DC",1549,4047,"Washington","MD","MDWASHDC.txt"]
[null,"203","\"DC\"","DC","\"Washington\"",null,12,"Washington",null,"WASHINGTON NAT'L AP DC","DC",1549,4047,"Washington","MD","MDWASHDC.txt"]
[null,"204","\"DC\"","DC","\"Washington\"",null,12,"Washington",null,"WASHINGTON NAT'L AP DC","DC",1549,4047,"Washington","MD","MDWASHDC.txt"]
[null,"205","\"DC\"","DC","\"Washington\"",null,12,"Washington",null,"WASHINGTON NAT'L AP DC","DC",1549,4047,"Washington","MD","MDWASHDC.txt"]
[null,"206","\"Maryland\"","MD","\"Waldorf\"",null,9,"Waldorf",null,"WASHINGTON NAT'L AP DC","DC",1549,4047,"Washington","MD","MDWASHDC.txt"]
[null,"207","\"Maryland\"","MD","\"Laurel\"",null,8,"Laurel",null,"BALTIMORE    MD","MD",1137,4707,"Baltimore","MD","MDBALTIM.txt"]
[null,"208","\"Maryland\"","MD","\"Rockville\"",null,11,"Rockville",null,"BALTIMORE    MD","MD",1137,4707,"Baltimore","MD","MDBALTIM.txt"]
[null,"209","\"Maryland\"","MD","\"Silver Spring\"",null,15,"Silver Spring",null,"WASHINGTON NAT'L AP DC","DC",1549,4047,"Washington","MD","MDWASHDC.txt"]
[null,"210","\"Maryland\"","MD","\"Baltimore\"",null,11,"Baltimore",null,"BALTIMORE    MD","MD",1137,4707,"Baltimore","MD","MDBALTIM.txt"]
[null,"211","\"Maryland\"","MD","\"Baltimore\"",null,11,"Baltimore",null,"BALTIMORE    MD","MD",1137,4707,"Baltimore","MD","MDBALTIM.txt"]
[null,"212","\"Maryland\"","MD","\"Baltimore\"",null,11,"Baltimore",null,"BALTIMORE    MD","MD",1137,4707,"Baltimore","MD","MDBALTIM.txt"]
[null,"213","\"Maryland\"","MD","\"Baltimore\"",null,11,"Baltimore",null,"BALTIMORE    MD","MD",1137,4707,"Baltimore","MD","MDBALTIM.txt"]
[null,"214","\"Maryland\"","MD","\"Annapolis\"",null,11,"Annapolis",null,"BALTIMORE    MD","MD",1137,4707,"Baltimore","MD","MDBALTIM.txt"]
[null,"215","\"Maryland\"","MD","\"Cumberland\"",null,{"$f":"LEN(E202)","v":12},{"$f":"MID(E202,2,G202-2)","v":"Cumberland"},null,"PITTSBURGH    PA","PA",654,5968,"Pittsburgh","PA","PAPITTSB.txt"]
[null,"216","\"Maryland\"","MD","\"Easton\"",null,8,"Easton",null,"WASHINGTON NAT'L AP DC","DC",1549,4047,"Washington","MD","MDWASHDC.txt"]
[null,"217","\"Maryland\"","MD","\"Frederick\"",null,11,"Frederick",null,"BALTIMORE    MD","MD",1137,4707,"Baltimore","MD","MDBALTIM.txt"]
[null,"218","\"Maryland\"","MD","\"Salisbury\"",null,11,"Salisbury",null,"WALLOPS ISLAND    VA","VA",1096,4261,"Richmond","VA","VARICHMO.txt"]
[null,"219","\"Maryland\"","MD","\"Elkton\"",null,8,"Elkton",null,"WILMINGTON    DE","DE",1046,4937,"Wilmington","DE","DEWILMIN.txt"]
[null,"220","\"Virginia\"","VA","\"Northern VA\"",null,13,"Northern VA",null,"WASHINGTON DULLES AP DC","DC",973,5006,"Washington","MD","MDWASHDC.txt"]
[null,"221","\"Virginia\"","VA","\"Northern VA\"",null,13,"Northern VA",null,"WASHINGTON DULLES AP DC","DC",973,5006,"Washington","MD","MDWASHDC.txt"]
[null,"222","\"Virginia\"","VA","\"Arlington\"",null,11,"Arlington",null,"WASHINGTON NAT'L AP DC","DC",1549,4047,"Washington","MD","MDWASHDC.txt"]
[null,"223","\"Virginia\"","VA","\"Alexandria\"",null,12,"Alexandria",null,"WASHINGTON NAT'L AP DC","DC",1549,4047,"Washington","MD","MDWASHDC.txt"]
[null,"224","\"Virginia\"","VA","\"Fredericksburg\"",null,16,"Fredericksburg",null,"RICHMOND    VA","VA",1348,3963,"Richmond","VA","VARICHMO.txt"]
[null,"225","\"Virginia\"","VA","\"Fredericksburg\"",null,16,"Fredericksburg",null,"RICHMOND    VA","VA",1348,3963,"Richmond","VA","VARICHMO.txt"]
[null,"226","\"Virginia\"","VA","\"Winchester\"",null,12,"Winchester",null,"WASHINGTON DULLES AP DC","DC",973,5006,"Washington","MD","MDWASHDC.txt"]
[null,"227","\"Virginia\"","VA","\"Culpeper\"",null,10,"Culpeper",null,"WASHINGTON DULLES AP DC","DC",973,5006,"Washington","MD","MDWASHDC.txt"]
[null,"228","\"Virginia\"","VA","\"Harrisonburg\"",null,14,"Harrisonburg",null,"WASHINGTON DULLES AP DC","DC",973,5006,"Washington","MD","MDWASHDC.txt"]
[null,"229","\"Virginia\"","VA","\"Charlottesville\"",null,17,"Charlottesville",null,"RICHMOND    VA","VA",1348,3963,"Richmond","VA","VARICHMO.txt"]
[null,"230","\"Virginia\"","VA","\"Richmond\"",null,10,"Richmond",null,"RICHMOND    VA","VA",1348,3963,"Richmond","VA","VARICHMO.txt"]
[null,"231","\"Virginia\"","VA","\"Richmond\"",null,10,"Richmond",null,"RICHMOND    VA","VA",1348,3963,"Richmond","VA","VARICHMO.txt"]
[null,"232","\"Virginia\"","VA","\"Richmond\"",null,10,"Richmond",null,"RICHMOND    VA","VA",1348,3963,"Richmond","VA","VARICHMO.txt"]
[null,"233","\"Virginia\"","VA","\"Norfolk\"",null,9,"Norfolk",null,"NORFOLK    VA","VA",1422,3495,"Norfolk","VA","VANORFOL.txt "]
[null,"234","\"Virginia\"","VA","\"Norfolk\"",null,9,"Norfolk",null,"NORFOLK    VA","VA",1422,3495,"Norfolk","VA","VANORFOL.txt "]
[null,"235","\"Virginia\"","VA","\"Norfolk\"",null,9,"Norfolk",null,"NORFOLK    VA","VA",1422,3495,"Norfolk","VA","VANORFOL.txt "]
[null,"236","\"Virginia\"","VA","\"Norfolk\"",null,9,"Norfolk",null,"NORFOLK    VA","VA",1422,3495,"Norfolk","VA","VANORFOL.txt "]
[null,"237","\"Virginia\"","VA","\"Portsmouth\"",null,12,"Portsmouth",null,"NORFOLK    VA","VA",1422,3495,"Norfolk","VA","VANORFOL.txt "]
[null,"238","\"Virginia\"","VA","\"Petersburg\"",null,12,"Petersburg",null,"NORFOLK    VA","VA",1422,3495,"Norfolk","VA","VANORFOL.txt "]
[null,"239","\"Virginia\"","VA","\"Farmville\"",null,11,"Farmville",null,"RICHMOND    VA","VA",1348,3963,"Richmond","VA","VARICHMO.txt"]
[null,"240","\"Virginia\"","VA","\"Roanoke\"",null,9,"Roanoke",null,"ROANOKE    VA","VA",1052,4360,"Roanoke","VA","VAROANOK.txt"]
[null,"241","\"Virginia\"","VA","\"Roanoke\"",null,9,"Roanoke",null,"ROANOKE    VA","VA",1052,4360,"Roanoke","VA","VAROANOK.txt"]
[null,"242","\"Virginia\"","VA","\"Bristol\"",null,9,"Bristol",null,"ROANOKE    VA","VA",1052,4360,"Roanoke","VA","VAROANOK.txt"]
[null,"243","\"Virginia\"","VA","\"Pulaski\"",null,9,"Pulaski",null,"ROANOKE    VA","VA",1052,4360,"Roanoke","VA","VAROANOK.txt"]
[null,"244","\"Virginia\"","VA","\"Staunton\"",null,10,"Staunton",null,"ROANOKE    VA","VA",1052,4360,"Roanoke","VA","VAROANOK.txt"]
[null,"245","\"Virginia\"","VA","\"Lynchburg\"",null,11,"Lynchburg",null,"LYNCHBURG    VA","VA",1048,4340,"Roanoke","VA","VAROANOK.txt"]
[null,"246","\"Virginia\"","VA","\"Tazewell\"",null,10,"Tazewell",null,"ROANOKE    VA","VA",1052,4360,"Roanoke","VA","VAROANOK.txt"]
[null,"247","\"West_Virginia\"","WV","\"Bluefield\"",null,11,"Bluefield",null,"ROANOKE    VA","VA",1052,4360,"Roanoke","VA","VAROANOK.txt"]
[null,"248","\"West_Virginia\"","WV","\"Welch\"",null,7,"Welch",null,"CHARLESTON    WV","WV",1031,4646,"Charleston","WV","WVCHARLE.txt"]
[null,"249","\"West_Virginia\"","WV","\"Lewisburg\"",null,11,"Lewisburg",null,"CHARLESTON    WV","WV",1031,4646,"Charleston","WV","WVCHARLE.txt"]
[null,"250","\"West_Virginia\"","WV","\"Charleston\"",null,12,"Charleston",null,"CHARLESTON    WV","WV",1031,4646,"Charleston","WV","WVCHARLE.txt"]
[null,"251","\"West_Virginia\"","WV","\"Charleston\"",null,12,"Charleston",null,"CHARLESTON    WV","WV",1031,4646,"Charleston","WV","WVCHARLE.txt"]
[null,"252","\"West_Virginia\"","WV","\"Charleston\"",null,12,"Charleston",null,"CHARLESTON    WV","WV",1031,4646,"Charleston","WV","WVCHARLE.txt"]
[null,"253","\"West_Virginia\"","WV","\"Charleston\"",null,12,"Charleston",null,"CHARLESTON    WV","WV",1031,4646,"Charleston","WV","WVCHARLE.txt"]
[null,"254","\"West_Virginia\"","WV","\"Martinsburg\"",null,13,"Martinsburg",null,"WASHINGTON DULLES AP DC","DC",973,5006,"Washington","MD","MDWASHDC.txt"]
[null,"255","\"West_Virginia\"","WV","\"Huntington\"",null,12,"Huntington",null,"CHARLESTON    WV","WV",1031,4646,"Charleston","WV","WVCHARLE.txt"]
[null,"256","\"West_Virginia\"","WV","\"Logan\"",null,7,"Logan",null,"CHARLESTON    WV","WV",1031,4646,"Charleston","WV","WVCHARLE.txt"]
[null,"257","\"West_Virginia\"","WV","\"Huntington\"",null,12,"Huntington",null,"HUNTINGTON    WV","WV",1005,4665,"Charleston","WV","WVCHARLE.txt"]
[null,"258","\"West_Virginia\"","WV","\"Beckley\"",null,9,"Beckley",null,"BECKLEY    WV","WV",463,5558,"Charleston","WV","WVCHARLE.txt"]
[null,"259","\"West_Virginia\"","WV","\"Beckley\"",null,9,"Beckley",null,"BECKLEY    WV","WV",463,5558,"Charleston","WV","WVCHARLE.txt"]
[null,"260","\"West_Virginia\"","WV","\"Wheeling\"",null,10,"Wheeling",null,"PITTSBURGH    PA","PA",654,5968,"Pittsburgh","PA","PAPITTSB.txt"]
[null,"261","\"West_Virginia\"","WV","\"Parkersburg\"",null,13,"Parkersburg",null,"CHARLESTON    WV","WV",1031,4646,"Charleston","WV","WVCHARLE.txt"]
[null,"262","\"West_Virginia\"","WV","\"Buckhannon\"",null,12,"Buckhannon",null,"CHARLESTON    WV","WV",1031,4646,"Charleston","WV","WVCHARLE.txt"]
[null,"263","\"West_Virginia\"","WV","\"Clarksburg\"",null,12,"Clarksburg",null,"ELKINS    WV","WV",346,6120,"Elkins","WV","WVELKINS.txt"]
[null,"264","\"West_Virginia\"","WV","\"Clarksburg\"",null,12,"Clarksburg",null,"ELKINS    WV","WV",346,6120,"Elkins","WV","WVELKINS.txt"]
[null,"265","\"West_Virginia\"","WV","\"Morgantown\"",null,12,"Morgantown",null,"PITTSBURGH    PA","PA",654,5968,"Pittsburgh","PA","PAPITTSB.txt"]
[null,"266","\"West_Virginia\"","WV","\"Gassaway\"",null,10,"Gassaway",null,"CHARLESTON    WV","WV",1031,4646,"Charleston","WV","WVCHARLE.txt"]
[null,"267","\"West_Virginia\"","WV","\"Keyser\"",null,8,"Keyser",null,"ELKINS    WV","WV",346,6120,"Elkins","WV","WVELKINS.txt"]
[null,"268","\"West_Virginia\"","WV","\"Petersburg\"",null,12,"Petersburg",null,"ELKINS    WV","WV",346,6120,"Elkins","WV","WVELKINS.txt"]
[null,"270","\"North_Carolina\"","NC","\"Winston-Salem\"",null,15,"Winston-Salem",null,"GREENSBORO-WNSTN-SALM-HGHPT NC","NC",1253,3865,"Greensboro","NC","NCGRNSBO.txt"]
[null,"271","\"North_Carolina\"","NC","\"Winston-Salem\"",null,15,"Winston-Salem",null,"GREENSBORO-WNSTN-SALM-HGHPT NC","NC",1253,3865,"Greensboro","NC","NCGRNSBO.txt"]
[null,"272","\"North_Carolina\"","NC","\"Greensboro\"",null,12,"Greensboro",null,"GREENSBORO-WNSTN-SALM-HGHPT NC","NC",1253,3865,"Greensboro","NC","NCGRNSBO.txt"]
[null,"273","\"North_Carolina\"","NC","\"Greensboro\"",null,12,"Greensboro",null,"GREENSBORO-WNSTN-SALM-HGHPT NC","NC",1253,3865,"Greensboro","NC","NCGRNSBO.txt"]
[null,"274","\"North_Carolina\"","NC","\"Greensboro\"",null,12,"Greensboro",null,"GREENSBORO-WNSTN-SALM-HGHPT NC","NC",1253,3865,"Greensboro","NC","NCGRNSBO.txt"]
[null,"275","\"North_Carolina\"","NC","\"Raleigh\"",null,9,"Raleigh",null,"RALEIGH    NC","NC",1417,3457,"Raleigh Durham","NC","NCRALEIG.txt"]
[null,"276","\"North_Carolina\"","NC","\"Raleigh\"",null,9,"Raleigh",null,"RALEIGH    NC","NC",1417,3457,"Raleigh Durham","NC","NCRALEIG.txt"]
[null,"277","\"North_Carolina\"","NC","\"Durham\"",null,8,"Durham",null,"RALEIGH    NC","NC",1417,3457,"Raleigh Durham","NC","NCRALEIG.txt"]
[null,"278","\"North_Carolina\"","NC","\"Rocky Mount\"",null,13,"Rocky Mount",null,"RALEIGH    NC","NC",1417,3457,"Raleigh Durham","NC","NCRALEIG.txt"]
[null,"279","\"North_Carolina\"","NC","\"Elizabeth City\"",null,16,"Elizabeth City",null,"NORFOLK    VA","VA",1422,3495,"Norfolk","VA","VANORFOL.txt "]
[null,"280","\"North_Carolina\"","NC","\"Charlotte\"",null,{"$f":"LEN(E266)","v":11},{"$f":"MID(E266,2,G266-2)","v":"Charlotte"},null,"GREENVILLE-SPARTANBURG AP    SC","SC",1473,3272,"Charlotte","NC","NCCHARLO.txt"]
[null,"281","\"North_Carolina\"","NC","\"Charlotte\"",null,11,"Charlotte",null,"GREENVILLE-SPARTANBURG AP    SC","SC",1473,3272,"Charlotte","NC","NCCHARLO.txt"]
[null,"282","\"North_Carolina\"","NC","\"Charlotte\"",null,11,"Charlotte",null,"CHARLOTTE   NC","NC",1582,3341,"Charlotte","NC","NCCHARLO.txt"]
[null,"283","\"North_Carolina\"","NC","\"Fayetteville\"",null,14,"Fayetteville",null,"CHARLOTTE   NC","NC",1582,3341,"Charlotte","NC","NCCHARLO.txt"]
[null,"284","\"North_Carolina\"","NC","\"Wilmington\"",null,12,"Wilmington",null,"WILMINGTON    NC","NC",1926,2470,"Charlotte","NC","NCCHARLO.txt"]
[null,"285","\"North_Carolina\"","NC","\"Kinston\"",null,9,"Kinston",null,"WILMINGTON    NC","NC",1926,2470,"Charlotte","NC","NCCHARLO.txt"]
[null,"286","\"North_Carolina\"","NC","\"Hickory\"",null,9,"Hickory",null,"GREENSBORO-WNSTN-SALM-HGHPT NC","NC",1253,3865,"Greensboro","NC","NCGRNSBO.txt"]
[null,"287","\"North_Carolina\"","NC","\"Asheville\"",null,11,"Asheville",null,"BRISTOL-JHNSN CTY-KNGSPRT    TN","TN",972,4406,"Asheville","NC","NCASHEVI.txt"]
[null,"288","\"North_Carolina\"","NC","\"Asheville\"",null,11,"Asheville",null,"ASHEVILLE    NC","NC",787,4308,"Asheville","NC","NCASHEVI.txt"]
[null,"289","\"North_Carolina\"","NC","\"Andrews\"",null,9,"Andrews",null,"KNOXVILLE    TN","TN",1266,3937,"Knoxville","TN","TNKNOXVI.txt"]
[null,"290","\"South_Carolina\"","SC","\"Columbia\"",null,10,"Columbia",null,"COLUMBIA    SC","SC",1966,2649,"Columbia","SC","SCCOLMBA.txt"]
[null,"291","\"South_Carolina\"","SC","\"Columbia\"",null,10,"Columbia",null,"COLUMBIA    SC","SC",1966,2649,"Columbia","SC","SCCOLMBA.txt"]
[null,"292","\"South_Carolina\"","SC","\"Columbia\"",null,10,"Columbia",null,"COLUMBIA    SC","SC",1966,2649,"Columbia","SC","SCCOLMBA.txt"]
[null,"293","\"South_Carolina\"","SC","\"Spartanburg\"",null,13,"Spartanburg",null,"GREENVILLE-SPARTANBURG AP    SC","SC",1473,3272,"Charlotte","NC","NCCHARLO.txt"]
[null,"294","\"South_Carolina\"","SC","\"Charleston\"",null,12,"Charleston",null,"CHARLESTON AP    SC","SC",2266,2013,"Charleston","SC","SCCHARLE.txt"]
[null,"295","\"South_Carolina\"","SC","\"Florence\"",null,10,"Florence",null,"WILMINGTON    NC","NC",1926,2470,"Columbia","SC","SCCOLMBA.txt"]
[null,"296","\"South_Carolina\"","SC","\"Greenville\"",null,12,"Greenville",null,"GREENVILLE-SPARTANBURG AP    SC","SC",1473,3272,"Charlotte","NC","NCCHARLO.txt"]
[null,"297","\"South_Carolina\"","SC","\"Rock_Hill\"",null,11,"Rock_Hill",null,"COLUMBIA    SC","SC",1966,2649,"Columbia","SC","SCCOLMBA.txt"]
[null,"298","\"South_Carolina\"","SC","\"Aiken\"",null,7,"Aiken",null,"COLUMBIA    SC","SC",1966,2649,"Columbia","SC","SCCOLMBA.txt"]
[null,"299","\"South_Carolina\"","SC","\"Beaufort\"",null,10,"Beaufort",null,"SAVANNAH    GA","GA",2365,1847,"Savannah","GA","GASAVANN.txt"]
[null,"300","\"Georgia\"","GA","\"Atlanta\"",null,9,"Atlanta",null,"ATLANTA    GA","GA",1667,2991,"Atlanta","GA","GAATLANT.txt"]
[null,"301","\"Georgia\"","GA","\"Atlanta\"",null,9,"Atlanta",null,"ATLANTA    GA","GA",1667,2991,"Atlanta","GA","GAATLANT.txt"]
[null,"302","\"Georgia\"","GA","\"Atlanta\"",null,9,"Atlanta",null,"ATLANTA    GA","GA",1667,2991,"Atlanta","GA","GAATLANT.txt"]
[null,"303","\"Georgia\"","GA","\"Atlanta\"",null,9,"Atlanta",null,"ATLANTA    GA","GA",1667,2991,"Atlanta","GA","GAATLANT.txt"]
[null,"304","\"Georgia\"","GA","\"Swainsboro\"",null,12,"Swainsboro",null,"SAVANNAH    GA","GA",2365,1847,"Savannah","GA","GASAVANN.txt"]
[null,"305","\"Georgia\"","GA","\"Gainesville\"",null,13,"Gainesville",null,"GREENVILLE-SPARTANBURG AP    SC","SC",1473,3272,"Atlanta","GA","GAATLANT.txt"]
[null,"306","\"Georgia\"","GA","\"Athens\"",null,8,"Athens",null,"ATHENS    GA","GA",1709,2893,"Atlanta","GA","GAATLANT.txt"]
[null,"307","\"Georgia\"","GA","\"Dalton\"",null,8,"Dalton",null,"CHATTANOOGA    TN","TN",1544,3587,"Chattanooga","TN","TNCHATTA.txt"]
[null,"308","\"Georgia\"","GA","\"Augusta\"",null,9,"Augusta",null,"ATHENS    GA","GA",1709,2893,"Columbia","SC","SCCOLMBA.txt"]
[null,"309","\"Georgia\"","GA","\"Augusta\"",null,9,"Augusta",null,"AUGUSTA    GA","GA",1948,2565,"Columbia","SC","SCCOLMBA.txt"]
[null,"310","\"Georgia\"","GA","\"Macon\"",null,7,"Macon",null,"COLUMBUS    GA","GA",2284,2261,"Macon","GA","GAMACON.txt"]
[null,"311","\"Georgia\"","GA","\"Macon\"",null,7,"Macon",null,"COLUMBUS    GA","GA",2284,2261,"Macon","GA","GAMACON.txt"]
[null,"312","\"Georgia\"","GA","\"Macon\"",null,7,"Macon",null,"MACON    GA","GA",2125,2334,"Macon","GA","GAMACON.txt"]
[null,"313","\"Georgia\"","GA","\"Savannah\"",null,10,"Savannah",null,"SAVANNAH    GA","GA",2365,1847,"Savannah","GA","GASAVANN.txt"]
[null,"314","\"Georgia\"","GA","\"Savannah\"",null,10,"Savannah",null,"SAVANNAH    GA","GA",2365,1847,"Savannah","GA","GASAVANN.txt"]
[null,"315","\"Georgia\"","GA","\"Waycross\"",null,10,"Waycross",null,"SAVANNAH    GA","GA",2365,1847,"Savannah","GA","GASAVANN.txt"]
[null,"316","\"Georgia\"","GA","\"Valdosta\"",null,10,"Valdosta",null,"TALLAHASSEE    FL","FL",2518,1705,"Tallahassee","FL","FLTALLAH.txt"]
[null,"317","\"Georgia\"","GA","\"Albany\"",null,8,"Albany",null,"COLUMBUS    GA","GA",2284,2261,"Columbus","GA","GACOLMBS.txt"]
[null,"318","\"Georgia\"","GA","\"Columbus\"",null,10,"Columbus",null,"MACON    GA","GA",2125,2334,"Columbus","GA","GACOLMBS.txt"]
[null,"319","\"Georgia\"","GA","\"Columbus\"",null,10,"Columbus",null,"COLUMBUS    GA","GA",2284,2261,"Columbus","GA","GACOLMBS.txt"]
[null,"320","\"Florida\"","FL","\"Jacksonville\"",null,14,"Jacksonville",null,"JACKSONVILLE    FL","FL",2551,1434,"Jacksonville","FL","FLJACKSV.txt"]
[null,"321","\"Florida\"","FL","\"Jacksonville\"",null,14,"Jacksonville",null,"JACKSONVILLE    FL","FL",2551,1434,"Jacksonville","FL","FLJACKSV.txt"]
[null,"322","\"Florida\"","FL","\"Jacksonville\"",null,14,"Jacksonville",null,"JACKSONVILLE    FL","FL",2551,1434,"Jacksonville","FL","FLJACKSV.txt"]
[null,"323","\"Florida\"","FL","\"Tallahassee\"",null,13,"Tallahassee",null,"TALLAHASSEE    FL","FL",2518,1705,"Tallahassee","FL","FLTALLAH.txt"]
[null,"324","\"Florida\"","FL","\"Panama City\"",null,13,"Panama City",null,"APALACHICOLA    FL","FL",2582,1429,"Tallahassee","FL","FLTALLAH.txt"]
[null,"325","\"Florida\"","FL","\"Pensacola\"",null,11,"Pensacola",null,"PENSACOLA    FL","FL",2636,1617,"Mobile","AL","ALMOBILE.txt"]
[null,"326","\"Florida\"","FL","\"Gainesville\"",null,13,"Gainesville",null,"GAINESVILLE    FL","FL",2609,1267,"Jacksonville","FL","FLJACKSV.txt"]
[null,"327","\"Florida\"","FL","\"Titusville\"",null,12,"Titusville",null,"DAYTONA BEACH    FL","FL",2919,909,"Daytona Beach","FL","FLDAYTNA.txt"]
[null,"328","\"Florida\"","FL","\"Orlando\"",null,9,"Orlando",null,"ORLANDO    FL","FL",3381,686,"Orlando","FL","FLORLAND.txt"]
[null,"329","\"Florida\"","FL","\"Melbourne\"",null,11,"Melbourne",null,"VERO BEACH    FL","FL",3278,548,"Orlando","FL","FLORLAND.txt"]
[null,"330","\"Florida\"","FL","\"Miami\"",null,7,"Miami",null,"KEY WEST    FL","FL",4798,100,"Miami Beach","FL","FLMIAMIB.txt"]
[null,"331","\"Florida\"","FL","\"Miami\"",null,7,"Miami",null,"MIAMI    FL","FL",4198,200,"Miami Beach","FL","FLMIAMIB.txt"]
[null,"332","\"Florida\"","FL","\"Miami\"",null,7,"Miami",null,"MIAMI    FL","FL",4198,200,"Miami Beach","FL","FLMIAMIB.txt"]
[null,"333","\"Florida\"","FL","\"Fort Lauderdale\"",null,17,"Fort Lauderdale",null,"MIAMI    FL","FL",4198,200,"Miami Beach","FL","FLMIAMIB.txt"]
[null,"334","\"Florida\"","FL","\"West Palm Beach\"",null,17,"West Palm Beach",null,"WEST PALM BEACH    FL","FL",3891,323,"West Palm Beach","FL","FLWPALMB.txt"]
[null,"335","\"Florida\"","FL","\"Tampa\"",null,7,"Tampa",null,"TAMPA    FL","FL",3427,725,"Tampa St. Petersburg","FL","FLTAMPA.txt"]
[null,"336","\"Florida\"","FL","\"Tampa\"",null,7,"Tampa",null,"TAMPA    FL","FL",3427,725,"Tampa St. Petersburg","FL","FLTAMPA.txt"]
[null,"337","\"Florida\"","FL","\"St. Petersburg\"",null,16,"St. Petersburg",null,"TAMPA    FL","FL",3427,725,"Tampa St. Petersburg","FL","FLTAMPA.txt"]
[null,"338","\"Florida\"","FL","\"Lakeland\"",null,10,"Lakeland",null,"TAMPA    FL","FL",3427,725,"Tampa St. Petersburg","FL","FLTAMPA.txt"]
[null,"339","\"Florida\"","FL","\"Fort Myers\"",null,12,"Fort Myers",null,"FORT MYERS    FL","FL",3855,418,"Tampa St. Petersburg","FL","FLTAMPA.txt"]
[null,"342","\"Florida\"","FL","\"Bradenton\"",null,11,"Bradenton",null,"TAMPA    FL","FL",3427,725,"Tampa St. Petersburg","FL","FLTAMPA.txt"]
[null,"344","\"Florida\"","FL","\"Ocala\"",null,7,"Ocala",null,"DAYTONA BEACH    FL","FL",2919,909,"Daytona Beach","FL","FLDAYTNA.txt"]
[null,"346","\"Florida\"","FL","\"Clearwater\"",null,12,"Clearwater",null,"TAMPA    FL","FL",3427,725,"Tampa St. Petersburg","FL","FLTAMPA.txt"]
[null,"347","\"Florida\"","FL","\"Orlando\"",null,9,"Orlando",null,"ORLANDO    FL","FL",3381,686,"Orlando","FL","FLORLAND.txt"]
[null,"349","\"Florida\"","FL","\"Fort Pierce\"",null,{"$f":"LEN(E330)","v":13},{"$f":"MID(E330,2,G330-2)","v":"Fort Pierce"},null,"TAMPA    FL","FL",3427,725,"Tampa St. Petersburg","FL","FLTAMPA.txt"]
[null,"350","\"Alabama\"","AL","\"Birmingham\"",null,12,"Birmingham",null,"BIRMINGHAM AP    AL","AL",1797,2918,"Birmingham","AL","ALBIRMIN.txt "]
[null,"351","\"Alabama\"","AL","\"Birmingham\"",null,12,"Birmingham",null,"BIRMINGHAM AP    AL","AL",1797,2918,"Birmingham","AL","ALBIRMIN.txt "]
[null,"352","\"Alabama\"","AL","\"Birmingham\"",null,12,"Birmingham",null,"BIRMINGHAM AP    AL","AL",1797,2918,"Birmingham","AL","ALBIRMIN.txt "]
[null,"354","\"Alabama\"","AL","\"Tuscaloosa\"",null,12,"Tuscaloosa",null,"MERIDIAN    MS","MS",2138,2444,"Birmingham","AL","ALBIRMIN.txt "]
[null,"355","\"Alabama\"","AL","\"Jasper\"",null,8,"Jasper",null,"HUNTSVILLE    AL","AL",1651,3323,"Huntsville","AL","ALHUNTSV.txt"]
[null,"356","\"Alabama\"","AL","\"Decatur/Florence\"",null,18,"Decatur/Florence",null,"HUNTSVILLE    AL","AL",1651,3323,"Huntsville","AL","ALHUNTSV.txt"]
[null,"357","\"Alabama\"","AL","\"Huntsville\"",null,12,"Huntsville",null,"CHATTANOOGA    TN","TN",1544,3587,"Chattanooga","TN","TNCHATTA.txt"]
[null,"358","\"Alabama\"","AL","\"Huntsville\"",null,12,"Huntsville",null,"HUNTSVILLE    AL","AL",1651,3323,"Huntsville","AL","ALHUNTSV.txt"]
[null,"359","\"Alabama\"","AL","\"Gadsden\"",null,9,"Gadsden",null,"ATLANTA    GA","GA",1667,2991,"Atlanta","GA","GAATLANT.txt"]
[null,"360","\"Alabama\"","AL","\"Montgomery\"",null,12,"Montgomery",null,"COLUMBUS    GA","GA",2284,2261,"Montgomery","AL","ALMONTGO.txt "]
[null,"361","\"Alabama\"","AL","\"Montgomery\"",null,12,"Montgomery",null,"MONTGOMERY    AL","AL",2212,2224,"Montgomery","AL","ALMONTGO.txt "]
[null,"362","\"Alabama\"","AL","\"Anniston\"",null,10,"Anniston",null,"BIRMINGHAM AP    AL","AL",1797,2918,"Birmingham","AL","ALBIRMIN.txt "]
[null,"363","\"Alabama\"","AL","\"Dothan\"",null,8,"Dothan",null,"MONTGOMERY    AL","AL",2212,2224,"Montgomery","AL","ALMONTGO.txt "]
[null,"364","\"Alabama\"","AL","\"Evergreen\"",null,11,"Evergreen",null,"MONTGOMERY    AL","AL",2212,2224,"Montgomery","AL","ALMONTGO.txt "]
[null,"365","\"Alabama\"","AL","\"Mobile\"",null,8,"Mobile",null,"MOBILE    AL","AL",2627,1702,"Mobile","AL","ALMOBILE.txt"]
[null,"366","\"Alabama\"","AL","\"Mobile\"",null,8,"Mobile",null,"MOBILE    AL","AL",2627,1702,"Mobile","AL","ALMOBILE.txt"]
[null,"367","\"Alabama\"","AL","\"Selma\"",null,7,"Selma",null,"MONTGOMERY    AL","AL",2212,2224,"Montgomery","AL","ALMONTGO.txt "]
[null,"368","\"Alabama\"","AL","\"Opelika\"",null,9,"Opelika",null,"COLUMBUS    GA","GA",2284,2261,"Columbus","GA","GACOLMBS.txt"]
[null,"369","\"Alabama\"","AL","\"Butler\"",null,8,"Butler",null,"MERIDIAN    MS","MS",2138,2444,"Jackson","MS","MSJACKSO.txt"]
[null,"370","\"Tennessee\"","TN","\"Nashville\"",null,11,"Nashville",null,"NASHVILLE    TN","TN",1616,3729,"Nashville","TN","TNNASHVI.txt"]
[null,"371","\"Tennessee\"","TN","\"Nashville\"",null,11,"Nashville",null,"NASHVILLE    TN","TN",1616,3729,"Nashville","TN","TNNASHVI.txt"]
[null,"372","\"Tennessee\"","TN","\"Nashville\"",null,11,"Nashville",null,"NASHVILLE    TN","TN",1616,3729,"Nashville","TN","TNNASHVI.txt"]
[null,"373","\"Tennessee\"","TN","\"Chattanooga\"",null,13,"Chattanooga",null,"HUNTSVILLE    AL","AL",1651,3323,"Chattanooga","TN","TNCHATTA.txt"]
[null,"374","\"Tennessee\"","TN","\"Chattanooga\"",null,13,"Chattanooga",null,"CHATTANOOGA    TN","TN",1544,3587,"Chattanooga","TN","TNCHATTA.txt"]
[null,"376","\"Tennessee\"","TN","\"Johnson City\"",null,14,"Johnson City",null,"BRISTOL-JHNSN CTY-KNGSPRT    TN","TN",972,4406,"Knoxville","TN","TNKNOXVI.txt"]
[null,"377","\"Tennessee\"","TN","\"Knoxville\"",null,11,"Knoxville",null,"KNOXVILLE    TN","TN",1266,3937,"Knoxville","TN","TNKNOXVI.txt"]
[null,"378","\"Tennessee\"","TN","\"Knoxville\"",null,11,"Knoxville",null,"KNOXVILLE    TN","TN",1266,3937,"Knoxville","TN","TNKNOXVI.txt"]
[null,"379","\"Tennessee\"","TN","\"Knoxville\"",null,11,"Knoxville",null,"KNOXVILLE    TN","TN",1266,3937,"Knoxville","TN","TNKNOXVI.txt"]
[null,"380","\"Tennessee\"","TN","\"Memphis\"",null,9,"Memphis",null,"MEMPHIS    TN","TN",2118,3082,"Memphis","TN","TNMEMPHI.txt"]
[null,"381","\"Tennessee\"","TN","\"Memphis\"",null,9,"Memphis",null,"MEMPHIS    TN","TN",2118,3082,"Memphis","TN","TNMEMPHI.txt"]
[null,"382","\"Tennessee\"","TN","\"Mc_Kenzie\"",null,11,"Mc_Kenzie",null,"NASHVILLE    TN","TN",1616,3729,"Nashville","TN","TNNASHVI.txt"]
[null,"383","\"Tennessee\"","TN","\"Jackson\"",null,9,"Jackson",null,"HUNTSVILLE    AL","AL",1651,3323,"Huntsville","AL","ALHUNTSV.txt"]
[null,"384","\"Tennessee\"","TN","\"Columbia\"",null,10,"Columbia",null,"NASHVILLE    TN","TN",1616,3729,"Nashville","TN","TNNASHVI.txt"]
[null,"385","\"Tennessee\"","TN","\"Cookeville\"",null,12,"Cookeville",null,"NASHVILLE    TN","TN",1616,3729,"Nashville","TN","TNNASHVI.txt"]
[null,"386","\"Mississippi\"","MS","\"Oxford\"",null,8,"Oxford",null,"MEMPHIS    TN","TN",2118,3082,"Memphis","TN","TNMEMPHI.txt"]
[null,"387","\"Mississippi\"","MS","\"Greenville\"",null,12,"Greenville",null,"JACKSON    MS","MS",2215,2467,"Jackson","MS","MSJACKSO.txt"]
[null,"388","\"Mississippi\"","MS","\"Tupelo\"",null,8,"Tupelo",null,"TUPELO    MS","MS",1908,3079,"Tupelo","MS","MSTUPELO.txt"]
[null,"389","\"Mississippi\"","MS","\"Grenada\"",null,9,"Grenada",null,"MERIDIAN    MS","MS",2138,2444,"Tupelo","MS","MSTUPELO.txt"]
[null,"390","\"Mississippi\"","MS","\"Jackson\"",null,9,"Jackson",null,"JACKSON    MS","MS",2215,2467,"Jackson","MS","MSJACKSO.txt"]
[null,"391","\"Mississippi\"","MS","\"Jackson\"",null,9,"Jackson",null,"JACKSON    MS","MS",2215,2467,"Jackson","MS","MSJACKSO.txt"]
[null,"392","\"Mississippi\"","MS","\"Jackson\"",null,9,"Jackson",null,"JACKSON    MS","MS",2215,2467,"Jackson","MS","MSJACKSO.txt"]
[null,"393","\"Mississippi\"","MS","\"Meridian\"",null,10,"Meridian",null,"MERIDIAN    MS","MS",2138,2444,"Jackson","MS","MSJACKSO.txt"]
[null,"394","\"Mississippi\"","MS","\"Hattiesburg\"",null,13,"Hattiesburg",null,"MOBILE    AL","AL",2627,1702,"Mobile","AL","ALMOBILE.txt"]
[null,"395","\"Mississippi\"","MS","\"Gulfport\"",null,10,"Gulfport",null,"NEW ORLEANS    LA","LA",2655,1513,"New Orleans","LA","LANEWORL.txt"]
[null,"396","\"Mississippi\"","MS","\"McComb\"",null,8,"McComb",null,"JACKSON    MS","MS",2215,2467,"Jackson","MS","MSJACKSO.txt"]
[null,"397","\"Mississippi\"","MS","\"Columbus\"",null,10,"Columbus",null,"BIRMINGHAM AP    AL","AL",1797,2918,"Birmingham","AL","ALBIRMIN.txt "]
[null,"400","\"Kentucky\"","KY","\"Louisville\"",null,12,"Louisville",null,"LOUISVILLE    KY","KY",1288,4514,"Louisville","KY","KYLOUISV.txt"]
[null,"401","\"Kentucky\"","KY","\"Louisville\"",null,12,"Louisville",null,"LOUISVILLE    KY","KY",1288,4514,"Louisville","KY","KYLOUISV.txt"]
[null,"402","\"Kentucky\"","KY","\"Louisville\"",null,12,"Louisville",null,"LOUISVILLE    KY","KY",1288,4514,"Louisville","KY","KYLOUISV.txt"]
[null,"403","\"Kentucky\"","KY","\"Lexington\"",null,11,"Lexington",null,"LEXINGTON    KY","KY",1140,4783,"Lexington","KY","KYLEXING.txt"]
[null,"404","\"Kentucky\"","KY","\"Lexington\"",null,11,"Lexington",null,"LEXINGTON    KY","KY",1140,4783,"Lexington","KY","KYLEXING.txt"]
[null,"405","\"Kentucky\"","KY","\"Lexington\"",null,11,"Lexington",null,"LEXINGTON    KY","KY",1140,4783,"Lexington","KY","KYLEXING.txt"]
[null,"406","\"Kentucky\"","KY","\"Frankfort\"",null,11,"Frankfort",null,"LEXINGTON    KY","KY",1140,4783,"Lexington","KY","KYLEXING.txt"]
[null,"407","\"Kentucky\"","KY","\"Corbin\"",null,8,"Corbin",null,"KNOXVILLE    TN","TN",1266,3937,"Knoxville","TN","TNKNOXVI.txt"]
[null,"408","\"Kentucky\"","KY","\"Baxter\"",null,8,"Baxter",null,"BRISTOL-JHNSN CTY-KNGSPRT    TN","TN",972,4406,"Knoxville","TN","TNKNOXVI.txt"]
[null,"409","\"Kentucky\"","KY","\"Middlesboro\"",null,13,"Middlesboro",null,"BRISTOL-JHNSN CTY-KNGSPRT    TN","TN",972,4406,"Knoxville","TN","TNKNOXVI.txt"]
[null,"410","\"Kentucky\"","KY","\"Newport\"",null,9,"Newport",null,"GREATER CINCINNATI AP KY","KY",996,5248,"Cincinnati","OH","OHCINCIN.txt"]
[null,"411","\"Kentucky\"","KY","\"Ashland\"",null,9,"Ashland",null,"LEXINGTON    KY","KY",1140,4783,"Lexington","KY","KYLEXING.txt"]
[null,"412","\"Kentucky\"","KY","\"Ashland\"",null,9,"Ashland",null,"HUNTINGTON    WV","WV",1005,4665,"Charleston","WV","WVCHARLE.txt"]
[null,"413","\"Kentucky\"","KY","\"Campton\"",null,9,"Campton",null,"JACKSON    KY","KY",1033,4393,"Lexington","KY","KYLEXING.txt"]
[null,"414","\"Kentucky\"","KY","\"Campton\"",null,9,"Campton",null,"LEXINGTON    KY","KY",1140,4783,"Lexington","KY","KYLEXING.txt"]
[null,"415","\"Kentucky\"","KY","\"Pikeville\"",null,11,"Pikeville",null,"CHARLESTON    WV","WV",1031,4646,"Charleston","WV","WVCHARLE.txt"]
[null,"416","\"Kentucky\"","KY","\"Pikeville\"",null,11,"Pikeville",null,"HUNTINGTON    WV","WV",1005,4665,"Charleston","WV","WVCHARLE.txt"]
[null,"417","\"Kentucky\"","KY","\"Hazard\"",null,{"$f":"LEN(E394)","v":8},{"$f":"MID(E394,2,G394-2)","v":"Hazard"},null,"HUNTINGTON    WV","WV",1005,4665,"Charleston","WV","WVCHARLE.txt"]
[null,"418","\"Kentucky\"","KY","\"Hazard\"",null,8,"Hazard",null,"HUNTINGTON    WV","WV",1005,4665,"Charleston","WV","WVCHARLE.txt"]
[null,"420","\"Kentucky\"","KY","\"Paducah\"",null,9,"Paducah",null,"PADUCAH   KY ","KY",1475,4279,"Paducah","KY","KYPADUCA.txt"]
[null,"421","\"Kentucky\"","KY","\"Bowling Green\"",null,15,"Bowling Green",null,"LOUISVILLE    KY","KY",1288,4514,"Louisville","KY","KYLOUISV.txt"]
[null,"422","\"Kentucky\"","KY","\"Russellville\"",null,14,"Russellville",null,"LOUISVILLE    KY","KY",1288,4514,"Louisville","KY","KYLOUISV.txt"]
[null,"423","\"Kentucky\"","KY","\"Owensboro\"",null,11,"Owensboro",null,"NASHVILLE    TN","TN",1616,3729,"Nashville","TN","TNNASHVI.txt"]
[null,"424","\"Kentucky\"","KY","\"Henderson\"",null,11,"Henderson",null,"EVANSVILLE    IN","IN",1376,4708,"Evansville","IN","INEVANSV.txt"]
[null,"425","\"Kentucky\"","KY","\"Somerset\"",null,10,"Somerset",null,"LEXINGTON    KY","KY",1140,4783,"Lexington","KY","KYLEXING.txt"]
[null,"426","\"Kentucky\"","KY","\"Somerset\"",null,10,"Somerset",null,"LEXINGTON    KY","KY",1140,4783,"Lexington","KY","KYLEXING.txt"]
[null,"427","\"Kentucky\"","KY","\"Elizabethtown\"",null,15,"Elizabethtown",null,"NASHVILLE    TN","TN",1616,3729,"Nashville","TN","TNNASHVI.txt"]
[null,"430","\"Ohio\"","OH","\"Columbus\"",null,10,"Columbus",null,"COLUMBUS    OH","OH",797,5708,"Columbus","OH","OHCOLMBS.txt"]
[null,"431","\"Ohio\"","OH","\"Columbus\"",null,10,"Columbus",null,"COLUMBUS    OH","OH",797,5708,"Columbus","OH","OHCOLMBS.txt"]
[null,"432","\"Ohio\"","OH","\"Columbus\"",null,10,"Columbus",null,"COLUMBUS    OH","OH",797,5708,"Columbus","OH","OHCOLMBS.txt"]
[null,"433","\"Ohio\"","OH","\"Marion\"",null,8,"Marion",null,"DAYTON    OH","OH",886,5708,"Dayton","OH","OHDAYTON.txt"]
[null,"434","\"Ohio\"","OH","\"Bowling Green\"",null,15,"Bowling Green",null,"TOLEDO    OH","OH",610,6579,"Toledo","OH","OHTOLEDO.txt"]
[null,"435","\"Ohio\"","OH","\"Napoleon\"",null,10,"Napoleon",null,"FORT WAYNE    IN","IN",824,6273,"Fort Wayne","IN","INFTWAYN.txt"]
[null,"436","\"Ohio\"","OH","\"Toledo\"",null,8,"Toledo",null,"TOLEDO    OH","OH",610,6579,"Toledo","OH","OHTOLEDO.txt"]
[null,"437","\"Ohio\"","OH","\"Zanesville\"",null,12,"Zanesville",null,"PITTSBURGH    PA","PA",654,5968,"Pittsburgh","PA","PAPITTSB.txt"]
[null,"438","\"Ohio\"","OH","\"Zanesville\"",null,12,"Zanesville",null,"COLUMBUS    OH","OH",797,5708,"Columbus","OH","OHCOLMBS.txt"]
[null,"439","\"Ohio\"","OH","\"Stuebenville\"",null,14,"Stuebenville",null,"PITTSBURGH    PA","PA",654,5968,"Pittsburgh","PA","PAPITTSB.txt"]
[null,"440","\"Ohio\"","OH","\"Cleveland\"",null,11,"Cleveland",null,"CLEVELAND    OH","OH",621,6201,"Cleveland","OH","OHCLEVEL.txt"]
[null,"441","\"Ohio\"","OH","\"Cleveland\"",null,11,"Cleveland",null,"CLEVELAND    OH","OH",621,6201,"Cleveland","OH","OHCLEVEL.txt"]
[null,"442","\"Ohio\"","OH","\"Akron\"",null,7,"Akron",null,"AKRON    OH","OH",625,6160,"Akron Canton","OH","OHAKRON.txt"]
[null,"443","\"Ohio\"","OH","\"Akron\"",null,7,"Akron",null,"AKRON    OH","OH",625,6160,"Akron Canton","OH","OHAKRON.txt"]
[null,"444","\"Ohio\"","OH","\"Youngstown\"",null,12,"Youngstown",null,"YOUNGSTOWN    OH","OH",497,6544,"Youngstown","OH","OHYOUNGS.txt"]
[null,"445","\"Ohio\"","OH","\"Youngstown\"",null,12,"Youngstown",null,"YOUNGSTOWN    OH","OH",497,6544,"Youngstown","OH","OHYOUNGS.txt"]
[null,"446","\"Ohio\"","OH","\"Canton\"",null,8,"Canton",null,"AKRON    OH","OH",625,6160,"Akron Canton","OH","OHAKRON.txt"]
[null,"447","\"Ohio\"","OH","\"Canton\"",null,8,"Canton",null,"AKRON    OH","OH",625,6160,"Akron Canton","OH","OHAKRON.txt"]
[null,"448","\"Ohio\"","OH","\"Mansfield\"",null,11,"Mansfield",null,"MANSFIELD    OH","OH",666,6258,"Akron Canton","OH","OHAKRON.txt"]
[null,"449","\"Ohio\"","OH","\"Mansfield\"",null,11,"Mansfield",null,"MANSFIELD    OH","OH",666,6258,"Akron Canton","OH","OHAKRON.txt"]
[null,"450","\"Ohio\"","OH","\"Cincinnati\"",null,12,"Cincinnati",null,"GREATER CINCINNATI AP KY","KY",996,5248,"Cincinnati","OH","OHCINCIN.txt"]
[null,"451","\"Ohio\"","OH","\"Cincinnati\"",null,12,"Cincinnati",null,"GREATER CINCINNATI AP KY","KY",996,5248,"Cincinnati","OH","OHCINCIN.txt"]
[null,"452","\"Ohio\"","OH","\"Cincinnati\"",null,12,"Cincinnati",null,"GREATER CINCINNATI AP KY","KY",996,5248,"Cincinnati","OH","OHCINCIN.txt"]
[null,"453","\"Ohio\"","OH","\"Dayton\"",null,8,"Dayton",null,"COLUMBUS    OH","OH",797,5708,"Dayton","OH","OHDAYTON.txt"]
[null,"454","\"Ohio\"","OH","\"Dayton\"",null,8,"Dayton",null,"DAYTON    OH","OH",886,5708,"Dayton","OH","OHDAYTON.txt"]
[null,"455","\"Ohio\"","OH","\"Springfield\"",null,13,"Springfield",null,"DAYTON    OH","OH",886,5708,"Dayton","OH","OHDAYTON.txt"]
[null,"456","\"Ohio\"","OH","\"Chillicothe\"",null,13,"Chillicothe",null,"GREATER CINCINNATI AP KY","KY",996,5248,"Cincinnati","OH","OHCINCIN.txt"]
[null,"457","\"Ohio\"","OH","\"Athens\"",null,8,"Athens",null,"COLUMBUS    OH","OH",797,5708,"Columbus","OH","OHCOLMBS.txt"]
[null,"458","\"Ohio\"","OH","\"Lima\"",null,6,"Lima",null,"DAYTON    OH","OH",886,5708,"Dayton","OH","OHDAYTON.txt"]
[null,"460","\"Indiana\"","IN","\"Indianapolis\"",null,14,"Indianapolis",null,"INDIANAPOLIS    IN","IN",1014,5615,"Indianapolis","IN","ININDIAN.txt"]
[null,"461","\"Indiana\"","IN","\"Indianapolis\"",null,14,"Indianapolis",null,"INDIANAPOLIS    IN","IN",1014,5615,"Indianapolis","IN","ININDIAN.txt"]
[null,"462","\"Indiana\"","IN","\"Indianapolis\"",null,14,"Indianapolis",null,"INDIANAPOLIS    IN","IN",1014,5615,"Indianapolis","IN","ININDIAN.txt"]
[null,"463","\"Indiana\"","IN","\"Gary\"",null,6,"Gary",null,"SOUTH BEND    IN","IN",728,6331,"South Bend","IN","INSOBEND.txt"]
[null,"464","\"Indiana\"","IN","\"Gary\"",null,6,"Gary",null,"CHICAGO    IL","IL",752,6536,"Chicago","IL","ILCHICAG.txt"]
[null,"465","\"Indiana\"","IN","\"South Bend\"",null,12,"South Bend",null,"FORT WAYNE    IN","IN",824,6273,"South Bend","IN","INSOBEND.txt"]
[null,"466","\"Indiana\"","IN","\"South Bend\"",null,12,"South Bend",null,"SOUTH BEND    IN","IN",728,6331,"South Bend","IN","INSOBEND.txt"]
[null,"467","\"Indiana\"","IN","\"Fort Wayne\"",null,12,"Fort Wayne",null,"SOUTH BEND    IN","IN",728,6331,"Fort Wayne","IN","INFTWAYN.txt"]
[null,"468","\"Indiana\"","IN","\"Fort Wayne\"",null,12,"Fort Wayne",null,"FORT WAYNE    IN","IN",824,6273,"Fort Wayne","IN","INFTWAYN.txt"]
[null,"469","\"Indiana\"","IN","\"Kokomo\"",null,8,"Kokomo",null,"SOUTH BEND    IN","IN",728,6331,"South Bend","IN","INSOBEND.txt"]
[null,"470","\"Indiana\"","IN","\"Lawrenceburg\"",null,14,"Lawrenceburg",null,"GREATER CINCINNATI AP KY","KY",996,5248,"Cincinnati","OH","OHCINCIN.txt"]
[null,"471","\"Indiana\"","IN","\"New Albany\"",null,12,"New Albany",null,"LOUISVILLE    KY","KY",1288,4514,"Louisville","KY","KYLOUISV.txt"]
[null,"472","\"Indiana\"","IN","\"Columbus\"",null,10,"Columbus",null,"INDIANAPOLIS    IN","IN",1014,5615,"Indianapolis","IN","ININDIAN.txt"]
[null,"473","\"Indiana\"","IN","\"Muncie\"",null,8,"Muncie",null,"DAYTON    OH","OH",886,5708,"Dayton","OH","OHDAYTON.txt"]
[null,"474","\"Indiana\"","IN","\"Bloomington\"",null,13,"Bloomington",null,"INDIANAPOLIS    IN","IN",1014,5615,"Indianapolis","IN","ININDIAN.txt"]
[null,"475","\"Indiana\"","IN","\"Washington\"",null,12,"Washington",null,"EVANSVILLE    IN","IN",1376,4708,"Evansville","IN","INEVANSV.txt"]
[null,"476","\"Indiana\"","IN","\"Evansville\"",null,12,"Evansville",null,"EVANSVILLE    IN","IN",1376,4708,"Evansville","IN","INEVANSV.txt"]
[null,"477","\"Indiana\"","IN","\"Evansville\"",null,12,"Evansville",null,"EVANSVILLE    IN","IN",1376,4708,"Evansville","IN","INEVANSV.txt"]
[null,"478","\"Indiana\"","IN","\"Terre Haute\"",null,13,"Terre Haute",null,"INDIANAPOLIS    IN","IN",1014,5615,"Indianapolis","IN","ININDIAN.txt"]
[null,"479","\"Indiana\"","IN","\"Lafayette\"",null,11,"Lafayette",null,"SOUTH BEND    IN","IN",728,6331,"South Bend","IN","INSOBEND.txt"]
[null,"480","\"Michigan\"","MI","\"Royal Oak\"",null,11,"Royal Oak",null,"DETROIT    MI","MI",626,6569,"Detroit","MI","MIDETROI.txt"]
[null,"481","\"Michigan\"","MI","\"Ann Arbor\"",null,11,"Ann Arbor",null,"DETROIT    MI","MI",626,6569,"Detroit","MI","MIDETROI.txt"]
[null,"482","\"Michigan\"","MI","\"Detroit\"",null,9,"Detroit",null,"DETROIT    MI","MI",626,6569,"Detroit","MI","MIDETROI.txt"]
[null,"483","\"Michigan\"","MI","\"Detroit\"",null,9,"Detroit",null,"DETROIT    MI","MI",626,6569,"Detroit","MI","MIDETROI.txt"]
[null,"484","\"Michigan\"","MI","\"Flint\"",null,7,"Flint",null,"LANSING    MI","MI",490,7101,"Flint","MI","MIFLINT.txt"]
[null,"485","\"Michigan\"","MI","\"Flint\"",null,{"$f":"LEN(E458)","v":7},{"$f":"MID(E458,2,G458-2)","v":"Flint"},null,"FLINT    MI","MI",483,6979,"Flint","MI","MIFLINT.txt"]
[null,"486","\"Michigan\"","MI","\"Saginaw\"",null,9,"Saginaw",null,"LANSING    MI","MI",490,7101,"Lansing","MI","MILANSIN.txt"]
[null,"487","\"Michigan\"","MI","\"Saginaw\"",null,9,"Saginaw",null,"FLINT    MI","MI",483,6979,"Flint","MI","MIFLINT.txt"]
[null,"488","\"Michigan\"","MI","\"Lansing\"",null,9,"Lansing",null,"FLINT    MI","MI",483,6979,"Lansing","MI","MILANSIN.txt"]
[null,"489","\"Michigan\"","MI","\"Lansing\"",null,9,"Lansing",null,"LANSING    MI","MI",490,7101,"Lansing","MI","MILANSIN.txt"]
[null,"490","\"Michigan\"","MI","\"Kalamazoo\"",null,11,"Kalamazoo",null,"SOUTH BEND    IN","IN",728,6331,"South Bend","IN","INSOBEND.txt"]
[null,"491","\"Michigan\"","MI","\"Kalamazoo\"",null,11,"Kalamazoo",null,"SOUTH BEND    IN","IN",728,6331,"South Bend","IN","INSOBEND.txt"]
[null,"492","\"Michigan\"","MI","\"Jackson\"",null,9,"Jackson",null,"TOLEDO    OH","OH",610,6579,"Toledo","OH","OHTOLEDO.txt"]
[null,"493","\"Michigan\"","MI","\"Grand Rapids\"",null,14,"Grand Rapids",null,"MUSKEGON    MI","MI",431,6924,"Grand Rapids","MI","MIGRNDRA.txt"]
[null,"494","\"Michigan\"","MI","\"Muskegon\"",null,10,"Muskegon",null,"MUSKEGON    MI","MI",431,6924,"Grand Rapids","MI","MIGRNDRA.txt"]
[null,"495","\"Michigan\"","MI","\"Grand Rapids\"",null,14,"Grand Rapids",null,"GRAND RAPIDS    MI","MI",534,6973,"Grand Rapids","MI","MIGRNDRA.txt"]
[null,"496","\"Michigan\"","MI","\"Traverse City\"",null,15,"Traverse City",null,"ALPENA    MI","MI",231,8284,"Sault Ste Marie","MI","MISTEMAR.txt"]
[null,"497","\"Michigan\"","MI","\"Mackinaw City\"",null,15,"Mackinaw City",null,"SAULT STE. MARIE    MI","MI",131,9316,"Sault Ste Marie","MI","MISTEMAR.txt"]
[null,"498","\"Michigan\"","MI","\"Iron Mountain\"",null,15,"Iron Mountain",null,"MARQUETTE    MI","MI",155,9567,"Sault Ste Marie","MI","MISTEMAR.txt"]
[null,"499","\"Michigan\"","MI","\"Houghton\"",null,10,"Houghton",null,"HOUGHTON LAKE    MI","MI",256,8218,"Sault Ste Marie","MI","MISTEMAR.txt"]
[null,"500","\"Iowa\"","IA","\"Des Moines\"",null,12,"Des Moines",null,"DES MOINES    IA","IA",1036,6497,"Des Moines","IA","IADESMOI.txt"]
[null,"501","\"Iowa\"","IA","\"Des Moines\"",null,12,"Des Moines",null,"DES MOINES    IA","IA",1036,6497,"Des Moines","IA","IADESMOI.txt"]
[null,"502","\"Iowa\"","IA","\"Des Moines\"",null,12,"Des Moines",null,"DES MOINES    IA","IA",1036,6497,"Des Moines","IA","IADESMOI.txt"]
[null,"503","\"Iowa\"","IA","\"Des Moines\"",null,12,"Des Moines",null,"DES MOINES    IA","IA",1036,6497,"Des Moines","IA","IADESMOI.txt"]
[null,"504","\"Iowa\"","IA","\"Mason City\"",null,12,"Mason City",null,"WATERLOO    IA","IA",702,7406,"Des Moines","IA","IADESMOI.txt"]
[null,"505","\"Iowa\"","IA","\"Fort Dodge\"",null,12,"Fort Dodge",null,"SIOUX CITY    IA","IA",907,6893,"Sioux City","IA","IASIOCTY.txt"]
[null,"506","\"Iowa\"","IA","\"Waterloo\"",null,10,"Waterloo",null,"WATERLOO    IA","IA",702,7406,"Des Moines","IA","IADESMOI.txt"]
[null,"507","\"Iowa\"","IA","\"Waterloo\"",null,10,"Waterloo",null,"WATERLOO    IA","IA",702,7406,"Des Moines","IA","IADESMOI.txt"]
[null,"508","\"Iowa\"","IA","\"Creston\"",null,9,"Creston",null,"DES MOINES    IA","IA",1036,6497,"Des Moines","IA","IADESMOI.txt"]
[null,"510","\"Iowa\"","IA","\"Sioux City\"",null,12,"Sioux City",null,"SIOUX CITY    IA","IA",907,6893,"Sioux City","IA","IASIOCTY.txt"]
[null,"511","\"Iowa\"","IA","\"Sioux City\"",null,12,"Sioux City",null,"SIOUX CITY    IA","IA",907,6893,"Sioux City","IA","IASIOCTY.txt"]
[null,"512","\"Iowa\"","IA","\"Sheldon\"",null,9,"Sheldon",null,"SIOUX FALLS    SD","SD",744,7809,"Sioux Falls","SD","SDSIOFAL.txt"]
[null,"513","\"Iowa\"","IA","\"Spencer\"",null,9,"Spencer",null,"SIOUX FALLS    SD","SD",744,7809,"Sioux Falls","SD","SDSIOFAL.txt"]
[null,"514","\"Iowa\"","IA","\"Carroll\"",null,9,"Carroll",null,"SIOUX CITY    IA","IA",907,6893,"Sioux City","IA","IASIOCTY.txt"]
[null,"515","\"Iowa\"","IA","\"Council Bluffs\"",null,16,"Council Bluffs",null,"OMAHA (NORTH)    NE","NE",1037,6413,"Omaha","NE","NEOMAHA.txt"]
[null,"516","\"Iowa\"","IA","\"Shenandoah\"",null,12,"Shenandoah",null,"OMAHA (NORTH)    NE","NE",1037,6413,"Omaha","NE","NEOMAHA.txt"]
[null,"520","\"Iowa\"","IA","\"Dubuque\"",null,9,"Dubuque",null,"DUBUQUE    IA","IA",593,7327,"Des Moines","IA","IADESMOI.txt"]
[null,"521","\"Iowa\"","IA","\"Decorah\"",null,9,"Decorah",null,"LA CROSSE    WI","WI",692,7491,"Des Moines","IA","IADESMOI.txt"]
[null,"522","\"Iowa\"","IA","\"Cedar Rapids\"",null,14,"Cedar Rapids",null,"DES MOINES    IA","IA",1036,6497,"Des Moines","IA","IADESMOI.txt"]
[null,"523","\"Iowa\"","IA","\"Cedar Rapids\"",null,14,"Cedar Rapids",null,"DES MOINES    IA","IA",1036,6497,"Des Moines","IA","IADESMOI.txt"]
[null,"524","\"Iowa\"","IA","\"Cedar Rapids\"",null,14,"Cedar Rapids",null,"WATERLOO    IA","IA",702,7406,"Des Moines","IA","IADESMOI.txt"]
[null,"525","\"Iowa\"","IA","\"Ottumwa\"",null,9,"Ottumwa",null,"MOLINE    IL","IL",911,6474,"Des Moines","IA","IADESMOI.txt"]
[null,"526","\"Iowa\"","IA","\"Burlington\"",null,12,"Burlington",null,"MOLINE    IL","IL",911,6474,"Des Moines","IA","IADESMOI.txt"]
[null,"527","\"Iowa\"","IA","\"Davenport\"",null,11,"Davenport",null,"MOLINE    IL","IL",911,6474,"Des Moines","IA","IADESMOI.txt"]
[null,"528","\"Iowa\"","IA","\"Davenport\"",null,11,"Davenport",null,"MOLINE    IL","IL",911,6474,"Des Moines","IA","IADESMOI.txt"]
[null,"530","\"Wisconsin\"","WI","\"Milwaukee\"",null,11,"Milwaukee",null,"MADISON    WI","WI",485,7673,"Milwaukee","WI","WIMILWAU.txt"]
[null,"531","\"Wisconsin\"","WI","\"Milwaukee\"",null,11,"Milwaukee",null,"MADISON    WI","WI",485,7673,"Milwaukee","WI","WIMILWAU.txt"]
[null,"532","\"Wisconsin\"","WI","\"Milwaukee\"",null,11,"Milwaukee",null,"MILWAUKEE    WI","WI",479,7324,"Milwaukee","WI","WIMILWAU.txt"]
[null,"533","\"Wisconsin\"","WI","\"Milwaukee\"",null,11,"Milwaukee",null,"MILWAUKEE    WI","WI",479,7324,"Milwaukee","WI","WIMILWAU.txt"]
[null,"534","\"Wisconsin\"","WI","\"Racine\"",null,8,"Racine",null,"MILWAUKEE    WI","WI",479,7324,"Milwaukee","WI","WIMILWAU.txt"]
[null,"535","\"Wisconsin\"","WI","\"Madison\"",null,9,"Madison",null,"LA CROSSE    WI","WI",692,7491,"Madison","WI","WIMADISO.txt"]
[null,"536","\"Wisconsin\"","WI","\"Madison\"",null,9,"Madison",null,"LA CROSSE    WI","WI",692,7491,"Madison","WI","WIMADISO.txt"]
[null,"537","\"Wisconsin\"","WI","\"Madison\"",null,9,"Madison",null,"MADISON    WI","WI",485,7673,"Madison","WI","WIMADISO.txt"]
[null,"538","\"Wisconsin\"","WI","\"Platteville\"",null,13,"Platteville",null,"WATERLOO    IA","IA",702,7406,"Madison","WI","WIMADISO.txt"]
[null,"539","\"Wisconsin\"","WI","\"Portage\"",null,9,"Portage",null,"MADISON    WI","WI",485,7673,"Madison","WI","WIMADISO.txt"]
[null,"540","\"Wisconsin\"","WI","\"River Falls\"",null,13,"River Falls",null,"MINNEAPOLIS-ST.PAUL    MN","MN",682,7981,"Minneapolis St. Paul","MN","MNMINPLS.txt"]
[null,"541","\"Wisconsin\"","WI","\"Green Bay\"",null,11,"Green Bay",null,"GREEN BAY    WI","WI",381,8089,"Green Bay","WI","WIGREBAY.txt"]
[null,"542","\"Wisconsin\"","WI","\"Green Bay\"",null,11,"Green Bay",null,"GREEN BAY    WI","WI",381,8089,"Green Bay","WI","WIGREBAY.txt"]
[null,"543","\"Wisconsin\"","WI","\"Green Bay\"",null,11,"Green Bay",null,"GREEN BAY    WI","WI",381,8089,"Green Bay","WI","WIGREBAY.txt"]
[null,"544","\"Wisconsin\"","WI","\"Wausau\"",null,8,"Wausau",null,"GREEN BAY    WI","WI",381,8089,"Green Bay","WI","WIGREBAY.txt"]
[null,"545","\"Wisconsin\"","WI","\"Rhinelander\"",null,13,"Rhinelander",null,"HOUGHTON LAKE    MI","MI",256,8218,"Green Bay","WI","WIGREBAY.txt"]
[null,"546","\"Wisconsin\"","WI","\"La Crosse\"",null,11,"La Crosse",null,"MADISON    WI","WI",485,7673,"Madison","WI","WIMADISO.txt"]
[null,"547","\"Wisconsin\"","WI","\"Eau Claire\"",null,12,"Eau Claire",null,"MINNEAPOLIS-ST.PAUL    MN","MN",682,7981,"Minneapolis St. Paul","MN","MNMINPLS.txt"]
[null,"548","\"Wisconsin\"","WI","\"Spooner\"",null,9,"Spooner",null,"SAINT CLOUD    MN","MN",415,8928,"Madison","WI","WIMADISO.txt"]
[null,"549","\"Wisconsin\"","WI","\"Oshkosh\"",null,9,"Oshkosh",null,"LA CROSSE    WI","WI",692,7491,"Madison","WI","WIMADISO.txt"]
[null,"550","\"Minnesota\"","MN","\"Saint Paul\"",null,12,"Saint Paul",null,"MINNEAPOLIS-ST.PAUL    MN","MN",682,7981,"Minneapolis St. Paul","MN","MNMINPLS.txt"]
[null,"551","\"Minnesota\"","MN","\"Saint Paul\"",null,12,"Saint Paul",null,"MINNEAPOLIS-ST.PAUL    MN","MN",682,7981,"Minneapolis St. Paul","MN","MNMINPLS.txt"]
[null,"553","\"Minnesota\"","MN","\"Minneapolis\"",null,13,"Minneapolis",null,"MINNEAPOLIS-ST.PAUL    MN","MN",682,7981,"Minneapolis St. Paul","MN","MNMINPLS.txt"]
[null,"554","\"Minnesota\"","MN","\"Minneapolis\"",null,13,"Minneapolis",null,"MINNEAPOLIS-ST.PAUL    MN","MN",682,7981,"Minneapolis St. Paul","MN","MNMINPLS.txt"]
[null,"556","\"Minnesota\"","MN","\"Duluth\"",null,{"$f":"LEN(E522)","v":8},{"$f":"MID(E522,2,G522-2)","v":"Duluth"},null,"DULUTH    MN","MN",180,9818,"Duluth","MN","MNDULUTH.txt"]
[null,"557","\"Minnesota\"","MN","\"Duluth\"",null,8,"Duluth",null,"DULUTH    MN","MN",180,9818,"Duluth","MN","MNDULUTH.txt"]
[null,"558","\"Minnesota\"","MN","\"Duluth\"",null,8,"Duluth",null,"DULUTH    MN","MN",180,9818,"Duluth","MN","MNDULUTH.txt"]
[null,"559","\"Minnesota\"","MN","\"Rochester\"",null,11,"Rochester",null,"ROCHESTER    MN","MN",472,8250,"Minneapolis St. Paul","MN","MNMINPLS.txt"]
[null,"560","\"Minnesota\"","MN","\"Mankato\"",null,9,"Mankato",null,"ROCHESTER    MN","MN",472,8250,"Minneapolis St. Paul","MN","MNMINPLS.txt"]
[null,"561","\"Minnesota\"","MN","\"Windom\"",null,8,"Windom",null,"SIOUX FALLS    SD","SD",744,7809,"Sioux Falls","SD","SDSIOFAL.txt"]
[null,"562","\"Minnesota\"","MN","\"Willmar\"",null,9,"Willmar",null,"HURON    SD","SD",743,7923,"Minneapolis St. Paul","MN","MNMINPLS.txt"]
[null,"563","\"Minnesota\"","MN","\"Saint Cloud\"",null,13,"Saint Cloud",null,"SAINT CLOUD    MN","MN",415,8928,"Minneapolis St. Paul","MN","MNMINPLS.txt"]
[null,"564","\"Minnesota\"","MN","\"Brainerd\"",null,10,"Brainerd",null,"SAINT CLOUD    MN","MN",415,8928,"Minneapolis St. Paul","MN","MNMINPLS.txt"]
[null,"565","\"Minnesota\"","MN","\"Detroit Lakes\"",null,15,"Detroit Lakes",null,"FARGO    ND","ND",537,9254,"Fargo","ND","NDFARGO.txt"]
[null,"566","\"Minnesota\"","MN","\"Bemidji\"",null,9,"Bemidji",null,"INTERNATIONAL FALLS    MN","MN",249,10487,"Duluth","MN","MNDULUTH.txt"]
[null,"567","\"Minnesota\"","MN","\"Thief River Falls\"",null,19,"Thief River Falls",null,"FARGO    ND","ND",537,9254,"Fargo","ND","NDFARGO.txt"]
[null,"570","\"South_Dakota\"","SD","\"Sioux Falls\"",null,13,"Sioux Falls",null,"SIOUX FALLS    SD","SD",744,7809,"Sioux Falls","SD","SDSIOFAL.txt"]
[null,"571","\"South_Dakota\"","SD","\"Sioux Falls\"",null,13,"Sioux Falls",null,"SIOUX FALLS    SD","SD",744,7809,"Sioux Falls","SD","SDSIOFAL.txt"]
[null,"572","\"South_Dakota\"","SD","\"Watertown\"",null,11,"Watertown",null,"FARGO    ND","ND",537,9254,"Fargo","ND","NDFARGO.txt"]
[null,"573","\"South_Dakota\"","SD","\"Mitchell\"",null,10,"Mitchell",null,"RAPID CITY    SD","SD",611,7301,"Rapid City","SD","SDRAPCTY.txt"]
[null,"574","\"South_Dakota\"","SD","\"Aberdeen\"",null,10,"Aberdeen",null,"ABERDEEN    SD","SD",633,8446,"Fargo","ND","NDFARGO.txt"]
[null,"575","\"South_Dakota\"","SD","\"Pierre\"",null,8,"Pierre",null,"RAPID CITY    SD","SD",611,7301,"Rapid City","SD","SDRAPCTY.txt"]
[null,"576","\"South_Dakota\"","SD","\"Mobridge\"",null,10,"Mobridge",null,"BISMARCK    ND","ND",488,8968,"Bismarck","ND","NDBISMAR.txt"]
[null,"577","\"South_Dakota\"","SD","\"Rapid City\"",null,12,"Rapid City",null,"RAPID CITY    SD","SD",611,7301,"Rapid City","SD","SDRAPCTY.txt"]
[null,"580","\"North_Dakota\"","ND","\"Fargo\"",null,7,"Fargo",null,"FARGO    ND","ND",537,9254,"Fargo","ND","NDFARGO.txt"]
[null,"581","\"North_Dakota\"","ND","\"Fargo\"",null,7,"Fargo",null,"FARGO    ND","ND",537,9254,"Fargo","ND","NDFARGO.txt"]
[null,"582","\"North_Dakota\"","ND","\"Grand Forks\"",null,13,"Grand Forks",null,"FARGO    ND","ND",537,9254,"Fargo","ND","NDFARGO.txt"]
[null,"583","\"North_Dakota\"","ND","\"Devils Lake\"",null,13,"Devils Lake",null,"FARGO    ND","ND",537,9254,"Fargo","ND","NDFARGO.txt"]
[null,"584","\"North_Dakota\"","ND","\"Jamestown\"",null,11,"Jamestown",null,"BISMARCK    ND","ND",488,8968,"Bismarck","ND","NDBISMAR.txt"]
[null,"585","\"North_Dakota\"","ND","\"Bismarck\"",null,10,"Bismarck",null,"BISMARCK    ND","ND",488,8968,"Bismarck","ND","NDBISMAR.txt"]
[null,"586","\"North_Dakota\"","ND","\"Dickinson\"",null,11,"Dickinson",null,"BISMARCK    ND","ND",488,8968,"Bismarck","ND","NDBISMAR.txt"]
[null,"587","\"North_Dakota\"","ND","\"Minot\"",null,7,"Minot",null,"WILLISTON    ND","ND",548,9090,"Bismarck","ND","NDBISMAR.txt"]
[null,"588","\"North_Dakota\"","ND","\"Williston\"",null,11,"Williston",null,"WILLISTON    ND","ND",548,9090,"Bismarck","ND","NDBISMAR.txt"]
[null,"590","\"Montana\"","MT","\"Billings\"",null,10,"Billings",null,"BILLINGS    MT","MT",652,7164,"Billings","MT","MTBILLIN.txt"]
[null,"591","\"Montana\"","MT","\"Billings\"",null,10,"Billings",null,"BILLINGS    MT","MT",652,7164,"Billings","MT","MTBILLIN.txt"]
[null,"592","\"Montana\"","MT","\"Wolf Point\"",null,12,"Wolf Point",null,"GLASGOW    MT","MT",558,8745,"Great Falls","MT","MTGRFALL.txt"]
[null,"593","\"Montana\"","MT","\"Miles City\"",null,12,"Miles City",null,"GLASGOW    MT","MT",558,8745,"Great Falls","MT","MTGRFALL.txt"]
[null,"594","\"Montana\"","MT","\"Great Falls\"",null,13,"Great Falls",null,"GREAT FALLS    MT","MT",388,7741,"Great Falls","MT","MTGRFALL.txt"]
[null,"595","\"Montana\"","MT","\"Havre\"",null,7,"Havre",null,"GREAT FALLS    MT","MT",388,7741,"Great Falls","MT","MTGRFALL.txt"]
[null,"596","\"Montana\"","MT","\"Helena\"",null,8,"Helena",null,"HELENA    MT","MT",386,8031,"Helena","MT","MTHELENA.txt"]
[null,"597","\"Montana\"","MT","\"Butte\"",null,7,"Butte",null,"MISSOULA    MT","MT",280,7792,"Helena","MT","MTHELENA.txt"]
[null,"598","\"Montana\"","MT","\"Missoula\"",null,10,"Missoula",null,"MISSOULA    MT","MT",280,7792,"Helena","MT","MTHELENA.txt"]
[null,"599","\"Montana\"","MT","\"Kalispell\"",null,11,"Kalispell",null,"KALISPELL    MT","MT",149,8378,"Great Falls","MT","MTGRFALL.txt"]
[null,"600","\"Illinois\"","IL","\"North Chicago Sub.\"",null,20,"North Chicago Sub.",null,"ROCKFORD    IL","IL",702,6969,"Rockford","IL","ILROCKFO.txt"]
[null,"601","\"Illinois\"","IL","\"North Chicago Sub.\"",null,20,"North Chicago Sub.",null,"ROCKFORD    IL","IL",702,6969,"Rockford","IL","ILROCKFO.txt"]
[null,"602","\"Illinois\"","IL","\"Evanston\"",null,10,"Evanston",null,"CHICAGO    IL","IL",752,6536,"Chicago","IL","ILCHICAG.txt"]
[null,"603","\"Illinois\"","IL","\"Oak Park\"",null,10,"Oak Park",null,"CHICAGO    IL","IL",752,6536,"Chicago","IL","ILCHICAG.txt"]
[null,"604","\"Illinois\"","IL","\"South Chicago Sub.\"",null,20,"South Chicago Sub.",null,"CHICAGO    IL","IL",752,6536,"Chicago","IL","ILCHICAG.txt"]
[null,"605","\"Illinois\"","IL","\"South Chicago Sub.\"",null,20,"South Chicago Sub.",null,"CHICAGO    IL","IL",752,6536,"Chicago","IL","ILCHICAG.txt"]
[null,"606","\"Illinois\"","IL","\"Chicago\"",null,9,"Chicago",null,"CHICAGO    IL","IL",752,6536,"Chicago","IL","ILCHICAG.txt"]
[null,"607","\"Illinois\"","IL","\"Chicago\"",null,9,"Chicago",null,"CHICAGO    IL","IL",752,6536,"Chicago","IL","ILCHICAG.txt"]
[null,"609","\"Illinois\"","IL","\"Kankakee\"",null,10,"Kankakee",null,"PEORIA    IL","IL",982,6148,"Peoria","IL","ILPEORIA.txt"]
[null,"610","\"Illinois\"","IL","\"Rockford\"",null,10,"Rockford",null,"ROCKFORD    IL","IL",702,6969,"Rockford","IL","ILROCKFO.txt"]
[null,"611","\"Illinois\"","IL","\"Rockford\"",null,10,"Rockford",null,"ROCKFORD    IL","IL",702,6969,"Rockford","IL","ILROCKFO.txt"]
[null,"612","\"Illinois\"","IL","\"Rock Island\"",null,13,"Rock Island",null,"MOLINE    IL","IL",911,6474,"Peoria","IL","ILPEORIA.txt"]
[null,"613","\"Illinois\"","IL","\"La Salle\"",null,10,"La Salle",null,"MOLINE    IL","IL",911,6474,"Peoria","IL","ILPEORIA.txt"]
[null,"614","\"Illinois\"","IL","\"Galesburg\"",null,11,"Galesburg",null,"MOLINE    IL","IL",911,6474,"Peoria","IL","ILPEORIA.txt"]
[null,"615","\"Illinois\"","IL","\"Peoria\"",null,8,"Peoria",null,"PEORIA    IL","IL",982,6148,"Peoria","IL","ILPEORIA.txt"]
[null,"616","\"Illinois\"","IL","\"Peoria\"",null,8,"Peoria",null,"PEORIA    IL","IL",982,6148,"Peoria","IL","ILPEORIA.txt"]
[null,"617","\"Illinois\"","IL","\"Bloomington\"",null,13,"Bloomington",null,"SPRINGFIELD    IL","IL",1141,5688,"Springfield","IL","ILSPRING.txt"]
[null,"618","\"Illinois\"","IL","\"Champaign/Urbana\"",null,18,"Champaign/Urbana",null,"SPRINGFIELD    IL","IL",1141,5688,"Springfield","IL","ILSPRING.txt"]
[null,"619","\"Illinois\"","IL","\"Champaign/Urbana\"",null,18,"Champaign/Urbana",null,"SPRINGFIELD    IL","IL",1141,5688,"Springfield","IL","ILSPRING.txt"]
[null,"620","\"Illinois\"","IL","\"East Saint Louis\"",null,18,"East Saint Louis",null,"ST. LOUIS    MO","MO",1534,4758,"St Louis","MO","MOSTLOUI.txt"]
[null,"622","\"Illinois\"","IL","\"East Saint Louis\"",null,18,"East Saint Louis",null,"ST. LOUIS    MO","MO",1534,4758,"St Louis","MO","MOSTLOUI.txt"]
[null,"623","\"Illinois\"","IL","\"Quincy\"",null,8,"Quincy",null,"SPRINGFIELD    IL","IL",1141,5688,"Springfield","IL","ILSPRING.txt"]
[null,"624","\"Illinois\"","IL","\"Effingham\"",null,11,"Effingham",null,"ST. LOUIS    MO","MO",1534,4758,"St Louis","MO","MOSTLOUI.txt"]
[null,"625","\"Illinois\"","IL","\"Springfield\"",null,13,"Springfield",null,"SPRINGFIELD    IL","IL",1141,5688,"Springfield","IL","ILSPRING.txt"]
[null,"626","\"Illinois\"","IL","\"Springfield\"",null,13,"Springfield",null,"SPRINGFIELD    IL","IL",1141,5688,"Springfield","IL","ILSPRING.txt"]
[null,"627","\"Illinois\"","IL","\"Springfield\"",null,{"$f":"LEN(E586)","v":13},{"$f":"MID(E586,2,G586-2)","v":"Springfield"},null,"SPRINGFIELD    IL","IL",1141,5688,"Springfield","IL","ILSPRING.txt"]
[null,"628","\"Illinois\"","IL","\"Centralia\"",null,11,"Centralia",null,"EVANSVILLE    IN","IN",1376,4708,"Evansville","IN","INEVANSV.txt"]
[null,"629","\"Illinois\"","IL","\"Carbondale\"",null,12,"Carbondale",null,"EVANSVILLE    IN","IN",1376,4708,"Evansville","IN","INEVANSV.txt"]
[null,"630","\"Missouri\"","MO","\"Saint Louis\"",null,13,"Saint Louis",null,"ST. LOUIS    MO","MO",1534,4758,"St Louis","MO","MOSTLOUI.txt"]
[null,"631","\"Missouri\"","MO","\"Saint Louis\"",null,13,"Saint Louis",null,"ST. LOUIS    MO","MO",1534,4758,"St Louis","MO","MOSTLOUI.txt"]
[null,"632","\"Missouri\"","MO","\"Saint Louis\"",null,13,"Saint Louis",null,"ST. LOUIS    MO","MO",1534,4758,"St Louis","MO","MOSTLOUI.txt"]
[null,"633","\"Missouri\"","MO","\"Saint Charles\"",null,15,"Saint Charles",null,"ST. LOUIS    MO","MO",1534,4758,"St Louis","MO","MOSTLOUI.txt"]
[null,"634","\"Missouri\"","MO","\"Hannibal\"",null,10,"Hannibal",null,"COLUMBIA    MO","MO",1189,5212,"St Louis","MO","MOSTLOUI.txt"]
[null,"635","\"Missouri\"","MO","\"Kirksville\"",null,12,"Kirksville",null,"MOLINE    IL","IL",911,6474,"Peoria","IL","ILPEORIA.txt"]
[null,"636","\"Missouri\"","MO","\"Flat River\"",null,12,"Flat River",null,"ST. LOUIS    MO","MO",1534,4758,"St Louis","MO","MOSTLOUI.txt"]
[null,"637","\"Missouri\"","MO","\"Cape Girardeau\"",null,16,"Cape Girardeau",null,"ST. LOUIS    MO","MO",1534,4758,"St Louis","MO","MOSTLOUI.txt"]
[null,"638","\"Missouri\"","MO","\"Sikeston\"",null,10,"Sikeston",null,"EVANSVILLE    IN","IN",1376,4708,"Evansville","IN","INEVANSV.txt"]
[null,"639","\"Missouri\"","MO","\"Poplar Bluff\"",null,14,"Poplar Bluff",null,"SPRINGFIELD    MO","MO",1320,4638,"Springfield","MO","MOSPRING.txt"]
[null,"640","\"Missouri\"","MO","\"Kansas City\"",null,13,"Kansas City",null,"KANSAS CITY    MO","MO",1288,5393,"Kansas City","MO","MOKANCTY.txt"]
[null,"641","\"Missouri\"","MO","\"Kansas City\"",null,13,"Kansas City",null,"KANSAS CITY    MO","MO",1288,5393,"Kansas City","MO","MOKANCTY.txt"]
[null,"644","\"Missouri\"","MO","\"Saint Joseph\"",null,14,"Saint Joseph",null,"TOPEKA    KS","KS",1304,5265,"Topeka","KS","KSTOPEKA.txt"]
[null,"645","\"Missouri\"","MO","\"Saint Joseph\"",null,14,"Saint Joseph",null,"KANSAS CITY    MO","MO",1288,5393,"Kansas City","MO","MOKANCTY.txt"]
[null,"646","\"Missouri\"","MO","\"Chillicothe\"",null,13,"Chillicothe",null,"KANSAS CITY    MO","MO",1288,5393,"Kansas City","MO","MOKANCTY.txt"]
[null,"647","\"Missouri\"","MO","\"Harrisonville\"",null,15,"Harrisonville",null,"SPRINGFIELD    MO","MO",1320,4638,"Springfield","MO","MOSPRING.txt"]
[null,"648","\"Missouri\"","MO","\"Joplin\"",null,8,"Joplin",null,"SPRINGFIELD    MO","MO",1320,4638,"Springfield","MO","MOSPRING.txt"]
[null,"650","\"Missouri\"","MO","\"Jefferson_City\"",null,16,"Jefferson_City",null,"ST. LOUIS    MO","MO",1534,4758,"St Louis","MO","MOSTLOUI.txt"]
[null,"651","\"Missouri\"","MO","\"Jefferson_City\"",null,16,"Jefferson_City",null,"COLUMBIA    MO","MO",1189,5212,"St Louis","MO","MOSTLOUI.txt"]
[null,"652","\"Missouri\"","MO","\"Columbia\"",null,10,"Columbia",null,"COLUMBIA    MO","MO",1189,5212,"St Louis","MO","MOSTLOUI.txt"]
[null,"653","\"Missouri\"","MO","\"Sedalia\"",null,9,"Sedalia",null,"COLUMBIA    MO","MO",1189,5212,"St Louis","MO","MOSTLOUI.txt"]
[null,"654","\"Missouri\"","MO","\"Rolla\"",null,7,"Rolla",null,"SPRINGFIELD    MO","MO",1320,4638,"Springfield","MO","MOSPRING.txt"]
[null,"655","\"Missouri\"","MO","\"Rolla\"",null,7,"Rolla",null,"SPRINGFIELD    MO","MO",1320,4638,"Springfield","MO","MOSPRING.txt"]
[null,"656","\"Missouri\"","MO","\"Springfield\"",null,13,"Springfield",null,"SPRINGFIELD    MO","MO",1320,4638,"Springfield","MO","MOSPRING.txt"]
[null,"657","\"Missouri\"","MO","\"Springfield\"",null,13,"Springfield",null,"SPRINGFIELD    MO","MO",1320,4638,"Springfield","MO","MOSPRING.txt"]
[null,"658","\"Missouri\"","MO","\"Springfield\"",null,13,"Springfield",null,"SPRINGFIELD    MO","MO",1320,4638,"Springfield","MO","MOSPRING.txt"]
[null,"660","\"Kansas\"","KS","\"Kansas City\"",null,13,"Kansas City",null,"TOPEKA    KS","KS",1304,5265,"Kansas City","MO","MOKANCTY.txt"]
[null,"661","\"Kansas\"","KS","\"Kansas City\"",null,13,"Kansas City",null,"KANSAS CITY    MO","MO",1288,5393,"Kansas City","MO","MOKANCTY.txt"]
[null,"662","\"Kansas\"","KS","\"Shawnee/Mission\"",null,17,"Shawnee/Mission",null,"KANSAS CITY    MO","MO",1288,5393,"Kansas City","MO","MOKANCTY.txt"]
[null,"664","\"Kansas\"","KS","\"Topeka\"",null,8,"Topeka",null,"TOPEKA    KS","KS",1304,5265,"Topeka","KS","KSTOPEKA.txt"]
[null,"665","\"Kansas\"","KS","\"Topeka\"",null,8,"Topeka",null,"TOPEKA    KS","KS",1304,5265,"Topeka","KS","KSTOPEKA.txt"]
[null,"666","\"Kansas\"","KS","\"Topeka\"",null,8,"Topeka",null,"TOPEKA    KS","KS",1304,5265,"Topeka","KS","KSTOPEKA.txt"]
[null,"667","\"Kansas\"","KS","\"Fort Scott\"",null,12,"Fort Scott",null,"SPRINGFIELD    MO","MO",1320,4638,"Springfield","MO","MOSPRING.txt"]
[null,"668","\"Kansas\"","KS","\"Emporia\"",null,9,"Emporia",null,"WICHITA    KS","KS",1628,4791,"Wichita","KS","KSWICHIT.txt"]
[null,"669","\"Kansas\"","KS","\"Concordia\"",null,11,"Concordia",null,"CONCORDIA    KS","KS",1317,5574,"Topeka","KS","KSTOPEKA.txt"]
[null,"670","\"Kansas\"","KS","\"Wichita\"",null,9,"Wichita",null,"WICHITA    KS","KS",1628,4791,"Wichita","KS","KSWICHIT.txt"]
[null,"671","\"Kansas\"","KS","\"Wichita\"",null,9,"Wichita",null,"WICHITA    KS","KS",1628,4791,"Wichita","KS","KSWICHIT.txt"]
[null,"672","\"Kansas\"","KS","\"Wichita\"",null,9,"Wichita",null,"WICHITA    KS","KS",1628,4791,"Wichita","KS","KSWICHIT.txt"]
[null,"673","\"Kansas\"","KS","\"Independence\"",null,14,"Independence",null,"SPRINGFIELD    MO","MO",1320,4638,"Springfield","MO","MOSPRING.txt"]
[null,"674","\"Kansas\"","KS","\"Salina\"",null,8,"Salina",null,"TOPEKA    KS","KS",1304,5265,"Topeka","KS","KSTOPEKA.txt"]
[null,"675","\"Kansas\"","KS","\"Hutchinson\"",null,12,"Hutchinson",null,"WICHITA    KS","KS",1628,4791,"Wichita","KS","KSWICHIT.txt"]
[null,"676","\"Kansas\"","KS","\"Hays\"",null,6,"Hays",null,"DODGE CITY    KS","KS",1465,5001,"Wichita","KS","KSWICHIT.txt"]
[null,"677","\"Kansas\"","KS","\"Colby\"",null,7,"Colby",null,"GOODLAND    KS","KS",859,5974,"Goodland","KS","KSGOODLA.txt"]
[null,"678","\"Kansas\"","KS","\"Dodge City\"",null,12,"Dodge City",null,"DODGE CITY    KS","KS",1465,5001,"Wichita","KS","KSWICHIT.txt"]
[null,"679","\"Kansas\"","KS","\"Liberal\"",null,9,"Liberal",null,"DODGE CITY    KS","KS",1465,5001,"Wichita","KS","KSWICHIT.txt"]
[null,"680","\"Nebraska\"","NE","\"Omaha\"",null,7,"Omaha",null,"OMAHA EPPLEY AP    NE","NE",1072,6300,"Omaha","NE","NEOMAHA.txt"]
[null,"681","\"Nebraska\"","NE","\"Omaha\"",null,7,"Omaha",null,"OMAHA EPPLEY AP    NE","NE",1072,6300,"Omaha","NE","NEOMAHA.txt"]
[null,"683","\"Nebraska\"","NE","\"Lincoln\"",null,9,"Lincoln",null,"LINCOLN    NE","NE",1134,6278,"Lincoln","NE","NELINCOL.txt"]
[null,"684","\"Nebraska\"","NE","\"Lincoln\"",null,9,"Lincoln",null,"LINCOLN    NE","NE",1134,6278,"Lincoln","NE","NELINCOL.txt"]
[null,"685","\"Nebraska\"","NE","\"Lincoln\"",null,9,"Lincoln",null,"LINCOLN    NE","NE",1134,6278,"Lincoln","NE","NELINCOL.txt"]
[null,"686","\"Nebraska\"","NE","\"Columbus\"",null,10,"Columbus",null,"GRAND ISLAND    NE","NE",997,6421,"Lincoln","NE","NELINCOL.txt"]
[null,"687","\"Nebraska\"","NE","\"Norfolk\"",null,9,"Norfolk",null,"NORFOLK    NE","NE",877,6873,"Sioux City","IA","IASIOCTY.txt"]
[null,"688","\"Nebraska\"","NE","\"Grand Island\"",null,14,"Grand Island",null,"GRAND ISLAND    NE","NE",997,6421,"Lincoln","NE","NELINCOL.txt"]
[null,"689","\"Nebraska\"","NE","\"Hastings\"",null,10,"Hastings",null,"GRAND ISLAND    NE","NE",997,6421,"Lincoln","NE","NELINCOL.txt"]
[null,"690","\"Nebraska\"","NE","\"McCook\"",null,8,"McCook",null,"GOODLAND    KS","KS",859,5974,"Goodland","KS","KSGOODLA.txt"]
[null,"691","\"Nebraska\"","NE","\"North_Platte\"",null,14,"North_Platte",null,"NORTH PLATTE    NE","NE",713,6859,"North Platte","NE","NENPLATT.txt"]
[null,"692","\"Nebraska\"","NE","\"Valentine\"",null,11,"Valentine",null,"VALENTINE    NE","NE",752,7282,"North Platte","NE","NENPLATT.txt"]
[null,"693","\"Nebraska\"","NE","\"Alliance\"",null,10,"Alliance",null,"RAPID CITY    SD","SD",611,7301,"Rapid City","SD","SDRAPCTY.txt"]
[null,"700","\"Louisiana\"","LA","\"New Orleans\"",null,13,"New Orleans",null,"NEW ORLEANS    LA","LA",2655,1513,"New Orleans","LA","LANEWORL.txt"]
[null,"701","\"Louisiana\"","LA","\"New Orleans\"",null,13,"New Orleans",null,"NEW ORLEANS    LA","LA",2655,1513,"New Orleans","LA","LANEWORL.txt"]
[null,"703","\"Louisiana\"","LA","\"Thibodaux\"",null,11,"Thibodaux",null,"NEW ORLEANS    LA","LA",2655,1513,"New Orleans","LA","LANEWORL.txt"]
[null,"704","\"Louisiana\"","LA","\"Hammond\"",null,{"$f":"LEN(E650)","v":9},{"$f":"MID(E650,2,G650-2)","v":"Hammond"},null,"BATON ROUGE    LA","LA",2690,1669,"Baton Rouge","LA","LABATONR.txt"]
[null,"705","\"Louisiana\"","LA","\"Lafayette\"",null,11,"Lafayette",null,"BATON ROUGE    LA","LA",2690,1669,"Baton Rouge","LA","LABATONR.txt"]
[null,"706","\"Louisiana\"","LA","\"Lake Charles\"",null,14,"Lake Charles",null,"LAKE CHARLES    LA","LA",2650,1616,"Lake Charles","LA","LALAKECH.txt"]
[null,"707","\"Louisiana\"","LA","\"Baton Rouge\"",null,13,"Baton Rouge",null,"BATON ROUGE    LA","LA",2690,1669,"Baton Rouge","LA","LABATONR.txt"]
[null,"708","\"Louisiana\"","LA","\"Baton Rouge\"",null,13,"Baton Rouge",null,"BATON ROUGE    LA","LA",2690,1669,"Baton Rouge","LA","LABATONR.txt"]
[null,"710","\"Louisiana\"","LA","\"Shreveport\"",null,12,"Shreveport",null,"SHREVEPORT    LA","LA",2368,2264,"Shreveport","LA","LASHREVE.txt"]
[null,"711","\"Louisiana\"","LA","\"Shreveport\"",null,12,"Shreveport",null,"SHREVEPORT    LA","LA",2368,2264,"Shreveport","LA","LASHREVE.txt"]
[null,"712","\"Louisiana\"","LA","\"Monroe\"",null,8,"Monroe",null,"JACKSON    MS","MS",2215,2467,"Jackson","MS","MSJACKSO.txt"]
[null,"713","\"Louisiana\"","LA","\"Alexandria\"",null,12,"Alexandria",null,"SHREVEPORT    LA","LA",2368,2264,"Shreveport","LA","LASHREVE.txt"]
[null,"714","\"Louisiana\"","LA","\"Aimwell\"",null,9,"Aimwell",null,"SHREVEPORT    LA","LA",2368,2264,"Shreveport","LA","LASHREVE.txt"]
[null,"716","\"Arkansas\"","AR","\"Pine Bluff\"",null,12,"Pine Bluff",null,"JACKSON    MS","MS",2215,2467,"Jackson","MS","MSJACKSO.txt"]
[null,"717","\"Arkansas\"","AR","\"Camden\"",null,8,"Camden",null,"LITTLE ROCK    AR","AR",2005,3155,"Little Rock","AR","ARLIROCK.txt"]
[null,"718","\"Arkansas\"","AR","\"Hope\"",null,6,"Hope",null,"LITTLE ROCK    AR","AR",2005,3155,"Little Rock","AR","ARLIROCK.txt"]
[null,"719","\"Arkansas\"","AR","\"Hot Springs\"",null,13,"Hot Springs",null,"LITTLE ROCK    AR","AR",2005,3155,"Little Rock","AR","ARLIROCK.txt"]
[null,"720","\"Arkansas\"","AR","\"Little Rock\"",null,13,"Little Rock",null,"LITTLE ROCK    AR","AR",2005,3155,"Little Rock","AR","ARLIROCK.txt"]
[null,"721","\"Arkansas\"","AR","\"Little Rock\"",null,13,"Little Rock",null,"LITTLE ROCK    AR","AR",2005,3155,"Little Rock","AR","ARLIROCK.txt"]
[null,"722","\"Arkansas\"","AR","\"Little Rock\"",null,13,"Little Rock",null,"LITTLE ROCK    AR","AR",2005,3155,"Little Rock","AR","ARLIROCK.txt"]
[null,"723","\"Arkansas\"","AR","\"West Memphis\"",null,14,"West Memphis",null,"NORTH LITTLE ROCK    AR","AR",1916,3228,"Little Rock","AR","ARLIROCK.txt"]
[null,"724","\"Arkansas\"","AR","\"Jonesboro\"",null,11,"Jonesboro",null,"NORTH LITTLE ROCK    AR","AR",1916,3228,"Little Rock","AR","ARLIROCK.txt"]
[null,"725","\"Arkansas\"","AR","\"Batesville\"",null,12,"Batesville",null,"NORTH LITTLE ROCK    AR","AR",1916,3228,"Little Rock","AR","ARLIROCK.txt"]
[null,"726","\"Arkansas\"","AR","\"Harrison\"",null,10,"Harrison",null,"FORT SMITH    AR","AR",1894,3478,"Fort Smith","AR","ARFTSMIT.txt"]
[null,"727","\"Arkansas\"","AR","\"Fayetteville\"",null,14,"Fayetteville",null,"SPRINGFIELD    MO","MO",1320,4638,"Springfield","MO","MOSPRING.txt"]
[null,"728","\"Arkansas\"","AR","\"Russellville\"",null,14,"Russellville",null,"FORT SMITH    AR","AR",1894,3478,"Fort Smith","AR","ARFTSMIT.txt"]
[null,"729","\"Arkansas\"","AR","\"Fort Smith\"",null,12,"Fort Smith",null,"FORT SMITH    AR","AR",1894,3478,"Fort Smith","AR","ARFTSMIT.txt"]
[null,"730","\"Oklahoma\"","OK","\"Oklahoma City\"",null,15,"Oklahoma City",null,"OKLAHOMA CITY    OK","OK",1859,3659,"Oklahoma City","OK","OKOKLCTY.txt"]
[null,"731","\"Oklahoma\"","OK","\"Oklahoma City\"",null,15,"Oklahoma City",null,"OKLAHOMA CITY    OK","OK",1859,3659,"Oklahoma City","OK","OKOKLCTY.txt"]
[null,"734","\"Oklahoma\"","OK","\"Ardmore\"",null,9,"Ardmore",null,"DALLAS-FORT WORTH    TX","TX",2603,2407,"Dallas Ft Worth","TX","TXDALLAS.txt"]
[null,"735","\"Oklahoma\"","OK","\"Lawton\"",null,8,"Lawton",null,"WICHITA FALLS    TX","TX",2340,3042,"Wichita Falls","TX","TXWICHFA.txt"]
[null,"736","\"Oklahoma\"","OK","\"Clinton\"",null,9,"Clinton",null,"OKLAHOMA CITY    OK","OK",1859,3659,"Oklahoma City","OK","OKOKLCTY.txt"]
[null,"737","\"Oklahoma\"","OK","\"Enid\"",null,6,"Enid",null,"OKLAHOMA CITY    OK","OK",1859,3659,"Oklahoma City","OK","OKOKLCTY.txt"]
[null,"738","\"Oklahoma\"","OK","\"Woodward\"",null,10,"Woodward",null,"AMARILLO    TX","TX",1354,4258,"Amarillo","TX","TXAMARIL.txt"]
[null,"739","\"Oklahoma\"","OK","\"Guymon\"",null,8,"Guymon",null,"AMARILLO    TX","TX",1354,4258,"Oklahoma City","OK","OKOKLCTY.txt"]
[null,"740","\"Oklahoma\"","OK","\"Tulsa\"",null,7,"Tulsa",null,"OKLAHOMA CITY    OK","OK",1859,3659,"Tulsa","OK","OKTULSA.txt"]
[null,"741","\"Oklahoma\"","OK","\"Tulsa\"",null,7,"Tulsa",null,"TULSA    OK","OK",2017,3691,"Tulsa","OK","OKTULSA.txt"]
[null,"743","\"Oklahoma\"","OK","\"Vinita\"",null,8,"Vinita",null,"TULSA    OK","OK",2017,3691,"Tulsa","OK","OKTULSA.txt"]
[null,"744","\"Oklahoma\"","OK","\"Muskogee\"",null,10,"Muskogee",null,"FORT SMITH    AR","AR",1894,3478,"Fort Smith","AR","ARFTSMIT.txt"]
[null,"745","\"Oklahoma\"","OK","\"McAlester\"",null,11,"McAlester",null,"FORT SMITH    AR","AR",1894,3478,"Fort Smith","AR","ARFTSMIT.txt"]
[null,"746","\"Oklahoma\"","OK","\"Ponca City\"",null,12,"Ponca City",null,"TULSA    OK","OK",2017,3691,"Tulsa","OK","OKTULSA.txt"]
[null,"747","\"Oklahoma\"","OK","\"Durant\"",null,8,"Durant",null,"DALLAS-FORT WORTH    TX","TX",2603,2407,"Dallas Ft Worth","TX","TXDALLAS.txt"]
[null,"748","\"Oklahoma\"","OK","\"Shawnee\"",null,9,"Shawnee",null,"WICHITA FALLS    TX","TX",2340,3042,"Wichita Falls","TX","TXWICHFA.txt"]
[null,"749","\"Oklahoma\"","OK","\"Poteau\"",null,8,"Poteau",null,"FORT SMITH    AR","AR",1894,3478,"Fort Smith","AR","ARFTSMIT.txt"]
[null,"750","\"Texas\"","TX","\"Dallas\"",null,8,"Dallas",null,"DALLAS-FORT WORTH    TX","TX",2603,2407,"Dallas Ft Worth","TX","TXDALLAS.txt"]
[null,"751","\"Texas\"","TX","\"Dallas\"",null,8,"Dallas",null,"DALLAS-FORT WORTH    TX","TX",2603,2407,"Dallas Ft Worth","TX","TXDALLAS.txt"]
[null,"752","\"Texas\"","TX","\"Dallas\"",null,8,"Dallas",null,"DALLAS-FORT WORTH    TX","TX",2603,2407,"Dallas Ft Worth","TX","TXDALLAS.txt"]
[null,"753","\"Texas\"","TX","\"Dallas\"",null,8,"Dallas",null,"DALLAS-FORT WORTH    TX","TX",2603,2407,"Dallas Ft Worth","TX","TXDALLAS.txt"]
[null,"754","\"Texas\"","TX","\"Greenville\"",null,12,"Greenville",null,"DALLAS-FORT WORTH    TX","TX",2603,2407,"Dallas Ft Worth","TX","TXDALLAS.txt"]
[null,"755","\"Texas\"","TX","\"Texarkana\"",null,11,"Texarkana",null,"SHREVEPORT    LA","LA",2368,2264,"Shreveport","LA","LASHREVE.txt"]
[null,"756","\"Texas\"","TX","\"Longview\"",null,10,"Longview",null,"SHREVEPORT    LA","LA",2368,2264,"Shreveport","LA","LASHREVE.txt"]
[null,"757","\"Texas\"","TX","\"Tyler\"",null,7,"Tyler",null,"DALLAS-FORT WORTH    TX","TX",2603,2407,"Dallas Ft Worth","TX","TXDALLAS.txt"]
[null,"758","\"Texas\"","TX","\"Palestine\"",null,11,"Palestine",null,"WACO    TX","TX",2816,2179,"Waco","TX","TXWACO.txt"]
[null,"759","\"Texas\"","TX","\"Lufkin\"",null,8,"Lufkin",null,"WACO    TX","TX",2816,2179,"Waco","TX","TXWACO.txt"]
[null,"760","\"Texas\"","TX","\"Fort Worth\"",null,12,"Fort Worth",null,"DALLAS-FORT WORTH    TX","TX",2603,2407,"Dallas Ft Worth","TX","TXDALLAS.txt"]
[null,"761","\"Texas\"","TX","\"Fort Worth\"",null,12,"Fort Worth",null,"DALLAS-FORT WORTH    TX","TX",2603,2407,"Dallas Ft Worth","TX","TXDALLAS.txt"]
[null,"762","\"Texas\"","TX","\"Denton\"",null,8,"Denton",null,"DALLAS-FORT WORTH    TX","TX",2603,2407,"Dallas Ft Worth","TX","TXDALLAS.txt"]
[null,"763","\"Texas\"","TX","\"Wichita Falls\"",null,15,"Wichita Falls",null,"WICHITA FALLS    TX","TX",2340,3042,"Wichita Falls","TX","TXWICHFA.txt"]
[null,"764","\"Texas\"","TX","\"Stephenville\"",null,14,"Stephenville",null,"ABILENE    TX","TX",2451,2584,"Abilene","TX","TXABILEN.txt"]
[null,"765","\"Texas\"","TX","\"Temple\"",null,8,"Temple",null,"WACO    TX","TX",2816,2179,"Waco","TX","TXWACO.txt"]
[null,"766","\"Texas\"","TX","\"Waco\"",null,6,"Waco",null,"WACO    TX","TX",2816,2179,"Waco","TX","TXWACO.txt"]
[null,"767","\"Texas\"","TX","\"Waco\"",null,6,"Waco",null,"WACO    TX","TX",2816,2179,"Waco","TX","TXWACO.txt"]
[null,"768","\"Texas\"","TX","\"Brownwood\"",null,11,"Brownwood",null,"ABILENE    TX","TX",2451,2584,"Abilene","TX","TXABILEN.txt"]
[null,"769","\"Texas\"","TX","\"San Angelo\"",null,12,"San Angelo",null,"SAN ANGELO    TX","TX",2400,2414,"San Angelo","TX","TXSANANG.txt"]
[null,"770","\"Texas\"","TX","\"Houston\"",null,9,"Houston",null,"HOUSTON    TX","TX",2700,1599,"Houston","TX","TXHOUSTO.txt"]
[null,"771","\"Texas\"","TX","\"Houston\"",null,9,"Houston",null,"HOUSTON    TX","TX",2700,1599,"Houston","TX","TXHOUSTO.txt"]
[null,"772","\"Texas\"","TX","\"Houston\"",null,9,"Houston",null,"HOUSTON    TX","TX",2700,1599,"Houston","TX","TXHOUSTO.txt"]
[null,"773","\"Texas\"","TX","\"Conroe\"",null,{"$f":"LEN(E714)","v":8},{"$f":"MID(E714,2,G714-2)","v":"Conroe"},null,"HOUSTON    TX","TX",2700,1599,"Houston","TX","TXHOUSTO.txt"]
[null,"774","\"Texas\"","TX","\"Houston\"",null,9,"Houston",null,"HOUSTON    TX","TX",2700,1599,"Houston","TX","TXHOUSTO.txt"]
[null,"775","\"Texas\"","TX","\"Galveston\"",null,11,"Galveston",null,"GALVESTON    TX","TX",2994,1263,"Houston","TX","TXHOUSTO.txt"]
[null,"776","\"Texas\"","TX","\"Beaumont\"",null,10,"Beaumont",null,"PORT ARTHUR    TX","TX",2764,1499,"Houston","TX","TXHOUSTO.txt"]
[null,"777","\"Texas\"","TX","\"Beaumont\"",null,10,"Beaumont",null,"PORT ARTHUR    TX","TX",2764,1499,"Houston","TX","TXHOUSTO.txt"]
[null,"778","\"Texas\"","TX","\"Bryan\"",null,7,"Bryan",null,"AUSTIN    TX","TX",3016,1688,"Austin","TX","TXAUSTIN.txt"]
[null,"779","\"Texas\"","TX","\"Victoria\"",null,10,"Victoria",null,"VICTORIA    TX","TX",3118,1296,"Corpus Christi","TX","TXCORPUS.txt"]
[null,"780","\"Texas\"","TX","\"Laredo/Pearsall\"",null,17,"Laredo/Pearsall",null,"VICTORIA    TX","TX",3118,1296,"San Antonio","TX","TXSANANT.txt"]
[null,"781","\"Texas\"","TX","\"San Antonio\"",null,13,"San Antonio",null,"AUSTIN    TX","TX",3016,1688,"San Antonio","TX","TXSANANT.txt"]
[null,"782","\"Texas\"","TX","\"San Antonio\"",null,13,"San Antonio",null,"SAN ANTONIO    TX","TX",2996,1644,"San Antonio","TX","TXSANANT.txt"]
[null,"783","\"Texas\"","TX","\"Corpus Christi\"",null,16,"Corpus Christi",null,"CORPUS CHRISTI    TX","TX",3439,1016,"Corpus Christi","TX","TXCORPUS.txt"]
[null,"784","\"Texas\"","TX","\"Corpus Christi\"",null,16,"Corpus Christi",null,"CORPUS CHRISTI    TX","TX",3439,1016,"Corpus Christi","TX","TXCORPUS.txt"]
[null,"785","\"Texas\"","TX","\"Brownsville\"",null,13,"Brownsville",null,"BROWNSVILLE    TX","TX",3888,635,"Brownsville","TX","TXBROWNS.txt"]
[null,"786","\"Texas\"","TX","\"Austin\"",null,8,"Austin",null,"SAN ANTONIO    TX","TX",2996,1644,"Austin","TX","TXAUSTIN.txt"]
[null,"787","\"Texas\"","TX","\"Austin\"",null,8,"Austin",null,"AUSTIN    TX","TX",3016,1688,"Austin","TX","TXAUSTIN.txt"]
[null,"788","\"Texas\"","TX","\"Uvalde\"",null,8,"Uvalde",null,"DEL RIO    TX","TX",3142,1506,"San Antonio","TX","TXSANANT.txt"]
[null,"789","\"Texas\"","TX","\"Giddings\"",null,10,"Giddings",null,"AUSTIN    TX","TX",3016,1688,"Austin","TX","TXAUSTIN.txt"]
[null,"790","\"Texas\"","TX","\"Adrian\"",null,8,"Adrian",null,"AMARILLO    TX","TX",1354,4258,"Amarillo","TX","TXAMARIL.txt"]
[null,"791","\"Texas\"","TX","\"Amarillo\"",null,10,"Amarillo",null,"AMARILLO    TX","TX",1354,4258,"Amarillo","TX","TXAMARIL.txt"]
[null,"792","\"Texas\"","TX","\"Childress\"",null,11,"Childress",null,"LUBBOCK    TX","TX",1689,3431,"Lubbock","TX","TXLUBBOC.txt"]
[null,"793","\"Texas\"","TX","\"Lubbock\"",null,9,"Lubbock",null,"LUBBOCK    TX","TX",1689,3431,"Lubbock","TX","TXLUBBOC.txt"]
[null,"794","\"Texas\"","TX","\"Lubbock\"",null,9,"Lubbock",null,"LUBBOCK    TX","TX",1689,3431,"Lubbock","TX","TXLUBBOC.txt"]
[null,"795","\"Texas\"","TX","\"Abilene\"",null,9,"Abilene",null,"ABILENE    TX","TX",2451,2584,"Abilene","TX","TXABILEN.txt"]
[null,"796","\"Texas\"","TX","\"Abilene\"",null,9,"Abilene",null,"ABILENE    TX","TX",2451,2584,"Abilene","TX","TXABILEN.txt"]
[null,"797","\"Texas\"","TX","\"Midland\"",null,9,"Midland",null,"EL PASO    TX","TX",2094,2708,"Midland Odessa","TX","TXMIDLAN.txt"]
[null,"798","\"Texas\"","TX","\"El Paso\"",null,9,"El Paso",null,"MIDLAND-ODESSA    TX","TX",2163,2751,"El Paso","TX","TXELPASO.txt"]
[null,"799","\"Texas\"","TX","\"El Paso\"",null,9,"El Paso",null,"EL PASO    TX","TX",2094,2708,"El Paso","TX","TXELPASO.txt"]
[null,"800","\"Colorado\"","CO","\"Denver\"",null,8,"Denver",null,"DENVER    CO","CO",679,6020,"Denver","CO","CODENVER.txt"]
[null,"801","\"Colorado\"","CO","\"Denver\"",null,8,"Denver",null,"DENVER    CO","CO",679,6020,"Denver","CO","CODENVER.txt"]
[null,"802","\"Colorado\"","CO","\"Denver\"",null,8,"Denver",null,"DENVER    CO","CO",679,6020,"Denver","CO","CODENVER.txt"]
[null,"803","\"Colorado\"","CO","\"Boulder\"",null,9,"Boulder",null,"DENVER    CO","CO",679,6020,"Denver","CO","CODENVER.txt"]
[null,"804","\"Colorado\"","CO","\"Golden/Dillon\"",null,15,"Golden/Dillon",null,"DENVER    CO","CO",679,6020,"Denver","CO","CODENVER.txt"]
[null,"805","\"Colorado\"","CO","\"Longmont\"",null,10,"Longmont",null,"DENVER    CO","CO",679,6020,"Denver","CO","CODENVER.txt"]
[null,"806","\"Colorado\"","CO","\"Greeley\"",null,9,"Greeley",null,"DENVER    CO","CO",679,6020,"Denver","CO","CODENVER.txt"]
[null,"807","\"Colorado\"","CO","\"Fort Morgan\"",null,13,"Fort Morgan",null,"COLORADO SPRINGS    CO","CO",419,6415,"Colorado Springs","CO","COCOSPGS.txt"]
[null,"808","\"Colorado\"","CO","\"Colorado Springs\"",null,18,"Colorado Springs",null,"COLORADO SPRINGS    CO","CO",419,6415,"Colorado Springs","CO","COCOSPGS.txt"]
[null,"809","\"Colorado\"","CO","\"Colorado Springs\"",null,18,"Colorado Springs",null,"COLORADO SPRINGS    CO","CO",419,6415,"Colorado Springs","CO","COCOSPGS.txt"]
[null,"810","\"Colorado\"","CO","\"Pueblo\"",null,8,"Pueblo",null,"PUEBLO    CO","CO",973,5413,"Pueblo","CO","COPUEBLO.txt"]
[null,"811","\"Colorado\"","CO","\"Alamosa\"",null,9,"Alamosa",null,"ALAMOSA    CO","CO",62,8749,"Colorado Springs","CO","COCOSPGS.txt"]
[null,"812","\"Colorado\"","CO","\"Salida\"",null,8,"Salida",null,"ALAMOSA    CO","CO",62,8749,"Pueblo","CO","COPUEBLO.txt"]
[null,"813","\"Colorado\"","CO","\"Durango\"",null,9,"Durango",null,"GRAND JUNCTION    CO","CO",1183,5548,"Grand Junction","CO","COGRNDJU.txt"]
[null,"814","\"Colorado\"","CO","\"Montrose\"",null,10,"Montrose",null,"GRAND JUNCTION    CO","CO",1183,5548,"Grand Junction","CO","COGRNDJU.txt"]
[null,"815","\"Colorado\"","CO","\"Grand Junction\"",null,16,"Grand Junction",null,"GRAND JUNCTION    CO","CO",1183,5548,"Grand Junction","CO","COGRNDJU.txt"]
[null,"816","\"Colorado\"","CO","\"Glenwood Springs\"",null,18,"Glenwood Springs",null,"GRAND JUNCTION    CO","CO",1183,5548,"Grand Junction","CO","COGRNDJU.txt"]
[null,"820","\"Wyoming\"","WY","\"Cheyenne\"",null,10,"Cheyenne",null,"CHEYENNE    WY","WY",285,7326,"Cheyenne","WY","WYCHEYEN.txt"]
[null,"821","\"Wyoming\"","WY","\"Yellowstone Nat Pk\"",null,20,"Yellowstone Nat Pk",null,"HELENA    MT","MT",386,8031,"Helena","MT","MTHELENA.txt"]
[null,"822","\"Wyoming\"","WY","\"Wheatland\"",null,11,"Wheatland",null,"SCOTTSBLUFF    NE","NE",713,6729,"Cheyenne","WY","WYCHEYEN.txt"]
[null,"823","\"Wyoming\"","WY","\"Rawlins\"",null,9,"Rawlins",null,"CHEYENNE    WY","WY",285,7326,"Cheyenne","WY","WYCHEYEN.txt"]
[null,"824","\"Wyoming\"","WY","\"Worland\"",null,9,"Worland",null,"LANDER    WY","WY",479,7889,"Casper","WY","WYCASPER.txt "]
[null,"825","\"Wyoming\"","WY","\"Riverton\"",null,10,"Riverton",null,"LANDER    WY","WY",479,7889,"Casper","WY","WYCASPER.txt "]
[null,"826","\"Wyoming\"","WY","\"Casper\"",null,8,"Casper",null,"SHERIDAN    WY","WY",439,7804,"Casper","WY","WYCASPER.txt "]
[null,"827","\"Wyoming\"","WY","\"Gillette\"",null,10,"Gillette",null,"CASPER    WY","WY",445,7682,"Casper","WY","WYCASPER.txt "]
[null,"828","\"Wyoming\"","WY","\"Sheridan\"",null,10,"Sheridan",null,"SHERIDAN    WY","WY",439,7804,"Casper","WY","WYCASPER.txt "]
[null,"829","\"Wyoming\"","WY","\"Rock Springs\"",null,14,"Rock Springs",null,"LANDER    WY","WY",479,7889,"Casper","WY","WYCASPER.txt "]
[null,"830","\"Wyoming\"","WY","\"Jackson\"",null,9,"Jackson",null,"LANDER    WY","WY",479,7889,"Casper","WY","WYCASPER.txt "]
[null,"831","\"Wyoming\"","WY","\"Kemmerer\"",null,10,"Kemmerer",null,"LANDER    WY","WY",479,7889,"Casper","WY","WYCASPER.txt "]
[null,"832","\"Idaho\"","ID","\"Pocatello\"",null,11,"Pocatello",null,"POCATELLO    ID","ID",421,7180,"Pocatello","ID","IDPOCATE.txt"]
[null,"833","\"Idaho\"","ID","\"Twin Falls\"",null,12,"Twin Falls",null,"POCATELLO    ID","ID",421,7180,"Pocatello","ID","IDPOCATE.txt"]
[null,"834","\"Idaho\"","ID","\"Idaho Falls\"",null,13,"Idaho Falls",null,"POCATELLO    ID","ID",421,7180,"Pocatello","ID","IDPOCATE.txt"]
[null,"835","\"Idaho\"","ID","\"Lewiston\"",null,10,"Lewiston",null,"LEWISTON    ID","ID",814,5270,"Spokane","WA","WASPOKAN.txt"]
[null,"836","\"Idaho\"","ID","\"Boise\"",null,7,"Boise",null,"BOISE    ID","ID",754,5861,"Boise","ID","IDBOISE.txt"]
[null,"837","\"Idaho\"","ID","\"Boise\"",null,7,"Boise",null,"BOISE    ID","ID",754,5861,"Boise","ID","IDBOISE.txt"]
[null,"838","\"Idaho\"","ID","\"Coeur D'Alene\"",null,15,"Coeur D'Alene",null,"SPOKANE    WA","WA",398,6842,"Spokane","WA","WASPOKAN.txt"]
[null,"840","\"Utah\"","UT","\"Salt Lake City/Heber City\"",null,27,"Salt Lake City/Heber City",null,"SALT LAKE CITY    UT","UT",1047,5765,"Salt Lake City","UT","UTSALTLK.txt"]
[null,"841","\"Utah\"","UT","\"Salt Lake City\"",null,{"$f":"LEN(E778)","v":16},{"$f":"MID(E778,2,G778-2)","v":"Salt Lake City"},null,"SALT LAKE CITY    UT","UT",1047,5765,"Salt Lake City","UT","UTSALTLK.txt"]
[null,"843","\"Utah\"","UT","\"Ogden/Logan\"",null,13,"Ogden/Logan",null,"SALT LAKE CITY    UT","UT",1047,5765,"Salt Lake City","UT","UTSALTLK.txt"]
[null,"844","\"Utah\"","UT","\"Ogden\"",null,7,"Ogden",null,"SALT LAKE CITY    UT","UT",1047,5765,"Salt Lake City","UT","UTSALTLK.txt"]
[null,"845","\"Utah\"","UT","\"Southeast Utah/Green River\"",null,28,"Southeast Utah/Green River",null,"GRAND JUNCTION    CO","CO",1183,5548,"Grand Junction","CO","COGRNDJU.txt"]
[null,"846","\"Utah\"","UT","\"Provo\"",null,7,"Provo",null,"SALT LAKE CITY    UT","UT",1047,5765,"Salt Lake City","UT","UTSALTLK.txt"]
[null,"847","\"Utah\"","UT","\"Southwest Utah/Cedar City\"",null,27,"Southwest Utah/Cedar City",null,"MILFORD    UT","UT",647,6511,"Grand Junction","CO","COGRNDJU.txt"]
[null,"850","\"Arizona\"","AZ","\"Phoenix\"",null,9,"Phoenix",null,"PHOENIX    AZ","AZ",4162,1350,"Phoenix","AZ","AZPHOENI.txt"]
[null,"851","\"Arizona\"","AZ","\"Phoenix\"",null,9,"Phoenix",null,"PHOENIX    AZ","AZ",4162,1350,"Phoenix","AZ","AZPHOENI.txt"]
[null,"852","\"Arizona\"","AZ","\"Casa Grande\"",null,13,"Casa Grande",null,"TUCSON    AZ","AZ",2954,1678,"Tucson","AZ","AZTUCSON.txt"]
[null,"853","\"Arizona\"","AZ","\"Buckeye/Yuma\"",null,14,"Buckeye/Yuma",null,"YUMA    AZ","AZ",4305,927,"Yuma","AZ","AZYUMA.txt"]
[null,"855","\"Arizona\"","AZ","\"Globe\"",null,7,"Globe",null,"TUCSON    AZ","AZ",2954,1678,"Tucson","AZ","AZTUCSON.txt"]
[null,"856","\"Arizona\"","AZ","\"Sierra Vista/Nogales\"",null,22,"Sierra Vista/Nogales",null,"TUCSON    AZ","AZ",2954,1678,"Tucson","AZ","AZTUCSON.txt"]
[null,"857","\"Arizona\"","AZ","\"Tucson\"",null,8,"Tucson",null,"TUCSON    AZ","AZ",2954,1678,"Tucson","AZ","AZTUCSON.txt"]
[null,"859","\"Arizona\"","AZ","\"Show Low\"",null,10,"Show Low",null,"ALBUQUERQUE    NM","NM",1244,4425,"Albuquerque","NM","NMALBUQU.txt"]
[null,"860","\"Arizona\"","AZ","\"Flagstaff\"",null,11,"Flagstaff",null,"FLAGSTAFF    AZ","AZ",145,7131,"Flagstaff","AZ","AZFLAGST.txt"]
[null,"863","\"Arizona\"","AZ","\"Prescott\"",null,10,"Prescott",null,"FLAGSTAFF    AZ","AZ",145,7131,"Flagstaff","AZ","AZFLAGST.txt"]
[null,"864","\"Arizona\"","AZ","\"Kingman\"",null,9,"Kingman",null,"LAS VEGAS    NV","NV",3201,2407,"Las Vegas","NV","NVLASVEG.txt"]
[null,"865","\"Arizona\"","AZ","\"Window Rock\"",null,13,"Window Rock",null,"FLAGSTAFF    AZ","AZ",145,7131,"Flagstaff","AZ","AZFLAGST.txt"]
[null,"870","\"New_Mexico\"","NM","\"Bernalillo\"",null,12,"Bernalillo",null,"ALBUQUERQUE    NM","NM",1244,4425,"Albuquerque","NM","NMALBUQU.txt"]
[null,"871","\"New_Mexico\"","NM","\"Albuquerque\"",null,13,"Albuquerque",null,"ALBUQUERQUE    NM","NM",1244,4425,"Albuquerque","NM","NMALBUQU.txt"]
[null,"872","\"New_Mexico\"","NM","\"Albuquerque\"",null,13,"Albuquerque",null,"ALBUQUERQUE    NM","NM",1244,4425,"Albuquerque","NM","NMALBUQU.txt"]
[null,"873","\"New_Mexico\"","NM","\"Gallup\"",null,8,"Gallup",null,"ALBUQUERQUE    NM","NM",1244,4425,"Albuquerque","NM","NMALBUQU.txt"]
[null,"874","\"New_Mexico\"","NM","\"Farmington\"",null,12,"Farmington",null,"GRAND JUNCTION    CO","CO",1183,5548,"Grand Junction","CO","COGRNDJU.txt"]
[null,"875","\"New_Mexico\"","NM","\"Santa Fe\"",null,10,"Santa Fe",null,"ALBUQUERQUE    NM","NM",1244,4425,"Santa Fe","NM","NMSANTAF.txt"]
[null,"877","\"New_Mexico\"","NM","\"Las Vegas\"",null,11,"Las Vegas",null,"PUEBLO    CO","CO",973,5413,"Pueblo","CO","COPUEBLO.txt"]
[null,"878","\"New_Mexico\"","NM","\"Socorro\"",null,9,"Socorro",null,"ALBUQUERQUE    NM","NM",1244,4425,"Albuquerque","NM","NMALBUQU.txt"]
[null,"879","\"New_Mexico\"","NM","\"Truth or Conseq.\"",null,18,"Truth or Conseq.",null,"EL PASO    TX","TX",2094,2708,"El Paso","TX","TXELPASO.txt"]
[null,"880","\"New_Mexico\"","NM","\"Las Cruces\"",null,12,"Las Cruces",null,"EL PASO    TX","TX",2094,2708,"El Paso","TX","TXELPASO.txt"]
[null,"881","\"New_Mexico\"","NM","\"Clovis\"",null,8,"Clovis",null,"CLAYTON    NM","NM",772,5064,"Amarillo","TX","TXAMARIL.txt"]
[null,"882","\"New_Mexico\"","NM","\"Roswell\"",null,9,"Roswell",null,"ROSWELL    NM","NM",1776,3267,"Lubbock","TX","TXLUBBOC.txt"]
[null,"883","\"New_Mexico\"","NM","\"Carrizozo\"",null,11,"Carrizozo",null,"ALBUQUERQUE    NM","NM",1244,4425,"Albuquerque","NM","NMALBUQU.txt"]
[null,"884","\"New_Mexico\"","NM","\"Tucumcari\"",null,11,"Tucumcari",null,"CLAYTON    NM","NM",772,5064,"Amarillo","TX","TXAMARIL.txt"]
[null,"890","\"Nevada\"","NV","\"Tonopah\"",null,9,"Tonopah",null,"MILFORD    UT","UT",647,6511,"Las Vegas","NV","NVLASVEG.txt"]
[null,"891","\"Nevada\"","NV","\"Las Vegas\"",null,11,"Las Vegas",null,"LAS VEGAS    NV","NV",3201,2407,"Las Vegas","NV","NVLASVEG.txt"]
[null,"893","\"Nevada\"","NV","\"Ely\"",null,5,"Ely",null,"ELY    NV","NV",208,7621,"Reno","NV","NVRENO.txt"]
[null,"894","\"Nevada\"","NV","\"Reno\"",null,6,"Reno",null,"RENO    NV","NV",508,5674,"Reno","NV","NVRENO.txt"]
[null,"895","\"Nevada\"","NV","\"Reno\"",null,6,"Reno",null,"RENO    NV","NV",508,5674,"Reno","NV","NVRENO.txt"]
[null,"896","\"Nevada\"","NV","\"Reno\"",null,6,"Reno",null,"RENO    NV","NV",508,5674,"Reno","NV","NVRENO.txt"]
[null,"897","\"Nevada\"","NV","\"Carson City\"",null,13,"Carson City",null,"RENO    NV","NV",508,5674,"Reno","NV","NVRENO.txt"]
[null,"898","\"Nevada\"","NV","\"Elko\"",null,6,"Elko",null,"ELKO    NV","NV",457,7077,"Reno","NV","NVRENO.txt"]
[null,"900","\"California\"","CA","\"Los Angeles\"",null,13,"Los Angeles",null,"LOS ANGELES AP    CA","CA",727,1458,"Los Angeles","CA","CALOSANG.txt"]
[null,"901","\"California\"","CA","\"Los Angeles\"",null,13,"Los Angeles",null,"LOS ANGELES AP    CA","CA",727,1458,"Los Angeles","CA","CALOSANG.txt"]
[null,"902","\"California\"","CA","\"Los Angeles\"",null,13,"Los Angeles",null,"LOS ANGELES AP    CA","CA",727,1458,"Los Angeles","CA","CALOSANG.txt"]
[null,"903","\"California\"","CA","\"Inglewood\"",null,11,"Inglewood",null,"LOS ANGELES AP    CA","CA",727,1458,"Los Angeles","CA","CALOSANG.txt"]
[null,"904","\"California\"","CA","\"Santa Monica\"",null,14,"Santa Monica",null,"LOS ANGELES AP    CA","CA",727,1458,"Los Angeles","CA","CALOSANG.txt"]
[null,"905","\"California\"","CA","\"Torrance\"",null,10,"Torrance",null,"LONG BEACH    CA","CA",1201,1430,"Los Angeles","CA","CALOSANG.txt"]
[null,"906","\"California\"","CA","\"Whittier\"",null,10,"Whittier",null,"LONG BEACH    CA","CA",1201,1430,"Los Angeles","CA","CALOSANG.txt"]
[null,"907","\"California\"","CA","\"San Pedro\"",null,11,"San Pedro",null,"LONG BEACH    CA","CA",1201,1430,"Los Angeles","CA","CALOSANG.txt"]
[null,"908","\"California\"","CA","\"Long Beach\"",null,12,"Long Beach",null,"LONG BEACH    CA","CA",1201,1430,"Los Angeles","CA","CALOSANG.txt"]
[null,"910","\"California\"","CA","\"Pasadena\"",null,10,"Pasadena",null,"LOS ANGELES C.O.    CA","CA",1537,1154,"Los Angeles","CA","CALOSANG.txt"]
[null,"911","\"California\"","CA","\"Pasadena\"",null,10,"Pasadena",null,"LOS ANGELES C.O.    CA","CA",1537,1154,"Los Angeles","CA","CALOSANG.txt"]
[null,"912","\"California\"","CA","\"Glendale\"",null,10,"Glendale",null,"LOS ANGELES C.O.    CA","CA",1537,1154,"Los Angeles","CA","CALOSANG.txt"]
[null,"913","\"California\"","CA","\"Van Nuys\"",null,10,"Van Nuys",null,"BAKERSFIELD    CA","CA",2365,2182,"Los Angeles","CA","CALOSANG.txt"]
[null,"914","\"California\"","CA","\"Van Nuys\"",null,10,"Van Nuys",null,"LOS ANGELES C.O.    CA","CA",1537,1154,"Los Angeles","CA","CALOSANG.txt"]
[null,"915","\"California\"","CA","\"Burbank\"",null,9,"Burbank",null,"LOS ANGELES C.O.    CA","CA",1537,1154,"Los Angeles","CA","CALOSANG.txt"]
[null,"916","\"California\"","CA","\"North Hollywood\"",null,17,"North Hollywood",null,"LOS ANGELES C.O.    CA","CA",1537,1154,"Los Angeles","CA","CALOSANG.txt"]
[null,"917","\"California\"","CA","\"Covina\"",null,8,"Covina",null,"LONG BEACH    CA","CA",1201,1430,"Los Angeles","CA","CALOSANG.txt"]
[null,"918","\"California\"","CA","\"Alhambra\"",null,10,"Alhambra",null,"LOS ANGELES C.O.    CA","CA",1537,1154,"Los Angeles","CA","CALOSANG.txt"]
[null,"919","\"California\"","CA","\"San Diego\"",null,11,"San Diego",null,"SAN DIEGO    CA","CA",984,1256,"San Diego","CA","CASANDIE.txt"]
[null,"920","\"California\"","CA","\"San Diego\"",null,11,"San Diego",null,"LONG BEACH    CA","CA",1201,1430,"San Diego","CA","CASANDIE.txt"]
[null,"921","\"California\"","CA","\"San Diego\"",null,11,"San Diego",null,"SAN DIEGO    CA","CA",984,1256,"San Diego","CA","CASANDIE.txt"]
[null,"922","\"California\"","CA","\"Palm Springs\"",null,14,"Palm Springs",null,"SAN DIEGO    CA","CA",984,1256,"San Diego","CA","CASANDIE.txt"]
[null,"923","\"California\"","CA","\"San Bern./Victorville/Redlands\"",null,32,"San Bern./Victorville/Redlands",null,"LAS VEGAS    NV","NV",3201,2407,"Las Vegas","NV","NVLASVEG.txt"]
[null,"924","\"California\"","CA","\"San Bernardino\"",null,16,"San Bernardino",null,"LOS ANGELES C.O.    CA","CA",1537,1154,"Los Angeles","CA","CALOSANG.txt"]
[null,"925","\"California\"","CA","\"Riverside\"",null,{"$f":"LEN(E842)","v":11},{"$f":"MID(E842,2,G842-2)","v":"Riverside"},null,"LOS ANGELES C.O.    CA","CA",1537,1154,"Los Angeles","CA","CALOSANG.txt"]
[null,"926","\"California\"","CA","\"Santa Ana\"",null,11,"Santa Ana",null,"LONG BEACH    CA","CA",1201,1430,"Los Angeles","CA","CALOSANG.txt"]
[null,"927","\"California\"","CA","\"Santa Ana\"",null,11,"Santa Ana",null,"LONG BEACH    CA","CA",1201,1430,"Los Angeles","CA","CALOSANG.txt"]
[null,"928","\"California\"","CA","\"Anaheim\"",null,9,"Anaheim",null,"LONG BEACH    CA","CA",1201,1430,"Los Angeles","CA","CALOSANG.txt"]
[null,"930","\"California\"","CA","\"Ventura/Oxnard\"",null,16,"Ventura/Oxnard",null,"BAKERSFIELD    CA","CA",2365,2182,"Los Angeles","CA","CALOSANG.txt"]
[null,"931","\"California\"","CA","\"Santa Barbara\"",null,15,"Santa Barbara",null,"SANTA BARBARA    CA","CA",289,2438,"Los Angeles","CA","CALOSANG.txt"]
[null,"932","\"California\"","CA","\"Bakersfield/Visalia\"",null,21,"Bakersfield/Visalia",null,"FRESNO    CA","CA",1967,2556,"Fresno","CA","CAFRESNO.txt"]
[null,"933","\"California\"","CA","\"Bakersfield\"",null,13,"Bakersfield",null,"BAKERSFIELD    CA","CA",2365,2182,"Fresno","CA","CAFRESNO.txt"]
[null,"934","\"California\"","CA","\"San Luis Obispo\"",null,17,"San Luis Obispo",null,"SANTA MARIA    CA","CA",169,2984,"Fresno","CA","CAFRESNO.txt"]
[null,"935","\"California\"","CA","\"Lancaster\"",null,11,"Lancaster",null,"BISHOP    CA","CA",1039,4310,"Reno","NV","NVRENO.txt"]
[null,"936","\"California\"","CA","\"Fresno\"",null,8,"Fresno",null,"FRESNO    CA","CA",1967,2556,"Fresno","CA","CAFRESNO.txt"]
[null,"937","\"California\"","CA","\"Fresno\"",null,8,"Fresno",null,"FRESNO    CA","CA",1967,2556,"Fresno","CA","CAFRESNO.txt"]
[null,"939","\"California\"","CA","\"Monterey\"",null,10,"Monterey",null,"SAN FRANCISCO C.O.    CA","CA",65,3005,"San Francisco","CA","CASANFRA.txt"]
[null,"940","\"California\"","CA","\"So. San Francisco\"",null,19,"So. San Francisco",null,"SAN FRANCISCO C.O.    CA","CA",65,3005,"San Francisco","CA","CASANFRA.txt"]
[null,"941","\"California\"","CA","\"San Francisco\"",null,15,"San Francisco",null,"SAN FRANCISCO C.O.    CA","CA",65,3005,"San Francisco","CA","CASANFRA.txt"]
[null,"942","\"California\"","CA","\"Sacramento/Placerville\"",null,24,"Sacramento/Placerville",null,"SAN FRANCISCO AP    CA","CA",145,3016,"Sacramento","CA","CASACRAM.txt"]
[null,"943","\"California\"","CA","\"Palo Alto\"",null,11,"Palo Alto",null,"SAN FRANCISCO AP    CA","CA",145,3016,"San Jose","CA","CASANJOS.txt"]
[null,"944","\"California\"","CA","\"San Mateo\"",null,11,"San Mateo",null,"SAN FRANCISCO AP    CA","CA",145,3016,"San Jose","CA","CASANJOS.txt"]
[null,"945","\"California\"","CA","\"Concord\"",null,9,"Concord",null,"SACRAMENTO    CA","CA",1237,2749,"Sacramento","CA","CASACRAM.txt"]
[null,"946","\"California\"","CA","\"Oakland\"",null,9,"Oakland",null,"SAN FRANCISCO AP    CA","CA",145,3016,"San Jose","CA","CASANJOS.txt"]
[null,"947","\"California\"","CA","\"Berkeley\"",null,10,"Berkeley",null,"SAN FRANCISCO AP    CA","CA",145,3016,"San Jose","CA","CASANJOS.txt"]
[null,"948","\"California\"","CA","\"Richmond\"",null,10,"Richmond",null,"SAN FRANCISCO AP    CA","CA",145,3016,"San Jose","CA","CASANJOS.txt"]
[null,"949","\"California\"","CA","\"San Rafael\"",null,12,"San Rafael",null,"SAN FRANCISCO AP    CA","CA",145,3016,"San Jose","CA","CASANJOS.txt"]
[null,"950","\"California\"","CA","\"Gilroy\"",null,8,"Gilroy",null,"SAN FRANCISCO AP    CA","CA",145,3016,"San Jose","CA","CASANJOS.txt"]
[null,"951","\"California\"","CA","\"San Jose\"",null,10,"San Jose",null,"SAN FRANCISCO AP    CA","CA",145,3016,"San Jose","CA","CASANJOS.txt"]
[null,"952","\"California\"","CA","\"Stockton\"",null,10,"Stockton",null,"STOCKTON    CA","CA",1470,2707,"Sacramento","CA","CASACRAM.txt"]
[null,"953","\"California\"","CA","\"Merced\"",null,8,"Merced",null,"SACRAMENTO    CA","CA",1237,2749,"Sacramento","CA","CASACRAM.txt"]
[null,"954","\"California\"","CA","\"Santa Rosa\"",null,12,"Santa Rosa",null,"SACRAMENTO    CA","CA",1237,2749,"Sacramento","CA","CASACRAM.txt"]
[null,"955","\"California\"","CA","\"Eureka\"",null,8,"Eureka",null,"EUREKA    CA","CA",725,4496,"Medford","OR","ORMEDFOR.txt"]
[null,"956","\"California\"","CA","\"Sacramento/Placerville\"",null,24,"Sacramento/Placerville",null,"SACRAMENTO    CA","CA",1237,2749,"Sacramento","CA","CASACRAM.txt"]
[null,"957","\"California\"","CA","\"Pollock Pines\"",null,15,"Pollock Pines",null,"RENO    NV","NV",508,5674,"Reno","NV","NVRENO.txt"]
[null,"958","\"California\"","CA","\"Sacramento\"",null,12,"Sacramento",null,"SACRAMENTO    CA","CA",1237,2749,"Sacramento","CA","CASACRAM.txt"]
[null,"959","\"California\"","CA","\"Marysville\"",null,12,"Marysville",null,"SACRAMENTO    CA","CA",1237,2749,"Sacramento","CA","CASACRAM.txt"]
[null,"960","\"California\"","CA","\"Redding\"",null,9,"Redding",null,"REDDING    CA","CA",1797,2855,"Sacramento","CA","CASACRAM.txt"]
[null,"961","\"California\"","CA","\"Susanville\"",null,12,"Susanville",null,"WINNEMUCCA    NV","NV",538,6315,"Sacramento","CA","CASACRAM.txt"]
[null,"967","\"Hawaii\"","HI","\"Honolulu\"",null,10,"Honolulu",null,"HILO    HI","HI",3284,0,"Honolulu","HI","HIHONOLU.txt"]
[null,"968","\"Hawaii\"","HI","\"Honolulu\"",null,10,"Honolulu",null,"HONOLULU    HI","HI",4474,0,"Honolulu","HI","HIHONOLU.txt"]
[null,969,"\"Guam\"","GU","\"Mangilao\"",null,10,"Mangilao",null,"GUAM    PC","PC",5034,0,"Honolulu","HI","HIHONOLU.txt"]
[null,"970","\"Oregon\"","OR","\"Hood River\"",null,12,"Hood River",null,"SALEM    OR","OR",247,4927,"Salem","OR","ORSALEM.txt"]
[null,"971","\"Oregon\"","OR","\"Portland\"",null,10,"Portland",null,"PORTLAND    OR","OR",371,4522,"Portland","OR","ORPORTLA.txt"]
[null,"972","\"Oregon\"","OR","\"Portland\"",null,10,"Portland",null,"PORTLAND    OR","OR",371,4522,"Portland","OR","ORPORTLA.txt"]
[null,"973","\"Oregon\"","OR","\"Salem\"",null,7,"Salem",null,"SALEM    OR","OR",247,4927,"Salem","OR","ORSALEM.txt"]
[null,"974","\"Oregon\"","OR","\"Eugene\"",null,8,"Eugene",null,"EUGENE    OR","OR",300,4546,"Eugene","OR","OREUGENE.txt"]
[null,"975","\"Oregon\"","OR","\"Medford\"",null,9,"Medford",null,"MEDFORD    OR","OR",725,4611,"Medford","OR","ORMEDFOR.txt"]
[null,"976","\"Oregon\"","OR","\"Klamath Falls\"",null,15,"Klamath Falls",null,"MEDFORD    OR","OR",725,4611,"Medford","OR","ORMEDFOR.txt"]
[null,"977","\"Oregon\"","OR","\"Bend\"",null,6,"Bend",null,"BURNS    OR","OR",202,7785,"Yakima","WA","WAYAKIMA.txt"]
[null,"978","\"Oregon\"","OR","\"Pendleton\"",null,11,"Pendleton",null,"PENDLETON    OR","OR",701,5294,"Yakima","WA","WAYAKIMA.txt"]
[null,"979","\"Oregon\"","OR","\"Ontario\"",null,9,"Ontario",null,"BOISE    ID","ID",754,5861,"Boise","ID","IDBOISE.txt"]
[null,"980","\"Washington\"","WA","\"Seattle\"",null,9,"Seattle",null,"SEATTLE C.O.    WA","WA",167,4611,"Seattle","WA","WASEATTL.txt"]
[null,"981","\"Washington\"","WA","\"Seattle\"",null,9,"Seattle",null,"SEATTLE C.O.    WA","WA",167,4611,"Seattle","WA","WASEATTL.txt"]
[null,"982","\"Washington\"","WA","\"Everett\"",null,9,"Everett",null,"QUILLAYUTE    WA","WA",6,5858,"Seattle","WA","WASEATTL.txt"]
[null,"983","\"Washington\"","WA","\"Tacoma\"",null,8,"Tacoma",null,"SEATTLE SEA-TAC AP    WA","WA",190,4908,"Seattle","WA","WASEATTL.txt"]
[null,"984","\"Washington\"","WA","\"Tacoma\"",null,8,"Tacoma",null,"SEATTLE SEA-TAC AP    WA","WA",190,4908,"Seattle","WA","WASEATTL.txt"]
[null,"985","\"Washington\"","WA","\"Olympia\"",null,9,"Olympia",null,"OLYMPIA    WA","WA",101,5655,"Seattle","WA","WASEATTL.txt"]
[null,"986","\"Washington\"","WA","\"Vancouver\"",null,11,"Vancouver",null,"PORTLAND    OR","OR",371,4522,"Portland","OR","ORPORTLA.txt"]
[null,"988","\"Washington\"","WA","\"Wenatchee\"",null,11,"Wenatchee",null,"YAKIMA    WA","WA",458,5967,"Yakima","WA","WAYAKIMA.txt"]
[null,"989","\"Washington\"","WA","\"Yakima\"",null,8,"Yakima",null,"YAKIMA    WA","WA",458,5967,"Yakima","WA","WAYAKIMA.txt"]
[null,"990","\"Washington\"","WA","\"Spokane\"",null,9,"Spokane",null,"SPOKANE    WA","WA",398,6842,"Spokane","WA","WASPOKAN.txt"]
[null,"991","\"Washington\"","WA","\"Spokane\"",null,9,"Spokane",null,"SPOKANE    WA","WA",398,6842,"Spokane","WA","WASPOKAN.txt"]
[null,"992","\"Washington\"","WA","\"Spokane\"",null,9,"Spokane",null,"SPOKANE    WA","WA",398,6842,"Spokane","WA","WASPOKAN.txt"]
[null,"993","\"Washington\"","WA","\"Richland\"",null,10,"Richland",null,"PENDLETON    OR","OR",701,5294,"Yakima","WA","WAYAKIMA.txt"]
[null,"994","\"Washington\"","WA","\"Clarkston\"",null,11,"Clarkston",null,"PENDLETON    OR","OR",701,5294,"Yakima","WA","WAYAKIMA.txt"]
[null,"995","\"Alaska\"","AK","\"Anchorage\"",null,11,"Anchorage",null,"ANCHORAGE    AK","AK",0,10570,"Anchorage","AK","AKANCHOR.txt"]
[null,"996","\"Alaska\"","AK","\"Anchorage\"",null,11,"Anchorage",null,"ANCHORAGE    AK","AK",0,10570,"Anchorage","AK","AKANCHOR.txt"]
[null,"997","\"Alaska\"","AK","\"Fairbanks\"",null,{"$f":"LEN(E906)","v":11},{"$f":"MID(E906,2,G906-2)","v":"Fairbanks"},null,"FAIRBANKS    AK","AK",84,13940,"Fairbanks","AK","AKFAIRBA.txt "]
[null,"998","\"Alaska\"","AK","\"Juneau\"",null,{"$f":"LEN(E907)","v":8},{"$f":"MID(E907,2,G907-2)","v":"Juneau"},null,"JUNEAU    AK","AK",0,8897,"Juneau","AK","AKJUNEAU.txt"]
[null,"999","\"Alaska\"","AK","\"Ketchikan\"",null,{"$f":"LEN(E908)","v":11},{"$f":"MID(E908,2,G908-2)","v":"Ketchikan"},null,"KING SALMON    AK","AK",0,11456,"Juneau","AK","AKJUNEAU.txt"]
[]
[]
[]
[null,"901 Unique Zip Codes",null,null,null,null,null,null,null,"242 Unique Climates",null,null,null,"159 IWIN - NCDC Sites"]

{"sheet":"Avoided Costs","index":66,"n_rows":86,"n_cols":48,"rows_kept":86,"cut":false,"hidden":true,"merged":[]}
["Present Value Factor Calculations","2008$ to 2013$ inflation factor:",null,null,1.06]
[null,"Discount rate:",5.5E-2,"escalation rate",1.008]
["Avoided Cost Forecast in 2013$"]
["Year",2014,2015,2016,2017,2018,2019,2020,2021,2022,2023,2024,2025,2026,2027,2028,2029,2030,2031,2032,2033,2034,2035,2036,2037,2038,2039,2040,2041,2042,2043,2044,2045,2046,2047,2048,2049,2050,2051,2052,2053,2054,2055,2056,2057,2058,2059,2060]
["Avoided energy per kWh with line loss -Upstate",{"$f":"B37*$E$1","v":6.9361900566756604E-2},{"$f":"C37*$E$1*$E$2^B$20","v":6.9749574911465759E-2},{"$f":"D37*$E$1*$E$2^C$20","v":7.0148593461359737E-2},7.0879689304767735E-2,7.1625669790406618E-2,7.2369237308163026E-2,7.3132099636178935E-2,7.3900428484447181E-2,7.4668444905819392E-2,7.5452008598474923E-2,7.6245489164793664E-2,7.7046836491623166E-2,7.7663211183556152E-2,7.8284516873024595E-2,7.8910793008008795E-2,7.9542079352072873E-2,8.0178415986889462E-2,8.0819843314784576E-2,8.1466402061302859E-2,8.2118133277793284E-2,8.2775078344015637E-2,8.3437278970767761E-2,8.4104777202533898E-2,8.477761542015419E-2,8.5455836343515418E-2,8.6139483034263553E-2,8.6828598898537668E-2,8.752322768972598E-2,8.8223413511243784E-2,8.8929200819333726E-2,8.9640634425888405E-2,9.0357759501295529E-2,9.1080621577305884E-2,9.1809266549924329E-2,9.2543740682323725E-2,9.3284090607782325E-2,9.4030363332644598E-2,9.4782606239305747E-2,9.5540867089220188E-2,9.6305194025933974E-2,9.7075635578141445E-2,9.7852240662766585E-2,9.8635058588068716E-2,9.9424139056773275E-2,0.10021953216922747,0.10102128842658127,0.10182945873399393]
["Avoided energy per kWh with line loss -Lower Hudson",8.7015948275862079E-2,{"$f":"C38*$E$1*$E$2^B$20","v":8.7032762068965527E-2},8.7044275862068962E-2,8.7962906331806895E-2,8.8878871714724222E-2,8.9815749597169661E-2,9.0749947505102527E-2,9.170542199861284E-2,9.2658201839338039E-2,9.363262865253219E-2,9.4616716169819717E-2,9.5610556599150132E-2,9.6375441051943331E-2,9.7146444580358857E-2,9.7923616137001748E-2,9.8707005066097767E-2,9.9496661106626555E-2,0.10029263439547957,0.10109497547064342,0.10190373527440856,0.10271896515660384,0.10354071687785667,0.10436904261287952,0.10520399495378258,0.10604562691341284,0.10689399192872014,0.10774914386414992,0.10861113701506313,0.10948002611118363,0.11035586632007309,0.11123871325063368,0.11212862295663877,0.11302565194029188,0.1139298571558142,0.11484129601306073,0.11576002638116523,0.11668610659221455,0.11761959544495228,0.11856055220851189,0.11950903662618001,0.12046510891918943,0.12142882979054297,0.12240026042886731,0.12337946251229827,0.12436649821239666,0.12536143019809581,0.12636432163968059]
["Avoided energy per kWh with line loss -NYC",8.9400400000000005E-2,8.9773689600000012E-2,9.015800048640002E-2,9.1107249743462418E-2,9.2054973584454469E-2,9.3023060981408251E-2,9.3989627173206525E-2,9.4976912986049711E-2,9.5973980035759299E-2,9.6980921635833134E-2,9.7997831966785867E-2,9.902480608404915E-2,9.9817004532721548E-2,0.10061554056898329,0.10142046489353518,0.10223182861268347,0.10304968324158494,0.10387408070751762,0.10470507335317777,0.1055427139400032,0.10638705565152322,0.10723815209673541,0.1080960573135093,0.10896082577201739,0.10983251237819353,0.11071117247721908,0.11159686185703685,0.11248963675189316,0.11338955384590829,0.11429667027667555,0.11521104363888897,0.11613273198800009,0.1170617938439041,0.11799828819465533,0.11894227450021257,0.11989381269621428,0.12085296319778401,0.12181978690336628,0.1227943451985932,0.12377669996018198,0.12476691355986343,0.12576504886834233,0.12677116925928908,0.12778533861336341,0.12880762132227033,0.12983808229284846,0.13087678695119126]
["Avoided Capacity per KW with reserve margin, line loss and avoided distribution -Upstate",111.88254310344828,119.12170344827587,126.08653506206896,132.80421767238622,139.26754344578654,145.50484261764873,151.52149935958894,157.32316962385497,162.92796153144934,164.23138522370095,165.54523630549056,166.86959819593451,168.20455498150199,169.55019142135342,170.90659295272425,172.27384569634606,173.65203646191685,175.04125275361218,176.44158277564108,177.85311543784621,179.275940361349,180.7101478842398,182.1558290673137,183.61307569985226,185.08198030545108,186.56263614789469,188.05513723707787,189.55957833497453,191.07605496165431,192.60466340134752,194.1455007085583,195.69866471422679,197.26425403194062,198.84236806419614,200.43310700870973,202.0365718647794,203.65286443969765,205.28208735521525,206.92434405405697,208.57973880648947,210.24837671694135,211.93036373067693,213.62580664052234,215.33481309364655,217.05749159839573,218.79395153118284,220.54430314343233]
["Avoided Capacity per KW with reserve margin, line loss and avoided distribution -NYC",257.09558000000004,254.50125120000001,247.62377880576003,260.05192185176071,278.39406936477013,281.89307759752023,285.29793562770641,288.63163306577172,291.88969311358267,294.22481065849138,296.57860914375931,298.95123801690943,301.34284792104472,303.753590704413,306.18361943004834,308.63308838548875,311.10215309257268,313.59097031731329,316.09969807985181,318.62849566449063,321.17752362980656,323.74694381884501,326.33691936939579,328.94761472435101,331.57919564214581,334.231829207283,336.90568384094132,339.60092931166889,342.31773674616221,345.05627864013144,347.81672886925253,350.59926270020662,353.40405680180828,356.23128925622274,359.08113957027251,361.95378868683474,364.84941899632946,367.76821434830009,370.71036006308645,373.67604294359126,376.66545128713994,379.67877489743711,382.71620509661665,385.77793473738961,388.86415821528874,391.97507148101096,395.11087205285912]
["Avoided gas $/MMBtu (Heating) -Downstate ",13.981400000000001,14.093251200000001,14.205997209600001,14.406496712294402,14.598351731058283,14.803385252822229,14.921812334844809,15.04118683352357,15.161516328191759,15.282808458817293,15.405070926487832,15.528311493899738,15.652537985850936,15.77775828973774,15.903980356055644,16.03121219890409,16.159461896495323,16.288737591667289,16.419047492400626,16.550399872339831,16.682803071318549,16.816265495889102,16.950795619856212,17.086401984815065,17.223093200693587,17.360877946299134,17.499764969869531,17.639763089628488,17.780881194345515,17.923128243900276,18.06651326985148,18.211045376010297,18.356733739018377,18.503587608930523,18.65161630980197,18.800829240280386,18.951235874202631,19.102845761196253,19.255668527285824,19.409713875504114,19.564991586508146,19.721511519200213,19.879283611353816,20.038317880244648,20.198624423286606,20.360213418672895,20.52309512602228]
["Avoided gas $/MMBtu (Heating) -Upstate",10.3774,10.4604192,{"$f":"D43*$E$1*$E$2^C$20","v":10.5441025536},10.715306899046402,10.877632399304296,11.052900166414213,11.141323367745526,11.230453954687492,11.320297586324994,11.410859967015593,11.502146846751719,11.594164021525735,11.68691733369794,11.780412672367522,11.874655973746464,11.969653221536436,12.065410447308729,12.161933730887199,12.259229200734296,12.357303034340172,12.456161458614893,12.555810750283813,12.656257236286082,12.757507294176374,12.859567352529785,12.962443891350024,13.066143442480826,13.170672590020674,13.276037970740839,13.382246274506764,13.489304244702819,13.597218678660443,13.705996428089726,13.815644399514444,13.92616955471056,14.037578911148247,14.149879542437434,14.263078578776932,14.377183207407148,14.492200673066408,14.608138278450939,14.725003384678548,14.842803411755977,14.961545839050027,15.081238205762427,15.201888111408524,15.323503216299795]
["Natural gas $ per MMBtu (Hot Water) - Downstate",12.280983333333333,12.3792312,12.478265049600001,12.658609771315202,12.836481694551249,13.020985600237637,13.125153485039538,13.230154712919857,13.335995950623216,13.442683918228203,13.550225389574029,13.658627192690624,13.767896210232148,13.878039379914004,13.989063694953318,14.100976204512945,14.213784014149049,14.327494286262242,14.442114240552341,14.55765115447676,14.674112363712574,14.791505262622275,14.909837304723252,15.029116003161041,15.14934893118633,15.270543722635821,15.392708072416911,15.515849736996248,15.639976534892217,15.765096347171353,15.891217117948724,16.018346854892318,16.146493629731456,16.275665578769306,16.40587090339946,16.537117870626659,16.669414813591672,16.802770132100406,16.93719229315721,17.072689831502469,17.209271350154488,17.346945520955728,17.485721085123373,17.625606853804364,17.766611708634798,17.908744602303923,18.052014559122355]
["Natural gas $ per MMBtu (Hot Water) - Upstate",9.5611999999999995,9.6376895999999999,9.7147911168000007,9.8730280470528022,10.116161653712489,10.197090946942188,10.278667674517726,10.360897015913869,10.44378419204118,10.527334465577511,10.611553141302132,10.69644556643255,10.782017130964011,10.86827326801172,10.955219454155817,11.042861209789063,11.131204099467377,11.220253732263116,11.310015762121221,11.400495888218192,11.491699855323937,11.583633454166529,11.67630252179986,11.769712941974262,11.863870645510056,11.958781610674137,12.054451863559532,12.150887478468009,12.248094578295753,12.346079334922118,12.444847969601495,12.544406753358309,12.644762007385175,12.745920103444256,12.84788746427181,12.950670563985987,13.054275928497876,13.158710135925858,13.263979817013265,13.370091655549375,13.477052388793769,13.584868807904121,13.693547758367353,13.803096140434294,13.91352090955777,14.024829076834234,14.13702770944891]
["Residual Oil",8.9118203542974328,9.160754999331937,9.3925725674044767,9.5846282988288127,9.7208724244447176,9.9388464440265238,10.062817549124439,10.261927753163294,10.444673877477998,10.525441533607502,10.691184197901618,10.857582713930489,11.017150266255042,11.086090604383319,11.147711350380803,11.195440621523547,11.285004146495737,11.375284179667704,11.466286453105045,11.558016744729887,11.650480878687725,11.743684725717229,11.837634203522965,11.93233527715115,12.02779395936836,12.124016311043308,12.221008441531655,12.318776509063911,12.417326721136421,12.516665334905511,12.616798657584756,12.717733046845437,12.819474911220199,12.92203071050996,13.025406956194042,13.129610211843595,13.234647093538344,13.34052427028665,13.447248464448943,13.554826452164539,13.663265063781854,13.77257118429211,13.882751753766447,13.993813767796581,14.105764277938954,14.218610392162462,14.332359275299764]
["Co2 Adder per KWh",6.3600000000000002E-3,6.2826623999999998E-3,6.2144506368000006E-3,6.2641662418944019E-3,6.3033362796773391E-3,6.3537629699147568E-3,6.3934739884767252E-3,6.4446217803845402E-3,6.4961787546276165E-3,6.5367601008652207E-3,6.5890541816721422E-3,6.6301955931479511E-3,6.6832371578931342E-3,6.7367030551562781E-3,6.7905966795975296E-3,6.8449214530343101E-3,6.8996808246585854E-3,6.954878271255854E-3,7.0105172974259016E-3,7.066601435805309E-3,7.123134247291751E-3,7.1801193212700856E-3,7.2375602758402461E-3,7.2954607580469691E-3,7.353824444111345E-3,7.4126550396642361E-3,7.471956279981551E-3,7.531731930221405E-3,7.591985785663175E-3,7.6527216719484798E-3,7.7139434453240684E-3,7.7756549928866617E-3,7.8378602328297558E-3,7.9005631146923921E-3,7.9637676196099329E-3,8.0274777605668125E-3,8.0916975826513474E-3,8.1564311633125584E-3,8.2216826126190589E-3,8.2874560735200133E-3,8.3537557221081728E-3,8.4205857678850381E-3,8.48795045402812E-3,8.5558540576603451E-3,8.6243008901216289E-3,8.6932952972426005E-3,8.7628416596205426E-3]
["Co2 Adder per MMBtu Nat Gas",0.93015000000000014,0.93759120000000018,0.94509192960000021,0.95265266503680035,0.96027388635709476,0.96795607744795142,0.97569972606753508,0.98350532387607548,0.99137336646708418,0.99930435339882084,1.0072987882260114,1.0153571785318196,1.0234800359600742,1.0316678762477547,1.039921219257737,1.0482405890117987,1.0566265137238933,1.0650795258336845,1.0736001620403539,1.0821889633366768,1.0908464750433704,1.0995732468437174,1.108369832818467,1.1172367914810151,1.1261746858128632,1.135184083299366,1.1442655559657611,1.1534196804134873,1.1626470378567952,1.1719482141596493,1.1813237998729267,1.1907743902719103,{"$f":"AH48*$E$1*$E$2^AG$20","v":1.2003005853940856},1.2099029900772382,1.2195822139978563,1.229338871709839,1.239173582683518,1.2490869713449861,1.259079667115746,1.2691523044526722,1.2793055228882935,1.2895399670714001,1.2998562868079713,1.3102551371024351,1.3207371781992547,1.3313030756248485,1.3419535002298475]
["Co2 Adder per MMBtu Oil (place holder values)",0.93015000000000014,0.93759120000000018,0.94509192960000021,0.95265266503680035,0.96027388635709476,0.96795607744795142,0.97569972606753508,0.98350532387607548,0.99137336646708418,0.99930435339882084,1.0072987882260114,1.0153571785318196,1.0234800359600742,1.0316678762477547,1.039921219257737,1.0482405890117987,1.0566265137238933,1.0650795258336845,1.0736001620403539,1.0821889633366768,1.0908464750433704,1.0995732468437174,1.108369832818467,1.1172367914810151,1.1261746858128632,1.135184083299366,1.1442655559657611,1.1534196804134873,1.1626470378567952,1.1719482141596493,1.1813237998729267,1.1907743902719103,1.2003005853940856,1.2099029900772382,1.2195822139978563,1.229338871709839,1.239173582683518,1.2490869713449861,1.259079667115746,1.2691523044526722,1.2793055228882935,1.2895399670714001,1.2998562868079713,1.3102551371024351,1.3207371781992547,1.3313030756248485,1.3419535002298475]
[null,{"$f":"NPV(0.055,B10:AE10)*1.055*30","v":7111.0021500173643}]
["Avoided Cost Present Value Forecast in 2013$",{"$f":"NPV(0.055,B11:AE11)*1.055*30","v":5302.5006778497282}]
["Year",1,2,3,4,5,6,7,8,9,10,11,12,13,14,15,16,17,18,19,20,21,22,23,24,25,26,27,28,29,30,31,32,33,34,35,36,37,38,39,40,41,42,43,44,45,46,47]
["Avoided energy per kWh with line loss -Upstate",{"$f":"B5","v":6.9361900566756604E-2},{"$f":"(B5/(1+$C$2)^(C$20-1)+B21)","v":0.13510777788121786},0.19777445195544419,0.2575139526704141,0.31472922463728059,0.36953248521078857,0.422017973007702,0.47229167018445878,0.52044510592676241,0.56656252239607408,0.61073443550885609,0.65304385816334565,0.69356907020292702,0.73228889364927585,0.76928375813640348,0.80463051017718512,0.83840257279055752,0.87067009801736261,0.90150011264164653,0.93095665742010936,0.95910092010891546,0.98599136256419184,1.0116838421802283,1.0362317279176358,1.0596860111624764,1.0820954116466464,1.103506478649531,1.1239636876911496,1.1435095329176441,1.1621846153710151,1.1800277273264634,1.197075932872522,1.2133646449013629,1.2289276986692033,1.2437974220796137,1.2580047028357215,1.2715790526007991,1.284548668300513,1.2969404906941733,1.3087802603366467,1.3200925710471807,1.3309009209962026,1.341227761516216,1.3510945437381814,1.3605217631502582,1.3695290021714652,1.3781349708286945]
["Avoided energy per kWh with line loss -Lower Hudson",8.7015948275862079E-2,{"$f":"(B6/(1+$C$2)^(C$20-1)+B22)","v":0.16949552010132377},0.24769031542844178,0.32181841014156581,0.39282354092212357,0.46082781900168174,0.52596631713700959,0.58835117142637117,0.64810632083474573,0.70533473758980336,0.76015014163518524,0.81265395108621363,0.86294333681361102,0.91099234232376891,0.95690077602446955,1.0007639998825797,1.0426731275119399,1.082715213436485,1.1209734339217376,1.1575272597503012,1.1924526213002464,1.2258220662692936,1.2577049103724212,1.2881673813259307,1.3172727564170563,1.3450814939448807,1.3716513588055887,1.3970375424829287,1.4212927776931266,1.4444674479223962,1.4666096920845799,1.4877655045163156,1.5079788305174431,1.5272916576351081,1.5457441028811805,1.5633744960641576,1.5802194594086514,1.5963139836278455,1.6116915006069428,1.6263839528485826,1.6404218598244811,1.6538343813711216,1.666649378261182,1.6788934700765192,1.6905920905029268,1.7017695401615229,1.7124490370865133]
["Avoided energy per kWh with line loss -NYC",8.9400400000000005E-2,{"$f":"(B7/(1+$C$2)^(C$20-1)+B23)","v":0.17414011563981044},0.25479750392848322,0.33157728907819317,0.40512058650733124,0.47555500923871846,0.54301959659067778,0.60763152593181846,0.6695183751730055,0.72879471356614056,0.78557031071282968,0.83995033682748821,0.89203555468287454,0.94180038842527203,0.98934821061706035,1.0347777885974609,1.0781834896441376,1.1196554769948959,1.1592798971366631,1.1971390587507875,1.2333116036863681,1.2678726703167615,1.3008940496185972,1.3324443342975076,1.3625890612703433,1.3913908477998393,1.4189095215645142,1.4452022449339856,1.4703236337078502,1.4943258705647748,1.5172588134574574,1.5391700991786177,1.5601052423131481,1.5801077297819695,1.5992191111739809,1.6174790850537415,1.6349255814241668,1.6515948405155305,1.6675214880644353,1.6827386072391235,1.6972778073605317,1.7111692895618393,1.7244419095228991,1.7371232374098644,1.7492396151445193,1.7608162111222749,1.7718770724924906]
["Avoided Capacity per KW with reserve margin, line loss and avoided distribution -Upstate",111.88254310344828,{"$f":"(B8/(1+$C$2)^(C$20-1)+B24)","v":217.93234699297273},324.95752922003487,432.33454534848545,539.53633343478577,646.09471530019403,751.62149609354356,855.78295204063454,958.29455169735616,1058.9236282225088,1155.0697032342187,1246.9324933875869,1334.7028180080563,1418.5629954653389,1498.6872218889791,1575.2419330122298,1648.3861498958665,1718.27180925009,1785.0440790406656,1848.8416600348837,1909.7970739137197,1968.0369385486645,2023.6822310150383,2076.8485388881231,2127.6463003441136,2176.1810335646237,2222.5535559212817,2266.8601933957002,2309.1929806698363,2349.6398523023759,2388.2848253882526,2425.2081740807298,2460.486596338566,2494.1933732446314,2526.3985212269195,2557.1689374981484,2586.5685390160615,2614.6583952530823,2641.4968550511076,2667.1396678249553,2691.6400993662241,2715.0490424881191,2737.4151227410766,2758.7847994187837,2779.2024620644033,2798.7105226774693,2817.3495038129863]
["Avoided Capacity per KW with reserve margin, line loss and avoided distribution -NYC",257.09558000000004,{"$f":"(B9/(1+$C$2)^(C$20-1)+B25)","v":500.78807289099535},729.44533683385384,940.32513044167149,1150.2433958883285,1363.2522622648944,1567.6940421509753,1763.8183445059647,1951.8903906505125,2132.1700061882075,2304.4182075739859,2468.9927924051376,2626.2356184807782,2776.4733139160821,2920.0179556210928,3057.1677175534633,3188.20749009169,3313.4094718154179,3433.0337349220695,3547.3287654543019,3656.5319794604538,3760.8702161601705,3860.5602091396154,3955.809036555047,4046.8145512799333,4133.7657918891136,4216.8433753337149,4296.2198721224904,4372.0601647889216,4444.5217903886969,4513.755267739004,4579.9044100793917,4643.1066238036674,4703.4931938833543,4761.1895565756049,4816.3155599820402,4868.9857129997526,4919.3094231816049,4967.3912239999054,5013.3309919855419,5057.2241541936191,5099.1618864265502,5139.2313026263555,5177.5156358295817,5214.0944110607215,5249.0436105232702,5282.4358314315632]
["Avoided gas $/MMBtu (Heating) -Downstate ",13.981400000000001,{"$f":"(B10/(1+$C$2)^(C$20-1)+B26)","v":27.233911848341236},39.896027434244516,51.99404877129713,63.623214129789289,74.792914548675469,85.529008017942559,95.786811067251776,105.58763142147329,114.95182755138352,123.89885096271006,132.44728660120973,140.61489145770989,148.41863145330436,155.87471668132258,162.99863507927745,169.80518460073574,176.30850395393949,182.52210197102895,188.45888566887365,194.13118705980017,199.55078876790816,204.72894850418575,209.67642245126424,214.40348760638759,218.91996312900778,223.23523073735012,227.35825419631607,231.29759793720487,235.06144484793086,238.65761327069086,242.09357324238951,245.37646201155749,248.51309886399477,251.50999928793485,254.37338850815436,257.10921441714135,259.72315993018293,262.22065479003692,264.60688684570783,266.88681282875643,269.06516864952704,271.14647923468038,273.13506792646672,275.03506546326349,276.85041856003238,278.58489810651866]
["Avoided gas $/MMBtu (Heating) -Upstate",10.3774,{"$f":"(B11/(1+$C$2)^(C$20-1)+B27)","v":20.2137981042654},29.611987003885805,38.591488815087104,47.241063953618955,55.563914190780025,63.579983979308807,71.238939758301228,78.556690872257974,85.548437908152195,92.228704270409423,98.611366349229598,104.7096823449175,110.53631980809608,116.10338195300983,121.42243279857672,126.50452118941219,131.36020374672228,135.99956679673988,140.43224732225434,144.66745298075537,148.71398123077341,152.58023760614608,156.27425317617042,159.8037012279093,163.17591320530531,166.3978939382107,169.47633619296769,172.41763457476395,175.22789881064134,177.91296644074976,180.47841494420879,182.92957332476493,185.27153318031051,187.50915927925831,189.64709966574114,191.6897953146271,193.64148935640631,195.506235891111,197.28790840957765,198.9902078395439,200.61667023329363,202.17067411281946,203.65544748775977,205.07407456068853,206.42950213368584,207.72454572949749]
["Natural gas $ per MMBtu (Hot Water) - Downstate",12.280983333333333,{"$f":"(B12/(1+$C$2)^(C$20-1)+B28)","v":23.921725829383888},35.043876005705172,45.67053702725196,55.888778781586446,65.710411908538092,75.15382745698372,84.176541080522284,92.797294950216013,101.03399627784755,108.90375451315806,116.42291688395711,123.6071023529291,130.47123406167199,137.02957032936189,143.29573427043434,149.28274209280497,155.00303013541122,160.46848070123787,165.69044673948738,170.67977542816561,175.4468307060686,180.00151480097495,184.35328879876226,188.51119229617422,192.48386217806166,196.27955055810199,199.90614192026374,203.37116949662303,206.68183091555207,209.84500315278476,212.86725681641562,215.75486979550558,218.51384030064557,221.14989932356605,223.66852254167395,226.07494169224529,228.37415543990019,230.57093975993445,232.66985785907616,234.67526965427507,236.59134082921395,238.42205148735459,240.17120441949277,241.84243300299539,243.43920874912871,244.96484851415468]
["Natural gas $ per MMBtu (Hot Water) - Upstate",9.5611999999999995,{"$f":"(B13/(1+$C$2)^(C$20-1)+B29)","v":18.623948815165875},27.282954318186921,35.55620317794542,43.525876724618676,51.266099534882571,58.661497253125233,65.727431755484105,72.478580550154945,78.928967265821484,85.091990781832749,90.980453060637828,96.606585740292346,101.98207554227506,107.11808854739218,112.02529339019603,116.71388342009772,121.19359787520757,125.473742112886,129.56320693902805,133.47048707623296,137.20369880922115,140.77059684415207,144.1785904168633,147.43475868349165,150.54586542544558,153.51837309927456,156.35845626062013,159.07201439013326,161.66468414799982,164.14185108253017,166.50866081713357,168.77002973891578,170.93065521110199,172.99502533049886,174.96742825026385,176.85196108734735,178.65253843311055,180.3729004847971,182.01662081474973,183.58711379351016,185.08764168222154,186.52132140906619,187.89113104381443,189.19991598393406,190.45039486510998,191.64516520845154]
["Residual Oil",8.9118203542974328,{"$f":"(B14/(1+$C$2)^(C$20-1)+B30)","v":17.359043438939551},25.589545897852815,33.588389038092593,41.325261479235309,48.763034920483122,55.971141889084691,62.888693070117185,69.575353604948958,76.026289816374629,82.188205152125875,88.120855540509595,93.831743381662761,99.324461319671641,104.56340812528835,109.55683644990455,114.31020881248578,118.85181956270557,123.19110263021415,127.33707166533135,131.29833876239121,135.08313234896593,138.69931427812926,142.15439615926351,145.45555496133301,148.60964792103545,151.62322678679851,154.50255142821007,157.25360283915114,159.88209556164273,162.39348955621287,164.79300154344199,167.08561584024477,169.27609471339852,171.36898827182409,173.36864391816815,175.27921537931962,177.10467133461887,178.84880365968203,180.51523530296512,182.10742781142898,183.62868852093757,185.08217742632587,186.47091374540776,187.79778219055899,189.06553896090253,190.27681746754357]
["Co2 Adder per kWh ",6.3600000000000002E-3,{"$f":"(B15/(1+$C$2)^(C$20-1)+B31)","v":1.2388436018957347E-2},1.8033109229352442E-2,2.3325420307047179E-2,2.8381960180332767E-2,3.3204859311725898E-2,3.7812899429682564E-2,4.2208008783894788E-2,4.6407317057871961E-2,5.0419547143340196E-2,5.4246366396768983E-2,5.7902701759286725E-2,6.1390062104126217E-2,6.472206137199181E-2,6.7905620862047281E-2,7.0947353531218768E-2,7.3853577730768394E-2,7.6630330330906798E-2,7.928337926070729E-2,8.1818235489369756E-2,8.4240164473722137E-2,8.6554197095738444E-2,8.8765140112792879E-2,9.0877586142357691E-2,9.2895923201885014E-2,9.4824343823689317E-2,9.6666853763763952E-2,9.8427280322621991E-2,0.10010928029544559,0.1017163475680581,0.10325182037449734,0.10471888823126584,0.10612059856266171,0.10745986303095274,0.10873946358454266,0.10996205823669303,0.11113018658680447,0.11224627509572611,0.11331264212605124,0.11433150275786901,0.11530497338997545,0.11623507613610179,0.1171237430252917,0.11797282001515277,0.11878407082631862,0.11955918060608654,0.12029975942884112]
["Co2 Adder per MMBtu",0.93015000000000014,{"$f":"(B16/(1+$C$2)^(C$20-1)+B32)","v":1.8118087677725123},2.6541898463646376,3.4590430475218534,4.2280402292910226,4.9627787688391951,5.6647848805591554,6.3355167863541508,6.976367744687189,7.5886689446869076,8.1736922713217091,8.7326529473860504,9.2667120577868616,9.776978961373608,10.264513595321894,10.730328676857317,11.175391806893058,11.600627479950903,12.006919004540769,12.39511033798777,12.766007839518174,13.120381945245802,13.45896876853817,13.782471629086707,14.091562513857253,14.386883472955557,14.669047953307301,14.938642072922995,15.196225838394673,15.442334308153395,15.677478703903908,15.902147472545158,16.116807300782483,16.321904084539096,16.517863855180483,16.705093664475761,16.883982430134189,17.054901743673238,17.218206642296327,17.374236346383601,17.52331496412765,17.665752164777889,17.801843821892049,17.931872627930982,18.056108681473393,18.174810048270313,18.288223297304718]
["Co2 Adder per MMBtu Oil ",0.93015000000000014,{"$f":"(B17/(1+$C$2)^(C$20-1)+B33)","v":1.8118087677725123},2.6541898463646376,3.4590430475218534,4.2280402292910226,4.9627787688391951,5.6647848805591554,6.3355167863541508,6.976367744687189,7.5886689446869076,8.1736922713217091,8.7326529473860504,9.2667120577868616,9.776978961373608,10.264513595321894,10.730328676857317,11.175391806893058,11.600627479950903,12.006919004540769,12.39511033798777,12.766007839518174,13.120381945245802,13.45896876853817,13.782471629086707,14.091562513857253,14.386883472955557,14.669047953307301,14.938642072922995,15.196225838394673,15.442334308153395,15.677478703903908,15.902147472545158,16.116807300782483,16.321904084539096,16.517863855180483,16.705093664475761,16.883982430134189,17.054901743673238,17.218206642296327,17.374236346383601,17.52331496412765,17.665752164777889,17.801843821892049,17.931872627930982,18.056108681473393,18.174810048270313,18.288223297304718]
[]
["Per January 16, 2011 Order with line loss (in 2008$)"]
["Year",2013,2014,2015,2016,2017,2018,2019,2020,2021,2022,2023,2024,2025,2026,2027,2028,2029,2030,2031,2032,2033,2034,2035,2036,2037,2038,2039,2040,2041,2042,2043,2044,2045,2046,2047,2048,2049,2050,2051,2052,2053,2054,2055,2056,2057,2058,2059]
["Avoided energy per kWh with line loss -Upstate(2008$)",6.5435755251657166E-2,6.5279251751521564E-2,6.5131643636398229E-2,6.5288147136533831E-2,6.5451665544625004E-2,6.560628856770391E-2,6.5771687452851779E-2,6.5935205860942953E-2,6.6091709361078541E-2,6.6255227769169728E-2,6.642062665431761E-2,6.6586025539465465E-2,6.6586025539465465E-2,6.6586025539465465E-2,6.6586025539465465E-2,6.6586025539465465E-2,6.6586025539465465E-2,6.6586025539465465E-2,6.6586025539465465E-2,6.6586025539465465E-2,6.6586025539465465E-2,6.6586025539465465E-2,6.6586025539465465E-2,6.6586025539465465E-2,6.6586025539465465E-2,6.6586025539465465E-2,6.6586025539465465E-2,6.6586025539465465E-2,6.6586025539465465E-2,6.6586025539465465E-2,6.6586025539465465E-2,6.6586025539465465E-2,6.6586025539465465E-2,6.6586025539465465E-2,6.6586025539465465E-2,6.6586025539465465E-2,6.6586025539465465E-2,6.6586025539465465E-2,6.6586025539465465E-2,6.6586025539465465E-2,6.6586025539465465E-2,6.6586025539465465E-2,6.6586025539465465E-2,6.6586025539465465E-2,6.6586025539465465E-2,6.6586025539465465E-2,6.6586025539465465E-2]
["Avoided energy per kWh with line loss -Lower Hudson(2008$)",8.2090517241379321E-2,8.1454741379310344E-2,8.0818965517241367E-2,8.1023706896551709E-2,8.1217672413793102E-2,8.1422413793103443E-2,8.1616379310344822E-2,8.1821120689655177E-2,8.2015086206896542E-2,8.2219827586206884E-2,8.2424568965517225E-2,8.2629310344827595E-2,8.2629310344827595E-2,8.2629310344827595E-2,8.2629310344827595E-2,8.2629310344827595E-2,8.2629310344827595E-2,8.2629310344827595E-2,8.2629310344827595E-2,8.2629310344827595E-2,8.2629310344827595E-2,8.2629310344827595E-2,8.2629310344827595E-2,8.2629310344827595E-2,8.2629310344827595E-2,8.2629310344827595E-2,8.2629310344827595E-2,8.2629310344827595E-2,8.2629310344827595E-2,8.2629310344827595E-2,8.2629310344827595E-2,8.2629310344827595E-2,8.2629310344827595E-2,8.2629310344827595E-2,8.2629310344827595E-2,8.2629310344827595E-2,8.2629310344827595E-2,8.2629310344827595E-2,8.2629310344827595E-2,8.2629310344827595E-2,8.2629310344827595E-2,8.2629310344827595E-2,8.2629310344827595E-2,8.2629310344827595E-2,8.2629310344827595E-2,8.2629310344827595E-2,8.2629310344827595E-2]
["Avoided energy per kWh with line loss -NYC(2008$)",8.4339999999999998E-2,8.4019999999999997E-2,8.3710000000000007E-2,8.3919999999999995E-2,8.412E-2,8.4330000000000002E-2,8.4529999999999994E-2,8.4739999999999996E-2,8.4949999999999998E-2,8.516E-2,8.5370000000000001E-2,8.5580000000000003E-2,8.5580000000000003E-2,8.5580000000000003E-2,8.5580000000000003E-2,8.5580000000000003E-2,8.5580000000000003E-2,8.5580000000000003E-2,8.5580000000000003E-2,8.5580000000000003E-2,8.5580000000000003E-2,8.5580000000000003E-2,8.5580000000000003E-2,8.5580000000000003E-2,8.5580000000000003E-2,8.5580000000000003E-2,8.5580000000000003E-2,8.5580000000000003E-2,8.5580000000000003E-2,8.5580000000000003E-2,8.5580000000000003E-2,8.5580000000000003E-2,8.5580000000000003E-2,8.5580000000000003E-2,8.5580000000000003E-2,8.5580000000000003E-2,8.5580000000000003E-2,8.5580000000000003E-2,8.5580000000000003E-2,8.5580000000000003E-2,8.5580000000000003E-2,8.5580000000000003E-2,8.5580000000000003E-2,8.5580000000000003E-2,8.5580000000000003E-2,8.5580000000000003E-2,8.5580000000000003E-2]
["Avoided Capacity per KW with reserve margin, line loss and avoided distribution -Upstate(2008$)",105.54956896551724,111.48706896551724,117.06896551724137,122.32758620689654,127.26293103448276,131.90732758620689,136.27155172413794,140.36637931034483,144.21336206896549,144.21336206896549,144.21336206896549,144.21336206896549,144.21336206896549,144.21336206896501,144.21336206896501,144.21336206896501,144.21336206896501,144.21336206896501,144.21336206896501,144.21336206896501,144.21336206896501,144.21336206896501,144.21336206896501,144.21336206896501,144.21336206896501,144.21336206896501,144.21336206896501,144.21336206896501,144.21336206896501,144.21336206896501,144.21336206896501,144.21336206896501,144.21336206896501,144.21336206896501,144.21336206896501,144.21336206896501,144.21336206896501,144.21336206896501,144.21336206896501,144.21336206896501,144.21336206896501,144.21336206896501,144.21336206896501,144.21336206896501,144.21336206896501,144.21336206896501,144.21336206896501]
["Avoided Capacity per KW with reserve margin, line loss and avoided distribution -NYC(2008$)",242.54300000000001,238.19,229.91399999999999,239.53700000000001,254.39699999999999,255.55,256.584,257.52199999999999,258.36200000000002,258.36200000000002,258.36200000000002,258.36200000000002,258.36200000000002,258.36200000000002,258.36200000000002,258.36200000000002,258.36200000000002,258.36200000000002,258.36200000000002,258.36200000000002,258.36200000000002,258.36200000000002,258.36200000000002,258.36200000000002,258.36200000000002,258.36200000000002,258.36200000000002,258.36200000000002,258.36200000000002,258.36200000000002,258.36200000000002,258.36200000000002,258.36200000000002,258.36200000000002,258.36200000000002,258.36200000000002,258.36200000000002,258.36200000000002,258.36200000000002,258.36200000000002,258.36200000000002,258.36200000000002,258.36200000000002,258.36200000000002,258.36200000000002,258.36200000000002,258.36200000000002]
["Avoided gas $/MMBtu (Heating) -Downstate 2008$",13.19,13.19,13.19,13.27,13.34,13.42,13.42,13.42,13.42,13.42,13.42,13.42,13.42,13.42,13.42,13.42,13.42,13.42,13.42,13.42,13.42,13.42,13.42,13.42,13.42,13.42,13.42,13.42,13.42,13.42,13.42,13.42,13.42,13.42,13.42,13.42,13.42,13.42,13.42,13.42,13.42,13.42,13.42,13.42,13.42,13.42,13.42]
["Avoided gas $/MMBtu (Heating) -Upstate2008$",9.7899999999999991,9.7899999999999991,9.7899999999999991,9.8699999999999992,9.94,10.02,10.02,10.02,10.02,10.02,10.02,10.02,10.02,10.02,10.02,10.02,10.02,10.02,10.02,10.02,10.02,10.02,10.02,10.02,10.02,10.02,10.02,10.02,10.02,10.02,10.02,10.02,10.02,10.02,10.02,10.02,10.02,10.02,10.02,10.02,10.02,10.02,10.02,10.02,10.02,10.02,10.02]
["Natural gas $ per MMBtu (Hot Water) - Downstate",11.585833333333333,11.585833333333333,11.585833333333333,11.66,11.73,11.804166666666667,11.804166666666667,11.804166666666667,11.804166666666667,11.804166666666667,11.804166666666667,11.804166666666667,11.804166666666667,11.804166666666667,11.804166666666667,11.804166666666667,11.804166666666667,11.804166666666667,11.804166666666667,11.804166666666667,11.804166666666667,11.804166666666667,11.804166666666667,11.804166666666667,11.804166666666667,11.804166666666667,11.804166666666667,11.804166666666667,11.804166666666667,11.804166666666667,11.804166666666667,11.804166666666667,11.804166666666667,11.804166666666667,11.804166666666667,11.804166666666667,11.804166666666667,11.804166666666667,11.804166666666667,11.804166666666667,11.804166666666667,11.804166666666667,11.804166666666667,11.804166666666667,11.804166666666667,11.804166666666699,11.804166666666699]
["Natural gas $ per MMBtu (Hot Water) - Upstate",9.02,9.02,9.02,9.0941666666666663,9.2441666666666666,9.2441666666666666,9.2441666666666666,9.2441666666666666,9.2441666666666666,9.2441666666666666,9.2441666666666666,9.2441666666666666,9.2441666666666666,9.2441666666666666,9.2441666666666666,9.2441666666666666,9.2441666666666666,9.2441666666666666,9.2441666666666666,9.2441666666666666,9.2441666666666666,9.2441666666666666,9.2441666666666666,9.2441666666666666,9.2441666666666666,9.2441666666666666,9.2441666666666666,9.2441666666666666,9.2441666666666666,9.2441666666666666,9.2441666666666666,9.2441666666666666,9.2441666666666666,9.2441666666666666,9.2441666666666666,9.2441666666666666,9.2441666666666666,9.2441666666666666,9.2441666666666666,9.2441666666666666,9.2441666666666666,9.2441666666666666,9.2441666666666666,9.2441666666666666,9.2441666666666666,9.2441666666666702,9.2441666666666702]
["Residual Oil",8.4073776927334265,8.5736326363918245,8.7208261649062617,8.8285181377174773,8.8829506598476691,9.0100552678251411,9.0500408716374903,9.1558646250250764,9.244954159045637,9.2425044625563437,9.3135366023628183,9.3834258849192018,9.4457625151136106,9.4294343454096037,9.4065940080935402,9.3718934835830296,9.3718934835830296,9.3718934835830296,9.3718934835830296,9.3718934835830296,9.3718934835830296,9.3718934835830296,9.3718934835830296,9.3718934835830296,9.3718934835830296,9.3718934835830296,9.3718934835830296,9.3718934835830296,9.3718934835830296,9.3718934835830296,9.3718934835830296,9.3718934835830296,9.3718934835830296,9.3718934835830296,9.3718934835830296,9.3718934835830296,9.3718934835830296,9.3718934835830296,9.3718934835830296,9.3718934835830296,9.3718934835830296,9.3718934835830296,9.3718934835830296,9.3718934835830296,9.3718934835830296,9.3718934835830296,9.3718934835830296]
["Co2 Adder per KWh",6.0000000000000001E-3,5.8799999999999998E-3,5.77E-3,5.77E-3,5.7599999999999995E-3,5.7599999999999995E-3,5.7499999999999999E-3,5.7499999999999999E-3,5.7499999999999999E-3,5.7400000000000003E-3,5.7400000000000003E-3,5.7300000000000007E-3,5.7300000000000007E-3,5.7300000000000007E-3,5.7300000000000007E-3,5.7300000000000007E-3,5.7300000000000007E-3,5.7300000000000007E-3,5.7300000000000007E-3,5.7300000000000007E-3,5.7300000000000007E-3,5.7300000000000007E-3,5.7300000000000007E-3,5.7300000000000007E-3,5.7300000000000007E-3,5.7300000000000007E-3,5.7300000000000007E-3,5.7300000000000007E-3,5.7300000000000007E-3,5.7300000000000007E-3,5.7300000000000007E-3,5.7300000000000007E-3,5.7300000000000007E-3,5.7300000000000007E-3,5.7300000000000007E-3,5.7300000000000007E-3,5.7300000000000007E-3,5.7300000000000007E-3,5.7300000000000007E-3,5.7300000000000007E-3,5.7300000000000007E-3,5.7300000000000007E-3,5.7300000000000007E-3,5.7300000000000007E-3,5.7300000000000007E-3,5.7300000000000007E-3,5.7300000000000007E-3]
["Co2 Adder per MMBtu Nat Gas",0.87750000000000006,0.87750000000000006,0.87750000000000006,0.87750000000000006,0.87750000000000006,0.87750000000000006,0.87750000000000006,0.87750000000000006,0.87750000000000006,0.87750000000000006,0.87750000000000006,0.87750000000000006,0.87750000000000006,0.87750000000000006,0.87750000000000006,0.87750000000000006,0.87750000000000006,0.87750000000000006,0.87750000000000006,0.87750000000000006,0.87750000000000006,0.87750000000000006,0.87750000000000006,0.87750000000000006,0.87750000000000006,0.87750000000000006,0.87750000000000006,0.87750000000000006,0.87750000000000006,0.87750000000000006,0.87750000000000006,0.87750000000000006,0.87750000000000006,0.87750000000000006,0.87750000000000006,0.87750000000000006,0.87750000000000006,0.87750000000000006,0.87750000000000006,0.87750000000000006,0.87750000000000006,0.87750000000000006,0.87750000000000006,0.87750000000000006,0.87750000000000006,0.87750000000000006,0.87750000000000006]
["Co2 Adder per MMBtu Oil (place holder values)",0.87750000000000006,0.87750000000000006,0.87750000000000006,0.87750000000000006,0.87750000000000006,0.87750000000000006,0.87750000000000006,0.87750000000000006,0.87750000000000006,0.87750000000000006,0.87750000000000006,0.87750000000000006,0.87750000000000006,0.87750000000000006,0.87750000000000006,0.87750000000000006,0.87750000000000006,0.87750000000000006,0.87750000000000006,0.87750000000000006,0.87750000000000006,0.87750000000000006,0.87750000000000006,0.87750000000000006,0.87750000000000006,0.87750000000000006,0.87750000000000006,0.87750000000000006,0.87750000000000006,0.87750000000000006,0.87750000000000006,0.87750000000000006,0.87750000000000006,0.87750000000000006,0.87750000000000006,0.87750000000000006,0.87750000000000006,0.87750000000000006,0.87750000000000006,0.87750000000000006,0.87750000000000006,0.87750000000000006,0.87750000000000006,0.87750000000000006,0.87750000000000006,0.87750000000000006,0.87750000000000006]
[]
[]
[]
[]
[]
[null,"Year","A-E","F","G-I","J","K","NYS","A-I"]
[null,2011,60.7795679155371,68.433739104063449,78.002599307289231,80.033008342689854,82.961668473841755,74.690756673383532,66.611343388822775]
[null,2012,59.57633379726235,66.967365432809189,76.776519030879342,78.556665784229196,80.732880178520475,73.194912246251462,65.374634541308012]
[null,2013,59.439916686986017,66.798748032077356,76.18085390827865,78.264132230437454,80.513027007237284,72.931416342627386,65.141762496127072]
[null,2014,59.303811942825369,66.630555193781944,75.589810210857934,77.972688028888982,80.293772543900786,72.668869003447128,64.909719968232238]
[null,2015,59.168018849528593,66.462785848915473,75.003352083621067,77.682329122995043,80.075115158099194,72.407266813953626,64.678504002786568]
[null,2016,59.313226850163616,66.625896401497911,75.187422583339583,77.87297427076156,80.27163259435639,72.58496609559154,64.837235635734999]
[null,2017,59.458791214994335,66.789407254068124,75.37194482218608,78.064087292918288,80.468632316560686,72.763101480345682,64.996356822085858]
[null,2018,59.604712818596802,66.953319389027826,75.556919908802314,78.255669337705513,80.666115508320701,72.941674038484479,65.155868517866935]
[null,2019,59.750992537693421,67.117633791189633,75.74234895455082,78.447721556181534,80.864083356149862,73.120684842902904,65.31577168145229]
[null,2020,59.897631251158231,67.282351447783086,75.928233073521582,78.640245102229528,81.062537049473477,73.30013496912909,65.476067273567963]
[null,2021,60.044629840022154,67.447473348460548,76.114573382538751,78.833241132564481,81.261477780635872,73.480025495330622,65.636756257297819]
[null,2022,60.191989187478306,67.613000485303218,76.301371001167396,79.026710806740155,81.460906744907632,73.660357502321119,65.797839598089212]
[null,2023,60.339710178887302,67.778933852826853,76.488627051720087,79.220655287156021,81.660825140492676,73.841132073566683,65.959318263758917]
[null,2024,60.487793701782586,67.945274447988112,76.67634265926381,79.415075739064307,81.86123416853556,74.02235029519241,66.121193224498896]
[null,2025,60.487793701782579,67.945274447988098,76.67634265926381,79.415075739064307,81.86123416853556,74.02235029519241,66.121193224498896]
[null,2026,60.487793701782579,67.945274447988098,76.67634265926381,79.415075739064307,81.86123416853556,74.02235029519241,66.121193224498896]
[null,2027,60.487793701782579,67.945274447988098,76.676342659263824,79.415075739064307,81.86123416853556,74.02235029519241,66.121193224498896]
[null,2028,60.487793701782572,67.945274447988098,76.67634265926381,79.415075739064307,81.86123416853556,74.02235029519241,66.121193224498896]
[null,2029,60.487793701782572,67.945274447988098,76.67634265926381,79.415075739064307,81.86123416853556,74.02235029519241,66.121193224498896]
[null,2030,60.487793701782572,67.945274447988098,76.67634265926381,79.415075739064307,81.86123416853556,74.02235029519241,66.121193224498896]
[null,2031,60.487793701782572,67.945274447988098,76.67634265926381,79.415075739064307,81.86123416853556,74.02235029519241,66.121193224498896]
[null,2032,60.487793701782572,67.945274447988098,76.67634265926381,79.415075739064307,81.86123416853556,74.02235029519241,66.121193224498896]
[null,2033,60.487793701782572,67.945274447988098,76.67634265926381,79.415075739064307,81.86123416853556,74.02235029519241,66.121193224498896]
[null,2034,60.487793701782572,67.945274447988098,76.67634265926381,79.415075739064307,81.86123416853556,74.02235029519241,66.121193224498896]
[null,2035,60.487793701782572,67.945274447988098,76.67634265926381,79.415075739064307,81.86123416853556,74.02235029519241,66.121193224498896]
[null,2036,60.487793701782572,67.945274447988098,76.67634265926381,79.415075739064307,81.86123416853556,74.02235029519241,66.121193224498896]
[null,2037,60.487793701782572,67.945274447988098,76.67634265926381,79.415075739064307,81.86123416853556,74.02235029519241,66.121193224498896]
[null,2038,60.487793701782572,67.945274447988098,76.67634265926381,79.415075739064307,81.86123416853556,74.02235029519241,66.121193224498896]
[null,2039,60.487793701782572,67.945274447988098,76.67634265926381,79.415075739064307,81.86123416853556,74.02235029519241,66.121193224498896]
[null,2040,60.487793701782572,67.945274447988098,76.67634265926381,79.415075739064307,81.86123416853556,74.02235029519241,66.121193224498896]
[null,"NPV 5.5%",{"$f":"(NPV(5.5%,C56:C85))*1.055","v":920.2800638155577},{"$f":"(NPV(5.5%,D56:D85))*1.055","v":1033.9851524112103},1169.8252872590799,1209.0985260513544,1246.3600116485034,1127.0365482295445,1006.6159909432101]