## NYSERDA Reporting (hidden)
Project Energy Savings and Financial Summary per Building
Projected Annual Cost Savings ($) | #DIV/0!
Projected Annual Cost Savings (%) | #DIV/0!
Minimum Performance Target (%) | 30%
Project Exceeds Performance Target By | #DIV/0!
Total Projected Incremental Costs | 0
Simulation Summary
| Baseline Simulation | Simulation | Difference | Percent Difference
Total Annual Energy Cost (All Fuels) | #DIV/0! | 0 | #DIV/0! | #DIV/0!
Electricity Consumption (kWh/yr) | #DIV/0! | 0 | #DIV/0! | #DIV/0!
Fuel Consumption (MMBtu/yr) | #DIV/0! | 0 | #DIV/0! | #DIV/0!
Total Energy Consumption (MMBtu/yr) | #DIV/0! | 0 | #DIV/0! | #DIV/0!
Energy Use by End Use
End use | Predominent Energy Source | Baseline Energy (MMBtu) | Energy (MMBtu) | Percent Improvement | Baseline Electricity (kWh/yr) | Baseline Fuel (MMBtu/yr) | Electricity (kWh/yr) | Fuel (MMBtu/yr)
Lighting | #DIV/0! | #DIV/0! | 0 | #DIV/0! | #DIV/0! | #DIV/0! | 0 | 0
Space Heating | #DIV/0! | #DIV/0! | 0 | #DIV/0! | #DIV/0! | #DIV/0! | 0 | 0
Space Cooling | #DIV/0! | #DIV/0! | 0 | #DIV/0! | #DIV/0! | #DIV/0! | 0 | 0
Pumps | #DIV/0! | #DIV/0! | 0 | #DIV/0! | #DIV/0! | #DIV/0! | 0 | 0
Heat rejection | #DIV/0! | #DIV/0! | 0 | #DIV/0! | #DIV/0! | #DIV/0! | 0 | 0
Fans - interior | #DIV/0! | #DIV/0! | 0 | #DIV/0! | #DIV/0! | #DIV/0! | 0 | 0
Service water heating | #DIV/0! | #DIV/0! | 0 | #DIV/0! | #DIV/0! | #DIV/0! | 0 | 0
Other equipment/plug loads | #DIV/0! | #DIV/0! | 0 | #DIV/0! | #DIV/0! | #DIV/0! | 0 | 0
Total |  | #DIV/0! | 0 | #DIV/0! | #DIV/0! | #DIV/0! | 0 | 0
Designs
Building Component | 0 | Baseline Design
Wall (above and below grade wall construction and U-value) | AGW: , U-; BGW: , C- | AGW: Per ASHRAE, U- (res) & U- (non-res); BGW: Per ASHRAE, C- (res); C- (non-res)
Doors | , U- | Exterior doors: , U-
Windows (window-to-wall-ratio,frame material, U-Value and SHGC) | , , U-, SHGC-, window to wall ratio | Windows: Per ASHRAE, , U-, SHGC-, window to wall ratio
Floor (U-Value and construction for exposed floor and slabs) | Slab-below-grade: , C-; Slab-on-grade: , F-; Floor Perimeter: , U-; Floor above cond. Space: , U- | Slab-below-grade: Per ASHRAE, C-; Slab-on-grade: Per ASHRAE, F- (res) & F- (non-res); Floor Perimeter: Per ASHRAE, U- (res) & U- (non-res); Floor above cond. Space: Per ASHRAE, U- (res) & U- (non-res)
Roof (U-Value and construction) | , U- | Roof Insulation: Per ASHRAE, U-
Lighting Power Density | Common area: Corridors: , ; In-unit: In-unit Lighting: W/SF; Garage Lighting: Garage Lighting: W/SF; Exit Signs: Exit Signs: kW | Common Area: Corridors - 0.66, ; In-unit Lighting: 0.6 W/SF; Garage Lighting: W/SF; Exit Signs: kW
Lighting Controls | 0 | Lighting Controls: N/A
Exterior Lighting | Exterior Lighting: kW | Exterior Lighting: kW
Appliances | N/A; N/A; N/A; N/A ;N/A; N/A | N/A; N/A; N/A; N/A; N/A; N/A
Misc. Plug Loads |  | 0
Renewable Systems | , | 0
Heating/Cooling system type and efficiency (include all heating systems) | Primary system: ( COP); Tertiary System: (0% Et) | ( COP)
Mechanical Ventilation (include exhaust/supply CFM and system description) | Kitchen: 0 CFM (0) Bathroom: 0 CFM (0); Non-corridor: CFM; Corridor: 0 CFM; 0 | Kitchen: 0 CFM (0) Bathroom: 20 CFM (0); Non-corridor Exhaust: N/A CFM; Corridor Supply Ventilation: 0 CFM; Fresh air supplied to apts by:
Fan and Pump descriptino | Heating pump: NEMA Motor, W/GPM; DHW pump: hp NEMA efficient motor, 0.0%; kW/CFM | Heating pump: NEMA Standard Motor, 19 W/GPM; DHW pump: hp NEMA efficiency motor, 0.0% efficient; Space heating fan power: 0.0003 kW/CFM
Domestic Water Heating (include system type, efficiency, and hot water demand) | ( kBtu) Et- 0%; Hot Water Demand: | Et-0%; Hot Water Demand:

## ERMs (hidden)
Building Components
| Measure # | Proposed Method of Compliance (by PM/client) | Values Used in Energy Model (Modeling Submittal Notes) | Baseline
APPLIANCES
Refrigerator | 0 | N/A | N/A | N/A
Dishwasher | 0 | N/A | N/A | N/A
In-Unit Clothes Washer | 0 | N/A | N/A | N/A
Common Area Clothes Washer | 0 | N/A | N/A | N/A
Stove | 0 | N/A | N/A | N/A
Dryer | 0 | N/A | N/A | N/A
Elevator | 0 | N/A | N/A | N/A
<Other Appliance> (kWh/yr) | 0 | N/A | N/A | N/A
DOMESTIC HOT WATER
Domestic Hot Water-Type & Efficiency | 0 | ( kBtu) Et- 0% | Baseline: Et-0%, kBtu Proposed: Et-0%, kBtu | Et-0%
Domestic Hot Water - Storage Insulation | 0 | gal Storage Tank, R- | Baseline: R-12.5, gal Proposed: R-, gal | gal storage tank, R-12.5
Domestic Hot Water - Low Flow Fixtures | 0 | Showerheads: gpm Kitchen Faucets: gpm Lavatory Faucets: gpm Toilets: gpf | Baseline: 0 gpm Proposed: 0 gpm | Showerheads: 2.5 gpm Kitchen Faucets: 2.5 gpm Lavatory Faucets: 2.5 gpm Toilets: 1.6 gpf
ENVELOPE |  | The envelope measures listed below must comply with ASHRAE Standard 90.1-2010 Section 5.4 in addition to the listed requirements.
Below Grade Wall Insulation | 0 | , C- | Baseline: C- (res) & C- (non-res) Proposed: C- | BGW: Per ASHRAE, C- (res); C- (non-res)
Above Grade Wall Insulation | 0 | , U- | Baseline: U- (res) & U- (non-res) Proposed: U- | AGW: Per ASHRAE, U- (res) & U- (non-res)
Floor Perimeter/Plank Edge Insulation | 0 | , U- | Baseline: U- (res) & U- (non-res) Proposed: U- | Floor Perimeter: Per ASHRAE, U- (res) & U- (non-res)
Roof Insulation | 0 | , U- | Baseline: U- Proposed: U- | Roof Insulation: Per ASHRAE, U-
Floor Insulation Above Unconditioned Space | 0 | , U- | Baseline: U- (res) & U- (non-res) Proposed: U- | Floor above cond. Space: Per ASHRAE, U- (res) & U- (non-res)
Below Grade Slab Floor Insulation | 0 | , C- | Baseline: C- Proposed: C- | Slab-below-grade: Per ASHRAE, C-
Slab-on-Grade Insulation (Unheated) | 0 | , F- | Baseline: F- (res) & F- (non-res) Proposed: F- | Slab-on-grade: Per ASHRAE, F- (res) & F- (non-res)
Slab-on-Grade Insulation (Embedded Heat) | 0 | , F- | Baseline: F- (res) & F- (non-res) Proposed: F- | Slab-on-grade: Per ASHRAE, F- (res) & F- (non-res)
Windows | 0 | , , U-, SHGC- | Baseline: U-, SHGC- Proposed: U-, SHGC- | Windows: Per ASHRAE, , U-, SHGC-
Shading Devices | 0 | 0 | Baseline: Proposed: | 0
Exterior Doors | 0 | , U- | Baseline: U- Proposed: U- | Exterior doors: , U-
HEATING & COOLING |  | The Heating and Cooling measures listed below must comply with ASHRAE Standard 90.1-2010 Section 6.4 in addition to the listed requirements below.
Space Heating - Type & Efficiency | NA | Primary system: ( COP); Tertiary System: (0% Et) | Baseline: COP Proposed (Primary): COP Proposed (Tertiary): 0% Et | ( COP)
Space Heating - Type & Efficiency (Primary) | 0 | , COP serving | Baseline: COP Proposed: COP | , COP
Space Heating - Type & Efficiency (Secondary) | 0 | , 0% Et serving | Baseline: COP Proposed: 0% Et | , COP
Space Heating - Type & Efficiency (Tertiary) | 0 | , 0% Et serving | Baseline: COP Proposed: 0% Et | , COP
Heating Terminal Units - Electric or Freeze Protection | NA | N/A | N/A | N/A
Space Heating Distribution -Fan Power | 0 | kW/CFM | Baseline: 0.0003 kW/CFM Proposed: kW/CFM | Space heating fan power: 0.0003 kW/CFM
Space Heating Distribution - Fan Control | 0 | Space heating fan controls: | Baseline: Constant Volume Proposed: | Space heating fan controls: Constant Volume
Space Cooling Distribution - Fan Control | 0 | Space cooling fan controls: | Baseline: Constant Volume Proposed: | Space cooling fan controls: Constant Volume
Space Cooling Distribution - Fan Power | 0 | kW/CFM | Baseline: 0.0003 kW/CFM Proposed: kW/CFM | Space cooling fan power: 0.0003 kW/CFM
Space Heating - Sizing | NA | Primary System: kBtu Secondary System: kBtu Tertiary System: kBtu | Baseline: kBtu Proposed: 0 kBtu | kBtu
Space Heating - Design Temperatures | 0 | Hot Water Design Supply Temperature: °F Hot Water Design Return Temperature: °F | Baseline: 180°F, DELTA_T: 50°F Proposed: °F, DELTA_T: 0°F | Hot Water Design Supply Temperature: 180 °F Hot Water Design Return Temperature: 130 °F
Space Heating - Controls | 0 | , | Baseline :OA Reset, 180°F at 20°F and below, 150°F at 50°F and above Proposed: , | OA Reset, 180°F at 20°F and below, 150°F at 50°F and above
Thermostat Setting | NA | Heating: 70 °F/72 °F Cooling: 78 °F/80 °F | Heating: 70 °F/72 °F Cooling: 78 °F/80 °F | Heating: 70 °F/72 °F Cooling: 78 °F/80 °F
Space Cooling - Type and Efficiency | NA | Primary System: serving , EER Secondary system: serving , EER Secondary system: serving , EER | Baseline: EER Proposed (Primary): EER Proposed (Secondary): EER Proposed (Secondary): EER | Primary System: serving whole building, EER
Space Cooling - Type and Efficiency (Primary) | 0 | , EER serving | Baseline: EER Proposed: EER | , EER
Space Cooling - Type and Efficiency (Secondary) | 0 | N/A | N/A | N/A
Space Cooling - Type and Efficiency (Tertiary) | 0 | N/A | N/A | N/A
Space Cooling - Sizing | NA | Primary system: tons Secondary system: tons | Baseline: tons Proposed (primary): tons Proposed (secondary): tons | tons
Space Cooling - Controls | NA | 0 | Baseline: None Proposed: | None
LIGHTING
Lighting Controls | 0 | 0 | Baseline: N/A Proposed: | Lighting Controls: N/A
Common Area Lighting | 0 | Corridors: , | Baseline: Corridors - 0.66, Proposed: Corridors - , | Corridors - 0.66,
Exit Signs | 0 | Exit Signs: kW | Baseline: kW Proposed: kW | Exit Signs: kW
Exterior Lights | 0 | Exterior Lighting: kW | Baseline: kW, 12 hr/day Proposed: kW, 12 hr/day | Exterior Lighting: kW
Garage Lighting | 0 | Garage Lighting: W/SF | Baseline: W/SF, 24 hr/day Proposed: W/SF, 24 hr/day | Garage Lighting: W/SF
In-Unit Lighting | 0 | In-unit Lighting: W/SF | Baseline: 0.6 W/SF, 2.34 hr/day Proposed: W/SF, 2.34 hr/day | In-unit Lighting: 0.6 W/SF
MOTORS (3-PHASE , > 1 HP)
Heating Circulating Pumps | 0 | NEMA Motor, W/GPM | Baseline: 19 W/GPM Proposed: W/GPM | NEMA Standard Motor, 19 W/GPM
Heating Circulating Pumps - Control | 0 | Heating pump motor: hp | Baseline: hp One-Speed motor Proposed: hp motor | Heating pump motor: hp One-Speed
DHW Circulating Pumps | 0 | hp NEMA efficient motor, 0.0% | Baseline: 0.0% Proposed: 0.0% | hp NEMA efficiency motor, 0.0% efficient
DHW Circulating Pumps - Control | 0 | DHW pump control: hp | Baseline: hp control Proposed: hp control | DHW pump control: hp
VENTILATION
Ventilation: Thermal (Apartments) | 0 | Kitchen: 0 CFM (0) Bathroom: 0 CFM (0) | Baseline: 0 CFM Proposed: 0 CFM | Kitchen: 0 CFM (0) Bathroom: 20 CFM (0)
Ventilation: Thermal (Non-apt, Non-corridor spaces) | 0 | Non-corridor: CFM | Baseline: N/A CFM Proposed: CFM | Non-corridor Exhaust: N/A CFM
Ventilation: Thermal Corridors | 0 | Corridor: 0 CFM | Baseline: 0 CFM Proposed: 0 CFM | Corridor Supply Ventilation: 0 CFM
Ventilation: Supply to Apartments (Fresh Air) | NA | 0 | Baseline: Proposed: | Fresh air supplied to apts by:
Ventilation: Infiltration | 0 | Proposed infiltration rate: 0 ACH | Baseline: 0 ACH Proposed: 0 ACH | Baseline infiltration rate: 0ACH
Ventilation: Efficiency Other Fans | 0 | Proposed fan efficiency: 0% | Baseline: Included in baseline allowance Proposed: 0% | Included in W/CFM baseline allowance per ASHRAE 90.1 Appx G3.1.2.10
Ventilation: Supply Airflow (CFM) Primary System | 0 | Proposed supply airflow (primary system): CFM | Baseline: CFM Proposed: CFM | Baseline supply airflow (primary system): CFM
Ventilation: Supply Airflow (CFM) Secondary System | 0 | Proposed supply airflow (secondary system): CFM | Baseline: CFM Proposed: CFM | Baseline supply airflow (secondary system): CFM
Ventilation: Supply Airflow (CFM) Tertiary System | 0 | Proposed supply airflow (tertiary system): CFM | Baseline: CFM Proposed: CFM | Baseline supply airflow (tertiary system): CFM
Ventilation: Thermal (Heat Recovery) | 0 | HRV/ERV: , 0% | Baseline: N/A Proposed: 0% | HRV/ERV: N/A
Ventilation: Thermal (Duct Sealing - Apts) | 0 | N/A | N/A | N/A
Ventilation Thermal (Duct Sealing - Corridors) | 0 | N/A | N/A | N/A
Ventilation Thermal (Duct Sealing - Other) | 0 | N/A | N/A | N/A
Ventilation: Electric (Apartments) | 0 | No intermittent fan power | No intermittent exhaust fans | No intermittent fans
| 0 | No continuous fan power | Baseline: 0 kW Proposed: 0 kW | #REF!
Ventilation: Electric (Non-Apartment) | 0 | non-apt ventilation fans, CFM, hp, 0% | Baseline: N/A kW Proposed: kW | #REF!
Ventilation: Demand Control | 0 | Demand control ventilation: | Baseline: kW, hr/day Proposed: kW, hr/day | Demand Control Ventilation: N/A
Ventilation: Garage Demand Control | 0 | Garage Demand Ventilation: hr/day | Baseline: N/A hr/day Proposed: hr/day | Baseline Garage Demand Ventilation: N/A hr/day
Ventilation: Thermal & Electric (Garage Exhaust fan) | 0 | N/A | N/A | N/A
MISC.
Renewables | N/A | , | Baseline: None Proposed: | 0
Motors | 0 | 0 | Baseline: Proposed: | 0
Motors | 0 | 0 | Baseline: Proposed: | 0
Motors | 0 | 0 | Baseline: Proposed: | 0

## GHSF Calculator (hidden)
Building Area | Total Square Ft | Conditioned? | GHSF
Apartment | 0 | N/A | 0
Storage, active | 0 | N/A | 0
Storage, inactive | 0 | N/A | 0
Lobby | 0 | N/A | 0
Corridor/Transition | 0 | N/A | 0
Stairs - Active | 0 | N/A | 0
Restroom | 0 | N/A | 0
Office | 0 | N/A | 0
Conference/meeting/multipurpose | 0 | N/A | 0
Electrical/Mechanical | 0 | N/A | 0
Workshop | 0 | N/A | 0
Lounge/Recreation | 0 | N/A | 0
Exercise Area | 0 | N/A | 0
Parking garage | 0 | N/A | 0
Non-Residential Associated Spaces | 0 | N/A | 0
|  | TOTAL GHSF | 0

## Demand Savings Lookup (hidden)
Measure | Upstate (non-cooling) | Upstate (cooling) | Downstate (non-cooling) | Downstate (cooling) | Measure Lifetime | Units
Appliances - Clothes washers | 0.0114% | 0.185% | 0.0114% | 0.113% | 14 | each
Appliances - Dishwashers | 0.0114% | 0.185% | 0.0114% | 0.113% | 13 | each
Appliances - Refrigerator | 0.0114% | 0.185% | 0.0114% | 0.113% | 15 | each
DHW - Condensing boiler | 0.0114% | 0.185% | 0.0114% | 0.113% | 13 | 1000 Btu/hr
DHW - Direct | 0.0114% | 0.185% | 0.0114% | 0.113% | 13 | 1000 Btu/hr
DHW - Indirect | 0.0114% | 0.185% | 0.0114% | 0.113% | 15 | 1000 Btu/hr
DHW - Low-flow Devices | 0.0114% | 0.185% | 0.0114% | 0.113% | 7 | each
Envelope - AGW Insulation | 0% | 0.185% | 0% | 0.113% | 25 | SqFt
Envelope - BGW Insulation | 0% | 0.185% | 0% | 0.113% | 25 | SqFt
Envelope - Exterior Doors | 0% | 0.185% | 0% | 0.113% | 20 | each
Envelope - Floor Insulation | 0% | 0.185% | 0% | 0.113% | 25 | SqFt
Envelope - Roof Insulation | 0% | 0.185% | 0% | 0.113% | 25 | SqFt
Envelope - Slab Insulation | 0% | 0.185% | 0% | 0.113% | 25 | SqFt
Envelope - Windows | 0% | 0.185% | 0% | 0.113% | 25 | each
HVAC - Boiler | 0.0114% | 0.185% | 0.0114% | 0.113% | 25 | 1000 Btu/hr
HVAC - Chiller | 0% | 0.185% | 0% | 0.113% | 24 | tons
HVAC - Controls | 0.0114% | 0.185% | 0.0114% | 0.113% | 10 | each
HVAC - Distribution System | 0% | 0.185% | 0% | 0.113% | 25 | each
HVAC - Duct Sealing | 0.0114% | 0.185% | 0.0114% | 0.113% | 25 | SqFt
HVAC - ERV | 0.0114% | 0.185% | 0.0114% | 0.113% | 15 | 1000 Btu/hr
HVAC - Fan/air handlers | 0.0114% | 0.185% | 0.0114% | 0.113% | 20 | 1000 Btu/hr
HVAC - Furnace | 0.0114% | 0.185% | 0.0114% | 0.113% | 20 | 1000 Btu/hr
HVAC - Ground Source HP (cooling side) | 0% | 0.185% | 0% | 0.113% | 15 | 1000 Btu/hr
HVAC - Ground Source HP (heating side) | 0.0114% | 0% | 0.0114% | 0% | 15 | 1000 Btu/hr
HVAC - HRV | 0.0114% | 0.185% | 0.0114% | 0.113% | 15 | 1000 Btu/hr
HVAC - PTAC | 0.0114% | 0.185% | 0.0114% | 0.113% | 15 | 1000 Btu/hr
HVAC - Split System AC/HP | 0.0114% | 0.185% | 0.0114% | 0.113% | 15 | 1000 Btu/hr
HVAC - VRF, air-source (cooling only) | 0% | 0.185% | 0% | 0.113% | 15 | 1000 Btu/hr
HVAC - VRF, air-source (heating & cooling) | 0.0114% | 0.185% | 0.0114% | 0.113% | 15 | 1000 Btu/hr
HVAC - VRF, air-source (heating only) | 0.0114% | 0% | 0.0114% | 0% | 15 | 1000 Btu/hr
HVAC - VRF, water-source (cooling only) | 0% | 0.185% | 0% | 0.113% | 15 | 1000 Btu/hr
HVAC - VRF, water-source (heating & cooling) | 0.0114% | 0.185% | 0.0114% | 0.113% | 15 | 1000 Btu/hr
HVAC - VRF, water-source (heating only) | 0.0114% | 0% | 0.0114% | 0% | 15 | 1000 Btu/hr
HVAC - Water Source HP (cooling side) | 0% | 0.185% | 0% | 0.113% | 15 | 1000 Btu/hr
HVAC - Water Source HP (heating side) | 0.0114% | 0% | 0.0114% | 0% | 15 | 1000 Btu/hr
HVAC - Window AC | 0% | 0.185% | 0% | 0.113% | 13 | each
Lighting - Common Fixtures, LED | 0.021% | 0.185% | 0.021% | 0.113% | 12 | each
Lighting - Common Fixtures, non-LED | 0.021% | 0.185% | 0.021% | 0.113% | 12 | each
Lighting - Common Timers/Sensors | 0% | 0.185% | 0% | 0.113% | 10 | each
Lighting - Exterior Fixtures | 0% | 0.185% | 0% | 0.113% | 15 | each
Lighting - In-unit Fixtures, LED | 0.021% | 0.185% | 0.021% | 0.113% | 15 | each
Lighting - In-unit Fixtures, non-LED | 0.021% | 0.185% | 0.021% | 0.113% | 15 | each
Lighting - LED Exit Signs | 0.0114% | 0.185% | 0.0114% | 0.113% | 15 | each
Other - EC Motors | 0.0114% | 0.185% | 0.0114% | 0.113% | 20 | CFM
Other - Elevators | 0.0114% | 0.185% | 0.0114% | 0.113% | 20 | each
Other - Exhaust fans (ENERGY STAR) | 0.0114% | 0.185% | 0.0114% | 0.113% | 10 | CFM
Other - Motors | 0.0114% | 0.185% | 0.0114% | 0.113% | 20 | each
Other - Variable Speed Drive | 0.0114% | 0.185% | 0.0114% | 0.113% | 15 | each
Other - Ventilation demand control | 0.0114% | 0.185% | 0.0114% | 0.113% | 10 | CFM
Other - Ventilation Fans | 0.0114% | 0.185% | 0.0114% | 0.113% | 10 | CFM
Other

## Lookup (hidden)
Only use 'Unconditioned' for spaces that have no active heating or cooling AND are not indirectly conditioned by adjacent conditioned spaces.
As per Minimum Performance Standards, garages shall not be heated for comfort or to prevent pipes from freezing.
You must fill in the conditioned column.
You must fill in the mechanical ventilation column.
|  |  | Space 2007 | Space 2010 | Building 2007 | Building 2010 | Base Min FC | RCR | Light Source & Distribution | CU at RCR=A | CU at RCR=B | CU at RCR=C | LLF | LE | IESNA fixture code
Storage, active | Apartment | Community or Computer Room | 1.2 | 1.11 | 0.7 | 0.6 | 30 | B | CF: Downlight Open | 0.634 | 0.459 | 0.381 | 0.66 | 58.8 | 521
Storage, inactive | Common Space | Conference/meeting/multipurpose | 1.3 | 1.23 | 0.7 | 0.6 | 30 | B | CF: Indirect Pendant | 0.545 | 0.325 | 0.26 | 0.61 | 58.8 | 523
Lobby | Exterior | Corridor/Transition | 0.5 | 0.66 | 0.7 | 0.6 | 10 | C | CF: Indirect Wall Sconce | 0.53 | 0.315 | 0.255 | 0.62 | 58.8 | 524
Corridor/Transition |  | Electrical/Mechanical | 1.5 | 0.95 | 0.7 | 0.6 | 30 | C | FL: Direct/Indirect-Non-VDT | 0.82 | 0.51 | 0.41 | 0.78 | 81.75 | 535
Stairs - Active |  | Exercise Area | 0.9 | 0.72 | 0.7 | 0.6 | 30 | B | FL: Fluorescent Industrial | 0.88 | 0.49 | 0.39 | 0.65 | 81.8 | 538
Restroom |  | Exit Signs | 5 W/face | 5 W/face | 5 W/face | 5 W/face | NA |  | FL: Linear Direct lensed | 0.77 | 0.5 | 0.4 | 0.79 | 81.75 | 530
Office |  | Lobby | 1.3 | 0.9 | 0.7 | 0.6 | 16 | B | FL: Linear Indirect w/louver | 0.72 | 0.48 | 0.4 | 0.79 | 81.75 | 531
Conference/meeting/multipurpose |  | Lounge/Recreation | 1.2 | 0.73 | 0.7 | 0.6 | 21 | B | FL: Linear Wall Cove | 0.26 | 0.19 | 0.16 | 0.79 | 81.75 | 534-2
Electrical/Mechanical |  | Office | 1.1 | 1.11 | 0.7 | 0.6 | 35 | B | FL: Linear WW Open 1 wall | 0.33 | 0.25 | 0.23 | 0.79 | 81.75 | 537-1
Workshop |  | Parking garage | 0.2 | 0.19 | 0.7 | 0.25 | 7 | A | FL: Linear WW open - 2 walls | 0.47 | 0.26 | 0.23 | 0.79 | 81.75 | 537-2
Parking Garage |  | Restroom | 0.9 | 0.98 | 0.7 | 0.6 | 12 | C | FL:Task | 0.64 | 0.64 | 0.64 | 0.79 | 81.75 | 539
Exit Signs |  | Stairs - Active | 0.6 | 0.69 | 0.7 | 0.6 | 15 | C | INC: Indirect Pendant | 0.506 | 0.288 | 0.223 | 0.69 | 16 | 503
Unlit Chases/Shafts |  | Storage, active | 0.8 | 0.63 | 0.7 | 0.6 | 20 | C | LED: | 0.89 | 0.86 | 0.83 | 0.9 | 70 | n/a
Lounge/Recreation |  | Storage, inactive | 0.3 | 0.63 | 0.7 | 0.6 | 8 | C | MH: Indirect Pendant | 0.45 | 0.26 | 0.2 | 0.53 | 94.17 | 553
Exercise Area |  | Unlit Chases/Shafts | 0 | 0 | 0 | 0 | NA |  | MH: Low Bay Lensed | 0.72 | 0.41 | 0.31 | 0.55 | 94.17 | 559-1
Community or Computer Room |  | Workshop | 1.9 | 1.59 | 0.7 | 0.6 | 50 | B | PAR: Downlight open - flood | 1 | 0.859 | 0.81 | 0.75 | 18.78 | 511

## Drop Down (hidden)
Garage | Condition | YN | Milestone | Rev | Standard | Income | Construction | Fuel | DHW Method | Units | Energy Star | Pump Type | Pump Class | Fan Control | Heating Control | Fan | FanRate | Climate Zone | Windows | SpaceType | LightCalcMethod | LightingSpaceType | LPD2013SS | OS Req? | LPD2013WB | Footcandles | YesNo | Utility | UtilityLookup | Fuel | Funding | GasUtility |  | Split type | BaseSite | ExtLightZone
N/A | N/A | N/A | Please Select | 0 | Please select | Please Select | Please Select | Please Select | Please Select |  | Please Select | Please Select | Please Select | Please Select | Please Select | Please Select | NA | 1 | Wood Frame | Conference/meeting/multipurpose | Space-By-Space (90.1-2013) | Conference/meeting/multipurpose | 1.23 | Y | 0.51 | 30 | Please Select | Central Hudson | 1 | N/A | Please select | Con Ed | 2 | <Select one> | Tradable | Zone 2
Under Ground Garage | Heated & Cooled | Yes | Proposed Design | 1 | ASHRAE 90.1-2004 & Simulation Guidelines V4.0 | Market Rate | New Construction | natural gas | Apartment Method | kBtu/hr | Not Applicable | One-Speed | Standard | Variable Speed | Fixed | Ceiling ( 10-80 CFM) | 1.2 | 2 | Other | Corridor/Transition | Building Area (90.1-2013) | Corridor/Transition | 0.66 | Y | 0.51 | 10 | Yes | Con Ed | 2 | gas - firm | EEPS-Gas | National Grid | 5 | Measure cost | Non-Tradable | Zone 3
Above Ground Garage | Heated-Only | No | As-Built | 2 | RESNET HERS Technical Guidelines Standard | Low-to-Moderate Income | Gut-rehab | oil | Occupancy Method | cubic feet | None Installed | Two-Speed | High Efficiency | Inlet | OA Reset | Ceiling (90-500 CFM) | 2.3 | 3 |  | Electrical/Mechanical |  | Electrical/Mechanical | 0.42 | N | 0.51 | 30 | No | NatGrid | 3 | gas - non firm | EEPS-Electric | O & R | 7 | Measure savings |  | Zone 4
Parking Lot | Cooled-Only |  |  | 3 |  |  |  | propane |  | degrees | Non-Energy Star | Variable Speed | Premium | Discharge | Scheduled | Inline or Range Hood | 2.3 | 4 |  | Exercise Area |  | Exercise Area | 0.72 | N | 0.51 | 30 |  | NYSEG | 4 | oil | RGGI | KEDLI | 6
| Unconditioned |  |  | 4 |  |  |  | steam |  | each | Energy Star | Cycle |  | Cycling | Load Reset | Rooftop/Other | NA | 5 |  | Exit Signs |  | Exit Signs | 5 W/face | N | 5 W/face | NA |  | O & R | 5 | propane | OHGAH | Other
|  |  |  | 5 |  |  |  | electric |  | gallons |  |  |  | Two Speed | N/A |  |  | 6 |  | Lobby |  | Lobby | 0.9 | Y | 0.51 | 16 |  | RG & E | 6 | steam | SBC - NC
|  |  |  | 6 | [5 empty] | linear feet |  |  |  | Constant Volume |  |  |  | 7 |  | Lounge/Recreation |  | Lounge/Recreation | 0.73 | Y | 0.51 | 20 |  |  |  |  | Owner
[10 empty] | square feet | [7 empty] | 8 |  | Office |  | Office | 1.11 | Y | 0.51 | 35
[10 empty] | tons | [9 empty] | Parking garage |  | Parking garage | 0.19 | N | 0.51 | 7
[20 empty] | Restroom |  | Restroom | 0.98 | Y | 0.51 | 12
[20 empty] | Stairs - Active |  | Stairs - Active | 0.69 | Y | 0.51 | 15
[20 empty] | Storage, <50ft2 |  | Storage, <50ft2 | 1.24 | Y | 0.51 | 20
[20 empty] | Storage, ≥50 ft2 |  | Storage, ≥50 ft2 | 0.63 | Y | 0.51 | 8
Baseline Fixtures, per EPAct 1992 | [19 empty] | Unlit Chases/Shafts |  | Unlit Chases/Shafts | 0 | N | 0 | NA
Fixture | Flow Rate | [18 empty] | Workshop |  | Workshop | 1.59 | N | 0.51 | 50
Baseline Toilets (GPF) | 1.6
Baseline Urinals (GPF) | 1
Baseline Showerheads (GPM) | 2.5
Baseline Bathroom Faucets (GPM) | 2.5
Baseline Kitchen Faucets (GPM) | 2.5
Fixture Use
Fixture Type | Duration (sec) |  |  | Uses/Day/Occupant
| Low | Medium | High
Toilets | - |  |  | 5
Urinals | - |  |  | -
HW gallons/day/occupant | 12 | 25 | 44
Showerheads | 150 | 300 | 600 | 1
Bathroom Faucets | 8 | 15 | 30 | 5
Kitchen Faucets | 30 | 60 | 80 | 4

## Introduction
Multifamily New Construction Program (MF NCP)
Building Performance Plan
Version 1.0 - ASHRAE 2013 - January 2017
The following worksheets detail the information regarding the recommended scope of work and document the achievement of the project's Performance Target. Some cells are protected to prevent accidental over-writing of formulas.
Note that throughout these worksheets, common information from cells are linked and should automatically update. Only cells shaded in blue need to be entered manually. Entering values into white cells will override pre-determined formulas. However, depending on the project, there may be reason to write over the pre-determined formulas.
Basic Info
In blue cells only, enter the basic information about the building.
Model Inputs
In blue cells only, enter information about how the baseline and proposed buildings were modeled. Follow the formatting guidelines presented as comments (red corners) where available.
Reporting Summary
In blue cells only, enter general information about the project. If the Basic Info and Model Inputs tabs are completed first, the majority of this tab will autofill.
Detailed Measures
This worksheet should be a summary of all energy-saving measures, along with their associated energy savings. If the Results from eQUEST and Model Inputs tabs are completed first, much of this tab will autofill.
Results from eQuest
For eQuest users only, this worksheet is based upon the Parms.csv file that is generated upon simulation of your building. If those results are pasted into this worksheet, according to the directions, a significant amount of this workbook will autofill.
Project using modeling software other than eQUEST will need to manually enter information in many white cells that would otherwise calculated based on inputs from the Results from eQUEST tab.

## Version History (hidden)
BPP Version 1.0 - ASHRAE 2013 Updates | Release Date 1/2017
Model Inputs | Removed guidance on Appendix G rules.
Windows eQuest | Updated baseline window values based on ASHRAE 90.1-2013 Appendix G.
Interior Lighting | Updated baseline occupancy sensor requirements per ASHRAE 90.1-2013 Appendix G.
Updated baseline LPD per ASHRAE 90.1-2013 Appendix G.
Exterior Lighting | Updated baseline per ASHRAE 90.1-2013 Appendix G.
BPP Version 1.0 - ASHRAE 2010 Updates | Release Date 8/2016
Basic Info | Added Performance Tier drow-down.
Updated energy rates per MF NCP Guidelines.
Model Inputs | Added field in Envelope section, requiring a description of all penetrations through the continuous insulation.
Detailed Measures | Removed all measure cost fields and cost effectiveness calculations.
Clarified instructions.
Added some additional measures to pull-down menu.
Water Savings/DHW Demand | Shifted around some fields so that DHW Demand tab could be completed prior to any inputs into Water Savings tab.
Updated water rates to reflect higher NYC water costs. Non-NYC water costs remained the same.
Interior Lighting | Updated parking garage LPD for Whole Building calculation method.
Updated to allow increase to Baseline LPD per 9.6.3 and remove credit for spaces with mandatory occupancy sensors.
Infiltration and Ventilation tab | Updated to allow for air sealing/infiltration credit.
EIR for PTAC and PTHP | Updated Efficiency Conversion Calculators per ASHRAE 90.1-2013, G3.1.2.1
Version 6.1 - ASHRAE 2010 Updates | Release Date 1/2015
Model Inputs | Updated baseline guidance to match updated code (ASHRAE 90.1-2010, 62.1-2010 and 62.2-2010).
Updated baseline ventilation guidelines to require baseline ventilation rates meet ASHRAE 62.1 or 62.2, as the baseline is no longer allowed to be up to 50% higher than code.
Added linking from Model Input tab to Infiltration and Ventilation tab to reduce amount of data entry necessary. Altered fields to reflect these changes.
Added allowance to claim infiltration improvement for As-Built building, based on blower door results.
Updated garage demand control requirements from ASHRAE 90.1-2010.
Exterior Lighting | Updated to incorporate ASHRAE 90.1-2010 exterior lighting requirements. Includes differing lighting allowances based on exterior lighting zone, and added base site allowance.
Infiltration/Ventilation | Updated baseline to require baseline ventilation rates meet ASHRAE 62.1 or 62.2, as the baseline is no longer allowed to be up to 50% higher than code.
Added option for which infiltration baseline to use - either 0.3 CFM/sqft at 50 Pa or 0.4 CFM/sqft at 75 Pa.
Added allowance to claim infiltration improvement for As-Built building, based on blower door results.
Separated duct sealing credit by spaces (apt, corridor and other)
2015-02-04 | Corrections made to cell references in Infiltration & Ventilation tab to reference the correct cells in the DHW Demand tab. Corrections made on the Appliance tab so the elevator calculation matches the table in the Simulation Guidelines (page 26.)
Version 6.1 - ASHRAE 2007 Updates | Release Date 11/2014
General Updates | Added "General Notes" section to the bottom of most tabs. These notes fields are intended to allow the Partners to make comments in addition to what it easily input into the templated tables. Adding notes are NOT mandatory, but instead should only be used when the Partners feel it is needed.
Basic Info | Added two ASHRAE space types (Lounge/Recreation and Exercise Area).
Deleted the “Mechanically Ventilated?” column for each space type.
Removed “Non-Residential Spaces” from “Total Project Square Footage”.
Added "Project county"
Added "MPP Program Version" to assign correct incentives based on which phase of Version 6 the project is subject to.
Added "Revision Notes" section to the bottom of the sheet. This section is to be used with every revision, including As-Built Rev0, to help the reviewers understand what changes have occured in the model (and/or design) since the last review.
Model Inputs | Updated ventilation section to correspond with updated Simulation Guidelines.
Corrected maximum bathroom and kitchen intermittent exhaust rates (CFM) in baseline description. (Should be 50% above ASHRAE 62.2.)
Reporting Summary | Comment added that appears only if common area lighting exceed prerequisite (20% over ASHRAE).
Separated out the Annual Other end use to Annual Fans and Annual Pumps.
Added "County" to Table 1 to facilitate confirmation of Climate Zone.
Updated Table 4 to get inputs necessary for Portfolio Manager.
Automated the plug load value in Table 6.
Added calculation determining the contribution of each end use to overall savings (% and points).
Detailed Measures | Automated the heating fuel column.
Water Savings | Incorporated Low/Medium/High Usage into the proposed and baseline water usage. Incorporated PSI for fixture types in baseline and proposed fixtures.
DHW Demand | Comment added that GPM flowrates entered must be the GPM rated at 80 psi.
Incorporated PSI into avg faucet gpm. Based baseline & proposed avg faucet gpm and showerhead gpm on PSI for fixture types.
Interior Lighting | Updated to allow Prescriptive Path users to compare to 90.1-2010.
Added to note in lumen/fixture column that screw-in LEDs should use 70 lumen/Watt.
Added two ASHRAE space types (Lounge/Recreation and Exercise Area)
Provided functionality to reduce W/sf for spaces if using automatic controls.
Note provided to caution users to only insert rows at the end of tables.
Food prep and family dining areas removed from ASHRAE space type drop-down. If these areas exist in common spaces, use "Multipurpose".
Drop-down added to indicate Space-by-Space or Building Area method for both 2007 and 2010.
Changed the “24/7?” column to “Notes”, as any fixture type may be used in both 24/7 and non-24/7 spaces.
Added note in instructions section clarifying requirement that total proposed wattage cannot exceed the total baseline wattage by more than 20%, as well as the similar comment for Prescriptive projects.
Updated footcandle calculations to be based on light source & distribution. Incorporated room type into this equation.
Added ASHRAE space types.
Updated foot candle warning.
Added instructional comment to remind users to add ballast power to "Watts/Fixture" entry in schedule
In-unit lighting | Added lookup for illumination. It is based on the Interior Lighting worksheet.
Modified error check to check for appropriate calculations of lit area and to calculate average footcandles and room-by-room lighting power densities.
Exterior Lighting | Added ASHRAE 90.1-2010 Zones 2-3 into the table. Added warning for proposed building façade lighting exceeding baseline. Added Base site allowance dropdown to add into tradable or non-tradable equations.
Revised instruction #4 & #6 to assign exterior lighting to the "exterior" end-use category. Separated apartment balcony lighting to facilitate reporting.
Infiltration/Ventilation | Major overhaul of this tab that cannot be adequately captured by narrative. Check it out.
Range hood included as an option in the drop-down menu for Exhaust Fan type; Rooftop expanded to include "other".
Updated exhaust fan calculations so that they are functional now.
EIR for PTAC and PTHP | Added Efficiency Conversion Calculator (SEER to EER; HSPF to COP)

## Basic Info
Basic Project Information
Number of Units
Studio
1 - Bedroom
2 - Bedroom
3 - Bedroom
4 - Bedroom
Total Units | 0
Building Area | Total Square Ft | Conditioned?
Apartment |  | N/A
Storage, active |  | N/A
Storage, inactive |  | N/A
Lobby |  | N/A
Corridor/Transition |  | N/A
Stairs - Active |  | N/A
Restroom |  | N/A
Office |  | N/A
Conference/meeting/multipurpose |  | N/A
Electrical/Mechanical |  | N/A
Workshop |  | N/A
Lounge/Recreation |  | N/A
Exercise Area |  | N/A
Parking garage |  | N/A
Non-Residential Associated Spaces |  | N/A
Total Project Square Footage | 0
Total Project Occupiable Space | 0
Type of Garage | N/A
Project Name
Project Address
Project City and State
Project Zip Code
Project County
Simulation Program & Version #
Weather File Location (City, ST):
MF NCP Program Version | V1.0
Performance Tier
Milestone
Revision
Report Date
Housing Income Classification
Building Type
# of stories above grade
# of stories below grade
# of building occupants
Space Heating Fuel Type
DHW Fuel Type
DHW system
Heating system
Cooling system
Ventilation system
Climate Zone
Electricity Cost per kWh | 0.1858
Fuel Cost per therm | 1.322
Electric Utility
Gas Utility
Project Located in NYC?
Construction Milestone | Planned Date | Actual Date
Schematic Design Completion date
Design Development Completion Date
Construction Documents Completion Date
Project Bid Date
Construction Complete Date
Contact Information | Company Name | Contact Name | Phone | Email | Address
Lead Energy Modeler
Builder/Developer
Revision Notes - Provide a narrative describing any additional changes made to the energy models between this and the last revision not addressed by the responses to the review comments.
Partner Notes - Use this section to include any notes about the information entered above.
Note on D11: Insert N/A only if there is no square footage associated with this space.
Note on C38: The following format should be used: <Simulation Software> v<version #>. e.g. eQuest v3.63.
Note on C39: Enter the weather file used in the simulation software. This file should be the one most closely associated with the project.
Note on C44: The revision number corresponds to the revision of each milestone. For example, if this spreadsheet is submitted for the As-built model for the first time, even if there were 3 Proposed submittals, the revision number is 0 (As-built_rev0), not rev3 as it is the first As-built.

## Model Inputs
Model Inputs Summary
Measure #: To auto-generate the measure descriptions in the Detailed Measures tab, number the appropriate rows in this column such that it matches the ID number (column A) on the Detailed Measures tab.
Baseline Design: In the blue cells, enter the baseline information used in the model. If this project has a different baseline than listed in a white cell, you may overwrite that cell.
Proposed Design/As-Built: In the blue cells, enter the proposed design/as-built information used in the model and/or that matches the proposed/as-built building.
Notes: Read the notes, which are indicated by red corners, where appropriate to assist in properly completing this tab.
If the building component does not exist in the building, enter "N/A" in the baseline and proposed/as-built columns.
If this tab is filled out correctly, it will autofill significant portions of the Reporting Summary and Detailed Measures tabs.
Please note that this version of the Program uses the ASHRAE 90.1-2013 Appendix G Excerpt, entitled “Standard 90.1 Appendix G 2013 Performance Rating Method Excerpt from ANSI/ASHRAE/IES Standard 90.1-2013 (I-P)” published by American Society of Heating, Refrigerating and Air-Conditioning Engineers, Inc., publication date 2015.
For gut rehabs, the ASHRAE Appendix G Excerpt requires the baseline envelope, and all other components, to follow the same guidelines as new construction projects.
Envelope Components | Measure # | Baseline Design (residential) | Baseline Design (non-residential) | 0
Above Grade Wall Construction |  | Per ASHRAE | Per ASHRAE
Above Grade Wall U-value
Floor Perimeter/Plank Edge Construction |  | Per ASHRAE | Per ASHRAE
Floor Perimeter/Plank Edge U-value
Penetrations through Continuous Insulation
Below Grade Wall Construction |  | Per ASHRAE | Per ASHRAE
Below Grade Wall C-value
Floor above Unconditioned Space Construction |  | Per ASHRAE | Per ASHRAE
Floor above Unconditioned Space U-value
Slab-on-Grade Construction (Unheated) |  | Per ASHRAE | Per ASHRAE
Slab-on Grade F-value (Unheated)
Slab-on-Grade Construction (Embedded Heat) |  | Per ASHRAE | Per ASHRAE
Slab-on Grade F-value (Embedded Heat)
Slab-Below-Grade Construction |  | Per ASHRAE
Slab-Below Grade C-value
Roof Construction |  | Per ASHRAE
Roof U-value
Window to Gross Wall Ratio
Fenestration Framing
Fenestration Glazing |  | Per ASHRAE
Fenestration Assembly U-factor
Fenestration Assembly SHGC
Shading Devices
Door Description
Door U-value
Lighting Components |  | Baseline Design | 0
Apartment LPD (W/SF) |  | 0.6
Corridor LPD (W/SF) |  | 0.66
Common Area LPD (W/SF)
Lighting Controls (Spaces) |  | N/A
Exit Signs (kW)
Garage Lighting (W/SF)
Exterior Lighting Power (kW)
Appliances and Process Loads | Measure # | Baseline Design | 0 | Quantity | Manufacturer | Model No. | Energy Star? | Location
Refrigerator (kWh/yr) |  | 529 | 423
Dishwasher (kWh/yr) |  | 206 | 164
Dishwasher (gal/yr) |  | 1290 | 860
In-Unit Clothes Washer (kWh/yr) |  | 81 | 57
In-Unit Clothes Washer (gal/yr) |  | 2436 | 1127
Common Area Clothes Washer (kWh/yr) |  | 196 | 138
Common Area Clothes Washer (gal/yr) |  | 5903 | 2732
Elevator (kWh/yr)
Clothes Dryer - Electric use (kWh/yr)
Clothes Dryer - Gas use, if applicable (therm/yr)
Please Select Type of Stove |  | 45 | 45
<Other Appliance> (kWh/yr)
Miscellaneous Plug Load (W/SF)
Additional Heating Systems Note: If there are more than 3 heating systems, copy and paste the table above and paste it below the Partner Notes table. For each additional heating system, there should be an additional set of three rows (Type, Efficiency, Capacity). The words "Primary," "Secondary," etc. should be removed from the heating system type row.
Heating Components | Measure # | Baseline Design | 0 | Manufacturer | Model No. | Energy Star? | Spaces Served? | Electric Resistance Heating?
Primary Heating System Type
Primary Heating System Quantity
Primary Heating System Efficiency (COP) | [9 empty] | COP | COP | COP | COP
Primary Heating System Capacity (kBtu)
Secondary Heating System Type |  | N/A
Secondary Heating System Quantity |  | N/A
Secondary Heating System Efficiency (Et) |  | N/A | [7 empty] | Et | % Et | N/A | 0% Et
Seconday Heating System Capacity (kBtu) |  | N/A
Tertiary Heating System Type |  | N/A | [5 empty] | No
Tertiary Heating System Quantity |  | N/A
Tertiary Heating System Efficiency (Et) |  | N/A | [7 empty] | Et | % Et | N/A | 0% Et
Tertiary Heating System Capacity (kBtu) |  | N/A
Additional Cooling Systems Note: If there are more than 3 cooling systems, copy and paste the table above and paste it below the Partner Notes table. For each additional cooling system,. there should be an additional set of three rows (Type, Efficiency, Capacity). The words "Primary," "Secondary," etc. should be removed from the cooling system type row.
Cooling Components | Measure # | Baseline Design | 0 | Manufacturer | Model No. | Energy Star? | Spaces Served?
Primary Cooling System Type
Primary Cooling System Quantity
Primary Cooling System Efficiency (EER) | [10 empty] | EER | EER | EER
Primary Cooling System Capacity (tons)
Secondary Cooling System Type |  | N/A
Secondary Cooling System Quantity |  | N/A
Secondary Cooling System Efficiency (EER) |  | N/A | [8 empty] | EER | N/A EER | EER
Secondary Cooling System Capacity (tons) |  | N/A
Tertiary Cooling System Type |  | N/A
Tertiary Cooling System Quantity |  | N/A
Tertiary Cooling System Efficiency (EER) |  | N/A | [8 empty] | EER | N/A EER | EER
Tertiary Cooling System Capacity (tons) |  | N/A
Heating/Cooling Controls | Measure # | Baseline Design | 0 | Quantity | Manufacturer | Model No.
Heating System Supply Water Temp. |  | 180
Heating System Return Water Temp. |  | 130
HW Loop Setpoint Control |  | OA Reset
HW Loop Setpoint Control Temp. |  | 180°F at 20°F and below, 150°F at 50°F and above
Cooling Controls |  | None
Heating Setpoint - during occupied hours |  | 72 °F | 72 °F
Heating Setpoint - occupied hours/day |  | 16 hr | 16 hr
Heating Setpoint - during unoccupied hours |  | 70 °F | 70 °F
Cooling Setpoint - during occupied hours |  | 78 °F | 78 °F
Cooling Setpoint - occupied hours/day |  | 18 hr | 18 hr
Cooling Setpoint - during unoccupied hours |  | 80 °F | 80 °F
Heating Pump? |  | Yes
Heating Pump Efficacy |  | 19
Heating Pump Motor Class |  | Standard
Heating Pump Capacity Control |  | One-Speed
Heating Pump Size (HP)
Heating Fan Control |  | Constant Volume
Heating Fan kW/CFM |  | 0.0003
Cooling Fan Control |  | Constant Volume
Cooling Fan kW/CFM |  | 0.0003
DHW Components | Measure # | Baseline Design | 0 | Manufacturer | Model No. | Energy Star? | Type?
DHW System Type
DHW System Efficiency (Et) | [10 empty] | Et | % Et
DHW System Capacity (kBtu/h)
DHW Storage Tank Size (gal)
Quantity of Systems
DHW Storage Tank Insulation R-value |  | 12.5
DHW Circulating Pump?
Quantity of DHW Pumps
DHW Pump Motor Efficiency
DHW Pump Motor Class
DHW Pump Capacity Control
DHW Pump Size (HP)
Showerheads (gpm) |  | 2.5
Kitchen Faucets (gpm) |  | 2.5
Lavatory Faucets (gpm) |  | 2.5
Toilets (gpf) |  | 1.6
Hot Water Demand (gpm)
Ventilation Components | Measure # | Baseline Design | 0 | Quantity | Manufacturer | Model No. | Energy Star? | Continuous or Intermittent | Fan Type
Apt - Bathroom Exhaust (CFM/bath) |  | 20 | 0 |  |  |  |  | 0 | 0
Apt - Kitchen Exhaust (CFM/kitchen) |  | 0 | 0 |  |  |  |  | 0 | 0
Apt - Duct Sealing - Total CFM |  | 0 | 0
Apt - Total Continuous Exhaust CFM |  | 0 | 0
Apt - Continuous Exhaust Fan Power in Addition to Main HVAC Fans, kW |  | 0 | 0
Apt - Total Intermittent Exhaust CFM |  | 0 | 0
Apt - Total Power of Intermittent Exhaust Fans, kW |  | 0 | 0
Apt - Total OA Mechanical Supply CFM |  | 0 | 0
Apt - Dedicated OA Supply Fan Power, kW |  | 0 | 0
Apt - Fresh Air Supply Type
Apt - Infiltration (ACH) |  | 0 | 0
Total Corridor Supply Ventilation (CFM) |  | 0 | 0
Corridor - Duct Sealing - Total CFM |  | 0 | 0
Corridor - Dedicated Ventilation Fan Power in Addition to Main HVAC Fans (kW) |  | 0 | 0
Other Ventilation Fans (CFM) |  | N/A
Other Ventilation Fans - Duct Sealing - Total CFM
Other Ventilation Fans (hp) |  | N/A
Other Ventilation Fans (efficiency) |  | N/A
Other Ventilation Fans Power (kW) |  | N/A
Total Supply Airflow (CFM) For Primary System
Total Supply Airflow (CFM) For Secondary System
Total Supply Airflow (CFM) For Tertiary System
Heat/Energy Recovery (Yes/No) |  | N/A
Heat/Energy Recovery Affected System |  | N/A
Heat/Energy Recovery Effectiveness (%) |  | N/A
Heat/Energy Recovery Supply Air Flow(CFM) |  | N/A
Heat/Energy Recovery Exhaust Air Flow (CFM) |  | N/A
Garage Exhaust Fan (CFM) |  | N/A
Garage Exhaust Fan (hp) |  | N/A
Garage Exhaust Fan (efficiency) |  | N/A
Garage Exhaust Fan Power (kW) |  | N/A
Garage Exhaust Fan - Demand Control |  | N/A
Garage Exhaust Fan -Demand Control (hr/day) |  | N/A
Other Demand Control |  | N/A
Other Demand Control (hr/day)
Other Demand Control Fan Power (kW)
Building Component | Measure # | Baseline Design | 0
Other motor including Non-HVAC Fans in SG 3.14.3 (1)
Other motor including Non-HVAC Fans in SG 3.14.3 (2)
Other motor including Non-HVAC Fans in SG 3.14.3 (3)
Renewable System Type
Renewable System Size
Partner Notes - Use this section to include any notes about the information entered above.
Note on B15: Enter brief description including thickness of insulation, type of insulation, and framing. E.g. (4" Rigid Insulation). If there are several different wall types, include each type, separated by a semicolon. In this case, the Detailed Measures tab data that is autogenerated for this measure will likely need to be overwritten.
Note on B16: Enter U-value number (e.g. 0.064). If the building has multiple above grade wall types, enter each U-value separated by a semicolon, in the same order as the wall descriptions given above.
Note on B17: Enter brief description including thickness of insulation, type of insulation, and framing. E.g. (4" Rigid Insulation)
Note on B18: Enter U-value number (e.g. 0.090).
Note on B19: Please describe all penetrations through continuous insulation.
Note on B20: Enter brief description including thickness of insulation, type of insulation, and framing. Separate different wall types using a semicolon. E.g. (4" Rigid Insulation (North Wall); 5" Rigid Insulation (All Other).
Note on B21: Enter C-value number (e.g. 0.119).
Note on B22: Enter brief description including thickness of insulation, type of insulation, and framing.
Note on B23: Enter U-value number (e.g. 0.038).
Note on B24: Enter brief description including thickness of insulation, type of insulation, and framing.
Note on B25: Enter F-value number (e.g. 0.540).
Note on B26: Enter brief description including thickness of insulation, type of insulation, and framing.
Note on B27: Enter F-value number (e.g. 0.540).
Note on B28: Enter brief description including thickness of insulation, type of insulation, and framing.
Note on B29: Enter C-value number (e.g. 1.140).
Note on B30: Enter brief description including thickness of insulation, type of insulation, and framing.
Note on B31: Enter U-value number (e.g. 0.480).
Note on B32: Window-to-wall ratio is taken as the sum of all window area, including decorative glass and skylights, divided by the total exterior above-grade wall area.
Note on B33: Enter frame type (e.g. Vinyl frame)
Note on B34: Enter glazing type (e.g. Double-paned, argon-filled)
Note on B35: Enter U-value number (e.g. 0.064).
Note on B36: Enter SHGC number (e.g. 0.40).
Note on B37: Enter type of shanding device, if applicable.
Note on B38: Enter type of door (e.g. Swinging opaque).
Note on B39: Enter U-value number (e.g. 0.70).
Note on B43: Enter LPD number (e.g. 0.7).
Note on B45: List each applicable space type and its associated LPD (e.g. Lobby: 1.3 W/SF).
Note on B46: Include type of lighting controls and the space(s) the control(s) serve (e.g. Occupancy Sensors - Stairwells).
Note on B47: Enter total lighting power (kW).
Note on B48: Enter LPD number (W/SF).
Note on B49: Enter total lighting power (kW).
Note on D49: This should match the data in the Exterior Lighting tab.
Note on E49: This should match the data in the Exterior Lighting tab.
Note on G52: Enter Manufacturer only if the equipment is installed in the buidling.
Note on H52: Enter model number only if the equipment is installed in the buidling.
Note on B63: Choose type of stove (electric or gas).
Note on B64: Replace "<Other Appliance>" with the appliance type, or leave blank if there are no other appliance types.
Note on F69: Enter Manufacturer only if the equipment is installed in the buidling.
Note on G69: Enter model number only if the equipment is installed in the buidling.
Note on I69: Enter the spaces served in this space. (e.g. apartments, common area, whole building, corridor, etc.)
Note on B70: The primary system is the system that serves the majority of the building.
Note on B72: Choose correct units of efficiency (AFUE, COP, Ec, Et or HSPF).
Note on B73: Enter the total capacity of the primary heating system (e.g. enter 2 MMBTU for two 1 MMBTU boilers).
Note on B76: Choose correct units of efficiency (AFUE, COP, Ec, Et or HSPF).
Note on B80: Choose correct units of efficiency (AFUE, COP, Ec, Et or HSPF).
Note on F85: Enter Manufacturer only if the equipment is installed in the buidling.
Note on G85: Enter model number only if the equipment is installed in the buidling.
Note on I85: Enter the spaces served in this space. (e.g. apartments, common area, whole building, corridor, etc.)
Note on B86: The primary system is the system that serves the majority of the building.
Note on B88: Choose correct units of efficiency (EER, SEER).
Note on B89: Enter the total capacity of the primary cooling system (e.g. enter 12 tons for twelve 1 ton ACs).
Note on B92: Choose correct units of efficiency (EER, SEER).
Note on B93: Enter the total capacity of the primary cooling system (e.g. enter 12 tons for twelve 1 ton ACs).
Note on B96: Choose correct units of efficiency (EER, SEER).
Note on B97: Enter the total capacity of the primary cooling system (e.g. enter 12 tons for twelve 1 ton ACs).
Note on G100: Enter Manufacturer only if the equipment is installed in the buidling.
Note on H100: Enter model number only if the equipment is installed in the buidling.
Note on B105: Indicate any cooling system control parameters that will be needed in the Proposed design model. (e.g., Cooling tower fan motor is equipped with VFD controlled by temperature sensor on condenser water supply pipe.)
Note on F122: Enter Manufacturer only if the equipment is installed in the buidling.
Note on G122: Enter model number only if the equipment is installed in the buidling.
Note on B124: Choose correct units of efficiency (EF or Et).
Note on B125: Enter the total capacity of the DHW system (e.g. enter 90 for three 30,000 Btu/h DHW heaters).
Note on G141: Enter Manufacturer only if the equipment is installed in the buidling.
Note on H141: Enter model number only if the equipment is installed in the buidling.
Note on B142: As-Built model shall reflect ventilation flowrates measured during testing.
Note on F142: Enter number of rooms of this type with mechanical exhaust.
Note on F143: Enter number of rooms of this type with mechanical exhaust.
Note on B144: If taking the duct-sealing credit, assume 5 CFM per floor per shaft in the Proposed, but replace with tested leakage in AS-BUILT model.
Note on C146: This component may only be a measure in conjunction with an improved heating or cooling system.
Note on C148: This component may only be a measure in conjunction with an improved heating or cooling system.
Note on C150: This component may only be a measure in conjunction with an improved heating or cooling system.
Note on B153: Provide total CFM of mechanical ventilation provided in corridors. Confirm with MEP that ventilation meets the minimum requirements of local code and ASHRAE 62.1-2007.
Note on B154: If taking the duct-sealing credit, assume 5 CFM per floor per shaft in the Proposed, but replace with tested leakage in AS-BUILT model.
Note on F156: Enter number of roof-top exhaust fans serving non-apartment spaces.
Note on B157: If taking the duct-sealing credit, assume 5 CFM per floor per shaft in the Proposed, but replace with tested leakage in AS-BUILT model.
Note on C173: This measure can only be an improvement if the exceptions to 90.2010 section 6.4.3.4.5 apply. See Mechanical Code of NYS Section 404.2.
Note on B174: For example, reduced fan runtime from installing CO sensors in residential-associated garages may be modeled using 8.4 hr/day fan runtime in Proposed Design, compared to 24 hr/day runtime in the Baseline Building Design.
Note on B175: Demand control ventilation(DCV) is defined in ASHRAE as: "a ventilation system capability that provides for the automatic reduction of outdoor air intake below design rates when the actual occupancy of spaces served by the system is less than design occupancy." Individual exhaust ventilation in kitchens and bathrooms with manual control or interlocked with lighting switch does not qualify as DCV measure.
Note on B180: If your building has any 3-phase, not integrated motors over 1 hp not covered in the heating and DHW tables above, please enter their information here.
Note on B181: If your building has any 3-phase, not integrated motors over 1 hp not covered in the heating and DHW tables above, please enter their information here.
Note on B182: If your building has any 3-phase, not integrated motors over 1 hp not covered in the heating and DHW tables above, please enter their information here.
Note on B184: Solar PV, Wind, and CHP should have units of kW (e.g. 50 kW). Solar Thermal should have units of SqFt of collector area (e.g. 300 SqFt).

## Reporting Summary
ENERGY STAR Multifamily High Rise Reporting Summary, Version 1.4
Table 1. General Project Information
Current Project Status: |  |  |  |  | Project Name: |  | 0
Estimated Construction Completion Date (mo/yr): |  |  |  |  | Builder / Developer: |  | 0
Project Address: |  | 0 |  |  | Name of contact: |  | 0
Project City, State, County: |  | , |  |  | Phone: |  | 0
Project Zip Code: |  | 0 |  |  | E-mail: |  | 0
Table 2. Modeling Information
Lead Modeler: |  | 0 |  |  | Simulation Program & Version #: |  | 0
Company: |  | 0 |  |  | Baseline: |  | ASHRAE 90.1-2013 Appendix G Excerpt
Phone: |  | 0 |  |  | Weather File Location (City, ST): |  | 0
E-mail: |  | 0 |  |  | Climate Zone: |  | 0
Table 3. Building Information
# of stories |  | 0 |  |  | Total bldg ft2: |  | 0
Space heating fuel: |  | 0 |  |  | Residential |  | 0
DHW fuel: |  | 0 |  |  | Common space |  | 0
Heating system: |  | 0 |  |  | Commercial |  | 0
Cooling system: |  | 0 |  |  | Garage |  | 0
Ventilation system: |  | 0 |  |  | Conditioned ft2: |  | 0
DHW system: |  | 0 |  |  | Heated & cooled |  | 0
[5 empty] | Heated-only |  | 0
[5 empty] | Cooled-only |  | 0
Apartment type |  | Studio | 1-BR | 2-BR | 3-BR | 4-BR | Total
# of apartments |  | 0 | 0 | 0 | 0 | 0 | 0
Average ft2 | [6 empty] | #DIV/0!
Table 4. ENERGY STAR Portfolio Manager Input
Gross Floor Area (Select "Multifamily Housing" as Primary Function) |  |  | 0 | Notes
Number of bedrooms |  |  | 0 | <Please use this space to describe features/systems of the building as needed>
Number of Stories (1-4 "Low-rise": 5-9 "Mid-rise": 10+ "High-rise") |  |  | 0
Number of Residential Living Units (must exceed 20 per "property") |  |  | 0
Number of Laundry Hookups in All Units
Number of Laundry Hookups in Common Area (s)
Estimated Total Annual Energy Use, kWh (thousand Watt-hours) |  |  | 0
Estimated Total Annual Energy Use, MBtu (million Btu) |  |  | 0
Table 5. Comparison of Inputs
Model Input Parameter |  | Example Unit | Baseline Design (provide description and specification) |  |  | Proposed Final Design (provide description and specification) | [5 empty] | Per ASHRAE, | , | % AFUE | SEER
Building envelope | [11 empty] | Per ASHRAE, | , | HSPF | EER
Ext. wall construction (above grade) |  | U-factor | Per ASHRAE, |  |  | , | [5 empty] | Per ASHRAE, | ,
Ext. wall construction (below grade) |  | C-factor | Per ASHRAE, |  |  | , | [5 empty] | Per ASHRAE, | , | % Et | COP
Floor construction |  | U-factor | Per ASHRAE, |  |  | ,
Slab-on-grade construction (unheated) |  | F-factor | Per ASHRAE, |  |  | , | [5 empty] | Per ASHRAE, | , | COP
Slab-on-grade construction (embedded heat) |  | F-factor | Per ASHRAE, |  |  | , | [5 empty] | Per ASHRAE, | ,
Slab-below grade construction |  | C-factor | Per ASHRAE, |  |  | , | [5 empty] | 0 | 0
Roof Construction |  | U-factor | Per ASHRAE, |  |  | , | [5 empty] | , Per ASHRAE, | , ,
Window/wall area ratio |  | % | 0% |  |  | 0% | [5 empty] | 0 | 0
Window type and U-factor |  | U-factor | , Per ASHRAE, |  |  | , , | [5 empty] | 0 | 0
Window SHGC |  | SHGC | 0 |  |  | 0 | [5 empty] | , | ,
Shading devices |  |  | 0 |  |  | 0 | [5 empty] | 0 | 0
Doors |  | U-factor | , |  |  | , | [5 empty] | 0.6 | 0
Lighting & appliances
In-unit lighting power density |  | W/ft2 | 0.6 |  |  | 0 | [5 empty] | #DIV/0! | #DIV/0!
Corridor lighting power density |  | W/ft2 | 0.66 |  |  | 0 | [5 empty] | 0 | 0
Common space lighting power density |  | W/ft2 | #DIV/0! |  |  | #DIV/0! | [5 empty] | N/A | 0
Exterior lighting power (Total) |  | W | 0 |  |  | 0 | [5 empty] | N/A | N/A
Exterior lighting power (Apt Balconies) |  | W | 0 |  |  | 0
Lighting controls |  |  | N/A |  |  | 0 | [5 empty] | N/A | N/A
Refrigerator |  | ENERGY STAR? | N/A |  |  | N/A | [5 empty] | N/A | N/A
Dishwasher |  | ENERGY STAR? | N/A |  |  | N/A | [5 empty] | 0 | 0
Clothes Washer |  | ENERGY STAR? | N/A |  |  | N/A | [5 empty] | 0 | 0
HVAC System | [11 empty] | Supply, 0 CFM | Supply, 0 CFM
Primary HVAC system type |  |  | 0 |  |  | 0
Apartment Whole-House Ventilation System |  | Type, CFM & Watt | Supply, 0 CFM |  |  | Supply, 0 CFM | [5 empty] | COP | COP
Apartment Bathroom Local Exhaust Ventilation |  | Intermittent/cont | 0, 20 CFM, 0 CFM/W |  |  | 0, 0 CFM, 0 CFM/W
Apartment Kitchen Local Exhaust Ventilation |  | Intermittent/cont | 0, 0 CFM, 0 CFM/W |  |  | 0, 0 CFM, 0 CFM/W
Corridor Outdoor Air Supply |  | CFM/ft2 | #DIV/0! |  |  | #DIV/0! | [5 empty] | EER | EER
Primary System Heating efficiency |  | AFUE / HSPF, etc. | COP |  |  | COP | [5 empty] | 0.0003 | 0
Primary System Cooling efficiency |  | SEER / EER | EER |  |  | EER | [5 empty] | 0 | 0
Fan supply power |  | kW/CFM | 0.0003 |  |  | 0 | [5 empty] | 0 | 0
Domestic Hot Water System | [11 empty] | 2.5 @ 80 psi | 0
Equipment efficiency |  | EF / Et | 0 |  |  | 0
Kitchen Faucets |  | GPM | 2.5 @ 80 psi |  |  | 0 | [5 empty] | 2.5 @ 80 psi | 0
Lavatory Faucets |  | GPM | 2.5 @ 80 psi |  |  | 0 | [5 empty] | 0 | 0
Showerheads |  | GPM | 2.5 @ 80 psi |  |  | 0 | [5 empty] | 0 | 0
Solar DHW system |  | % of load | 0 | [8 empty] | 0 | 0
Renewable Electric Generation System | [11 empty] | 0 | 0
Type of system |  |  | 0 |  |  | 0 | [5 empty] | 0 | 0
Rated capacity |  | kW | 0 |  |  | 0 | [5 empty] | 0 | 0
Other, if applicable | [11 empty] | 0 | 0
[12 empty] | 0 | 0
[12 empty] | 0 | 0
[12 empty] | Baseline Annual Consumption | 0
Table 6. Comparison of Estimated Consumption | [11 empty] | 0 | 0
End Use |  | Units | Baseline Annual Consumption |  | Proposed Design Annual Consumption |  | % Savings by End-Use |  | % Savings toward target |  |  | #DIV/0! | 0
Electric loads | [11 empty] | #DIV/0! | 0
Ventilation fans |  | kWh | #DIV/0! |  | 0 |  | #DIV/0! |  | #DIV/0! |  |  | #DIV/0! | 0
Space heating |  | kWh | #DIV/0! |  | 0 |  | #DIV/0! |  | #DIV/0! |  |  | #DIV/0! | 0
Space cooling |  | kWh | #DIV/0! |  | 0 |  | #DIV/0! |  | #DIV/0! |  |  | #DIV/0! | 0
Domestic hot water |  | kWh | #DIV/0! |  | 0 |  | #DIV/0! |  | #DIV/0! |  |  | 0 | 0
Interior lighting |  | kWh | #DIV/0! |  | 0 |  | #DIV/0! |  | #DIV/0! |  |  | #DIV/0! | 0
Exterior lighting |  | kWh | 0 |  | 0 |  | #DIV/0! |  | #DIV/0!
Appliances |  | kWh | #DIV/0! |  | 0 |  | #DIV/0! |  | #DIV/0! |  |  | #DIV/0! | 0
Pumps and Aux |  | kWh | #DIV/0! |  | 0 |  | #DIV/0! |  | #DIV/0! |  |  | 0 | 0
Other exterior |  | kWh | #DIV/0! |  | 0 |  | #DIV/0! |  | #DIV/0! |  |  | 0 | 0
Plug loads |  | kWh | 0 |  | 0 |  | N/A |  | #DIV/0! |  |  | #DIV/0! | 0
Gas loads | [11 empty] | #DIV/0! | 0
Space heating |  | MMbtu | #DIV/0! |  | 0 |  | #DIV/0! |  | #DIV/0! |  |  | #DIV/0! | 0
Domestic hot water |  | MMbtu | #DIV/0! |  | 0 |  | #DIV/0! |  | #DIV/0!
Appliances |  | MMbtu | #DIV/0! |  | 0 |  | #DIV/0! |  | #DIV/0! |  |  | 0 | 0
Other (describe) |  | MMbtu | #DIV/0! |  | 0 |  | #DIV/0! |  | #DIV/0! |  |  | 0 | 0
Fuel oil loads | [11 empty] | 0 | 0
Space heating |  | MMbtu | [9 empty] | 0 | 0
Domestic hot water |  | MMbtu | [9 empty] | #DIV/0! | 0
Other (describe) |  | MMbtu
Totals | [11 empty] | #DIV/0! | 0
Electric loads |  | kWh | #DIV/0! |  | 0 |  | #DIV/0! |  | #DIV/0! |  |  | 0 | 0
Gas loads |  | MMbtu | #DIV/0! |  | 0 |  | #DIV/0! |  | #DIV/0! |  |  | 0 | 0
Oil loads |  | MMbtu | 0 |  | 0 |  | N/A |  |  |  |  | 0 | 0
Table 7. Fuel Cost | [11 empty] | 0 | 0
Electricity | 0.1858 | $/kWh | [9 empty] | 0 | 0
Natural Gas | 1.322 | $/Therm | [9 empty] | 0 | 0
Fuel Oil |  | $/Gallon | [9 empty] | 0 | 0
Table 8. Performance Rating Calculation | [9 empty] | End use contribution to cost savings (%) | End Use contribution to performance rating (pts) | Cost, $ | Electricity, Btu
| Baseline |  |  |  | Proposed |  |  | BTU Savings, % | $ Savings, % |  |  | #DIV/0! | 0
| Fossil Fuel, Btu | Electricity, Btu | Cost, $ |  | Fossil Fuel, Btu | Electricity, Btu | Cost, $ |  |  |  |  | #DIV/0! | 0
Annual Heating | #DIV/0! | #DIV/0! | #DIV/0! |  | 0 | 0 | 0 | #DIV/0! | #DIV/0! | #DIV/0! | #DIV/0! | #DIV/0! | 0
Annual Cooling | #DIV/0! | #DIV/0! | #DIV/0! |  | 0 | 0 | 0 | #DIV/0! | #DIV/0! | #DIV/0! | #DIV/0! | #DIV/0! | 0
Annual Lighting | #DIV/0! | #DIV/0! | #DIV/0! |  | 0 | 0 | 0 | #DIV/0! | #DIV/0! | #DIV/0! | #DIV/0! | #DIV/0! | 0
Annual Hot Water | #DIV/0! | #DIV/0! | #DIV/0! |  | 0 | 0 | 0 | #DIV/0! | #DIV/0! | #DIV/0! | #DIV/0!
Annual Appliance | #DIV/0! | #DIV/0! | #DIV/0! |  | 0 | 0 | 0 | #DIV/0! | #DIV/0! | #DIV/0! | #DIV/0!
Annual Fans | #DIV/0! | #DIV/0! | #DIV/0! |  | 0 | 0 | 0 | #DIV/0! | #DIV/0! | #DIV/0! | #DIV/0! | #DIV/0! | 0
Annual Pumps | #DIV/0! | #DIV/0! | #DIV/0! |  | 0 | 0 | 0 | #DIV/0! | #DIV/0! | #DIV/0! | #DIV/0!
Total without Renewable | #DIV/0! | #DIV/0! | #DIV/0! |  | 0 | 0 | 0 | #DIV/0! | #DIV/0! | #DIV/0! | #DIV/0! | 0 | 0
Annual Renewable | 0 | 0 | 0 |  |  |  | 0 | 0% | 0%
Total with Renewable | #DIV/0! | #DIV/0! | #DIV/0! |  | 0 | 0 | 0 | #DIV/0! | #DIV/0!
Table 9. Energy Usage per Square Foot of Conditioned Area | [11 empty] | 0 | 0
| Baseline | Proposed | [9 empty] | 0 | 0
| Btu/SqFt | Btu/SqFt | [9 empty] | 0 | 0
Annual Heating | 0 | 0 | [9 empty] | 0 | 0
Annual Cooling | 0 | 0 | [9 empty] | 0 | 0
Annual Lighting | 0 | 0 | [9 empty] | 0 | 0
Annual Hot Water | 0 | 0
Annual Appliance | 0 | 0
Annual Fans | 0 | 0 | [9 empty] | 0 | 0
Annual Pumps | 0 | 0
Total without Renewable | 0 | 0

## Detailed Measures
Energy-Saving Measures
Instructions: Detailed instruction below table.
ID | Parametric Run | Measure Category | Baseline Components |  |  | Proposed Components | [5 empty] | Incremental Metrics
|  |  | Description | Cost | Cost Source | Description | Cost | Cost Source | Lifetime years | Quantity | Units | Energy Savings |  |  |  | Demand Savings kW | Water Savings 1000 gal | O&M Savings $ | Costs $ | Cost Savings $
[12 empty] | Heating MMBtu | Non-Heating MMBtu | Cooling kWh | Non- CoolingkWh
1 | 0 |  | #N/A |  |  | #N/A | [5 empty] | 0 | 0 | 0 | 0 | 0
2 | 0 |  | #N/A |  |  | #N/A | [5 empty] | 0 | 0 | 0 | 0 | 0
3 | 0 |  | #N/A |  |  | #N/A | [5 empty] | 0 | 0 | 0 | 0 | 0
4 | 0 |  | #N/A |  |  | #N/A | [5 empty] | 0 | 0 | 0 | 0 | 0
5 | 0 |  | #N/A |  |  | #N/A | [5 empty] | 0 | 0 | 0 | 0 | 0
6 | 0 |  | #N/A |  |  | #N/A | [5 empty] | 0 | 0 | 0 | 0 | 0
7 | 0 |  | #N/A |  |  | #N/A | [5 empty] | 0 | 0 | 0 | 0 | 0
8 | 0 |  | #N/A |  |  | #N/A | [5 empty] | 0 | 0 | 0 | 0 | 0
9 | 0 |  | #N/A |  |  | #N/A | [5 empty] | 0 | 0 | 0 | 0 | 0
10 | 0 |  | #N/A |  |  | #N/A | [5 empty] | 0 | 0 | 0 | 0 | 0
11 | 0 |  | #N/A |  |  | #N/A | [5 empty] | 0 | 0 | 0 | 0 | 0
12 | 0 |  | #N/A |  |  | #N/A | [5 empty] | 0 | 0 | 0 | 0 | 0
13 | 0 |  | #N/A |  |  | #N/A | [5 empty] | 0 | 0 | 0 | 0 | 0
14 | 0 |  | #N/A |  |  | #N/A | [5 empty] | 0 | 0 | 0 | 0 | 0
15 | 0 |  | #N/A |  |  | #N/A | [5 empty] | 0 | 0 | 0 | 0 | 0
16 | 0 |  | #N/A |  |  | #N/A | [5 empty] | 0 | 0 | 0 | 0 | 0
17 | 0 |  | #N/A |  |  | #N/A | [5 empty] | 0 | 0 | 0 | 0 | 0
18 | 0 |  | #N/A |  |  | #N/A | [5 empty] | 0 | 0 | 0 | 0 | 0
19 | 0 |  | #N/A |  |  | #N/A | [5 empty] | 0 | 0 | 0 | 0 | 0
20 | 0 |  | #N/A |  |  | #N/A | [5 empty] | 0 | 0 | 0 | 0 | 0
[11 empty] | Totals: | 0 | 0 | 0 | 0 | 0 | 0 | 0 | 0 | 0
Instructions
1. Measure Category - Select the appropriate measure category from the drop down menu provided. Make sure the measure corresponds to the Parametric Run that has been autofilled.
2. Description - Provide a brief non-generic description of the measure for both Baseline Component (column D) and Proposed Component (column G). If you complete the Model Inputs tab correctly, this will autofill.
3. Cost and Cost Source - For Tier 1 & 2 projects, this measure-level information is optional. However, project-level costs are still required for Tiers 1& 2, so if these columns are not completed, you must hard enter the total cost into cell T30.
4. Quantity - Provide a quantity for the proposed measure corresponding to the units automatically generated based on your measure selection. If "Other" measure, enter appropriate units.
5. Demand Savings - Enter calculated demand savings only if cell is highlighted blue.
6. Annual Water/Sewer and O&M Savings - Enter as appropriate
7. Too Many Rows? Delete empty rows.
8. Too Few Rows? Add as many rows as needed above row 29. Then copy all formulas from above to new rows.
Notes:
Use the same order as the parametric runs copied in the "Results from eQUEST" worksheet.
If "Cost Savings" is negative, delete that row as that indicates a energy penalty and therefore should not be included in this list of energy saving measures.
Partner Notes - Use this section to include any notes about the information entered above.

## Simulation Summary (hidden)
Instructions:
1 | First fill in the Basic Info worksheet and copy results into Result Summary eQuest worksheet.
2 | Fill in cells highlighted with this color.
3 | If oil is used rather than natural gas, modifications to table are needed.
4 | Baseline and Proposed design fuel usage is copied from the corresponding rows in Result Summary eQuest worksheet.
5 | Performance rating is shown in Red Font
Building Area Summary (conditioned spaces only)
| Space Type | Area, SqFt | Notes
| Residential | 0 | Include total floor area of all residential units in building
| Common Area | 0 | Include combined floor area of corridors, recreation areas, lobbies, elevator shafts, etc.
| Commercial Area | 0 | Include combined floor area of residential-associated office, retail, food sales, etc.
| Garage | 0 | Include floor area of residential-associated enclosed/underground garages [ventilated]
| Total Conditioned | 0
Fuel Cost
| Electricity | 0.1858 | $/kWh
| Natural Gas | 1.322 | $/Therm
| Fuel Oil | 0 | $/Gallon
Performance Rating Calculation
|  | Baseline |  |  | Proposed |  |  | Site BTU Savings, % | $ Savings, %
|  | Fossil Fuel, Btu | Electricity, Btu | Cost, $ | Fossil Fuel, Btu | Electricity, Btu | Cost, $
| Annual Heating | #DIV/0! | #DIV/0! | #DIV/0! | 0 | 0 | 0 | #DIV/0! | #DIV/0!
| Annual Cooling | #DIV/0! | #DIV/0! | #DIV/0! | 0 | 0 | 0 | #DIV/0! | #DIV/0!
| Annual Lighting | #DIV/0! | #DIV/0! | #DIV/0! | 0 | 0 | 0 | #DIV/0! | #DIV/0!
| Annual Hot Water | #DIV/0! | #DIV/0! | #DIV/0! | 0 | 0 | 0 | #DIV/0! | #DIV/0!
| Annual Appliance | #DIV/0! | #DIV/0! | #DIV/0! | 0 | 0 | 0 | #DIV/0! | #DIV/0!
| Annual Fans | #DIV/0! | #DIV/0! | #DIV/0! | 0 | 0 | 0 | #DIV/0! | #DIV/0!
| Annual Pumps | #DIV/0! | #DIV/0! | #DIV/0! | 0 | 0 | 0 | #DIV/0! | #DIV/0!
| Total | #DIV/0! | #DIV/0! | #DIV/0! | 0 | 0 | 0 | #DIV/0! | #DIV/0!
| Energy Usage per Square Foot of Conditioned Area | [5 empty] | #DIV/0! | average monthly gas costs per apartment
[7 empty] | #DIV/0! | average monthly electricity costs per apartment
|  | Baseline | Proposed
|  | Btu/SqFt | Btu/SqFt
| Annual Heating | 0 | 0
| Annual Cooling | 0 | 0
| Annual Lighting | 0 | 0
| Annual Hot Water | 0 | 0
| Annual Appliance | 0 | 0
| Annual Fans | 0 | 0
| Annual Pumps | 0 | 0
| Total | 0 | 0

## Results from eQUEST
Results from eQUEST Parms.csv file
NOTE: | *To account for calculations done outside of eQuest, you can add rows after your last eQUEST parametric row with appropriate savings.
NOTE: | **If building uses more than one fossil fuel or uses oil instead of gas for heating, adjustments to the performance rating calculation in the Reporting Summary are needed.
Step 1: | Open Parms.csv file that corresponds to baseline and proposed eQuest models.
Step 2: | Baseline Design (copy runs corresponding to four exposures from <project name>-Parms.csv to row 14-17 below). If not rotated, copy into row 14 only.
[12 empty] | Annual Lighting | Annual Lighting | Annual Appliance | Annual Heating | Annual Cooling | Annual Cooling | Annual Pumps | Annual Fans | Annual Appliance | Annual Heating | Annual Hot Water | Annual Lighting | [26 empty] | Annual Lighting | Annual Lighting | Annual Appliance | Annual Heating | Annual Cooling | Annual Cooling | Annual Pumps | Annual Fans | Annual Appliance | Annual Heating | Annual Hot Water | Annual Lighting | TOTAL
[12 empty] | Annual Lighting | Annual Lighting | Annual Appliance | Annual Heating | Annual Cooling | Annual Cooling | Annual Other | Annual Other | Annual Appliance | Annual Heating | Annual Hot Water | Annual Other | [26 empty] | Annual Lighting | Annual Lighting | Annual Appliance | Annual Heating | Annual Cooling | Annual Cooling | Annual Other | Annual Other | Annual Appliance | Annual Heating | Annual Hot Water | Annual Other | TOTAL
[12 empty] | Electric Usage: | [12 empty] | Non-Coincident Peak Demand: | [11 empty] | Coincident Peak Demand: | [12 empty] | Fuel Usage: | [12 empty] | Source Energy: |  | TDV Energy: | Annual Utility Costs: |  |  |  |  | Hours Outside Throttling Range:
[11 empty] | SS-D | PS-E | PS-E | PS-E | PS-E | PS-E | PS-E | PS-E | PS-E | PS-E | PS-E | PS-E | PS-E | PS-E | PS-E | PS-E | PS-E | PS-E | PS-E | PS-E | PS-E | PS-E | PS-E | PS-E | PS-E | PS-E | PS-E | PS-E | PS-E | PS-E | PS-E | PS-E | PS-E | PS-E | PS-E | PS-E | PS-E | PS-E | PS-E | PS-E | PS-E | PS-E | PS-E | PS-E | PS-E | PS-E | PS-E | PS-E | PS-E | PS-E | PS-E | PS-E | BEPS | BEPS | TDV1 | TDV1 | ES-E | ES-E | ES-E | ES-E | BEPS | BEPS | SS-E |  | BEPS | BEPS
[11 empty] | Peak Cooling | Ambient | Task | Misc | Space | Space | Heat | Pumps | Ventilation | Refrig | Heat Pump | Domestic | Exterior |  | Ambient | Task | Misc | Space | Space | Heat | Pumps | Ventilation | Refrig | Heat Pump | Domestic | Exterior | Ambient | Task | Misc | Space | Space | Heat | Pumps | Ventilation | Refrig | Heat Pump | Domestic | Exterior | Bldg | Ambient | Task | Misc | Space | Space | Heat | Pumps | Ventilation | Refrig | Heat Pump | Domestic | Exterior |  | Bldg | Bldg | Bldg | Bldg | Total | Total | Electric | Electric | Zone Outsd | Plant Ld | Hours | Zone Outsd | Cool Loads | Heat Loads
| Run | Internal | Case | Short | Carry | Incremental | Incremental | Date & Time |  |  | Coil Load | Lights | Lights | Equip | Heating | Cooling | Reject | & Aux | Fans | Display | Supplement | Hot Water | Usage | Total | Lights | Lights | Equip | Heating | Cooling | Reject | & Aux | Fans | Display | Supplement | Hot Water | Usage | Lights | Lights | Equip | Heating | Cooling | Reject | & Aux | Fans | Display | Supplement | Hot Water | Usage | Total | Lights | Lights | Equip | Heating | Cooling | Reject | & Aux | Fans | Display | Supplement | Hot Water | Usage | Total | Energy | EUI | Energy | EUI | Electric | Fuel | kWh | kW | Thrtlng Rng | Not Met | Fans On | Thrtlng Rng | Not Met | Not Met
| Type | Loads | #s | Name | Fwd | First Cost ($) | Annual Maint. ($) | of Run | File Name | Case Description | kBtu | kWh | kWh | kWh | kWh | kWh | kWh | kWh | kWh | kWh | kWh | kWh | kWh | kWh | kW | kW | kW | kW | kW | kW | kW | kW | kW | kW | kW | kW | kW | kW | kW | kW | kW | kW | kW | kW | kW | kW | kW | kW | kW | Therms | Therms | Therms | Therms | Therms | Therms | Therms | Therms | Therms | Therms | Therms | Therms | Therms | MBtu | kBtu/sf/yr | TDV-MBtu | TDV-kBtu/sf/yr | $ | $ | $ | $ | % hrs | % hrs | # hrs | # hrs | # hrs | # hrs
[71 empty] | 0 | 0 | 8760 | 0
Average Baseline | Average of 4 exposures (needed in Simulation Summary) | [10 empty] | #DIV/0! | #DIV/0! | #DIV/0! | #DIV/0! | #DIV/0! | #DIV/0! | #DIV/0! | #DIV/0! | #DIV/0! | #DIV/0! | #DIV/0! | #DIV/0! | #DIV/0! | #DIV/0! | #DIV/0! | #DIV/0! | #DIV/0! | #DIV/0! | #DIV/0! | #DIV/0! | #DIV/0! | #DIV/0! | #DIV/0! | #DIV/0! | #DIV/0! | #DIV/0! | #DIV/0! | #DIV/0! | #DIV/0! | #DIV/0! | #DIV/0! | #DIV/0! | #DIV/0! | #DIV/0! | #DIV/0! | #DIV/0! | #DIV/0! | #DIV/0! | #DIV/0! | #DIV/0! | #DIV/0! | #DIV/0! | #DIV/0! | #DIV/0! | #DIV/0! | #DIV/0! | #DIV/0! | #DIV/0! | #DIV/0! | #DIV/0! | #DIV/0! | #DIV/0! | #DIV/0! | #DIV/0! | #DIV/0! | #DIV/0! | #DIV/0! | #DIV/0! | #DIV/0! | 0 | 0 | 8760 | 0 | #DIV/0! | #DIV/0!
Step 3: | Proposed Design (copy run that corresponds to proposed design from <project name>-Parms.csv to row 21 below) - this should represent your building with ALL measures included.
Step 4: | Energy Savings By Measure (copy runs that correspond to EACH parametric run from <project name>-Parms.csv to rows below; do not include BASELINE run). These are used to calculate savings in Detailed Measures worksheet. | [69 empty] | BEPS | BEPS | SS-E |  | BEPS | BEPS
[11 empty] | Peak Cooling | Ambient | Task | Misc | Space | Space | Heat | Pumps | Ventilation | Refrig | Heat Pump | Domestic | Exterior |  | Ambient | Task | Misc | Space | Space | Heat | Pumps | Ventilation | Refrig | Heat Pump | Domestic | Exterior | Ambient | Task | Misc | Space | Space | Heat | Pumps | Ventilation | Refrig | Heat Pump | Domestic | Exterior | Bldg | Ambient | Task | Misc | Space | Space | Heat | Pumps | Ventilation | Refrig | Heat Pump | Domestic | Exterior |  | Bldg | Bldg | Bldg | Bldg | Total | Total | Electric | Electric | Zone Outsd | Plant Ld | Hours | Zone Outsd | Cool Loads | Heat Loads
| Run | Internal | Case | Short | Carry | Incremental | Incremental | Date & Time |  |  | Coil Load | Lights | Lights | Equip | Heating | Cooling | Reject | & Aux | Fans | Display | Supplement | Hot Water | Usage | Total | Lights | Lights | Equip | Heating | Cooling | Reject | & Aux | Fans | Display | Supplement | Hot Water | Usage | Lights | Lights | Equip | Heating | Cooling | Reject | & Aux | Fans | Display | Supplement | Hot Water | Usage | Total | Lights | Lights | Equip | Heating | Cooling | Reject | & Aux | Fans | Display | Supplement | Hot Water | Usage | Total | Energy | EUI | Energy | EUI | Electric | Fuel | kWh | kW | Thrtlng Rng | Not Met | Fans On | Thrtlng Rng | Not Met | Not Met
| Type | Loads | #s | Name | Fwd | First Cost ($) | Annual Maint.($) | of Run | File Name | Case Description | kBtu | kWh | kWh | kWh | kWh | kWh | kWh | kWh | kWh | kWh | kWh | kWh | kWh | kWh | kW | kW | kW | kW | kW | kW | kW | kW | kW | kW | kW | kW | kW | kW | kW | kW | kW | kW | kW | kW | kW | kW | kW | kW | kW | Therms | Therms | Therms | Therms | Therms | Therms | Therms | Therms | Therms | Therms | Therms | Therms | Therms | MBtu | kBtu/sf/yr | TDV-MBtu | TDV-kBtu/sf/yr | $ | $ | $ | $ | % hrs | % hrs | # hrs | # hrs | # hrs | # hrs
[71 empty] | 0.71 | 0 | 8760 | 62
[71 empty] | 0.01 | 0 | 8760 | 1
[71 empty] | 0.01 | 0 | 8760 | 1
[71 empty] | 0.02 | 0 | 8760 | 2
[71 empty] | 0.02 | 0 | 8760 | 2
[71 empty] | 0.01 | 0 | 8760 | 1
[71 empty] | 0 | 0 | 8760 | 0
[71 empty] | 0 | 0 | 8760 | 0
[71 empty] | 0 | 0 | 8760 | 0
[71 empty] | 0 | 0 | 8760 | 0
[71 empty] | 0 | 0 | 8760 | 0
[71 empty] | 0 | 0 | 8760 | 0
[71 empty] | 0 | 0 | 8760 | 0
[71 empty] | 0 | 0 | 8760 | 0
Partner Notes - Use this section to include any notes about the information entered above.

## SG Appx Intro
Simulation Guidelines Appendix
BPP Version 1.0 - ASHRAE 2013 - January 2017
The following worksheets assist in calculating inputs to eQUEST and similar simulation tools.
Note that throughout these worksheets, common information from cells are linked and should automatically update. Only cells shaded in blue need to be entered manually. Entering values into white or orange cells will override pre-determined formulas.
Windows eQuest
For eQuest users only, this calculates the Shading Coefficient for entry into eQuest and modifies the NFRC U-factor to exclude the air-film.
DHW Demand
Enter in occupancy usage characteristic (low/medium/high) and information about the appliances that consume water in the building. You must enter data in the Basic Info and Water Savings tab, prior to this tab.
Water Savings
By entering data in blue cells only, this worksheet will calculate the water savings in gallons based on the proposed flow rates entered. This information does not affect the Performance Rating but can be used when calculating SIR to justify measures that reduce consumption of water.
Appliances
Enter data in blue cells. Values are calculated in W/SF or kWh/yr for entry into software.
Lighting Schedule
Developed for eQuest users, but can be used with other software to translate total operating hours/day into an hourly schedule that meets the requirements from the Simulation Guidelines.
Interior Lighting
Using floor plans, a lighting schedule, and lighting cut sheets, fill in the details of this worksheet. This will sum the square footages by ASHRAE space type for reporting purposes on the Basic Info tab, and calculate the lighting power density to be modeled per room. It also provides the maximum wattage allowed by ASHRAE 90.1 for that room, which can be more useful to the design team than the lighting power density. To help project compliance with program Prerequisites, zones are highlighted in red that exceed ASHRAE LPD’s by more than 20%, which reduce the energy savings of the building, as well as zones that have insufficient illumination.
In-Unit Lighting
Enter details and counts of installed lighting fixtures in apartments only. Square footage not illuminated by these fixtures will have a default lighting power density of 0.7 W/Sf assigned to both baseline and proposed. Installed fixtures in rooms where supplemental light will be provided by the occupant or through switched outlets, shall not be modeled as providing illumination for the entire room. Overall lighting power density is calculated on this worksheet for input into software.
Exterior Lighting
Enter details in blue cells only on exterior areas to be illuminated. The total wattage will be provided for input into the simulation software.
Infiltration&Ventilation
Although developed initially for eQuest users, the approach can be used for other simulation software if needed.
EIR for PTAC or PTHP
Although developed initially for eQuest users, the approach can be used for other simulation software if the energy efficiency of these systems are entered in terms of EIR, rather than EER.

## Windows eQuest
eQUEST Calculator - Windows
Instructions:
1 | Using ASHRAE 90.1-2013 Table G3.4-4, G3.4-5, or G3.4-6, enter values for your Climate Zone (reference below).
2 | Enter actual NFRC values in the Proposed column.
3 | Use calculated values as inputs into eQuest Glass Type Properties - Basic Specifications screen.
|  | Residential |  | Non-Residential
|  | Baseline | Proposed | Baseline | Proposed
NFRC SHGC
| NFRC U-value | 0.57 |  | 0.57
eQuest SC
| eQuest Glass Conductance | 0.63116 |  | 0.63116
ASHRAE 90.1-2013 Table G3.4 (FOR YOUR REFERENCE)
| Residential (In-unit) | Climate Zone 4 |  | Climate Zone 5 |  | Climate Zone 6
| % of Wall | U-value | SHGC | U-value | SHGC | U-value | SHGC
| Vertical Glazing (0-10.0%) | 0.57 | 0.39 | 0.57 | 0.49 | 0.57 | 0.49
| Vertical Glazing (10.1%-40.0%) | 0.57 | 0.39 | 0.57 | 0.39 | 0.57 | 0.39
| Nonresidential (Common Areas) | Climate Zone 4 |  | Climate Zone 5 |  | Climate Zone 6
| % of Wall | U-value | SHGC | U-value | SHGC | U-value | SHGC
| Vertical Glazing (0-10.0%) | 0.57 | 0.39 | 0.57 | 0.49 | 0.57 | 0.49
| Vertical Glazing (10.1%-40.0%) | 0.57 | 0.39 | 0.57 | 0.39 | 0.57 | 0.39
Partner Notes - Use this section to include any notes about the information entered above.

## DHW Demand
eQUEST Calculator - DHW Demand
Instructions:
1 | First fill in the Basic Info tabs. | [10 empty] | Low
2 | Fill in all blue cells | [10 empty] | Medium
3 | For proposed indirect DHW systems, refer to the Indirect DHW calculations box for further instructions. | [10 empty] | High
4 | For all other proposed DHW systems, enter data from orange cells into eQuest.
[5 empty] | Occupancy |  | Low/medium/high usage (see Simulation Guidelines, 3.9.2)
|  | Proposed | Baseline |  | Hot Water Usage | 44 | gallons per person per day
| Faucet gpm (weighted AVG) | #DIV/0! | #DIV/0! |  | Proposed Showerhead |  | GPM @ | 80 | Pressure (PSI)
| Showerhead gpm | 0 | 2.5 |  | Proposed Kitchen Faucet |  | GPM @ | 80 | Pressure (PSI)
| Total Gal/day (occupant only) | #DIV/0! | 0 |  | Proposed Bath Faucet |  | GPM @ | 80 | Pressure (PSI)
| Total Gal/day (w/both DW & CW) | #DIV/0! | 0 |  | Baseline DW | 0 | GAL/YR PER APT = |  | 0 | gallons/day-apt (1 dishwasher)
| GPM w/ schedule shown below | #DIV/0! | 0 | REDUCTIONS | Proposed DW | 1290 | GAL/YR PER APT = |  | 3.5342 | gallons/day-apt (1 dishwasher)
| GPM Low Flow Fixtures | #DIV/0! | 0 | #DIV/0! | Baseline CW | 0 | hot water gallons/yr = |  | 0 | Total hot water gallons/day (all clothes washers)
| GPM for CW | 0 | 0 | 0 | Proposed CW | 0 | hot water gallons/yr = |  | 0 | Total hot water gallons/day (all clothes washers)
| GPM for DW | 0 | 0 | 0
|  | Y |  |  |  | Dishwashers
|  | 0 |  |  |  |  | Do apartments have dishwashers? (Y/N)
|  | 0 |  |  |  |  | Are they Energy Star rated? (Y/N)
| GPM for Low Flow Fixtures parametric run | #DIV/0! |  |  |  |  | # of dishwashers
| Indirect DHW Calculations |  |  |  |  | Low-flow faucets
| 1. Complete steps listed above. |  |  |  |  | 0 | # of bedrooms
| 2. These calculations are only valid if modeled in the following order: the appliance parametric runs must be modeled first, then the indirect DHW parametric run, and then finally the low-flow fixture parametric run. |  |  |  |  | 0 | # of apartments
[7 empty] | # kitchen faucets |  |  |  | # kitchens
| 3. Data to be entered into eQuest. | [5 empty] | # lav faucets |  |  |  | # lavatories (that require exhaust)
|  | MMBtu/hr | GPM |  |  | Clothes Washers
|  | n/a | 0 |  |  |  | # of clothes washers
|  | n/a | 0 |  |  |  | Are the clothes washers Energy Star rated? (Y/N/NA)
| Process load for indirect DHW parametric run | 0 | 0 |  |  |  | washer and dryer
| Process load for low-flow fixture parametric run | #DIV/0! | #DIV/0!
DHW System
DHW Storage Volume (gallons)
DHW Storage Tank radius (ft)
| Schedule used in eQUEST model | DOE APT DHW | Proposed | Baseline |  | 12.5 | R-value
| 0.05 | 0 | #DIV/0! | 0 |  | #DIV/0! | Surface Area
| 0.05 | 1 | #DIV/0! | 0 |  | #DIV/0! | UA for eQuest
| 0.05 | 2 | #DIV/0! | 0 |  |  | DHW Fuel Type
| 0.05 | 3 | #DIV/0! | 0 |  |  | Proposed Efficiency, %
| 0.05 | 4 | #DIV/0! | 0 |  | #DIV/0! | Proposed HIR/EIR for eQuest
| 0.05 | 5 | #DIV/0! | 0 |  | #VALUE! | Baseline HIR/EIR for eQuest (for in-unit storage water heaters)
| 0.3 | 6 | #DIV/0! | 0
| 0.5 | 7 | #DIV/0! | 0
| 0.4 | 8 | #DIV/0! | 0
| 0.3 | 9 | #DIV/0! | 0
| 0.3 | 10 | #DIV/0! | 0
| 0.35 | 11 | #DIV/0! | 0
| 0.4 | 12 | #DIV/0! | 0
| 0.35 | 13 | #DIV/0! | 0
| 0.35 | 14 | #DIV/0! | 0
| 0.3 | 15 | #DIV/0! | 0
| 0.3 | 16 | #DIV/0! | 0
| 0.5 | 17 | #DIV/0! | 0
| 0.5 | 18 | #DIV/0! | 0
| 0.4 | 19 | #DIV/0! | 0
| 0.35 | 20 | #DIV/0! | 0
| 0.45 | 21 | #DIV/0! | 0
| 0.3 | 22 | #DIV/0! | 0
| 0.05 | 23 | #DIV/0! | 0
| 6.7 |  | #DIV/0! | 0
Partner Notes - Use this section to include any notes about the information entered above.

## Water Savings
Water Savings Calculator
Instructions:
1 | First, complete the DHW Demand tab.
2 | In the "Baseline Fixture" table, enter an estimated number of uses/day for urinals in the appropriate space. Enter "0" if there are no urinals in building.
3 | In the "Proposed Fixture" table, enter the proposed toilet and urinal flow rates. The proposed usage and pressures for the showerheads and faucets will autofill from the DHW Demand tab.
5 | When on-site collected graywater or rainwater is used for sewage conveyance, the total estimated annual graywater quantity may be subtracted from the total annual design case water usage. Estimated graywater quantity may not be greater than the total usage of fixtures that utilize it. For example, if graywater will be used only in flush toilets, the estimated graywater quantity cannot be greater than the total annual water used by the toilets. Estimate graywater usage for each fixture type and enter the value in the appropriate cell.
6 | The remaining values will generate automatically. Water usage savings and cost savings may be reported as indicated in the Water Savings section of the Simulation Guidelines.
| Average Price per Gallon of Water | 0.007
| No. of Occupants | 0
| Dishwasher Savings (Gal/yr) | 0
| Clothes Washers Savings (Gal/yr) | 0
| Baseline Fixture | (Uses/Day) | Baseline Flow Rates (GPF/GPM) | Baseline Usage (Gallons/year)
| Toilets |  | 1.6 | 0
| Urinals |  | 1 | 0
| Showerheads |  | 2.5 | 0
| Bathroom Faucets |  | 2.5 | 0
| Kitchen Faucets |  | 2.5 | 0
| Total |  |  | 0
PSI | Proposed Fixture | Proposed Fixture Flow Rate (GPM/GPF) | Graywater Usage (Gallons/year) | Proposed Usage (Gallons/year)
| Toilets |  |  | 0
| Urinals |  |  | 0
80 | Showerheads | 0 |  | 0
80 | Bathroom Faucets | 0 |  | 0
80 | Kitchen Faucets | 0 |  | 0
| Total |  |  | 0
| Savings by Fixture Type | Water Usage Savings (Gallons/year) | Cost Savings ($/year)
| Toilets | 0 | 0
| Urinals | 0 | 0
| Showerheads | 0 | 0
| Bathroom Faucets | 0 | 0
| Kitchen Faucets | 0 | 0
| Total savings (fixtures only) | 0 | 0
| Total Savings (fixtures + appliances) | 0 | 0
Partner Notes - Use this section to include any notes about the information entered above.

## Appliances
eQUEST Calculator - Appliances
Instructions:
1 | First, fill out Basic Info and DHW tabs.
2 | Fill in cells highlighted with this color.
3 | Data to be entered in eQuest as Equipment or Internal Energy Sources.
|  | Proposed | Baseline | Equipment # (optional) | Sensible | Latent | Schedule
| Refrigerator, kWh/yr-unit | 423 | 529 |  | Heat Ratio | Heat Ratio | [5 empty] | Electric | In-Unit
| Refrigerator, kWh/yr-blg | 0 | 0 | [8 empty] | Gas | Common
| Refrigerator, W/SqFt | #DIV/0! | #DIV/0! | Apt Equipment [#] | 1 | 0 | T24 DAY EQP WD |  |  | 1 Stove
| Electric Stove, kWh/yr-unit | 604 | 604 |  |  |  |  | Electric | Stove Type | 0 | Therms
| Electric Stove, kWh/yr-blg | 0 | 0
| Stove, W/SqFt | #DIV/0! | #DIV/0! | Apt Equipment [#] | 0.4 | 0.3 | T24 DAY EQP WD
| Dishwasher, kWh/yr-unit | 0 | 0 |  |  |  |  | 0 | # of dishwashers
| Dishwasher, kWh/yr-bldg | 0 | 0
| Dishwasher, W/SqFt | #DIV/0! | #DIV/0! | Apt Equipment [#] | 0.6 | 0.15 | T24 DAY EQP WD
| In-Unit Clothes Washer, kWh/yr | 0 | 0
| In-Unit Clothes Washer, kWh/yr-bldg | 0 | 0 |  |  |  |  | 1 | F-factor
| In-Unit Washer, W/SqFt | #DIV/0! | #DIV/0! | Apt Equipment [#] | 0.8 | 0 | T24 DAY EQP WD | 0 | # of washers
| In-Unit Dryer, kWh/yr-bldg | #DIV/0! | #DIV/0! |  |  |  |  | #DIV/0! | Average # bedrooms in living units | 1 Dryer
| In-Unit Dryer, W/SqFt | #DIV/0! | #DIV/0! | Apt Equipment [#] | 1 | 0 | T24 DAY EQP WD |  | # of dryers | #DIV/0! | Therms
| In-Unit Dryer, BTU/h (per dryer) | 0 | 0 | Internal Energy Source | 0.1 | 0.05 | T24 DAY EQP WD | Gas | DRYER
| Common Washer, kWh/yr-machine | 138 | 196 |  |  |  |  | 0 | sum of area of all apartments with in-unit laundry (default = total apartment sqft)
| Common Washer, kWh/yr-bldg | 0 | 0 | [5 empty] | sum of area of all common laundry rooms
| Common Washer, W/SqFt | #DIV/0! | #DIV/0! | Laundry Equipment 1 | NA | NA | T24 EQP WD
| Common Dryer, kWh/yr-bldg | #DIV/0! | #DIV/0!
| Common Dryer, W/SqFt | #DIV/0! | #DIV/0! | Laundry Equipment 2 | 1 | 0 | T24 EQP WD | 0 | Number of Units
| Common Dryer, BTU/h (per dryer) | #DIV/0! | #DIV/0! | Internal Energy Source | 0.1 | 0.05 | T24 DAY EQP WD |  | Number of Stories
| In-unit, misc. kWh/yr-SqFt (SG 3-13) | 1.05 | 1.05 | [5 empty] | Area of Elevator
| In-unit misc W/SqFt | 0.49598 | 0.49598 | Apt Equipment 1 | 0.9 | 0.1 | T24 DAY EQP WD |  | Baseline Elevator Type
| Corridor, restrooms & Stairs W/SqFt | 0.2 | 0.2 | Corr & Stairs Equipment 1 | 1 | 0 | T24 EQP WD |  | Proposed Elevator Type
| Elevator W/SqFt | #DIV/0! | #VALUE! | Elevator Equipment 1 | 0.1 | 0 | T24 EQP WD |  | Baseline kWh/yr for elevator
| Office W/SqFt | 1.5 | 1.5 | Office Equipment 1 | 1 | 0 | T24 EQP WD |  | Proposed kWh/yr (same as Baseline if not requesting performance credit)
| Other Public and Common Area W/SqFt | 0.5 | 0.5 | Common Area Equipment 1
| Hour | Common area plug load schedule (Same as T24 EQP WD) | Apartment Plug load schedule (Same as T24 DAY EQP WD)
| 1 | 0.1 | 0.05
| 2 | 0.1 | 0.05
| 3 | 0.1 | 0.05
| 4 | 0.1 | 0.05
| 5 | 0.1 | 0.05
| 6 | 0.3 | 0.05
| 7 | 0.45 | 0.05
| 8 | 0.45 | 0.05
| 9 | 0.45 | 0.5
| 10 | 0.45 | 0.5
| 11 | 0.3 | 0.5
| 12 | 0.3 | 0.5
| 13 | 0.3 | 0.3
| 14 | 0.3 | 0.5
| 15 | 0.3 | 0.5
| 16 | 0.3 | 0.5
| 17 | 0.3 | 0.5
| 18 | 0.3 | 0.5
| 19 | 0.6 | 0.35
| 20 | 0.8 | 0.05
| 21 | 0.9 | 0.05
| 22 | 0.8 | 0.05
| 23 | 0.6 | 0.05
| 24 | 0.3 | 0.05
| Total | 9 | 5.8
Partner Notes - Use this section to include any notes about the information entered above.

## Lighting Schedule
eQUEST Calculator - Lighting
Instructions:
1 | Use this worksheet to generate schedules for lighting inputs.
2 | Do not edit cells highlighted in this color. These calculated values are for editing or creating schedules.
3 | Elevator lighting should only be assigned to ONE elevator zone.
4 | Exit Signs can be added as Lighting #2 (kW) in the appropriate zones.
5 | Credit for occupancy sensors can be applied to corridors and stairs by reducing proposed W/SF by 25% and 35% respectively.
|  | Daily operating hours | hr/day
|  | Apartments | 2.34
|  | Garage, Corridors, Lobbies & Stairs | 24
|  | Exterior Lighting | 12
|  | APT LTG WD | Adjusted Fraction
| Hr | Fraction | Apartments
| 1 | 0.05 | 0.015497
| 2 | 0.05 | 0.015497
| 3 | 0.05 | 0.015497
| 4 | 0.05 | 0.015497
| 5 | 0.05 | 0.015497
| 6 | 0.05 | 0.015497
| 7 | 0.25 | 0.077483
| 8 | 0.45 | 0.13947
| 9 | 0.45 | 0.13947
| 10 | 0.35 | 0.10848
| 11 | 0.35 | 0.10848
| 12 | 0.35 | 0.10848
| 13 | 0.25 | 0.077483
| 14 | 0.25 | 0.077483
| 15 | 0.25 | 0.077483
| 16 | 0.25 | 0.077483
| 17 | 0.25 | 0.077483
| 18 | 0.35 | 0.10848
| 19 | 0.7 | 0.21695
| 20 | 0.7 | 0.21695
| 21 | 0.7 | 0.21695
| 22 | 0.7 | 0.21695
| 23 | 0.6 | 0.18596
| 24 | 0.05 | 0.015497
| Total | 7.55 | 2.34
| Apartment Adjustment |  | 0.30993
Partner Notes - Use this section to include any notes about the information entered above.

## Interior Lighting
eQUEST Calculator - Interior Lighting
*Enter manufacturer/model only once fixtures are specified.
Instructions: | [8 empty] | Fixture Code | Light Source & Distribution | Watts/Fixture | Default Lumen/Watt | Manufacturer/Model* | General Location | ENERGY STAR? (Y/N) | Notes | Quantity | Apt Qty
1. Fill in cells highlighted with this color, including the Watts/fixture and Light Source in Column K&L. | [6 empty] | MUST BE ALPHABETICAL |  | A |  |  | #N/A |  |  |  |  | #DIV/0! | #DIV/0!
2. When available, provide manufacturer, model, location, and whether ENERGY STAR qualified. | [8 empty] | B |  |  | #N/A |  |  |  |  | #DIV/0! | #DIV/0!
3. List NON-APARTMENT rooms in the building that have specified lighting by FLOOR. For typical floors, indicate the floor multiplier in Column J. | [8 empty] | C |  |  | #N/A |  |  |  |  | #DIV/0! | #DIV/0!
4. List square footages for all NON-APARTMENT spaces in Column B (do not assign square footages to rows for Exit Signs). | [8 empty] | D |  |  | #N/A |  |  |  |  | #DIV/0! | #DIV/0!
5. Indicate how many fixtures of each type are in each room in Column F. | [8 empty] | E |  |  | #N/A |  |  |  |  | #DIV/0! | #DIV/0!
6. Use drop down menu to indicate the ASHRAE space type for calculating baseline LPD's. | [8 empty] | F |  |  | #N/A |  |  |  |  | #DIV/0! | #DIV/0!
7. Rooms with more than one fixture type should be entered using multiple rows; square footage should be distributed between entries. | [8 empty] | G |  |  | #N/A |  |  |  |  | #DIV/0! | #DIV/0!
8. If you need more rows for your building, add them at the bottom by copying rows above (or filling down). | [8 empty] | H |  |  | #N/A |  |  |  |  | #DIV/0! | #DIV/0!
9. When finished, be sure to delete any "#N/A" from blank rows. | [8 empty] | I |  |  | #N/A |  |  |  |  | #DIV/0! | #DIV/0!
10.Red cells indicate ZONES where proposed lighting exceed ASHRAE LPD by more than 20%. While permitted, it identifies an opportunity for savings. | [8 empty] | J |  |  | #N/A |  |  |  |  | #DIV/0! | #DIV/0!
11. Zones can exceed LPDs by more than 20%, but the TOTAL proposed wattage cannot exceed the TOTAL wattage in the baseline by more than 20%. | [8 empty] | K |  |  | #N/A |  |  |  |  | #DIV/0! | #DIV/0!
Note: For Prescriptive Path projects using this tool, the TOTAL proposed wattage cannot exceed ASHRAE 90.1-2013 allowances at all. | [8 empty] | L |  |  | #N/A |  |  |  |  | #DIV/0! | #DIV/0!
12. In column A, note which spaces, if any, have increased Baseline LPD by 20% due to calculated RCR exceeding Table 9.6.1 thresholds or corridors < 8ft. | [8 empty] | M |  |  | #N/A |  |  |  |  | #DIV/0! | #DIV/0!
13. ASHRAE 90.1-2013 requires mandatory occupancy sensors in community/meeting rooms, and automatic lighting controls for other spaces per Section 9.4.1. | [8 empty] | N |  |  | #N/A |  |  |  |  | #DIV/0! | #DIV/0!
Note: No W/SF reduction is shown for controls in either the baseline or proposed W/SF for these areas. | [8 empty] | O |  |  | #N/A |  |  |  |  | #DIV/0! | #DIV/0!
[9 empty] | P |  |  | #N/A |  |  |  |  | #DIV/0! | #DIV/0!
|  | Select calculation method: | Space-By-Space (90.1-2013) | [5 empty] | Q |  |  | #N/A |  |  |  |  | #DIV/0! | #DIV/0!
[9 empty] | R |  |  | #N/A |  |  |  |  | #DIV/0! | #DIV/0!
|  | Fixture Count | TOTAL | ENERGY STAR | > 80%? |  |  |  | S |  |  | #N/A |  |  |  |  | #DIV/0! | #DIV/0!
|  | Apartment | 0 | 0 | #DIV/0! |  |  |  | T |  |  | #N/A |  |  |  |  | #DIV/0! | #DIV/0!
|  | Common Space | 0 | 0 | #DIV/0! |  |  |  | U |  |  | #N/A |  |  |  |  | #DIV/0! | #DIV/0!
[9 empty] | V |  |  | #N/A |  |  |  |  | #DIV/0! | #DIV/0!
[8 empty] | If you need more rows, insert below this row >>> | W |  |  | #N/A |  |  |  |  | #DIV/0! | #DIV/0!
|  | *REMEMBER: Please enter all apartment lighting in the "In-unit Lighting" tab, not here. | [6 empty] | X |  |  | #N/A |  |  |  |  | #DIV/0! | #DIV/0!
[9 empty] | 0 |  |  |  | 0 |  |  |  |  | 0
90.1-2013 RCR Allowance? | Square Footage | Room Name | ASHRAE Space Type | RCR A=1, B=4, C=7 | Installed quantity | Fixture Code (A,B,C etc) | Automatic Lighting Controls? | Fixture Installed Wattage | Floor Multiplier | Total Installed Wattage | PROPOSED W/SF | PROPOSED W/SF with Sensors | BASELINE W/SF | BASELINE WATTS | TEFavg Calculated (IESNA) | CALCULATED FOOTCANDLES | IESNA FOOTCANDLES | Total Square Footage | RCR Factor | OC Required? | Lm/W | Light Source & Distribution | LLF | Cu
|  |  |  | #N/A |  |  |  | #N/A |  | 0 | #DIV/0! | N/A | #N/A | 0 | #N/A | #N/A | #N/A | 0 | 1 | #N/A | #N/A | #N/A | #N/A | #N/A
|  |  |  | #N/A |  |  |  | #N/A |  | 0 | #DIV/0! | N/A | #N/A | 0 | #N/A | #N/A | #N/A | 0 | 1 | #N/A | #N/A | #N/A | #N/A | #N/A
|  |  |  | #N/A |  |  |  | #N/A |  | 0 | #DIV/0! | N/A | #N/A | 0 | #N/A | #N/A | #N/A | 0 | 1 | #N/A | #N/A | #N/A | #N/A | #N/A
|  |  |  | #N/A |  |  |  | #N/A |  | 0 | #DIV/0! | N/A | #N/A | 0 | #N/A | #N/A | #N/A | 0 | 1 | #N/A | #N/A | #N/A | #N/A | #N/A
|  |  |  | #N/A |  |  |  | #N/A |  | 0 | #DIV/0! | N/A | #N/A | 0 | #N/A | #N/A | #N/A | 0 | 1 | #N/A | #N/A | #N/A | #N/A | #N/A
|  |  |  | #N/A |  |  |  | #N/A |  | 0 | #DIV/0! | N/A | #N/A | 0 | #N/A | #N/A | #N/A | 0 | 1 | #N/A | #N/A | #N/A | #N/A | #N/A
|  |  |  | #N/A |  |  |  | #N/A |  | 0 | #DIV/0! | N/A | #N/A | 0 | #N/A | #N/A | #N/A | 0 | 1 | #N/A | #N/A | #N/A | #N/A | #N/A
|  |  |  | #N/A |  |  |  | #N/A |  | 0 | #DIV/0! | N/A | #N/A | 0 | #N/A | #N/A | #N/A | 0 | 1 | #N/A | #N/A | #N/A | #N/A | #N/A
|  |  |  | #N/A |  |  |  | #N/A |  | 0 | #DIV/0! | N/A | #N/A | 0 | #N/A | #N/A | #N/A | 0 | 1 | #N/A | #N/A | #N/A | #N/A | #N/A
|  |  |  | #N/A |  |  |  | #N/A |  | 0 | #DIV/0! | N/A | #N/A | 0 | #N/A | #N/A | #N/A | 0 | 1 | #N/A | #N/A | #N/A | #N/A | #N/A
|  |  |  | #N/A |  |  |  | #N/A |  | 0 | #DIV/0! | N/A | #N/A | 0 | #N/A | #N/A | #N/A | 0 | 1 | #N/A | #N/A | #N/A | #N/A | #N/A
|  |  |  | #N/A |  |  |  | #N/A |  | 0 | #DIV/0! | N/A | #N/A | 0 | #N/A | #N/A | #N/A | 0 | 1 | #N/A | #N/A | #N/A | #N/A | #N/A
|  |  |  | #N/A |  |  |  | #N/A |  | 0 | #DIV/0! | N/A | #N/A | 0 | #N/A | #N/A | #N/A | 0 | 1 | #N/A | #N/A | #N/A | #N/A | #N/A
|  |  |  | #N/A |  |  |  | #N/A |  | 0 | #DIV/0! | N/A | #N/A | 0 | #N/A | #N/A | #N/A | 0 | 1 | #N/A | #N/A | #N/A | #N/A | #N/A
|  |  |  | #N/A |  |  |  | #N/A |  | 0 | #DIV/0! | N/A | #N/A | 0 | #N/A | #N/A | #N/A | 0 | 1 | #N/A | #N/A | #N/A | #N/A | #N/A
|  |  |  | #N/A |  |  |  | #N/A |  | 0 | #DIV/0! | N/A | #N/A | 0 | #N/A | #N/A | #N/A | 0 | 1 | #N/A | #N/A | #N/A | #N/A | #N/A
|  |  |  | #N/A |  |  |  | #N/A |  | 0 | #DIV/0! | N/A | #N/A | 0 | #N/A | #N/A | #N/A | 0 | 1 | #N/A | #N/A | #N/A | #N/A | #N/A
|  |  |  | #N/A |  |  |  | #N/A |  | 0 | #DIV/0! | N/A | #N/A | 0 | #N/A | #N/A | #N/A | 0 | 1 | #N/A | #N/A | #N/A | #N/A | #N/A
|  |  |  | #N/A |  |  |  | #N/A |  | 0 | #DIV/0! | N/A | #N/A | 0 | #N/A | #N/A | #N/A | 0 | 1 | #N/A | #N/A | #N/A | #N/A | #N/A
|  |  |  | #N/A |  |  |  | #N/A |  | 0 | #DIV/0! | N/A | #N/A | 0 | #N/A | #N/A | #N/A | 0 | 1 | #N/A | #N/A | #N/A | #N/A | #N/A
|  |  |  | #N/A |  |  |  | #N/A |  | 0 | #DIV/0! | N/A | #N/A | 0 | #N/A | #N/A | #N/A | 0 | 1 | #N/A | #N/A | #N/A | #N/A | #N/A
|  |  |  | #N/A |  |  |  | #N/A |  | 0 | #DIV/0! | N/A | #N/A | 0 | #N/A | #N/A | #N/A | 0 | 1 | #N/A | #N/A | #N/A | #N/A | #N/A
|  |  |  | #N/A |  |  |  | #N/A |  | 0 | #DIV/0! | N/A | #N/A | 0 | #N/A | #N/A | #N/A | 0 | 1 | #N/A | #N/A | #N/A | #N/A | #N/A
|  |  |  | #N/A |  |  |  | #N/A |  | 0 | #DIV/0! | N/A | #N/A | 0 | #N/A | #N/A | #N/A | 0 | 1 | #N/A | #N/A | #N/A | #N/A | #N/A
|  |  |  | #N/A |  |  |  | #N/A |  | 0 | #DIV/0! | N/A | #N/A | 0 | #N/A | #N/A | #N/A | 0 | 1 | #N/A | #N/A | #N/A | #N/A | #N/A
|  |  |  | #N/A |  |  |  | #N/A |  | 0 | #DIV/0! | N/A | #N/A | 0 | #N/A | #N/A | #N/A | 0 | 1 | #N/A | #N/A | #N/A | #N/A | #N/A
|  |  |  | #N/A |  |  |  | #N/A |  | 0 | #DIV/0! | N/A | #N/A | 0 | #N/A | #N/A | #N/A | 0 | 1 | #N/A | #N/A | #N/A | #N/A | #N/A
|  |  |  | #N/A |  |  |  | #N/A |  | 0 | #DIV/0! | N/A | #N/A | 0 | #N/A | #N/A | #N/A | 0 | 1 | #N/A | #N/A | #N/A | #N/A | #N/A
|  |  |  | #N/A |  |  |  | #N/A |  | 0 | #DIV/0! | N/A | #N/A | 0 | #N/A | #N/A | #N/A | 0 | 1 | #N/A | #N/A | #N/A | #N/A | #N/A
|  |  |  | #N/A |  |  |  | #N/A |  | 0 | #DIV/0! | N/A | #N/A | 0 | #N/A | #N/A | #N/A | 0 | 1 | #N/A | #N/A | #N/A | #N/A | #N/A
|  |  |  | #N/A |  |  |  | #N/A |  | 0 | #DIV/0! | N/A | #N/A | 0 | #N/A | #N/A | #N/A | 0 | 1 | #N/A | #N/A | #N/A | #N/A | #N/A
|  |  |  | #N/A |  |  |  | #N/A |  | 0 | #DIV/0! | N/A | #N/A | 0 | #N/A | #N/A | #N/A | 0 | 1 | #N/A | #N/A | #N/A | #N/A | #N/A
|  |  |  | #N/A |  |  |  | #N/A |  | 0 | #DIV/0! | N/A | #N/A | 0 | #N/A | #N/A | #N/A | 0 | 1 | #N/A | #N/A | #N/A | #N/A | #N/A
|  |  |  | #N/A |  |  |  | #N/A |  | 0 | #DIV/0! | N/A | #N/A | 0 | #N/A | #N/A | #N/A | 0 | 1 | #N/A | #N/A | #N/A | #N/A | #N/A
|  |  |  | #N/A |  |  |  | #N/A |  | 0 | #DIV/0! | N/A | #N/A | 0 | #N/A | #N/A | #N/A | 0 | 1 | #N/A | #N/A | #N/A | #N/A | #N/A
|  |  |  | #N/A |  |  |  | #N/A |  | 0 | #DIV/0! | N/A | #N/A | 0 | #N/A | #N/A | #N/A | 0 | 1 | #N/A | #N/A | #N/A | #N/A | #N/A
|  |  |  | #N/A |  |  |  | #N/A |  | 0 | #DIV/0! | N/A | #N/A | 0 | #N/A | #N/A | #N/A | 0 | 1 | #N/A | #N/A | #N/A | #N/A | #N/A
|  |  |  | #N/A |  |  |  | #N/A |  | 0 | #DIV/0! | N/A | #N/A | 0 | #N/A | #N/A | #N/A | 0 | 1 | #N/A | #N/A | #N/A | #N/A | #N/A
|  |  |  | #N/A |  |  |  | #N/A |  | 0 | #DIV/0! | N/A | #N/A | 0 | #N/A | #N/A | #N/A | 0 | 1 | #N/A | #N/A | #N/A | #N/A | #N/A
|  |  |  | #N/A |  |  |  | #N/A |  | 0 | #DIV/0! | N/A | #N/A | 0 | #N/A | #N/A | #N/A | 0 | 1 | #N/A | #N/A | #N/A | #N/A | #N/A
|  |  |  | #N/A |  |  |  | #N/A |  | 0 | #DIV/0! | N/A | #N/A | 0 | #N/A | #N/A | #N/A | 0 | 1 | #N/A | #N/A | #N/A | #N/A | #N/A
|  |  |  | #N/A |  |  |  | #N/A |  | 0 | #DIV/0! | N/A | #N/A | 0 | #N/A | #N/A | #N/A | 0 | 1 | #N/A | #N/A | #N/A | #N/A | #N/A
|  |  |  | #N/A |  |  |  | #N/A |  | 0 | #DIV/0! | N/A | #N/A | 0 | #N/A | #N/A | #N/A | 0 | 1 | #N/A | #N/A | #N/A | #N/A | #N/A
|  |  |  | #N/A |  |  |  | #N/A |  | 0 | #DIV/0! | N/A | #N/A | 0 | #N/A | #N/A | #N/A | 0 | 1 | #N/A | #N/A | #N/A | #N/A | #N/A
|  |  |  | #N/A |  |  |  | #N/A |  | 0 | #DIV/0! | N/A | #N/A | 0 | #N/A | #N/A | #N/A | 0 | 1 | #N/A | #N/A | #N/A | #N/A | #N/A
|  |  |  | #N/A |  |  |  | #N/A |  | 0 | #DIV/0! | N/A | #N/A | 0 | #N/A | #N/A | #N/A | 0 | 1 | #N/A | #N/A | #N/A | #N/A | #N/A
|  |  |  | #N/A |  |  |  | #N/A |  | 0 | #DIV/0! | N/A | #N/A | 0 | #N/A | #N/A | #N/A | 0 | 1 | #N/A | #N/A | #N/A | #N/A | #N/A
|  |  |  | #N/A |  |  |  | #N/A |  | 0 | #DIV/0! | N/A | #N/A | 0 | #N/A | #N/A | #N/A | 0 | 1 | #N/A | #N/A | #N/A | #N/A | #N/A
|  |  |  | #N/A |  |  |  | #N/A |  | 0 | #DIV/0! | N/A | #N/A | 0 | #N/A | #N/A | #N/A | 0 | 1 | #N/A | #N/A | #N/A | #N/A | #N/A
|  |  |  | #N/A |  |  |  | #N/A |  | 0 | #DIV/0! | N/A | #N/A | 0 | #N/A | #N/A | #N/A | 0 | 1 | #N/A | #N/A | #N/A | #N/A | #N/A
|  |  |  | #N/A |  |  |  | #N/A |  | 0 | #DIV/0! | N/A | #N/A | 0 | #N/A | #N/A | #N/A | 0 | 1 | #N/A | #N/A | #N/A | #N/A | #N/A
|  |  |  | #N/A |  |  |  | #N/A |  | 0 | #DIV/0! | N/A | #N/A | 0 | #N/A | #N/A | #N/A | 0 | 1 | #N/A | #N/A | #N/A | #N/A | #N/A
|  |  |  | #N/A |  |  |  | #N/A |  | 0 | #DIV/0! | N/A | #N/A | 0 | #N/A | #N/A | #N/A | 0 | 1 | #N/A | #N/A | #N/A | #N/A | #N/A
|  |  |  | #N/A |  |  |  | #N/A |  | 0 | #DIV/0! | N/A | #N/A | 0 | #N/A | #N/A | #N/A | 0 | 1 | #N/A | #N/A | #N/A | #N/A | #N/A
|  |  |  | #N/A |  |  |  | #N/A |  | 0 | #DIV/0! | N/A | #N/A | 0 | #N/A | #N/A | #N/A | 0 | 1 | #N/A | #N/A | #N/A | #N/A | #N/A
|  |  |  | #N/A |  |  |  | #N/A |  | 0 | #DIV/0! | N/A | #N/A | 0 | #N/A | #N/A | #N/A | 0 | 1 | #N/A | #N/A | #N/A | #N/A | #N/A
|  |  |  | #N/A |  |  |  | #N/A |  | 0 | #DIV/0! | N/A | #N/A | 0 | #N/A | #N/A | #N/A | 0 | 1 | #N/A | #N/A | #N/A | #N/A | #N/A
|  |  |  | #N/A |  |  |  | #N/A |  | 0 | #DIV/0! | N/A | #N/A | 0 | #N/A | #N/A | #N/A | 0 | 1 | #N/A | #N/A | #N/A | #N/A | #N/A
|  |  |  | #N/A |  |  |  | #N/A |  | 0 | #DIV/0! | N/A | #N/A | 0 | #N/A | #N/A | #N/A | 0 | 1 | #N/A | #N/A | #N/A | #N/A | #N/A
|  |  |  | #N/A |  |  |  | #N/A |  | 0 | #DIV/0! | N/A | #N/A | 0 | #N/A | #N/A | #N/A | 0 | 1 | #N/A | #N/A | #N/A | #N/A | #N/A
|  |  |  | #N/A |  |  |  | #N/A |  | 0 | #DIV/0! | N/A | #N/A | 0 | #N/A | #N/A | #N/A | 0 | 1 | #N/A | #N/A | #N/A | #N/A | #N/A
|  |  |  | #N/A |  |  |  | #N/A |  | 0 | #DIV/0! | N/A | #N/A | 0 | #N/A | #N/A | #N/A | 0 | 1 | #N/A | #N/A | #N/A | #N/A | #N/A
|  |  |  | #N/A |  |  |  | #N/A |  | 0 | #DIV/0! | N/A | #N/A | 0 | #N/A | #N/A | #N/A | 0 | 1 | #N/A | #N/A | #N/A | #N/A | #N/A
|  |  |  | #N/A |  |  |  | #N/A |  | 0 | #DIV/0! | N/A | #N/A | 0 | #N/A | #N/A | #N/A | 0 | 1 | #N/A | #N/A | #N/A | #N/A | #N/A
|  |  |  | #N/A |  |  |  | #N/A |  | 0 | #DIV/0! | N/A | #N/A | 0 | #N/A | #N/A | #N/A | 0 | 1 | #N/A | #N/A | #N/A | #N/A | #N/A
|  |  |  | #N/A |  |  |  | #N/A |  | 0 | #DIV/0! | N/A | #N/A | 0 | #N/A | #N/A | #N/A | 0 | 1 | #N/A | #N/A | #N/A | #N/A | #N/A
|  |  |  | #N/A |  |  |  | #N/A |  | 0 | #DIV/0! | N/A | #N/A | 0 | #N/A | #N/A | #N/A | 0 | 1 | #N/A | #N/A | #N/A | #N/A | #N/A
|  |  |  | #N/A |  |  |  | #N/A |  | 0 | #DIV/0! | N/A | #N/A | 0 | #N/A | #N/A | #N/A | 0 | 1 | #N/A | #N/A | #N/A | #N/A | #N/A
|  |  |  | #N/A |  |  |  | #N/A |  | 0 | #DIV/0! | N/A | #N/A | 0 | #N/A | #N/A | #N/A | 0 | 1 | #N/A | #N/A | #N/A | #N/A | #N/A
|  |  |  | #N/A |  |  |  | #N/A |  | 0 | #DIV/0! | N/A | #N/A | 0 | #N/A | #N/A | #N/A | 0 | 1 | #N/A | #N/A | #N/A | #N/A | #N/A
|  |  |  | #N/A |  |  |  | #N/A |  | 0 | #DIV/0! | N/A | #N/A | 0 | #N/A | #N/A | #N/A | 0 | 1 | #N/A | #N/A | #N/A | #N/A | #N/A
|  |  |  | #N/A |  |  |  | #N/A |  | 0 | #DIV/0! | N/A | #N/A | 0 | #N/A | #N/A | #N/A | 0 | 1 | #N/A | #N/A | #N/A | #N/A | #N/A
|  |  |  | #N/A |  |  |  | #N/A |  | 0 | #DIV/0! | N/A | #N/A | 0 | #N/A | #N/A | #N/A | 0 | 1 | #N/A | #N/A | #N/A | #N/A | #N/A
|  |  |  | #N/A |  |  |  | #N/A |  | 0 | #DIV/0! | N/A | #N/A | 0 | #N/A | #N/A | #N/A | 0 | 1 | #N/A | #N/A | #N/A | #N/A | #N/A
|  |  |  | #N/A |  |  |  | #N/A |  | 0 | #DIV/0! | N/A | #N/A | 0 | #N/A | #N/A | #N/A | 0 | 1 | #N/A | #N/A | #N/A | #N/A | #N/A
|  |  |  | #N/A |  |  |  | #N/A |  | 0 | #DIV/0! | N/A | #N/A | 0 | #N/A | #N/A | #N/A | 0 | 1 | #N/A | #N/A | #N/A | #N/A | #N/A
|  |  |  | #N/A |  |  |  | #N/A |  | 0 | #DIV/0! | N/A | #N/A | 0 | #N/A | #N/A | #N/A | 0 | 1 | #N/A | #N/A | #N/A | #N/A | #N/A
|  |  |  | #N/A |  |  |  | #N/A |  | 0 | #DIV/0! | N/A | #N/A | 0 | #N/A | #N/A | #N/A | 0 | 1 | #N/A | #N/A | #N/A | #N/A | #N/A
|  |  |  | #N/A |  |  |  | #N/A |  | 0 | #DIV/0! | N/A | #N/A | 0 | #N/A | #N/A | #N/A | 0 | 1 | #N/A | #N/A | #N/A | #N/A | #N/A
|  |  |  | #N/A |  |  |  | #N/A |  | 0 | #DIV/0! | N/A | #N/A | 0 | #N/A | #N/A | #N/A | 0 | 1 | #N/A | #N/A | #N/A | #N/A | #N/A
|  |  |  | #N/A |  |  |  | #N/A |  | 0 | #DIV/0! | N/A | #N/A | 0 | #N/A | #N/A | #N/A | 0 | 1 | #N/A | #N/A | #N/A | #N/A | #N/A
|  |  |  | #N/A |  |  |  | #N/A |  | 0 | #DIV/0! | N/A | #N/A | 0 | #N/A | #N/A | #N/A | 0 | 1 | #N/A | #N/A | #N/A | #N/A | #N/A
|  |  |  | #N/A |  |  |  | #N/A |  | 0 | #DIV/0! | N/A | #N/A | 0 | #N/A | #N/A | #N/A | 0 | 1 | #N/A | #N/A | #N/A | #N/A | #N/A
|  |  |  | #N/A |  |  |  | #N/A |  | 0 | #DIV/0! | N/A | #N/A | 0 | #N/A | #N/A | #N/A | 0 | 1 | #N/A | #N/A | #N/A | #N/A | #N/A
|  |  |  | #N/A |  |  |  | #N/A |  | 0 | #DIV/0! | N/A | #N/A | 0 | #N/A | #N/A | #N/A | 0 | 1 | #N/A | #N/A | #N/A | #N/A | #N/A
|  |  |  | #N/A |  |  |  | #N/A |  | 0 | #DIV/0! | N/A | #N/A | 0 | #N/A | #N/A | #N/A | 0 | 1 | #N/A | #N/A | #N/A | #N/A | #N/A
|  |  |  | #N/A |  |  |  | #N/A |  | 0 | #DIV/0! | N/A | #N/A | 0 | #N/A | #N/A | #N/A | 0 | 1 | #N/A | #N/A | #N/A | #N/A | #N/A
|  |  |  | #N/A |  |  |  | #N/A |  | 0 | #DIV/0! | N/A | #N/A | 0 | #N/A | #N/A | #N/A | 0 | 1 | #N/A | #N/A | #N/A | #N/A | #N/A
|  |  |  | #N/A |  |  |  | #N/A |  | 0 | #DIV/0! | N/A | #N/A | 0 | #N/A | #N/A | #N/A | 0 | 1 | #N/A | #N/A | #N/A | #N/A | #N/A
|  |  |  | #N/A |  |  |  | #N/A |  | 0 | #DIV/0! | N/A | #N/A | 0 | #N/A | #N/A | #N/A | 0 | 1 | #N/A | #N/A | #N/A | #N/A | #N/A
|  |  |  | #N/A |  |  |  | #N/A |  | 0 | #DIV/0! | N/A | #N/A | 0 | #N/A | #N/A | #N/A | 0 | 1 | #N/A | #N/A | #N/A | #N/A | #N/A
|  |  |  | #N/A |  |  |  | #N/A |  | 0 | #DIV/0! | N/A | #N/A | 0 | #N/A | #N/A | #N/A | 0 | 1 | #N/A | #N/A | #N/A | #N/A | #N/A
|  |  |  | #N/A |  |  |  | #N/A |  | 0 | #DIV/0! | N/A | #N/A | 0 | #N/A | #N/A | #N/A | 0 | 1 | #N/A | #N/A | #N/A | #N/A | #N/A
|  |  |  | #N/A |  |  |  | #N/A |  | 0 | #DIV/0! | N/A | #N/A | 0 | #N/A | #N/A | #N/A | 0 | 1 | #N/A | #N/A | #N/A | #N/A | #N/A
|  |  |  | #N/A |  |  |  | #N/A |  | 0 | #DIV/0! | N/A | #N/A | 0 | #N/A | #N/A | #N/A | 0 | 1 | #N/A | #N/A | #N/A | #N/A | #N/A
|  |  |  | #N/A |  |  |  | #N/A |  | 0 | #DIV/0! | N/A | #N/A | 0 | #N/A | #N/A | #N/A | 0 | 1 | #N/A | #N/A | #N/A | #N/A | #N/A
|  |  |  | #N/A |  |  |  | #N/A |  | 0 | #DIV/0! | N/A | #N/A | 0 | #N/A | #N/A | #N/A | 0 | 1 | #N/A | #N/A | #N/A | #N/A | #N/A
|  |  |  | #N/A |  |  |  | #N/A |  | 0 | #DIV/0! | N/A | #N/A | 0 | #N/A | #N/A | #N/A | 0 | 1 | #N/A | #N/A | #N/A | #N/A | #N/A
|  |  |  | #N/A |  |  |  | #N/A |  | 0 | #DIV/0! | N/A | #N/A | 0 | #N/A | #N/A | #N/A | 0 | 1 | #N/A | #N/A | #N/A | #N/A | #N/A
|  |  |  | #N/A |  |  |  | #N/A |  | 0 | #DIV/0! | N/A | #N/A | 0 | #N/A | #N/A | #N/A | 0 | 1 | #N/A | #N/A | #N/A | #N/A | #N/A
|  |  |  | #N/A |  |  |  | #N/A |  | 0 | #DIV/0! | N/A | #N/A | 0 | #N/A | #N/A | #N/A | 0 | 1 | #N/A | #N/A | #N/A | #N/A | #N/A
|  |  |  | #N/A |  |  |  | #N/A |  | 0 | #DIV/0! | N/A | #N/A | 0 | #N/A | #N/A | #N/A | 0 | 1 | #N/A | #N/A | #N/A | #N/A | #N/A
|  |  |  | #N/A |  |  |  | #N/A |  | 0 | #DIV/0! | N/A | #N/A | 0 | #N/A | #N/A | #N/A | 0 | 1 | #N/A | #N/A | #N/A | #N/A | #N/A
|  |  |  | #N/A |  |  |  | #N/A |  | 0 | #DIV/0! | N/A | #N/A | 0 | #N/A | #N/A | #N/A | 0 | 1 | #N/A | #N/A | #N/A | #N/A | #N/A
|  |  |  | #N/A |  |  |  | #N/A |  | 0 | #DIV/0! | N/A | #N/A | 0 | #N/A | #N/A | #N/A | 0 | 1 | #N/A | #N/A | #N/A | #N/A | #N/A
|  |  |  | #N/A |  |  |  | #N/A |  | 0 | #DIV/0! | N/A | #N/A | 0 | #N/A | #N/A | #N/A | 0 | 1 | #N/A | #N/A | #N/A | #N/A | #N/A
|  |  |  | #N/A |  |  |  | #N/A |  | 0 | #DIV/0! | N/A | #N/A | 0 | #N/A | #N/A | #N/A | 0 | 1 | #N/A | #N/A | #N/A | #N/A | #N/A
|  |  |  | #N/A |  |  |  | #N/A |  | 0 | #DIV/0! | N/A | #N/A | 0 | #N/A | #N/A | #N/A | 0 | 1 | #N/A | #N/A | #N/A | #N/A | #N/A
|  |  |  | #N/A |  |  |  | #N/A |  | 0 | #DIV/0! | N/A | #N/A | 0 | #N/A | #N/A | #N/A | 0 | 1 | #N/A | #N/A | #N/A | #N/A | #N/A
|  |  |  | #N/A |  |  |  | #N/A |  | 0 | #DIV/0! | N/A | #N/A | 0 | #N/A | #N/A | #N/A | 0 | 1 | #N/A | #N/A | #N/A | #N/A | #N/A
|  |  |  | #N/A |  |  |  | #N/A |  | 0 | #DIV/0! | N/A | #N/A | 0 | #N/A | #N/A | #N/A | 0 | 1 | #N/A | #N/A | #N/A | #N/A | #N/A
|  |  |  | #N/A |  |  |  | #N/A |  | 0 | #DIV/0! | N/A | #N/A | 0 | #N/A | #N/A | #N/A | 0 | 1 | #N/A | #N/A | #N/A | #N/A | #N/A
|  |  |  | #N/A |  |  |  | #N/A |  | 0 | #DIV/0! | N/A | #N/A | 0 | #N/A | #N/A | #N/A | 0 | 1 | #N/A | #N/A | #N/A | #N/A | #N/A
|  |  |  | #N/A |  |  |  | #N/A |  | 0 | #DIV/0! | N/A | #N/A | 0 | #N/A | #N/A | #N/A | 0 | 1 | #N/A | #N/A | #N/A | #N/A | #N/A
|  |  |  | #N/A |  |  |  | #N/A |  | 0 | #DIV/0! | N/A | #N/A | 0 | #N/A | #N/A | #N/A | 0 | 1 | #N/A | #N/A | #N/A | #N/A | #N/A
|  |  |  | #N/A |  |  |  | #N/A |  | 0 | #DIV/0! | N/A | #N/A | 0 | #N/A | #N/A | #N/A | 0 | 1 | #N/A | #N/A | #N/A | #N/A | #N/A
|  |  |  | #N/A |  |  |  | #N/A |  | 0 | #DIV/0! | N/A | #N/A | 0 | #N/A | #N/A | #N/A | 0 | 1 | #N/A | #N/A | #N/A | #N/A | #N/A
|  |  |  | #N/A |  |  |  | #N/A |  | 0 | #DIV/0! | N/A | #N/A | 0 | #N/A | #N/A | #N/A | 0 | 1 | #N/A | #N/A | #N/A | #N/A | #N/A
|  |  |  | #N/A |  |  |  | #N/A |  | 0 | #DIV/0! | N/A | #N/A | 0 | #N/A | #N/A | #N/A | 0 | 1 | #N/A | #N/A | #N/A | #N/A | #N/A
|  |  |  | #N/A |  |  |  | #N/A |  | 0 | #DIV/0! | N/A | #N/A | 0 | #N/A | #N/A | #N/A | 0 | 1 | #N/A | #N/A | #N/A | #N/A | #N/A
|  |  |  | #N/A |  |  |  | #N/A |  | 0 | #DIV/0! | N/A | #N/A | 0 | #N/A | #N/A | #N/A | 0 | 1 | #N/A | #N/A | #N/A | #N/A | #N/A
|  |  |  | #N/A |  |  |  | #N/A |  | 0 | #DIV/0! | N/A | #N/A | 0 | #N/A | #N/A | #N/A | 0 | 1 | #N/A | #N/A | #N/A | #N/A | #N/A
|  |  |  | #N/A |  |  |  | #N/A |  | 0 | #DIV/0! | N/A | #N/A | 0 | #N/A | #N/A | #N/A | 0 | 1 | #N/A | #N/A | #N/A | #N/A | #N/A
|  |  |  | #N/A |  |  |  | #N/A |  | 0 | #DIV/0! | N/A | #N/A | 0 | #N/A | #N/A | #N/A | 0 | 1 | #N/A | #N/A | #N/A | #N/A | #N/A
|  |  |  | #N/A |  |  |  | #N/A |  | 0 | #DIV/0! | N/A | #N/A | 0 | #N/A | #N/A | #N/A | 0 | 1 | #N/A | #N/A | #N/A | #N/A | #N/A
|  |  |  | #N/A |  |  |  | #N/A |  | 0 | #DIV/0! | N/A | #N/A | 0 | #N/A | #N/A | #N/A | 0 | 1 | #N/A | #N/A | #N/A | #N/A | #N/A
|  |  |  | #N/A |  |  |  | #N/A |  | 0 | #DIV/0! | N/A | #N/A | 0 | #N/A | #N/A | #N/A | 0 | 1 | #N/A | #N/A | #N/A | #N/A | #N/A
|  |  |  | #N/A |  |  |  | #N/A |  | 0 | #DIV/0! | N/A | #N/A | 0 | #N/A | #N/A | #N/A | 0 | 1 | #N/A | #N/A | #N/A | #N/A | #N/A
|  |  |  | #N/A |  |  |  | #N/A |  | 0 | #DIV/0! | N/A | #N/A | 0 | #N/A | #N/A | #N/A | 0 | 1 | #N/A | #N/A | #N/A | #N/A | #N/A
|  |  |  | #N/A |  |  |  | #N/A |  | 0 | #DIV/0! | N/A | #N/A | 0 | #N/A | #N/A | #N/A | 0 | 1 | #N/A | #N/A | #N/A | #N/A | #N/A
|  |  |  | #N/A |  |  |  | #N/A |  | 0 | #DIV/0! | N/A | #N/A | 0 | #N/A | #N/A | #N/A | 0 | 1 | #N/A | #N/A | #N/A | #N/A | #N/A
|  |  |  | #N/A |  |  |  | #N/A |  | 0 | #DIV/0! | N/A | #N/A | 0 | #N/A | #N/A | #N/A | 0 | 1 | #N/A | #N/A | #N/A | #N/A | #N/A
|  |  |  | #N/A |  |  |  | #N/A |  | 0 | #DIV/0! | N/A | #N/A | 0 | #N/A | #N/A | #N/A | 0 | 1 | #N/A | #N/A | #N/A | #N/A | #N/A
|  |  |  | #N/A |  |  |  | #N/A |  | 0 | #DIV/0! | N/A | #N/A | 0 | #N/A | #N/A | #N/A | 0 | 1 | #N/A | #N/A | #N/A | #N/A | #N/A
|  |  |  | #N/A |  |  |  | #N/A |  | 0 | #DIV/0! | N/A | #N/A | 0 | #N/A | #N/A | #N/A | 0 | 1 | #N/A | #N/A | #N/A | #N/A | #N/A
|  |  |  | #N/A |  |  |  | #N/A |  | 0 | #DIV/0! | N/A | #N/A | 0 | #N/A | #N/A | #N/A | 0 | 1 | #N/A | #N/A | #N/A | #N/A | #N/A
|  |  |  | #N/A |  |  |  | #N/A |  | 0 | #DIV/0! | N/A | #N/A | 0 | #N/A | #N/A | #N/A | 0 | 1 | #N/A | #N/A | #N/A | #N/A | #N/A
|  |  |  | #N/A |  |  |  | #N/A |  | 0 | #DIV/0! | N/A | #N/A | 0 | #N/A | #N/A | #N/A | 0 | 1 | #N/A | #N/A | #N/A | #N/A | #N/A
|  |  |  | #N/A |  |  |  | #N/A |  | 0 | #DIV/0! | N/A | #N/A | 0 | #N/A | #N/A | #N/A | 0 | 1 | #N/A | #N/A | #N/A | #N/A | #N/A
|  |  |  | #N/A |  |  |  | #N/A |  | 0 | #DIV/0! | N/A | #N/A | 0 | #N/A | #N/A | #N/A | 0 | 1 | #N/A | #N/A | #N/A | #N/A | #N/A
|  |  |  | #N/A |  |  |  | #N/A |  | 0 | #DIV/0! | N/A | #N/A | 0 | #N/A | #N/A | #N/A | 0 | 1 | #N/A | #N/A | #N/A | #N/A | #N/A
|  |  |  | #N/A |  |  |  | #N/A |  | 0 | #DIV/0! | N/A | #N/A | 0 | #N/A | #N/A | #N/A | 0 | 1 | #N/A | #N/A | #N/A | #N/A | #N/A
|  |  |  | #N/A |  |  |  | #N/A |  | 0 | #DIV/0! | N/A | #N/A | 0 | #N/A | #N/A | #N/A | 0 | 1 | #N/A | #N/A | #N/A | #N/A | #N/A
|  |  |  | #N/A |  |  |  | #N/A |  | 0 | #DIV/0! | N/A | #N/A | 0 | #N/A | #N/A | #N/A | 0 | 1 | #N/A | #N/A | #N/A | #N/A | #N/A
|  |  |  | #N/A |  |  |  | #N/A |  | 0 | #DIV/0! | N/A | #N/A | 0 | #N/A | #N/A | #N/A | 0 | 1 | #N/A | #N/A | #N/A | #N/A | #N/A
|  |  |  | #N/A |  |  |  | #N/A |  | 0 | #DIV/0! | N/A | #N/A | 0 | #N/A | #N/A | #N/A | 0 | 1 | #N/A | #N/A | #N/A | #N/A | #N/A
|  |  |  | #N/A |  |  |  | #N/A |  | 0 | #DIV/0! | N/A | #N/A | 0 | #N/A | #N/A | #N/A | 0 | 1 | #N/A | #N/A | #N/A | #N/A | #N/A
|  |  |  | #N/A |  |  |  | #N/A |  | 0 | #DIV/0! | N/A | #N/A | 0 | #N/A | #N/A | #N/A | 0 | 1 | #N/A | #N/A | #N/A | #N/A | #N/A
|  |  |  | #N/A |  |  |  | #N/A |  | 0 | #DIV/0! | N/A | #N/A | 0 | #N/A | #N/A | #N/A | 0 | 1 | #N/A | #N/A | #N/A | #N/A | #N/A
|  |  |  | #N/A |  |  |  | #N/A |  | 0 | #DIV/0! | N/A | #N/A | 0 | #N/A | #N/A | #N/A | 0 | 1 | #N/A | #N/A | #N/A | #N/A | #N/A
|  |  |  | #N/A |  |  |  | #N/A |  | 0 | #DIV/0! | N/A | #N/A | 0 | #N/A | #N/A | #N/A | 0 | 1 | #N/A | #N/A | #N/A | #N/A | #N/A
|  |  |  | #N/A |  |  |  | #N/A |  | 0 | #DIV/0! | N/A | #N/A | 0 | #N/A | #N/A | #N/A | 0 | 1 | #N/A | #N/A | #N/A | #N/A | #N/A
|  |  |  | #N/A |  |  |  | #N/A |  | 0 | #DIV/0! | N/A | #N/A | 0 | #N/A | #N/A | #N/A | 0 | 1 | #N/A | #N/A | #N/A | #N/A | #N/A
|  |  |  | #N/A |  |  |  | #N/A |  | 0 | #DIV/0! | N/A | #N/A | 0 | #N/A | #N/A | #N/A | 0 | 1 | #N/A | #N/A | #N/A | #N/A | #N/A
|  |  |  | #N/A |  |  |  | #N/A |  | 0 | #DIV/0! | N/A | #N/A | 0 | #N/A | #N/A | #N/A | 0 | 1 | #N/A | #N/A | #N/A | #N/A | #N/A
|  |  |  | #N/A |  |  |  | #N/A |  | 0 | #DIV/0! | N/A | #N/A | 0 | #N/A | #N/A | #N/A | 0 | 1 | #N/A | #N/A | #N/A | #N/A | #N/A
|  |  |  | #N/A |  |  |  | #N/A |  | 0 | #DIV/0! | N/A | #N/A | 0 | #N/A | #N/A | #N/A | 0 | 1 | #N/A | #N/A | #N/A | #N/A | #N/A
|  |  |  | #N/A |  |  |  | #N/A |  | 0 | #DIV/0! | N/A | #N/A | 0 | #N/A | #N/A | #N/A | 0 | 1 | #N/A | #N/A | #N/A | #N/A | #N/A
|  |  |  | #N/A |  |  |  | #N/A |  | 0 | #DIV/0! | N/A | #N/A | 0 | #N/A | #N/A | #N/A | 0 | 1 | #N/A | #N/A | #N/A | #N/A | #N/A
|  |  |  | #N/A |  |  |  | #N/A |  | 0 | #DIV/0! | N/A | #N/A | 0 | #N/A | #N/A | #N/A | 0 | 1 | #N/A | #N/A | #N/A | #N/A | #N/A
|  |  |  | #N/A |  |  |  | #N/A |  | 0 | #DIV/0! | N/A | #N/A | 0 | #N/A | #N/A | #N/A | 0 | 1 | #N/A | #N/A | #N/A | #N/A | #N/A
|  |  |  | #N/A |  |  |  | #N/A |  | 0 | #DIV/0! | N/A | #N/A | 0 | #N/A | #N/A | #N/A | 0 | 1 | #N/A | #N/A | #N/A | #N/A | #N/A
|  |  |  | #N/A |  |  |  | #N/A |  | 0 | #DIV/0! | N/A | #N/A | 0 | #N/A | #N/A | #N/A | 0 | 1 | #N/A | #N/A | #N/A | #N/A | #N/A
|  |  |  | #N/A |  |  |  | #N/A |  | 0 | #DIV/0! | N/A | #N/A | 0 | #N/A | #N/A | #N/A | 0 | 1 | #N/A | #N/A | #N/A | #N/A | #N/A
|  |  |  | #N/A |  |  |  | #N/A |  | 0 | #DIV/0! | N/A | #N/A | 0 | #N/A | #N/A | #N/A | 0 | 1 | #N/A | #N/A | #N/A | #N/A | #N/A
|  |  |  | #N/A |  |  |  | #N/A |  | 0 | #DIV/0! | N/A | #N/A | 0 | #N/A | #N/A | #N/A | 0 | 1 | #N/A | #N/A | #N/A | #N/A | #N/A
|  |  |  | #N/A |  |  |  | #N/A |  | 0 | #DIV/0! | N/A | #N/A | 0 | #N/A | #N/A | #N/A | 0 | 1 | #N/A | #N/A | #N/A | #N/A | #N/A
|  |  |  | #N/A |  |  |  | #N/A |  | 0 | #DIV/0! | N/A | #N/A | 0 | #N/A | #N/A | #N/A | 0 | 1 | #N/A | #N/A | #N/A | #N/A | #N/A
|  |  |  | #N/A |  |  |  | #N/A |  | 0 | #DIV/0! | N/A | #N/A | 0 | #N/A | #N/A | #N/A | 0 | 1 | #N/A | #N/A | #N/A | #N/A | #N/A
|  |  |  | #N/A |  |  |  | #N/A |  | 0 | #DIV/0! | N/A | #N/A | 0 | #N/A | #N/A | #N/A | 0 | 1 | #N/A | #N/A | #N/A | #N/A | #N/A
|  |  |  | #N/A |  |  |  | #N/A |  | 0 | #DIV/0! | N/A | #N/A | 0 | #N/A | #N/A | #N/A | 0 | 1 | #N/A | #N/A | #N/A | #N/A | #N/A
|  |  |  | #N/A |  |  |  | #N/A |  | 0 | #DIV/0! | N/A | #N/A | 0 | #N/A | #N/A | #N/A | 0 | 1 | #N/A | #N/A | #N/A | #N/A | #N/A
|  |  |  | #N/A |  |  |  | #N/A |  | 0 | #DIV/0! | N/A | #N/A | 0 | #N/A | #N/A | #N/A | 0 | 1 | #N/A | #N/A | #N/A | #N/A | #N/A
|  |  |  | #N/A |  |  |  | #N/A |  | 0 | #DIV/0! | N/A | #N/A | 0 | #N/A | #N/A | #N/A | 0 | 1 | #N/A | #N/A | #N/A | #N/A | #N/A
|  |  |  | #N/A |  |  |  | #N/A |  | 0 | #DIV/0! | N/A | #N/A | 0 | #N/A | #N/A | #N/A | 0 | 1 | #N/A | #N/A | #N/A | #N/A | #N/A
|  |  |  | #N/A |  |  |  | #N/A |  | 0 | #DIV/0! | N/A | #N/A | 0 | #N/A | #N/A | #N/A | 0 | 1 | #N/A | #N/A | #N/A | #N/A | #N/A
|  |  |  | #N/A |  |  |  | #N/A |  | 0 | #DIV/0! | N/A | #N/A | 0 | #N/A | #N/A | #N/A | 0 | 1 | #N/A | #N/A | #N/A | #N/A | #N/A
|  |  |  | #N/A |  |  |  | #N/A |  | 0 | #DIV/0! | N/A | #N/A | 0 | #N/A | #N/A | #N/A | 0 | 1 | #N/A | #N/A | #N/A | #N/A | #N/A
|  |  |  | #N/A |  |  |  | #N/A |  | 0 | #DIV/0! | N/A | #N/A | 0 | #N/A | #N/A | #N/A | 0 | 1 | #N/A | #N/A | #N/A | #N/A | #N/A
|  |  |  | #N/A |  |  |  | #N/A |  | 0 | #DIV/0! | N/A | #N/A | 0 | #N/A | #N/A | #N/A | 0 | 1 | #N/A | #N/A | #N/A | #N/A | #N/A
|  |  |  | #N/A |  |  |  | #N/A |  | 0 | #DIV/0! | N/A | #N/A | 0 | #N/A | #N/A | #N/A | 0 | 1 | #N/A | #N/A | #N/A | #N/A | #N/A
|  |  |  | #N/A |  |  |  | #N/A |  | 0 | #DIV/0! | N/A | #N/A | 0 | #N/A | #N/A | #N/A | 0 | 1 | #N/A | #N/A | #N/A | #N/A | #N/A
|  |  |  | #N/A |  |  |  | #N/A |  | 0 | #DIV/0! | N/A | #N/A | 0 | #N/A | #N/A | #N/A | 0 | 1 | #N/A | #N/A | #N/A | #N/A | #N/A
|  |  |  | #N/A |  |  |  | #N/A |  | 0 | #DIV/0! | N/A | #N/A | 0 | #N/A | #N/A | #N/A | 0 | 1 | #N/A | #N/A | #N/A | #N/A | #N/A
|  |  |  | #N/A |  |  |  | #N/A |  | 0 | #DIV/0! | N/A | #N/A | 0 | #N/A | #N/A | #N/A | 0 | 1 | #N/A | #N/A | #N/A | #N/A | #N/A
|  |  |  | #N/A |  |  |  | #N/A |  | 0 | #DIV/0! | N/A | #N/A | 0 | #N/A | #N/A | #N/A | 0 | 1 | #N/A | #N/A | #N/A | #N/A | #N/A
|  |  |  | #N/A |  |  |  | #N/A |  | 0 | #DIV/0! | N/A | #N/A | 0 | #N/A | #N/A | #N/A | 0 | 1 | #N/A | #N/A | #N/A | #N/A | #N/A
|  |  |  | #N/A |  |  |  | #N/A |  | 0 | #DIV/0! | N/A | #N/A | 0 | #N/A | #N/A | #N/A | 0 | 1 | #N/A | #N/A | #N/A | #N/A | #N/A
|  |  |  | #N/A |  |  |  | #N/A |  | 0 | #DIV/0! | N/A | #N/A | 0 | #N/A | #N/A | #N/A | 0 | 1 | #N/A | #N/A | #N/A | #N/A | #N/A
|  |  |  | #N/A |  |  |  | #N/A |  | 0 | #DIV/0! | N/A | #N/A | 0 | #N/A | #N/A | #N/A | 0 | 1 | #N/A | #N/A | #N/A | #N/A | #N/A
|  |  |  | #N/A |  |  |  | #N/A |  | 0 | #DIV/0! | N/A | #N/A | 0 | #N/A | #N/A | #N/A | 0 | 1 | #N/A | #N/A | #N/A | #N/A | #N/A
|  |  |  | #N/A |  |  |  | #N/A |  | 0 | #DIV/0! | N/A | #N/A | 0 | #N/A | #N/A | #N/A | 0 | 1 | #N/A | #N/A | #N/A | #N/A | #N/A
|  |  |  | #N/A |  |  |  | #N/A |  | 0 | #DIV/0! | N/A | #N/A | 0 | #N/A | #N/A | #N/A | 0 | 1 | #N/A | #N/A | #N/A | #N/A | #N/A
|  |  |  | #N/A |  |  |  | #N/A |  | 0 | #DIV/0! | N/A | #N/A | 0 | #N/A | #N/A | #N/A | 0 | 1 | #N/A | #N/A | #N/A | #N/A | #N/A
|  |  |  | #N/A |  |  |  | #N/A |  | 0 | #DIV/0! | N/A | #N/A | 0 | #N/A | #N/A | #N/A | 0 | 1 | #N/A | #N/A | #N/A | #N/A | #N/A
|  |  |  | #N/A |  |  |  | #N/A |  | 0 | #DIV/0! | N/A | #N/A | 0 | #N/A | #N/A | #N/A | 0 | 1 | #N/A | #N/A | #N/A | #N/A | #N/A
|  |  |  | #N/A |  |  |  | #N/A |  | 0 | #DIV/0! | N/A | #N/A | 0 | #N/A | #N/A | #N/A | 0 | 1 | #N/A | #N/A | #N/A | #N/A | #N/A
|  |  |  | #N/A |  |  |  | #N/A |  | 0 | #DIV/0! | N/A | #N/A | 0 | #N/A | #N/A | #N/A | 0 | 1 | #N/A | #N/A | #N/A | #N/A | #N/A
|  |  |  | #N/A |  |  |  | #N/A |  | 0 | #DIV/0! | N/A | #N/A | 0 | #N/A | #N/A | #N/A | 0 | 1 | #N/A | #N/A | #N/A | #N/A | #N/A
|  |  |  | #N/A |  |  |  | #N/A |  | 0 | #DIV/0! | N/A | #N/A | 0 | #N/A | #N/A | #N/A | 0 | 1 | #N/A | #N/A | #N/A | #N/A | #N/A
|  |  |  | #N/A |  |  |  | #N/A |  | 0 | #DIV/0! | N/A | #N/A | 0 | #N/A | #N/A | #N/A | 0 | 1 | #N/A | #N/A | #N/A | #N/A | #N/A
|  |  |  | #N/A |  |  |  | #N/A |  | 0 | #DIV/0! | N/A | #N/A | 0 | #N/A | #N/A | #N/A | 0 | 1 | #N/A | #N/A | #N/A | #N/A | #N/A
|  |  |  | #N/A |  |  |  | #N/A |  | 0 | #DIV/0! | N/A | #N/A | 0 | #N/A | #N/A | #N/A | 0 | 1 | #N/A | #N/A | #N/A | #N/A | #N/A
|  |  |  | #N/A |  |  |  | #N/A |  | 0 | #DIV/0! | N/A | #N/A | 0 | #N/A | #N/A | #N/A | 0 | 1 | #N/A | #N/A | #N/A | #N/A | #N/A
|  |  |  | #N/A |  |  |  | #N/A |  | 0 | #DIV/0! | N/A | #N/A | 0 | #N/A | #N/A | #N/A | 0 | 1 | #N/A | #N/A | #N/A | #N/A | #N/A
|  |  |  | #N/A |  |  |  | #N/A |  | 0 | #DIV/0! | N/A | #N/A | 0 | #N/A | #N/A | #N/A | 0 | 1 | #N/A | #N/A | #N/A | #N/A | #N/A
|  |  |  | #N/A |  |  |  | #N/A |  | 0 | #DIV/0! | N/A | #N/A | 0 | #N/A | #N/A | #N/A | 0 | 1 | #N/A | #N/A | #N/A | #N/A | #N/A
|  |  |  | #N/A |  |  |  | #N/A |  | 0 | #DIV/0! | N/A | #N/A | 0 | #N/A | #N/A | #N/A | 0 | 1 | #N/A | #N/A | #N/A | #N/A | #N/A
|  |  |  | #N/A |  |  |  | #N/A |  | 0 | #DIV/0! | N/A | #N/A | 0 | #N/A | #N/A | #N/A | 0 | 1 | #N/A | #N/A | #N/A | #N/A | #N/A
|  |  |  | #N/A |  |  |  | #N/A |  | 0 | #DIV/0! | N/A | #N/A | 0 | #N/A | #N/A | #N/A | 0 | 1 | #N/A | #N/A | #N/A | #N/A | #N/A
|  |  |  | #N/A |  |  |  | #N/A |  | 0 | #DIV/0! | N/A | #N/A | 0 | #N/A | #N/A | #N/A | 0 | 1 | #N/A | #N/A | #N/A | #N/A | #N/A
|  |  |  | #N/A |  |  |  | #N/A |  | 0 | #DIV/0! | N/A | #N/A | 0 | #N/A | #N/A | #N/A | 0 | 1 | #N/A | #N/A | #N/A | #N/A | #N/A
|  |  |  | #N/A |  |  |  | #N/A |  | 0 | #DIV/0! | N/A | #N/A | 0 | #N/A | #N/A | #N/A | 0 | 1 | #N/A | #N/A | #N/A | #N/A | #N/A
|  |  |  | #N/A |  |  |  | #N/A |  | 0 | #DIV/0! | N/A | #N/A | 0 | #N/A | #N/A | #N/A | 0 | 1 | #N/A | #N/A | #N/A | #N/A | #N/A
|  |  |  | #N/A |  |  |  | #N/A |  | 0 | #DIV/0! | N/A | #N/A | 0 | #N/A | #N/A | #N/A | 0 | 1 | #N/A | #N/A | #N/A | #N/A | #N/A
|  |  |  | #N/A |  |  |  | #N/A |  | 0 | #DIV/0! | N/A | #N/A | 0 | #N/A | #N/A | #N/A | 0 | 1 | #N/A | #N/A | #N/A | #N/A | #N/A
|  |  |  | #N/A |  |  |  | #N/A |  | 0 | #DIV/0! | N/A | #N/A | 0 | #N/A | #N/A | #N/A | 0 | 1 | #N/A | #N/A | #N/A | #N/A | #N/A
|  |  |  | #N/A |  |  |  | #N/A |  | 0 | #DIV/0! | N/A | #N/A | 0 | #N/A | #N/A | #N/A | 0 | 1 | #N/A | #N/A | #N/A | #N/A | #N/A
|  |  |  | #N/A |  |  |  | #N/A |  | 0 | #DIV/0! | N/A | #N/A | 0 | #N/A | #N/A | #N/A | 0 | 1 | #N/A | #N/A | #N/A | #N/A | #N/A
|  |  |  | #N/A |  |  |  | #N/A |  | 0 | #DIV/0! | N/A | #N/A | 0 | #N/A | #N/A | #N/A | 0 | 1 | #N/A | #N/A | #N/A | #N/A | #N/A
|  |  |  | #N/A |  |  |  | #N/A |  | 0 | #DIV/0! | N/A | #N/A | 0 | #N/A | #N/A | #N/A | 0 | 1 | #N/A | #N/A | #N/A | #N/A | #N/A
|  |  |  | #N/A |  |  |  | #N/A |  | 0 | #DIV/0! | N/A | #N/A | 0 | #N/A | #N/A | #N/A | 0 | 1 | #N/A | #N/A | #N/A | #N/A | #N/A
|  |  |  | #N/A |  |  |  | #N/A |  | 0 | #DIV/0! | N/A | #N/A | 0 | #N/A | #N/A | #N/A | 0 | 1 | #N/A | #N/A | #N/A | #N/A | #N/A
|  |  |  | #N/A |  |  |  | #N/A |  | 0 | #DIV/0! | N/A | #N/A | 0 | #N/A | #N/A | #N/A | 0 | 1 | #N/A | #N/A | #N/A | #N/A | #N/A
|  |  |  | #N/A |  |  |  | #N/A |  | 0 | #DIV/0! | N/A | #N/A | 0 | #N/A | #N/A | #N/A | 0 | 1 | #N/A | #N/A | #N/A | #N/A | #N/A
|  |  |  | #N/A |  |  |  | #N/A |  | 0 | #DIV/0! | N/A | #N/A | 0 | #N/A | #N/A | #N/A | 0 | 1 | #N/A | #N/A | #N/A | #N/A | #N/A
|  |  |  | #N/A |  |  |  | #N/A |  | 0 | #DIV/0! | N/A | #N/A | 0 | #N/A | #N/A | #N/A | 0 | 1 | #N/A | #N/A | #N/A | #N/A | #N/A
|  |  |  | #N/A |  |  |  | #N/A |  | 0 | #DIV/0! | N/A | #N/A | 0 | #N/A | #N/A | #N/A | 0 | 1 | #N/A | #N/A | #N/A | #N/A | #N/A
|  |  |  | #N/A |  |  |  | #N/A |  | 0 | #DIV/0! | N/A | #N/A | 0 | #N/A | #N/A | #N/A | 0 | 1 | #N/A | #N/A | #N/A | #N/A | #N/A
|  |  |  | #N/A |  |  |  | #N/A |  | 0 | #DIV/0! | N/A | #N/A | 0 | #N/A | #N/A | #N/A | 0 | 1 | #N/A | #N/A | #N/A | #N/A | #N/A
|  |  |  | #N/A |  |  |  | #N/A |  | 0 | #DIV/0! | N/A | #N/A | 0 | #N/A | #N/A | #N/A | 0 | 1 | #N/A | #N/A | #N/A | #N/A | #N/A
|  |  |  | #N/A |  |  |  | #N/A |  | 0 | #DIV/0! | N/A | #N/A | 0 | #N/A | #N/A | #N/A | 0 | 1 | #N/A | #N/A | #N/A | #N/A | #N/A
|  |  |  | #N/A |  |  |  | #N/A |  | 0 | #DIV/0! | N/A | #N/A | 0 | #N/A | #N/A | #N/A | 0 | 1 | #N/A | #N/A | #N/A | #N/A | #N/A
|  |  |  | #N/A |  |  |  | #N/A |  | 0 | #DIV/0! | N/A | #N/A | 0 | #N/A | #N/A | #N/A | 0 | 1 | #N/A | #N/A | #N/A | #N/A | #N/A
|  |  |  | #N/A |  |  |  | #N/A |  | 0 | #DIV/0! | N/A | #N/A | 0 | #N/A | #N/A | #N/A | 0 | 1 | #N/A | #N/A | #N/A | #N/A | #N/A
|  |  |  | #N/A |  |  |  | #N/A |  | 0 | #DIV/0! | N/A | #N/A | 0 | #N/A | #N/A | #N/A | 0 | 1 | #N/A | #N/A | #N/A | #N/A | #N/A
|  |  |  | #N/A |  |  |  | #N/A |  | 0 | #DIV/0! | N/A | #N/A | 0 | #N/A | #N/A | #N/A | 0 | 1 | #N/A | #N/A | #N/A | #N/A | #N/A
|  |  |  | #N/A |  |  |  | #N/A |  | 0 | #DIV/0! | N/A | #N/A | 0 | #N/A | #N/A | #N/A | 0 | 1 | #N/A | #N/A | #N/A | #N/A | #N/A
|  |  |  | #N/A |  |  |  | #N/A |  | 0 | #DIV/0! | N/A | #N/A | 0 | #N/A | #N/A | #N/A | 0 | 1 | #N/A | #N/A | #N/A | #N/A | #N/A
|  |  |  | #N/A |  |  |  | #N/A |  | 0 | #DIV/0! | N/A | #N/A | 0 | #N/A | #N/A | #N/A | 0 | 1 | #N/A | #N/A | #N/A | #N/A | #N/A
|  |  |  | #N/A |  |  |  | #N/A |  | 0 | #DIV/0! | N/A | #N/A | 0 | #N/A | #N/A | #N/A | 0 | 1 | #N/A | #N/A | #N/A | #N/A | #N/A
|  |  |  | #N/A |  |  |  | #N/A |  | 0 | #DIV/0! | N/A | #N/A | 0 | #N/A | #N/A | #N/A | 0 | 1 | #N/A | #N/A | #N/A | #N/A | #N/A
|  |  |  | #N/A |  |  |  | #N/A |  | 0 | #DIV/0! | N/A | #N/A | 0 | #N/A | #N/A | #N/A | 0 | 1 | #N/A | #N/A | #N/A | #N/A | #N/A
|  |  |  | #N/A |  |  |  | #N/A |  | 0 | #DIV/0! | N/A | #N/A | 0 | #N/A | #N/A | #N/A | 0 | 1 | #N/A | #N/A | #N/A | #N/A | #N/A
|  |  |  | #N/A |  |  |  | #N/A |  | 0 | #DIV/0! | N/A | #N/A | 0 | #N/A | #N/A | #N/A | 0 | 1 | #N/A | #N/A | #N/A | #N/A | #N/A
|  |  |  | #N/A |  |  |  | #N/A |  | 0 | #DIV/0! | N/A | #N/A | 0 | #N/A | #N/A | #N/A | 0 | 1 | #N/A | #N/A | #N/A | #N/A | #N/A
|  |  |  | #N/A |  |  |  | #N/A |  | 0 | #DIV/0! | N/A | #N/A | 0 | #N/A | #N/A | #N/A | 0 | 1 | #N/A | #N/A | #N/A | #N/A | #N/A
|  |  |  | #N/A |  |  |  | #N/A |  | 0 | #DIV/0! | N/A | #N/A | 0 | #N/A | #N/A | #N/A | 0 | 1 | #N/A | #N/A | #N/A | #N/A | #N/A
|  |  |  | #N/A |  |  |  | #N/A |  | 0 | #DIV/0! | N/A | #N/A | 0 | #N/A | #N/A | #N/A | 0 | 1 | #N/A | #N/A | #N/A | #N/A | #N/A
|  |  |  | #N/A |  |  |  | #N/A |  | 0 | #DIV/0! | N/A | #N/A | 0 | #N/A | #N/A | #N/A | 0 | 1 | #N/A | #N/A | #N/A | #N/A | #N/A
|  |  |  | #N/A |  |  |  | #N/A |  | 0 | #DIV/0! | N/A | #N/A | 0 | #N/A | #N/A | #N/A | 0 | 1 | #N/A | #N/A | #N/A | #N/A | #N/A
|  |  |  | #N/A |  |  |  | #N/A |  | 0 | #DIV/0! | N/A | #N/A | 0 | #N/A | #N/A | #N/A | 0 | 1 | #N/A | #N/A | #N/A | #N/A | #N/A
|  |  |  | #N/A |  |  |  | #N/A |  | 0 | #DIV/0! | N/A | #N/A | 0 | #N/A | #N/A | #N/A | 0 | 1 | #N/A | #N/A | #N/A | #N/A | #N/A
|  |  |  | #N/A |  |  |  | #N/A |  | 0 | #DIV/0! | N/A | #N/A | 0 | #N/A | #N/A | #N/A | 0 | 1 | #N/A | #N/A | #N/A | #N/A | #N/A
|  |  |  | #N/A |  |  |  | #N/A |  | 0 | #DIV/0! | N/A | #N/A | 0 | #N/A | #N/A | #N/A | 0 | 1 | #N/A | #N/A | #N/A | #N/A | #N/A
|  |  |  | #N/A |  |  |  | #N/A |  | 0 | #DIV/0! | N/A | #N/A | 0 | #N/A | #N/A | #N/A | 0 | 1 | #N/A | #N/A | #N/A | #N/A | #N/A
|  |  |  | #N/A |  |  |  | #N/A |  | 0 | #DIV/0! | N/A | #N/A | 0 | #N/A | #N/A | #N/A | 0 | 1 | #N/A | #N/A | #N/A | #N/A | #N/A
|  |  |  | #N/A |  |  |  | #N/A |  | 0 | #DIV/0! | N/A | #N/A | 0 | #N/A | #N/A | #N/A | 0 | 1 | #N/A | #N/A | #N/A | #N/A | #N/A
|  |  |  | #N/A |  |  |  | #N/A |  | 0 | #DIV/0! | N/A | #N/A | 0 | #N/A | #N/A | #N/A | 0 | 1 | #N/A | #N/A | #N/A | #N/A | #N/A
|  |  |  | #N/A |  |  |  | #N/A |  | 0 | #DIV/0! | N/A | #N/A | 0 | #N/A | #N/A | #N/A | 0 | 1 | #N/A | #N/A | #N/A | #N/A | #N/A
|  |  |  | #N/A |  |  |  | #N/A |  | 0 | #DIV/0! | N/A | #N/A | 0 | #N/A | #N/A | #N/A | 0 | 1 | #N/A | #N/A | #N/A | #N/A | #N/A
|  |  |  | #N/A |  |  |  | #N/A |  | 0 | #DIV/0! | N/A | #N/A | 0 | #N/A | #N/A | #N/A | 0 | 1 | #N/A | #N/A | #N/A | #N/A | #N/A
|  |  |  | #N/A |  |  |  | #N/A |  | 0 | #DIV/0! | N/A | #N/A | 0 | #N/A | #N/A | #N/A | 0 | 1 | #N/A | #N/A | #N/A | #N/A | #N/A
|  |  |  | #N/A |  |  |  | #N/A |  | 0 | #DIV/0! | N/A | #N/A | 0 | #N/A | #N/A | #N/A | 0 | 1 | #N/A | #N/A | #N/A | #N/A | #N/A
|  |  |  | #N/A |  |  |  | #N/A |  | 0 | #DIV/0! | N/A | #N/A | 0 | #N/A | #N/A | #N/A | 0 | 1 | #N/A | #N/A | #N/A | #N/A | #N/A
|  |  |  | #N/A |  |  |  | #N/A |  | 0 | #DIV/0! | N/A | #N/A | 0 | #N/A | #N/A | #N/A | 0 | 1 | #N/A | #N/A | #N/A | #N/A | #N/A
|  |  |  | #N/A |  |  |  | #N/A |  | 0 | #DIV/0! | N/A | #N/A | 0 | #N/A | #N/A | #N/A | 0 | 1 | #N/A | #N/A | #N/A | #N/A | #N/A
|  |  |  | #N/A |  |  |  | #N/A |  | 0 | #DIV/0! | N/A | #N/A | 0 | #N/A | #N/A | #N/A | 0 | 1 | #N/A | #N/A | #N/A | #N/A | #N/A
|  |  |  | #N/A |  |  |  | #N/A |  | 0 | #DIV/0! | N/A | #N/A | 0 | #N/A | #N/A | #N/A | 0 | 1 | #N/A | #N/A | #N/A | #N/A | #N/A
|  |  |  | #N/A |  |  |  | #N/A |  | 0 | #DIV/0! | N/A | #N/A | 0 | #N/A | #N/A | #N/A | 0 | 1 | #N/A | #N/A | #N/A | #N/A | #N/A
|  |  |  | #N/A |  |  |  | #N/A |  | 0 | #DIV/0! | N/A | #N/A | 0 | #N/A | #N/A | #N/A | 0 | 1 | #N/A | #N/A | #N/A | #N/A | #N/A
|  |  |  | #N/A |  |  |  | #N/A |  | 0 | #DIV/0! | N/A | #N/A | 0 | #N/A | #N/A | #N/A | 0 | 1 | #N/A | #N/A | #N/A | #N/A | #N/A
|  |  |  | #N/A |  |  |  | #N/A |  | 0 | #DIV/0! | N/A | #N/A | 0 | #N/A | #N/A | #N/A | 0 | 1 | #N/A | #N/A | #N/A | #N/A | #N/A
|  |  |  | #N/A |  |  |  | #N/A |  | 0 | #DIV/0! | N/A | #N/A | 0 | #N/A | #N/A | #N/A | 0 | 1 | #N/A | #N/A | #N/A | #N/A | #N/A
|  |  |  | #N/A |  |  |  | #N/A |  | 0 | #DIV/0! | N/A | #N/A | 0 | #N/A | #N/A | #N/A | 0 | 1 | #N/A | #N/A | #N/A | #N/A | #N/A
|  |  |  | #N/A |  |  |  | #N/A |  | 0 | #DIV/0! | N/A | #N/A | 0 | #N/A | #N/A | #N/A | 0 | 1 | #N/A | #N/A | #N/A | #N/A | #N/A
|  |  |  | #N/A |  |  |  | #N/A |  | 0 | #DIV/0! | N/A | #N/A | 0 | #N/A | #N/A | #N/A | 0 | 1 | #N/A | #N/A | #N/A | #N/A | #N/A
|  |  |  | #N/A |  |  |  | #N/A |  | 0 | #DIV/0! | N/A | #N/A | 0 | #N/A | #N/A | #N/A | 0 | 1 | #N/A | #N/A | #N/A | #N/A | #N/A
|  |  |  | #N/A |  |  |  | #N/A |  | 0 | #DIV/0! | N/A | #N/A | 0 | #N/A | #N/A | #N/A | 0 | 1 | #N/A | #N/A | #N/A | #N/A | #N/A
|  |  |  | #N/A |  |  |  | #N/A |  | 0 | #DIV/0! | N/A | #N/A | 0 | #N/A | #N/A | #N/A | 0 | 1 | #N/A | #N/A | #N/A | #N/A | #N/A
|  |  |  | #N/A |  |  |  | #N/A |  | 0 | #DIV/0! | N/A | #N/A | 0 | #N/A | #N/A | #N/A | 0 | 1 | #N/A | #N/A | #N/A | #N/A | #N/A
|  |  |  | #N/A |  |  |  | #N/A |  | 0 | #DIV/0! | N/A | #N/A | 0 | #N/A | #N/A | #N/A | 0 | 1 | #N/A | #N/A | #N/A | #N/A | #N/A
|  |  |  | #N/A |  |  |  | #N/A |  | 0 | #DIV/0! | N/A | #N/A | 0 | #N/A | #N/A | #N/A | 0 | 1 | #N/A | #N/A | #N/A | #N/A | #N/A
|  |  |  | #N/A |  |  |  | #N/A |  | 0 | #DIV/0! | N/A | #N/A | 0 | #N/A | #N/A | #N/A | 0 | 1 | #N/A | #N/A | #N/A | #N/A | #N/A
|  |  |  | #N/A |  |  |  | #N/A |  | 0 | #DIV/0! | N/A | #N/A | 0 | #N/A | #N/A | #N/A | 0 | 1 | #N/A | #N/A | #N/A | #N/A | #N/A
|  |  |  | #N/A |  |  |  | #N/A |  | 0 | #DIV/0! | N/A | #N/A | 0 | #N/A | #N/A | #N/A | 0 | 1 | #N/A | #N/A | #N/A | #N/A | #N/A
|  |  |  | #N/A |  |  |  | #N/A |  | 0 | #DIV/0! | N/A | #N/A | 0 | #N/A | #N/A | #N/A | 0 | 1 | #N/A | #N/A | #N/A | #N/A | #N/A
|  |  |  | #N/A |  |  |  | #N/A |  | 0 | #DIV/0! | N/A | #N/A | 0 | #N/A | #N/A | #N/A | 0 | 1 | #N/A | #N/A | #N/A | #N/A | #N/A
|  |  |  | #N/A |  |  |  | #N/A |  | 0 | #DIV/0! | N/A | #N/A | 0 | #N/A | #N/A | #N/A | 0 | 1 | #N/A | #N/A | #N/A | #N/A | #N/A
|  |  |  | #N/A |  |  |  | #N/A |  | 0 | #DIV/0! | N/A | #N/A | 0 | #N/A | #N/A | #N/A | 0 | 1 | #N/A | #N/A | #N/A | #N/A | #N/A
|  |  |  | #N/A |  |  |  | #N/A |  | 0 | #DIV/0! | N/A | #N/A | 0 | #N/A | #N/A | #N/A | 0 | 1 | #N/A | #N/A | #N/A | #N/A | #N/A
|  |  |  | #N/A |  |  |  | #N/A |  | 0 | #DIV/0! | N/A | #N/A | 0 | #N/A | #N/A | #N/A | 0 | 1 | #N/A | #N/A | #N/A | #N/A | #N/A
|  |  |  | #N/A |  |  |  | #N/A |  | 0 | #DIV/0! | N/A | #N/A | 0 | #N/A | #N/A | #N/A | 0 | 1 | #N/A | #N/A | #N/A | #N/A | #N/A
|  |  |  | #N/A |  |  |  | #N/A |  | 0 | #DIV/0! | N/A | #N/A | 0 | #N/A | #N/A | #N/A | 0 | 1 | #N/A | #N/A | #N/A | #N/A | #N/A
|  |  |  | #N/A |  |  |  | #N/A |  | 0 | #DIV/0! | N/A | #N/A | 0 | #N/A | #N/A | #N/A | 0 | 1 | #N/A | #N/A | #N/A | #N/A | #N/A
|  |  |  | #N/A |  |  |  | #N/A |  | 0 | #DIV/0! | N/A | #N/A | 0 | #N/A | #N/A | #N/A | 0 | 1 | #N/A | #N/A | #N/A | #N/A | #N/A
|  |  |  | #N/A |  |  |  | #N/A |  | 0 | #DIV/0! | N/A | #N/A | 0 | #N/A | #N/A | #N/A | 0 | 1 | #N/A | #N/A | #N/A | #N/A | #N/A
|  |  |  | #N/A |  |  |  | #N/A |  | 0 | #DIV/0! | N/A | #N/A | 0 | #N/A | #N/A | #N/A | 0 | 1 | #N/A | #N/A | #N/A | #N/A | #N/A
|  |  |  | #N/A |  |  |  | #N/A |  | 0 | #DIV/0! | N/A | #N/A | 0 | #N/A | #N/A | #N/A | 0 | 1 | #N/A | #N/A | #N/A | #N/A | #N/A
|  |  |  | #N/A |  |  |  | #N/A |  | 0 | #DIV/0! | N/A | #N/A | 0 | #N/A | #N/A | #N/A | 0 | 1 | #N/A | #N/A | #N/A | #N/A | #N/A
|  |  |  | #N/A |  |  |  | #N/A |  | 0 | #DIV/0! | N/A | #N/A | 0 | #N/A | #N/A | #N/A | 0 | 1 | #N/A | #N/A | #N/A | #N/A | #N/A
|  |  |  | #N/A |  |  |  | #N/A |  | 0 | #DIV/0! | N/A | #N/A | 0 | #N/A | #N/A | #N/A | 0 | 1 | #N/A | #N/A | #N/A | #N/A | #N/A
|  |  |  | #N/A |  |  |  | #N/A |  | 0 | #DIV/0! | N/A | #N/A | 0 | #N/A | #N/A | #N/A | 0 | 1 | #N/A | #N/A | #N/A | #N/A | #N/A
|  |  |  | #N/A |  |  |  | #N/A |  | 0 | #DIV/0! | N/A | #N/A | 0 | #N/A | #N/A | #N/A | 0 | 1 | #N/A | #N/A | #N/A | #N/A | #N/A
|  |  |  | #N/A |  |  |  | #N/A |  | 0 | #DIV/0! | N/A | #N/A | 0 | #N/A | #N/A | #N/A | 0 | 1 | #N/A | #N/A | #N/A | #N/A | #N/A
|  |  |  | #N/A |  |  |  | #N/A |  | 0 | #DIV/0! | N/A | #N/A | 0 | #N/A | #N/A | #N/A | 0 | 1 | #N/A | #N/A | #N/A | #N/A | #N/A
|  |  |  | #N/A |  |  |  | #N/A |  | 0 | #DIV/0! | N/A | #N/A | 0 | #N/A | #N/A | #N/A | 0 | 1 | #N/A | #N/A | #N/A | #N/A | #N/A
|  |  |  | #N/A |  |  |  | #N/A |  | 0 | #DIV/0! | N/A | #N/A | 0 | #N/A | #N/A | #N/A | 0 | 1 | #N/A | #N/A | #N/A | #N/A | #N/A
|  |  |  | #N/A |  |  |  | #N/A |  | 0 | #DIV/0! | N/A | #N/A | 0 | #N/A | #N/A | #N/A | 0 | 1 | #N/A | #N/A | #N/A | #N/A | #N/A
|  |  |  | #N/A |  |  |  | #N/A |  | 0 | #DIV/0! | N/A | #N/A | 0 | #N/A | #N/A | #N/A | 0 | 1 | #N/A | #N/A | #N/A | #N/A | #N/A
|  |  |  | #N/A |  |  |  | #N/A |  | 0 | #DIV/0! | N/A | #N/A | 0 | #N/A | #N/A | #N/A | 0 | 1 | #N/A | #N/A | #N/A | #N/A | #N/A
|  |  |  | #N/A |  |  |  | #N/A |  | 0 | #DIV/0! | N/A | #N/A | 0 | #N/A | #N/A | #N/A | 0 | 1 | #N/A | #N/A | #N/A | #N/A | #N/A
|  |  |  | #N/A |  |  |  | #N/A |  | 0 | #DIV/0! | N/A | #N/A | 0 | #N/A | #N/A | #N/A | 0 | 1 | #N/A | #N/A | #N/A | #N/A | #N/A
|  |  |  | #N/A |  |  |  | #N/A |  | 0 | #DIV/0! | N/A | #N/A | 0 | #N/A | #N/A | #N/A | 0 | 1 | #N/A | #N/A | #N/A | #N/A | #N/A
|  |  |  | #N/A |  |  |  | #N/A |  | 0 | #DIV/0! | N/A | #N/A | 0 | #N/A | #N/A | #N/A | 0 | 1 | #N/A | #N/A | #N/A | #N/A | #N/A
|  |  |  | #N/A |  |  |  | #N/A |  | 0 | #DIV/0! | N/A | #N/A | 0 | #N/A | #N/A | #N/A | 0 | 1 | #N/A | #N/A | #N/A | #N/A | #N/A
|  |  |  | #N/A |  |  |  | #N/A |  | 0 | #DIV/0! | N/A | #N/A | 0 | #N/A | #N/A | #N/A | 0 | 1 | #N/A | #N/A | #N/A | #N/A | #N/A
|  |  |  | #N/A |  |  |  | #N/A |  | 0 | #DIV/0! | N/A | #N/A | 0 | #N/A | #N/A | #N/A | 0 | 1 | #N/A | #N/A | #N/A | #N/A | #N/A
|  |  |  | #N/A |  |  |  | #N/A |  | 0 | #DIV/0! | N/A | #N/A | 0 | #N/A | #N/A | #N/A | 0 | 1 | #N/A | #N/A | #N/A | #N/A | #N/A
|  |  |  | #N/A |  |  |  | #N/A |  | 0 | #DIV/0! | N/A | #N/A | 0 | #N/A | #N/A | #N/A | 0 | 1 | #N/A | #N/A | #N/A | #N/A | #N/A
|  |  |  | #N/A |  |  |  | #N/A |  | 0 | #DIV/0! | N/A | #N/A | 0 | #N/A | #N/A | #N/A | 0 | 1 | #N/A | #N/A | #N/A | #N/A | #N/A
|  |  |  | #N/A |  |  |  | #N/A |  | 0 | #DIV/0! | N/A | #N/A | 0 | #N/A | #N/A | #N/A | 0 | 1 | #N/A | #N/A | #N/A | #N/A | #N/A
|  |  |  | #N/A |  |  |  | #N/A |  | 0 | #DIV/0! | N/A | #N/A | 0 | #N/A | #N/A | #N/A | 0 | 1 | #N/A | #N/A | #N/A | #N/A | #N/A
|  |  |  | #N/A |  |  |  | #N/A |  | 0 | #DIV/0! | N/A | #N/A | 0 | #N/A | #N/A | #N/A | 0 | 1 | #N/A | #N/A | #N/A | #N/A | #N/A
|  |  |  | #N/A |  |  |  | #N/A |  | 0 | #DIV/0! | N/A | #N/A | 0 | #N/A | #N/A | #N/A | 0 | 1 | #N/A | #N/A | #N/A | #N/A | #N/A
|  |  |  | #N/A |  |  |  | #N/A |  | 0 | #DIV/0! | N/A | #N/A | 0 | #N/A | #N/A | #N/A | 0 | 1 | #N/A | #N/A | #N/A | #N/A | #N/A
|  |  |  | #N/A |  |  |  | #N/A |  | 0 | #DIV/0! | N/A | #N/A | 0 | #N/A | #N/A | #N/A | 0 | 1 | #N/A | #N/A | #N/A | #N/A | #N/A
|  |  |  | #N/A |  |  |  | #N/A |  | 0 | #DIV/0! | N/A | #N/A | 0 | #N/A | #N/A | #N/A | 0 | 1 | #N/A | #N/A | #N/A | #N/A | #N/A
|  |  |  | #N/A |  |  |  | #N/A |  | 0 | #DIV/0! | N/A | #N/A | 0 | #N/A | #N/A | #N/A | 0 | 1 | #N/A | #N/A | #N/A | #N/A | #N/A
|  |  |  | #N/A |  |  |  | #N/A |  | 0 | #DIV/0! | N/A | #N/A | 0 | #N/A | #N/A | #N/A | 0 | 1 | #N/A | #N/A | #N/A | #N/A | #N/A
|  |  |  | #N/A |  |  |  | #N/A |  | 0 | #DIV/0! | N/A | #N/A | 0 | #N/A | #N/A | #N/A | 0 | 1 | #N/A | #N/A | #N/A | #N/A | #N/A
|  |  |  | #N/A |  |  |  | #N/A |  | 0 | #DIV/0! | N/A | #N/A | 0 | #N/A | #N/A | #N/A | 0 | 1 | #N/A | #N/A | #N/A | #N/A | #N/A
Partner Notes - Use this section to include any notes about the information entered above.
Note on K3: e.g. Fluorescent, Incandescent, LED
Note on L3: Use maximum rated wattage for the fixture if following ASHRAE explicitly. EPA allows wattage to be calculated using wattage of installed lamps and ballast, regardless of maximum rated wattage of the fixture. Ballast power must be included
Note on M3: User can overwrite default lumens per watt if needed, but need to provide documentation
Note on O3: If the same fixture is used in apartments as common space, indicate "Common Space". It is not required that Exterior Lighting be included in this table; they may be included at the discretion of the modeler.
Note on L4: Include ballast power. See Appendix B for typical values. Ex. 13W CFL >>14W

## In-Unit Lighting
eQUEST Calculator - In-Unit Lighting
Instructions:
1 | Include all in-unit hard-wired lighting in this table. Rated wattage must include ballast (follow 90.1 User's manual or Appendix B of Performance Path Requirements).
2 | Only the rooms for which there are specified hard-wired lighting fixtures should be entered in this table. Therefore, the total square feet that you list in this table might be smaller than the total square feet of the apartments. If there are multiple fixtures per room, distribute area accordingly.
3 | Rooms with more than one fixture type should be entered using multiple rows; square footage should be distributed between entries.
4 | Likewise, for some rooms, the areas for which lighting is specified may be LESS than the total area of the room. If the specified fixtures are intended to light only a portion of the room, enter the square feet of the lighted area only, per your own estimation, but not to exceed 3 square feet per Watt. (Ex. A 13 Watt wall sconce in a bedroom can light at most 39 square feet and should not be modeled as lighting the entire space.)
5 | Enter data in the cells highlighted in this color.
6 | Do not edit cells highlighted in this color.
7 | Do not edit cells highlighted in this color. These calculated values are to be entered into software as W/SF for Apartment zones.
8 | Cells highlighted in yellow indicate spaces where estimated lumen output of fixture does not provide minimum illumination (10 lumens/SqFt) per IESNA.
In-Unit Lighting Table
| Room Name | Room Area, SqFt | Quantity | Fixture Code (from Interior Lighting tab) | Fixture Wattage | TEF | Lm/W | Light Source & Distribution | LLF | Cu | Number of such rooms in the building | Total Area, SqFt | Total Installed Wattage, W | Illumination (footcandles or lumens/SqFt) | Room Lighting Power Density, W/SF
[5 empty] | 0 | #N/A | #N/A | #N/A | #N/A | #N/A |  | 0 | 0 | #N/A | #DIV/0! | #N/A
[5 empty] | 0 | #N/A | #N/A | #N/A | #N/A | #N/A |  | 0 | 0 | #N/A | #DIV/0! | #N/A
[5 empty] | 0 | #N/A | #N/A | #N/A | #N/A | #N/A |  | 0 | 0 | #N/A | #DIV/0! | #N/A
[5 empty] | 0 | #N/A | #N/A | #N/A | #N/A | #N/A |  | 0 | 0 | #N/A | #DIV/0! | #N/A
[5 empty] | 0 | #N/A | #N/A | #N/A | #N/A | #N/A |  | 0 | 0 | #N/A | #DIV/0! | #N/A
[5 empty] | 0 | #N/A | #N/A | #N/A | #N/A | #N/A |  | 0 | 0 | #N/A | #DIV/0! | #N/A
[5 empty] | 0 | #N/A | #N/A | #N/A | #N/A | #N/A |  | 0 | 0 | #N/A | #DIV/0! | #N/A
[5 empty] | 0 | #N/A | #N/A | #N/A | #N/A | #N/A |  | 0 | 0 | #N/A | #DIV/0! | #N/A
[5 empty] | 0 | #N/A | #N/A | #N/A | #N/A | #N/A |  | 0 | 0 | #N/A | #DIV/0! | #N/A
[5 empty] | 0 | #N/A | #N/A | #N/A | #N/A | #N/A |  | 0 | 0 | #N/A | #DIV/0! | #N/A
[5 empty] | 0 | #N/A | #N/A | #N/A | #N/A | #N/A |  | 0 | 0 | #N/A | #DIV/0! | #N/A
[5 empty] | 0 | #N/A | #N/A | #N/A | #N/A | #N/A |  | 0 | 0 | #N/A | #DIV/0! | #N/A
[5 empty] | 0 | #N/A | #N/A | #N/A | #N/A | #N/A |  | 0 | 0 | #N/A | #DIV/0! | #N/A
[5 empty] | 0 | #N/A | #N/A | #N/A | #N/A | #N/A |  | 0 | 0 | #N/A | #DIV/0! | #N/A
[5 empty] | 0 | #N/A | #N/A | #N/A | #N/A | #N/A |  | 0 | 0 | #N/A | #DIV/0! | #N/A
[5 empty] | 0 | #N/A | #N/A | #N/A | #N/A | #N/A |  | 0 | 0 | #N/A | #DIV/0! | #N/A
[5 empty] | 0 | #N/A | #N/A | #N/A | #N/A | #N/A |  | 0 | 0 | #N/A | #DIV/0! | #N/A
[5 empty] | 0 | #N/A | #N/A | #N/A | #N/A | #N/A |  | 0 | 0 | #N/A | #DIV/0! | #N/A
[5 empty] | 0 | #N/A | #N/A | #N/A | #N/A | #N/A |  | 0 | 0 | #N/A | #DIV/0! | #N/A
[5 empty] | 0 | #N/A | #N/A | #N/A | #N/A | #N/A |  | 0 | 0 | #N/A | #DIV/0! | #N/A
[5 empty] | 0 | #N/A | #N/A | #N/A | #N/A | #N/A |  | 0 | 0 | #N/A | #DIV/0! | #N/A
[5 empty] | 0 | #N/A | #N/A | #N/A | #N/A | #N/A |  | 0 | 0 | #N/A | #DIV/0! | #N/A
[5 empty] | 0 | #N/A | #N/A | #N/A | #N/A | #N/A |  | 0 | 0 | #N/A | #DIV/0! | #N/A
[5 empty] | 0 | #N/A | #N/A | #N/A | #N/A | #N/A |  | 0 | 0 | #N/A | #DIV/0! | #N/A
[5 empty] | 0 | #N/A | #N/A | #N/A | #N/A | #N/A |  | 0 | 0 | #N/A | #DIV/0! | #N/A
[5 empty] | 0 | #N/A | #N/A | #N/A | #N/A | #N/A |  | 0 | 0 | #N/A | #DIV/0! | #N/A
[5 empty] | 0 | #N/A | #N/A | #N/A | #N/A | #N/A |  | 0 | 0 | #N/A | #DIV/0! | #N/A
[5 empty] | 0 | #N/A | #N/A | #N/A | #N/A | #N/A |  | 0 | 0 | #N/A | #DIV/0! | #N/A
[5 empty] | 0 | #N/A | #N/A | #N/A | #N/A | #N/A |  | 0 | 0 | #N/A | #DIV/0! | #N/A
| Summary | [10 empty] | #N/A | Weighted Average of installed footcandles must exceed 10
| Total in-unit area with specified lighting, SqFt |  |  |  | 0
| Total specified lighting, W |  |  |  | 0
| Specified lighting power density, W/SqFt |  |  |  | NA
| Proposed lighting power density, W/SqFt |  |  |  | #DIV/0!
| Baseline lighting power density, W/SqFt |  |  |  | 0.7
Partner Notes - Use this section to include any notes about the information entered above.
Room Types
Bathroom
Bedroom
Closet
Dining Room
Family Room
Hall
Kitchen
Living Room
Office
Utility Room
Other

## Exterior Lighting
eQUEST Calculator - Exterior Lighting
Instructions:
1 | Enter data in the cells highlighted with this color.
2 | Use values from the cells highlighted in this color in the energy simulations.
3 | In eQuest, exterior lighting should be entered in the "Utility & Economics" section, under Electric Meter as a Direct Exterior Load, with Exterior Usage enduse and a 12 hr/day schedule.
4 | For proposed design simulation enter exterior lighting specified on drawings.
5 | Apartment balcony lighting should be evaluated as Tradable Surfaces "Other Doors", and modeled using the 2.34 hr/day schedule. In eQUEST, assign to "Exterior" end use.
| Area Type | Lighting Power Density | Area | Baseline Lighting Allowance | Proposed Lighting | Proposed Fixture Description
|  | (W/sqft) | SqFt | W | W
| Uncovered parking lots and drives | 0.15 |  | 0
| Walkways 10ft wide or greater/Plaza areas/Special feature areas | 0.2 |  | 0
| Stairways | 1 |  | 0
| Entry canopies | 1.25 |  | 0
| Building Facades (1) | 0.2 |  | 0
| Area Type | Lighting Power | Linear feet | Baseline Lighting Allowance | Proposed Lighting | Proposed Fixture Description
|  | (W/linear foot) | Ft | W | W
| Walkways less than 10 ft wide | 1 |  | 0
| Main entries (2) | 30 |  | 0
| Other doors (2) | 20 |  | 0
| Apartment Balcony Doors (2) | 20 |  | 0
| Building Facades (3) | 5 |  | 0
Total Exterior Building Allowance to be entered in Energy Models (4)
|  | Baseline | Proposed
| Tradable | 0 | 0 | Watts
| Non-Tradable | 0 | 0 | Watts | If Proposed façade lighting is less than Baseline allowance, model baseline the same as proposed.
|  | 0 | 0 | Watts
Notes:
(1) Enter area of all illuminated walls or surfaces in the Area column
(2) Enter total linear foot of door width for main entrance doors
(3) Enter total linear foot of all illuminated wall or surface length
(4) Total values include additional 5% allowance per Section 9.4.5
Partner Notes - Use this section to include any notes about the information entered above.

## Infiltration&Ventilation
Infiltration & Ventilation
Instructions:
1 | Fill in cells highlighted with this color.
2 | Data to be entered into simulation software.
3 | Supply and exhaust ventilation CFM and fan power must be modeled explicitly and cannot be combined with infiltration
5 | Red cells flag incorrect or missing inputs or design parameters
|  |  | Baseline | Proposed / As-built
| Cs |  | 0.1617 | 0.1617
| P | kg/m3 | 1.18 | 1.18
| Uh | m/s | 4.47 | 4.47
| n |  | 0.65 | 0.65
| alfa bldg |  | 0.22 | 0.22
Infiltration Input Type
| I design | CFM/SF envelope area | #VALUE! | #VALUE!
| Infiltration Inputs Calculator (90.1 2013 G3.1.1.4) | Baseline | Proposed
Total Area of the Envelope Air Pressure Boundary, S [SqFt] (includes area of the lowest floor, any below- or above-grade walls, and roof (or ceiling) including windows and skylights, separating the interior conditioned space from the unconditioned environment)
Total Conditioned Volume, V [CuFt]
| Air Leakage Test Pressure Differential |  | 0
| Air leakge CFM per SqFt of total area of the envelope air pressure boundary @ specified pressure differential | 0.3
Local Exhaust (62.2-2010)
Average Kitchen Area, SF:
Kitchen Ceiling height, Ft:
| Continuous CFM equivalent to 5ACH (62.2-2010): | 0
| ASHRAE 62.2 Requirements | Kitchen (CFM, each) | Bathroom (CFM, each)
| CONTINUOUS BASELINE EXHAUST VENTILATION: | 0 | 20
| INTERMITTENT BASELINE EXHAUST VENTILATION: | 100 | 50
|  | Kitchen | Bathroom
Intermittent or Continuous?
Fan Type
Proposed CFM per Room:
| Baseline CFM per Room: | 0 | 20
| Number of Rooms | 0 | 0 | Update, if inaccurate.
| PROPOSED CFM TOTAL | 0 | 0
| BASELINE CFM TOTAL | 0 | 0
Whole Unit Ventilation Rate (62.2-2010)
|  | Studios | 1BR | 2BR | 3BR | 4BR
| Average Area (SqFt): | 0 | 0 | 0 | 0 | 0
| Baseline CFM (62.2-2010): | 15 | 15 | 22.5 | 30 | 37.5
Proposed OA Supply CFM:
Trickle Vents?
| Number of Units | 0 | 0 | 0 | 0 | 0
| BASELINE CFM TOTAL | 0 | 0 | 0 | 0 | 0
| PROPOSED CFM TOTAL INCLUDING CONTINUOUS EXHAUST | 0 | 0 | 0 | 0 | 0
|  | Baseline | Proposed | Baseline | Proposed | Baseline | Proposed | Baseline | Proposed
| Space Type | Apartments |  | Corridors |  | Laundry Room
| Continuous Exhaust Ventilation, CFM | 0 | 0
Continuous Ventilation Duct Leakage (Baseline add 10 CFM/floor per shaft)
| Continuous Exhaust Fan Power, kW (total for all fans serving the space type); Note 1 | Calculated |  | Calculated
| Intermittent Exhaust Ventilation, CFM | 0 | 0 | 0
| Intermittent Exhaust Fan Power, kW (total for all fans serving the space type); Note 1 |  |  | 0
| Outdoor Air (OA) CFM | 0 | 0 | 0
| Fan Power of Dedicated OA System Fans, kW | 0 |  | 0
| Infiltration ACH; Note 2 | 0 | 0 | same in the baseline and proposed |  | same in the baseline and proposed |  | same in the baseline and proposed
| Infiltration Schedule | Set all hourly fractions to 0.5 |  | same in the baseline and proposed |  | same in the baseline and proposed |  | same in the baseline and proposed
| Continuous Exhaust, CFM | 0 | 0 | 0 | 0 | 0 | 0 | 0 | 0
| Continuous Exhaust Schedule | Set all hourly fractions to 1 |  | Set all hourly fractions to 1 |  | Set all hourly fractions to 1 |  | Set all hourly fractions to 1
| Continuous Exhaust Fan Power, kW/CFM | 0 | 0 | 0 | 0 | 0 | 0 | 0 | 0
| Intermittent Exhaust Fan Power, kW/CFM | 0 | 0 | 0 | 0 | 0 | 0 | 0 | 0
| Intermittent Exhaust Schedule | Fan motor runs 2 hours per day |  | same in the baseline and proposed |  | same in the baseline and proposed |  | same in the baseline and proposed
| Dedicated OA Supply Fan Power, kW | 0 | 0 | 0 | 0
| Outdoor Air, CFM | 0 | 0 | 0 | 0 | 0 | 0 | 0 | 0
Notes
1 | Calculate Fan kW for the proposed design as BHP*0.746 / Motor Efficiency. If BHP is unknown, which may be the case for small packaged systems, it may be estimated as 85% of rated fan motor HP.
2 | Set Infiltration Method to "Air Change" in eQUEST
Partner Notes - Use this section to include any notes about the information entered above.
Note on B37: If the maximum allowed CFM are exceeded, the project is penalized for over-ventilation by having lower OA CFM in the baseline
Note on B47: If this is met using a timer approach, enter the equivalent continuous rate. Ex. An 80 CFM fan that operates 15 minutes each hour should be entered as 20 CFM. If the maximum allowed CFM are exceeded, the project is penalized for pver-ventilation unless the additional CFM was needed to meet continuous local exhaust. Whole Unit Ventilation requirements may also be satisfied by continuous local exhaust coupled with trickle vents
Note on C60: Baseline intermittent exhaust fan power must be based on SG Section 3.14.3
Note on C65: Continuous CFM value includes 2 hr/day intermittent CFM distributed uniformly throughout the day
Note on C67: Baseline continuous exhaust fan power is included in 0.3 W/CFM fan power allowance.

## EIR for PTAC and PTHP
eQUEST Calculator - EIR for PTAC and PTHP
Instructions:
1 | For gas heated buildings using System 1 - PTAC, use the top chart to calculate cooling-EIR
2 | For electric heated buildings using System 2 - PTHP, use the bottom chart to calculate cooling-EIR
3 | Baseline PTAC fan energy should be simulated as 0.3 W/CFM
4 | Fill in cells highlighted with this color.
5 | Data to be entered in simulation software.
6 | Data to be entered in this spreadsheet and in simulation software.
|  | Baseline Design |  | Proposed Design
|  | Common Space Systems | Apartment Systems | Apartment Systems | Common Space System1 | Common Space System2 | Common Space System3 | Common Space System4 | Common Space System5 | Common Space System6 | Efficiency Conversion Calculators (ASHRAE 90.1-2013, Appendix G, G3.1.2.1)
| System Type | PTAC | PTAC | [7 empty] | SEER | COPnfcooling | EIR
| EER | 11.009 | 11.009 | [8 empty] | 0 | #DIV/0!
Net Cooling Capacity (ARI Cond), Btu/Hr
| Fan BHP, actual | N/A | N/A | [7 empty] | EER | Capacity, Btu/hr | COPnfcooling | EIR
| Fan Motor Efficiency, actual | N/A | N/A | [9 empty] | 0 | #DIV/0!
| CFM, actual | N/A | N/A
| Fan kW/CFM | 0.0003 | 0.0003 | 0 | 0 | 0 | 0 | 0 | 0 | 0 | HSPF | COPnfheating | EIR
| EIR or 1/COP | 0.25779 | 0.25779 | 0 | 0 | 0 | 0 | 0 | 0 | 0 |  | 0 | #DIV/0!
|  | Baseline Design |  | Proposed Design
|  | Common Space Systems | Apartment Systems | Apartment Systems | Common Space System1 | Common Space System2 | Common Space System3 | Common Space System4 | Common Space System5 | Common Space System6
| System Type | PTHP | PTHP
| EER | 10.809 | 10.809
Net Cooling Capacity (ARI Cond), Btu/Hr
| Fan BHP, actual | N/A | N/A
| Fan Motor Efficiency, actual | N/A | N/A
| CFM, actual | N/A | N/A
| Fan kW/CFM | 0.0003 | 0.0003 | 0 | 0 | 0 | 0 | 0 | 0 | 0
| EIR or 1/COP (Cooling) | 0.2633 | 0.2633 | 0 | 0 | 0 | 0 | 0 | 0 | 0
Net Heating Capacity, Btu/Hr
| COP (HEATING) | 3.018 | 3.018
| EIR or 1/COP (HEATING) | 0.33135 | 0.33135 | #DIV/0! | #DIV/0! | #DIV/0! | #DIV/0! | #DIV/0! | #DIV/0! | #DIV/0!
Partner Notes - Use this section to include any notes about the information entered above.