## Instructions
Model Calibration Worksheet, Version 2.16a
See the Program Guidelines for additional examples and information.
Accepts Utility Data Through 3/23/2014
Pre-Retrofit Baseline Model Calibration Instructions
Step 1 | Download and install the Etracker application by selecting FREE COPY of ETRACKER from this link
Step 2 | Obtain latest P4P Weather Data files and save to your C: drive. P4P Weather Data <date>.zip files are updated monthly and available for download from the Partner Portal (http://www.njcleanenergy.com/p4p-portal-login case sensitive password is: tRP47px ).
1) Create a folder on your C: drive named P4P Weather Data. This folder will hold all weather data files for use in this tool.
2) Copy P4P Weather Data <date>.zip file into this folder. The folder path must be C:\P4P Weather Data
3) Extract all files from P4P Weather Data <date>.zip into the C:\P4P Weather Data folder. There will be 19 files; each file corresponds to a location used in the tool.
4) Each time a new P4P Weather Data <date>.zip file is issued, replace all the existing text files in the folder. It is not necessary to save old versions of the weather data text files.
Step 3 | Enable macros within Excel security settings:
Using Excel 2007-2010: On the Developer tab, in the Code group, click Macro Security
Using Excel 2001-2003: Change Macro Security Level to medium using Tools->Macro->Security
Step 4 | Enter data into the 'Input' worksheet. All cells with red background are required to be filled out in order to perform the calculations.
1) Open 'Input' worksheet.
2) General Information: Enter project name, select the location closest to the building site, and select fuels used in the project. Note for New Hampshire state Projects: Select Concord weather station for Concord, Hanover and Lebanon; select Nashua weather station for Peterborough;Select Keene weather station for Winchester, Jaffrey. Select Berlin weather station for Bethlehem,Gorham, Groveton and Lacaster.
3) Actual Utility Bills: Enter 12 months of contiguous billing data (enter bills in chronological order, starting from the earliest), including: a) number of billing periods for each fuel b) read dates for each utility bill c) number of days in the first utility bill for each fuel d) fuel usage for each bill period for the fuels used in the project. e) if Fuel #2 is used in the project, select appropriate fuel type from the list in cell G7. Note: Utility consumption and read dates should be entered exactly as shown on the utility bills and align with information entered in ERP Excel Tables, Utility Tabs. Utility data should not be pro-rated or adjusted except as allowed by Program Guidelines v4.0, Section 3.2.2.
4) Expected Percent Energy Savings: Enter expected energy savings for both fuels used in the project as a percentage of pre-retrofit consumption.
5) Degree-Day base temperatures: Enter estimated heating degree day and cooling degree day base temperatures.
6) Simulation Results: If simulation tool other than eQUEST was used to create the Baseline Model, enter monthly consumption values into Simulation Results area. For eQUEST models, copy results from eQUEST report as described below:
a) Within eQUEST, navigate to eQUEST Summary Reports interface, and open Monthly Energy Consumption by Enduse report from the Single-Run Reports group.
b) In the Electric Consumption table, select the values in the Total row from Jan to Dec. Right-click on the selection, and chose Copy Selection option. Paste selected data to the appropriate range in 'eQuest Output' worksheet of Calibration Tool.
c) Repeat (b) for Fuel #2, if present.
6.1) Select the type of weather file used in the simulation from the list in cell K7. Supported options include TMY2, TMY3, and actual weather.
Step 5 | Save the workbook.
Step 6 | Create ".utl" file for Etracker
1) Click on Generate Etracker Export button on 'Input' worksheet.
2) Window Explorer pops up with <Your Project Name >.utl File. Note the file folder location. You will need to reference this file folder in Step 6.
Step 7 | Use Etracker to perform regression analysis. The step should be performed only for projects that used TMY2 or TMY3 weather files in the simulation.
1) Open the ETracker application from the Start Menu
2) Click File -> Open Energy…,navigate to <Your Project Name>.utl file, select it
3) Click File -> Open Weather…, navigate to the *.wea file used in the energy simulation (included in the package) and select it. For example, if TMY2 weather file for Atlantic City was used in the simulaiton, select AtlanticCity TMY2.wea file. If TMY3 file for Concord was used for the project, select Concord TMY3.wea. Location and file type (TMY2 vs TMY3) of the selected weather file must match the file used in simulation, and input in cell K7 of the 'Input' worksheet.
4) Click Calc Savings -> Calc Elec Use Savings
5) Import the regression coefficients Xcp (or if applicable, Xcp1 and Xcp2), Ycp, LS, and RS into the 'Etracker Output' worksheet for electricity by clicking the Import Etracker Output for Electricity button. A dialog box will open. Navigate to the folder containing the files from Step 5 and select <Your Project Name>.KWH file. Click the open button and the regression coefficients will be displayed in the appropriate cells. If Project Fuels selected in Step 3.3 is "Electricity Only", then go to Step 7.
6) Click Calc Savings -> Calc Thermal Use Savings
7) Import the regression coefficients Xcp (or if applicable, Xcp1 and Xcp2), Ycp, LS, and RS into the 'Etracker Output' worksheet for Fuel #2 by clicking the Import Etracker Output for for Fuel #2button. A dialog box will open. Navigate to the folder containing the files from Step 5 and select <Your Project Name>.THM file. Click the open button and the regression coefficients will be displayed in the appropriate cells.
Step 8 | Open the 'Results' worksheet and click the Calculate button to calculate statistics and display model results.
Step 9 | View analysis results on 'Results' worksheet.
Step 10 | Change original inputs as needed and recalculate until model meets calibration requirements.
1) If any of the Utility Bills, Desired Percent Energy Savings, or Degree-Day base temperatures have been modified, Step 7 must be repeated.
2) If any of the Simulation Results have been modified, Steps 4, 5, 6, and 7 must be repeated.
Weather Site Selection Map
Post Retrofit Actual Saving Calcualtion:
Step 1 |  | Open "Input" worksheet and select project location based on map below. For example, for projects in Camden county select PA Philadelphia as project location
Step 2 |  | Open "Post Retrofit" worksheet
Actual Post Retrofit Utility Bills: Enter contiguous post retrofit billing data, including: a) number of billing periods for each fuel b) read dates for each utility bill c) number of days in the first utility bill for each fuel d) fuel usage for each bill period for the fuels used in the project. Enter bills in chronological order, starting from the earliest.
Step 3 |  | Create .utl file and .wea file for Etracker Input
1) Click on "Post Retrofit Etracker Files and Custom Weather" button on "Post Retrofit" spreadsheet.
2) Window Explorer pops up with <Your Project Name & Type Of Fuel>.utl Files and <Your Project Name >.wea file . Note location of the files, because you will need to reference them in Steps 4 and 5.
Step 4 |  | Run Etracker to perform regression analysis for electricity
1) Open the ETracker application from the Start Menu
2) Click File -> Open Energy…,navigate to <Your Project Name + Electricity>.utl file, select it
3) Click File -> Open Weather…, navigate to <Your Project Name>.wea file, select it
4) Click Calc Savings -> Calc Elec Use Savings
5) Copy the regression coefficients Xcp, Ycp, LS, and RS (displayed on the first line of the top pane of the Etracker window) and % savings uncertainty(dispalyed on third line of the top pane of Etracker window) into the Post Electric row of 'ETracker Output' worksheet. % sasvings uncertainty must be entered as a fraction, for example enter 27% as 0.27
Step 5 |  | Run Etracker to perform regression analysis for Fuel#2
1) Open the ETracker application from the Start Menu
2) Click File -> Open Energy…,navigate to <Your Project Name + Fuel #2>.utl file, select it
3) Click File -> Open Weather…, navigate to <Your Project Name>.wea file, select it (Same weather file used in step 5 above)
4) Click Calc Savings -> Calc Thermal Use Savings
5) Copy the regression coefficients Xcp, Ycp, LS, and RS (displayed on the first line of the top pane of the Etracker window) and % savings uncertainty(dispalyed on third line of the top pane of Etracker window) into the Post Fuel#2 row of 'ETracker Output' worksheet. % sasvings uncertainty must be entered as a fraction, for example enter 27% as 0.27
Step 6 |  | Open "Post Retrofit" spreadsheet and click "Actual Saving Calc" button to calculate actual energy savings for each fuel.

## Input
Legend: | Labels | User Input | Missing Info
General Information
Project Name:
Location:
Project Fuels:
Actual Electric Bills |  |  |  | Actual Fuel #2 Bills |  |  | Simulation Results
Number Electric Billing Periods |  |  |  | Number Fuel Billing periods |  |  | BTU/ unit | 3412 | #N/A
Read Date (last day of period) | Billing Period Length (elapsed days) | Billed Electric (kWh) |  | Read Date | Billing Period Length (days) | Billed Fuel #2 (units of fuel) | Month | Electric (kWh) | Fuel #2 (units of fuel)
[7 empty] | Jan | 0 | 0
[7 empty] | Feb | 0 | 0
[7 empty] | Mar | 0 | 0
[7 empty] | Apr | 0 | 0
[7 empty] | May | 0 | 0
[7 empty] | Jun | 0 | 0
[7 empty] | Jul | 0 | 0
[7 empty] | Aug | 0 | 0
[7 empty] | Sept | 0 | 0
[7 empty] | Oct | 0 | 0
[7 empty] | Nov | 0 | 0
[7 empty] | Dec | 0 | 0
Expected Percent Energy Savings
Electric | Fuel #2
15% | 15%
HDD Base Temperature | 65
CDD Base Temperature | 70
Generate ETracker Export

## FuelType (hidden)
Electricity Only |  |  |  |  | Newark
Electricity And Fuel#2
Fuel#2 Types
Fuel Type | Source-Site Ratio | Conversion Factor(Btu/Unit)
Electricity (Grid Purchase) | 3.34 | 3412
Electricity (on-Site Solar or Wind Installation) | 1 | 3412
Natural Gas(Therms) | 1.047 | 100000 | Units in Therms of CCF
Fuel Oil No. 1 (Gallons) | 1.01 | 137400 | note: Unit is in Gallon
Fuel Oil No. 2 (Gallons) | 1.01 | 139600 | note: Unit is in Gallon
Fuel Oil No. 3 (Gallons) | 1.01 | 141800 | note: Unit is in Gallon
Fuel Oil No. 4 (Gallons) | 1.01 | 145100 | note: Unit is in Gallon
Fuel Oil No. 5 (Gallons) | 1.01 | 148800 | note: Unit is in Gallon
Fuel Oil No. 6 (Gallons) | 1.01 | 152400 | note: Unit is in Gallon
Propane(Gallons) | 1.01 | 91300 | note: Unit is in Gallon
Steam(MLB) | 1.21 | 970000 | Note:Unit in MLB (http://www.coloradoefficiencyguide.com/rates.htm)
Hot Water(MMBtu) | 1.28 | 1000000 | Note:Unit in MMBtu
Chilled Water(MMBtu) | 1.05 | 1000000 | Note:Unit in MMbtu
Wood(Pound) | 1 | 8000 | Note:Unit in pound(Ref:http://www.energysavers.gov/your_home/space_heating_cooling/index.cfm/mytopic=12330)
Coal/Coke(Tons) | 1 | 28000000 | Note:Unit in Tons(Ref:http://www.energysavers.gov/your_home/space_heating_cooling/index.cfm/mytopic=12330)
Pellets (Tons) | 1 | 16500000 | Note:Unit in Tons(Ref:http://www.energysavers.gov/your_home/space_heating_cooling/index.cfm/mytopic=12330)
Others(MMBtu) | 1 | 1000000
TMY2
TMY3
Actual Weather
Pre-retrofit
Post-retrofit Electricity
Post-retrofit Fuel#2
0.05
0.15
0.075
CT Hartford
DE Wilmington
ME Caribou
ME Portland
NH Berlin
NH Concord
NH Durham
NH Keene
NH Nashua
NJ Atlantic City
NJ Newark
NY Albany
NY Binghamton
NY Buffalo
NY Massena
NY New York City
NY Rochester
NY Syracuse
PA Allentown
PA Philadelphia
PA Wilkes-Barre
VT Burlington
Fuel #2 Types --- Post EPA Re-launch of Portfolio Manager: If names change need to change VB code - see ln 1105 module 3
Fuel Type | Source-Site Ratio | Conversion Factor(Btu/Unit) | Case
Electricity (kWh) | 3.14 | 3412 | 1
Natural Gas (MMBtu) | 1.05 | 1000000 | 2
Natural Gas (Therms) | 1.05 | 100000 | 3
Fuel Oil and/or Propane (MMBtu) | 1.01 | 1000000 | 4
Steam(MMBtu) | 1.2 | 1000000 | 5
Hot Water(MMBtu) | 1.2 | 1000000 | 6
Chilled Water(MMBtu) | 1 | 1000000 | 7
Others(MMBtu) | 1 | 1000000 | 8

## Export (hidden)
12 | 31 | 2000 | -99 | -99 | -99 | 1 | 1
1 | 31 | 2001 | 0 | -99 | 0 | 1 | 1
2 | 28 | 2001 | 0 | -99 | 0 | 1 | 1
3 | 31 | 2001 | 0 | -99 | 0 | 1 | 1
4 | 30 | 2001 | 0 | -99 | 0 | 1 | 1
5 | 31 | 2001 | 0 | -99 | 0 | 1 | 1
6 | 30 | 2001 | 0 | -99 | 0 | 1 | 1
7 | 31 | 2001 | 0 | -99 | 0 | 1 | 1
8 | 31 | 2001 | 0 | -99 | 0 | 1 | 1
9 | 30 | 2001 | 0 | -99 | 0 | 1 | 1
10 | 31 | 2001 | 0 | -99 | 0 | 1 | 1
11 | 30 | 2001 | 0 | -99 | 0 | 1 | 1
12 | 31 | 2001 | 0 | -99 | 0 | 1 | 1
12 | 13 | 2010 | -99 | -99 | -99 | 1 | 1
1 | 13 | 2011 | 87303.302 | -99 | -99 | 1 | 1
2 | 11 | 2011 | 82096.178 | -99 | -99 | 1 | 1
3 | 15 | 2011 | 86384.5806 | -99 | -99 | 1 | 1
4 | 13 | 2011 | 74422.5161 | -99 | -99 | 1 | 1
5 | 13 | 2011 | 72816.6908 | -99 | -99 | 1 | 1
6 | 14 | 2011 | 126605.4181 | -99 | -99 | 1 | 1
7 | 14 | 2011 | 145440.9612 | -99 | -99 | 1 | 1
8 | 12 | 2011 | 150745.2525 | -99 | -99 | 1 | 1
9 | 13 | 2011 | 147108.3613 | -99 | -99 | 1 | 1
10 | 12 | 2011 | 92244.2138 | -99 | -99 | 1 | 1
11 | 10 | 2011 | 68336.8443 | -99 | -99 | 1 | 1
12 | 13 | 2011 | 83532.6813 | -99 | -99 | 1 | 1
12 | 30 | 1899 | -99 | -99 | -99 | 1 | 1

## ETracker Output
ETracker Outputs
| Xcp Or Xcp1 | Ycp | LS | RS | Xcp2
Electric | [5 empty] | 4.5%
Fuel #2 | [5 empty] | 6.2%
ETracker Outputs -Post retrofit analysis
| Xcp Or Xcp1 | Ycp | LS | RS | Xcp2 | % Saving Uncertainty
Post Electric
Post Fuel #2
a) Run Etracker as described on Instructions tab for Electricity and Fuel #2 (if applicable)
b) Click Import ETracker Output for Electricity button, navigate to the folder containing the files in Step 2, and select <Your Project Name>.KWH file. Click Open button, and the regression coeffiecients will be displayed in the appropriate cells for Electricity.
c) Click Import ETracker Output for Fuel #2 button, navigate to the folder containing the files in Step 2, and select <Your Project Name>.THM file. Click Open button, and the regression coeffiecients will be displayed in the appropriate cells for Fuel #2.
Step 6 -
Import Etracker Output for Electricity
Import Etracker Output for Fuel #2

## Results
0
0
0
0
0
0
0
0
0
Accuracy Statistics: Electric |  | Allowed Limit
MBE:Etracker model¹ |  | 5%
MBE:CDU model¹ |  | 5%
MBE: CDD model1 |  | 5%
CV(RMSE): Etracker model2 |  | 15%
CV(RMSE): Constant Daily Use model2 |  | 15%
CV(RMSE): CDD model2 |  | 15%
Comparison of typical year data and regression model
Savings Uncertainty_ET Model3 |  | 7.5%
Savings Uncertainty_CDD Model3 |  | 7.5%
Savings Uncertainty: CDU Model³ |  | 7.5%
Accuracy Statistics: Fuel #2 |  | Allowed Limit
MBE:DD model¹ |  | 5%
MBE:Etracker model¹ |  | 5%
CV(RMSE): DD model 2 |  | 30%
CV(RMSE): Etracker model 2 |  | 30%
Comparison of typical year data and regression model
Savings Uncertainty: Etracker model3 |  | 7.5%
Savings Uncertainty: DD model 3 |  | 7.5%
Accuracy Statistics: Overall
MBE |  | 5%
CVRMSE |  | 21.41%
Overall Savings Uncertainty |  | 7.5%
Notes:
1: MBE reflect the degree to which the simulation over- or under-projects annual energy consumption relative to utility bills.
2: CV(RMSE) reflects how close the model projections are to the individual utility bills.
3. Savings Uncertainty reflects how well the regression model describes variabilty in data (typical weather vs simulated use).
Electricity Data Table
Read Date | Simulated Data, kWh | Actual Data, kWh | Difference, kWh | CDD
Fuel #2 Data Table
Read Date | Simulated Data,(Therms,CCF) | Actual Data, (Therms,CCF) | Difference,(Therms,CCF) | HDD
Calculate

## Revisions (hidden)
Version 0.52 | 2009-05-04 | Creation of Fuel Calc, ElecCalcs Sheet, Checked with UFS example
Typical Year HDD, CDD Calc formulas in macro simplified
Charts redone to prevent 'significant loss' due to formatting incompatibilites
Results-Post Worksheet: Accuracy Stats, Data Tables, Comparison charts of actual bills to projected baseline
Overall Uncertainty calcs, ability to pass only the two required criteria if expected savings is too small
Creation of separate subroutine to copy pre-retrofit data to calculation sheets, this subroutine is called by both the pre-retrofit calculation macro and the post-macro
Ability to compare pre- to post- utility bills by assuming CDU and HDD models
All daily weather updated to 27-Apr-09
Macro for user to update weather, create own location
"Other" option on location dropdown list
Some dates had gaps in them "1/ 12/2009" and some had a 1 instead of a 12, this has been fixed
Formatting of search dates for updated weather data changed to Short Date
Version1.1 | 2009-10-14 | Removed weather data prior to 1/1/2005 for all weather locations
Updated all local weather to 9/27/2009
Added conditional formatting for missing data on Input and Etracker Output tabs
Added Troubleshooting instructions on Instructions tab
Version1.7 | 2009-12-02 | Fixed method by which best electric regression is chosen
Fixed pass-checker for fuel #2 - was accidentally comparing HDD model to ET data and vice versa
Version1.8 | 2009-12-09 | Updated all local weather such that it spans 1/1/05 to 11/29/09
Vesion 1.9 | 2010-04-05 | updated all local weather through 3/25/2010 and updated formatting for some weather files such that all dates were formatted correctly
Version 1.91 | 2010-04-19 | rechecked and reupdated formatting for weater data
Version 1.10 | 2010-08-10 | Updated all local weather to 6/24/2010
Added Macro for Etracker Input file Generation
Added Macro for user to hadle One Fuel Projects.
Version 2.0 | 9/31/2010 | Code Corrections made in decision variable for calibration statistics display
Added List Box in Fuel#2 Table in Input tab
Added codes to select source-site ratio
Added eQuest Output tab for eQuest result output display
Updated all local weather to 9/2/2010
Option for Actual Vs TMY2 Weather has been added
New Code added for Actual Weather File and Simulated data comparison
Update in Result Display made based on Weather file selection
Version 2.0 | 2010-10-26 | Update in Etracker output Tab with Five coefficient input for electicity fuel
Update VBA code for Etracker calibration type according to Etracker Output tab
Updates in Fuel#2 Types and their Btu Contents
Version 2.1 | 2011-02-08 | Updated weather for all location except Wilmington, DE until 1/26/2011
Updated Site To Sorce Ratio for Steam and Hot water;1.21 and 1.28 respectively.
Version 2.2 | 2011-02-22 | Added locations: Concord NH, Portland ME and Boston MA for NH-P4P
Updated weather file locations and implemented VBA codes accordingly
Updated Instructions Tab to reflect the project location selection for New Hampshire State projects
Version 2.3 | 2011-03-12 | Updated weather for all location except Wilmington, DE until 3/16/2011
Updated codes for new weather file option TMY3
Updated instructions tab in order to reflect TMY3 weather option
Version 2.4 | 2011-07-15 | Updated weather for all location except Wilmington, DE until 6/30/2011
New Work sheet added "Post Retrofit"
New Codes are added for Post Retrofit Actual Saving Calcualtion
"Etracker Output" tab being updated for Post Retrofit analysis
Weather file reduction performed
Version 2.5 | 2011-08-22 | There is no changes to previous version except hide post retrofit analysis data.
Weather data updated until 8/16/2011
Version 2.6 | 2012-01-05 | Weather data updated until 11/29/2011
New codes for data validation added to "Input" worksheet
Version 2.7 | 2012-04-24 | Weather data updated until 4/19/2012
Adde new weather station "Massena, NY" for northern NH project locations
Updated VBA codes for Etacker export file generation and hide "Export" tab
Updated VBA codes in populated sub for new weather location
Version 2.8 | 2012-04-24 | Weather data updated until 6/24/2012
Version 2.9 | 2012-10-18 | Weather updates for all loaction through 10/16/2012. Note: WU weather data has been used for all location. WU weather data will be used onwards for all locations.
Version 2.10 | 2012-12-12 | Add new weather location Binghamton, NY" for NYS project locations.
Updated VBA codes in populated sub for new weather locations, i.e. Massena, NY and Binghamton, NY
| 2013-01-10 | Weather data updated until 1/6/2013
Version 2.11 | 2013-04-02 | Weather data updated until 4/1/2013
Version 2.12 | 2013-07-02 | Weather data updated until 7/1/2013
Version 2.13 | 2013-10-01 | Weater data updated until 9/30/2013
Version 2.14 | 2014-01-01 | Weather data updated until 12/31/2013
Added button/code to import the regression coefficients directly to the Etracker Output Sheet
Version 2.15 | Replaced Formulas in input sheet under simulation results that were inadvertently deleted
Increased font size in the legend on Result Tab charts
Delete Temperature Data from City Tabs so data can be read from separate text file.
Updated source-site ratios in code per table below from V. Razanova email 1/7/2014
Fuel | Old | New
Electricity (grid purchase) | 3.34 | 3.14
Natural Gas | 1.047 | 1.05
District Steam | 1.21 | 1.2
District Hot Water | 1.28 | 1.2
District Chilled Water | 1.05 | 1
Version 2.16 |  | Added Locations Portland, ME and Caribou, ME
Added loop calculation to total Fuel #2 (was started as version 15a)
Version 2.16a | 2014-10-03 | Added TMY 2 and TMY 3 data to each location tab (was deleted in V2.16)
Added calculation for TMY2 Monthly Average in code Module 2, line 237
Removed loop calculation to rule out possible error

## eQuest Output
| Jan | Feb | Mar | Apr | May | Jun | Jul | Aug | Sep | Oct | Nov | Dec
kWhx000
Btux000,000,000

## Binghampton (hidden)
Typical Year Summary | [7 empty] | Daily Temp TMY3 | Daily Temp TMY2
Month | Average | HDD | CDD | 2001-01-01 | 0101 | 01 | 01 | 24.4583 | 24.4583
1 | 23.1841 | 1296.2917 | 0 | 2001-01-02 | 0102 | 01 | 02 | 30.0833 | 30.0833
2 | 22.1086 | 1200.9583 | 0 | 2001-01-03 | 0103 | 01 | 03 | 32.5 | 32.5
3 | 33.2272 | 984.9583 | 0 | 2001-01-04 | 0104 | 01 | 04 | 21.4583 | 21.4583
4 | 43.3694 | 648.9167 | 0 | 2001-01-05 | 0105 | 01 | 05 | 26.1667 | 26.1667
5 | 53.8831 | 351.6667 | 0.125 | 2001-01-06 | 0106 | 01 | 06 | 19.0833 | 19.0833
6 | 62.9181 | 119.0833 | 11.375 | 2001-01-07 | 0107 | 01 | 07 | 9.0417 | 9.0417
7 | 67.7487 | 34.2917 | 29.2083 | 2001-01-08 | 0108 | 01 | 08 | 7.25 | 7.25
8 | 65.2177 | 54.5 | 10.4167 | 2001-01-09 | 0109 | 01 | 09 | 23.1667 | 23.1667
9 | 60.6069 | 178.125 | 11.5833 | 2001-01-10 | 0110 | 01 | 10 | 29.0833 | 29.0833
10 | 47.8589 | 531.375 | 0 | 2001-01-11 | 0111 | 01 | 11 | 25.125 | 25.125
11 | 35.6875 | 879.375 | 0 | 2001-01-12 | 0112 | 01 | 12 | 36.9583 | 36.9583
12 | 26.6626 | 1188.4583 | 0 | 2001-01-13 | 0113 | 01 | 13 | 21.375 | 21.375
|  |  |  | 2001-01-14 | 0114 | 01 | 14 | 2.5417 | 2.5417
| Slope | 10.6219 | 3430.793 | 2001-01-15 | 0115 | 01 | 15 | 3.2083 | 3.2083
| Intercept | 1364.6164 | 68363.3908 | 2001-01-16 | 0116 | 01 | 16 | 19.625 | 19.625
|  |  |  | 2001-01-17 | 0117 | 01 | 17 | 35.25 | 35.25
|  |  |  | 2001-01-18 | 0118 | 01 | 18 | 44 | 44
|  |  |  | 2001-01-19 | 0119 | 01 | 19 | 47.25 | 47.25
|  |  |  | 2001-01-20 | 0120 | 01 | 20 | 39 | 39
|  |  |  | 2001-01-21 | 0121 | 01 | 21 | 31.1667 | 31.1667
|  |  |  | 2001-01-22 | 0122 | 01 | 22 | 36.5833 | 36.5833
|  |  |  | 2001-01-23 | 0123 | 01 | 23 | 20.75 | 20.75
|  |  |  | 2001-01-24 | 0124 | 01 | 24 | 17.9167 | 17.9167
|  |  |  | 2001-01-25 | 0125 | 01 | 25 | 24.75 | 24.75
|  |  |  | 2001-01-26 | 0126 | 01 | 26 | 31.1667 | 31.1667
|  |  |  | 2001-01-27 | 0127 | 01 | 27 | 18.0417 | 18.0417
|  |  |  | 2001-01-28 | 0128 | 01 | 28 | 4.2083 | 4.2083
|  |  |  | 2001-01-29 | 0129 | 01 | 29 | 6.75 | 6.75
|  |  |  | 2001-01-30 | 0130 | 01 | 30 | 13.625 | 13.625
|  |  |  | 2001-01-31 | 0131 | 01 | 31 | 18 | 17.125
|  |  |  | 2001-02-01 | 0201 | 02 | 01 | 26.4583 | 21.125
|  |  |  | 2001-02-02 | 0202 | 02 | 02 | 23 | 17.2917
|  |  |  | 2001-02-03 | 0203 | 02 | 03 | 36 | 14.3333
|  |  |  | 2001-02-04 | 0204 | 02 | 04 | 24.75 | 6.2083
|  |  |  | 2001-02-05 | 0205 | 02 | 05 | 19.7083 | 5.2083
|  |  |  | 2001-02-06 | 0206 | 02 | 06 | 19.75 | 14.2083
|  |  |  | 2001-02-07 | 0207 | 02 | 07 | 15.7917 | 19.5417
|  |  |  | 2001-02-08 | 0208 | 02 | 08 | 25.375 | 15.0833
|  |  |  | 2001-02-09 | 0209 | 02 | 09 | 26.0833 | 12.3333
|  |  |  | 2001-02-10 | 0210 | 02 | 10 | 12.6667 | 14.25
|  |  |  | 2001-02-11 | 0211 | 02 | 11 | 13.8333 | 19.5417
|  |  |  | 2001-02-12 | 0212 | 02 | 12 | 18.5 | 24.4167
|  |  |  | 2001-02-13 | 0213 | 02 | 13 | 18.5833 | 40.2917
|  |  |  | 2001-02-14 | 0214 | 02 | 14 | 20.9583 | 15.0833
|  |  |  | 2001-02-15 | 0215 | 02 | 15 | 38.5 | 12.4167
|  |  |  | 2001-02-16 | 0216 | 02 | 16 | 36 | 21.2083
|  |  |  | 2001-02-17 | 0217 | 02 | 17 | 26 | 25.4167
|  |  |  | 2001-02-18 | 0218 | 02 | 18 | 28.2083 | 21.6667
|  |  |  | 2001-02-19 | 0219 | 02 | 19 | 29.5417 | 33.8333
|  |  |  | 2001-02-20 | 0220 | 02 | 20 | 31.1667 | 33.2083
|  |  |  | 2001-02-21 | 0221 | 02 | 21 | 31.4583 | 33.2083
|  |  |  | 2001-02-22 | 0222 | 02 | 22 | 28.1667 | 45.5
|  |  |  | 2001-02-23 | 0223 | 02 | 23 | 31.9583 | 24.5833
|  |  |  | 2001-02-24 | 0224 | 02 | 24 | 17.375 | 21.6667
|  |  |  | 2001-02-25 | 0225 | 02 | 25 | 9.5833 | 21.875
|  |  |  | 2001-02-26 | 0226 | 02 | 26 | 16.0417 | 19.6667
|  |  |  | 2001-02-27 | 0227 | 02 | 27 | 22.375 | 27.3333
|  |  |  | 2001-02-28 | 0228 | 02 | 28 | 21.6667 | 38.5417
|  |  |  | 2001-03-01 | 0301 | 03 | 01 | 26.4583 | 36.5
|  |  |  | 2001-03-02 | 0302 | 03 | 02 | 32.75 | 35.9167
|  |  |  | 2001-03-03 | 0303 | 03 | 03 | 42.2917 | 41.0833
|  |  |  | 2001-03-04 | 0304 | 03 | 04 | 17.2083 | 40.4167
|  |  |  | 2001-03-05 | 0305 | 03 | 05 | 17 | 36.2083
|  |  |  | 2001-03-06 | 0306 | 03 | 06 | 37.25 | 27.5417
|  |  |  | 2001-03-07 | 0307 | 03 | 07 | 33.25 | 22.4167
|  |  |  | 2001-03-08 | 0308 | 03 | 08 | 48.4583 | 17.125
|  |  |  | 2001-03-09 | 0309 | 03 | 09 | 53.4167 | 24.9583
|  |  |  | 2001-03-10 | 0310 | 03 | 10 | 25.2917 | 37.5833
|  |  |  | 2001-03-11 | 0311 | 03 | 11 | 24.25 | 34.4583
|  |  |  | 2001-03-12 | 0312 | 03 | 12 | 33.7083 | 35.25
|  |  |  | 2001-03-13 | 0313 | 03 | 13 | 36.375 | 32.5
|  |  |  | 2001-03-14 | 0314 | 03 | 14 | 42.7083 | 35.0833
|  |  |  | 2001-03-15 | 0315 | 03 | 15 | 54.2917 | 29.125
|  |  |  | 2001-03-16 | 0316 | 03 | 16 | 33.9167 | 27.25
|  |  |  | 2001-03-17 | 0317 | 03 | 17 | 28.6667 | 37.4167
|  |  |  | 2001-03-18 | 0318 | 03 | 18 | 30.7083 | 51
|  |  |  | 2001-03-19 | 0319 | 03 | 19 | 31.2917 | 44.5
|  |  |  | 2001-03-20 | 0320 | 03 | 20 | 32 | 36.0417
|  |  |  | 2001-03-21 | 0321 | 03 | 21 | 29.2917 | 37.8333
|  |  |  | 2001-03-22 | 0322 | 03 | 22 | 16.125 | 47.25
|  |  |  | 2001-03-23 | 0323 | 03 | 23 | 28.4167 | 50.7917
|  |  |  | 2001-03-24 | 0324 | 03 | 24 | 30.25 | 38
|  |  |  | 2001-03-25 | 0325 | 03 | 25 | 26.6667 | 23.375
|  |  |  | 2001-03-26 | 0326 | 03 | 26 | 30.5833 | 27.0417
|  |  |  | 2001-03-27 | 0327 | 03 | 27 | 31.1667 | 16.625
|  |  |  | 2001-03-28 | 0328 | 03 | 28 | 34.6667 | 18.875
|  |  |  | 2001-03-29 | 0329 | 03 | 29 | 46.4583 | 26
|  |  |  | 2001-03-30 | 0330 | 03 | 30 | 49 | 31.1667
|  |  |  | 2001-03-31 | 0331 | 03 | 31 | 46.625 | 30.7083
|  |  |  | 2001-04-01 | 0401 | 04 | 01 | 40.75 | 56.5417
|  |  |  | 2001-04-02 | 0402 | 04 | 02 | 41.25 | 62.0833
|  |  |  | 2001-04-03 | 0403 | 04 | 03 | 44.5417 | 42.625
|  |  |  | 2001-04-04 | 0404 | 04 | 04 | 44.875 | 32.6667
|  |  |  | 2001-04-05 | 0405 | 04 | 05 | 40.8333 | 49.0833
|  |  |  | 2001-04-06 | 0406 | 04 | 06 | 44.9167 | 46.2917
|  |  |  | 2001-04-07 | 0407 | 04 | 07 | 51.0417 | 34.2083
|  |  |  | 2001-04-08 | 0408 | 04 | 08 | 51.9583 | 39.375
|  |  |  | 2001-04-09 | 0409 | 04 | 09 | 51.6667 | 45.2917
|  |  |  | 2001-04-10 | 0410 | 04 | 10 | 47.5 | 41.625
|  |  |  | 2001-04-11 | 0411 | 04 | 11 | 42.7917 | 25.7083
|  |  |  | 2001-04-12 | 0412 | 04 | 12 | 50.4167 | 31.375
|  |  |  | 2001-04-13 | 0413 | 04 | 13 | 42.4167 | 41.625
|  |  |  | 2001-04-14 | 0414 | 04 | 14 | 41.2083 | 52.0417
|  |  |  | 2001-04-15 | 0415 | 04 | 15 | 45 | 61.375
|  |  |  | 2001-04-16 | 0416 | 04 | 16 | 29.0417 | 54.0417
|  |  |  | 2001-04-17 | 0417 | 04 | 17 | 34.875 | 41.25
|  |  |  | 2001-04-18 | 0418 | 04 | 18 | 42.8333 | 39.9583
|  |  |  | 2001-04-19 | 0419 | 04 | 19 | 51.7917 | 37.25
|  |  |  | 2001-04-20 | 0420 | 04 | 20 | 54.875 | 40.8333
|  |  |  | 2001-04-21 | 0421 | 04 | 21 | 51.1667 | 47.75
|  |  |  | 2001-04-22 | 0422 | 04 | 22 | 44.7083 | 53.1667
|  |  |  | 2001-04-23 | 0423 | 04 | 23 | 48.75 | 37.5
|  |  |  | 2001-04-24 | 0424 | 04 | 24 | 52.375 | 32.125
|  |  |  | 2001-04-25 | 0425 | 04 | 25 | 51.5833 | 34.1667
|  |  |  | 2001-04-26 | 0426 | 04 | 26 | 50.125 | 39.75
|  |  |  | 2001-04-27 | 0427 | 04 | 27 | 46 | 42.25
|  |  |  | 2001-04-28 | 0428 | 04 | 28 | 46.125 | 41.8333
|  |  |  | 2001-04-29 | 0429 | 04 | 29 | 46.9583 | 45.3333
|  |  |  | 2001-04-30 | 0430 | 04 | 30 | 53.5833 | 51.9583
|  |  |  | 2001-05-01 | 0501 | 05 | 01 | 46.125 | 34.5833
|  |  |  | 2001-05-02 | 0502 | 05 | 02 | 45.4583 | 43.0833
|  |  |  | 2001-05-03 | 0503 | 05 | 03 | 45.8333 | 54.8333
|  |  |  | 2001-05-04 | 0504 | 05 | 04 | 53.5 | 66
|  |  |  | 2001-05-05 | 0505 | 05 | 05 | 53.9583 | 57.125
|  |  |  | 2001-05-06 | 0506 | 05 | 06 | 56.25 | 50.75
|  |  |  | 2001-05-07 | 0507 | 05 | 07 | 57.6667 | 54.8333
|  |  |  | 2001-05-08 | 0508 | 05 | 08 | 58.5417 | 65.9167
|  |  |  | 2001-05-09 | 0509 | 05 | 09 | 56.9583 | 70.125
|  |  |  | 2001-05-10 | 0510 | 05 | 10 | 57.75 | 59.2917
|  |  |  | 2001-05-11 | 0511 | 05 | 11 | 49.9583 | 35.5417
|  |  |  | 2001-05-12 | 0512 | 05 | 12 | 54.875 | 45.5833
|  |  |  | 2001-05-13 | 0513 | 05 | 13 | 56.875 | 50.0833
|  |  |  | 2001-05-14 | 0514 | 05 | 14 | 51.6667 | 55.4583
|  |  |  | 2001-05-15 | 0515 | 05 | 15 | 59.625 | 54.0417
|  |  |  | 2001-05-16 | 0516 | 05 | 16 | 57.6667 | 58.2083
|  |  |  | 2001-05-17 | 0517 | 05 | 17 | 55.5 | 60.4583
|  |  |  | 2001-05-18 | 0518 | 05 | 18 | 54.25 | 54.9583
|  |  |  | 2001-05-19 | 0519 | 05 | 19 | 56.2917 | 60.4583
|  |  |  | 2001-05-20 | 0520 | 05 | 20 | 60.7917 | 53.1667
|  |  |  | 2001-05-21 | 0521 | 05 | 21 | 60.5417 | 53.9167
|  |  |  | 2001-05-22 | 0522 | 05 | 22 | 63.3333 | 50.25
|  |  |  | 2001-05-23 | 0523 | 05 | 23 | 68.25 | 38.5
|  |  |  | 2001-05-24 | 0524 | 05 | 24 | 55.9167 | 47
|  |  |  | 2001-05-25 | 0525 | 05 | 25 | 45.4583 | 54.8333
|  |  |  | 2001-05-26 | 0526 | 05 | 26 | 52.125 | 51.6667
|  |  |  | 2001-05-27 | 0527 | 05 | 27 | 64.9167 | 57.375
|  |  |  | 2001-05-28 | 0528 | 05 | 28 | 69.875 | 55.125
|  |  |  | 2001-05-29 | 0529 | 05 | 29 | 70.125 | 59.75
|  |  |  | 2001-05-30 | 0530 | 05 | 30 | 71.8333 | 56.6667
|  |  |  | 2001-05-31 | 0531 | 05 | 31 | 70.9167 | 60.7917
|  |  |  | 2001-06-01 | 0601 | 06 | 01 | 58.2917 | 71.5
|  |  |  | 2001-06-02 | 0602 | 06 | 02 | 47.4167 | 73
|  |  |  | 2001-06-03 | 0603 | 06 | 03 | 56.5 | 62.9167
|  |  |  | 2001-06-04 | 0604 | 06 | 04 | 62.375 | 56.2083
|  |  |  | 2001-06-05 | 0605 | 06 | 05 | 64.1667 | 61
|  |  |  | 2001-06-06 | 0606 | 06 | 06 | 65.7083 | 55.0833
|  |  |  | 2001-06-07 | 0607 | 06 | 07 | 64.9583 | 58.4167
|  |  |  | 2001-06-08 | 0608 | 06 | 08 | 55.7917 | 68.375
|  |  |  | 2001-06-09 | 0609 | 06 | 09 | 60.2083 | 72.4167
|  |  |  | 2001-06-10 | 0610 | 06 | 10 | 64.8333 | 71.9583
|  |  |  | 2001-06-11 | 0611 | 06 | 11 | 59.2917 | 72.375
|  |  |  | 2001-06-12 | 0612 | 06 | 12 | 65.4583 | 64.8333
|  |  |  | 2001-06-13 | 0613 | 06 | 13 | 68.3333 | 59.75
|  |  |  | 2001-06-14 | 0614 | 06 | 14 | 72.4167 | 60.0417
|  |  |  | 2001-06-15 | 0615 | 06 | 15 | 76.6667 | 57.875
|  |  |  | 2001-06-16 | 0616 | 06 | 16 | 78.4583 | 62.1667
|  |  |  | 2001-06-17 | 0617 | 06 | 17 | 78.6667 | 69.5
|  |  |  | 2001-06-18 | 0618 | 06 | 18 | 80.6667 | 69.4167
|  |  |  | 2001-06-19 | 0619 | 06 | 19 | 74.5 | 63.9167
|  |  |  | 2001-06-20 | 0620 | 06 | 20 | 70.875 | 52.0833
|  |  |  | 2001-06-21 | 0621 | 06 | 21 | 70.7917 | 51.2083
|  |  |  | 2001-06-22 | 0622 | 06 | 22 | 66.75 | 59.1667
|  |  |  | 2001-06-23 | 0623 | 06 | 23 | 69.0417 | 63.6667
|  |  |  | 2001-06-24 | 0624 | 06 | 24 | 63 | 70.125
|  |  |  | 2001-06-25 | 0625 | 06 | 25 | 67.9167 | 62
|  |  |  | 2001-06-26 | 0626 | 06 | 26 | 69.625 | 55.7083
|  |  |  | 2001-06-27 | 0627 | 06 | 27 | 67 | 55.625
|  |  |  | 2001-06-28 | 0628 | 06 | 28 | 64.9167 | 58.6667
|  |  |  | 2001-06-29 | 0629 | 06 | 29 | 70.125 | 60.5833
|  |  |  | 2001-06-30 | 0630 | 06 | 30 | 65.25 | 67.9583
|  |  |  | 2001-07-01 | 0701 | 07 | 01 | 62.1667 | 61.1667
|  |  |  | 2001-07-02 | 0702 | 07 | 02 | 62.0833 | 64.875
|  |  |  | 2001-07-03 | 0703 | 07 | 03 | 56.5417 | 67.7917
|  |  |  | 2001-07-04 | 0704 | 07 | 04 | 56.1667 | 78.2083
|  |  |  | 2001-07-05 | 0705 | 07 | 05 | 69.2917 | 69.9583
|  |  |  | 2001-07-06 | 0706 | 07 | 06 | 74.7917 | 59.4583
|  |  |  | 2001-07-07 | 0707 | 07 | 07 | 76.25 | 60.6667
|  |  |  | 2001-07-08 | 0708 | 07 | 08 | 75.5 | 64.2083
|  |  |  | 2001-07-09 | 0709 | 07 | 09 | 73.4167 | 71.2917
|  |  |  | 2001-07-10 | 0710 | 07 | 10 | 69.875 | 68.25
|  |  |  | 2001-07-11 | 0711 | 07 | 11 | 58.3333 | 59.8333
|  |  |  | 2001-07-12 | 0712 | 07 | 12 | 63.875 | 55.7083
|  |  |  | 2001-07-13 | 0713 | 07 | 13 | 68 | 62.1667
|  |  |  | 2001-07-14 | 0714 | 07 | 14 | 71.3333 | 65.1667
|  |  |  | 2001-07-15 | 0715 | 07 | 15 | 72.4583 | 70.75
|  |  |  | 2001-07-16 | 0716 | 07 | 16 | 70.0417 | 68.2083
|  |  |  | 2001-07-17 | 0717 | 07 | 17 | 66.2917 | 71.625
|  |  |  | 2001-07-18 | 0718 | 07 | 18 | 68.9583 | 73.4583
|  |  |  | 2001-07-19 | 0719 | 07 | 19 | 73.9583 | 72.9583
|  |  |  | 2001-07-20 | 0720 | 07 | 20 | 76.4583 | 70.6667
|  |  |  | 2001-07-21 | 0721 | 07 | 21 | 75.9583 | 70.2917
|  |  |  | 2001-07-22 | 0722 | 07 | 22 | 76.9583 | 69.4583
|  |  |  | 2001-07-23 | 0723 | 07 | 23 | 77.7083 | 66.625
|  |  |  | 2001-07-24 | 0724 | 07 | 24 | 67.1667 | 67.0833
|  |  |  | 2001-07-25 | 0725 | 07 | 25 | 65.2083 | 68.0417
|  |  |  | 2001-07-26 | 0726 | 07 | 26 | 69.25 | 69.7083
|  |  |  | 2001-07-27 | 0727 | 07 | 27 | 73.875 | 72.2917
|  |  |  | 2001-07-28 | 0728 | 07 | 28 | 63.75 | 72.9167
|  |  |  | 2001-07-29 | 0729 | 07 | 29 | 63.0833 | 72.375
|  |  |  | 2001-07-30 | 0730 | 07 | 30 | 61.75 | 72.375
|  |  |  | 2001-07-31 | 0731 | 07 | 31 | 57.4167 | 62.625
|  |  |  | 2001-08-01 | 0801 | 08 | 01 | 62.9167 | 70
|  |  |  | 2001-08-02 | 0802 | 08 | 02 | 64.1667 | 65.5
|  |  |  | 2001-08-03 | 0803 | 08 | 03 | 67.0833 | 67.8333
|  |  |  | 2001-08-04 | 0804 | 08 | 04 | 69.8333 | 58.4167
|  |  |  | 2001-08-05 | 0805 | 08 | 05 | 70.0417 | 58.25
|  |  |  | 2001-08-06 | 0806 | 08 | 06 | 68.5833 | 63.3333
|  |  |  | 2001-08-07 | 0807 | 08 | 07 | 66.9167 | 67.7083
|  |  |  | 2001-08-08 | 0808 | 08 | 08 | 71.0417 | 63.875
|  |  |  | 2001-08-09 | 0809 | 08 | 09 | 72.8333 | 62.7083
|  |  |  | 2001-08-10 | 0810 | 08 | 10 | 72.7917 | 54.5833
|  |  |  | 2001-08-11 | 0811 | 08 | 11 | 69.375 | 59.6667
|  |  |  | 2001-08-12 | 0812 | 08 | 12 | 66.5417 | 66.0417
|  |  |  | 2001-08-13 | 0813 | 08 | 13 | 71.125 | 68.1667
|  |  |  | 2001-08-14 | 0814 | 08 | 14 | 77.7083 | 66.4583
|  |  |  | 2001-08-15 | 0815 | 08 | 15 | 77.6667 | 59.625
|  |  |  | 2001-08-16 | 0816 | 08 | 16 | 66.4167 | 58.5833
|  |  |  | 2001-08-17 | 0817 | 08 | 17 | 68.5417 | 56.7083
|  |  |  | 2001-08-18 | 0818 | 08 | 18 | 66.6667 | 65.5833
|  |  |  | 2001-08-19 | 0819 | 08 | 19 | 68.7083 | 65.3333
|  |  |  | 2001-08-20 | 0820 | 08 | 20 | 65.5833 | 64.75
|  |  |  | 2001-08-21 | 0821 | 08 | 21 | 61.2083 | 65.8333
|  |  |  | 2001-08-22 | 0822 | 08 | 22 | 59.9167 | 69.3333
|  |  |  | 2001-08-23 | 0823 | 08 | 23 | 61.7083 | 71.75
|  |  |  | 2001-08-24 | 0824 | 08 | 24 | 64.0417 | 72.875
|  |  |  | 2001-08-25 | 0825 | 08 | 25 | 63.75 | 74.375
|  |  |  | 2001-08-26 | 0826 | 08 | 26 | 69.875 | 71.1667
|  |  |  | 2001-08-27 | 0827 | 08 | 27 | 66.3333 | 70.25
|  |  |  | 2001-08-28 | 0828 | 08 | 28 | 65.0833 | 66.7917
|  |  |  | 2001-08-29 | 0829 | 08 | 29 | 62.4167 | 65.9167
|  |  |  | 2001-08-30 | 0830 | 08 | 30 | 61.1667 | 65
|  |  |  | 2001-08-31 | 0831 | 08 | 31 | 53.8333 | 65.3333
|  |  |  | 2001-09-01 | 0901 | 09 | 01 | 63.125 | 54.875
|  |  |  | 2001-09-02 | 0902 | 09 | 02 | 56.25 | 55.6667
|  |  |  | 2001-09-03 | 0903 | 09 | 03 | 55.0833 | 62.3333
|  |  |  | 2001-09-04 | 0904 | 09 | 04 | 62.7917 | 70.75
|  |  |  | 2001-09-05 | 0905 | 09 | 05 | 58.0833 | 65.25
|  |  |  | 2001-09-06 | 0906 | 09 | 06 | 53.6667 | 59.5833
|  |  |  | 2001-09-07 | 0907 | 09 | 07 | 60.625 | 60.4167
|  |  |  | 2001-09-08 | 0908 | 09 | 08 | 66.9167 | 62.25
|  |  |  | 2001-09-09 | 0909 | 09 | 09 | 65.875 | 62.5
|  |  |  | 2001-09-10 | 0910 | 09 | 10 | 58.2917 | 67.5
|  |  |  | 2001-09-11 | 0911 | 09 | 11 | 49.125 | 56.5417
|  |  |  | 2001-09-12 | 0912 | 09 | 12 | 60.125 | 57
|  |  |  | 2001-09-13 | 0913 | 09 | 13 | 66.8333 | 60.7083
|  |  |  | 2001-09-14 | 0914 | 09 | 14 | 68.7083 | 51.25
|  |  |  | 2001-09-15 | 0915 | 09 | 15 | 66.875 | 58.625
|  |  |  | 2001-09-16 | 0916 | 09 | 16 | 62.875 | 64.125
|  |  |  | 2001-09-17 | 0917 | 09 | 17 | 64.3333 | 57.6667
|  |  |  | 2001-09-18 | 0918 | 09 | 18 | 61.4583 | 62.9167
|  |  |  | 2001-09-19 | 0919 | 09 | 19 | 63.8333 | 57.8333
|  |  |  | 2001-09-20 | 0920 | 09 | 20 | 59.75 | 57.625
|  |  |  | 2001-09-21 | 0921 | 09 | 21 | 53.2917 | 67
|  |  |  | 2001-09-22 | 0922 | 09 | 22 | 47.75 | 73.8333
|  |  |  | 2001-09-23 | 0923 | 09 | 23 | 50.0833 | 70.875
|  |  |  | 2001-09-24 | 0924 | 09 | 24 | 45.8333 | 72.9583
|  |  |  | 2001-09-25 | 0925 | 09 | 25 | 47.75 | 72.7083
|  |  |  | 2001-09-26 | 0926 | 09 | 26 | 53.1667 | 70.4583
|  |  |  | 2001-09-27 | 0927 | 09 | 27 | 55.375 | 50.8333
|  |  |  | 2001-09-28 | 0928 | 09 | 28 | 46.2917 | 44.9167
|  |  |  | 2001-09-29 | 0929 | 09 | 29 | 48.125 | 42.3333
|  |  |  | 2001-09-30 | 0930 | 09 | 30 | 51.8333 | 46.875
|  |  |  | 2001-10-01 | 1001 | 10 | 01 | 62.1667 | 56.7917
|  |  |  | 2001-10-02 | 1002 | 10 | 02 | 59.1667 | 58.375
|  |  |  | 2001-10-03 | 1003 | 10 | 03 | 56.5833 | 61.75
|  |  |  | 2001-10-04 | 1004 | 10 | 04 | 61.7917 | 45.9583
|  |  |  | 2001-10-05 | 1005 | 10 | 05 | 51.125 | 48.3333
|  |  |  | 2001-10-06 | 1006 | 10 | 06 | 43.7917 | 53.5833
|  |  |  | 2001-10-07 | 1007 | 10 | 07 | 45.5417 | 54.3333
|  |  |  | 2001-10-08 | 1008 | 10 | 08 | 55.4167 | 56.8333
|  |  |  | 2001-10-09 | 1009 | 10 | 09 | 48.375 | 51.0833
|  |  |  | 2001-10-10 | 1010 | 10 | 10 | 38.2083 | 55.625
|  |  |  | 2001-10-11 | 1011 | 10 | 11 | 43.125 | 57.4583
|  |  |  | 2001-10-12 | 1012 | 10 | 12 | 52.25 | 60.6667
|  |  |  | 2001-10-13 | 1013 | 10 | 13 | 57.75 | 61.5417
|  |  |  | 2001-10-14 | 1014 | 10 | 14 | 56.9167 | 51.7917
|  |  |  | 2001-10-15 | 1015 | 10 | 15 | 42.9167 | 42.8333
|  |  |  | 2001-10-16 | 1016 | 10 | 16 | 44.9583 | 44.2083
|  |  |  | 2001-10-17 | 1017 | 10 | 17 | 43.5833 | 44
|  |  |  | 2001-10-18 | 1018 | 10 | 18 | 42.8333 | 44.3333
|  |  |  | 2001-10-19 | 1019 | 10 | 19 | 43.375 | 45.875
|  |  |  | 2001-10-20 | 1020 | 10 | 20 | 47.4167 | 59.2083
|  |  |  | 2001-10-21 | 1021 | 10 | 21 | 52.125 | 44.25
|  |  |  | 2001-10-22 | 1022 | 10 | 22 | 53.7917 | 34.125
|  |  |  | 2001-10-23 | 1023 | 10 | 23 | 55.6667 | 25.6667
|  |  |  | 2001-10-24 | 1024 | 10 | 24 | 43.2917 | 34.5833
|  |  |  | 2001-10-25 | 1025 | 10 | 25 | 43.375 | 45.625
|  |  |  | 2001-10-26 | 1026 | 10 | 26 | 47.5833 | 48.0833
|  |  |  | 2001-10-27 | 1027 | 10 | 27 | 51.875 | 41.75
|  |  |  | 2001-10-28 | 1028 | 10 | 28 | 51.5 | 35.5
|  |  |  | 2001-10-29 | 1029 | 10 | 29 | 55.1667 | 35.6667
|  |  |  | 2001-10-30 | 1030 | 10 | 30 | 42.0417 | 40.4583
|  |  |  | 2001-10-31 | 1031 | 10 | 31 | 38.0833 | 43.3333
|  |  |  | 2001-11-01 | 1101 | 11 | 01 | 37.3333 | 47.5417
|  |  |  | 2001-11-02 | 1102 | 11 | 02 | 35.875 | 41.875
|  |  |  | 2001-11-03 | 1103 | 11 | 03 | 39.4583 | 38.9583
|  |  |  | 2001-11-04 | 1104 | 11 | 04 | 49 | 39.125
|  |  |  | 2001-11-05 | 1105 | 11 | 05 | 55.625 | 30.6667
|  |  |  | 2001-11-06 | 1106 | 11 | 06 | 46.75 | 39.625
|  |  |  | 2001-11-07 | 1107 | 11 | 07 | 35.4167 | 40.8333
|  |  |  | 2001-11-08 | 1108 | 11 | 08 | 38.4583 | 52.5417
|  |  |  | 2001-11-09 | 1109 | 11 | 09 | 39.0417 | 52
|  |  |  | 2001-11-10 | 1110 | 11 | 10 | 45.0833 | 32.1667
|  |  |  | 2001-11-11 | 1111 | 11 | 11 | 37.0417 | 31.9583
|  |  |  | 2001-11-12 | 1112 | 11 | 12 | 35.5833 | 34.125
|  |  |  | 2001-11-13 | 1113 | 11 | 13 | 42.5 | 22.9583
|  |  |  | 2001-11-14 | 1114 | 11 | 14 | 44 | 20.3333
|  |  |  | 2001-11-15 | 1115 | 11 | 15 | 40.6667 | 30.7083
|  |  |  | 2001-11-16 | 1116 | 11 | 16 | 49.9167 | 37.625
|  |  |  | 2001-11-17 | 1117 | 11 | 17 | 42.9167 | 40.125
|  |  |  | 2001-11-18 | 1118 | 11 | 18 | 34.5833 | 35.375
|  |  |  | 2001-11-19 | 1119 | 11 | 19 | 33.5833 | 21.5417
|  |  |  | 2001-11-20 | 1120 | 11 | 20 | 41.25 | 24.5417
|  |  |  | 2001-11-21 | 1121 | 11 | 21 | 32.5417 | 30.6667
|  |  |  | 2001-11-22 | 1122 | 11 | 22 | 31.2917 | 30.125
|  |  |  | 2001-11-23 | 1123 | 11 | 23 | 29.9583 | 37.5
|  |  |  | 2001-11-24 | 1124 | 11 | 24 | 29.9583 | 39.4583
|  |  |  | 2001-11-25 | 1125 | 11 | 25 | 36.4167 | 38.4583
|  |  |  | 2001-11-26 | 1126 | 11 | 26 | 45.75 | 42.0833
|  |  |  | 2001-11-27 | 1127 | 11 | 27 | 54.4583 | 37.0833
|  |  |  | 2001-11-28 | 1128 | 11 | 28 | 37.4167 | 37.2083
|  |  |  | 2001-11-29 | 1129 | 11 | 29 | 32.9167 | 37.1667
|  |  |  | 2001-11-30 | 1130 | 11 | 30 | 36.9583 | 26.25
|  |  |  | 2001-12-01 | 1201 | 12 | 01 | 31.2917 | 27.5417
|  |  |  | 2001-12-02 | 1202 | 12 | 02 | 29.8333 | 38.8333
|  |  |  | 2001-12-03 | 1203 | 12 | 03 | 28.0833 | 33.5
|  |  |  | 2001-12-04 | 1204 | 12 | 04 | 43.9583 | 33.5
|  |  |  | 2001-12-05 | 1205 | 12 | 05 | 35.1667 | 30.75
|  |  |  | 2001-12-06 | 1206 | 12 | 06 | 38.7917 | 23.5
|  |  |  | 2001-12-07 | 1207 | 12 | 07 | 39.4583 | 32.4167
|  |  |  | 2001-12-08 | 1208 | 12 | 08 | 44.4583 | 31.7917
|  |  |  | 2001-12-09 | 1209 | 12 | 09 | 27.5417 | 21.2917
|  |  |  | 2001-12-10 | 1210 | 12 | 10 | 16.0417 | 18.7083
|  |  |  | 2001-12-11 | 1211 | 12 | 11 | 17.3333 | 23.8333
|  |  |  | 2001-12-12 | 1212 | 12 | 12 | 27.375 | 25.5833
|  |  |  | 2001-12-13 | 1213 | 12 | 13 | 32.875 | 23.5833
|  |  |  | 2001-12-14 | 1214 | 12 | 14 | 26 | 25.1667
|  |  |  | 2001-12-15 | 1215 | 12 | 15 | 31.4583 | 28.7917
|  |  |  | 2001-12-16 | 1216 | 12 | 16 | 36.2917 | 26.9167
|  |  |  | 2001-12-17 | 1217 | 12 | 17 | 30.2917 | 24.0417
|  |  |  | 2001-12-18 | 1218 | 12 | 18 | 19.6667 | 20.125
|  |  |  | 2001-12-19 | 1219 | 12 | 19 | 13.625 | 12.4583
|  |  |  | 2001-12-20 | 1220 | 12 | 20 | 22.75 | 11.5417
|  |  |  | 2001-12-21 | 1221 | 12 | 21 | 31.4583 | 17.75
|  |  |  | 2001-12-22 | 1222 | 12 | 22 | 27.75 | 28.4167
|  |  |  | 2001-12-23 | 1223 | 12 | 23 | 30.2083 | 37.4583
|  |  |  | 2001-12-24 | 1224 | 12 | 24 | 26.9583 | 32.5833
|  |  |  | 2001-12-25 | 1225 | 12 | 25 | 27.9167 | 28.9583
|  |  |  | 2001-12-26 | 1226 | 12 | 26 | 23.875 | 27.375
|  |  |  | 2001-12-27 | 1227 | 12 | 27 | 21.4583 | 29.7083
|  |  |  | 2001-12-28 | 1228 | 12 | 28 | 16.9167 | 33
|  |  |  | 2001-12-29 | 1229 | 12 | 29 | 13.6667 | 28.8333
|  |  |  | 2001-12-30 | 1230 | 12 | 30 | 24.625 | 22.7083
|  |  |  | 2001-12-31 | 1231 | 12 | 31 | 33.5417 | 25.875
Note on I2: Owner: Module 2, Line 237

## Massena (hidden)
| Typical Year Summary | [7 empty] | Daily Temp TMY3 | Daily Temp TMY2 | HDD | CDD
| Month | Average | HDD | CDD | 2001-01-01 | 0101 | 01 | 01 | 22.0833 | 9.25 | 55.75 | 0
| 1 |  | 1549.875 | 0 | 2001-01-02 | 0102 | 01 | 02 | 25.625 | 4.9167 | 60.0833 | 0
| 2 |  | 1351.875 | 0 | 2001-01-03 | 0103 | 01 | 03 | 13.9583 | 25.4167 | 39.5833 | 0
| 3 |  | 1172.9583 | 0 | 2001-01-04 | 0104 | 01 | 04 | 6.9583 | 0.375 | 64.625 | 0
| 4 |  | 675.0417 | 0 | 2001-01-05 | 0105 | 01 | 05 | 13.75 | 3.6667 | 61.3333 | 0
| 5 |  | 323.9167 | 16.7083 | 2001-01-06 | 0106 | 01 | 06 | 14.125 | 12.9583 | 52.0417 | 0
| 6 |  | 87 | 26.6667 | 2001-01-07 | 0107 | 01 | 07 | -2.7083 | 32.2917 | 32.7083 | 0
| 7 |  | 17.5 | 27 | 2001-01-08 | 0108 | 01 | 08 | 0.58333 | 31.75 | 33.25 | 0
| 8 |  | 37.0417 | 45.7917 | 2001-01-09 | 0109 | 01 | 09 | 29.1667 | 20.5833 | 44.4167 | 0
| 9 |  | 267.8333 | 4.3333 | 2001-01-10 | 0110 | 01 | 10 | 27.6667 | 8.4167 | 56.5833 | 0
| 10 |  | 567.7083 | 0 | 2001-01-11 | 0111 | 01 | 11 | 21.5833 | 12.875 | 52.125 | 0
| 11 |  | 905.875 | 0 | 2001-01-12 | 0112 | 01 | 12 | 39.1667 | 18.2917 | 46.7083 | 0
| 12 |  | 1341 | 0 | 2001-01-13 | 0113 | 01 | 13 | 13.0417 | 16.875 | 48.125 | 0
[5 empty] | 2001-01-14 | 0114 | 01 | 14 | -9.0417 | 32.0833 | 32.9167 | 0
|  | Slope | 23.957 | 1295.0031 | 2001-01-15 | 0115 | 01 | 15 | -2.2083 | 34.25 | 30.75 | 0
|  | Intercept | -415.549 | 81871.0101 | 2001-01-16 | 0116 | 01 | 16 | 9.6667 | 19.25 | 45.75 | 0
[5 empty] | 2001-01-17 | 0117 | 01 | 17 | 28.8333 | 8.0833 | 56.9167 | 0
[5 empty] | 2001-01-18 | 0118 | 01 | 18 | 40.7917 | 7.7083 | 57.2917 | 0
[5 empty] | 2001-01-19 | 0119 | 01 | 19 | 37.2083 | 7.5 | 57.5 | 0
[5 empty] | 2001-01-20 | 0120 | 01 | 20 | 35.2083 | 8.6667 | 56.3333 | 0
[5 empty] | 2001-01-21 | 0121 | 01 | 21 | 28.7917 | 14.4583 | 50.5417 | 0
[5 empty] | 2001-01-22 | 0122 | 01 | 22 | 30.4583 | 32.25 | 32.75 | 0
[5 empty] | 2001-01-23 | 0123 | 01 | 23 | 10.7083 | 19.7917 | 45.2083 | 0
[5 empty] | 2001-01-24 | 0124 | 01 | 24 | 8.4583 | 27.125 | 37.875 | 0
[5 empty] | 2001-01-25 | 0125 | 01 | 25 | 18.375 | 33.6667 | 31.3333 | 0
[5 empty] | 2001-01-26 | 0126 | 01 | 26 | 33.75 | 16.375 | 48.625 | 0
[5 empty] | 2001-01-27 | 0127 | 01 | 27 | 8.8333 | 15.75 | 49.25 | 0
[5 empty] | 2001-01-28 | 0128 | 01 | 28 | -1.625 | 1.5833 | 63.4167 | 0
[5 empty] | 2001-01-29 | 0129 | 01 | 29 | 4.125 | -5.25 | 70.25 | 0
[5 empty] | 2001-01-30 | 0130 | 01 | 30 | 15.4167 | 1.9167 | 63.0833 | 0
[5 empty] | 2001-01-31 | 0131 | 01 | 31 | 14.625 | -7.75 | 72.75 | 0
[5 empty] | 2001-02-01 | 0201 | 02 | 01 | 41.6667 | 15.7917 | 49.2083 | 0
[5 empty] | 2001-02-02 | 0202 | 02 | 02 | 18.4583 | 14.375 | 50.625 | 0
[5 empty] | 2001-02-03 | 0203 | 02 | 03 | 3.0417 | 11.1667 | 53.8333 | 0
[5 empty] | 2001-02-04 | 0204 | 02 | 04 | 11.2917 | 18.9167 | 46.0833 | 0
[5 empty] | 2001-02-05 | 0205 | 02 | 05 | -3.7917 | 12.6667 | 52.3333 | 0
[5 empty] | 2001-02-06 | 0206 | 02 | 06 | -1 | 1.2917 | 63.7083 | 0
[5 empty] | 2001-02-07 | 0207 | 02 | 07 | 5.9583 | -0.29167 | 65.2917 | 0
[5 empty] | 2001-02-08 | 0208 | 02 | 08 | 11.0833 | 7.5417 | 57.4583 | 0
[5 empty] | 2001-02-09 | 0209 | 02 | 09 | 9.125 | 18.625 | 46.375 | 0
[5 empty] | 2001-02-10 | 0210 | 02 | 10 | 13.5417 | 33.5 | 31.5 | 0
[5 empty] | 2001-02-11 | 0211 | 02 | 11 | 3.125 | 41.3333 | 23.6667 | 0
[5 empty] | 2001-02-12 | 0212 | 02 | 12 | 20.4167 | 33.7083 | 31.2917 | 0
[5 empty] | 2001-02-13 | 0213 | 02 | 13 | 16.2083 | 30.375 | 34.625 | 0
[5 empty] | 2001-02-14 | 0214 | 02 | 14 | 18.9583 | 27 | 38 | 0
[5 empty] | 2001-02-15 | 0215 | 02 | 15 | 33.9583 | 15.9583 | 49.0417 | 0
[5 empty] | 2001-02-16 | 0216 | 02 | 16 | 19.875 | 20.5417 | 44.4583 | 0
[5 empty] | 2001-02-17 | 0217 | 02 | 17 | 29.75 | 16.7083 | 48.2917 | 0
[5 empty] | 2001-02-18 | 0218 | 02 | 18 | 32.5833 | 4.5417 | 60.4583 | 0
[5 empty] | 2001-02-19 | 0219 | 02 | 19 | 35.0833 | -8.4167 | 73.4167 | 0
[5 empty] | 2001-02-20 | 0220 | 02 | 20 | 37.2917 | -7.3333 | 72.3333 | 0
[5 empty] | 2001-02-21 | 0221 | 02 | 21 | 5.625 | 5.4167 | 59.5833 | 0
[5 empty] | 2001-02-22 | 0222 | 02 | 22 | 34.5833 | 16.875 | 48.125 | 0
[5 empty] | 2001-02-23 | 0223 | 02 | 23 | 34.0417 | 18.6667 | 46.3333 | 0
[5 empty] | 2001-02-24 | 0224 | 02 | 24 | 22.5417 | 14 | 51 | 0
[5 empty] | 2001-02-25 | 0225 | 02 | 25 | 21.5417 | 21.0417 | 43.9583 | 0
[5 empty] | 2001-02-26 | 0226 | 02 | 26 | 21.125 | 28.75 | 36.25 | 0
[5 empty] | 2001-02-27 | 0227 | 02 | 27 | 20.75 | 26.6667 | 38.3333 | 0
[5 empty] | 2001-02-28 | 0228 | 02 | 28 | 22.1667 | 28.7083 | 36.2917 | 0
[5 empty] | 2001-03-01 | 0301 | 03 | 01 | 42.4583 | 29.2917 | 35.7083 | 0
[5 empty] | 2001-03-02 | 0302 | 03 | 02 | 35.4167 | 32.0833 | 32.9167 | 0
[5 empty] | 2001-03-03 | 0303 | 03 | 03 | 14.9583 | 43 | 22 | 0
[5 empty] | 2001-03-04 | 0304 | 03 | 04 | 6.6667 | 30.25 | 34.75 | 0
[5 empty] | 2001-03-05 | 0305 | 03 | 05 | 24 | 23.0833 | 41.9167 | 0
[5 empty] | 2001-03-06 | 0306 | 03 | 06 | 13.125 | 27.375 | 37.625 | 0
[5 empty] | 2001-03-07 | 0307 | 03 | 07 | 25.2083 | 32.1667 | 32.8333 | 0
[5 empty] | 2001-03-08 | 0308 | 03 | 08 | 37.2917 | 23.4583 | 41.5417 | 0
[5 empty] | 2001-03-09 | 0309 | 03 | 09 | 34.1667 | 21.5 | 43.5 | 0
[5 empty] | 2001-03-10 | 0310 | 03 | 10 | 36.0833 | 11.5833 | 53.4167 | 0
[5 empty] | 2001-03-11 | 0311 | 03 | 11 | 42.125 | 8.25 | 56.75 | 0
[5 empty] | 2001-03-12 | 0312 | 03 | 12 | 39.125 | 17.875 | 47.125 | 0
[5 empty] | 2001-03-13 | 0313 | 03 | 13 | 39.0417 | 22.2917 | 42.7083 | 0
[5 empty] | 2001-03-14 | 0314 | 03 | 14 | 36.2917 | 29.2083 | 35.7917 | 0
[5 empty] | 2001-03-15 | 0315 | 03 | 15 | 22.9583 | 34.125 | 30.875 | 0
[5 empty] | 2001-03-16 | 0316 | 03 | 16 | 22.375 | 17.7917 | 47.2083 | 0
[5 empty] | 2001-03-17 | 0317 | 03 | 17 | 19.4583 | 5.625 | 59.375 | 0
[5 empty] | 2001-03-18 | 0318 | 03 | 18 | 11.6667 | 17.2917 | 47.7083 | 0
[5 empty] | 2001-03-19 | 0319 | 03 | 19 | 28.0417 | 27.0833 | 37.9167 | 0
[5 empty] | 2001-03-20 | 0320 | 03 | 20 | 32.875 | 24.5 | 40.5 | 0
[5 empty] | 2001-03-21 | 0321 | 03 | 21 | 19 | 19.3333 | 45.6667 | 0
[5 empty] | 2001-03-22 | 0322 | 03 | 22 | 25.9583 | 25.9583 | 39.0417 | 0
[5 empty] | 2001-03-23 | 0323 | 03 | 23 | 33.625 | 33.5417 | 31.4583 | 0
[5 empty] | 2001-03-24 | 0324 | 03 | 24 | 31.875 | 37.6667 | 27.3333 | 0
[5 empty] | 2001-03-25 | 0325 | 03 | 25 | 27.125 | 33.125 | 31.875 | 0
[5 empty] | 2001-03-26 | 0326 | 03 | 26 | 32.8333 | 32.7083 | 32.2917 | 0
[5 empty] | 2001-03-27 | 0327 | 03 | 27 | 52 | 39.8333 | 25.1667 | 0
[5 empty] | 2001-03-28 | 0328 | 03 | 28 | 48.2917 | 46.0833 | 18.9167 | 0
[5 empty] | 2001-03-29 | 0329 | 03 | 29 | 44.3333 | 35.9167 | 29.0833 | 0
[5 empty] | 2001-03-30 | 0330 | 03 | 30 | 37.125 | 29.5 | 35.5 | 0
[5 empty] | 2001-03-31 | 0331 | 03 | 31 | 30.4583 | 30.5417 | 34.4583 | 0
[5 empty] | 2001-04-01 | 0401 | 04 | 01 | 36.9583 | 30.7917 | 34.2083 | 0
[5 empty] | 2001-04-02 | 0402 | 04 | 02 | 36.4583 | 32.1667 | 32.8333 | 0
[5 empty] | 2001-04-03 | 0403 | 04 | 03 | 36.0417 | 26.5833 | 38.4167 | 0
[5 empty] | 2001-04-04 | 0404 | 04 | 04 | 41.375 | 40.9167 | 24.0833 | 0
[5 empty] | 2001-04-05 | 0405 | 04 | 05 | 39.375 | 36.7917 | 28.2083 | 0
[5 empty] | 2001-04-06 | 0406 | 04 | 06 | 45.375 | 37.75 | 27.25 | 0
[5 empty] | 2001-04-07 | 0407 | 04 | 07 | 41.5417 | 43.375 | 21.625 | 0
[5 empty] | 2001-04-08 | 0408 | 04 | 08 | 35.4583 | 34.9583 | 30.0417 | 0
[5 empty] | 2001-04-09 | 0409 | 04 | 09 | 27.2083 | 41.75 | 23.25 | 0
[5 empty] | 2001-04-10 | 0410 | 04 | 10 | 29.875 | 53.5 | 11.5 | 0
[5 empty] | 2001-04-11 | 0411 | 04 | 11 | 39.0833 | 37.2083 | 27.7917 | 0
[5 empty] | 2001-04-12 | 0412 | 04 | 12 | 36.7917 | 38.0833 | 26.9167 | 0
[5 empty] | 2001-04-13 | 0413 | 04 | 13 | 34.0417 | 47.9167 | 17.0833 | 0
[5 empty] | 2001-04-14 | 0414 | 04 | 14 | 46.0417 | 53.0833 | 11.9167 | 0
[5 empty] | 2001-04-15 | 0415 | 04 | 15 | 64.75 | 56.75 | 8.25 | 0
[5 empty] | 2001-04-16 | 0416 | 04 | 16 | 55.3333 | 57.375 | 7.625 | 0
[5 empty] | 2001-04-17 | 0417 | 04 | 17 | 30 | 53.75 | 11.25 | 0
[5 empty] | 2001-04-18 | 0418 | 04 | 18 | 35.7917 | 39.75 | 25.25 | 0
[5 empty] | 2001-04-19 | 0419 | 04 | 19 | 41.625 | 35.75 | 29.25 | 0
[5 empty] | 2001-04-20 | 0420 | 04 | 20 | 49.6667 | 38.4167 | 26.5833 | 0
[5 empty] | 2001-04-21 | 0421 | 04 | 21 | 58.1667 | 47.1667 | 17.8333 | 0
[5 empty] | 2001-04-22 | 0422 | 04 | 22 | 56.625 | 47.0833 | 17.9167 | 0
[5 empty] | 2001-04-23 | 0423 | 04 | 23 | 54.625 | 40.7083 | 24.2917 | 0
[5 empty] | 2001-04-24 | 0424 | 04 | 24 | 53.1667 | 40.875 | 24.125 | 0
[5 empty] | 2001-04-25 | 0425 | 04 | 25 | 54.75 | 47.8333 | 17.1667 | 0
[5 empty] | 2001-04-26 | 0426 | 04 | 26 | 55.5417 | 43.4583 | 21.5417 | 0
[5 empty] | 2001-04-27 | 0427 | 04 | 27 | 47 | 46.4583 | 18.5417 | 0
[5 empty] | 2001-04-28 | 0428 | 04 | 28 | 45.9583 | 39.8333 | 25.1667 | 0
[5 empty] | 2001-04-29 | 0429 | 04 | 29 | 50.5 | 41.75 | 23.25 | 0
[5 empty] | 2001-04-30 | 0430 | 04 | 30 | 61.2083 | 43.125 | 21.875 | 0
[5 empty] | 2001-05-01 | 0501 | 05 | 01 | 51.375 | 44.0833 | 20.9167 | 0
[5 empty] | 2001-05-02 | 0502 | 05 | 02 | 53.2083 | 43.0833 | 21.9167 | 0
[5 empty] | 2001-05-03 | 0503 | 05 | 03 | 57.1667 | 43.2917 | 21.7083 | 0
[5 empty] | 2001-05-04 | 0504 | 05 | 04 | 57.0417 | 44.625 | 20.375 | 0
[5 empty] | 2001-05-05 | 0505 | 05 | 05 | 58.0833 | 48.875 | 16.125 | 0
[5 empty] | 2001-05-06 | 0506 | 05 | 06 | 48.4167 | 48.9167 | 16.0833 | 0
[5 empty] | 2001-05-07 | 0507 | 05 | 07 | 43.625 | 50.5417 | 14.4583 | 0
[5 empty] | 2001-05-08 | 0508 | 05 | 08 | 50.5833 | 50.0417 | 14.9583 | 0
[5 empty] | 2001-05-09 | 0509 | 05 | 09 | 56.8333 | 60.0417 | 4.9583 | 0
[5 empty] | 2001-05-10 | 0510 | 05 | 10 | 56.2917 | 60 | 5 | 0
[5 empty] | 2001-05-11 | 0511 | 05 | 11 | 53.7083 | 53.4583 | 11.5417 | 0
[5 empty] | 2001-05-12 | 0512 | 05 | 12 | 55.5833 | 52.9583 | 12.0417 | 0
[5 empty] | 2001-05-13 | 0513 | 05 | 13 | 59.9167 | 51.7917 | 13.2083 | 0
[5 empty] | 2001-05-14 | 0514 | 05 | 14 | 63.3333 | 65.1667 | 0 | 0
[5 empty] | 2001-05-15 | 0515 | 05 | 15 | 55.0833 | 48.9583 | 16.0417 | 0
[5 empty] | 2001-05-16 | 0516 | 05 | 16 | 54.9167 | 48.125 | 16.875 | 0
[5 empty] | 2001-05-17 | 0517 | 05 | 17 | 54.75 | 54.75 | 10.25 | 0
[5 empty] | 2001-05-18 | 0518 | 05 | 18 | 54 | 50.1667 | 14.8333 | 0
[5 empty] | 2001-05-19 | 0519 | 05 | 19 | 56.3333 | 50.7917 | 14.2083 | 0
[5 empty] | 2001-05-20 | 0520 | 05 | 20 | 56.375 | 55.0833 | 9.9167 | 0
[5 empty] | 2001-05-21 | 0521 | 05 | 21 | 63.4583 | 62.0417 | 2.9583 | 0
[5 empty] | 2001-05-22 | 0522 | 05 | 22 | 56.625 | 67.7917 | 0 | 0
[5 empty] | 2001-05-23 | 0523 | 05 | 23 | 61.5833 | 50.5417 | 14.4583 | 0
[5 empty] | 2001-05-24 | 0524 | 05 | 24 | 59.9583 | 51.1667 | 13.8333 | 0
[5 empty] | 2001-05-25 | 0525 | 05 | 25 | 60.0417 | 53.875 | 11.125 | 0
[5 empty] | 2001-05-26 | 0526 | 05 | 26 | 63.2083 | 59.5833 | 5.4167 | 0
[5 empty] | 2001-05-27 | 0527 | 05 | 27 | 59.375 | 64.2917 | 0.70833 | 0
[5 empty] | 2001-05-28 | 0528 | 05 | 28 | 60.0417 | 70.5833 | 0 | 0.58333
[5 empty] | 2001-05-29 | 0529 | 05 | 29 | 64.8333 | 75.9167 | 0 | 5.9167
[5 empty] | 2001-05-30 | 0530 | 05 | 30 | 66.5833 | 78.7917 | 0 | 8.7917
[5 empty] | 2001-05-31 | 0531 | 05 | 31 | 69.6667 | 71.4167 | 0 | 1.4167
[5 empty] | 2001-06-01 | 0601 | 06 | 01 | 59.7083 | 64.375 | 0.625 | 0
[5 empty] | 2001-06-02 | 0602 | 06 | 02 | 64.1667 | 69.0833 | 0 | 0
[5 empty] | 2001-06-03 | 0603 | 06 | 03 | 65.0417 | 61 | 4 | 0
[5 empty] | 2001-06-04 | 0604 | 06 | 04 | 66.2917 | 58.25 | 6.75 | 0
[5 empty] | 2001-06-05 | 0605 | 06 | 05 | 69.5 | 52.75 | 12.25 | 0
[5 empty] | 2001-06-06 | 0606 | 06 | 06 | 68.4583 | 58.1667 | 6.8333 | 0
[5 empty] | 2001-06-07 | 0607 | 06 | 07 | 57 | 66.375 | 0 | 0
[5 empty] | 2001-06-08 | 0608 | 06 | 08 | 61.375 | 66.7083 | 0 | 0
[5 empty] | 2001-06-09 | 0609 | 06 | 09 | 63.9583 | 58.5 | 6.5 | 0
[5 empty] | 2001-06-10 | 0610 | 06 | 10 | 60.5417 | 54.5833 | 10.4167 | 0
[5 empty] | 2001-06-11 | 0611 | 06 | 11 | 63 | 71.7083 | 0 | 1.7083
[5 empty] | 2001-06-12 | 0612 | 06 | 12 | 60.9167 | 77.7917 | 0 | 7.7917
[5 empty] | 2001-06-13 | 0613 | 06 | 13 | 65.5833 | 54.3333 | 10.6667 | 0
[5 empty] | 2001-06-14 | 0614 | 06 | 14 | 66.5833 | 52.4167 | 12.5833 | 0
[5 empty] | 2001-06-15 | 0615 | 06 | 15 | 74.625 | 55.75 | 9.25 | 0
[5 empty] | 2001-06-16 | 0616 | 06 | 16 | 80.125 | 63.5417 | 1.4583 | 0
[5 empty] | 2001-06-17 | 0617 | 06 | 17 | 68.1667 | 70.4583 | 0 | 0.45833
[5 empty] | 2001-06-18 | 0618 | 06 | 18 | 68.4583 | 72.875 | 0 | 2.875
[5 empty] | 2001-06-19 | 0619 | 06 | 19 | 71.75 | 67.75 | 0 | 0
[5 empty] | 2001-06-20 | 0620 | 06 | 20 | 66.7917 | 66.9583 | 0 | 0
[5 empty] | 2001-06-21 | 0621 | 06 | 21 | 64.5417 | 67.6667 | 0 | 0
[5 empty] | 2001-06-22 | 0622 | 06 | 22 | 61.25 | 65.9583 | 0 | 0
[5 empty] | 2001-06-23 | 0623 | 06 | 23 | 62.1667 | 60.1667 | 4.8333 | 0
[5 empty] | 2001-06-24 | 0624 | 06 | 24 | 62.4167 | 64.1667 | 0.83333 | 0
[5 empty] | 2001-06-25 | 0625 | 06 | 25 | 70.5417 | 68.7083 | 0 | 0
[5 empty] | 2001-06-26 | 0626 | 06 | 26 | 57 | 71.25 | 0 | 1.25
[5 empty] | 2001-06-27 | 0627 | 06 | 27 | 64.4167 | 76.6667 | 0 | 6.6667
[5 empty] | 2001-06-28 | 0628 | 06 | 28 | 66.9583 | 74.2083 | 0 | 4.2083
[5 empty] | 2001-06-29 | 0629 | 06 | 29 | 71.6667 | 71.7083 | 0 | 1.7083
[5 empty] | 2001-06-30 | 0630 | 06 | 30 | 73.875 | 65.5833 | 0 | 0
[5 empty] | 2001-07-01 | 0701 | 07 | 01 | 62.0417 | 73.9583 | 0 | 3.9583
[5 empty] | 2001-07-02 | 0702 | 07 | 02 | 65.25 | 66.125 | 0 | 0
[5 empty] | 2001-07-03 | 0703 | 07 | 03 | 70.8333 | 60.375 | 4.625 | 0
[5 empty] | 2001-07-04 | 0704 | 07 | 04 | 74.3333 | 64.875 | 0.125 | 0
[5 empty] | 2001-07-05 | 0705 | 07 | 05 | 64.4583 | 73.5833 | 0 | 3.5833
[5 empty] | 2001-07-06 | 0706 | 07 | 06 | 59.7917 | 70.7917 | 0 | 0.79167
[5 empty] | 2001-07-07 | 0707 | 07 | 07 | 61.9583 | 71.4167 | 0 | 1.4167
[5 empty] | 2001-07-08 | 0708 | 07 | 08 | 69.375 | 69.9167 | 0 | 0
[5 empty] | 2001-07-09 | 0709 | 07 | 09 | 74 | 76.2917 | 0 | 6.2917
[5 empty] | 2001-07-10 | 0710 | 07 | 10 | 67.75 | 69.7083 | 0 | 0
[5 empty] | 2001-07-11 | 0711 | 07 | 11 | 63.125 | 63.0417 | 1.9583 | 0
[5 empty] | 2001-07-12 | 0712 | 07 | 12 | 61.125 | 61.7917 | 3.2083 | 0
[5 empty] | 2001-07-13 | 0713 | 07 | 13 | 63.2917 | 62.8333 | 2.1667 | 0
[5 empty] | 2001-07-14 | 0714 | 07 | 14 | 67 | 65.2917 | 0 | 0
[5 empty] | 2001-07-15 | 0715 | 07 | 15 | 74.9583 | 69.25 | 0 | 0
[5 empty] | 2001-07-16 | 0716 | 07 | 16 | 73 | 68.9167 | 0 | 0
[5 empty] | 2001-07-17 | 0717 | 07 | 17 | 74.3333 | 68.2917 | 0 | 0
[5 empty] | 2001-07-18 | 0718 | 07 | 18 | 78.75 | 64.0417 | 0.95833 | 0
[5 empty] | 2001-07-19 | 0719 | 07 | 19 | 75.9583 | 64 | 1 | 0
[5 empty] | 2001-07-20 | 0720 | 07 | 20 | 68.3333 | 63.2083 | 1.7917 | 0
[5 empty] | 2001-07-21 | 0721 | 07 | 21 | 72.2917 | 67.2917 | 0 | 0
[5 empty] | 2001-07-22 | 0722 | 07 | 22 | 70.5833 | 70.5833 | 0 | 0.58333
[5 empty] | 2001-07-23 | 0723 | 07 | 23 | 65.875 | 76.1667 | 0 | 6.1667
[5 empty] | 2001-07-24 | 0724 | 07 | 24 | 71.2083 | 69.4167 | 0 | 0
[5 empty] | 2001-07-25 | 0725 | 07 | 25 | 70.4583 | 71.1667 | 0 | 1.1667
[5 empty] | 2001-07-26 | 0726 | 07 | 26 | 72.5833 | 73.0417 | 0 | 3.0417
[5 empty] | 2001-07-27 | 0727 | 07 | 27 | 73.2917 | 66.9167 | 0 | 0
[5 empty] | 2001-07-28 | 0728 | 07 | 28 | 74.2083 | 63.5417 | 1.4583 | 0
[5 empty] | 2001-07-29 | 0729 | 07 | 29 | 76.2917 | 65.625 | 0 | 0
[5 empty] | 2001-07-30 | 0730 | 07 | 30 | 77.6667 | 67 | 0 | 0
[5 empty] | 2001-07-31 | 0731 | 07 | 31 | 63.7917 | 64.7917 | 0.20833 | 0
[5 empty] | 2001-08-01 | 0801 | 08 | 01 | 69.625 | 69.75 | 0 | 0
[5 empty] | 2001-08-02 | 0802 | 08 | 02 | 73.4583 | 73.4583 | 0 | 3.4583
[5 empty] | 2001-08-03 | 0803 | 08 | 03 | 71.2917 | 71.2917 | 0 | 1.2917
[5 empty] | 2001-08-04 | 0804 | 08 | 04 | 66.0417 | 66.0417 | 0 | 0
[5 empty] | 2001-08-05 | 0805 | 08 | 05 | 68.0417 | 68.0417 | 0 | 0
[5 empty] | 2001-08-06 | 0806 | 08 | 06 | 72 | 72 | 0 | 2
[5 empty] | 2001-08-07 | 0807 | 08 | 07 | 71.2917 | 71.2917 | 0 | 1.2917
[5 empty] | 2001-08-08 | 0808 | 08 | 08 | 73.2917 | 73.2917 | 0 | 3.2917
[5 empty] | 2001-08-09 | 0809 | 08 | 09 | 71.4167 | 71.4167 | 0 | 1.4167
[5 empty] | 2001-08-10 | 0810 | 08 | 10 | 67.4167 | 67.4167 | 0 | 0
[5 empty] | 2001-08-11 | 0811 | 08 | 11 | 66.7917 | 66.7917 | 0 | 0
[5 empty] | 2001-08-12 | 0812 | 08 | 12 | 68.875 | 68.875 | 0 | 0
[5 empty] | 2001-08-13 | 0813 | 08 | 13 | 74.5417 | 74.5417 | 0 | 4.5417
[5 empty] | 2001-08-14 | 0814 | 08 | 14 | 76.8333 | 76.8333 | 0 | 6.8333
[5 empty] | 2001-08-15 | 0815 | 08 | 15 | 80 | 80 | 0 | 10
[5 empty] | 2001-08-16 | 0816 | 08 | 16 | 76.75 | 76.75 | 0 | 6.75
[5 empty] | 2001-08-17 | 0817 | 08 | 17 | 72.875 | 72.875 | 0 | 2.875
[5 empty] | 2001-08-18 | 0818 | 08 | 18 | 67.5833 | 67.5833 | 0 | 0
[5 empty] | 2001-08-19 | 0819 | 08 | 19 | 72.0417 | 72.0417 | 0 | 2.0417
[5 empty] | 2001-08-20 | 0820 | 08 | 20 | 66.2083 | 66.2083 | 0 | 0
[5 empty] | 2001-08-21 | 0821 | 08 | 21 | 62 | 62 | 3 | 0
[5 empty] | 2001-08-22 | 0822 | 08 | 22 | 66.2083 | 66.2083 | 0 | 0
[5 empty] | 2001-08-23 | 0823 | 08 | 23 | 66.4583 | 66.4583 | 0 | 0
[5 empty] | 2001-08-24 | 0824 | 08 | 24 | 55.2083 | 55.2083 | 9.7917 | 0
[5 empty] | 2001-08-25 | 0825 | 08 | 25 | 58.5833 | 58.5833 | 6.4167 | 0
[5 empty] | 2001-08-26 | 0826 | 08 | 26 | 60.75 | 60.75 | 4.25 | 0
[5 empty] | 2001-08-27 | 0827 | 08 | 27 | 57.4167 | 57.4167 | 7.5833 | 0
[5 empty] | 2001-08-28 | 0828 | 08 | 28 | 63.2917 | 63.2917 | 1.7083 | 0
[5 empty] | 2001-08-29 | 0829 | 08 | 29 | 68.875 | 68.875 | 0 | 0
[5 empty] | 2001-08-30 | 0830 | 08 | 30 | 66.4583 | 66.4583 | 0 | 0
[5 empty] | 2001-08-31 | 0831 | 08 | 31 | 61.9583 | 60.7083 | 4.2917 | 0
[5 empty] | 2001-09-01 | 0901 | 09 | 01 | 74.2917 | 59.8333 | 5.1667 | 0
[5 empty] | 2001-09-02 | 0902 | 09 | 02 | 72.0417 | 57.5833 | 7.4167 | 0
[5 empty] | 2001-09-03 | 0903 | 09 | 03 | 63.375 | 50.9167 | 14.0833 | 0
[5 empty] | 2001-09-04 | 0904 | 09 | 04 | 64.2083 | 54.0833 | 10.9167 | 0
[5 empty] | 2001-09-05 | 0905 | 09 | 05 | 69.9583 | 55.5417 | 9.4583 | 0
[5 empty] | 2001-09-06 | 0906 | 09 | 06 | 65.2917 | 57.0833 | 7.9167 | 0
[5 empty] | 2001-09-07 | 0907 | 09 | 07 | 60.5417 | 58.875 | 6.125 | 0
[5 empty] | 2001-09-08 | 0908 | 09 | 08 | 55.5 | 61.625 | 3.375 | 0
[5 empty] | 2001-09-09 | 0909 | 09 | 09 | 58.5417 | 68.5833 | 0 | 0
[5 empty] | 2001-09-10 | 0910 | 09 | 10 | 56.7083 | 58.8333 | 6.1667 | 0
[5 empty] | 2001-09-11 | 0911 | 09 | 11 | 62.5 | 67.9583 | 0 | 0
[5 empty] | 2001-09-12 | 0912 | 09 | 12 | 51.7083 | 72.7917 | 0 | 2.7917
[5 empty] | 2001-09-13 | 0913 | 09 | 13 | 53.9167 | 71.5417 | 0 | 1.5417
[5 empty] | 2001-09-14 | 0914 | 09 | 14 | 55.4583 | 57.2917 | 7.7083 | 0
[5 empty] | 2001-09-15 | 0915 | 09 | 15 | 56.1667 | 58.625 | 6.375 | 0
[5 empty] | 2001-09-16 | 0916 | 09 | 16 | 58.625 | 52.375 | 12.625 | 0
[5 empty] | 2001-09-17 | 0917 | 09 | 17 | 62.8333 | 57.1667 | 7.8333 | 0
[5 empty] | 2001-09-18 | 0918 | 09 | 18 | 48.8333 | 47.125 | 17.875 | 0
[5 empty] | 2001-09-19 | 0919 | 09 | 19 | 52.5417 | 53.875 | 11.125 | 0
[5 empty] | 2001-09-20 | 0920 | 09 | 20 | 64.25 | 61.2917 | 3.7083 | 0
[5 empty] | 2001-09-21 | 0921 | 09 | 21 | 57.7917 | 52 | 13 | 0
[5 empty] | 2001-09-22 | 0922 | 09 | 22 | 65.2083 | 46.4167 | 18.5833 | 0
[5 empty] | 2001-09-23 | 0923 | 09 | 23 | 56.25 | 40.5 | 24.5 | 0
[5 empty] | 2001-09-24 | 0924 | 09 | 24 | 43.9583 | 43.0417 | 21.9583 | 0
[5 empty] | 2001-09-25 | 0925 | 09 | 25 | 50.2917 | 49.3333 | 15.6667 | 0
[5 empty] | 2001-09-26 | 0926 | 09 | 26 | 50.1667 | 52.375 | 12.625 | 0
[5 empty] | 2001-09-27 | 0927 | 09 | 27 | 43.2083 | 61.0417 | 3.9583 | 0
[5 empty] | 2001-09-28 | 0928 | 09 | 28 | 44.9583 | 63.7083 | 1.2917 | 0
[5 empty] | 2001-09-29 | 0929 | 09 | 29 | 44.7083 | 64.625 | 0.375 | 0
[5 empty] | 2001-09-30 | 0930 | 09 | 30 | 61.9167 | 47 | 18 | 0
[5 empty] | 2001-10-01 | 1001 | 10 | 01 | 60.0417 | 57.875 | 7.125 | 0
[5 empty] | 2001-10-02 | 1002 | 10 | 02 | 54.5417 | 48.7083 | 16.2917 | 0
[5 empty] | 2001-10-03 | 1003 | 10 | 03 | 52.7083 | 46.4583 | 18.5417 | 0
[5 empty] | 2001-10-04 | 1004 | 10 | 04 | 51.25 | 52.5417 | 12.4583 | 0
[5 empty] | 2001-10-05 | 1005 | 10 | 05 | 43.875 | 54.375 | 10.625 | 0
[5 empty] | 2001-10-06 | 1006 | 10 | 06 | 41.0417 | 57.875 | 7.125 | 0
[5 empty] | 2001-10-07 | 1007 | 10 | 07 | 42.5833 | 46.5417 | 18.4583 | 0
[5 empty] | 2001-10-08 | 1008 | 10 | 08 | 55.625 | 37.7083 | 27.2917 | 0
[5 empty] | 2001-10-09 | 1009 | 10 | 09 | 43.375 | 41.3333 | 23.6667 | 0
[5 empty] | 2001-10-10 | 1010 | 10 | 10 | 35.0833 | 54.0417 | 10.9583 | 0
[5 empty] | 2001-10-11 | 1011 | 10 | 11 | 40.0417 | 57.875 | 7.125 | 0
[5 empty] | 2001-10-12 | 1012 | 10 | 12 | 48.375 | 61.125 | 3.875 | 0
[5 empty] | 2001-10-13 | 1013 | 10 | 13 | 56.7917 | 51.6667 | 13.3333 | 0
[5 empty] | 2001-10-14 | 1014 | 10 | 14 | 56.5 | 39.75 | 25.25 | 0
[5 empty] | 2001-10-15 | 1015 | 10 | 15 | 45.2917 | 35.3333 | 29.6667 | 0
[5 empty] | 2001-10-16 | 1016 | 10 | 16 | 44.2917 | 31.125 | 33.875 | 0
[5 empty] | 2001-10-17 | 1017 | 10 | 17 | 44.25 | 32.5833 | 32.4167 | 0
[5 empty] | 2001-10-18 | 1018 | 10 | 18 | 39.6667 | 41.5417 | 23.4583 | 0
[5 empty] | 2001-10-19 | 1019 | 10 | 19 | 45.6667 | 42.1667 | 22.8333 | 0
[5 empty] | 2001-10-20 | 1020 | 10 | 20 | 46.25 | 43.2083 | 21.7917 | 0
[5 empty] | 2001-10-21 | 1021 | 10 | 21 | 48.2917 | 57.7917 | 7.2083 | 0
[5 empty] | 2001-10-22 | 1022 | 10 | 22 | 55.125 | 66.0833 | 0 | 0
[5 empty] | 2001-10-23 | 1023 | 10 | 23 | 53.2083 | 43.8333 | 21.1667 | 0
[5 empty] | 2001-10-24 | 1024 | 10 | 24 | 38.0833 | 34.0833 | 30.9167 | 0
[5 empty] | 2001-10-25 | 1025 | 10 | 25 | 38.5833 | 48.2917 | 16.7083 | 0
[5 empty] | 2001-10-26 | 1026 | 10 | 26 | 42.5833 | 51.4167 | 13.5833 | 0
[5 empty] | 2001-10-27 | 1027 | 10 | 27 | 46.4583 | 44.2083 | 20.7917 | 0
[5 empty] | 2001-10-28 | 1028 | 10 | 28 | 47.7917 | 48.125 | 16.875 | 0
[5 empty] | 2001-10-29 | 1029 | 10 | 29 | 55.8333 | 33.4167 | 31.5833 | 0
[5 empty] | 2001-10-30 | 1030 | 10 | 30 | 35.7917 | 37.5833 | 27.4167 | 0
[5 empty] | 2001-10-31 | 1031 | 10 | 31 | 30.9167 | 49.7083 | 15.2917 | 0
[5 empty] | 2001-11-01 | 1101 | 11 | 01 | 37.5 | 38.5833 | 26.4167 | 0
[5 empty] | 2001-11-02 | 1102 | 11 | 02 | 36.375 | 36.375 | 28.625 | 0
[5 empty] | 2001-11-03 | 1103 | 11 | 03 | 51.375 | 51.375 | 13.625 | 0
[5 empty] | 2001-11-04 | 1104 | 11 | 04 | 60.9167 | 60.9167 | 4.0833 | 0
[5 empty] | 2001-11-05 | 1105 | 11 | 05 | 43.3333 | 43.3333 | 21.6667 | 0
[5 empty] | 2001-11-06 | 1106 | 11 | 06 | 23.3333 | 23.3333 | 41.6667 | 0
[5 empty] | 2001-11-07 | 1107 | 11 | 07 | 30.2917 | 30.2917 | 34.7083 | 0
[5 empty] | 2001-11-08 | 1108 | 11 | 08 | 42.9583 | 42.9583 | 22.0417 | 0
[5 empty] | 2001-11-09 | 1109 | 11 | 09 | 35.9583 | 35.9583 | 29.0417 | 0
[5 empty] | 2001-11-10 | 1110 | 11 | 10 | 25.4167 | 25.4167 | 39.5833 | 0
[5 empty] | 2001-11-11 | 1111 | 11 | 11 | 24.2917 | 24.2917 | 40.7083 | 0
[5 empty] | 2001-11-12 | 1112 | 11 | 12 | 28 | 28 | 37 | 0
[5 empty] | 2001-11-13 | 1113 | 11 | 13 | 42.6667 | 42.6667 | 22.3333 | 0
[5 empty] | 2001-11-14 | 1114 | 11 | 14 | 41.875 | 41.875 | 23.125 | 0
[5 empty] | 2001-11-15 | 1115 | 11 | 15 | 30.4583 | 30.4583 | 34.5417 | 0
[5 empty] | 2001-11-16 | 1116 | 11 | 16 | 33.7917 | 33.7917 | 31.2083 | 0
[5 empty] | 2001-11-17 | 1117 | 11 | 17 | 48.1667 | 48.1667 | 16.8333 | 0
[5 empty] | 2001-11-18 | 1118 | 11 | 18 | 49.2083 | 49.2083 | 15.7917 | 0
[5 empty] | 2001-11-19 | 1119 | 11 | 19 | 39.75 | 39.75 | 25.25 | 0
[5 empty] | 2001-11-20 | 1120 | 11 | 20 | 28.25 | 28.25 | 36.75 | 0
[5 empty] | 2001-11-21 | 1121 | 11 | 21 | 11.2917 | 11.2917 | 53.7083 | 0
[5 empty] | 2001-11-22 | 1122 | 11 | 22 | 21.1667 | 21.1667 | 43.8333 | 0
[5 empty] | 2001-11-23 | 1123 | 11 | 23 | 34.2083 | 34.2083 | 30.7917 | 0
[5 empty] | 2001-11-24 | 1124 | 11 | 24 | 46 | 46 | 19 | 0
[5 empty] | 2001-11-25 | 1125 | 11 | 25 | 32.7083 | 32.7083 | 32.2917 | 0
[5 empty] | 2001-11-26 | 1126 | 11 | 26 | 28.4583 | 28.4583 | 36.5417 | 0
[5 empty] | 2001-11-27 | 1127 | 11 | 27 | 24.625 | 24.625 | 40.375 | 0
[5 empty] | 2001-11-28 | 1128 | 11 | 28 | 24.2083 | 24.2083 | 40.7917 | 0
[5 empty] | 2001-11-29 | 1129 | 11 | 29 | 28.5 | 28.5 | 36.5 | 0
[5 empty] | 2001-11-30 | 1130 | 11 | 30 | 37.625 | 37.9583 | 27.0417 | 0
[5 empty] | 2001-12-01 | 1201 | 12 | 01 | 27.0833 | 28.9583 | 36.0417 | 0
[5 empty] | 2001-12-02 | 1202 | 12 | 02 | 21.8333 | 23.375 | 41.625 | 0
[5 empty] | 2001-12-03 | 1203 | 12 | 03 | 7.25 | 38.875 | 26.125 | 0
[5 empty] | 2001-12-04 | 1204 | 12 | 04 | 32.7083 | 45.3333 | 19.6667 | 0
[5 empty] | 2001-12-05 | 1205 | 12 | 05 | 34.5833 | 40.9583 | 24.0417 | 0
[5 empty] | 2001-12-06 | 1206 | 12 | 06 | 38.125 | 37.7083 | 27.2917 | 0
[5 empty] | 2001-12-07 | 1207 | 12 | 07 | 30.7917 | 24.625 | 40.375 | 0
[5 empty] | 2001-12-08 | 1208 | 12 | 08 | 30.3333 | 21.1667 | 43.8333 | 0
[5 empty] | 2001-12-09 | 1209 | 12 | 09 | 22.75 | 28.0417 | 36.9583 | 0
[5 empty] | 2001-12-10 | 1210 | 12 | 10 | 6.4167 | 33.2917 | 31.7083 | 0
[5 empty] | 2001-12-11 | 1211 | 12 | 11 | 15.7083 | 28.6667 | 36.3333 | 0
[5 empty] | 2001-12-12 | 1212 | 12 | 12 | 28.9167 | 16.875 | 48.125 | 0
[5 empty] | 2001-12-13 | 1213 | 12 | 13 | 34.4583 | 25.5833 | 39.4167 | 0
[5 empty] | 2001-12-14 | 1214 | 12 | 14 | 22.9583 | 23.6667 | 41.3333 | 0
[5 empty] | 2001-12-15 | 1215 | 12 | 15 | 32.5417 | 7.5833 | 57.4167 | 0
[5 empty] | 2001-12-16 | 1216 | 12 | 16 | 34.7917 | 9.4583 | 55.5417 | 0
[5 empty] | 2001-12-17 | 1217 | 12 | 17 | 28.0833 | 8.7083 | 56.2917 | 0
[5 empty] | 2001-12-18 | 1218 | 12 | 18 | 8.8333 | -0.91667 | 65.9167 | 0
[5 empty] | 2001-12-19 | 1219 | 12 | 19 | 9.7917 | -3.8333 | 68.8333 | 0
[5 empty] | 2001-12-20 | 1220 | 12 | 20 | 11.4583 | 16.9583 | 48.0417 | 0
[5 empty] | 2001-12-21 | 1221 | 12 | 21 | 22.75 | 18.5417 | 46.4583 | 0
[5 empty] | 2001-12-22 | 1222 | 12 | 22 | 17.8333 | 4.75 | 60.25 | 0
[5 empty] | 2001-12-23 | 1223 | 12 | 23 | 32.75 | 10.2917 | 54.7083 | 0
[5 empty] | 2001-12-24 | 1224 | 12 | 24 | 21.7917 | -11.5417 | 76.5417 | 0
[5 empty] | 2001-12-25 | 1225 | 12 | 25 | 24.2917 | 6.8333 | 58.1667 | 0
[5 empty] | 2001-12-26 | 1226 | 12 | 26 | 27 | 38.125 | 26.875 | 0
[5 empty] | 2001-12-27 | 1227 | 12 | 27 | 17.8333 | 35.0417 | 29.9583 | 0
[5 empty] | 2001-12-28 | 1228 | 12 | 28 | 9.875 | 34.3333 | 30.6667 | 0
[5 empty] | 2001-12-29 | 1229 | 12 | 29 | 7.0417 | 36.1667 | 28.8333 | 0
[5 empty] | 2001-12-30 | 1230 | 12 | 30 | 10.2083 | 26.3333 | 38.6667 | 0
[5 empty] | 2001-12-31 | 1231 | 12 | 31 | 25.125 | 20.0417 | 44.9583 | 0
updated
updated
updated
updated

## Albany (hidden)
Typical Year Data | [7 empty] | Daily Temp TMY3 | Daily Temp TMY2 | HDD | CDD
Month | Avg Temp | HDD | CDD | 2001-01-01 | 0101 | 01 | 01 | 36.2083 | 22.385 | 42.615 | 0
1 | 22.7 | 1312.44 | 0 | 2001-01-02 | 0102 | 01 | 02 | 35.4167 | 14.6825 | 50.3175 | 0
2 | 25.1 | 1115.8725 | 0 | 2001-01-03 | 0103 | 01 | 03 | 23.4167 | 24.605 | 40.395 | 0
3 | 34.6 | 942.645 | 0 | 2001-01-04 | 0104 | 01 | 04 | 21.625 | 20.18 | 44.82 | 0
4 | 43.4 | 647.9325 | 0 | 2001-01-05 | 0105 | 01 | 05 | 24.4583 | 16.5725 | 48.4275 | 0
5 | 60.6 | 195.15 | 26.1525 | 2001-01-06 | 0106 | 01 | 06 | 22.2917 | 30.8525 | 34.1475 | 0
6 | 66.5 | 57.03 | 34.845 | 2001-01-07 | 0107 | 01 | 07 | 17.5833 | 39.23 | 25.77 | 0
7 | 71.5 | 0.4425 | 78.415 | 2001-01-08 | 0108 | 01 | 08 | 12.375 | 34.3475 | 30.6525 | 0
8 | 69.2 | 3.855 | 38.07 | 2001-01-09 | 0109 | 01 | 09 | 8.375 | 24.725 | 40.275 | 0
9 | 61.2 | 159.105 | 8.335 | 2001-01-10 | 0110 | 01 | 10 | 11.2917 | 14.555 | 50.445 | 0
10 | 49.2 | 490.9725 | 0 | 2001-01-11 | 0111 | 01 | 11 | 11.5 | 13.955 | 51.045 | 0
11 | 38.1 | 807.105 | 0 | 2001-01-12 | 0112 | 01 | 12 | 16.3333 | 10.2425 | 54.7575 | 0
12 | 25.7 | 1219.2075 | 0 | 2001-01-13 | 0113 | 01 | 13 | 28.2917 | 13.88 | 51.12 | 0
|  |  |  | 2001-01-14 | 0114 | 01 | 14 | 25.5 | 25.43 | 39.57 | 0
| Slope | 27.0434 | 2338.6565 | 2001-01-15 | 0115 | 01 | 15 | 17.9167 | 41.7575 | 23.2425 | 0
| Intercept | 5800.0736 | 209344.725 | 2001-01-16 | 0116 | 01 | 16 | 5.875 | 28.445 | 36.555 | 0
|  |  |  | 2001-01-17 | 0117 | 01 | 17 | 17.375 | 19.7075 | 45.2925 | 0
|  |  |  | 2001-01-18 | 0118 | 01 | 18 | 22.8333 | 12.1625 | 52.8375 | 0
|  |  |  | 2001-01-19 | 0119 | 01 | 19 | 23.5 | 16.49 | 48.51 | 0
|  |  |  | 2001-01-20 | 0120 | 01 | 20 | 11.3333 | 17.84 | 47.16 | 0
|  |  |  | 2001-01-21 | 0121 | 01 | 21 | 5.5 | 20.42 | 44.58 | 0
|  |  |  | 2001-01-22 | 0122 | 01 | 22 | 19.9583 | 36.47 | 28.53 | 0
|  |  |  | 2001-01-23 | 0123 | 01 | 23 | 26.625 | 26.84 | 38.16 | 0
|  |  |  | 2001-01-24 | 0124 | 01 | 24 | 27.4167 | 26.96 | 38.04 | 0
|  |  |  | 2001-01-25 | 0125 | 01 | 25 | 26.7917 | 36.1625 | 28.8375 | 0
|  |  |  | 2001-01-26 | 0126 | 01 | 26 | 20.625 | 32.4725 | 32.5275 | 0
|  |  |  | 2001-01-27 | 0127 | 01 | 27 | 18.875 | 28.295 | 36.705 | 0
|  |  |  | 2001-01-28 | 0128 | 01 | 28 | 25.2083 | 14.48 | 50.52 | 0
|  |  |  | 2001-01-29 | 0129 | 01 | 29 | 19.125 | 7.2425 | 57.7575 | 0
|  |  |  | 2001-01-30 | 0130 | 01 | 30 | 16.6667 | 20.0525 | 44.9475 | 0
|  |  |  | 2001-01-31 | 0131 | 01 | 31 | 15.5 | 11.12 | 53.88 | 0
|  |  |  | 2001-02-01 | 0201 | 02 | 01 | 45.75 | 44.795 | 20.205 | 0
|  |  |  | 2001-02-02 | 0202 | 02 | 02 | 35.9167 | 35.9075 | 29.0925 | 0
|  |  |  | 2001-02-03 | 0203 | 02 | 03 | 20.5417 | 20.54 | 44.46 | 0
|  |  |  | 2001-02-04 | 0204 | 02 | 04 | 23.625 | 23.63 | 41.37 | 0
|  |  |  | 2001-02-05 | 0205 | 02 | 05 | 9.0417 | 9.035 | 55.965 | 0
|  |  |  | 2001-02-06 | 0206 | 02 | 06 | 10.2917 | 10.295 | 54.705 | 0
|  |  |  | 2001-02-07 | 0207 | 02 | 07 | 10.9167 | 10.91 | 54.09 | 0
|  |  |  | 2001-02-08 | 0208 | 02 | 08 | 21.0417 | 21.0425 | 43.9575 | 0
|  |  |  | 2001-02-09 | 0209 | 02 | 09 | 18.75 | 18.7475 | 46.2525 | 0
|  |  |  | 2001-02-10 | 0210 | 02 | 10 | 25.125 | 25.13 | 39.87 | 0
|  |  |  | 2001-02-11 | 0211 | 02 | 11 | 18.8333 | 18.815 | 46.185 | 0
|  |  |  | 2001-02-12 | 0212 | 02 | 12 | 27.7083 | 27.7025 | 37.2975 | 0
|  |  |  | 2001-02-13 | 0213 | 02 | 13 | 20.1667 | 20.1575 | 44.8425 | 0
|  |  |  | 2001-02-14 | 0214 | 02 | 14 | 21.0833 | 21.1025 | 43.8975 | 0
|  |  |  | 2001-02-15 | 0215 | 02 | 15 | 33.75 | 33.7475 | 31.2525 | 0
|  |  |  | 2001-02-16 | 0216 | 02 | 16 | 30.6667 | 30.6725 | 34.3275 | 0
|  |  |  | 2001-02-17 | 0217 | 02 | 17 | 28.7917 | 28.7975 | 36.2025 | 0
|  |  |  | 2001-02-18 | 0218 | 02 | 18 | 33.75 | 33.725 | 31.275 | 0
|  |  |  | 2001-02-19 | 0219 | 02 | 19 | 29.625 | 29.615 | 35.385 | 0
|  |  |  | 2001-02-20 | 0220 | 02 | 20 | 37.0417 | 37.0475 | 27.9525 | 0
|  |  |  | 2001-02-21 | 0221 | 02 | 21 | 16.2917 | 16.3025 | 48.6975 | 0
|  |  |  | 2001-02-22 | 0222 | 02 | 22 | 26.1667 | 26.1725 | 38.8275 | 0
|  |  |  | 2001-02-23 | 0223 | 02 | 23 | 37.9583 | 37.94 | 27.06 | 0
|  |  |  | 2001-02-24 | 0224 | 02 | 24 | 26.1667 | 26.15 | 38.85 | 0
|  |  |  | 2001-02-25 | 0225 | 02 | 25 | 21.875 | 21.8825 | 43.1175 | 0
|  |  |  | 2001-02-26 | 0226 | 02 | 26 | 21.875 | 21.86 | 43.14 | 0
|  |  |  | 2001-02-27 | 0227 | 02 | 27 | 26.125 | 26.1125 | 38.8875 | 0
|  |  |  | 2001-02-28 | 0228 | 02 | 28 | 26.6667 | 26.2925 | 38.7075 | 0
|  |  |  | 2001-03-01 | 0301 | 03 | 01 | 35.2917 | 38.63 | 26.37 | 0
|  |  |  | 2001-03-02 | 0302 | 03 | 02 | 18.8333 | 38.4425 | 26.5575 | 0
|  |  |  | 2001-03-03 | 0303 | 03 | 03 | 25.5833 | 37.67 | 27.33 | 0
|  |  |  | 2001-03-04 | 0304 | 03 | 04 | 37.2917 | 32.6225 | 32.3775 | 0
|  |  |  | 2001-03-05 | 0305 | 03 | 05 | 49.9583 | 39.215 | 25.785 | 0
|  |  |  | 2001-03-06 | 0306 | 03 | 06 | 34.625 | 33.9725 | 31.0275 | 0
|  |  |  | 2001-03-07 | 0307 | 03 | 07 | 30.625 | 29.54 | 35.46 | 0
|  |  |  | 2001-03-08 | 0308 | 03 | 08 | 24.75 | 25.4675 | 39.5325 | 0
|  |  |  | 2001-03-09 | 0309 | 03 | 09 | 23.5417 | 26.9675 | 38.0325 | 0
|  |  |  | 2001-03-10 | 0310 | 03 | 10 | 31.375 | 37.5875 | 27.4125 | 0
|  |  |  | 2001-03-11 | 0311 | 03 | 11 | 32.3333 | 31.265 | 33.735 | 0
|  |  |  | 2001-03-12 | 0312 | 03 | 12 | 26.7917 | 27.7775 | 37.2225 | 0
|  |  |  | 2001-03-13 | 0313 | 03 | 13 | 38.25 | 33.02 | 31.98 | 0
|  |  |  | 2001-03-14 | 0314 | 03 | 14 | 32.4167 | 32.48 | 32.52 | 0
|  |  |  | 2001-03-15 | 0315 | 03 | 15 | 35.7917 | 28.97 | 36.03 | 0
|  |  |  | 2001-03-16 | 0316 | 03 | 16 | 22.5417 | 25.73 | 39.27 | 0
|  |  |  | 2001-03-17 | 0317 | 03 | 17 | 18.2917 | 32.615 | 32.385 | 0
|  |  |  | 2001-03-18 | 0318 | 03 | 18 | 20.2083 | 49.1525 | 15.8475 | 0
|  |  |  | 2001-03-19 | 0319 | 03 | 19 | 41.625 | 47.21 | 17.79 | 0
|  |  |  | 2001-03-20 | 0320 | 03 | 20 | 56 | 39.515 | 25.485 | 0
|  |  |  | 2001-03-21 | 0321 | 03 | 21 | 52.9167 | 38.51 | 26.49 | 0
|  |  |  | 2001-03-22 | 0322 | 03 | 22 | 25.5 | 36.275 | 28.725 | 0
|  |  |  | 2001-03-23 | 0323 | 03 | 23 | 33 | 47.7275 | 17.2725 | 0
|  |  |  | 2001-03-24 | 0324 | 03 | 24 | 51.6667 | 47.21 | 17.79 | 0
|  |  |  | 2001-03-25 | 0325 | 03 | 25 | 50.4167 | 32.225 | 32.775 | 0
|  |  |  | 2001-03-26 | 0326 | 03 | 26 | 49.125 | 35.24 | 29.76 | 0
|  |  |  | 2001-03-27 | 0327 | 03 | 27 | 58.25 | 22.7675 | 42.2325 | 0
|  |  |  | 2001-03-28 | 0328 | 03 | 28 | 41.8333 | 22.4825 | 42.5175 | 0
|  |  |  | 2001-03-29 | 0329 | 03 | 29 | 41.3333 | 30.56 | 34.44 | 0
|  |  |  | 2001-03-30 | 0330 | 03 | 30 | 47.9583 | 36.125 | 28.875 | 0
|  |  |  | 2001-03-31 | 0331 | 03 | 31 | 46.8333 | 35.3825 | 29.6175 | 0
|  |  |  | 2001-04-01 | 0401 | 04 | 01 | 40.2083 | 53.4125 | 11.5875 | 0
|  |  |  | 2001-04-02 | 0402 | 04 | 02 | 39.75 | 58.6325 | 6.3675 | 0
|  |  |  | 2001-04-03 | 0403 | 04 | 03 | 44.1667 | 45.26 | 19.74 | 0
|  |  |  | 2001-04-04 | 0404 | 04 | 04 | 39.0417 | 34.6175 | 30.3825 | 0
|  |  |  | 2001-04-05 | 0405 | 04 | 05 | 46.9167 | 47.21 | 17.79 | 0
|  |  |  | 2001-04-06 | 0406 | 04 | 06 | 43.0417 | 37.4225 | 27.5775 | 0
|  |  |  | 2001-04-07 | 0407 | 04 | 07 | 35.75 | 33.3125 | 31.6875 | 0
|  |  |  | 2001-04-08 | 0408 | 04 | 08 | 38.75 | 38.6675 | 26.3325 | 0
|  |  |  | 2001-04-09 | 0409 | 04 | 09 | 46.2083 | 44.75 | 20.25 | 0
|  |  |  | 2001-04-10 | 0410 | 04 | 10 | 49.4583 | 41.75 | 23.25 | 0
|  |  |  | 2001-04-11 | 0411 | 04 | 11 | 45.875 | 32.1425 | 32.8575 | 0
|  |  |  | 2001-04-12 | 0412 | 04 | 12 | 42.3333 | 32.4125 | 32.5875 | 0
|  |  |  | 2001-04-13 | 0413 | 04 | 13 | 46.3333 | 42.74 | 22.26 | 0
|  |  |  | 2001-04-14 | 0414 | 04 | 14 | 50.5417 | 48.215 | 16.785 | 0
|  |  |  | 2001-04-15 | 0415 | 04 | 15 | 60.5 | 46.1225 | 18.8775 | 0
|  |  |  | 2001-04-16 | 0416 | 04 | 16 | 54.4167 | 46.4675 | 18.5325 | 0
|  |  |  | 2001-04-17 | 0417 | 04 | 17 | 44.1667 | 38.4725 | 26.5275 | 0
|  |  |  | 2001-04-18 | 0418 | 04 | 18 | 45.625 | 39.5825 | 25.4175 | 0
|  |  |  | 2001-04-19 | 0419 | 04 | 19 | 55.625 | 38.7575 | 26.2425 | 0
|  |  |  | 2001-04-20 | 0420 | 04 | 20 | 44.8333 | 45.9125 | 19.0875 | 0
|  |  |  | 2001-04-21 | 0421 | 04 | 21 | 41.8333 | 46.685 | 18.315 | 0
|  |  |  | 2001-04-22 | 0422 | 04 | 22 | 41.75 | 49.775 | 15.225 | 0
|  |  |  | 2001-04-23 | 0423 | 04 | 23 | 48.3333 | 42.1325 | 22.8675 | 0
|  |  |  | 2001-04-24 | 0424 | 04 | 24 | 63.9583 | 36.9425 | 28.0575 | 0
|  |  |  | 2001-04-25 | 0425 | 04 | 25 | 61.0833 | 40.1225 | 24.8775 | 0
|  |  |  | 2001-04-26 | 0426 | 04 | 26 | 56.2917 | 44.7575 | 20.2425 | 0
|  |  |  | 2001-04-27 | 0427 | 04 | 27 | 67.4167 | 47.795 | 17.205 | 0
|  |  |  | 2001-04-28 | 0428 | 04 | 28 | 51.4583 | 48.0575 | 16.9425 | 0
|  |  |  | 2001-04-29 | 0429 | 04 | 29 | 51.5833 | 49.31 | 15.69 | 0
|  |  |  | 2001-04-30 | 0430 | 04 | 30 | 57.4583 | 50.63 | 14.37 | 0
|  |  |  | 2001-05-01 | 0501 | 05 | 01 | 58.0833 | 49.1 | 15.9 | 0
|  |  |  | 2001-05-02 | 0502 | 05 | 02 | 54.6667 | 53.54 | 11.46 | 0
|  |  |  | 2001-05-03 | 0503 | 05 | 03 | 48.1667 | 48.2 | 16.8 | 0
|  |  |  | 2001-05-04 | 0504 | 05 | 04 | 52.2917 | 50.3675 | 14.6325 | 0
|  |  |  | 2001-05-05 | 0505 | 05 | 05 | 58.5 | 46.3175 | 18.6825 | 0
|  |  |  | 2001-05-06 | 0506 | 05 | 06 | 51.25 | 50.2775 | 14.7225 | 0
|  |  |  | 2001-05-07 | 0507 | 05 | 07 | 57.5833 | 55.9025 | 9.0975 | 0
|  |  |  | 2001-05-08 | 0508 | 05 | 08 | 48.2917 | 53.045 | 11.955 | 0
|  |  |  | 2001-05-09 | 0509 | 05 | 09 | 52.3333 | 59.1725 | 5.8275 | 0
|  |  |  | 2001-05-10 | 0510 | 05 | 10 | 70.1667 | 66.5 | 0 | 0
|  |  |  | 2001-05-11 | 0511 | 05 | 11 | 72.0417 | 65.165 | 0 | 0
|  |  |  | 2001-05-12 | 0512 | 05 | 12 | 68 | 60.7175 | 4.2825 | 0
|  |  |  | 2001-05-13 | 0513 | 05 | 13 | 73.125 | 56.0375 | 8.9625 | 0
|  |  |  | 2001-05-14 | 0514 | 05 | 14 | 62.4167 | 60.875 | 4.125 | 0
|  |  |  | 2001-05-15 | 0515 | 05 | 15 | 59.5833 | 60.11 | 4.89 | 0
|  |  |  | 2001-05-16 | 0516 | 05 | 16 | 58.8333 | 54.53 | 10.47 | 0
|  |  |  | 2001-05-17 | 0517 | 05 | 17 | 62.9583 | 68.1275 | 0 | 0
|  |  |  | 2001-05-18 | 0518 | 05 | 18 | 54.9167 | 59.63 | 5.37 | 0
|  |  |  | 2001-05-19 | 0519 | 05 | 19 | 51.7917 | 53.495 | 11.505 | 0
|  |  |  | 2001-05-20 | 0520 | 05 | 20 | 68.5 | 55.6325 | 9.3675 | 0
|  |  |  | 2001-05-21 | 0521 | 05 | 21 | 62.8333 | 62.2925 | 2.7075 | 0
|  |  |  | 2001-05-22 | 0522 | 05 | 22 | 59.6667 | 69.71 | 0 | 0
|  |  |  | 2001-05-23 | 0523 | 05 | 23 | 60.2917 | 68.465 | 0 | 0
|  |  |  | 2001-05-24 | 0524 | 05 | 24 | 63.2917 | 62.9 | 2.1 | 0
|  |  |  | 2001-05-25 | 0525 | 05 | 25 | 66.875 | 60.665 | 4.335 | 0
|  |  |  | 2001-05-26 | 0526 | 05 | 26 | 64.0833 | 64.46 | 0.54 | 0
|  |  |  | 2001-05-27 | 0527 | 05 | 27 | 68 | 57.5825 | 7.4175 | 0
|  |  |  | 2001-05-28 | 0528 | 05 | 28 | 56.625 | 69.3725 | 0 | 0
|  |  |  | 2001-05-29 | 0529 | 05 | 29 | 56.4583 | 78.9425 | 0 | 8.9425
|  |  |  | 2001-05-30 | 0530 | 05 | 30 | 61.2083 | 79.1975 | 0 | 9.1975
|  |  |  | 2001-05-31 | 0531 | 05 | 31 | 66.8333 | 78.0125 | 0 | 8.0125
|  |  |  | 2001-06-01 | 0601 | 06 | 01 | 70.7917 | 76.67 | 0 | 6.67
|  |  |  | 2001-06-02 | 0602 | 06 | 02 | 52.7917 | 76.7825 | 0 | 6.7825
|  |  |  | 2001-06-03 | 0603 | 06 | 03 | 53.2083 | 69.02 | 0 | 0
|  |  |  | 2001-06-04 | 0604 | 06 | 04 | 66.125 | 62.4575 | 2.5425 | 0
|  |  |  | 2001-06-05 | 0605 | 06 | 05 | 66.3333 | 63.1925 | 1.8075 | 0
|  |  |  | 2001-06-06 | 0606 | 06 | 06 | 60.6667 | 62.21 | 2.79 | 0
|  |  |  | 2001-06-07 | 0607 | 06 | 07 | 64.7083 | 62.7125 | 2.2875 | 0
|  |  |  | 2001-06-08 | 0608 | 06 | 08 | 71.3333 | 71.6225 | 0 | 1.6225
|  |  |  | 2001-06-09 | 0609 | 06 | 09 | 65 | 76.8725 | 0 | 6.8725
|  |  |  | 2001-06-10 | 0610 | 06 | 10 | 67.4583 | 73.9775 | 0 | 3.9775
|  |  |  | 2001-06-11 | 0611 | 06 | 11 | 65.0833 | 74.9975 | 0 | 4.9975
|  |  |  | 2001-06-12 | 0612 | 06 | 12 | 58.6667 | 69.08 | 0 | 0
|  |  |  | 2001-06-13 | 0613 | 06 | 13 | 58.25 | 60.875 | 4.125 | 0
|  |  |  | 2001-06-14 | 0614 | 06 | 14 | 65.5833 | 61.445 | 3.555 | 0
|  |  |  | 2001-06-15 | 0615 | 06 | 15 | 70.6667 | 65.96 | 0 | 0
|  |  |  | 2001-06-16 | 0616 | 06 | 16 | 75.5833 | 67.76 | 0 | 0
|  |  |  | 2001-06-17 | 0617 | 06 | 17 | 60.3333 | 70.76 | 0 | 0.76
|  |  |  | 2001-06-18 | 0618 | 06 | 18 | 60.5 | 72.2225 | 0 | 2.2225
|  |  |  | 2001-06-19 | 0619 | 06 | 19 | 62.9167 | 67.58 | 0 | 0
|  |  |  | 2001-06-20 | 0620 | 06 | 20 | 63.8333 | 54.6725 | 10.3275 | 0
|  |  |  | 2001-06-21 | 0621 | 06 | 21 | 63.1667 | 57.0275 | 7.9725 | 0
|  |  |  | 2001-06-22 | 0622 | 06 | 22 | 69.9167 | 63.2375 | 1.7625 | 0
|  |  |  | 2001-06-23 | 0623 | 06 | 23 | 71.6667 | 66.2075 | 0 | 0
|  |  |  | 2001-06-24 | 0624 | 06 | 24 | 65.0417 | 70.94 | 0 | 0.94
|  |  |  | 2001-06-25 | 0625 | 06 | 25 | 58.8333 | 66.7475 | 0 | 0
|  |  |  | 2001-06-26 | 0626 | 06 | 26 | 62.5417 | 55.4975 | 9.5025 | 0
|  |  |  | 2001-06-27 | 0627 | 06 | 27 | 72.4167 | 56.78 | 8.22 | 0
|  |  |  | 2001-06-28 | 0628 | 06 | 28 | 76.5417 | 62.8625 | 2.1375 | 0
|  |  |  | 2001-06-29 | 0629 | 06 | 29 | 70.625 | 65.2025 | 0 | 0
|  |  |  | 2001-06-30 | 0630 | 06 | 30 | 66.4167 | 69.08 | 0 | 0
|  |  |  | 2001-07-01 | 0701 | 07 | 01 | 75.9167 | 70.55 | 0 | 0.55
|  |  |  | 2001-07-02 | 0702 | 07 | 02 | 67.9167 | 74.84 | 0 | 4.84
|  |  |  | 2001-07-03 | 0703 | 07 | 03 | 67.4583 | 76.0775 | 0 | 6.0775
|  |  |  | 2001-07-04 | 0704 | 07 | 04 | 74.1667 | 71.7575 | 0 | 1.7575
|  |  |  | 2001-07-05 | 0705 | 07 | 05 | 75.0417 | 66.5 | 0 | 0
|  |  |  | 2001-07-06 | 0706 | 07 | 06 | 64.5417 | 74.075 | 0 | 4.075
|  |  |  | 2001-07-07 | 0707 | 07 | 07 | 70.125 | 73.625 | 0 | 3.625
|  |  |  | 2001-07-08 | 0708 | 07 | 08 | 71.5417 | 70.385 | 0 | 0.385
|  |  |  | 2001-07-09 | 0709 | 07 | 09 | 74.3333 | 68.285 | 0 | 0
|  |  |  | 2001-07-10 | 0710 | 07 | 10 | 67.9583 | 71.7725 | 0 | 1.7725
|  |  |  | 2001-07-11 | 0711 | 07 | 11 | 66.875 | 71.9525 | 0 | 1.9525
|  |  |  | 2001-07-12 | 0712 | 07 | 12 | 70.8333 | 69.05 | 0 | 0
|  |  |  | 2001-07-13 | 0713 | 07 | 13 | 78.2917 | 69.6725 | 0 | 0
|  |  |  | 2001-07-14 | 0714 | 07 | 14 | 72.75 | 67.64 | 0 | 0
|  |  |  | 2001-07-15 | 0715 | 07 | 15 | 75.0833 | 67.625 | 0 | 0
|  |  |  | 2001-07-16 | 0716 | 07 | 16 | 76.9583 | 66.8675 | 0 | 0
|  |  |  | 2001-07-17 | 0717 | 07 | 17 | 77.5833 | 70.2275 | 0 | 0.2275
|  |  |  | 2001-07-18 | 0718 | 07 | 18 | 79.875 | 72.215 | 0 | 2.215
|  |  |  | 2001-07-19 | 0719 | 07 | 19 | 79.4167 | 74.33 | 0 | 4.33
|  |  |  | 2001-07-20 | 0720 | 07 | 20 | 79.9583 | 66.2975 | 0 | 0
|  |  |  | 2001-07-21 | 0721 | 07 | 21 | 80.875 | 68.84 | 0 | 0
|  |  |  | 2001-07-22 | 0722 | 07 | 22 | 67.6667 | 73.6025 | 0 | 3.6025
|  |  |  | 2001-07-23 | 0723 | 07 | 23 | 67.75 | 77.225 | 0 | 7.225
|  |  |  | 2001-07-24 | 0724 | 07 | 24 | 72.5833 | 76.0325 | 0 | 6.0325
|  |  |  | 2001-07-25 | 0725 | 07 | 25 | 69.3333 | 79.7975 | 0 | 9.7975
|  |  |  | 2001-07-26 | 0726 | 07 | 26 | 64.5417 | 80.75 | 0 | 10.75
|  |  |  | 2001-07-27 | 0727 | 07 | 27 | 62.2917 | 77.5925 | 0 | 7.5925
|  |  |  | 2001-07-28 | 0728 | 07 | 28 | 66.0833 | 71.6075 | 0 | 1.6075
|  |  |  | 2001-07-29 | 0729 | 07 | 29 | 70.375 | 66.56 | 0 | 0
|  |  |  | 2001-07-30 | 0730 | 07 | 30 | 68.4167 | 64.5575 | 0.4425 | 0
|  |  |  | 2001-07-31 | 0731 | 07 | 31 | 73.3333 | 67.6775 | 0 | 0
|  |  |  | 2001-08-01 | 0801 | 08 | 01 | 65.875 | 71.915 | 0 | 1.915
|  |  |  | 2001-08-02 | 0802 | 08 | 02 | 64.125 | 69.6275 | 0 | 0
|  |  |  | 2001-08-03 | 0803 | 08 | 03 | 66.0417 | 64.9025 | 0.0975 | 0
|  |  |  | 2001-08-04 | 0804 | 08 | 04 | 69.375 | 65.075 | 0 | 0
|  |  |  | 2001-08-05 | 0805 | 08 | 05 | 72.5 | 69.4775 | 0 | 0
|  |  |  | 2001-08-06 | 0806 | 08 | 06 | 73.0417 | 71.84 | 0 | 1.84
|  |  |  | 2001-08-07 | 0807 | 08 | 07 | 72.0417 | 76.055 | 0 | 6.055
|  |  |  | 2001-08-08 | 0808 | 08 | 08 | 72.9167 | 74.7875 | 0 | 4.7875
|  |  |  | 2001-08-09 | 0809 | 08 | 09 | 71.7083 | 75.6725 | 0 | 5.6725
|  |  |  | 2001-08-10 | 0810 | 08 | 10 | 74.4167 | 72.845 | 0 | 2.845
|  |  |  | 2001-08-11 | 0811 | 08 | 11 | 74.4167 | 72.59 | 0 | 2.59
|  |  |  | 2001-08-12 | 0812 | 08 | 12 | 66.3333 | 67.535 | 0 | 0
|  |  |  | 2001-08-13 | 0813 | 08 | 13 | 68.875 | 64.16 | 0.84 | 0
|  |  |  | 2001-08-14 | 0814 | 08 | 14 | 80.2083 | 64.385 | 0.615 | 0
|  |  |  | 2001-08-15 | 0815 | 08 | 15 | 78.375 | 65.7575 | 0 | 0
|  |  |  | 2001-08-16 | 0816 | 08 | 16 | 69.75 | 71.93 | 0 | 1.93
|  |  |  | 2001-08-17 | 0817 | 08 | 17 | 67.2083 | 68.195 | 0 | 0
|  |  |  | 2001-08-18 | 0818 | 08 | 18 | 67.7083 | 72.9425 | 0 | 2.9425
|  |  |  | 2001-08-19 | 0819 | 08 | 19 | 68.1667 | 72.3425 | 0 | 2.3425
|  |  |  | 2001-08-20 | 0820 | 08 | 20 | 69.75 | 65.8625 | 0 | 0
|  |  |  | 2001-08-21 | 0821 | 08 | 21 | 67.3333 | 67.115 | 0 | 0
|  |  |  | 2001-08-22 | 0822 | 08 | 22 | 67 | 64.7975 | 0.2025 | 0
|  |  |  | 2001-08-23 | 0823 | 08 | 23 | 63.7083 | 69.7025 | 0 | 0
|  |  |  | 2001-08-24 | 0824 | 08 | 24 | 63.4583 | 63.5825 | 1.4175 | 0
|  |  |  | 2001-08-25 | 0825 | 08 | 25 | 65.4167 | 64.3175 | 0.6825 | 0
|  |  |  | 2001-08-26 | 0826 | 08 | 26 | 71.1667 | 66.8075 | 0 | 0
|  |  |  | 2001-08-27 | 0827 | 08 | 27 | 73 | 69.005 | 0 | 0
|  |  |  | 2001-08-28 | 0828 | 08 | 28 | 69.6667 | 68.7125 | 0 | 0
|  |  |  | 2001-08-29 | 0829 | 08 | 29 | 63.125 | 68.57 | 0 | 0
|  |  |  | 2001-08-30 | 0830 | 08 | 30 | 62 | 74.9975 | 0 | 4.9975
|  |  |  | 2001-08-31 | 0831 | 08 | 31 | 58 | 70.1525 | 0 | 0.1525
|  |  |  | 2001-09-01 | 0901 | 09 | 01 | 68.1667 | 68.81 | 0 | 0
|  |  |  | 2001-09-02 | 0902 | 09 | 02 | 73.8333 | 73.835 | 0 | 3.835
|  |  |  | 2001-09-03 | 0903 | 09 | 03 | 63.3333 | 63.32 | 1.68 | 0
|  |  |  | 2001-09-04 | 0904 | 09 | 04 | 63.6667 | 63.6575 | 1.3425 | 0
|  |  |  | 2001-09-05 | 0905 | 09 | 05 | 67.875 | 67.865 | 0 | 0
|  |  |  | 2001-09-06 | 0906 | 09 | 06 | 72.125 | 72.1325 | 0 | 2.1325
|  |  |  | 2001-09-07 | 0907 | 09 | 07 | 68.0417 | 68.06 | 0 | 0
|  |  |  | 2001-09-08 | 0908 | 09 | 08 | 55.875 | 55.8725 | 9.1275 | 0
|  |  |  | 2001-09-09 | 0909 | 09 | 09 | 54.9583 | 54.95 | 10.05 | 0
|  |  |  | 2001-09-10 | 0910 | 09 | 10 | 64.75 | 64.745 | 0.255 | 0
|  |  |  | 2001-09-11 | 0911 | 09 | 11 | 69.3333 | 69.35 | 0 | 0
|  |  |  | 2001-09-12 | 0912 | 09 | 12 | 68.8333 | 68.8325 | 0 | 0
|  |  |  | 2001-09-13 | 0913 | 09 | 13 | 70.4583 | 70.4525 | 0 | 0.4525
|  |  |  | 2001-09-14 | 0914 | 09 | 14 | 71.9167 | 71.915 | 0 | 1.915
|  |  |  | 2001-09-15 | 0915 | 09 | 15 | 64.5417 | 64.535 | 0.465 | 0
|  |  |  | 2001-09-16 | 0916 | 09 | 16 | 55.0417 | 55.04 | 9.96 | 0
|  |  |  | 2001-09-17 | 0917 | 09 | 17 | 49.75 | 49.745 | 15.255 | 0
|  |  |  | 2001-09-18 | 0918 | 09 | 18 | 49.5 | 49.505 | 15.495 | 0
|  |  |  | 2001-09-19 | 0919 | 09 | 19 | 49.7917 | 49.7825 | 15.2175 | 0
|  |  |  | 2001-09-20 | 0920 | 09 | 20 | 57.5 | 57.4925 | 7.5075 | 0
|  |  |  | 2001-09-21 | 0921 | 09 | 21 | 54.125 | 54.14 | 10.86 | 0
|  |  |  | 2001-09-22 | 0922 | 09 | 22 | 57.75 | 57.7775 | 7.2225 | 0
|  |  |  | 2001-09-23 | 0923 | 09 | 23 | 52.9583 | 52.97 | 12.03 | 0
|  |  |  | 2001-09-24 | 0924 | 09 | 24 | 51.625 | 51.6275 | 13.3725 | 0
|  |  |  | 2001-09-25 | 0925 | 09 | 25 | 56.9583 | 56.9375 | 8.0625 | 0
|  |  |  | 2001-09-26 | 0926 | 09 | 26 | 59.625 | 59.6225 | 5.3775 | 0
|  |  |  | 2001-09-27 | 0927 | 09 | 27 | 59.1667 | 59.1575 | 5.8425 | 0
|  |  |  | 2001-09-28 | 0928 | 09 | 28 | 59.8333 | 59.8325 | 5.1675 | 0
|  |  |  | 2001-09-29 | 0929 | 09 | 29 | 63 | 62.9975 | 2.0025 | 0
|  |  |  | 2001-09-30 | 0930 | 09 | 30 | 63 | 62.1875 | 2.8125 | 0
|  |  |  | 2001-10-01 | 1001 | 10 | 01 | 65.5417 | 57.4775 | 7.5225 | 0
|  |  |  | 2001-10-02 | 1002 | 10 | 02 | 59.5833 | 56.0825 | 8.9175 | 0
|  |  |  | 2001-10-03 | 1003 | 10 | 03 | 55.25 | 63.1925 | 1.8075 | 0
|  |  |  | 2001-10-04 | 1004 | 10 | 04 | 61.625 | 49.6775 | 15.3225 | 0
|  |  |  | 2001-10-05 | 1005 | 10 | 05 | 51.0833 | 46.4525 | 18.5475 | 0
|  |  |  | 2001-10-06 | 1006 | 10 | 06 | 45.2917 | 52.4375 | 12.5625 | 0
|  |  |  | 2001-10-07 | 1007 | 10 | 07 | 42.25 | 57.8825 | 7.1175 | 0
|  |  |  | 2001-10-08 | 1008 | 10 | 08 | 55.75 | 62.945 | 2.055 | 0
|  |  |  | 2001-10-09 | 1009 | 10 | 09 | 52.8333 | 52.1975 | 12.8025 | 0
|  |  |  | 2001-10-10 | 1010 | 10 | 10 | 38.7917 | 52.8125 | 12.1875 | 0
|  |  |  | 2001-10-11 | 1011 | 10 | 11 | 40.0417 | 55.28 | 9.72 | 0
|  |  |  | 2001-10-12 | 1012 | 10 | 12 | 48.9167 | 61.805 | 3.195 | 0
|  |  |  | 2001-10-13 | 1013 | 10 | 13 | 58.4167 | 61.055 | 3.945 | 0
|  |  |  | 2001-10-14 | 1014 | 10 | 14 | 60.625 | 56.135 | 8.865 | 0
|  |  |  | 2001-10-15 | 1015 | 10 | 15 | 46.375 | 46.3325 | 18.6675 | 0
|  |  |  | 2001-10-16 | 1016 | 10 | 16 | 43.75 | 46.3925 | 18.6075 | 0
|  |  |  | 2001-10-17 | 1017 | 10 | 17 | 47.3333 | 49.4 | 15.6 | 0
|  |  |  | 2001-10-18 | 1018 | 10 | 18 | 42.5417 | 46.295 | 18.705 | 0
|  |  |  | 2001-10-19 | 1019 | 10 | 19 | 44.5833 | 49.7675 | 15.2325 | 0
|  |  |  | 2001-10-20 | 1020 | 10 | 20 | 46.9167 | 60.4025 | 4.5975 | 0
|  |  |  | 2001-10-21 | 1021 | 10 | 21 | 50.9167 | 50.2175 | 14.7825 | 0
|  |  |  | 2001-10-22 | 1022 | 10 | 22 | 53.1667 | 37.2425 | 27.7575 | 0
|  |  |  | 2001-10-23 | 1023 | 10 | 23 | 56.625 | 29.315 | 35.685 | 0
|  |  |  | 2001-10-24 | 1024 | 10 | 24 | 45.2917 | 33.0425 | 31.9575 | 0
|  |  |  | 2001-10-25 | 1025 | 10 | 25 | 40.875 | 44.8775 | 20.1225 | 0
|  |  |  | 2001-10-26 | 1026 | 10 | 26 | 45.2917 | 48.29 | 16.71 | 0
|  |  |  | 2001-10-27 | 1027 | 10 | 27 | 48.9583 | 46.205 | 18.795 | 0
|  |  |  | 2001-10-28 | 1028 | 10 | 28 | 51.9583 | 39.605 | 25.395 | 0
|  |  |  | 2001-10-29 | 1029 | 10 | 29 | 53.8333 | 33.0125 | 31.9875 | 0
|  |  |  | 2001-10-30 | 1030 | 10 | 30 | 47.75 | 37.7 | 27.3 | 0
|  |  |  | 2001-10-31 | 1031 | 10 | 31 | 37.8333 | 40.4975 | 24.5025 | 0
|  |  |  | 2001-11-01 | 1101 | 11 | 01 | 46.0833 | 61.9175 | 3.0825 | 0
|  |  |  | 2001-11-02 | 1102 | 11 | 02 | 46.25 | 42.8525 | 22.1475 | 0
|  |  |  | 2001-11-03 | 1103 | 11 | 03 | 43.375 | 42.4925 | 22.5075 | 0
|  |  |  | 2001-11-04 | 1104 | 11 | 04 | 35.2083 | 51.41 | 13.59 | 0
|  |  |  | 2001-11-05 | 1105 | 11 | 05 | 41.6667 | 42.4475 | 22.5525 | 0
|  |  |  | 2001-11-06 | 1106 | 11 | 06 | 45.375 | 47.6675 | 17.3325 | 0
|  |  |  | 2001-11-07 | 1107 | 11 | 07 | 52.5 | 44.12 | 20.88 | 0
|  |  |  | 2001-11-08 | 1108 | 11 | 08 | 36.625 | 40.1375 | 24.8625 | 0
|  |  |  | 2001-11-09 | 1109 | 11 | 09 | 28.2917 | 37.5425 | 27.4575 | 0
|  |  |  | 2001-11-10 | 1110 | 11 | 10 | 30.125 | 34.475 | 30.525 | 0
|  |  |  | 2001-11-11 | 1111 | 11 | 11 | 42.2917 | 34.2725 | 30.7275 | 0
|  |  |  | 2001-11-12 | 1112 | 11 | 12 | 31.3333 | 46.715 | 18.285 | 0
|  |  |  | 2001-11-13 | 1113 | 11 | 13 | 29.875 | 42.4475 | 22.5525 | 0
|  |  |  | 2001-11-14 | 1114 | 11 | 14 | 33.3333 | 43.7975 | 21.2025 | 0
|  |  |  | 2001-11-15 | 1115 | 11 | 15 | 41.375 | 34.955 | 30.045 | 0
|  |  |  | 2001-11-16 | 1116 | 11 | 16 | 38.6667 | 34.7 | 30.3 | 0
|  |  |  | 2001-11-17 | 1117 | 11 | 17 | 40.4583 | 34.4225 | 30.5775 | 0
|  |  |  | 2001-11-18 | 1118 | 11 | 18 | 46.0417 | 41.6375 | 23.3625 | 0
|  |  |  | 2001-11-19 | 1119 | 11 | 19 | 49.1667 | 44.885 | 20.115 | 0
|  |  |  | 2001-11-20 | 1120 | 11 | 20 | 40.4167 | 46.385 | 18.615 | 0
|  |  |  | 2001-11-21 | 1121 | 11 | 21 | 45.0417 | 36.98 | 28.02 | 0
|  |  |  | 2001-11-22 | 1122 | 11 | 22 | 38.3333 | 26.3375 | 38.6625 | 0
|  |  |  | 2001-11-23 | 1123 | 11 | 23 | 37.9583 | 27.965 | 37.035 | 0
|  |  |  | 2001-11-24 | 1124 | 11 | 24 | 48.3333 | 41 | 24 | 0
|  |  |  | 2001-11-25 | 1125 | 11 | 25 | 48.0833 | 36.665 | 28.335 | 0
|  |  |  | 2001-11-26 | 1126 | 11 | 26 | 31.3333 | 23.3825 | 41.6175 | 0
|  |  |  | 2001-11-27 | 1127 | 11 | 27 | 38.7917 | 22.07 | 42.93 | 0
|  |  |  | 2001-11-28 | 1128 | 11 | 28 | 47.5 | 25.8575 | 39.1425 | 0
|  |  |  | 2001-11-29 | 1129 | 11 | 29 | 37.5 | 28.01 | 36.99 | 0
|  |  |  | 2001-11-30 | 1130 | 11 | 30 | 36.4583 | 25.3475 | 39.6525 | 0
|  |  |  | 2001-12-01 | 1201 | 12 | 01 | 32.7917 | 36.2825 | 28.7175 | 0
|  |  |  | 2001-12-02 | 1202 | 12 | 02 | 34.0833 | 36.2075 | 28.7925 | 0
|  |  |  | 2001-12-03 | 1203 | 12 | 03 | 23.0833 | 20.8325 | 44.1675 | 0
|  |  |  | 2001-12-04 | 1204 | 12 | 04 | 41.375 | 21.7475 | 43.2525 | 0
|  |  |  | 2001-12-05 | 1205 | 12 | 05 | 35.4583 | 25.745 | 39.255 | 0
|  |  |  | 2001-12-06 | 1206 | 12 | 06 | 39.2083 | 29.36 | 35.64 | 0
|  |  |  | 2001-12-07 | 1207 | 12 | 07 | 38.375 | 28.265 | 36.735 | 0
|  |  |  | 2001-12-08 | 1208 | 12 | 08 | 45.5417 | 36.215 | 28.785 | 0
|  |  |  | 2001-12-09 | 1209 | 12 | 09 | 31.875 | 33.7625 | 31.2375 | 0
|  |  |  | 2001-12-10 | 1210 | 12 | 10 | 21.5833 | 29.615 | 35.385 | 0
|  |  |  | 2001-12-11 | 1211 | 12 | 11 | 19.25 | 32.6525 | 32.3475 | 0
|  |  |  | 2001-12-12 | 1212 | 12 | 12 | 25.0417 | 31.8575 | 33.1425 | 0
|  |  |  | 2001-12-13 | 1213 | 12 | 13 | 34.125 | 30.1775 | 34.8225 | 0
|  |  |  | 2001-12-14 | 1214 | 12 | 14 | 29.875 | 25.4825 | 39.5175 | 0
|  |  |  | 2001-12-15 | 1215 | 12 | 15 | 28.6667 | 20.5925 | 44.4075 | 0
|  |  |  | 2001-12-16 | 1216 | 12 | 16 | 32.875 | 30.335 | 34.665 | 0
|  |  |  | 2001-12-17 | 1217 | 12 | 17 | 33.3333 | 25.205 | 39.795 | 0
|  |  |  | 2001-12-18 | 1218 | 12 | 18 | 21.1667 | 14.9825 | 50.0175 | 0
|  |  |  | 2001-12-19 | 1219 | 12 | 19 | 19.4167 | 14.2175 | 50.7825 | 0
|  |  |  | 2001-12-20 | 1220 | 12 | 20 | 24.2917 | 15.0575 | 49.9425 | 0
|  |  |  | 2001-12-21 | 1221 | 12 | 21 | 32.7083 | 19.3775 | 45.6225 | 0
|  |  |  | 2001-12-22 | 1222 | 12 | 22 | 28.7917 | 17.9825 | 47.0175 | 0
|  |  |  | 2001-12-23 | 1223 | 12 | 23 | 33.375 | 29.0375 | 35.9625 | 0
|  |  |  | 2001-12-24 | 1224 | 12 | 24 | 28.5833 | 38 | 27 | 0
|  |  |  | 2001-12-25 | 1225 | 12 | 25 | 32.2917 | 17.4425 | 47.5575 | 0
|  |  |  | 2001-12-26 | 1226 | 12 | 26 | 26.75 | 8.8325 | 56.1675 | 0
|  |  |  | 2001-12-27 | 1227 | 12 | 27 | 25.375 | 22.745 | 42.255 | 0
|  |  |  | 2001-12-28 | 1228 | 12 | 28 | 16.2083 | 23.9075 | 41.0925 | 0
|  |  |  | 2001-12-29 | 1229 | 12 | 29 | 11.5833 | 22.5575 | 42.4425 | 0
|  |  |  | 2001-12-30 | 1230 | 12 | 30 | 16.8333 | 26.1125 | 38.8875 | 0
|  |  |  | 2001-12-31 | 1231 | 12 | 31 | 33.3333 | 31.205 | 33.795 | 0

## Atlantic city (hidden)
Typical Year Data | [7 empty] | Daily Temp TMY3 | Daily Temp TMY2 | HDD | CDD
Month | Average | HDD | CDD | 2001-01-01 | 0101 | 01 | 01 | 32.7917 | 33.26 | 31.74 | 0
1 | 29 | 1112.91 | 0 | 2001-01-02 | 0102 | 01 | 02 | 29.125 | 27.44 | 37.56 | 0
2 | 32 | 924.42 | 0 | 2001-01-03 | 0103 | 01 | 03 | 22.5833 | 38.78 | 26.22 | 0
3 | 43.3 | 671.385 | 0 | 2001-01-04 | 0104 | 01 | 04 | 23.5833 | 27.41 | 37.59 | 0
4 | 51.3 | 417.42 | 0 | 2001-01-05 | 0105 | 01 | 05 | 33.125 | 20.3975 | 44.6025 | 0
5 | 61.4 | 156.8325 | 14.2125 | 2001-01-06 | 0106 | 01 | 06 | 41.4167 | 20.9 | 44.1 | 0
6 | 71.2 | 26.13 | 107.615 | 2001-01-07 | 0107 | 01 | 07 | 43.9583 | 32.42 | 32.58 | 0
7 | 74.7 | 0.2775 | 160.4925 | 2001-01-08 | 0108 | 01 | 08 | 49.875 | 29.2175 | 35.7825 | 0
8 | 72.2 | 16.3575 | 124.5975 | 2001-01-09 | 0109 | 01 | 09 | 34.1667 | 17.33 | 47.67 | 0
9 | 65.4 | 58.545 | 9.7725 | 2001-01-10 | 0110 | 01 | 10 | 15.625 | 19.19 | 45.81 | 0
10 | 56.9 | 286.2225 | 13.7925 | 2001-01-11 | 0111 | 01 | 11 | 22.7917 | 31.2275 | 33.7725 | 0
11 | 44.6 | 612.7725 | 0 | 2001-01-12 | 0112 | 01 | 12 | 26.2083 | 30.1925 | 34.8075 | 0
12 | 37.7 | 845.625 | 0 | 2001-01-13 | 0113 | 01 | 13 | 34.3333 | 35.93 | 29.07 | 0
|  |  |  | 2001-01-14 | 0114 | 01 | 14 | 33.9167 | 40.46 | 24.54 | 0
| Slope | 29.8442 | 335.1545 | 2001-01-15 | 0115 | 01 | 15 | 23.5 | 29.5025 | 35.4975 | 0
| Intercept | 3819.3494 | 81876.8219 | 2001-01-16 | 0116 | 01 | 16 | 25.375 | 34.25 | 30.75 | 0
|  |  |  | 2001-01-17 | 0117 | 01 | 17 | 33.625 | 23.7125 | 41.2875 | 0
|  |  |  | 2001-01-18 | 0118 | 01 | 18 | 36.1667 | 11.75 | 53.25 | 0
|  |  |  | 2001-01-19 | 0119 | 01 | 19 | 28.4583 | 14.015 | 50.985 | 0
|  |  |  | 2001-01-20 | 0120 | 01 | 20 | 36.4583 | 27.1025 | 37.8975 | 0
|  |  |  | 2001-01-21 | 0121 | 01 | 21 | 28.1667 | 29.75 | 35.25 | 0
|  |  |  | 2001-01-22 | 0122 | 01 | 22 | 25.625 | 22.28 | 42.72 | 0
|  |  |  | 2001-01-23 | 0123 | 01 | 23 | 24.5417 | 13.625 | 51.375 | 0
|  |  |  | 2001-01-24 | 0124 | 01 | 24 | 29.0417 | 30.545 | 34.455 | 0
|  |  |  | 2001-01-25 | 0125 | 01 | 25 | 44.375 | 32.6675 | 32.3325 | 0
|  |  |  | 2001-01-26 | 0126 | 01 | 26 | 44.2083 | 51.8225 | 13.1775 | 0
|  |  |  | 2001-01-27 | 0127 | 01 | 27 | 27.25 | 49.52 | 15.48 | 0
|  |  |  | 2001-01-28 | 0128 | 01 | 28 | 22.25 | 31.6475 | 33.3525 | 0
|  |  |  | 2001-01-29 | 0129 | 01 | 29 | 23.5833 | 35.6825 | 29.3175 | 0
|  |  |  | 2001-01-30 | 0130 | 01 | 30 | 25.6667 | 30.845 | 34.155 | 0
|  |  |  | 2001-01-31 | 0131 | 01 | 31 | 20.3333 | 29.2175 | 35.7825 | 0
|  |  |  | 2001-02-01 | 0201 | 02 | 01 | 25.75 | 26.45 | 38.55 | 0
|  |  |  | 2001-02-02 | 0202 | 02 | 02 | 26.8333 | 35.6675 | 29.3325 | 0
|  |  |  | 2001-02-03 | 0203 | 02 | 03 | 32 | 43.58 | 21.42 | 0
|  |  |  | 2001-02-04 | 0204 | 02 | 04 | 33.9167 | 30.7475 | 34.2525 | 0
|  |  |  | 2001-02-05 | 0205 | 02 | 05 | 38.4583 | 21.05 | 43.95 | 0
|  |  |  | 2001-02-06 | 0206 | 02 | 06 | 37.125 | 32 | 33 | 0
|  |  |  | 2001-02-07 | 0207 | 02 | 07 | 36.875 | 28.4 | 36.6 | 0
|  |  |  | 2001-02-08 | 0208 | 02 | 08 | 38 | 18.4625 | 46.5375 | 0
|  |  |  | 2001-02-09 | 0209 | 02 | 09 | 44.5417 | 20.5025 | 44.4975 | 0
|  |  |  | 2001-02-10 | 0210 | 02 | 10 | 39.5 | 24.785 | 40.215 | 0
|  |  |  | 2001-02-11 | 0211 | 02 | 11 | 34.1667 | 24.8975 | 40.1025 | 0
|  |  |  | 2001-02-12 | 0212 | 02 | 12 | 34.7917 | 29.1125 | 35.8875 | 0
|  |  |  | 2001-02-13 | 0213 | 02 | 13 | 35.25 | 44.0375 | 20.9625 | 0
|  |  |  | 2001-02-14 | 0214 | 02 | 14 | 42 | 39.65 | 25.35 | 0
|  |  |  | 2001-02-15 | 0215 | 02 | 15 | 49.6667 | 42.6125 | 22.3875 | 0
|  |  |  | 2001-02-16 | 0216 | 02 | 16 | 45.75 | 36.755 | 28.245 | 0
|  |  |  | 2001-02-17 | 0217 | 02 | 17 | 34.0417 | 33.335 | 31.665 | 0
|  |  |  | 2001-02-18 | 0218 | 02 | 18 | 26.9167 | 37.2725 | 27.7275 | 0
|  |  |  | 2001-02-19 | 0219 | 02 | 19 | 24 | 36.8975 | 28.1025 | 0
|  |  |  | 2001-02-20 | 0220 | 02 | 20 | 32.5417 | 22.5125 | 42.4875 | 0
|  |  |  | 2001-02-21 | 0221 | 02 | 21 | 39.6667 | 26.015 | 38.985 | 0
|  |  |  | 2001-02-22 | 0222 | 02 | 22 | 37.875 | 33.92 | 31.08 | 0
|  |  |  | 2001-02-23 | 0223 | 02 | 23 | 35.9583 | 22.8875 | 42.1125 | 0
|  |  |  | 2001-02-24 | 0224 | 02 | 24 | 28.5 | 34.385 | 30.615 | 0
|  |  |  | 2001-02-25 | 0225 | 02 | 25 | 26.9167 | 37.52 | 27.48 | 0
|  |  |  | 2001-02-26 | 0226 | 02 | 26 | 29.9167 | 39.56 | 25.44 | 0
|  |  |  | 2001-02-27 | 0227 | 02 | 27 | 28.6667 | 30.1925 | 34.8075 | 0
|  |  |  | 2001-02-28 | 0228 | 02 | 28 | 32.8333 | 42.3725 | 22.6275 | 0
|  |  |  | 2001-03-01 | 0301 | 03 | 01 | 49.375 | 50.0375 | 14.9625 | 0
|  |  |  | 2001-03-02 | 0302 | 03 | 02 | 43.875 | 40.8275 | 24.1725 | 0
|  |  |  | 2001-03-03 | 0303 | 03 | 03 | 37.5 | 40.4975 | 24.5025 | 0
|  |  |  | 2001-03-04 | 0304 | 03 | 04 | 31.0417 | 43.2425 | 21.7575 | 0
|  |  |  | 2001-03-05 | 0305 | 03 | 05 | 30.7917 | 58.1375 | 6.8625 | 0
|  |  |  | 2001-03-06 | 0306 | 03 | 06 | 37.4167 | 44.4575 | 20.5425 | 0
|  |  |  | 2001-03-07 | 0307 | 03 | 07 | 53.9583 | 40.9475 | 24.0525 | 0
|  |  |  | 2001-03-08 | 0308 | 03 | 08 | 58.9167 | 37.6625 | 27.3375 | 0
|  |  |  | 2001-03-09 | 0309 | 03 | 09 | 49.2083 | 32.4725 | 32.5275 | 0
|  |  |  | 2001-03-10 | 0310 | 03 | 10 | 25.0417 | 31.745 | 33.255 | 0
|  |  |  | 2001-03-11 | 0311 | 03 | 11 | 26.7083 | 37.31 | 27.69 | 0
|  |  |  | 2001-03-12 | 0312 | 03 | 12 | 33.75 | 35.21 | 29.79 | 0
|  |  |  | 2001-03-13 | 0313 | 03 | 13 | 33.125 | 50.81 | 14.19 | 0
|  |  |  | 2001-03-14 | 0314 | 03 | 14 | 34.7083 | 37.2125 | 27.7875 | 0
|  |  |  | 2001-03-15 | 0315 | 03 | 15 | 33.9167 | 43.07 | 21.93 | 0
|  |  |  | 2001-03-16 | 0316 | 03 | 16 | 34.125 | 42.125 | 22.875 | 0
|  |  |  | 2001-03-17 | 0317 | 03 | 17 | 37.6667 | 29.78 | 35.22 | 0
|  |  |  | 2001-03-18 | 0318 | 03 | 18 | 39.4167 | 30.4325 | 34.5675 | 0
|  |  |  | 2001-03-19 | 0319 | 03 | 19 | 39 | 49.715 | 15.285 | 0
|  |  |  | 2001-03-20 | 0320 | 03 | 20 | 39.9583 | 52.1675 | 12.8325 | 0
|  |  |  | 2001-03-21 | 0321 | 03 | 21 | 40.375 | 50.345 | 14.655 | 0
|  |  |  | 2001-03-22 | 0322 | 03 | 22 | 41.9167 | 37.8725 | 27.1275 | 0
|  |  |  | 2001-03-23 | 0323 | 03 | 23 | 45.7917 | 38.4275 | 26.5725 | 0
|  |  |  | 2001-03-24 | 0324 | 03 | 24 | 45.8333 | 43.67 | 21.33 | 0
|  |  |  | 2001-03-25 | 0325 | 03 | 25 | 48.7083 | 52.805 | 12.195 | 0
|  |  |  | 2001-03-26 | 0326 | 03 | 26 | 55.4167 | 51.155 | 13.845 | 0
|  |  |  | 2001-03-27 | 0327 | 03 | 27 | 52.9167 | 54.1625 | 10.8375 | 0
|  |  |  | 2001-03-28 | 0328 | 03 | 28 | 52.2083 | 49.925 | 15.075 | 0
|  |  |  | 2001-03-29 | 0329 | 03 | 29 | 51.5 | 47.1725 | 17.8275 | 0
|  |  |  | 2001-03-30 | 0330 | 03 | 30 | 53.9167 | 46.0325 | 18.9675 | 0
|  |  |  | 2001-03-31 | 0331 | 03 | 31 | 51.125 | 44.1875 | 20.8125 | 0
|  |  |  | 2001-04-01 | 0401 | 04 | 01 | 40.5 | 55.5875 | 9.4125 | 0
|  |  |  | 2001-04-02 | 0402 | 04 | 02 | 46.4167 | 69.4175 | 0 | 0
|  |  |  | 2001-04-03 | 0403 | 04 | 03 | 48.4167 | 65.9075 | 0 | 0
|  |  |  | 2001-04-04 | 0404 | 04 | 04 | 54.5417 | 34.085 | 30.915 | 0
|  |  |  | 2001-04-05 | 0405 | 04 | 05 | 48.2917 | 46.2125 | 18.7875 | 0
|  |  |  | 2001-04-06 | 0406 | 04 | 06 | 50.5417 | 59.8775 | 5.1225 | 0
|  |  |  | 2001-04-07 | 0407 | 04 | 07 | 49.9583 | 42.125 | 22.875 | 0
|  |  |  | 2001-04-08 | 0408 | 04 | 08 | 55.5417 | 44.0525 | 20.9475 | 0
|  |  |  | 2001-04-09 | 0409 | 04 | 09 | 54.5833 | 47.66 | 17.34 | 0
|  |  |  | 2001-04-10 | 0410 | 04 | 10 | 58.3333 | 61.4675 | 3.5325 | 0
|  |  |  | 2001-04-11 | 0411 | 04 | 11 | 54.8333 | 44.66 | 20.34 | 0
|  |  |  | 2001-04-12 | 0412 | 04 | 12 | 54.125 | 42.1325 | 22.8675 | 0
|  |  |  | 2001-04-13 | 0413 | 04 | 13 | 60.1667 | 45.845 | 19.155 | 0
|  |  |  | 2001-04-14 | 0414 | 04 | 14 | 53.5417 | 57.4025 | 7.5975 | 0
|  |  |  | 2001-04-15 | 0415 | 04 | 15 | 57.0833 | 63.5075 | 1.4925 | 0
|  |  |  | 2001-04-16 | 0416 | 04 | 16 | 43.4583 | 57.3875 | 7.6125 | 0
|  |  |  | 2001-04-17 | 0417 | 04 | 17 | 40.875 | 47.1875 | 17.8125 | 0
|  |  |  | 2001-04-18 | 0418 | 04 | 18 | 49.3333 | 55.325 | 9.675 | 0
|  |  |  | 2001-04-19 | 0419 | 04 | 19 | 50.6667 | 48.74 | 16.26 | 0
|  |  |  | 2001-04-20 | 0420 | 04 | 20 | 57.25 | 51.9425 | 13.0575 | 0
|  |  |  | 2001-04-21 | 0421 | 04 | 21 | 57.4583 | 49.46 | 15.54 | 0
|  |  |  | 2001-04-22 | 0422 | 04 | 22 | 48.4583 | 65.705 | 0 | 0
|  |  |  | 2001-04-23 | 0423 | 04 | 23 | 50.3333 | 52.115 | 12.885 | 0
|  |  |  | 2001-04-24 | 0424 | 04 | 24 | 55.7083 | 45.005 | 19.995 | 0
|  |  |  | 2001-04-25 | 0425 | 04 | 25 | 57.2917 | 44.225 | 20.775 | 0
|  |  |  | 2001-04-26 | 0426 | 04 | 26 | 51.0417 | 43.01 | 21.99 | 0
|  |  |  | 2001-04-27 | 0427 | 04 | 27 | 50.5417 | 41.255 | 23.745 | 0
|  |  |  | 2001-04-28 | 0428 | 04 | 28 | 52.8333 | 52.25 | 12.75 | 0
|  |  |  | 2001-04-29 | 0429 | 04 | 29 | 51.4583 | 52.58 | 12.42 | 0
|  |  |  | 2001-04-30 | 0430 | 04 | 30 | 49.875 | 52.4825 | 12.5175 | 0
|  |  |  | 2001-05-01 | 0501 | 05 | 01 | 72.0833 | 67.2275 | 0 | 0
|  |  |  | 2001-05-02 | 0502 | 05 | 02 | 69.5417 | 50.9225 | 14.0775 | 0
|  |  |  | 2001-05-03 | 0503 | 05 | 03 | 72.2083 | 58.85 | 6.15 | 0
|  |  |  | 2001-05-04 | 0504 | 05 | 04 | 74.75 | 56.4575 | 8.5425 | 0
|  |  |  | 2001-05-05 | 0505 | 05 | 05 | 65 | 49.2725 | 15.7275 | 0
|  |  |  | 2001-05-06 | 0506 | 05 | 06 | 52.2917 | 54.2525 | 10.7475 | 0
|  |  |  | 2001-05-07 | 0507 | 05 | 07 | 48.9167 | 50.1125 | 14.8875 | 0
|  |  |  | 2001-05-08 | 0508 | 05 | 08 | 53.9583 | 51.83 | 13.17 | 0
|  |  |  | 2001-05-09 | 0509 | 05 | 09 | 59.0417 | 60.83 | 4.17 | 0
|  |  |  | 2001-05-10 | 0510 | 05 | 10 | 67.7083 | 63.32 | 1.68 | 0
|  |  |  | 2001-05-11 | 0511 | 05 | 11 | 70.9167 | 57.425 | 7.575 | 0
|  |  |  | 2001-05-12 | 0512 | 05 | 12 | 72.625 | 62.21 | 2.79 | 0
|  |  |  | 2001-05-13 | 0513 | 05 | 13 | 59.875 | 56.9825 | 8.0175 | 0
|  |  |  | 2001-05-14 | 0514 | 05 | 14 | 57.875 | 61.865 | 3.135 | 0
|  |  |  | 2001-05-15 | 0515 | 05 | 15 | 59.375 | 69.2075 | 0 | 0
|  |  |  | 2001-05-16 | 0516 | 05 | 16 | 54.8333 | 69.62 | 0 | 0
|  |  |  | 2001-05-17 | 0517 | 05 | 17 | 55.5417 | 80.42 | 0 | 10.42
|  |  |  | 2001-05-18 | 0518 | 05 | 18 | 58.5833 | 65.675 | 0 | 0
|  |  |  | 2001-05-19 | 0519 | 05 | 19 | 64.375 | 58.28 | 6.72 | 0
|  |  |  | 2001-05-20 | 0520 | 05 | 20 | 56.125 | 56.1125 | 8.8875 | 0
|  |  |  | 2001-05-21 | 0521 | 05 | 21 | 57.0417 | 60.905 | 4.095 | 0
|  |  |  | 2001-05-22 | 0522 | 05 | 22 | 65 | 73.2725 | 0 | 3.2725
|  |  |  | 2001-05-23 | 0523 | 05 | 23 | 63.2083 | 70.52 | 0 | 0.52
|  |  |  | 2001-05-24 | 0524 | 05 | 24 | 63.6667 | 69.35 | 0 | 0
|  |  |  | 2001-05-25 | 0525 | 05 | 25 | 59.9583 | 61.415 | 3.585 | 0
|  |  |  | 2001-05-26 | 0526 | 05 | 26 | 62.6667 | 60.53 | 4.47 | 0
|  |  |  | 2001-05-27 | 0527 | 05 | 27 | 62.9583 | 54.95 | 10.05 | 0
|  |  |  | 2001-05-28 | 0528 | 05 | 28 | 63.9583 | 59.2775 | 5.7225 | 0
|  |  |  | 2001-05-29 | 0529 | 05 | 29 | 63.7917 | 66.365 | 0 | 0
|  |  |  | 2001-05-30 | 0530 | 05 | 30 | 59.9583 | 64.145 | 0.855 | 0
|  |  |  | 2001-05-31 | 0531 | 05 | 31 | 57.5833 | 63.2225 | 1.7775 | 0
|  |  |  | 2001-06-01 | 0601 | 06 | 01 | 61.6667 | 58.1825 | 6.8175 | 0
|  |  |  | 2001-06-02 | 0602 | 06 | 02 | 59.1667 | 58.85 | 6.15 | 0
|  |  |  | 2001-06-03 | 0603 | 06 | 03 | 62.8333 | 59.09 | 5.91 | 0
|  |  |  | 2001-06-04 | 0604 | 06 | 04 | 73.5833 | 64.2875 | 0.7125 | 0
|  |  |  | 2001-06-05 | 0605 | 06 | 05 | 72.7083 | 61.0325 | 3.9675 | 0
|  |  |  | 2001-06-06 | 0606 | 06 | 06 | 75.7083 | 62.6675 | 2.3325 | 0
|  |  |  | 2001-06-07 | 0607 | 06 | 07 | 71.9583 | 70.2875 | 0 | 0.2875
|  |  |  | 2001-06-08 | 0608 | 06 | 08 | 69.4167 | 67.9625 | 0 | 0
|  |  |  | 2001-06-09 | 0609 | 06 | 09 | 77.4167 | 69.365 | 0 | 0
|  |  |  | 2001-06-10 | 0610 | 06 | 10 | 67.5833 | 81.83 | 0 | 11.83
|  |  |  | 2001-06-11 | 0611 | 06 | 11 | 70.25 | 68.54 | 0 | 0
|  |  |  | 2001-06-12 | 0612 | 06 | 12 | 72.9583 | 68.9075 | 0 | 0
|  |  |  | 2001-06-13 | 0613 | 06 | 13 | 71.0417 | 73.49 | 0 | 3.49
|  |  |  | 2001-06-14 | 0614 | 06 | 14 | 63.75 | 82.7525 | 0 | 12.7525
|  |  |  | 2001-06-15 | 0615 | 06 | 15 | 69.4583 | 76.1825 | 0 | 6.1825
|  |  |  | 2001-06-16 | 0616 | 06 | 16 | 79.7917 | 66.4625 | 0 | 0
|  |  |  | 2001-06-17 | 0617 | 06 | 17 | 76.4167 | 64.76 | 0.24 | 0
|  |  |  | 2001-06-18 | 0618 | 06 | 18 | 69.4167 | 68.5175 | 0 | 0
|  |  |  | 2001-06-19 | 0619 | 06 | 19 | 68.625 | 73.6775 | 0 | 3.6775
|  |  |  | 2001-06-20 | 0620 | 06 | 20 | 73.875 | 80.87 | 0 | 10.87
|  |  |  | 2001-06-21 | 0621 | 06 | 21 | 75.1667 | 81.5675 | 0 | 11.5675
|  |  |  | 2001-06-22 | 0622 | 06 | 22 | 79.2917 | 77.15 | 0 | 7.15
|  |  |  | 2001-06-23 | 0623 | 06 | 23 | 71.75 | 71.4275 | 0 | 1.4275
|  |  |  | 2001-06-24 | 0624 | 06 | 24 | 71.3333 | 78.1325 | 0 | 8.1325
|  |  |  | 2001-06-25 | 0625 | 06 | 25 | 76.8333 | 72.5 | 0 | 2.5
|  |  |  | 2001-06-26 | 0626 | 06 | 26 | 67.1667 | 70.8425 | 0 | 0.8425
|  |  |  | 2001-06-27 | 0627 | 06 | 27 | 64.5 | 79.535 | 0 | 9.535
|  |  |  | 2001-06-28 | 0628 | 06 | 28 | 66.6667 | 72.71 | 0 | 2.71
|  |  |  | 2001-06-29 | 0629 | 06 | 29 | 68.75 | 72.6125 | 0 | 2.6125
|  |  |  | 2001-06-30 | 0630 | 06 | 30 | 66.4583 | 82.0475 | 0 | 12.0475
|  |  |  | 2001-07-01 | 0701 | 07 | 01 | 73.1667 | 86.7875 | 0 | 16.7875
|  |  |  | 2001-07-02 | 0702 | 07 | 02 | 74.75 | 82.445 | 0 | 12.445
|  |  |  | 2001-07-03 | 0703 | 07 | 03 | 73.0417 | 71.9075 | 0 | 1.9075
|  |  |  | 2001-07-04 | 0704 | 07 | 04 | 73.5 | 67.3325 | 0 | 0
|  |  |  | 2001-07-05 | 0705 | 07 | 05 | 81.9583 | 67.97 | 0 | 0
|  |  |  | 2001-07-06 | 0706 | 07 | 06 | 77.0417 | 64.7225 | 0.2775 | 0
|  |  |  | 2001-07-07 | 0707 | 07 | 07 | 75.5833 | 66.935 | 0 | 0
|  |  |  | 2001-07-08 | 0708 | 07 | 08 | 78.5 | 72.455 | 0 | 2.455
|  |  |  | 2001-07-09 | 0709 | 07 | 09 | 75.1667 | 74.705 | 0 | 4.705
|  |  |  | 2001-07-10 | 0710 | 07 | 10 | 74.25 | 70.55 | 0 | 0.55
|  |  |  | 2001-07-11 | 0711 | 07 | 11 | 76.5417 | 68.96 | 0 | 0
|  |  |  | 2001-07-12 | 0712 | 07 | 12 | 74.125 | 70.6025 | 0 | 0.6025
|  |  |  | 2001-07-13 | 0713 | 07 | 13 | 70.875 | 73.2875 | 0 | 3.2875
|  |  |  | 2001-07-14 | 0714 | 07 | 14 | 69.9583 | 76.2875 | 0 | 6.2875
|  |  |  | 2001-07-15 | 0715 | 07 | 15 | 74.1667 | 78.71 | 0 | 8.71
|  |  |  | 2001-07-16 | 0716 | 07 | 16 | 75 | 83.9375 | 0 | 13.9375
|  |  |  | 2001-07-17 | 0717 | 07 | 17 | 76.625 | 83.5175 | 0 | 13.5175
|  |  |  | 2001-07-18 | 0718 | 07 | 18 | 73.25 | 82.085 | 0 | 12.085
|  |  |  | 2001-07-19 | 0719 | 07 | 19 | 72.9167 | 78.215 | 0 | 8.215
|  |  |  | 2001-07-20 | 0720 | 07 | 20 | 77.875 | 74.645 | 0 | 4.645
|  |  |  | 2001-07-21 | 0721 | 07 | 21 | 76.7917 | 72.17 | 0 | 2.17
|  |  |  | 2001-07-22 | 0722 | 07 | 22 | 78 | 75.3875 | 0 | 5.3875
|  |  |  | 2001-07-23 | 0723 | 07 | 23 | 78.5833 | 79.13 | 0 | 9.13
|  |  |  | 2001-07-24 | 0724 | 07 | 24 | 73.7083 | 80.345 | 0 | 10.345
|  |  |  | 2001-07-25 | 0725 | 07 | 25 | 68.7917 | 77.72 | 0 | 7.72
|  |  |  | 2001-07-26 | 0726 | 07 | 26 | 70.25 | 72.6575 | 0 | 2.6575
|  |  |  | 2001-07-27 | 0727 | 07 | 27 | 75.7083 | 71.6675 | 0 | 1.6675
|  |  |  | 2001-07-28 | 0728 | 07 | 28 | 72.8333 | 78.2 | 0 | 8.2
|  |  |  | 2001-07-29 | 0729 | 07 | 29 | 75 | 69.8825 | 0 | 0
|  |  |  | 2001-07-30 | 0730 | 07 | 30 | 79.2917 | 68.945 | 0 | 0
|  |  |  | 2001-07-31 | 0731 | 07 | 31 | 79.8333 | 73.0775 | 0 | 3.0775
|  |  |  | 2001-08-01 | 0801 | 08 | 01 | 71.9583 | 78.9425 | 0 | 8.9425
|  |  |  | 2001-08-02 | 0802 | 08 | 02 | 65.2917 | 80.135 | 0 | 10.135
|  |  |  | 2001-08-03 | 0803 | 08 | 03 | 66.1667 | 77.4275 | 0 | 7.4275
|  |  |  | 2001-08-04 | 0804 | 08 | 04 | 67 | 76.985 | 0 | 6.985
|  |  |  | 2001-08-05 | 0805 | 08 | 05 | 68.9167 | 78.86 | 0 | 8.86
|  |  |  | 2001-08-06 | 0806 | 08 | 06 | 72.7917 | 76.385 | 0 | 6.385
|  |  |  | 2001-08-07 | 0807 | 08 | 07 | 77.9167 | 72.935 | 0 | 2.935
|  |  |  | 2001-08-08 | 0808 | 08 | 08 | 75.375 | 79.7525 | 0 | 9.7525
|  |  |  | 2001-08-09 | 0809 | 08 | 09 | 77.4583 | 75.185 | 0 | 5.185
|  |  |  | 2001-08-10 | 0810 | 08 | 10 | 77.875 | 79.1975 | 0 | 9.1975
|  |  |  | 2001-08-11 | 0811 | 08 | 11 | 78.625 | 72.65 | 0 | 2.65
|  |  |  | 2001-08-12 | 0812 | 08 | 12 | 77.4167 | 61.955 | 3.045 | 0
|  |  |  | 2001-08-13 | 0813 | 08 | 13 | 77.0417 | 63.7625 | 1.2375 | 0
|  |  |  | 2001-08-14 | 0814 | 08 | 14 | 84.9583 | 72.2225 | 0 | 2.2225
|  |  |  | 2001-08-15 | 0815 | 08 | 15 | 84.875 | 63.605 | 1.395 | 0
|  |  |  | 2001-08-16 | 0816 | 08 | 16 | 79.2917 | 62.1725 | 2.8275 | 0
|  |  |  | 2001-08-17 | 0817 | 08 | 17 | 71.25 | 59.9675 | 5.0325 | 0
|  |  |  | 2001-08-18 | 0818 | 08 | 18 | 70.0833 | 62.6375 | 2.3625 | 0
|  |  |  | 2001-08-19 | 0819 | 08 | 19 | 74.5 | 71.5775 | 0 | 1.5775
|  |  |  | 2001-08-20 | 0820 | 08 | 20 | 73.3333 | 69.02 | 0 | 0
|  |  |  | 2001-08-21 | 0821 | 08 | 21 | 67.25 | 64.5425 | 0.4575 | 0
|  |  |  | 2001-08-22 | 0822 | 08 | 22 | 66.1667 | 65.9 | 0 | 0
|  |  |  | 2001-08-23 | 0823 | 08 | 23 | 66.6667 | 68.63 | 0 | 0
|  |  |  | 2001-08-24 | 0824 | 08 | 24 | 69.2917 | 73.9775 | 0 | 3.9775
|  |  |  | 2001-08-25 | 0825 | 08 | 25 | 74.5417 | 77.885 | 0 | 7.885
|  |  |  | 2001-08-26 | 0826 | 08 | 26 | 78.3333 | 73.1675 | 0 | 3.1675
|  |  |  | 2001-08-27 | 0827 | 08 | 27 | 75.4167 | 77.1875 | 0 | 7.1875
|  |  |  | 2001-08-28 | 0828 | 08 | 28 | 72.6667 | 74.24 | 0 | 4.24
|  |  |  | 2001-08-29 | 0829 | 08 | 29 | 74.5833 | 75.7025 | 0 | 5.7025
|  |  |  | 2001-08-30 | 0830 | 08 | 30 | 74.375 | 77.3375 | 0 | 7.3375
|  |  |  | 2001-08-31 | 0831 | 08 | 31 | 67.2917 | 72.845 | 0 | 2.845
|  |  |  | 2001-09-01 | 0901 | 09 | 01 | 70.375 | 67.5125 | 0 | 0
|  |  |  | 2001-09-02 | 0902 | 09 | 02 | 63.125 | 65.96 | 0 | 0
|  |  |  | 2001-09-03 | 0903 | 09 | 03 | 67.125 | 60.4475 | 4.5525 | 0
|  |  |  | 2001-09-04 | 0904 | 09 | 04 | 73.1667 | 63.995 | 1.005 | 0
|  |  |  | 2001-09-05 | 0905 | 09 | 05 | 67.625 | 69.4025 | 0 | 0
|  |  |  | 2001-09-06 | 0906 | 09 | 06 | 66.1667 | 60.62 | 4.38 | 0
|  |  |  | 2001-09-07 | 0907 | 09 | 07 | 69.5833 | 63.2375 | 1.7625 | 0
|  |  |  | 2001-09-08 | 0908 | 09 | 08 | 71.9167 | 74.72 | 0 | 4.72
|  |  |  | 2001-09-09 | 0909 | 09 | 09 | 73.0833 | 70.85 | 0 | 0.85
|  |  |  | 2001-09-10 | 0910 | 09 | 10 | 77 | 65.63 | 0 | 0
|  |  |  | 2001-09-11 | 0911 | 09 | 11 | 70.5833 | 61.61 | 3.39 | 0
|  |  |  | 2001-09-12 | 0912 | 09 | 12 | 65.5 | 66.7775 | 0 | 0
|  |  |  | 2001-09-13 | 0913 | 09 | 13 | 69.5417 | 70.7525 | 0 | 0.7525
|  |  |  | 2001-09-14 | 0914 | 09 | 14 | 56.375 | 68.7125 | 0 | 0
|  |  |  | 2001-09-15 | 0915 | 09 | 15 | 55.375 | 67.325 | 0 | 0
|  |  |  | 2001-09-16 | 0916 | 09 | 16 | 58.1667 | 70.055 | 0 | 0.055
|  |  |  | 2001-09-17 | 0917 | 09 | 17 | 61.125 | 72.7175 | 0 | 2.7175
|  |  |  | 2001-09-18 | 0918 | 09 | 18 | 65.125 | 69.8225 | 0 | 0
|  |  |  | 2001-09-19 | 0919 | 09 | 19 | 66.0417 | 68.8775 | 0 | 0
|  |  |  | 2001-09-20 | 0920 | 09 | 20 | 70.125 | 69.83 | 0 | 0
|  |  |  | 2001-09-21 | 0921 | 09 | 21 | 72.625 | 64.2275 | 0.7725 | 0
|  |  |  | 2001-09-22 | 0922 | 09 | 22 | 71.4167 | 55.52 | 9.48 | 0
|  |  |  | 2001-09-23 | 0923 | 09 | 23 | 69.9583 | 60.245 | 4.755 | 0
|  |  |  | 2001-09-24 | 0924 | 09 | 24 | 73.1667 | 60.485 | 4.515 | 0
|  |  |  | 2001-09-25 | 0925 | 09 | 25 | 65.1667 | 59.5025 | 5.4975 | 0
|  |  |  | 2001-09-26 | 0926 | 09 | 26 | 54.875 | 65.8025 | 0 | 0
|  |  |  | 2001-09-27 | 0927 | 09 | 27 | 58 | 70.6775 | 0 | 0.6775
|  |  |  | 2001-09-28 | 0928 | 09 | 28 | 55.375 | 61.37 | 3.63 | 0
|  |  |  | 2001-09-29 | 0929 | 09 | 29 | 56.5417 | 55.295 | 9.705 | 0
|  |  |  | 2001-09-30 | 0930 | 09 | 30 | 50.2083 | 59.9 | 5.1 | 0
|  |  |  | 2001-10-01 | 1001 | 10 | 01 | 63.2083 | 75.6425 | 0 | 5.6425
|  |  |  | 2001-10-02 | 1002 | 10 | 02 | 65.5833 | 72.1325 | 0 | 2.1325
|  |  |  | 2001-10-03 | 1003 | 10 | 03 | 67.8333 | 67.295 | 0 | 0
|  |  |  | 2001-10-04 | 1004 | 10 | 04 | 64.0833 | 76.0175 | 0 | 6.0175
|  |  |  | 2001-10-05 | 1005 | 10 | 05 | 63 | 66.665 | 0 | 0
|  |  |  | 2001-10-06 | 1006 | 10 | 06 | 56.0417 | 54.62 | 10.38 | 0
|  |  |  | 2001-10-07 | 1007 | 10 | 07 | 56.7917 | 46.4225 | 18.5775 | 0
|  |  |  | 2001-10-08 | 1008 | 10 | 08 | 52.0417 | 57.8675 | 7.1325 | 0
|  |  |  | 2001-10-09 | 1009 | 10 | 09 | 58.0833 | 65.2475 | 0 | 0
|  |  |  | 2001-10-10 | 1010 | 10 | 10 | 35.6667 | 49.34 | 15.66 | 0
|  |  |  | 2001-10-11 | 1011 | 10 | 11 | 41.2917 | 55.715 | 9.285 | 0
|  |  |  | 2001-10-12 | 1012 | 10 | 12 | 54.3333 | 56.945 | 8.055 | 0
|  |  |  | 2001-10-13 | 1013 | 10 | 13 | 49.0417 | 62.2025 | 2.7975 | 0
|  |  |  | 2001-10-14 | 1014 | 10 | 14 | 44.0417 | 65.7875 | 0 | 0
|  |  |  | 2001-10-15 | 1015 | 10 | 15 | 46.2083 | 49.295 | 15.705 | 0
|  |  |  | 2001-10-16 | 1016 | 10 | 16 | 53.5417 | 46.6175 | 18.3825 | 0
|  |  |  | 2001-10-17 | 1017 | 10 | 17 | 59.2917 | 48.05 | 16.95 | 0
|  |  |  | 2001-10-18 | 1018 | 10 | 18 | 60.9167 | 47.825 | 17.175 | 0
|  |  |  | 2001-10-19 | 1019 | 10 | 19 | 56.0417 | 46.01 | 18.99 | 0
|  |  |  | 2001-10-20 | 1020 | 10 | 20 | 59.9167 | 47.96 | 17.04 | 0
|  |  |  | 2001-10-21 | 1021 | 10 | 21 | 67.3333 | 51.83 | 13.17 | 0
|  |  |  | 2001-10-22 | 1022 | 10 | 22 | 67.5 | 57.0275 | 7.9725 | 0
|  |  |  | 2001-10-23 | 1023 | 10 | 23 | 65.9167 | 62.0975 | 2.9025 | 0
|  |  |  | 2001-10-24 | 1024 | 10 | 24 | 49.7917 | 54.1025 | 10.8975 | 0
|  |  |  | 2001-10-25 | 1025 | 10 | 25 | 46.625 | 48.245 | 16.755 | 0
|  |  |  | 2001-10-26 | 1026 | 10 | 26 | 41.8333 | 60.17 | 4.83 | 0
|  |  |  | 2001-10-27 | 1027 | 10 | 27 | 43.2083 | 58.19 | 6.81 | 0
|  |  |  | 2001-10-28 | 1028 | 10 | 28 | 53.0833 | 57.215 | 7.785 | 0
|  |  |  | 2001-10-29 | 1029 | 10 | 29 | 48 | 56.09 | 8.91 | 0
|  |  |  | 2001-10-30 | 1030 | 10 | 30 | 41.7083 | 56 | 9 | 0
|  |  |  | 2001-10-31 | 1031 | 10 | 31 | 45.5417 | 43.94 | 21.06 | 0
|  |  |  | 2001-11-01 | 1101 | 11 | 01 | 48.2917 | 56.4125 | 8.5875 | 0
|  |  |  | 2001-11-02 | 1102 | 11 | 02 | 53 | 61.2425 | 3.7575 | 0
|  |  |  | 2001-11-03 | 1103 | 11 | 03 | 56.5417 | 60.74 | 4.26 | 0
|  |  |  | 2001-11-04 | 1104 | 11 | 04 | 62.25 | 55.955 | 9.045 | 0
|  |  |  | 2001-11-05 | 1105 | 11 | 05 | 57.9167 | 45.635 | 19.365 | 0
|  |  |  | 2001-11-06 | 1106 | 11 | 06 | 38.5833 | 45.02 | 19.98 | 0
|  |  |  | 2001-11-07 | 1107 | 11 | 07 | 46 | 43.9775 | 21.0225 | 0
|  |  |  | 2001-11-08 | 1108 | 11 | 08 | 55.4167 | 45.4325 | 19.5675 | 0
|  |  |  | 2001-11-09 | 1109 | 11 | 09 | 60.875 | 52.7825 | 12.2175 | 0
|  |  |  | 2001-11-10 | 1110 | 11 | 10 | 45.2083 | 50.45 | 14.55 | 0
|  |  |  | 2001-11-11 | 1111 | 11 | 11 | 35.0833 | 49.235 | 15.765 | 0
|  |  |  | 2001-11-12 | 1112 | 11 | 12 | 37.7083 | 47.9675 | 17.0325 | 0
|  |  |  | 2001-11-13 | 1113 | 11 | 13 | 44.8333 | 43.8875 | 21.1125 | 0
|  |  |  | 2001-11-14 | 1114 | 11 | 14 | 48.3333 | 48.545 | 16.455 | 0
|  |  |  | 2001-11-15 | 1115 | 11 | 15 | 43.5417 | 34.175 | 30.825 | 0
|  |  |  | 2001-11-16 | 1116 | 11 | 16 | 45.25 | 34.4525 | 30.5475 | 0
|  |  |  | 2001-11-17 | 1117 | 11 | 17 | 59.5 | 38.9 | 26.1 | 0
|  |  |  | 2001-11-18 | 1118 | 11 | 18 | 61.125 | 45.0125 | 19.9875 | 0
|  |  |  | 2001-11-19 | 1119 | 11 | 19 | 46.125 | 55.7 | 9.3 | 0
|  |  |  | 2001-11-20 | 1120 | 11 | 20 | 43.1667 | 36.26 | 28.74 | 0
|  |  |  | 2001-11-21 | 1121 | 11 | 21 | 23.875 | 30.095 | 34.905 | 0
|  |  |  | 2001-11-22 | 1122 | 11 | 22 | 26.2917 | 31.715 | 33.285 | 0
|  |  |  | 2001-11-23 | 1123 | 11 | 23 | 40.2083 | 47.525 | 17.475 | 0
|  |  |  | 2001-11-24 | 1124 | 11 | 24 | 51.0417 | 44.2625 | 20.7375 | 0
|  |  |  | 2001-11-25 | 1125 | 11 | 25 | 50.2083 | 36.7625 | 28.2375 | 0
|  |  |  | 2001-11-26 | 1126 | 11 | 26 | 57.4167 | 43.1 | 21.9 | 0
|  |  |  | 2001-11-27 | 1127 | 11 | 27 | 43.4167 | 36.8225 | 28.1775 | 0
|  |  |  | 2001-11-28 | 1128 | 11 | 28 | 46.625 | 39.8225 | 25.1775 | 0
|  |  |  | 2001-11-29 | 1129 | 11 | 29 | 54.0417 | 38.405 | 26.595 | 0
|  |  |  | 2001-11-30 | 1130 | 11 | 30 | 52.0417 | 36.935 | 28.065 | 0
|  |  |  | 2001-12-01 | 1201 | 12 | 01 | 32.1667 | 43.88 | 21.12 | 0
|  |  |  | 2001-12-02 | 1202 | 12 | 02 | 38.9167 | 51.65 | 13.35 | 0
|  |  |  | 2001-12-03 | 1203 | 12 | 03 | 25.5833 | 51.095 | 13.905 | 0
|  |  |  | 2001-12-04 | 1204 | 12 | 04 | 24.4167 | 49.88 | 15.12 | 0
|  |  |  | 2001-12-05 | 1205 | 12 | 05 | 30.375 | 35.5175 | 29.4825 | 0
|  |  |  | 2001-12-06 | 1206 | 12 | 06 | 28.4167 | 34.7675 | 30.2325 | 0
|  |  |  | 2001-12-07 | 1207 | 12 | 07 | 27.7083 | 28.82 | 36.18 | 0
|  |  |  | 2001-12-08 | 1208 | 12 | 08 | 36.375 | 28.115 | 36.885 | 0
|  |  |  | 2001-12-09 | 1209 | 12 | 09 | 24.8333 | 43.2575 | 21.7425 | 0
|  |  |  | 2001-12-10 | 1210 | 12 | 10 | 28.6667 | 42.89 | 22.11 | 0
|  |  |  | 2001-12-11 | 1211 | 12 | 11 | 41.1667 | 38.015 | 26.985 | 0
|  |  |  | 2001-12-12 | 1212 | 12 | 12 | 38.3333 | 45.74 | 19.26 | 0
|  |  |  | 2001-12-13 | 1213 | 12 | 13 | 39 | 37.3775 | 27.6225 | 0
|  |  |  | 2001-12-14 | 1214 | 12 | 14 | 44.7917 | 37.07 | 27.93 | 0
|  |  |  | 2001-12-15 | 1215 | 12 | 15 | 42.5417 | 35.93 | 29.07 | 0
|  |  |  | 2001-12-16 | 1216 | 12 | 16 | 37.7083 | 41.1725 | 23.8275 | 0
|  |  |  | 2001-12-17 | 1217 | 12 | 17 | 26.75 | 46.1825 | 18.8175 | 0
|  |  |  | 2001-12-18 | 1218 | 12 | 18 | 26.3333 | 39.3725 | 25.6275 | 0
|  |  |  | 2001-12-19 | 1219 | 12 | 19 | 41.6667 | 44.9375 | 20.0625 | 0
|  |  |  | 2001-12-20 | 1220 | 12 | 20 | 50.7917 | 40.925 | 24.075 | 0
|  |  |  | 2001-12-21 | 1221 | 12 | 21 | 41.5417 | 33.68 | 31.32 | 0
|  |  |  | 2001-12-22 | 1222 | 12 | 22 | 44.75 | 41.51 | 23.49 | 0
|  |  |  | 2001-12-23 | 1223 | 12 | 23 | 40.9167 | 40.025 | 24.975 | 0
|  |  |  | 2001-12-24 | 1224 | 12 | 24 | 34.4167 | 36.905 | 28.095 | 0
|  |  |  | 2001-12-25 | 1225 | 12 | 25 | 39.125 | 30.7625 | 34.2375 | 0
|  |  |  | 2001-12-26 | 1226 | 12 | 26 | 34.5833 | 30.875 | 34.125 | 0
|  |  |  | 2001-12-27 | 1227 | 12 | 27 | 33.7917 | 28.2725 | 36.7275 | 0
|  |  |  | 2001-12-28 | 1228 | 12 | 28 | 33.75 | 29.99 | 35.01 | 0
|  |  |  | 2001-12-29 | 1229 | 12 | 29 | 36.4583 | 26.615 | 38.385 | 0
|  |  |  | 2001-12-30 | 1230 | 12 | 30 | 36.0417 | 24.965 | 40.035 | 0
|  |  |  | 2001-12-31 | 1231 | 12 | 31 | 48.2917 | 29.18 | 35.82 | 0

## Buffalo (hidden)
Typical Year Data | [7 empty] | Daily Temp TMY3 | Daily Temp TMY2 | HDD | CDD
Month | Avg Temp | HDD | CDD | 2001-01-01 | 0101 | 01 | 01 | 31.1667 | 31.16 | 33.84 | 0
1 | 25.7 | 1213.86 | 0 | 2001-01-02 | 0102 | 01 | 02 | 30.3333 | 30.3125 | 34.6875 | 0
2 | 22.2 | 1199.385 | 0 | 2001-01-03 | 0103 | 01 | 03 | 21.875 | 21.8825 | 43.1175 | 0
3 | 35.7 | 909.2025 | 0 | 2001-01-04 | 0104 | 01 | 04 | 17.0417 | 17.0375 | 47.9625 | 0
4 | 45.7 | 579.585 | 0 | 2001-01-05 | 0105 | 01 | 05 | 21.2083 | 21.1925 | 43.8075 | 0
5 | 57.6 | 258.1425 | 6.9075 | 2001-01-06 | 0106 | 01 | 06 | 21 | 20.99 | 44.01 | 0
6 | 66 | 69.2475 | 33.695 | 2001-01-07 | 0107 | 01 | 07 | 30.4167 | 30.4175 | 34.5825 | 0
7 | 71.9 | 2.6025 | 90.0225 | 2001-01-08 | 0108 | 01 | 08 | 21.5417 | 21.5375 | 43.4625 | 0
8 | 68.7 | 15.1125 | 35.345 | 2001-01-09 | 0109 | 01 | 09 | 17.75 | 17.7725 | 47.2275 | 0
9 | 61.7 | 148.5675 | 9.8425 | 2001-01-10 | 0110 | 01 | 10 | 23.1667 | 23.15 | 41.85 | 0
10 | 51.8 | 414 | 0 | 2001-01-11 | 0111 | 01 | 11 | 43.125 | 43.1225 | 21.8775 | 0
11 | 40.2 | 744.45 | 0 | 2001-01-12 | 0112 | 01 | 12 | 18.7917 | 18.785 | 46.215 | 0
12 | 29.3 | 1107.8325 | 0 | 2001-01-13 | 0113 | 01 | 13 | 28.125 | 28.115 | 36.885 | 0
|  |  |  | 2001-01-14 | 0114 | 01 | 14 | 37.9583 | 37.9325 | 27.0675 | 0
| Slope | 11.2103 | 692.1074 | 2001-01-15 | 0115 | 01 | 15 | 35.2917 | 35.3 | 29.7 | 0
| Intercept | 1226.4211 | 84684.9062 | 2001-01-16 | 0116 | 01 | 16 | 34.625 | 34.625 | 30.375 | 0
|  |  |  | 2001-01-17 | 0117 | 01 | 17 | 43.375 | 43.385 | 21.615 | 0
|  |  |  | 2001-01-18 | 0118 | 01 | 18 | 35.9167 | 35.915 | 29.085 | 0
|  |  |  | 2001-01-19 | 0119 | 01 | 19 | 33.7083 | 33.725 | 31.275 | 0
|  |  |  | 2001-01-20 | 0120 | 01 | 20 | 29.875 | 29.87 | 35.13 | 0
|  |  |  | 2001-01-21 | 0121 | 01 | 21 | 29.0417 | 29.0225 | 35.9775 | 0
|  |  |  | 2001-01-22 | 0122 | 01 | 22 | 32.5 | 32.51 | 32.49 | 0
|  |  |  | 2001-01-23 | 0123 | 01 | 23 | 20.1667 | 20.1575 | 44.8425 | 0
|  |  |  | 2001-01-24 | 0124 | 01 | 24 | 14.6667 | 14.66 | 50.34 | 0
|  |  |  | 2001-01-25 | 0125 | 01 | 25 | 18.3333 | 18.32 | 46.68 | 0
|  |  |  | 2001-01-26 | 0126 | 01 | 26 | 22.9167 | 22.91 | 42.09 | 0
|  |  |  | 2001-01-27 | 0127 | 01 | 27 | 24.625 | 24.6575 | 40.3425 | 0
|  |  |  | 2001-01-28 | 0128 | 01 | 28 | 19.125 | 19.115 | 45.885 | 0
|  |  |  | 2001-01-29 | 0129 | 01 | 29 | 18.5833 | 18.5975 | 46.4025 | 0
|  |  |  | 2001-01-30 | 0130 | 01 | 30 | 13.7917 | 13.79 | 51.21 | 0
|  |  |  | 2001-01-31 | 0131 | 01 | 31 | 12.25 | 11.1725 | 53.8275 | 0
|  |  |  | 2001-02-01 | 0201 | 02 | 01 | 37.5417 | 4.55 | 60.45 | 0
|  |  |  | 2001-02-02 | 0202 | 02 | 02 | 27.5417 | 10.0775 | 54.9225 | 0
|  |  |  | 2001-02-03 | 0203 | 02 | 03 | 23.4583 | 28.1375 | 36.8625 | 0
|  |  |  | 2001-02-04 | 0204 | 02 | 04 | 19.375 | 38.6525 | 26.3475 | 0
|  |  |  | 2001-02-05 | 0205 | 02 | 05 | 11.625 | 37.715 | 27.285 | 0
|  |  |  | 2001-02-06 | 0206 | 02 | 06 | 6.2917 | 9.9275 | 55.0725 | 0
|  |  |  | 2001-02-07 | 0207 | 02 | 07 | 13.25 | 9.35 | 55.65 | 0
|  |  |  | 2001-02-08 | 0208 | 02 | 08 | 17.125 | 17.7425 | 47.2575 | 0
|  |  |  | 2001-02-09 | 0209 | 02 | 09 | 20.9167 | 20.39 | 44.61 | 0
|  |  |  | 2001-02-10 | 0210 | 02 | 10 | 17.5833 | 6.1025 | 58.8975 | 0
|  |  |  | 2001-02-11 | 0211 | 02 | 11 | 24.875 | 7.7 | 57.3 | 0
|  |  |  | 2001-02-12 | 0212 | 02 | 12 | 24.6667 | 16.3475 | 48.6525 | 0
|  |  |  | 2001-02-13 | 0213 | 02 | 13 | 17.4583 | 19.0925 | 45.9075 | 0
|  |  |  | 2001-02-14 | 0214 | 02 | 14 | 26.4583 | 27.62 | 37.38 | 0
|  |  |  | 2001-02-15 | 0215 | 02 | 15 | 37.5417 | 22.0175 | 42.9825 | 0
|  |  |  | 2001-02-16 | 0216 | 02 | 16 | 25.4583 | 27.08 | 37.92 | 0
|  |  |  | 2001-02-17 | 0217 | 02 | 17 | 34 | 23.7575 | 41.2425 | 0
|  |  |  | 2001-02-18 | 0218 | 02 | 18 | 31.2083 | 13.0625 | 51.9375 | 0
|  |  |  | 2001-02-19 | 0219 | 02 | 19 | 34.9167 | 29.7125 | 35.2875 | 0
|  |  |  | 2001-02-20 | 0220 | 02 | 20 | 32 | 23.465 | 41.535 | 0
|  |  |  | 2001-02-21 | 0221 | 02 | 21 | 13.25 | 27.0875 | 37.9125 | 0
|  |  |  | 2001-02-22 | 0222 | 02 | 22 | 39.2917 | 34.34 | 30.66 | 0
|  |  |  | 2001-02-23 | 0223 | 02 | 23 | 32.2917 | 25.8725 | 39.1275 | 0
|  |  |  | 2001-02-24 | 0224 | 02 | 24 | 22.5833 | 19.7825 | 45.2175 | 0
|  |  |  | 2001-02-25 | 0225 | 02 | 25 | 19.4167 | 23.96 | 41.04 | 0
|  |  |  | 2001-02-26 | 0226 | 02 | 26 | 23.4167 | 37.04 | 27.96 | 0
|  |  |  | 2001-02-27 | 0227 | 02 | 27 | 25.8333 | 31.8725 | 33.1275 | 0
|  |  |  | 2001-02-28 | 0228 | 02 | 28 | 23.1667 | 28.16 | 36.84 | 0
|  |  |  | 2001-03-01 | 0301 | 03 | 01 | 27.0417 | 25.685 | 39.315 | 0
|  |  |  | 2001-03-02 | 0302 | 03 | 02 | 35.7083 | 23.2925 | 41.7075 | 0
|  |  |  | 2001-03-03 | 0303 | 03 | 03 | 24.3333 | 13.94 | 51.06 | 0
|  |  |  | 2001-03-04 | 0304 | 03 | 04 | 19.2083 | 27.32 | 37.68 | 0
|  |  |  | 2001-03-05 | 0305 | 03 | 05 | 18.0417 | 31.025 | 33.975 | 0
|  |  |  | 2001-03-06 | 0306 | 03 | 06 | 15.4583 | 24.4625 | 40.5375 | 0
|  |  |  | 2001-03-07 | 0307 | 03 | 07 | 17.9583 | 23.12 | 41.88 | 0
|  |  |  | 2001-03-08 | 0308 | 03 | 08 | 30 | 36.68 | 28.32 | 0
|  |  |  | 2001-03-09 | 0309 | 03 | 09 | 39.5833 | 39.47 | 25.53 | 0
|  |  |  | 2001-03-10 | 0310 | 03 | 10 | 40.25 | 36.8375 | 28.1625 | 0
|  |  |  | 2001-03-11 | 0311 | 03 | 11 | 43.5833 | 28.7825 | 36.2175 | 0
|  |  |  | 2001-03-12 | 0312 | 03 | 12 | 50.6667 | 25.3025 | 39.6975 | 0
|  |  |  | 2001-03-13 | 0313 | 03 | 13 | 50.1667 | 20.96 | 44.04 | 0
|  |  |  | 2001-03-14 | 0314 | 03 | 14 | 63.5417 | 23.6525 | 41.3475 | 0
|  |  |  | 2001-03-15 | 0315 | 03 | 15 | 67.375 | 39.83 | 25.17 | 0
|  |  |  | 2001-03-16 | 0316 | 03 | 16 | 56.8333 | 41.6975 | 23.3025 | 0
|  |  |  | 2001-03-17 | 0317 | 03 | 17 | 47.125 | 34.865 | 30.135 | 0
|  |  |  | 2001-03-18 | 0318 | 03 | 18 | 36.125 | 38.5025 | 26.4975 | 0
|  |  |  | 2001-03-19 | 0319 | 03 | 19 | 33.75 | 45.4175 | 19.5825 | 0
|  |  |  | 2001-03-20 | 0320 | 03 | 20 | 30.625 | 48.365 | 16.635 | 0
|  |  |  | 2001-03-21 | 0321 | 03 | 21 | 34.8333 | 36.8825 | 28.1175 | 0
|  |  |  | 2001-03-22 | 0322 | 03 | 22 | 50 | 32.855 | 32.145 | 0
|  |  |  | 2001-03-23 | 0323 | 03 | 23 | 33.9583 | 31.2875 | 33.7125 | 0
|  |  |  | 2001-03-24 | 0324 | 03 | 24 | 26.5417 | 28.58 | 36.42 | 0
|  |  |  | 2001-03-25 | 0325 | 03 | 25 | 30.625 | 35.555 | 29.445 | 0
|  |  |  | 2001-03-26 | 0326 | 03 | 26 | 29.625 | 50.3675 | 14.6325 | 0
|  |  |  | 2001-03-27 | 0327 | 03 | 27 | 26.3333 | 52.445 | 12.555 | 0
|  |  |  | 2001-03-28 | 0328 | 03 | 28 | 35.2083 | 56.4425 | 8.5575 | 0
|  |  |  | 2001-03-29 | 0329 | 03 | 29 | 39.0833 | 51.59 | 13.41 | 0
|  |  |  | 2001-03-30 | 0330 | 03 | 30 | 43 | 44.63 | 20.37 | 0
|  |  |  | 2001-03-31 | 0331 | 03 | 31 | 44.5833 | 55.955 | 9.045 | 0
|  |  |  | 2001-04-01 | 0401 | 04 | 01 | 42.2083 | 53.9525 | 11.0475 | 0
|  |  |  | 2001-04-02 | 0402 | 04 | 02 | 41.4583 | 56.5475 | 8.4525 | 0
|  |  |  | 2001-04-03 | 0403 | 04 | 03 | 40.4167 | 37.3025 | 27.6975 | 0
|  |  |  | 2001-04-04 | 0404 | 04 | 04 | 40.25 | 33.41 | 31.59 | 0
|  |  |  | 2001-04-05 | 0405 | 04 | 05 | 39.2917 | 50.7125 | 14.2875 | 0
|  |  |  | 2001-04-06 | 0406 | 04 | 06 | 45.2917 | 37.82 | 27.18 | 0
|  |  |  | 2001-04-07 | 0407 | 04 | 07 | 57.6667 | 33.26 | 31.74 | 0
|  |  |  | 2001-04-08 | 0408 | 04 | 08 | 60.2917 | 39.275 | 25.725 | 0
|  |  |  | 2001-04-09 | 0409 | 04 | 09 | 54.125 | 53.4125 | 11.5875 | 0
|  |  |  | 2001-04-10 | 0410 | 04 | 10 | 40.2917 | 39.32 | 25.68 | 0
|  |  |  | 2001-04-11 | 0411 | 04 | 11 | 42.0417 | 29.99 | 35.01 | 0
|  |  |  | 2001-04-12 | 0412 | 04 | 12 | 45.3333 | 34.3475 | 30.6525 | 0
|  |  |  | 2001-04-13 | 0413 | 04 | 13 | 39.1667 | 49.1375 | 15.8625 | 0
|  |  |  | 2001-04-14 | 0414 | 04 | 14 | 42.4583 | 61.64 | 3.36 | 0
|  |  |  | 2001-04-15 | 0415 | 04 | 15 | 38.875 | 59.1125 | 5.8875 | 0
|  |  |  | 2001-04-16 | 0416 | 04 | 16 | 29.625 | 55.3325 | 9.6675 | 0
|  |  |  | 2001-04-17 | 0417 | 04 | 17 | 35.0417 | 56.765 | 8.235 | 0
|  |  |  | 2001-04-18 | 0418 | 04 | 18 | 44.9583 | 42.59 | 22.41 | 0
|  |  |  | 2001-04-19 | 0419 | 04 | 19 | 50.2917 | 43.4825 | 21.5175 | 0
|  |  |  | 2001-04-20 | 0420 | 04 | 20 | 52.9583 | 44.63 | 20.37 | 0
|  |  |  | 2001-04-21 | 0421 | 04 | 21 | 47.7083 | 53.45 | 11.55 | 0
|  |  |  | 2001-04-22 | 0422 | 04 | 22 | 48.2083 | 52.6325 | 12.3675 | 0
|  |  |  | 2001-04-23 | 0423 | 04 | 23 | 49.7917 | 39.3875 | 25.6125 | 0
|  |  |  | 2001-04-24 | 0424 | 04 | 24 | 44.7917 | 37.4675 | 27.5325 | 0
|  |  |  | 2001-04-25 | 0425 | 04 | 25 | 44.6667 | 38.315 | 26.685 | 0
|  |  |  | 2001-04-26 | 0426 | 04 | 26 | 49.75 | 41.4425 | 23.5575 | 0
|  |  |  | 2001-04-27 | 0427 | 04 | 27 | 49.5 | 44.12 | 20.88 | 0
|  |  |  | 2001-04-28 | 0428 | 04 | 28 | 48.75 | 43.6175 | 21.3825 | 0
|  |  |  | 2001-04-29 | 0429 | 04 | 29 | 48.125 | 47.8475 | 17.1525 | 0
|  |  |  | 2001-04-30 | 0430 | 04 | 30 | 50.2917 | 60.095 | 4.905 | 0
|  |  |  | 2001-05-01 | 0501 | 05 | 01 | 49.0833 | 51.4325 | 13.5675 | 0
|  |  |  | 2001-05-02 | 0502 | 05 | 02 | 53.125 | 52.88 | 12.12 | 0
|  |  |  | 2001-05-03 | 0503 | 05 | 03 | 51.5 | 53.945 | 11.055 | 0
|  |  |  | 2001-05-04 | 0504 | 05 | 04 | 52.5417 | 54.4625 | 10.5375 | 0
|  |  |  | 2001-05-05 | 0505 | 05 | 05 | 54.125 | 59.66 | 5.34 | 0
|  |  |  | 2001-05-06 | 0506 | 05 | 06 | 49.7083 | 54.125 | 10.875 | 0
|  |  |  | 2001-05-07 | 0507 | 05 | 07 | 50.5417 | 49.46 | 15.54 | 0
|  |  |  | 2001-05-08 | 0508 | 05 | 08 | 48.75 | 44.78 | 20.22 | 0
|  |  |  | 2001-05-09 | 0509 | 05 | 09 | 56.7083 | 45.0125 | 19.9875 | 0
|  |  |  | 2001-05-10 | 0510 | 05 | 10 | 63.125 | 55.445 | 9.555 | 0
|  |  |  | 2001-05-11 | 0511 | 05 | 11 | 51.8333 | 60.0725 | 4.9275 | 0
|  |  |  | 2001-05-12 | 0512 | 05 | 12 | 51.625 | 57.1475 | 7.8525 | 0
|  |  |  | 2001-05-13 | 0513 | 05 | 13 | 61.375 | 50.4275 | 14.5725 | 0
|  |  |  | 2001-05-14 | 0514 | 05 | 14 | 63.875 | 47.795 | 17.205 | 0
|  |  |  | 2001-05-15 | 0515 | 05 | 15 | 56.7083 | 49.16 | 15.84 | 0
|  |  |  | 2001-05-16 | 0516 | 05 | 16 | 61.4583 | 56.18 | 8.82 | 0
|  |  |  | 2001-05-17 | 0517 | 05 | 17 | 60.0417 | 61.085 | 3.915 | 0
|  |  |  | 2001-05-18 | 0518 | 05 | 18 | 50.8333 | 57.4925 | 7.5075 | 0
|  |  |  | 2001-05-19 | 0519 | 05 | 19 | 53.625 | 54.9725 | 10.0275 | 0
|  |  |  | 2001-05-20 | 0520 | 05 | 20 | 57.875 | 59.465 | 5.535 | 0
|  |  |  | 2001-05-21 | 0521 | 05 | 21 | 59.625 | 61.505 | 3.495 | 0
|  |  |  | 2001-05-22 | 0522 | 05 | 22 | 55.5833 | 62.96 | 2.04 | 0
|  |  |  | 2001-05-23 | 0523 | 05 | 23 | 64.25 | 72.29 | 0 | 2.29
|  |  |  | 2001-05-24 | 0524 | 05 | 24 | 57.5 | 70.1675 | 0 | 0.1675
|  |  |  | 2001-05-25 | 0525 | 05 | 25 | 57.0833 | 62.8775 | 2.1225 | 0
|  |  |  | 2001-05-26 | 0526 | 05 | 26 | 61.4583 | 55.79 | 9.21 | 0
|  |  |  | 2001-05-27 | 0527 | 05 | 27 | 60.4167 | 54.5375 | 10.4625 | 0
|  |  |  | 2001-05-28 | 0528 | 05 | 28 | 60.4167 | 59.1875 | 5.8125 | 0
|  |  |  | 2001-05-29 | 0529 | 05 | 29 | 61.25 | 66.62 | 0 | 0
|  |  |  | 2001-05-30 | 0530 | 05 | 30 | 58.5417 | 74.45 | 0 | 4.45
|  |  |  | 2001-05-31 | 0531 | 05 | 31 | 64 | 69.8 | 0 | 0
|  |  |  | 2001-06-01 | 0601 | 06 | 01 | 68.125 | 75.125 | 0 | 5.125
|  |  |  | 2001-06-02 | 0602 | 06 | 02 | 70.2917 | 75.335 | 0 | 5.335
|  |  |  | 2001-06-03 | 0603 | 06 | 03 | 59.125 | 57.0875 | 7.9125 | 0
|  |  |  | 2001-06-04 | 0604 | 06 | 04 | 58.8333 | 58.37 | 6.63 | 0
|  |  |  | 2001-06-05 | 0605 | 06 | 05 | 59.2083 | 64.61 | 0.39 | 0
|  |  |  | 2001-06-06 | 0606 | 06 | 06 | 60.6667 | 57.41 | 7.59 | 0
|  |  |  | 2001-06-07 | 0607 | 06 | 07 | 62.7083 | 62.6375 | 2.3625 | 0
|  |  |  | 2001-06-08 | 0608 | 06 | 08 | 63.5 | 69.005 | 0 | 0
|  |  |  | 2001-06-09 | 0609 | 06 | 09 | 58.7917 | 73.7 | 0 | 3.7
|  |  |  | 2001-06-10 | 0610 | 06 | 10 | 60.5833 | 74.8775 | 0 | 4.8775
|  |  |  | 2001-06-11 | 0611 | 06 | 11 | 71.125 | 73.1 | 0 | 3.1
|  |  |  | 2001-06-12 | 0612 | 06 | 12 | 75.2917 | 68.2775 | 0 | 0
|  |  |  | 2001-06-13 | 0613 | 06 | 13 | 50.9167 | 61.505 | 3.495 | 0
|  |  |  | 2001-06-14 | 0614 | 06 | 14 | 54.0417 | 64.7975 | 0.2025 | 0
|  |  |  | 2001-06-15 | 0615 | 06 | 15 | 58.2917 | 66.725 | 0 | 0
|  |  |  | 2001-06-16 | 0616 | 06 | 16 | 66.0833 | 71.8025 | 0 | 1.8025
|  |  |  | 2001-06-17 | 0617 | 06 | 17 | 74.5417 | 74.5475 | 0 | 4.5475
|  |  |  | 2001-06-18 | 0618 | 06 | 18 | 73.5833 | 72.005 | 0 | 2.005
|  |  |  | 2001-06-19 | 0619 | 06 | 19 | 67 | 59.675 | 5.325 | 0
|  |  |  | 2001-06-20 | 0620 | 06 | 20 | 70.125 | 54.86 | 10.14 | 0
|  |  |  | 2001-06-21 | 0621 | 06 | 21 | 66.5833 | 58.175 | 6.825 | 0
|  |  |  | 2001-06-22 | 0622 | 06 | 22 | 62.4167 | 62.0075 | 2.9925 | 0
|  |  |  | 2001-06-23 | 0623 | 06 | 23 | 61.9167 | 67.325 | 0 | 0
|  |  |  | 2001-06-24 | 0624 | 06 | 24 | 63.7083 | 70.9475 | 0 | 0.9475
|  |  |  | 2001-06-25 | 0625 | 06 | 25 | 69.2083 | 58.9475 | 6.0525 | 0
|  |  |  | 2001-06-26 | 0626 | 06 | 26 | 73.7917 | 62.7125 | 2.2875 | 0
|  |  |  | 2001-06-27 | 0627 | 06 | 27 | 75.5833 | 60.2 | 4.8 | 0
|  |  |  | 2001-06-28 | 0628 | 06 | 28 | 69.5 | 62.7575 | 2.2425 | 0
|  |  |  | 2001-06-29 | 0629 | 06 | 29 | 72.4167 | 70.31 | 0 | 0.31
|  |  |  | 2001-06-30 | 0630 | 06 | 30 | 67.7917 | 71.945 | 0 | 1.945
|  |  |  | 2001-07-01 | 0701 | 07 | 01 | 67.5833 | 76.565 | 0 | 6.565
|  |  |  | 2001-07-02 | 0702 | 07 | 02 | 69.0417 | 79.6325 | 0 | 9.6325
|  |  |  | 2001-07-03 | 0703 | 07 | 03 | 67.5 | 80.9225 | 0 | 10.9225
|  |  |  | 2001-07-04 | 0704 | 07 | 04 | 71.375 | 73.49 | 0 | 3.49
|  |  |  | 2001-07-05 | 0705 | 07 | 05 | 69.5833 | 72.02 | 0 | 2.02
|  |  |  | 2001-07-06 | 0706 | 07 | 06 | 63.875 | 73.6475 | 0 | 3.6475
|  |  |  | 2001-07-07 | 0707 | 07 | 07 | 65.5 | 70.46 | 0 | 0.46
|  |  |  | 2001-07-08 | 0708 | 07 | 08 | 70.5833 | 70.4075 | 0 | 0.4075
|  |  |  | 2001-07-09 | 0709 | 07 | 09 | 67.7917 | 73.6775 | 0 | 3.6775
|  |  |  | 2001-07-10 | 0710 | 07 | 10 | 70.1667 | 75.245 | 0 | 5.245
|  |  |  | 2001-07-11 | 0711 | 07 | 11 | 72.9167 | 73.04 | 0 | 3.04
|  |  |  | 2001-07-12 | 0712 | 07 | 12 | 65.25 | 76.5725 | 0 | 6.5725
|  |  |  | 2001-07-13 | 0713 | 07 | 13 | 67.4167 | 75.05 | 0 | 5.05
|  |  |  | 2001-07-14 | 0714 | 07 | 14 | 72.625 | 69.1925 | 0 | 0
|  |  |  | 2001-07-15 | 0715 | 07 | 15 | 76.5833 | 65.585 | 0 | 0
|  |  |  | 2001-07-16 | 0716 | 07 | 16 | 77.5833 | 68.0825 | 0 | 0
|  |  |  | 2001-07-17 | 0717 | 07 | 17 | 74.7917 | 72.26 | 0 | 2.26
|  |  |  | 2001-07-18 | 0718 | 07 | 18 | 73.2083 | 76.8425 | 0 | 6.8425
|  |  |  | 2001-07-19 | 0719 | 07 | 19 | 78.4167 | 69.9725 | 0 | 0
|  |  |  | 2001-07-20 | 0720 | 07 | 20 | 80.7083 | 62.3975 | 2.6025 | 0
|  |  |  | 2001-07-21 | 0721 | 07 | 21 | 80.9583 | 65.1575 | 0 | 0
|  |  |  | 2001-07-22 | 0722 | 07 | 22 | 70.2083 | 71.0525 | 0 | 1.0525
|  |  |  | 2001-07-23 | 0723 | 07 | 23 | 69.4583 | 72.2075 | 0 | 2.2075
|  |  |  | 2001-07-24 | 0724 | 07 | 24 | 70.6667 | 73.82 | 0 | 3.82
|  |  |  | 2001-07-25 | 0725 | 07 | 25 | 71.75 | 76.2425 | 0 | 6.2425
|  |  |  | 2001-07-26 | 0726 | 07 | 26 | 73.25 | 74.2025 | 0 | 4.2025
|  |  |  | 2001-07-27 | 0727 | 07 | 27 | 74.5417 | 68.3225 | 0 | 0
|  |  |  | 2001-07-28 | 0728 | 07 | 28 | 70.4167 | 72.665 | 0 | 2.665
|  |  |  | 2001-07-29 | 0729 | 07 | 29 | 72.9583 | 66.0425 | 0 | 0
|  |  |  | 2001-07-30 | 0730 | 07 | 30 | 72.0833 | 65.4875 | 0 | 0
|  |  |  | 2001-07-31 | 0731 | 07 | 31 | 72.4167 | 67.8725 | 0 | 0
|  |  |  | 2001-08-01 | 0801 | 08 | 01 | 65.7917 | 71.45 | 0 | 1.45
|  |  |  | 2001-08-02 | 0802 | 08 | 02 | 65.0833 | 66.02 | 0 | 0
|  |  |  | 2001-08-03 | 0803 | 08 | 03 | 67.75 | 63.8525 | 1.1475 | 0
|  |  |  | 2001-08-04 | 0804 | 08 | 04 | 70.5417 | 67.0025 | 0 | 0
|  |  |  | 2001-08-05 | 0805 | 08 | 05 | 73.625 | 71.1575 | 0 | 1.1575
|  |  |  | 2001-08-06 | 0806 | 08 | 06 | 75.2083 | 73.8875 | 0 | 3.8875
|  |  |  | 2001-08-07 | 0807 | 08 | 07 | 72 | 75.2375 | 0 | 5.2375
|  |  |  | 2001-08-08 | 0808 | 08 | 08 | 74.4583 | 76.07 | 0 | 6.07
|  |  |  | 2001-08-09 | 0809 | 08 | 09 | 73.625 | 74.63 | 0 | 4.63
|  |  |  | 2001-08-10 | 0810 | 08 | 10 | 75.25 | 69.83 | 0 | 0
|  |  |  | 2001-08-11 | 0811 | 08 | 11 | 69.2083 | 68.12 | 0 | 0
|  |  |  | 2001-08-12 | 0812 | 08 | 12 | 65.6667 | 63.395 | 1.605 | 0
|  |  |  | 2001-08-13 | 0813 | 08 | 13 | 73.6667 | 62.21 | 2.79 | 0
|  |  |  | 2001-08-14 | 0814 | 08 | 14 | 76.7917 | 61.0475 | 3.9525 | 0
|  |  |  | 2001-08-15 | 0815 | 08 | 15 | 72.3333 | 70.1375 | 0 | 0.1375
|  |  |  | 2001-08-16 | 0816 | 08 | 16 | 69.6667 | 70.7 | 0 | 0.7
|  |  |  | 2001-08-17 | 0817 | 08 | 17 | 69.8333 | 69.005 | 0 | 0
|  |  |  | 2001-08-18 | 0818 | 08 | 18 | 74 | 72.9275 | 0 | 2.9275
|  |  |  | 2001-08-19 | 0819 | 08 | 19 | 69.7917 | 67.2875 | 0 | 0
|  |  |  | 2001-08-20 | 0820 | 08 | 20 | 65.4583 | 63.56 | 1.44 | 0
|  |  |  | 2001-08-21 | 0821 | 08 | 21 | 63.7917 | 66.95 | 0 | 0
|  |  |  | 2001-08-22 | 0822 | 08 | 22 | 64.5417 | 70.43 | 0 | 0.43
|  |  |  | 2001-08-23 | 0823 | 08 | 23 | 65.125 | 65.765 | 0 | 0
|  |  |  | 2001-08-24 | 0824 | 08 | 24 | 66.4583 | 62.33 | 2.67 | 0
|  |  |  | 2001-08-25 | 0825 | 08 | 25 | 69.75 | 63.4925 | 1.5075 | 0
|  |  |  | 2001-08-26 | 0826 | 08 | 26 | 71.25 | 65.675 | 0 | 0
|  |  |  | 2001-08-27 | 0827 | 08 | 27 | 69.1667 | 69.875 | 0 | 0
|  |  |  | 2001-08-28 | 0828 | 08 | 28 | 70.4583 | 71.33 | 0 | 1.33
|  |  |  | 2001-08-29 | 0829 | 08 | 29 | 65.4167 | 72.9425 | 0 | 2.9425
|  |  |  | 2001-08-30 | 0830 | 08 | 30 | 63.0833 | 73.8725 | 0 | 3.8725
|  |  |  | 2001-08-31 | 0831 | 08 | 31 | 57.5 | 70.5725 | 0 | 0.5725
|  |  |  | 2001-09-01 | 0901 | 09 | 01 | 60.2083 | 72.455 | 0 | 2.455
|  |  |  | 2001-09-02 | 0902 | 09 | 02 | 56.9167 | 74.9975 | 0 | 4.9975
|  |  |  | 2001-09-03 | 0903 | 09 | 03 | 56.5417 | 61.85 | 3.15 | 0
|  |  |  | 2001-09-04 | 0904 | 09 | 04 | 56.2917 | 65.9225 | 0 | 0
|  |  |  | 2001-09-05 | 0905 | 09 | 05 | 55.7917 | 68.3675 | 0 | 0
|  |  |  | 2001-09-06 | 0906 | 09 | 06 | 56.375 | 69.2975 | 0 | 0
|  |  |  | 2001-09-07 | 0907 | 09 | 07 | 63.4167 | 68.4275 | 0 | 0
|  |  |  | 2001-09-08 | 0908 | 09 | 08 | 68.6667 | 59.465 | 5.535 | 0
|  |  |  | 2001-09-09 | 0909 | 09 | 09 | 64.375 | 59.54 | 5.46 | 0
|  |  |  | 2001-09-10 | 0910 | 09 | 10 | 55.625 | 66.7475 | 0 | 0
|  |  |  | 2001-09-11 | 0911 | 09 | 11 | 57.0833 | 67.205 | 0 | 0
|  |  |  | 2001-09-12 | 0912 | 09 | 12 | 61.625 | 68.1875 | 0 | 0
|  |  |  | 2001-09-13 | 0913 | 09 | 13 | 69.7917 | 71.66 | 0 | 1.66
|  |  |  | 2001-09-14 | 0914 | 09 | 14 | 69.5417 | 70.73 | 0 | 0.73
|  |  |  | 2001-09-15 | 0915 | 09 | 15 | 70.625 | 57.9875 | 7.0125 | 0
|  |  |  | 2001-09-16 | 0916 | 09 | 16 | 75.0417 | 52.2575 | 12.7425 | 0
|  |  |  | 2001-09-17 | 0917 | 09 | 17 | 69.9583 | 47.6225 | 17.3775 | 0
|  |  |  | 2001-09-18 | 0918 | 09 | 18 | 59.4167 | 51.5375 | 13.4625 | 0
|  |  |  | 2001-09-19 | 0919 | 09 | 19 | 60.3333 | 51.2225 | 13.7775 | 0
|  |  |  | 2001-09-20 | 0920 | 09 | 20 | 63.2917 | 57.9575 | 7.0425 | 0
|  |  |  | 2001-09-21 | 0921 | 09 | 21 | 65.8333 | 60.515 | 4.485 | 0
|  |  |  | 2001-09-22 | 0922 | 09 | 22 | 64.0833 | 59.9975 | 5.0025 | 0
|  |  |  | 2001-09-23 | 0923 | 09 | 23 | 59.2083 | 49.34 | 15.66 | 0
|  |  |  | 2001-09-24 | 0924 | 09 | 24 | 62.2917 | 54.5 | 10.5 | 0
|  |  |  | 2001-09-25 | 0925 | 09 | 25 | 66.125 | 59.3825 | 5.6175 | 0
|  |  |  | 2001-09-26 | 0926 | 09 | 26 | 63.2917 | 62.015 | 2.985 | 0
|  |  |  | 2001-09-27 | 0927 | 09 | 27 | 60.5 | 59.7425 | 5.2575 | 0
|  |  |  | 2001-09-28 | 0928 | 09 | 28 | 53.9583 | 64.1225 | 0.8775 | 0
|  |  |  | 2001-09-29 | 0929 | 09 | 29 | 52.625 | 61.4375 | 3.5625 | 0
|  |  |  | 2001-09-30 | 0930 | 09 | 30 | 54.5417 | 55.94 | 9.06 | 0
|  |  |  | 2001-10-01 | 1001 | 10 | 01 | 57.5833 | 50.81 | 14.19 | 0
|  |  |  | 2001-10-02 | 1002 | 10 | 02 | 51.75 | 62.5025 | 2.4975 | 0
|  |  |  | 2001-10-03 | 1003 | 10 | 03 | 54.875 | 67.3325 | 0 | 0
|  |  |  | 2001-10-04 | 1004 | 10 | 04 | 55.5833 | 66.7025 | 0 | 0
|  |  |  | 2001-10-05 | 1005 | 10 | 05 | 57.5417 | 64.1525 | 0.8475 | 0
|  |  |  | 2001-10-06 | 1006 | 10 | 06 | 51.7917 | 46.4525 | 18.5475 | 0
|  |  |  | 2001-10-07 | 1007 | 10 | 07 | 46.6667 | 46.3625 | 18.6375 | 0
|  |  |  | 2001-10-08 | 1008 | 10 | 08 | 41.0417 | 57.47 | 7.53 | 0
|  |  |  | 2001-10-09 | 1009 | 10 | 09 | 46.9167 | 55.1825 | 9.8175 | 0
|  |  |  | 2001-10-10 | 1010 | 10 | 10 | 56.1667 | 51.425 | 13.575 | 0
|  |  |  | 2001-10-11 | 1011 | 10 | 11 | 60.375 | 46.46 | 18.54 | 0
|  |  |  | 2001-10-12 | 1012 | 10 | 12 | 60.1667 | 46.64 | 18.36 | 0
|  |  |  | 2001-10-13 | 1013 | 10 | 13 | 50.6667 | 50.9225 | 14.0775 | 0
|  |  |  | 2001-10-14 | 1014 | 10 | 14 | 42.125 | 54.425 | 10.575 | 0
|  |  |  | 2001-10-15 | 1015 | 10 | 15 | 41.6667 | 57.74 | 7.26 | 0
|  |  |  | 2001-10-16 | 1016 | 10 | 16 | 38.125 | 64.175 | 0.825 | 0
|  |  |  | 2001-10-17 | 1017 | 10 | 17 | 37.2083 | 59.975 | 5.025 | 0
|  |  |  | 2001-10-18 | 1018 | 10 | 18 | 45.0833 | 49.6925 | 15.3075 | 0
|  |  |  | 2001-10-19 | 1019 | 10 | 19 | 48.2083 | 40.025 | 24.975 | 0
|  |  |  | 2001-10-20 | 1020 | 10 | 20 | 48.2917 | 47.1275 | 17.8725 | 0
|  |  |  | 2001-10-21 | 1021 | 10 | 21 | 57.125 | 47.975 | 17.025 | 0
|  |  |  | 2001-10-22 | 1022 | 10 | 22 | 64.625 | 44.765 | 20.235 | 0
|  |  |  | 2001-10-23 | 1023 | 10 | 23 | 46.0833 | 54.4325 | 10.5675 | 0
|  |  |  | 2001-10-24 | 1024 | 10 | 24 | 38.8333 | 59.9525 | 5.0475 | 0
|  |  |  | 2001-10-25 | 1025 | 10 | 25 | 52.7083 | 51.11 | 13.89 | 0
|  |  |  | 2001-10-26 | 1026 | 10 | 26 | 51.375 | 39.05 | 25.95 | 0
|  |  |  | 2001-10-27 | 1027 | 10 | 27 | 48.0417 | 44.5325 | 20.4675 | 0
|  |  |  | 2001-10-28 | 1028 | 10 | 28 | 47.2083 | 38.69 | 26.31 | 0
|  |  |  | 2001-10-29 | 1029 | 10 | 29 | 39.1667 | 37.385 | 27.615 | 0
|  |  |  | 2001-10-30 | 1030 | 10 | 30 | 45.6667 | 47.435 | 17.565 | 0
|  |  |  | 2001-10-31 | 1031 | 10 | 31 | 51.7917 | 54.1325 | 10.8675 | 0
|  |  |  | 2001-11-01 | 1101 | 11 | 01 | 44.7083 | 62.0375 | 2.9625 | 0
|  |  |  | 2001-11-02 | 1102 | 11 | 02 | 39.9167 | 49.0325 | 15.9675 | 0
|  |  |  | 2001-11-03 | 1103 | 11 | 03 | 41.3333 | 53.9675 | 11.0325 | 0
|  |  |  | 2001-11-04 | 1104 | 11 | 04 | 56.9167 | 45.3875 | 19.6125 | 0
|  |  |  | 2001-11-05 | 1105 | 11 | 05 | 58.75 | 45.425 | 19.575 | 0
|  |  |  | 2001-11-06 | 1106 | 11 | 06 | 44.7083 | 43.79 | 21.21 | 0
|  |  |  | 2001-11-07 | 1107 | 11 | 07 | 38.125 | 41.6 | 23.4 | 0
|  |  |  | 2001-11-08 | 1108 | 11 | 08 | 41.8333 | 43.22 | 21.78 | 0
|  |  |  | 2001-11-09 | 1109 | 11 | 09 | 43.0417 | 39.5375 | 25.4625 | 0
|  |  |  | 2001-11-10 | 1110 | 11 | 10 | 49.0833 | 41.87 | 23.13 | 0
|  |  |  | 2001-11-11 | 1111 | 11 | 11 | 38.6667 | 53.435 | 11.565 | 0
|  |  |  | 2001-11-12 | 1112 | 11 | 12 | 41.125 | 46.835 | 18.165 | 0
|  |  |  | 2001-11-13 | 1113 | 11 | 13 | 44.9167 | 36.9575 | 28.0425 | 0
|  |  |  | 2001-11-14 | 1114 | 11 | 14 | 45.2917 | 37.67 | 27.33 | 0
|  |  |  | 2001-11-15 | 1115 | 11 | 15 | 42.1667 | 31.58 | 33.42 | 0
|  |  |  | 2001-11-16 | 1116 | 11 | 16 | 55.8333 | 37.2875 | 27.7125 | 0
|  |  |  | 2001-11-17 | 1117 | 11 | 17 | 41.375 | 40.4075 | 24.5925 | 0
|  |  |  | 2001-11-18 | 1118 | 11 | 18 | 36.4167 | 43.8125 | 21.1875 | 0
|  |  |  | 2001-11-19 | 1119 | 11 | 19 | 39.2917 | 45.3725 | 19.6275 | 0
|  |  |  | 2001-11-20 | 1120 | 11 | 20 | 42.25 | 49.34 | 15.66 | 0
|  |  |  | 2001-11-21 | 1121 | 11 | 21 | 37.4167 | 35.8175 | 29.1825 | 0
|  |  |  | 2001-11-22 | 1122 | 11 | 22 | 33.4583 | 32.66 | 32.34 | 0
|  |  |  | 2001-11-23 | 1123 | 11 | 23 | 32.6667 | 43.76 | 21.24 | 0
|  |  |  | 2001-11-24 | 1124 | 11 | 24 | 31.8333 | 48.395 | 16.605 | 0
|  |  |  | 2001-11-25 | 1125 | 11 | 25 | 42.0417 | 28.0775 | 36.9225 | 0
|  |  |  | 2001-11-26 | 1126 | 11 | 26 | 56.3333 | 20.42 | 44.58 | 0
|  |  |  | 2001-11-27 | 1127 | 11 | 27 | 54.5833 | 24.4775 | 40.5225 | 0
|  |  |  | 2001-11-28 | 1128 | 11 | 28 | 36.75 | 30.6875 | 34.3125 | 0
|  |  |  | 2001-11-29 | 1129 | 11 | 29 | 35.5 | 27.275 | 37.725 | 0
|  |  |  | 2001-11-30 | 1130 | 11 | 30 | 39.4583 | 25.415 | 39.585 | 0
|  |  |  | 2001-12-01 | 1201 | 12 | 01 | 47.8333 | 30.35 | 34.65 | 0
|  |  |  | 2001-12-02 | 1202 | 12 | 02 | 37.9583 | 35.045 | 29.955 | 0
|  |  |  | 2001-12-03 | 1203 | 12 | 03 | 32.5 | 51.485 | 13.515 | 0
|  |  |  | 2001-12-04 | 1204 | 12 | 04 | 28.75 | 52.6325 | 12.3675 | 0
|  |  |  | 2001-12-05 | 1205 | 12 | 05 | 24.9583 | 51.665 | 13.335 | 0
|  |  |  | 2001-12-06 | 1206 | 12 | 06 | 22.5417 | 34.6175 | 30.3825 | 0
|  |  |  | 2001-12-07 | 1207 | 12 | 07 | 19.375 | 29.54 | 35.46 | 0
|  |  |  | 2001-12-08 | 1208 | 12 | 08 | 21.5417 | 27.35 | 37.65 | 0
|  |  |  | 2001-12-09 | 1209 | 12 | 09 | 24.625 | 31.835 | 33.165 | 0
|  |  |  | 2001-12-10 | 1210 | 12 | 10 | 10.8333 | 32.465 | 32.535 | 0
|  |  |  | 2001-12-11 | 1211 | 12 | 11 | 7.5 | 28.73 | 36.27 | 0
|  |  |  | 2001-12-12 | 1212 | 12 | 12 | 22 | 27.59 | 37.41 | 0
|  |  |  | 2001-12-13 | 1213 | 12 | 13 | 36.9167 | 31.6925 | 33.3075 | 0
|  |  |  | 2001-12-14 | 1214 | 12 | 14 | 40.4583 | 24.4925 | 40.5075 | 0
|  |  |  | 2001-12-15 | 1215 | 12 | 15 | 36.1667 | 16.145 | 48.855 | 0
|  |  |  | 2001-12-16 | 1216 | 12 | 16 | 36.0417 | 14.225 | 50.775 | 0
|  |  |  | 2001-12-17 | 1217 | 12 | 17 | 33.2083 | 12.2675 | 52.7325 | 0
|  |  |  | 2001-12-18 | 1218 | 12 | 18 | 36.25 | 9.9125 | 55.0875 | 0
|  |  |  | 2001-12-19 | 1219 | 12 | 19 | 34.375 | 14.015 | 50.985 | 0
|  |  |  | 2001-12-20 | 1220 | 12 | 20 | 35.5417 | 28.0775 | 36.9225 | 0
|  |  |  | 2001-12-21 | 1221 | 12 | 21 | 32.8333 | 18.125 | 46.875 | 0
|  |  |  | 2001-12-22 | 1222 | 12 | 22 | 28.0833 | 20.375 | 44.625 | 0
|  |  |  | 2001-12-23 | 1223 | 12 | 23 | 35.125 | 26.3525 | 38.6475 | 0
|  |  |  | 2001-12-24 | 1224 | 12 | 24 | 39.0833 | 17.5625 | 47.4375 | 0
|  |  |  | 2001-12-25 | 1225 | 12 | 25 | 26.0417 | 33.875 | 31.125 | 0
|  |  |  | 2001-12-26 | 1226 | 12 | 26 | 12.25 | 40.49 | 24.51 | 0
|  |  |  | 2001-12-27 | 1227 | 12 | 27 | 13.8333 | 41.57 | 23.43 | 0
|  |  |  | 2001-12-28 | 1228 | 12 | 28 | 13.5 | 35.3375 | 29.6625 | 0
|  |  |  | 2001-12-29 | 1229 | 12 | 29 | 22.0833 | 38.2625 | 26.7375 | 0
|  |  |  | 2001-12-30 | 1230 | 12 | 30 | 30.125 | 24.7925 | 40.2075 | 0
|  |  |  | 2001-12-31 | 1231 | 12 | 31 | 27.25 | 26.2925 | 38.7075 | 0

## Newark (hidden)
Typical Year Data | [7 empty] | TMY3 Daily Temp | TMY2 Daily Temp
Month | Average | HDD | CDD | 2001-01-01 | 0101 | 01 | 01 | 32.9167 | 18.005 | 46.995 | 0
1 | 29.4423 | 1102.29 | 0 | 2001-01-02 | 0102 | 01 | 02 | 26.4167 | 27.62 | 37.38 | 0
2 | 33.2029 | 890.3175 | 0 | 2001-01-03 | 0103 | 01 | 03 | 35.75 | 31.5125 | 33.4875 | 0
3 | 41.1846 | 738.2775 | 0 | 2001-01-04 | 0104 | 01 | 04 | 27.7083 | 35.195 | 29.805 | 0
4 | 49.754 | 462.9 | 0.52 | 2001-01-05 | 0105 | 01 | 05 | 21.25 | 33.695 | 31.305 | 0
5 | 62.7807 | 135.7425 | 29.255 | 2001-01-06 | 0106 | 01 | 06 | 22.9583 | 35.8475 | 29.1525 | 0
6 | 70.7698 | 6.5325 | 79.915 | 2001-01-07 | 0107 | 01 | 07 | 29.7083 | 33.95 | 31.05 | 0
7 | 75.4678 | 1.995 | 186.905 | 2001-01-08 | 0108 | 01 | 08 | 27.875 | 38.375 | 26.625 | 0
8 | 75.8515 | 0 | 181.3975 | 2001-01-09 | 0109 | 01 | 09 | 15.625 | 38.0375 | 26.9625 | 0
9 | 67.6265 | 23.0025 | 28.09 | 2001-01-10 | 0110 | 01 | 10 | 17.9583 | 39.575 | 25.425 | 0
10 | 58.025 | 244.53 | 11.69 | 2001-01-11 | 0111 | 01 | 11 | 27.875 | 40.2425 | 24.7575 | 0
11 | 45.3975 | 588.075 | 0 | 2001-01-12 | 0112 | 01 | 12 | 28.7083 | 37.1075 | 27.8925 | 0
12 | 35.4623 | 915.6675 | 0 | 2001-01-13 | 0113 | 01 | 13 | 33.5417 | 35.33 | 29.67 | 0
|  |  |  | 2001-01-14 | 0114 | 01 | 14 | 40.5833 | 24.4625 | 40.5375 | 0
| Slope | 12.5942 | 471.606 | 2001-01-15 | 0115 | 01 | 15 | 28.6667 | 28.7 | 36.3 | 0
| Intercept | 2612.6592 | 65942.9498 | 2001-01-16 | 0116 | 01 | 16 | 34.4167 | 25.2725 | 39.7275 | 0
|  |  |  | 2001-01-17 | 0117 | 01 | 17 | 22.5 | 33.9575 | 31.0425 | 0
|  |  |  | 2001-01-18 | 0118 | 01 | 18 | 10.7917 | 38.18 | 26.82 | 0
|  |  |  | 2001-01-19 | 0119 | 01 | 19 | 15.9583 | 34.73 | 30.27 | 0
|  |  |  | 2001-01-20 | 0120 | 01 | 20 | 25.1667 | 41.9975 | 23.0025 | 0
|  |  |  | 2001-01-21 | 0121 | 01 | 21 | 28.4583 | 23.4575 | 41.5425 | 0
|  |  |  | 2001-01-22 | 0122 | 01 | 22 | 18.5417 | 22.9175 | 42.0825 | 0
|  |  |  | 2001-01-23 | 0123 | 01 | 23 | 7.0833 | 35.675 | 29.325 | 0
|  |  |  | 2001-01-24 | 0124 | 01 | 24 | 18.75 | 7.76 | 57.24 | 0
|  |  |  | 2001-01-25 | 0125 | 01 | 25 | 26.5833 | 13.265 | 51.735 | 0
|  |  |  | 2001-01-26 | 0126 | 01 | 26 | 44.1667 | 25.3175 | 39.6825 | 0
|  |  |  | 2001-01-27 | 0127 | 01 | 27 | 48.7917 | 28.0325 | 36.9675 | 0
|  |  |  | 2001-01-28 | 0128 | 01 | 28 | 32.8333 | 16.28 | 48.72 | 0
|  |  |  | 2001-01-29 | 0129 | 01 | 29 | 35.3333 | 17.4875 | 47.5125 | 0
|  |  |  | 2001-01-30 | 0130 | 01 | 30 | 28.7083 | 26.0525 | 38.9475 | 0
|  |  |  | 2001-01-31 | 0131 | 01 | 31 | 26.4167 | 24.6725 | 40.3275 | 0
|  |  |  | 2001-02-01 | 0201 | 02 | 01 | 22.25 | 25.0625 | 39.9375 | 0
|  |  |  | 2001-02-02 | 0202 | 02 | 02 | 25.4167 | 29.195 | 35.805 | 0
|  |  |  | 2001-02-03 | 0203 | 02 | 03 | 28.25 | 30.7325 | 34.2675 | 0
|  |  |  | 2001-02-04 | 0204 | 02 | 04 | 33.25 | 28.865 | 36.135 | 0
|  |  |  | 2001-02-05 | 0205 | 02 | 05 | 27.2917 | 27.305 | 37.695 | 0
|  |  |  | 2001-02-06 | 0206 | 02 | 06 | 13.625 | 21.9125 | 43.0875 | 0
|  |  |  | 2001-02-07 | 0207 | 02 | 07 | 19.5833 | 23.195 | 41.805 | 0
|  |  |  | 2001-02-08 | 0208 | 02 | 08 | 22.9583 | 29.975 | 35.025 | 0
|  |  |  | 2001-02-09 | 0209 | 02 | 09 | 27.75 | 32.0825 | 32.9175 | 0
|  |  |  | 2001-02-10 | 0210 | 02 | 10 | 36.5417 | 41.0825 | 23.9175 | 0
|  |  |  | 2001-02-11 | 0211 | 02 | 11 | 41 | 47.945 | 17.055 | 0
|  |  |  | 2001-02-12 | 0212 | 02 | 12 | 40.875 | 44.465 | 20.535 | 0
|  |  |  | 2001-02-13 | 0213 | 02 | 13 | 41.125 | 43.82 | 21.18 | 0
|  |  |  | 2001-02-14 | 0214 | 02 | 14 | 39.375 | 44.855 | 20.145 | 0
|  |  |  | 2001-02-15 | 0215 | 02 | 15 | 35.2083 | 40.4975 | 24.5025 | 0
|  |  |  | 2001-02-16 | 0216 | 02 | 16 | 22 | 35.33 | 29.67 | 0
|  |  |  | 2001-02-17 | 0217 | 02 | 17 | 19.625 | 33.1625 | 31.8375 | 0
|  |  |  | 2001-02-18 | 0218 | 02 | 18 | 25.625 | 34.0625 | 30.9375 | 0
|  |  |  | 2001-02-19 | 0219 | 02 | 19 | 34.9167 | 29.96 | 35.04 | 0
|  |  |  | 2001-02-20 | 0220 | 02 | 20 | 32.375 | 16.6625 | 48.3375 | 0
|  |  |  | 2001-02-21 | 0221 | 02 | 21 | 27.6667 | 25.1375 | 39.8625 | 0
|  |  |  | 2001-02-22 | 0222 | 02 | 22 | 32.9167 | 30.5975 | 34.4025 | 0
|  |  |  | 2001-02-23 | 0223 | 02 | 23 | 43.375 | 32.57 | 32.43 | 0
|  |  |  | 2001-02-24 | 0224 | 02 | 24 | 39.9583 | 32.555 | 32.445 | 0
|  |  |  | 2001-02-25 | 0225 | 02 | 25 | 47.8333 | 35.7725 | 29.2275 | 0
|  |  |  | 2001-02-26 | 0226 | 02 | 26 | 46 | 36.635 | 28.365 | 0
|  |  |  | 2001-02-27 | 0227 | 02 | 27 | 46.0417 | 37.2425 | 27.7575 | 0
|  |  |  | 2001-02-28 | 0228 | 02 | 28 | 39.875 | 39.005 | 25.995 | 0
|  |  |  | 2001-03-01 | 0301 | 03 | 01 | 32.8333 | 37.88 | 27.12 | 0
|  |  |  | 2001-03-02 | 0302 | 03 | 02 | 41.4167 | 42.215 | 22.785 | 0
|  |  |  | 2001-03-03 | 0303 | 03 | 03 | 44.875 | 50.7425 | 14.2575 | 0
|  |  |  | 2001-03-04 | 0304 | 03 | 04 | 30.7917 | 49.6775 | 15.3225 | 0
|  |  |  | 2001-03-05 | 0305 | 03 | 05 | 31.5833 | 49.67 | 15.33 | 0
|  |  |  | 2001-03-06 | 0306 | 03 | 06 | 28.2917 | 42.8 | 22.2 | 0
|  |  |  | 2001-03-07 | 0307 | 03 | 07 | 24.0417 | 47.675 | 17.325 | 0
|  |  |  | 2001-03-08 | 0308 | 03 | 08 | 33.7083 | 35.42 | 29.58 | 0
|  |  |  | 2001-03-09 | 0309 | 03 | 09 | 39.2083 | 36.035 | 28.965 | 0
|  |  |  | 2001-03-10 | 0310 | 03 | 10 | 45.875 | 29.6225 | 35.3775 | 0
|  |  |  | 2001-03-11 | 0311 | 03 | 11 | 54.4583 | 31.2575 | 33.7425 | 0
|  |  |  | 2001-03-12 | 0312 | 03 | 12 | 53.6667 | 42.47 | 22.53 | 0
|  |  |  | 2001-03-13 | 0313 | 03 | 13 | 66.375 | 36.6125 | 28.3875 | 0
|  |  |  | 2001-03-14 | 0314 | 03 | 14 | 57.5 | 37.355 | 27.645 | 0
|  |  |  | 2001-03-15 | 0315 | 03 | 15 | 58.4167 | 45.575 | 19.425 | 0
|  |  |  | 2001-03-16 | 0316 | 03 | 16 | 69.7083 | 37.4675 | 27.5325 | 0
|  |  |  | 2001-03-17 | 0317 | 03 | 17 | 66.5 | 24.9875 | 40.0125 | 0
|  |  |  | 2001-03-18 | 0318 | 03 | 18 | 52.75 | 29.6075 | 35.3925 | 0
|  |  |  | 2001-03-19 | 0319 | 03 | 19 | 48.3333 | 35.8925 | 29.1075 | 0
|  |  |  | 2001-03-20 | 0320 | 03 | 20 | 44.0833 | 41 | 24 | 0
|  |  |  | 2001-03-21 | 0321 | 03 | 21 | 45.7083 | 35.675 | 29.325 | 0
|  |  |  | 2001-03-22 | 0322 | 03 | 22 | 50.375 | 38.5475 | 26.4525 | 0
|  |  |  | 2001-03-23 | 0323 | 03 | 23 | 52.25 | 36.575 | 28.425 | 0
|  |  |  | 2001-03-24 | 0324 | 03 | 24 | 35 | 44.2475 | 20.7525 | 0
|  |  |  | 2001-03-25 | 0325 | 03 | 25 | 40.875 | 43.7525 | 21.2475 | 0
|  |  |  | 2001-03-26 | 0326 | 03 | 26 | 42.4167 | 47.36 | 17.64 | 0
|  |  |  | 2001-03-27 | 0327 | 03 | 27 | 34.2917 | 53.66 | 11.34 | 0
|  |  |  | 2001-03-28 | 0328 | 03 | 28 | 42.3333 | 56.48 | 8.52 | 0
|  |  |  | 2001-03-29 | 0329 | 03 | 29 | 42.3333 | 53.5925 | 11.4075 | 0
|  |  |  | 2001-03-30 | 0330 | 03 | 30 | 38.0833 | 42.4175 | 22.5825 | 0
|  |  |  | 2001-03-31 | 0331 | 03 | 31 | 42.5833 | 40.4525 | 24.5475 | 0
|  |  |  | 2001-04-01 | 0401 | 04 | 01 | 43.1667 | 47.51 | 17.49 | 0
|  |  |  | 2001-04-02 | 0402 | 04 | 02 | 46.4583 | 44.72 | 20.28 | 0
|  |  |  | 2001-04-03 | 0403 | 04 | 03 | 43.9583 | 42.2825 | 22.7175 | 0
|  |  |  | 2001-04-04 | 0404 | 04 | 04 | 43.1667 | 39.95 | 25.05 | 0
|  |  |  | 2001-04-05 | 0405 | 04 | 05 | 49.1667 | 43.4675 | 21.5325 | 0
|  |  |  | 2001-04-06 | 0406 | 04 | 06 | 47.9583 | 52.34 | 12.66 | 0
|  |  |  | 2001-04-07 | 0407 | 04 | 07 | 40.0833 | 32.93 | 32.07 | 0
|  |  |  | 2001-04-08 | 0408 | 04 | 08 | 41.9583 | 33.785 | 31.215 | 0
|  |  |  | 2001-04-09 | 0409 | 04 | 09 | 50.6667 | 40.325 | 24.675 | 0
|  |  |  | 2001-04-10 | 0410 | 04 | 10 | 58.4167 | 44.6225 | 20.3775 | 0
|  |  |  | 2001-04-11 | 0411 | 04 | 11 | 52.9583 | 51.2075 | 13.7925 | 0
|  |  |  | 2001-04-12 | 0412 | 04 | 12 | 42.75 | 48.215 | 16.785 | 0
|  |  |  | 2001-04-13 | 0413 | 04 | 13 | 42.5417 | 49.115 | 15.885 | 0
|  |  |  | 2001-04-14 | 0414 | 04 | 14 | 46.5417 | 54.65 | 10.35 | 0
|  |  |  | 2001-04-15 | 0415 | 04 | 15 | 54.9583 | 45.5375 | 19.4625 | 0
|  |  |  | 2001-04-16 | 0416 | 04 | 16 | 57.5833 | 50.075 | 14.925 | 0
|  |  |  | 2001-04-17 | 0417 | 04 | 17 | 51.9167 | 56.8025 | 8.1975 | 0
|  |  |  | 2001-04-18 | 0418 | 04 | 18 | 45.7917 | 57.62 | 7.38 | 0
|  |  |  | 2001-04-19 | 0419 | 04 | 19 | 50.25 | 70.52 | 0 | 0.52
|  |  |  | 2001-04-20 | 0420 | 04 | 20 | 57.1667 | 54.1325 | 10.8675 | 0
|  |  |  | 2001-04-21 | 0421 | 04 | 21 | 57.2083 | 52.37 | 12.63 | 0
|  |  |  | 2001-04-22 | 0422 | 04 | 22 | 60.0417 | 45.9875 | 19.0125 | 0
|  |  |  | 2001-04-23 | 0423 | 04 | 23 | 67.875 | 52.8275 | 12.1725 | 0
|  |  |  | 2001-04-24 | 0424 | 04 | 24 | 55.7917 | 53.8025 | 11.1975 | 0
|  |  |  | 2001-04-25 | 0425 | 04 | 25 | 54.875 | 49.3025 | 15.6975 | 0
|  |  |  | 2001-04-26 | 0426 | 04 | 26 | 59.5417 | 48.74 | 16.26 | 0
|  |  |  | 2001-04-27 | 0427 | 04 | 27 | 72.7917 | 50.405 | 14.595 | 0
|  |  |  | 2001-04-28 | 0428 | 04 | 28 | 78.7083 | 53.375 | 11.625 | 0
|  |  |  | 2001-04-29 | 0429 | 04 | 29 | 55.25 | 61.5275 | 3.4725 | 0
|  |  |  | 2001-04-30 | 0430 | 04 | 30 | 54.75 | 64.475 | 0.525 | 0
|  |  |  | 2001-05-01 | 0501 | 05 | 01 | 72.2083 | 66.1775 | 0 | 0
|  |  |  | 2001-05-02 | 0502 | 05 | 02 | 77 | 52.8425 | 12.1575 | 0
|  |  |  | 2001-05-03 | 0503 | 05 | 03 | 79.75 | 52.6175 | 12.3825 | 0
|  |  |  | 2001-05-04 | 0504 | 05 | 04 | 81.5417 | 55.46 | 9.54 | 0
|  |  |  | 2001-05-05 | 0505 | 05 | 05 | 69.7083 | 50.27 | 14.73 | 0
|  |  |  | 2001-05-06 | 0506 | 05 | 06 | 55.2083 | 53.375 | 11.625 | 0
|  |  |  | 2001-05-07 | 0507 | 05 | 07 | 51.9167 | 51.485 | 13.515 | 0
|  |  |  | 2001-05-08 | 0508 | 05 | 08 | 54.875 | 54.92 | 10.08 | 0
|  |  |  | 2001-05-09 | 0509 | 05 | 09 | 64.1667 | 59.0075 | 5.9925 | 0
|  |  |  | 2001-05-10 | 0510 | 05 | 10 | 73.625 | 58.88 | 6.12 | 0
|  |  |  | 2001-05-11 | 0511 | 05 | 11 | 76.0833 | 57.6275 | 7.3725 | 0
|  |  |  | 2001-05-12 | 0512 | 05 | 12 | 72.75 | 61.025 | 3.975 | 0
|  |  |  | 2001-05-13 | 0513 | 05 | 13 | 62.2083 | 59.0375 | 5.9625 | 0
|  |  |  | 2001-05-14 | 0514 | 05 | 14 | 61.625 | 68.3225 | 0 | 0
|  |  |  | 2001-05-15 | 0515 | 05 | 15 | 63.0833 | 75.7025 | 0 | 5.7025
|  |  |  | 2001-05-16 | 0516 | 05 | 16 | 56.9167 | 73.595 | 0 | 3.595
|  |  |  | 2001-05-17 | 0517 | 05 | 17 | 56.125 | 79.6475 | 0 | 9.6475
|  |  |  | 2001-05-18 | 0518 | 05 | 18 | 58.375 | 72.5525 | 0 | 2.5525
|  |  |  | 2001-05-19 | 0519 | 05 | 19 | 69.9167 | 65.3375 | 0 | 0
|  |  |  | 2001-05-20 | 0520 | 05 | 20 | 57 | 62.2025 | 2.7975 | 0
|  |  |  | 2001-05-21 | 0521 | 05 | 21 | 56.375 | 67.28 | 0 | 0
|  |  |  | 2001-05-22 | 0522 | 05 | 22 | 58.4167 | 77.7575 | 0 | 7.7575
|  |  |  | 2001-05-23 | 0523 | 05 | 23 | 58.9167 | 69.1325 | 0 | 0
|  |  |  | 2001-05-24 | 0524 | 05 | 24 | 62.0833 | 63.2675 | 1.7325 | 0
|  |  |  | 2001-05-25 | 0525 | 05 | 25 | 55.7083 | 64.2875 | 0.7125 | 0
|  |  |  | 2001-05-26 | 0526 | 05 | 26 | 59 | 62.1125 | 2.8875 | 0
|  |  |  | 2001-05-27 | 0527 | 05 | 27 | 61.75 | 57.0125 | 7.9875 | 0
|  |  |  | 2001-05-28 | 0528 | 05 | 28 | 65.9167 | 63.0875 | 1.9125 | 0
|  |  |  | 2001-05-29 | 0529 | 05 | 29 | 64.25 | 66.44 | 0 | 0
|  |  |  | 2001-05-30 | 0530 | 05 | 30 | 60.625 | 64.505 | 0.495 | 0
|  |  |  | 2001-05-31 | 0531 | 05 | 31 | 60.625 | 61.235 | 3.765 | 0
|  |  |  | 2001-06-01 | 0601 | 06 | 01 | 71.5833 | 75.3275 | 0 | 5.3275
|  |  |  | 2001-06-02 | 0602 | 06 | 02 | 75.875 | 78.2975 | 0 | 8.2975
|  |  |  | 2001-06-03 | 0603 | 06 | 03 | 75.125 | 75.86 | 0 | 5.86
|  |  |  | 2001-06-04 | 0604 | 06 | 04 | 67.5417 | 63.0575 | 1.9425 | 0
|  |  |  | 2001-06-05 | 0605 | 06 | 05 | 63.6667 | 65.6975 | 0 | 0
|  |  |  | 2001-06-06 | 0606 | 06 | 06 | 69.875 | 64.5575 | 0.4425 | 0
|  |  |  | 2001-06-07 | 0607 | 06 | 07 | 74.7083 | 63.485 | 1.515 | 0
|  |  |  | 2001-06-08 | 0608 | 06 | 08 | 68 | 72.245 | 0 | 2.245
|  |  |  | 2001-06-09 | 0609 | 06 | 09 | 74.2917 | 73.835 | 0 | 3.835
|  |  |  | 2001-06-10 | 0610 | 06 | 10 | 74.0417 | 72.5 | 0 | 2.5
|  |  |  | 2001-06-11 | 0611 | 06 | 11 | 64.875 | 79.6925 | 0 | 9.6925
|  |  |  | 2001-06-12 | 0612 | 06 | 12 | 69.0833 | 77.405 | 0 | 7.405
|  |  |  | 2001-06-13 | 0613 | 06 | 13 | 69.6667 | 69.4625 | 0 | 0
|  |  |  | 2001-06-14 | 0614 | 06 | 14 | 64.5833 | 66.68 | 0 | 0
|  |  |  | 2001-06-15 | 0615 | 06 | 15 | 68.9583 | 65.255 | 0 | 0
|  |  |  | 2001-06-16 | 0616 | 06 | 16 | 70.4167 | 66.5 | 0 | 0
|  |  |  | 2001-06-17 | 0617 | 06 | 17 | 73.2917 | 71.8775 | 0 | 1.8775
|  |  |  | 2001-06-18 | 0618 | 06 | 18 | 72.75 | 74.0525 | 0 | 4.0525
|  |  |  | 2001-06-19 | 0619 | 06 | 19 | 71.9167 | 75.6575 | 0 | 5.6575
|  |  |  | 2001-06-20 | 0620 | 06 | 20 | 73.5 | 67.325 | 0 | 0
|  |  |  | 2001-06-21 | 0621 | 06 | 21 | 72.9583 | 62.3675 | 2.6325 | 0
|  |  |  | 2001-06-22 | 0622 | 06 | 22 | 78.6667 | 67.295 | 0 | 0
|  |  |  | 2001-06-23 | 0623 | 06 | 23 | 77.125 | 73.1525 | 0 | 3.1525
|  |  |  | 2001-06-24 | 0624 | 06 | 24 | 74.2083 | 73.58 | 0 | 3.58
|  |  |  | 2001-06-25 | 0625 | 06 | 25 | 72.0417 | 75.5675 | 0 | 5.5675
|  |  |  | 2001-06-26 | 0626 | 06 | 26 | 76.25 | 67.205 | 0 | 0
|  |  |  | 2001-06-27 | 0627 | 06 | 27 | 79.125 | 65.7575 | 0 | 0
|  |  |  | 2001-06-28 | 0628 | 06 | 28 | 81.3333 | 68.5325 | 0 | 0
|  |  |  | 2001-06-29 | 0629 | 06 | 29 | 81.4583 | 72.92 | 0 | 2.92
|  |  |  | 2001-06-30 | 0630 | 06 | 30 | 79.75 | 77.945 | 0 | 7.945
|  |  |  | 2001-07-01 | 0701 | 07 | 01 | 76 | 86.3375 | 0 | 16.3375
|  |  |  | 2001-07-02 | 0702 | 07 | 02 | 72.9583 | 80.3825 | 0 | 10.3825
|  |  |  | 2001-07-03 | 0703 | 07 | 03 | 70.9583 | 83.4575 | 0 | 13.4575
|  |  |  | 2001-07-04 | 0704 | 07 | 04 | 71.75 | 75.83 | 0 | 5.83
|  |  |  | 2001-07-05 | 0705 | 07 | 05 | 67.4583 | 72.29 | 0 | 2.29
|  |  |  | 2001-07-06 | 0706 | 07 | 06 | 73.3333 | 75.26 | 0 | 5.26
|  |  |  | 2001-07-07 | 0707 | 07 | 07 | 75.9583 | 75.875 | 0 | 5.875
|  |  |  | 2001-07-08 | 0708 | 07 | 08 | 80.7917 | 68.9075 | 0 | 0
|  |  |  | 2001-07-09 | 0709 | 07 | 09 | 79 | 63.005 | 1.995 | 0
|  |  |  | 2001-07-10 | 0710 | 07 | 10 | 76.9167 | 71.5775 | 0 | 1.5775
|  |  |  | 2001-07-11 | 0711 | 07 | 11 | 78.8333 | 71.4275 | 0 | 1.4275
|  |  |  | 2001-07-12 | 0712 | 07 | 12 | 76.2083 | 72.8375 | 0 | 2.8375
|  |  |  | 2001-07-13 | 0713 | 07 | 13 | 74.125 | 66.335 | 0 | 0
|  |  |  | 2001-07-14 | 0714 | 07 | 14 | 76.9167 | 75.695 | 0 | 5.695
|  |  |  | 2001-07-15 | 0715 | 07 | 15 | 78.5 | 79.43 | 0 | 9.43
|  |  |  | 2001-07-16 | 0716 | 07 | 16 | 80.25 | 77.42 | 0 | 7.42
|  |  |  | 2001-07-17 | 0717 | 07 | 17 | 82.8333 | 80.4575 | 0 | 10.4575
|  |  |  | 2001-07-18 | 0718 | 07 | 18 | 85.9583 | 82.325 | 0 | 12.325
|  |  |  | 2001-07-19 | 0719 | 07 | 19 | 85.3333 | 82.0025 | 0 | 12.0025
|  |  |  | 2001-07-20 | 0720 | 07 | 20 | 88.4583 | 77.465 | 0 | 7.465
|  |  |  | 2001-07-21 | 0721 | 07 | 21 | 86.375 | 76.565 | 0 | 6.565
|  |  |  | 2001-07-22 | 0722 | 07 | 22 | 79.8333 | 76.97 | 0 | 6.97
|  |  |  | 2001-07-23 | 0723 | 07 | 23 | 81 | 76.2875 | 0 | 6.2875
|  |  |  | 2001-07-24 | 0724 | 07 | 24 | 79.625 | 67.7525 | 0 | 0
|  |  |  | 2001-07-25 | 0725 | 07 | 25 | 73.8333 | 66.5975 | 0 | 0
|  |  |  | 2001-07-26 | 0726 | 07 | 26 | 74.4167 | 70.52 | 0 | 0.52
|  |  |  | 2001-07-27 | 0727 | 07 | 27 | 72.875 | 79.43 | 0 | 9.43
|  |  |  | 2001-07-28 | 0728 | 07 | 28 | 74.375 | 78.0875 | 0 | 8.0875
|  |  |  | 2001-07-29 | 0729 | 07 | 29 | 70.4167 | 81.6575 | 0 | 11.6575
|  |  |  | 2001-07-30 | 0730 | 07 | 30 | 72.6667 | 75.89 | 0 | 5.89
|  |  |  | 2001-07-31 | 0731 | 07 | 31 | 77.375 | 71.4275 | 0 | 1.4275
|  |  |  | 2001-08-01 | 0801 | 08 | 01 | 83.75 | 78.8375 | 0 | 8.8375
|  |  |  | 2001-08-02 | 0802 | 08 | 02 | 81.2917 | 77.33 | 0 | 7.33
|  |  |  | 2001-08-03 | 0803 | 08 | 03 | 80.4167 | 79.9625 | 0 | 9.9625
|  |  |  | 2001-08-04 | 0804 | 08 | 04 | 81.2083 | 78.83 | 0 | 8.83
|  |  |  | 2001-08-05 | 0805 | 08 | 05 | 84.0417 | 74.975 | 0 | 4.975
|  |  |  | 2001-08-06 | 0806 | 08 | 06 | 78.8333 | 74.5025 | 0 | 4.5025
|  |  |  | 2001-08-07 | 0807 | 08 | 07 | 74.4583 | 70.7075 | 0 | 0.7075
|  |  |  | 2001-08-08 | 0808 | 08 | 08 | 82.625 | 74.42 | 0 | 4.42
|  |  |  | 2001-08-09 | 0809 | 08 | 09 | 80.5417 | 73.025 | 0 | 3.025
|  |  |  | 2001-08-10 | 0810 | 08 | 10 | 79.2083 | 71.2625 | 0 | 1.2625
|  |  |  | 2001-08-11 | 0811 | 08 | 11 | 70 | 70.175 | 0 | 0.175
|  |  |  | 2001-08-12 | 0812 | 08 | 12 | 59.7917 | 73.415 | 0 | 3.415
|  |  |  | 2001-08-13 | 0813 | 08 | 13 | 68.5417 | 75.455 | 0 | 5.455
|  |  |  | 2001-08-14 | 0814 | 08 | 14 | 71.9167 | 80.5775 | 0 | 10.5775
|  |  |  | 2001-08-15 | 0815 | 08 | 15 | 65.7917 | 76.0325 | 0 | 6.0325
|  |  |  | 2001-08-16 | 0816 | 08 | 16 | 68 | 76.865 | 0 | 6.865
|  |  |  | 2001-08-17 | 0817 | 08 | 17 | 68.0417 | 74.66 | 0 | 4.66
|  |  |  | 2001-08-18 | 0818 | 08 | 18 | 65.6667 | 75.17 | 0 | 5.17
|  |  |  | 2001-08-19 | 0819 | 08 | 19 | 72.6667 | 78.08 | 0 | 8.08
|  |  |  | 2001-08-20 | 0820 | 08 | 20 | 73.75 | 78.245 | 0 | 8.245
|  |  |  | 2001-08-21 | 0821 | 08 | 21 | 73.5833 | 77.15 | 0 | 7.15
|  |  |  | 2001-08-22 | 0822 | 08 | 22 | 74.9167 | 74.705 | 0 | 4.705
|  |  |  | 2001-08-23 | 0823 | 08 | 23 | 73.375 | 77.09 | 0 | 7.09
|  |  |  | 2001-08-24 | 0824 | 08 | 24 | 76.0833 | 78.41 | 0 | 8.41
|  |  |  | 2001-08-25 | 0825 | 08 | 25 | 81.5 | 74.69 | 0 | 4.69
|  |  |  | 2001-08-26 | 0826 | 08 | 26 | 76.1667 | 73.3025 | 0 | 3.3025
|  |  |  | 2001-08-27 | 0827 | 08 | 27 | 81.3333 | 79.085 | 0 | 9.085
|  |  |  | 2001-08-28 | 0828 | 08 | 28 | 79.4167 | 77.7425 | 0 | 7.7425
|  |  |  | 2001-08-29 | 0829 | 08 | 29 | 79.7083 | 77.0075 | 0 | 7.0075
|  |  |  | 2001-08-30 | 0830 | 08 | 30 | 81.7083 | 75.05 | 0 | 5.05
|  |  |  | 2001-08-31 | 0831 | 08 | 31 | 78.6667 | 74.6375 | 0 | 4.6375
|  |  |  | 2001-09-01 | 0901 | 09 | 01 | 78.9583 | 72.755 | 0 | 2.755
|  |  |  | 2001-09-02 | 0902 | 09 | 02 | 73.2083 | 71.8475 | 0 | 1.8475
|  |  |  | 2001-09-03 | 0903 | 09 | 03 | 71.2083 | 71.1275 | 0 | 1.1275
|  |  |  | 2001-09-04 | 0904 | 09 | 04 | 73.375 | 68.9 | 0 | 0
|  |  |  | 2001-09-05 | 0905 | 09 | 05 | 76.25 | 69.71 | 0 | 0
|  |  |  | 2001-09-06 | 0906 | 09 | 06 | 75.2917 | 61.055 | 3.945 | 0
|  |  |  | 2001-09-07 | 0907 | 09 | 07 | 78.625 | 64.235 | 0.765 | 0
|  |  |  | 2001-09-08 | 0908 | 09 | 08 | 71.4167 | 66.2975 | 0 | 0
|  |  |  | 2001-09-09 | 0909 | 09 | 09 | 70.0417 | 73.16 | 0 | 3.16
|  |  |  | 2001-09-10 | 0910 | 09 | 10 | 65.5833 | 75.515 | 0 | 5.515
|  |  |  | 2001-09-11 | 0911 | 09 | 11 | 62.625 | 65.7125 | 0 | 0
|  |  |  | 2001-09-12 | 0912 | 09 | 12 | 67.4167 | 66.56 | 0 | 0
|  |  |  | 2001-09-13 | 0913 | 09 | 13 | 75.0417 | 70.625 | 0 | 0.625
|  |  |  | 2001-09-14 | 0914 | 09 | 14 | 77.3333 | 66.8225 | 0 | 0
|  |  |  | 2001-09-15 | 0915 | 09 | 15 | 67.375 | 63.7175 | 1.2825 | 0
|  |  |  | 2001-09-16 | 0916 | 09 | 16 | 64.5833 | 60.4625 | 4.5375 | 0
|  |  |  | 2001-09-17 | 0917 | 09 | 17 | 65.9167 | 60.74 | 4.26 | 0
|  |  |  | 2001-09-18 | 0918 | 09 | 18 | 67.9167 | 68.075 | 0 | 0
|  |  |  | 2001-09-19 | 0919 | 09 | 19 | 62.875 | 73.6625 | 0 | 3.6625
|  |  |  | 2001-09-20 | 0920 | 09 | 20 | 65.625 | 75.2975 | 0 | 5.2975
|  |  |  | 2001-09-21 | 0921 | 09 | 21 | 70.5833 | 71.555 | 0 | 1.555
|  |  |  | 2001-09-22 | 0922 | 09 | 22 | 68.125 | 66.92 | 0 | 0
|  |  |  | 2001-09-23 | 0923 | 09 | 23 | 57.4583 | 72.545 | 0 | 2.545
|  |  |  | 2001-09-24 | 0924 | 09 | 24 | 58.3333 | 66.2525 | 0 | 0
|  |  |  | 2001-09-25 | 0925 | 09 | 25 | 60.875 | 64.3775 | 0.6225 | 0
|  |  |  | 2001-09-26 | 0926 | 09 | 26 | 60.625 | 66.665 | 0 | 0
|  |  |  | 2001-09-27 | 0927 | 09 | 27 | 64.7083 | 64.9625 | 0.0375 | 0
|  |  |  | 2001-09-28 | 0928 | 09 | 28 | 65.1667 | 66.7925 | 0 | 0
|  |  |  | 2001-09-29 | 0929 | 09 | 29 | 59.7917 | 57.6275 | 7.3725 | 0
|  |  |  | 2001-09-30 | 0930 | 09 | 30 | 59.2917 | 64.82 | 0.18 | 0
|  |  |  | 2001-10-01 | 1001 | 10 | 01 | 61.3333 | 76.265 | 0 | 6.265
|  |  |  | 2001-10-02 | 1002 | 10 | 02 | 64.0417 | 68.945 | 0 | 0
|  |  |  | 2001-10-03 | 1003 | 10 | 03 | 65.4583 | 64.49 | 0.51 | 0
|  |  |  | 2001-10-04 | 1004 | 10 | 04 | 60.9167 | 75.425 | 0 | 5.425
|  |  |  | 2001-10-05 | 1005 | 10 | 05 | 49.9167 | 65.225 | 0 | 0
|  |  |  | 2001-10-06 | 1006 | 10 | 06 | 53.6667 | 55.7975 | 9.2025 | 0
|  |  |  | 2001-10-07 | 1007 | 10 | 07 | 46.8333 | 51.2975 | 13.7025 | 0
|  |  |  | 2001-10-08 | 1008 | 10 | 08 | 52.625 | 59.6675 | 5.3325 | 0
|  |  |  | 2001-10-09 | 1009 | 10 | 09 | 63.5417 | 67.1675 | 0 | 0
|  |  |  | 2001-10-10 | 1010 | 10 | 10 | 64.3333 | 48.485 | 16.515 | 0
|  |  |  | 2001-10-11 | 1011 | 10 | 11 | 65.375 | 51.4475 | 13.5525 | 0
|  |  |  | 2001-10-12 | 1012 | 10 | 12 | 56.5833 | 56.9375 | 8.0625 | 0
|  |  |  | 2001-10-13 | 1013 | 10 | 13 | 61.875 | 61.9325 | 3.0675 | 0
|  |  |  | 2001-10-14 | 1014 | 10 | 14 | 54.0417 | 65.2775 | 0 | 0
|  |  |  | 2001-10-15 | 1015 | 10 | 15 | 50.0417 | 52.28 | 12.72 | 0
|  |  |  | 2001-10-16 | 1016 | 10 | 16 | 58.3333 | 52.535 | 12.465 | 0
|  |  |  | 2001-10-17 | 1017 | 10 | 17 | 62.3333 | 54.335 | 10.665 | 0
|  |  |  | 2001-10-18 | 1018 | 10 | 18 | 56.4167 | 51.455 | 13.545 | 0
|  |  |  | 2001-10-19 | 1019 | 10 | 19 | 48.0417 | 52.19 | 12.81 | 0
|  |  |  | 2001-10-20 | 1020 | 10 | 20 | 53.0417 | 55.0475 | 9.9525 | 0
|  |  |  | 2001-10-21 | 1021 | 10 | 21 | 52.4583 | 58.2875 | 6.7125 | 0
|  |  |  | 2001-10-22 | 1022 | 10 | 22 | 53.375 | 59.84 | 5.16 | 0
|  |  |  | 2001-10-23 | 1023 | 10 | 23 | 49.5417 | 63.5 | 1.5 | 0
|  |  |  | 2001-10-24 | 1024 | 10 | 24 | 47.4167 | 57.215 | 7.785 | 0
|  |  |  | 2001-10-25 | 1025 | 10 | 25 | 48.7917 | 50.9525 | 14.0475 | 0
|  |  |  | 2001-10-26 | 1026 | 10 | 26 | 55.1667 | 52.46 | 12.54 | 0
|  |  |  | 2001-10-27 | 1027 | 10 | 27 | 52.875 | 51.7325 | 13.2675 | 0
|  |  |  | 2001-10-28 | 1028 | 10 | 28 | 47.4583 | 58.9775 | 6.0225 | 0
|  |  |  | 2001-10-29 | 1029 | 10 | 29 | 56.3333 | 58.16 | 6.84 | 0
|  |  |  | 2001-10-30 | 1030 | 10 | 30 | 57.5833 | 55.5425 | 9.4575 | 0
|  |  |  | 2001-10-31 | 1031 | 10 | 31 | 63.1667 | 45.905 | 19.095 | 0
|  |  |  | 2001-11-01 | 1101 | 11 | 01 | 56.5417 | 53.6375 | 11.3625 | 0
|  |  |  | 2001-11-02 | 1102 | 11 | 02 | 50.125 | 58.49 | 6.51 | 0
|  |  |  | 2001-11-03 | 1103 | 11 | 03 | 46.6667 | 60.7025 | 4.2975 | 0
|  |  |  | 2001-11-04 | 1104 | 11 | 04 | 40.75 | 57.755 | 7.245 | 0
|  |  |  | 2001-11-05 | 1105 | 11 | 05 | 47.1667 | 44.585 | 20.415 | 0
|  |  |  | 2001-11-06 | 1106 | 11 | 06 | 53.2917 | 42.635 | 22.365 | 0
|  |  |  | 2001-11-07 | 1107 | 11 | 07 | 53.125 | 45.9875 | 19.0125 | 0
|  |  |  | 2001-11-08 | 1108 | 11 | 08 | 56.2917 | 50.66 | 14.34 | 0
|  |  |  | 2001-11-09 | 1109 | 11 | 09 | 56.9583 | 52.085 | 12.915 | 0
|  |  |  | 2001-11-10 | 1110 | 11 | 10 | 47.7083 | 52.4975 | 12.5025 | 0
|  |  |  | 2001-11-11 | 1111 | 11 | 11 | 48.5417 | 52.355 | 12.645 | 0
|  |  |  | 2001-11-12 | 1112 | 11 | 12 | 50.2917 | 48.4325 | 16.5675 | 0
|  |  |  | 2001-11-13 | 1113 | 11 | 13 | 47.25 | 46.91 | 18.09 | 0
|  |  |  | 2001-11-14 | 1114 | 11 | 14 | 60.5 | 47.81 | 17.19 | 0
|  |  |  | 2001-11-15 | 1115 | 11 | 15 | 63.5833 | 35.495 | 29.505 | 0
|  |  |  | 2001-11-16 | 1116 | 11 | 16 | 55.875 | 34.745 | 30.255 | 0
|  |  |  | 2001-11-17 | 1117 | 11 | 17 | 39.1667 | 40.73 | 24.27 | 0
|  |  |  | 2001-11-18 | 1118 | 11 | 18 | 37.5 | 48.2825 | 16.7175 | 0
|  |  |  | 2001-11-19 | 1119 | 11 | 19 | 34.3333 | 56.78 | 8.22 | 0
|  |  |  | 2001-11-20 | 1120 | 11 | 20 | 48.4583 | 37.655 | 27.345 | 0
|  |  |  | 2001-11-21 | 1121 | 11 | 21 | 32.7917 | 31.28 | 33.72 | 0
|  |  |  | 2001-11-22 | 1122 | 11 | 22 | 29.7917 | 32.465 | 32.535 | 0
|  |  |  | 2001-11-23 | 1123 | 11 | 23 | 27.375 | 45.245 | 19.755 | 0
|  |  |  | 2001-11-24 | 1124 | 11 | 24 | 29 | 42.7025 | 22.2975 | 0
|  |  |  | 2001-11-25 | 1125 | 11 | 25 | 35.9583 | 38.555 | 26.445 | 0
|  |  |  | 2001-11-26 | 1126 | 11 | 26 | 44.1667 | 43.415 | 21.585 | 0
|  |  |  | 2001-11-27 | 1127 | 11 | 27 | 43.625 | 40.2425 | 24.7575 | 0
|  |  |  | 2001-11-28 | 1128 | 11 | 28 | 52.25 | 41.225 | 23.775 | 0
|  |  |  | 2001-11-29 | 1129 | 11 | 29 | 31.8333 | 41.5475 | 23.4525 | 0
|  |  |  | 2001-11-30 | 1130 | 11 | 30 | 34.6667 | 37.0175 | 27.9825 | 0
|  |  |  | 2001-12-01 | 1201 | 12 | 01 | 41.9583 | 44.7875 | 20.2125 | 0
|  |  |  | 2001-12-02 | 1202 | 12 | 02 | 30.7917 | 53.6825 | 11.3175 | 0
|  |  |  | 2001-12-03 | 1203 | 12 | 03 | 26.4167 | 52.385 | 12.615 | 0
|  |  |  | 2001-12-04 | 1204 | 12 | 04 | 31.5833 | 48.005 | 16.995 | 0
|  |  |  | 2001-12-05 | 1205 | 12 | 05 | 29.375 | 33.71 | 31.29 | 0
|  |  |  | 2001-12-06 | 1206 | 12 | 06 | 26 | 33.23 | 31.77 | 0
|  |  |  | 2001-12-07 | 1207 | 12 | 07 | 25.875 | 28.1375 | 36.8625 | 0
|  |  |  | 2001-12-08 | 1208 | 12 | 08 | 29.7083 | 27.875 | 37.125 | 0
|  |  |  | 2001-12-09 | 1209 | 12 | 09 | 33.25 | 39.455 | 25.545 | 0
|  |  |  | 2001-12-10 | 1210 | 12 | 10 | 41.875 | 42.8825 | 22.1175 | 0
|  |  |  | 2001-12-11 | 1211 | 12 | 11 | 50.8333 | 34.58 | 30.42 | 0
|  |  |  | 2001-12-12 | 1212 | 12 | 12 | 38.125 | 33.8975 | 31.1025 | 0
|  |  |  | 2001-12-13 | 1213 | 12 | 13 | 30.9583 | 34.34 | 30.66 | 0
|  |  |  | 2001-12-14 | 1214 | 12 | 14 | 32.2917 | 36.8675 | 28.1325 | 0
|  |  |  | 2001-12-15 | 1215 | 12 | 15 | 34.0417 | 34.955 | 30.045 | 0
|  |  |  | 2001-12-16 | 1216 | 12 | 16 | 37.8333 | 34.28 | 30.72 | 0
|  |  |  | 2001-12-17 | 1217 | 12 | 17 | 41.625 | 39.995 | 25.005 | 0
|  |  |  | 2001-12-18 | 1218 | 12 | 18 | 33.3333 | 37.8725 | 27.1275 | 0
|  |  |  | 2001-12-19 | 1219 | 12 | 19 | 31.9583 | 43.085 | 21.915 | 0
|  |  |  | 2001-12-20 | 1220 | 12 | 20 | 32 | 42.1625 | 22.8375 | 0
|  |  |  | 2001-12-21 | 1221 | 12 | 21 | 31.7917 | 34.2125 | 30.7875 | 0
|  |  |  | 2001-12-22 | 1222 | 12 | 22 | 41.25 | 30.0725 | 34.9275 | 0
|  |  |  | 2001-12-23 | 1223 | 12 | 23 | 47.875 | 32.075 | 32.925 | 0
|  |  |  | 2001-12-24 | 1224 | 12 | 24 | 51 | 32.81 | 32.19 | 0
|  |  |  | 2001-12-25 | 1225 | 12 | 25 | 39.2917 | 31.925 | 33.075 | 0
|  |  |  | 2001-12-26 | 1226 | 12 | 26 | 36.1667 | 29.99 | 35.01 | 0
|  |  |  | 2001-12-27 | 1227 | 12 | 27 | 43.1667 | 25.5425 | 39.4575 | 0
|  |  |  | 2001-12-28 | 1228 | 12 | 28 | 40.3333 | 28.2575 | 36.7425 | 0
|  |  |  | 2001-12-29 | 1229 | 12 | 29 | 42.25 | 25.625 | 39.375 | 0
|  |  |  | 2001-12-30 | 1230 | 12 | 30 | 43.625 | 24.605 | 40.395 | 0
|  |  |  | 2001-12-31 | 1231 | 12 | 31 | 39.9167 | 28.0325 | 36.9675 | 0

## New York City (hidden)
Typical Year Data | [7 empty] | Daily Temp TMY3 | Daily Temp TMY2 | HDD | CDD
Month | Average | HDD | CDD | 2001-01-01 | 0101 | 01 | 01 | 34.7917 | 34.7825 | 30.2175 | 0
1 | 28.9 | 1119.4725 | 0 | 2001-01-02 | 0102 | 01 | 02 | 27.5833 | 27.56 | 37.44 | 0
2 | 33.4 | 884.505 | 0 | 2001-01-03 | 0103 | 01 | 03 | 38.5833 | 38.57 | 26.43 | 0
3 | 41.3 | 734.8425 | 0 | 2001-01-04 | 0104 | 01 | 04 | 30.4167 | 30.395 | 34.605 | 0
4 | 49.7 | 459.54 | 0 | 2001-01-05 | 0105 | 01 | 05 | 23.4167 | 23.4125 | 41.5875 | 0
5 | 62.3 | 139.4625 | 56.3475 | 2001-01-06 | 0106 | 01 | 06 | 25.875 | 25.85 | 39.15 | 0
6 | 71.3 | 3.6375 | 192.2775 | 2001-01-07 | 0107 | 01 | 07 | 33.6667 | 33.6725 | 31.3275 | 0
7 | 76.5 | 0 | 355.53 | 2001-01-08 | 0108 | 01 | 08 | 30.0833 | 30.065 | 34.935 | 0
8 | 73.3 | 0 | 255.99 | 2001-01-09 | 0109 | 01 | 09 | 18.5833 | 18.575 | 46.425 | 0
9 | 68.4 | 28.32 | 130.2075 | 2001-01-10 | 0110 | 01 | 10 | 20.75 | 20.7575 | 44.2425 | 0
10 | 56.3 | 270.42 | 2.055 | 2001-01-11 | 0111 | 01 | 11 | 27.7917 | 27.7925 | 37.2075 | 0
11 | 46 | 568.7775 | 0 | 2001-01-12 | 0112 | 01 | 12 | 29.9583 | 29.9675 | 35.0325 | 0
12 | 36.8 | 874.155 | 0 | 2001-01-13 | 0113 | 01 | 13 | 35.8333 | 35.8325 | 29.1675 | 0
|  |  |  | 2001-01-14 | 0114 | 01 | 14 | 42.5833 | 42.5975 | 22.4025 | 0
| Slope | 16.3837 | 557.5318 | 2001-01-15 | 0115 | 01 | 15 | 29.9583 | 29.915 | 35.085 | 0
| Intercept | 4429.9629 | 556067.9594 | 2001-01-16 | 0116 | 01 | 16 | 35.625 | 35.615 | 29.385 | 0
|  |  |  | 2001-01-17 | 0117 | 01 | 17 | 25.25 | 25.265 | 39.735 | 0
|  |  |  | 2001-01-18 | 0118 | 01 | 18 | 12.8333 | 12.83 | 52.17 | 0
|  |  |  | 2001-01-19 | 0119 | 01 | 19 | 17.625 | 17.66 | 47.34 | 0
|  |  |  | 2001-01-20 | 0120 | 01 | 20 | 27.5 | 27.5075 | 37.4925 | 0
|  |  |  | 2001-01-21 | 0121 | 01 | 21 | 30.625 | 30.6275 | 34.3725 | 0
|  |  |  | 2001-01-22 | 0122 | 01 | 22 | 20.9167 | 20.9225 | 44.0775 | 0
|  |  |  | 2001-01-23 | 0123 | 01 | 23 | 9.0417 | 9.035 | 55.965 | 0
|  |  |  | 2001-01-24 | 0124 | 01 | 24 | 19.4167 | 19.4225 | 45.5775 | 0
|  |  |  | 2001-01-25 | 0125 | 01 | 25 | 27.1667 | 27.1475 | 37.8525 | 0
|  |  |  | 2001-01-26 | 0126 | 01 | 26 | 42.5417 | 42.5675 | 22.4325 | 0
|  |  |  | 2001-01-27 | 0127 | 01 | 27 | 46.5417 | 46.5725 | 18.4275 | 0
|  |  |  | 2001-01-28 | 0128 | 01 | 28 | 34.5 | 34.4975 | 30.5025 | 0
|  |  |  | 2001-01-29 | 0129 | 01 | 29 | 37.1667 | 37.1525 | 27.8475 | 0
|  |  |  | 2001-01-30 | 0130 | 01 | 30 | 30.125 | 30.095 | 34.905 | 0
|  |  |  | 2001-01-31 | 0131 | 01 | 31 | 29.3333 | 28.865 | 36.135 | 0
|  |  |  | 2001-02-01 | 0201 | 02 | 01 | 53 | 41.9375 | 23.0625 | 0
|  |  |  | 2001-02-02 | 0202 | 02 | 02 | 49.4167 | 45.2225 | 19.7775 | 0
|  |  |  | 2001-02-03 | 0203 | 02 | 03 | 32.5417 | 39.185 | 25.815 | 0
|  |  |  | 2001-02-04 | 0204 | 02 | 04 | 33.5833 | 14.7425 | 50.2575 | 0
|  |  |  | 2001-02-05 | 0205 | 02 | 05 | 24.25 | 26.045 | 38.955 | 0
|  |  |  | 2001-02-06 | 0206 | 02 | 06 | 18.9167 | 32.5625 | 32.4375 | 0
|  |  |  | 2001-02-07 | 0207 | 02 | 07 | 18.9583 | 34.25 | 30.75 | 0
|  |  |  | 2001-02-08 | 0208 | 02 | 08 | 30.9167 | 35.9675 | 29.0325 | 0
|  |  |  | 2001-02-09 | 0209 | 02 | 09 | 31.9167 | 36.8 | 28.2 | 0
|  |  |  | 2001-02-10 | 0210 | 02 | 10 | 35.875 | 40.685 | 24.315 | 0
|  |  |  | 2001-02-11 | 0211 | 02 | 11 | 32.0833 | 39.53 | 25.47 | 0
|  |  |  | 2001-02-12 | 0212 | 02 | 12 | 35.125 | 32.4425 | 32.5575 | 0
|  |  |  | 2001-02-13 | 0213 | 02 | 13 | 24.4583 | 28.985 | 36.015 | 0
|  |  |  | 2001-02-14 | 0214 | 02 | 14 | 30.2917 | 20.8475 | 44.1525 | 0
|  |  |  | 2001-02-15 | 0215 | 02 | 15 | 42.3333 | 29 | 36 | 0
|  |  |  | 2001-02-16 | 0216 | 02 | 16 | 39.0417 | 31.7 | 33.3 | 0
|  |  |  | 2001-02-17 | 0217 | 02 | 17 | 39.2083 | 30.7925 | 34.2075 | 0
|  |  |  | 2001-02-18 | 0218 | 02 | 18 | 42.4583 | 35.18 | 29.82 | 0
|  |  |  | 2001-02-19 | 0219 | 02 | 19 | 37.625 | 37.58 | 27.42 | 0
|  |  |  | 2001-02-20 | 0220 | 02 | 20 | 47.25 | 26.66 | 38.34 | 0
|  |  |  | 2001-02-21 | 0221 | 02 | 21 | 29.7917 | 27.7475 | 37.2525 | 0
|  |  |  | 2001-02-22 | 0222 | 02 | 22 | 34.5833 | 43.3925 | 21.6075 | 0
|  |  |  | 2001-02-23 | 0223 | 02 | 23 | 47.25 | 34.82 | 30.18 | 0
|  |  |  | 2001-02-24 | 0224 | 02 | 24 | 36.25 | 41.705 | 23.295 | 0
|  |  |  | 2001-02-25 | 0225 | 02 | 25 | 31.125 | 41.135 | 23.865 | 0
|  |  |  | 2001-02-26 | 0226 | 02 | 26 | 29.7917 | 19.535 | 45.465 | 0
|  |  |  | 2001-02-27 | 0227 | 02 | 27 | 32.125 | 33.23 | 31.77 | 0
|  |  |  | 2001-02-28 | 0228 | 02 | 28 | 33.375 | 33.815 | 31.185 | 0
|  |  |  | 2001-03-01 | 0301 | 03 | 01 | 33.125 | 28.3475 | 36.6525 | 0
|  |  |  | 2001-03-02 | 0302 | 03 | 02 | 42.4583 | 32.7725 | 32.2275 | 0
|  |  |  | 2001-03-03 | 0303 | 03 | 03 | 44.6667 | 37.2125 | 27.7875 | 0
|  |  |  | 2001-03-04 | 0304 | 03 | 04 | 29.7917 | 38.96 | 26.04 | 0
|  |  |  | 2001-03-05 | 0305 | 03 | 05 | 30.5833 | 37.4975 | 27.5025 | 0
|  |  |  | 2001-03-06 | 0306 | 03 | 06 | 29.2917 | 37.0925 | 27.9075 | 0
|  |  |  | 2001-03-07 | 0307 | 03 | 07 | 24.2083 | 40.715 | 24.285 | 0
|  |  |  | 2001-03-08 | 0308 | 03 | 08 | 33.8333 | 40.85 | 24.15 | 0
|  |  |  | 2001-03-09 | 0309 | 03 | 09 | 42 | 42.89 | 22.11 | 0
|  |  |  | 2001-03-10 | 0310 | 03 | 10 | 43.625 | 41.33 | 23.67 | 0
|  |  |  | 2001-03-11 | 0311 | 03 | 11 | 53.5833 | 32.36 | 32.64 | 0
|  |  |  | 2001-03-12 | 0312 | 03 | 12 | 45.2917 | 36.3575 | 28.6425 | 0
|  |  |  | 2001-03-13 | 0313 | 03 | 13 | 61.75 | 37.49 | 27.51 | 0
|  |  |  | 2001-03-14 | 0314 | 03 | 14 | 46.8333 | 39.7175 | 25.2825 | 0
|  |  |  | 2001-03-15 | 0315 | 03 | 15 | 56 | 36.4175 | 28.5825 | 0
|  |  |  | 2001-03-16 | 0316 | 03 | 16 | 63.9583 | 38.285 | 26.715 | 0
|  |  |  | 2001-03-17 | 0317 | 03 | 17 | 59.7083 | 43.7375 | 21.2625 | 0
|  |  |  | 2001-03-18 | 0318 | 03 | 18 | 52.3333 | 42.845 | 22.155 | 0
|  |  |  | 2001-03-19 | 0319 | 03 | 19 | 48.625 | 36.215 | 28.785 | 0
|  |  |  | 2001-03-20 | 0320 | 03 | 20 | 44.2083 | 35.24 | 29.76 | 0
|  |  |  | 2001-03-21 | 0321 | 03 | 21 | 45.0417 | 36.53 | 28.47 | 0
|  |  |  | 2001-03-22 | 0322 | 03 | 22 | 49.0417 | 38.8625 | 26.1375 | 0
|  |  |  | 2001-03-23 | 0323 | 03 | 23 | 51.3333 | 37.6775 | 27.3225 | 0
|  |  |  | 2001-03-24 | 0324 | 03 | 24 | 36.0833 | 43.055 | 21.945 | 0
|  |  |  | 2001-03-25 | 0325 | 03 | 25 | 42.0417 | 56.78 | 8.22 | 0
|  |  |  | 2001-03-26 | 0326 | 03 | 26 | 43.5417 | 53.195 | 11.805 | 0
|  |  |  | 2001-03-27 | 0327 | 03 | 27 | 34.2083 | 53.27 | 11.73 | 0
|  |  |  | 2001-03-28 | 0328 | 03 | 28 | 43.2083 | 56.9225 | 8.0775 | 0
|  |  |  | 2001-03-29 | 0329 | 03 | 29 | 42.5 | 43.58 | 21.42 | 0
|  |  |  | 2001-03-30 | 0330 | 03 | 30 | 38.4167 | 50.9825 | 14.0175 | 0
|  |  |  | 2001-03-31 | 0331 | 03 | 31 | 42.7083 | 52.97 | 12.03 | 0
|  |  |  | 2001-04-01 | 0401 | 04 | 01 | 43.625 | 38.7725 | 26.2275 | 0
|  |  |  | 2001-04-02 | 0402 | 04 | 02 | 46.4583 | 39.125 | 25.875 | 0
|  |  |  | 2001-04-03 | 0403 | 04 | 03 | 43.5417 | 41.6 | 23.4 | 0
|  |  |  | 2001-04-04 | 0404 | 04 | 04 | 43.9167 | 45.35 | 19.65 | 0
|  |  |  | 2001-04-05 | 0405 | 04 | 05 | 50.125 | 50.2475 | 14.7525 | 0
|  |  |  | 2001-04-06 | 0406 | 04 | 06 | 48.2917 | 51.95 | 13.05 | 0
|  |  |  | 2001-04-07 | 0407 | 04 | 07 | 40.8333 | 43.9625 | 21.0375 | 0
|  |  |  | 2001-04-08 | 0408 | 04 | 08 | 42.5417 | 48.7175 | 16.2825 | 0
|  |  |  | 2001-04-09 | 0409 | 04 | 09 | 50.375 | 49.3025 | 15.6975 | 0
|  |  |  | 2001-04-10 | 0410 | 04 | 10 | 57.25 | 53.075 | 11.925 | 0
|  |  |  | 2001-04-11 | 0411 | 04 | 11 | 52.5 | 50.1425 | 14.8575 | 0
|  |  |  | 2001-04-12 | 0412 | 04 | 12 | 43.25 | 57.02 | 7.98 | 0
|  |  |  | 2001-04-13 | 0413 | 04 | 13 | 42.5 | 48.7025 | 16.2975 | 0
|  |  |  | 2001-04-14 | 0414 | 04 | 14 | 47.375 | 52.3025 | 12.6975 | 0
|  |  |  | 2001-04-15 | 0415 | 04 | 15 | 54.4167 | 49.6475 | 15.3525 | 0
|  |  |  | 2001-04-16 | 0416 | 04 | 16 | 57.0833 | 54.095 | 10.905 | 0
|  |  |  | 2001-04-17 | 0417 | 04 | 17 | 52.1667 | 49.955 | 15.045 | 0
|  |  |  | 2001-04-18 | 0418 | 04 | 18 | 44.9167 | 46.31 | 18.69 | 0
|  |  |  | 2001-04-19 | 0419 | 04 | 19 | 50.125 | 43.3625 | 21.6375 | 0
|  |  |  | 2001-04-20 | 0420 | 04 | 20 | 55.5833 | 45.575 | 19.425 | 0
|  |  |  | 2001-04-21 | 0421 | 04 | 21 | 56.0417 | 50.8625 | 14.1375 | 0
|  |  |  | 2001-04-22 | 0422 | 04 | 22 | 58.375 | 59.8475 | 5.1525 | 0
|  |  |  | 2001-04-23 | 0423 | 04 | 23 | 66.5833 | 48.785 | 16.215 | 0
|  |  |  | 2001-04-24 | 0424 | 04 | 24 | 54 | 47.0825 | 17.9175 | 0
|  |  |  | 2001-04-25 | 0425 | 04 | 25 | 54.0833 | 45.95 | 19.05 | 0
|  |  |  | 2001-04-26 | 0426 | 04 | 26 | 59.5417 | 47.8475 | 17.1525 | 0
|  |  |  | 2001-04-27 | 0427 | 04 | 27 | 71.2917 | 52.4675 | 12.5325 | 0
|  |  |  | 2001-04-28 | 0428 | 04 | 28 | 75.875 | 54.3425 | 10.6575 | 0
|  |  |  | 2001-04-29 | 0429 | 04 | 29 | 53.125 | 59.465 | 5.535 | 0
|  |  |  | 2001-04-30 | 0430 | 04 | 30 | 52.2083 | 64.595 | 0.405 | 0
|  |  |  | 2001-05-01 | 0501 | 05 | 01 | 56.0833 | 60.515 | 4.485 | 0
|  |  |  | 2001-05-02 | 0502 | 05 | 02 | 57.2083 | 64.64 | 0.36 | 0
|  |  |  | 2001-05-03 | 0503 | 05 | 03 | 51.875 | 56.795 | 8.205 | 0
|  |  |  | 2001-05-04 | 0504 | 05 | 04 | 47.25 | 55.1 | 9.9 | 0
|  |  |  | 2001-05-05 | 0505 | 05 | 05 | 47.2917 | 61.19 | 3.81 | 0
|  |  |  | 2001-05-06 | 0506 | 05 | 06 | 53.75 | 48.7775 | 16.2225 | 0
|  |  |  | 2001-05-07 | 0507 | 05 | 07 | 63.9583 | 50.6225 | 14.3775 | 0
|  |  |  | 2001-05-08 | 0508 | 05 | 08 | 57.375 | 58.97 | 6.03 | 0
|  |  |  | 2001-05-09 | 0509 | 05 | 09 | 65.1667 | 74.1125 | 0 | 9.1125
|  |  |  | 2001-05-10 | 0510 | 05 | 10 | 74.125 | 78.1775 | 0 | 13.1775
|  |  |  | 2001-05-11 | 0511 | 05 | 11 | 67.6667 | 77.42 | 0 | 12.42
|  |  |  | 2001-05-12 | 0512 | 05 | 12 | 69.1667 | 71.1575 | 0 | 6.1575
|  |  |  | 2001-05-13 | 0513 | 05 | 13 | 57 | 66.695 | 0 | 1.695
|  |  |  | 2001-05-14 | 0514 | 05 | 14 | 56.375 | 59.855 | 5.145 | 0
|  |  |  | 2001-05-15 | 0515 | 05 | 15 | 64.125 | 57.425 | 7.575 | 0
|  |  |  | 2001-05-16 | 0516 | 05 | 16 | 58.8333 | 57.4775 | 7.5225 | 0
|  |  |  | 2001-05-17 | 0517 | 05 | 17 | 73.625 | 58.7675 | 6.2325 | 0
|  |  |  | 2001-05-18 | 0518 | 05 | 18 | 66.7917 | 58.3925 | 6.6075 | 0
|  |  |  | 2001-05-19 | 0519 | 05 | 19 | 54.625 | 58.13 | 6.87 | 0
|  |  |  | 2001-05-20 | 0520 | 05 | 20 | 53 | 69.185 | 0 | 4.185
|  |  |  | 2001-05-21 | 0521 | 05 | 21 | 60.5417 | 63.11 | 1.89 | 0
|  |  |  | 2001-05-22 | 0522 | 05 | 22 | 68.25 | 69.545 | 0 | 4.545
|  |  |  | 2001-05-23 | 0523 | 05 | 23 | 69.4583 | 67.9325 | 0 | 2.9325
|  |  |  | 2001-05-24 | 0524 | 05 | 24 | 61.5833 | 59.0225 | 5.9775 | 0
|  |  |  | 2001-05-25 | 0525 | 05 | 25 | 57.4583 | 55.685 | 9.315 | 0
|  |  |  | 2001-05-26 | 0526 | 05 | 26 | 58.9583 | 63.5075 | 1.4925 | 0
|  |  |  | 2001-05-27 | 0527 | 05 | 27 | 56.7917 | 62.4575 | 2.5425 | 0
|  |  |  | 2001-05-28 | 0528 | 05 | 28 | 73.75 | 61.4375 | 3.5625 | 0
|  |  |  | 2001-05-29 | 0529 | 05 | 29 | 81.7083 | 60.2975 | 4.7025 | 0
|  |  |  | 2001-05-30 | 0530 | 05 | 30 | 84.7917 | 58.3625 | 6.6375 | 0
|  |  |  | 2001-05-31 | 0531 | 05 | 31 | 84.3333 | 67.1225 | 0 | 2.1225
|  |  |  | 2001-06-01 | 0601 | 06 | 01 | 72.0417 | 64.1375 | 0.8625 | 0
|  |  |  | 2001-06-02 | 0602 | 06 | 02 | 75.1667 | 74.7575 | 0 | 9.7575
|  |  |  | 2001-06-03 | 0603 | 06 | 03 | 71.1667 | 69.35 | 0 | 4.35
|  |  |  | 2001-06-04 | 0604 | 06 | 04 | 67.125 | 68.48 | 0 | 3.48
|  |  |  | 2001-06-05 | 0605 | 06 | 05 | 62.9583 | 67.925 | 0 | 2.925
|  |  |  | 2001-06-06 | 0606 | 06 | 06 | 67.1667 | 70.4075 | 0 | 5.4075
|  |  |  | 2001-06-07 | 0607 | 06 | 07 | 73.0833 | 71.03 | 0 | 6.03
|  |  |  | 2001-06-08 | 0608 | 06 | 08 | 68 | 73.0175 | 0 | 8.0175
|  |  |  | 2001-06-09 | 0609 | 06 | 09 | 73.7917 | 72.4025 | 0 | 7.4025
|  |  |  | 2001-06-10 | 0610 | 06 | 10 | 73.8333 | 75.755 | 0 | 10.755
|  |  |  | 2001-06-11 | 0611 | 06 | 11 | 63.9167 | 77.2025 | 0 | 12.2025
|  |  |  | 2001-06-12 | 0612 | 06 | 12 | 67.125 | 79.9775 | 0 | 14.9775
|  |  |  | 2001-06-13 | 0613 | 06 | 13 | 69.1667 | 64.91 | 0.09 | 0
|  |  |  | 2001-06-14 | 0614 | 06 | 14 | 65.0833 | 63.6275 | 1.3725 | 0
|  |  |  | 2001-06-15 | 0615 | 06 | 15 | 67.7917 | 72.05 | 0 | 7.05
|  |  |  | 2001-06-16 | 0616 | 06 | 16 | 68.4167 | 81.9875 | 0 | 16.9875
|  |  |  | 2001-06-17 | 0617 | 06 | 17 | 71.8333 | 78.5 | 0 | 13.5
|  |  |  | 2001-06-18 | 0618 | 06 | 18 | 71.7917 | 73.5275 | 0 | 8.5275
|  |  |  | 2001-06-19 | 0619 | 06 | 19 | 72 | 64.3475 | 0.6525 | 0
|  |  |  | 2001-06-20 | 0620 | 06 | 20 | 72.625 | 64.355 | 0.645 | 0
|  |  |  | 2001-06-21 | 0621 | 06 | 21 | 72.8333 | 69.4175 | 0 | 4.4175
|  |  |  | 2001-06-22 | 0622 | 06 | 22 | 78.875 | 70.775 | 0 | 5.775
|  |  |  | 2001-06-23 | 0623 | 06 | 23 | 77.25 | 72.005 | 0 | 7.005
|  |  |  | 2001-06-24 | 0624 | 06 | 24 | 75.625 | 73.2575 | 0 | 8.2575
|  |  |  | 2001-06-25 | 0625 | 06 | 25 | 72.5833 | 76.6325 | 0 | 11.6325
|  |  |  | 2001-06-26 | 0626 | 06 | 26 | 75.4583 | 70.985 | 0 | 5.985
|  |  |  | 2001-06-27 | 0627 | 06 | 27 | 78.125 | 73.6175 | 0 | 8.6175
|  |  |  | 2001-06-28 | 0628 | 06 | 28 | 80.0417 | 71.765 | 0 | 6.765
|  |  |  | 2001-06-29 | 0629 | 06 | 29 | 75.75 | 67.4525 | 0 | 2.4525
|  |  |  | 2001-06-30 | 0630 | 06 | 30 | 77.9583 | 64.985 | 0.015 | 0
|  |  |  | 2001-07-01 | 0701 | 07 | 01 | 75 | 86.705 | 0 | 21.705
|  |  |  | 2001-07-02 | 0702 | 07 | 02 | 67.2083 | 84.5225 | 0 | 19.5225
|  |  |  | 2001-07-03 | 0703 | 07 | 03 | 74.0833 | 72.6875 | 0 | 7.6875
|  |  |  | 2001-07-04 | 0704 | 07 | 04 | 80.625 | 66.8375 | 0 | 1.8375
|  |  |  | 2001-07-05 | 0705 | 07 | 05 | 75.4583 | 70.49 | 0 | 5.49
|  |  |  | 2001-07-06 | 0706 | 07 | 06 | 70.7917 | 72.6875 | 0 | 7.6875
|  |  |  | 2001-07-07 | 0707 | 07 | 07 | 69.5 | 72.2825 | 0 | 7.2825
|  |  |  | 2001-07-08 | 0708 | 07 | 08 | 74.875 | 74.945 | 0 | 9.945
|  |  |  | 2001-07-09 | 0709 | 07 | 09 | 80.7083 | 75.1325 | 0 | 10.1325
|  |  |  | 2001-07-10 | 0710 | 07 | 10 | 81.9583 | 74.36 | 0 | 9.36
|  |  |  | 2001-07-11 | 0711 | 07 | 11 | 81.875 | 71.6375 | 0 | 6.6375
|  |  |  | 2001-07-12 | 0712 | 07 | 12 | 80 | 75.71 | 0 | 10.71
|  |  |  | 2001-07-13 | 0713 | 07 | 13 | 80.25 | 77.5175 | 0 | 12.5175
|  |  |  | 2001-07-14 | 0714 | 07 | 14 | 75.8333 | 75.5075 | 0 | 10.5075
|  |  |  | 2001-07-15 | 0715 | 07 | 15 | 70.9167 | 77.51 | 0 | 12.51
|  |  |  | 2001-07-16 | 0716 | 07 | 16 | 69.7917 | 85.5875 | 0 | 20.5875
|  |  |  | 2001-07-17 | 0717 | 07 | 17 | 73.625 | 85.73 | 0 | 20.73
|  |  |  | 2001-07-18 | 0718 | 07 | 18 | 80.2083 | 81.0275 | 0 | 16.0275
|  |  |  | 2001-07-19 | 0719 | 07 | 19 | 79.875 | 77.99 | 0 | 12.99
|  |  |  | 2001-07-20 | 0720 | 07 | 20 | 78.1667 | 76.73 | 0 | 11.73
|  |  |  | 2001-07-21 | 0721 | 07 | 21 | 82.9167 | 77.7575 | 0 | 12.7575
|  |  |  | 2001-07-22 | 0722 | 07 | 22 | 80.4167 | 78.3725 | 0 | 13.3725
|  |  |  | 2001-07-23 | 0723 | 07 | 23 | 78.5 | 81.8375 | 0 | 16.8375
|  |  |  | 2001-07-24 | 0724 | 07 | 24 | 84.375 | 75.245 | 0 | 10.245
|  |  |  | 2001-07-25 | 0725 | 07 | 25 | 85.7083 | 77.66 | 0 | 12.66
|  |  |  | 2001-07-26 | 0726 | 07 | 26 | 77.7917 | 74.9975 | 0 | 9.9975
|  |  |  | 2001-07-27 | 0727 | 07 | 27 | 76.75 | 75.38 | 0 | 10.38
|  |  |  | 2001-07-28 | 0728 | 07 | 28 | 77.4583 | 77.1425 | 0 | 12.1425
|  |  |  | 2001-07-29 | 0729 | 07 | 29 | 71.9167 | 72.2825 | 0 | 7.2825
|  |  |  | 2001-07-30 | 0730 | 07 | 30 | 75.5833 | 70.88 | 0 | 5.88
|  |  |  | 2001-07-31 | 0731 | 07 | 31 | 75.6667 | 73.3775 | 0 | 8.3775
|  |  |  | 2001-08-01 | 0801 | 08 | 01 | 74 | 76.1825 | 0 | 11.1825
|  |  |  | 2001-08-02 | 0802 | 08 | 02 | 75.0833 | 74.975 | 0 | 9.975
|  |  |  | 2001-08-03 | 0803 | 08 | 03 | 80.375 | 76.2275 | 0 | 11.2275
|  |  |  | 2001-08-04 | 0804 | 08 | 04 | 82.4167 | 72.5375 | 0 | 7.5375
|  |  |  | 2001-08-05 | 0805 | 08 | 05 | 76.125 | 65.9975 | 0 | 0.9975
|  |  |  | 2001-08-06 | 0806 | 08 | 06 | 71.3333 | 68.7875 | 0 | 3.7875
|  |  |  | 2001-08-07 | 0807 | 08 | 07 | 73.5417 | 75.02 | 0 | 10.02
|  |  |  | 2001-08-08 | 0808 | 08 | 08 | 78.9167 | 76.415 | 0 | 11.415
|  |  |  | 2001-08-09 | 0809 | 08 | 09 | 74.2917 | 76.3475 | 0 | 11.3475
|  |  |  | 2001-08-10 | 0810 | 08 | 10 | 71.125 | 65.42 | 0 | 0.42
|  |  |  | 2001-08-11 | 0811 | 08 | 11 | 73.8333 | 67.67 | 0 | 2.67
|  |  |  | 2001-08-12 | 0812 | 08 | 12 | 70.7083 | 70.82 | 0 | 5.82
|  |  |  | 2001-08-13 | 0813 | 08 | 13 | 70.75 | 76.4525 | 0 | 11.4525
|  |  |  | 2001-08-14 | 0814 | 08 | 14 | 71.875 | 76.34 | 0 | 11.34
|  |  |  | 2001-08-15 | 0815 | 08 | 15 | 78 | 66.335 | 0 | 1.335
|  |  |  | 2001-08-16 | 0816 | 08 | 16 | 79.6667 | 66.6125 | 0 | 1.6125
|  |  |  | 2001-08-17 | 0817 | 08 | 17 | 84.0417 | 67.2275 | 0 | 2.2275
|  |  |  | 2001-08-18 | 0818 | 08 | 18 | 83.75 | 72.485 | 0 | 7.485
|  |  |  | 2001-08-19 | 0819 | 08 | 19 | 79.0833 | 74.69 | 0 | 9.69
|  |  |  | 2001-08-20 | 0820 | 08 | 20 | 76.5833 | 71.3 | 0 | 6.3
|  |  |  | 2001-08-21 | 0821 | 08 | 21 | 75.875 | 71.4125 | 0 | 6.4125
|  |  |  | 2001-08-22 | 0822 | 08 | 22 | 76.9583 | 72.0275 | 0 | 7.0275
|  |  |  | 2001-08-23 | 0823 | 08 | 23 | 70.375 | 74.195 | 0 | 9.195
|  |  |  | 2001-08-24 | 0824 | 08 | 24 | 66.5833 | 78.515 | 0 | 13.515
|  |  |  | 2001-08-25 | 0825 | 08 | 25 | 67.625 | 79.835 | 0 | 14.835
|  |  |  | 2001-08-26 | 0826 | 08 | 26 | 71.25 | 77.555 | 0 | 12.555
|  |  |  | 2001-08-27 | 0827 | 08 | 27 | 63.875 | 77.795 | 0 | 12.795
|  |  |  | 2001-08-28 | 0828 | 08 | 28 | 62.625 | 77.42 | 0 | 12.42
|  |  |  | 2001-08-29 | 0829 | 08 | 29 | 67.4167 | 76.145 | 0 | 11.145
|  |  |  | 2001-08-30 | 0830 | 08 | 30 | 68.1667 | 74.2625 | 0 | 9.2625
|  |  |  | 2001-08-31 | 0831 | 08 | 31 | 68.9583 | 73.985 | 0 | 8.985
|  |  |  | 2001-09-01 | 0901 | 09 | 01 | 73.9583 | 74.165 | 0 | 9.165
|  |  |  | 2001-09-02 | 0902 | 09 | 02 | 73.9583 | 73.94 | 0 | 8.94
|  |  |  | 2001-09-03 | 0903 | 09 | 03 | 78.9167 | 78.89 | 0 | 13.89
|  |  |  | 2001-09-04 | 0904 | 09 | 04 | 78.1667 | 78.1775 | 0 | 13.1775
|  |  |  | 2001-09-05 | 0905 | 09 | 05 | 78.625 | 78.6125 | 0 | 13.6125
|  |  |  | 2001-09-06 | 0906 | 09 | 06 | 77.7917 | 77.7875 | 0 | 12.7875
|  |  |  | 2001-09-07 | 0907 | 09 | 07 | 75.5 | 75.4925 | 0 | 10.4925
|  |  |  | 2001-09-08 | 0908 | 09 | 08 | 67.5833 | 67.565 | 0 | 2.565
|  |  |  | 2001-09-09 | 0909 | 09 | 09 | 63.4583 | 63.47 | 1.53 | 0
|  |  |  | 2001-09-10 | 0910 | 09 | 10 | 67.1667 | 67.175 | 0 | 2.175
|  |  |  | 2001-09-11 | 0911 | 09 | 11 | 69.5417 | 69.5 | 0 | 4.5
|  |  |  | 2001-09-12 | 0912 | 09 | 12 | 65.125 | 65.135 | 0 | 0.135
|  |  |  | 2001-09-13 | 0913 | 09 | 13 | 69.25 | 69.2525 | 0 | 4.2525
|  |  |  | 2001-09-14 | 0914 | 09 | 14 | 73.9583 | 73.9325 | 0 | 8.9325
|  |  |  | 2001-09-15 | 0915 | 09 | 15 | 66.6667 | 66.6725 | 0 | 1.6725
|  |  |  | 2001-09-16 | 0916 | 09 | 16 | 65.625 | 65.6525 | 0 | 0.6525
|  |  |  | 2001-09-17 | 0917 | 09 | 17 | 69.0417 | 69.05 | 0 | 4.05
|  |  |  | 2001-09-18 | 0918 | 09 | 18 | 69.8333 | 69.8375 | 0 | 4.8375
|  |  |  | 2001-09-19 | 0919 | 09 | 19 | 63.75 | 63.7175 | 1.2825 | 0
|  |  |  | 2001-09-20 | 0920 | 09 | 20 | 55.9167 | 55.9475 | 9.0525 | 0
|  |  |  | 2001-09-21 | 0921 | 09 | 21 | 66.25 | 66.2675 | 0 | 1.2675
|  |  |  | 2001-09-22 | 0922 | 09 | 22 | 65.2917 | 65.3075 | 0 | 0.3075
|  |  |  | 2001-09-23 | 0923 | 09 | 23 | 60.2917 | 60.32 | 4.68 | 0
|  |  |  | 2001-09-24 | 0924 | 09 | 24 | 59 | 58.985 | 6.015 | 0
|  |  |  | 2001-09-25 | 0925 | 09 | 25 | 60.4167 | 60.4175 | 4.5825 | 0
|  |  |  | 2001-09-26 | 0926 | 09 | 26 | 67.5 | 67.52 | 0 | 2.52
|  |  |  | 2001-09-27 | 0927 | 09 | 27 | 64.625 | 64.625 | 0.375 | 0
|  |  |  | 2001-09-28 | 0928 | 09 | 28 | 68.125 | 68.15 | 0 | 3.15
|  |  |  | 2001-09-29 | 0929 | 09 | 29 | 72.125 | 72.125 | 0 | 7.125
|  |  |  | 2001-09-30 | 0930 | 09 | 30 | 64.5417 | 64.1975 | 0.8025 | 0
|  |  |  | 2001-10-01 | 1001 | 10 | 01 | 67.375 | 51.035 | 13.965 | 0
|  |  |  | 2001-10-02 | 1002 | 10 | 02 | 64.5417 | 54.0275 | 10.9725 | 0
|  |  |  | 2001-10-03 | 1003 | 10 | 03 | 59.7083 | 57.08 | 7.92 | 0
|  |  |  | 2001-10-04 | 1004 | 10 | 04 | 58.6667 | 64.2275 | 0.7725 | 0
|  |  |  | 2001-10-05 | 1005 | 10 | 05 | 58.125 | 61.2125 | 3.7875 | 0
|  |  |  | 2001-10-06 | 1006 | 10 | 06 | 57.3333 | 52.5725 | 12.4275 | 0
|  |  |  | 2001-10-07 | 1007 | 10 | 07 | 56.8333 | 57.605 | 7.395 | 0
|  |  |  | 2001-10-08 | 1008 | 10 | 08 | 61.625 | 63.125 | 1.875 | 0
|  |  |  | 2001-10-09 | 1009 | 10 | 09 | 61.625 | 66.7475 | 0 | 1.7475
|  |  |  | 2001-10-10 | 1010 | 10 | 10 | 52.875 | 65.3075 | 0 | 0.3075
|  |  |  | 2001-10-11 | 1011 | 10 | 11 | 61.5833 | 58.5875 | 6.4125 | 0
|  |  |  | 2001-10-12 | 1012 | 10 | 12 | 55.4583 | 54.0125 | 10.9875 | 0
|  |  |  | 2001-10-13 | 1013 | 10 | 13 | 49.125 | 54.8 | 10.2 | 0
|  |  |  | 2001-10-14 | 1014 | 10 | 14 | 50.1667 | 57.425 | 7.575 | 0
|  |  |  | 2001-10-15 | 1015 | 10 | 15 | 53.25 | 59.675 | 5.325 | 0
|  |  |  | 2001-10-16 | 1016 | 10 | 16 | 61.5417 | 62.645 | 2.355 | 0
|  |  |  | 2001-10-17 | 1017 | 10 | 17 | 67.125 | 52.115 | 12.885 | 0
|  |  |  | 2001-10-18 | 1018 | 10 | 18 | 66.75 | 50.8175 | 14.1825 | 0
|  |  |  | 2001-10-19 | 1019 | 10 | 19 | 62.25 | 59.0975 | 5.9025 | 0
|  |  |  | 2001-10-20 | 1020 | 10 | 20 | 54.0833 | 52.8125 | 12.1875 | 0
|  |  |  | 2001-10-21 | 1021 | 10 | 21 | 55.0833 | 52.46 | 12.54 | 0
|  |  |  | 2001-10-22 | 1022 | 10 | 22 | 51.4167 | 55.355 | 9.645 | 0
|  |  |  | 2001-10-23 | 1023 | 10 | 23 | 46.5417 | 59.885 | 5.115 | 0
|  |  |  | 2001-10-24 | 1024 | 10 | 24 | 47 | 59.765 | 5.235 | 0
|  |  |  | 2001-10-25 | 1025 | 10 | 25 | 54.375 | 57.1325 | 7.8675 | 0
|  |  |  | 2001-10-26 | 1026 | 10 | 26 | 45.875 | 54.665 | 10.335 | 0
|  |  |  | 2001-10-27 | 1027 | 10 | 27 | 47.4167 | 52.88 | 12.12 | 0
|  |  |  | 2001-10-28 | 1028 | 10 | 28 | 49.8333 | 55.3475 | 9.6525 | 0
|  |  |  | 2001-10-29 | 1029 | 10 | 29 | 44.9583 | 54.98 | 10.02 | 0
|  |  |  | 2001-10-30 | 1030 | 10 | 30 | 44.8333 | 41.5775 | 23.4225 | 0
|  |  |  | 2001-10-31 | 1031 | 10 | 31 | 49.5417 | 47.66 | 17.34 | 0
|  |  |  | 2001-11-01 | 1101 | 11 | 01 | 54.5 | 52.28 | 12.72 | 0
|  |  |  | 2001-11-02 | 1102 | 11 | 02 | 55.0417 | 58.2125 | 6.7875 | 0
|  |  |  | 2001-11-03 | 1103 | 11 | 03 | 55.3333 | 60.65 | 4.35 | 0
|  |  |  | 2001-11-04 | 1104 | 11 | 04 | 51.7917 | 57.65 | 7.35 | 0
|  |  |  | 2001-11-05 | 1105 | 11 | 05 | 55.875 | 44.9 | 20.1 | 0
|  |  |  | 2001-11-06 | 1106 | 11 | 06 | 57.125 | 42.1025 | 22.8975 | 0
|  |  |  | 2001-11-07 | 1107 | 11 | 07 | 54.9167 | 46.4 | 18.6 | 0
|  |  |  | 2001-11-08 | 1108 | 11 | 08 | 48.4167 | 51.23 | 13.77 | 0
|  |  |  | 2001-11-09 | 1109 | 11 | 09 | 51.9167 | 52.3325 | 12.6675 | 0
|  |  |  | 2001-11-10 | 1110 | 11 | 10 | 53.7083 | 51.485 | 13.515 | 0
|  |  |  | 2001-11-11 | 1111 | 11 | 11 | 54.3333 | 52.325 | 12.675 | 0
|  |  |  | 2001-11-12 | 1112 | 11 | 12 | 49.3333 | 49.4375 | 15.5625 | 0
|  |  |  | 2001-11-13 | 1113 | 11 | 13 | 47.375 | 47.885 | 17.115 | 0
|  |  |  | 2001-11-14 | 1114 | 11 | 14 | 60.0833 | 47.3825 | 17.6175 | 0
|  |  |  | 2001-11-15 | 1115 | 11 | 15 | 53.2917 | 37.265 | 27.735 | 0
|  |  |  | 2001-11-16 | 1116 | 11 | 16 | 45.25 | 36.7475 | 28.2525 | 0
|  |  |  | 2001-11-17 | 1117 | 11 | 17 | 52.3333 | 43.16 | 21.84 | 0
|  |  |  | 2001-11-18 | 1118 | 11 | 18 | 58.25 | 50.2025 | 14.7975 | 0
|  |  |  | 2001-11-19 | 1119 | 11 | 19 | 48.9167 | 57.2525 | 7.7475 | 0
|  |  |  | 2001-11-20 | 1120 | 11 | 20 | 43.5833 | 38.945 | 26.055 | 0
|  |  |  | 2001-11-21 | 1121 | 11 | 21 | 37.5417 | 32.0375 | 32.9625 | 0
|  |  |  | 2001-11-22 | 1122 | 11 | 22 | 35.9583 | 34.0775 | 30.9225 | 0
|  |  |  | 2001-11-23 | 1123 | 11 | 23 | 41.7917 | 47.3975 | 17.6025 | 0
|  |  |  | 2001-11-24 | 1124 | 11 | 24 | 48.7083 | 43.7075 | 21.2925 | 0
|  |  |  | 2001-11-25 | 1125 | 11 | 25 | 40.2083 | 40.4525 | 24.5475 | 0
|  |  |  | 2001-11-26 | 1126 | 11 | 26 | 30.2083 | 45.6425 | 19.3575 | 0
|  |  |  | 2001-11-27 | 1127 | 11 | 27 | 31.0417 | 41.3525 | 23.6475 | 0
|  |  |  | 2001-11-28 | 1128 | 11 | 28 | 38.25 | 40.16 | 24.84 | 0
|  |  |  | 2001-11-29 | 1129 | 11 | 29 | 39.875 | 41.66 | 23.34 | 0
|  |  |  | 2001-11-30 | 1130 | 11 | 30 | 43.375 | 36.89 | 28.11 | 0
|  |  |  | 2001-12-01 | 1201 | 12 | 01 | 45.5833 | 41.825 | 23.175 | 0
|  |  |  | 2001-12-02 | 1202 | 12 | 02 | 45.8333 | 35.0375 | 29.9625 | 0
|  |  |  | 2001-12-03 | 1203 | 12 | 03 | 43.6667 | 21.6875 | 43.3125 | 0
|  |  |  | 2001-12-04 | 1204 | 12 | 04 | 37.9583 | 22.7525 | 42.2475 | 0
|  |  |  | 2001-12-05 | 1205 | 12 | 05 | 36.8333 | 32.75 | 32.25 | 0
|  |  |  | 2001-12-06 | 1206 | 12 | 06 | 35.1667 | 39.86 | 25.14 | 0
|  |  |  | 2001-12-07 | 1207 | 12 | 07 | 27.2917 | 46.3475 | 18.6525 | 0
|  |  |  | 2001-12-08 | 1208 | 12 | 08 | 28.9167 | 55.52 | 9.48 | 0
|  |  |  | 2001-12-09 | 1209 | 12 | 09 | 36.2917 | 57.215 | 7.785 | 0
|  |  |  | 2001-12-10 | 1210 | 12 | 10 | 22.5 | 53.69 | 11.31 | 0
|  |  |  | 2001-12-11 | 1211 | 12 | 11 | 19.4167 | 49.82 | 15.18 | 0
|  |  |  | 2001-12-12 | 1212 | 12 | 12 | 23.2917 | 36.485 | 28.515 | 0
|  |  |  | 2001-12-13 | 1213 | 12 | 13 | 35.375 | 34.6925 | 30.3075 | 0
|  |  |  | 2001-12-14 | 1214 | 12 | 14 | 42.5417 | 36.9875 | 28.0125 | 0
|  |  |  | 2001-12-15 | 1215 | 12 | 15 | 46.25 | 36.2075 | 28.7925 | 0
|  |  |  | 2001-12-16 | 1216 | 12 | 16 | 41.7083 | 36.455 | 28.545 | 0
|  |  |  | 2001-12-17 | 1217 | 12 | 17 | 39.4583 | 44.33 | 20.67 | 0
|  |  |  | 2001-12-18 | 1218 | 12 | 18 | 34.875 | 50.465 | 14.535 | 0
|  |  |  | 2001-12-19 | 1219 | 12 | 19 | 39.4583 | 30.4775 | 34.5225 | 0
|  |  |  | 2001-12-20 | 1220 | 12 | 20 | 38.2083 | 32.8475 | 32.1525 | 0
|  |  |  | 2001-12-21 | 1221 | 12 | 21 | 45.3333 | 33.335 | 31.665 | 0
|  |  |  | 2001-12-22 | 1222 | 12 | 22 | 35.6667 | 32.8325 | 32.1675 | 0
|  |  |  | 2001-12-23 | 1223 | 12 | 23 | 39.5 | 30.9575 | 34.0425 | 0
|  |  |  | 2001-12-24 | 1224 | 12 | 24 | 43.5417 | 26.45 | 38.55 | 0
|  |  |  | 2001-12-25 | 1225 | 12 | 25 | 44.125 | 28.55 | 36.45 | 0
|  |  |  | 2001-12-26 | 1226 | 12 | 26 | 25 | 30.2525 | 34.7475 | 0
|  |  |  | 2001-12-27 | 1227 | 12 | 27 | 20.875 | 31.115 | 33.885 | 0
|  |  |  | 2001-12-28 | 1228 | 12 | 28 | 22.7917 | 28.4975 | 36.5025 | 0
|  |  |  | 2001-12-29 | 1229 | 12 | 29 | 24.625 | 38.885 | 26.115 | 0
|  |  |  | 2001-12-30 | 1230 | 12 | 30 | 37 | 32.99 | 32.01 | 0
|  |  |  | 2001-12-31 | 1231 | 12 | 31 | 37.6667 | 31.5275 | 33.4725 | 0

## Rochester (hidden)
Typical Year Data | [7 empty] | Daily Temp TMY3 | Daily Temp TMY2 | HDD | CDD
Month | Average | HDD | CDD | 2001-01-01 | 0101 | 01 | 01 | 29.6667 | 10.2425 | 54.7575 | 0
1 | 25.7 | 1219.0425 | 0 | 2001-01-02 | 0102 | 01 | 02 | 29.375 | 18.05 | 46.95 | 0
2 | 22.9 | 1178.3175 | 0 | 2001-01-03 | 0103 | 01 | 03 | 20.1667 | 20.8325 | 44.1675 | 0
3 | 33.4 | 978.705 | 0 | 2001-01-04 | 0104 | 01 | 04 | 14.25 | 15.8525 | 49.1475 | 0
4 | 48.9 | 495.465 | 11.535 | 2001-01-05 | 0105 | 01 | 05 | 21.9167 | 13.7225 | 51.2775 | 0
5 | 56.7 | 306.5625 | 49.8975 | 2001-01-06 | 0106 | 01 | 06 | 20.2083 | 25.3175 | 39.6825 | 0
6 | 68 | 46.8825 | 136.5375 | 2001-01-07 | 0107 | 01 | 07 | 29.7083 | 25.6775 | 39.3225 | 0
7 | 70.7 | 8.5275 | 186.48 | 2001-01-08 | 0108 | 01 | 08 | 21.3333 | 18.11 | 46.89 | 0
8 | 69.6 | 7.485 | 148.6725 | 2001-01-09 | 0109 | 01 | 09 | 18.0417 | 23.0675 | 41.9325 | 0
9 | 62.1 | 168.84 | 80.52 | 2001-01-10 | 0110 | 01 | 10 | 21.25 | 18.8975 | 46.1025 | 0
10 | 51.5 | 422.325 | 4.29 | 2001-01-11 | 0111 | 01 | 11 | 40.7083 | 19.8875 | 45.1125 | 0
11 | 38.8 | 786.7875 | 0 | 2001-01-12 | 0112 | 01 | 12 | 18.375 | 23.63 | 41.37 | 0
12 | 31.2 | 1048.3275 | 0 | 2001-01-13 | 0113 | 01 | 13 | 26.0417 | 25.5425 | 39.4575 | 0
|  |  |  | 2001-01-14 | 0114 | 01 | 14 | 37 | 26.5325 | 38.4675 | 0
| Slope | 14.0257 | 1006.1795 | 2001-01-15 | 0115 | 01 | 15 | 33.5833 | 19.7975 | 45.2025 | 0
| Intercept | 3577.2431 | 550363.6096 | 2001-01-16 | 0116 | 01 | 16 | 31.5 | 20.615 | 44.385 | 0
|  |  |  | 2001-01-17 | 0117 | 01 | 17 | 39.4583 | 37.295 | 27.705 | 0
|  |  |  | 2001-01-18 | 0118 | 01 | 18 | 36.375 | 39.7625 | 25.2375 | 0
|  |  |  | 2001-01-19 | 0119 | 01 | 19 | 32.9583 | 32.09 | 32.91 | 0
|  |  |  | 2001-01-20 | 0120 | 01 | 20 | 27.7917 | 28.4525 | 36.5475 | 0
|  |  |  | 2001-01-21 | 0121 | 01 | 21 | 26 | 35.51 | 29.49 | 0
|  |  |  | 2001-01-22 | 0122 | 01 | 22 | 30.9583 | 37.4825 | 27.5175 | 0
|  |  |  | 2001-01-23 | 0123 | 01 | 23 | 21.0417 | 43.0025 | 21.9975 | 0
|  |  |  | 2001-01-24 | 0124 | 01 | 24 | 12.2917 | 41.4875 | 23.5125 | 0
|  |  |  | 2001-01-25 | 0125 | 01 | 25 | 16.8333 | 19.76 | 45.24 | 0
|  |  |  | 2001-01-26 | 0126 | 01 | 26 | 22.4167 | 15.2 | 49.8 | 0
|  |  |  | 2001-01-27 | 0127 | 01 | 27 | 24.7917 | 8.435 | 56.565 | 0
|  |  |  | 2001-01-28 | 0128 | 01 | 28 | 19.125 | 18.4325 | 46.5675 | 0
|  |  |  | 2001-01-29 | 0129 | 01 | 29 | 15.875 | 35.225 | 29.775 | 0
|  |  |  | 2001-01-30 | 0130 | 01 | 30 | 10.25 | 44.9375 | 20.0625 | 0
|  |  |  | 2001-01-31 | 0131 | 01 | 31 | 11.3333 | 33.11 | 31.89 | 0
|  |  |  | 2001-02-01 | 0201 | 02 | 01 | 40.3333 | 32.7875 | 32.2125 | 0
|  |  |  | 2001-02-02 | 0202 | 02 | 02 | 26.8333 | 49.9025 | 15.0975 | 0
|  |  |  | 2001-02-03 | 0203 | 02 | 03 | 21.875 | 34.1525 | 30.8475 | 0
|  |  |  | 2001-02-04 | 0204 | 02 | 04 | 20.1667 | 35.255 | 29.745 | 0
|  |  |  | 2001-02-05 | 0205 | 02 | 05 | 11.6667 | 27.2975 | 37.7025 | 0
|  |  |  | 2001-02-06 | 0206 | 02 | 06 | 6.625 | 30.335 | 34.665 | 0
|  |  |  | 2001-02-07 | 0207 | 02 | 07 | 12.5417 | 36.4775 | 28.5225 | 0
|  |  |  | 2001-02-08 | 0208 | 02 | 08 | 18.2917 | 27.0425 | 37.9575 | 0
|  |  |  | 2001-02-09 | 0209 | 02 | 09 | 19.7917 | 13.4525 | 51.5475 | 0
|  |  |  | 2001-02-10 | 0210 | 02 | 10 | 17.0833 | 16.475 | 48.525 | 0
|  |  |  | 2001-02-11 | 0211 | 02 | 11 | 21.875 | 10.3775 | 54.6225 | 0
|  |  |  | 2001-02-12 | 0212 | 02 | 12 | 25.2083 | 12.17 | 52.83 | 0
|  |  |  | 2001-02-13 | 0213 | 02 | 13 | 17 | 11.1425 | 53.8575 | 0
|  |  |  | 2001-02-14 | 0214 | 02 | 14 | 23.75 | 24.29 | 40.71 | 0
|  |  |  | 2001-02-15 | 0215 | 02 | 15 | 36.5833 | 27.17 | 37.83 | 0
|  |  |  | 2001-02-16 | 0216 | 02 | 16 | 25.2083 | 7.25 | 57.75 | 0
|  |  |  | 2001-02-17 | 0217 | 02 | 17 | 33.4167 | 2.9975 | 62.0025 | 0
|  |  |  | 2001-02-18 | 0218 | 02 | 18 | 30.75 | 11.48 | 53.52 | 0
|  |  |  | 2001-02-19 | 0219 | 02 | 19 | 32.0417 | 30.7475 | 34.2525 | 0
|  |  |  | 2001-02-20 | 0220 | 02 | 20 | 34.5 | 35.9075 | 29.0925 | 0
|  |  |  | 2001-02-21 | 0221 | 02 | 21 | 12.5833 | 29.5025 | 35.4975 | 0
|  |  |  | 2001-02-22 | 0222 | 02 | 22 | 38.125 | 23.5625 | 41.4375 | 0
|  |  |  | 2001-02-23 | 0223 | 02 | 23 | 32.6667 | 18.635 | 46.365 | 0
|  |  |  | 2001-02-24 | 0224 | 02 | 24 | 22.4167 | 24.515 | 40.485 | 0
|  |  |  | 2001-02-25 | 0225 | 02 | 25 | 20.5417 | 19.835 | 45.165 | 0
|  |  |  | 2001-02-26 | 0226 | 02 | 26 | 22.7917 | 19.6925 | 45.3075 | 0
|  |  |  | 2001-02-27 | 0227 | 02 | 27 | 26.0417 | 12.2225 | 52.7775 | 0
|  |  |  | 2001-02-28 | 0228 | 02 | 28 | 22.5417 | 17.0075 | 47.9925 | 0
|  |  |  | 2001-03-01 | 0301 | 03 | 01 | 22.0417 | 31.1675 | 33.8325 | 0
|  |  |  | 2001-03-02 | 0302 | 03 | 02 | 26.75 | 25.85 | 39.15 | 0
|  |  |  | 2001-03-03 | 0303 | 03 | 03 | 29.625 | 15.3125 | 49.6875 | 0
|  |  |  | 2001-03-04 | 0304 | 03 | 04 | 32.0417 | 23.9075 | 41.0925 | 0
|  |  |  | 2001-03-05 | 0305 | 03 | 05 | 31.8333 | 30.1625 | 34.8375 | 0
|  |  |  | 2001-03-06 | 0306 | 03 | 06 | 28.2083 | 28.5575 | 36.4425 | 0
|  |  |  | 2001-03-07 | 0307 | 03 | 07 | 11.7917 | 31.13 | 33.87 | 0
|  |  |  | 2001-03-08 | 0308 | 03 | 08 | 12.7917 | 16.9775 | 48.0225 | 0
|  |  |  | 2001-03-09 | 0309 | 03 | 09 | 28.5417 | 23.21 | 41.79 | 0
|  |  |  | 2001-03-10 | 0310 | 03 | 10 | 49.375 | 30.8675 | 34.1325 | 0
|  |  |  | 2001-03-11 | 0311 | 03 | 11 | 34.5833 | 43.3775 | 21.6225 | 0
|  |  |  | 2001-03-12 | 0312 | 03 | 12 | 31.5417 | 37.6475 | 27.3525 | 0
|  |  |  | 2001-03-13 | 0313 | 03 | 13 | 40.75 | 45.35 | 19.65 | 0
|  |  |  | 2001-03-14 | 0314 | 03 | 14 | 43.4167 | 38.09 | 26.91 | 0
|  |  |  | 2001-03-15 | 0315 | 03 | 15 | 39.875 | 33.395 | 31.605 | 0
|  |  |  | 2001-03-16 | 0316 | 03 | 16 | 36.5 | 35.4425 | 29.5575 | 0
|  |  |  | 2001-03-17 | 0317 | 03 | 17 | 35.2083 | 35.855 | 29.145 | 0
|  |  |  | 2001-03-18 | 0318 | 03 | 18 | 41.2917 | 35.8475 | 29.1525 | 0
|  |  |  | 2001-03-19 | 0319 | 03 | 19 | 47.625 | 35.5025 | 29.4975 | 0
|  |  |  | 2001-03-20 | 0320 | 03 | 20 | 15.3333 | 35.7575 | 29.2425 | 0
|  |  |  | 2001-03-21 | 0321 | 03 | 21 | 16.4167 | 39.185 | 25.815 | 0
|  |  |  | 2001-03-22 | 0322 | 03 | 22 | 31.75 | 37.055 | 27.945 | 0
|  |  |  | 2001-03-23 | 0323 | 03 | 23 | 42.2917 | 35.6375 | 29.3625 | 0
|  |  |  | 2001-03-24 | 0324 | 03 | 24 | 32.375 | 41.96 | 23.04 | 0
|  |  |  | 2001-03-25 | 0325 | 03 | 25 | 53.9583 | 40.4525 | 24.5475 | 0
|  |  |  | 2001-03-26 | 0326 | 03 | 26 | 61.1667 | 29.8925 | 35.1075 | 0
|  |  |  | 2001-03-27 | 0327 | 03 | 27 | 41.8333 | 17.66 | 47.34 | 0
|  |  |  | 2001-03-28 | 0328 | 03 | 28 | 48.125 | 23.5625 | 41.4375 | 0
|  |  |  | 2001-03-29 | 0329 | 03 | 29 | 65.6667 | 35.96 | 29.04 | 0
|  |  |  | 2001-03-30 | 0330 | 03 | 30 | 65.5 | 48.4775 | 16.5225 | 0
|  |  |  | 2001-03-31 | 0331 | 03 | 31 | 47.125 | 53.045 | 11.955 | 0
|  |  |  | 2001-04-01 | 0401 | 04 | 01 | 39.0417 | 36.47 | 28.53 | 0
|  |  |  | 2001-04-02 | 0402 | 04 | 02 | 37.7083 | 46.595 | 18.405 | 0
|  |  |  | 2001-04-03 | 0403 | 04 | 03 | 38.625 | 59.4425 | 5.5575 | 0
|  |  |  | 2001-04-04 | 0404 | 04 | 04 | 32.2083 | 67.04 | 0 | 2.04
|  |  |  | 2001-04-05 | 0405 | 04 | 05 | 30.6667 | 42.05 | 22.95 | 0
|  |  |  | 2001-04-06 | 0406 | 04 | 06 | 30.4167 | 32.7875 | 32.2125 | 0
|  |  |  | 2001-04-07 | 0407 | 04 | 07 | 36.75 | 37.4375 | 27.5625 | 0
|  |  |  | 2001-04-08 | 0408 | 04 | 08 | 51.0417 | 27.815 | 37.185 | 0
|  |  |  | 2001-04-09 | 0409 | 04 | 09 | 56.2083 | 27.77 | 37.23 | 0
|  |  |  | 2001-04-10 | 0410 | 04 | 10 | 44.375 | 32.6825 | 32.3175 | 0
|  |  |  | 2001-04-11 | 0411 | 04 | 11 | 56.3333 | 46.955 | 18.045 | 0
|  |  |  | 2001-04-12 | 0412 | 04 | 12 | 62.7917 | 55.25 | 9.75 | 0
|  |  |  | 2001-04-13 | 0413 | 04 | 13 | 54.375 | 60.8525 | 4.1475 | 0
|  |  |  | 2001-04-14 | 0414 | 04 | 14 | 56.2083 | 60.5 | 4.5 | 0
|  |  |  | 2001-04-15 | 0415 | 04 | 15 | 64.375 | 40.6475 | 24.3525 | 0
|  |  |  | 2001-04-16 | 0416 | 04 | 16 | 72.5 | 43.895 | 21.105 | 0
|  |  |  | 2001-04-17 | 0417 | 04 | 17 | 73.9167 | 50.6225 | 14.3775 | 0
|  |  |  | 2001-04-18 | 0418 | 04 | 18 | 72.125 | 49.37 | 15.63 | 0
|  |  |  | 2001-04-19 | 0419 | 04 | 19 | 68.625 | 38.735 | 26.265 | 0
|  |  |  | 2001-04-20 | 0420 | 04 | 20 | 47.4583 | 45.29 | 19.71 | 0
|  |  |  | 2001-04-21 | 0421 | 04 | 21 | 38.0417 | 64.415 | 0.585 | 0
|  |  |  | 2001-04-22 | 0422 | 04 | 22 | 34.5833 | 61.745 | 3.255 | 0
|  |  |  | 2001-04-23 | 0423 | 04 | 23 | 40.75 | 44.8175 | 20.1825 | 0
|  |  |  | 2001-04-24 | 0424 | 04 | 24 | 46.9583 | 38.9075 | 26.0925 | 0
|  |  |  | 2001-04-25 | 0425 | 04 | 25 | 44.625 | 44.3675 | 20.6325 | 0
|  |  |  | 2001-04-26 | 0426 | 04 | 26 | 39.75 | 50.5625 | 14.4375 | 0
|  |  |  | 2001-04-27 | 0427 | 04 | 27 | 41.4583 | 56.8175 | 8.1825 | 0
|  |  |  | 2001-04-28 | 0428 | 04 | 28 | 42.9167 | 71.4425 | 0 | 6.4425
|  |  |  | 2001-04-29 | 0429 | 04 | 29 | 38.25 | 68.0525 | 0 | 3.0525
|  |  |  | 2001-04-30 | 0430 | 04 | 30 | 46.125 | 62.735 | 2.265 | 0
|  |  |  | 2001-05-01 | 0501 | 05 | 01 | 58.25 | 40.4675 | 24.5325 | 0
|  |  |  | 2001-05-02 | 0502 | 05 | 02 | 39.3333 | 41.705 | 23.295 | 0
|  |  |  | 2001-05-03 | 0503 | 05 | 03 | 38.7083 | 48.7475 | 16.2525 | 0
|  |  |  | 2001-05-04 | 0504 | 05 | 04 | 48 | 43.2875 | 21.7125 | 0
|  |  |  | 2001-05-05 | 0505 | 05 | 05 | 68.4583 | 40.58 | 24.42 | 0
|  |  |  | 2001-05-06 | 0506 | 05 | 06 | 68.5 | 43.7 | 21.3 | 0
|  |  |  | 2001-05-07 | 0507 | 05 | 07 | 63.7083 | 55.7975 | 9.2025 | 0
|  |  |  | 2001-05-08 | 0508 | 05 | 08 | 51.4583 | 70.6625 | 0 | 5.6625
|  |  |  | 2001-05-09 | 0509 | 05 | 09 | 52.75 | 76.88 | 0 | 11.88
|  |  |  | 2001-05-10 | 0510 | 05 | 10 | 54.4583 | 73.49 | 0 | 8.49
|  |  |  | 2001-05-11 | 0511 | 05 | 11 | 56.7083 | 74.8025 | 0 | 9.8025
|  |  |  | 2001-05-12 | 0512 | 05 | 12 | 55.4583 | 71.0075 | 0 | 6.0075
|  |  |  | 2001-05-13 | 0513 | 05 | 13 | 59.6667 | 54.41 | 10.59 | 0
|  |  |  | 2001-05-14 | 0514 | 05 | 14 | 61.2083 | 57.5375 | 7.4625 | 0
|  |  |  | 2001-05-15 | 0515 | 05 | 15 | 66.5833 | 56.8025 | 8.1975 | 0
|  |  |  | 2001-05-16 | 0516 | 05 | 16 | 66.0417 | 53.36 | 11.64 | 0
|  |  |  | 2001-05-17 | 0517 | 05 | 17 | 68.5833 | 53.6525 | 11.3475 | 0
|  |  |  | 2001-05-18 | 0518 | 05 | 18 | 73 | 62.87 | 2.13 | 0
|  |  |  | 2001-05-19 | 0519 | 05 | 19 | 54.25 | 69.2825 | 0 | 4.2825
|  |  |  | 2001-05-20 | 0520 | 05 | 20 | 51.0833 | 68.7725 | 0 | 3.7725
|  |  |  | 2001-05-21 | 0521 | 05 | 21 | 54.2917 | 59.195 | 5.805 | 0
|  |  |  | 2001-05-22 | 0522 | 05 | 22 | 54.1667 | 51.7025 | 13.2975 | 0
|  |  |  | 2001-05-23 | 0523 | 05 | 23 | 56.1667 | 57.425 | 7.575 | 0
|  |  |  | 2001-05-24 | 0524 | 05 | 24 | 58.0417 | 52.34 | 12.66 | 0
|  |  |  | 2001-05-25 | 0525 | 05 | 25 | 64.3333 | 48.08 | 16.92 | 0
|  |  |  | 2001-05-26 | 0526 | 05 | 26 | 66.9167 | 51.6275 | 13.3725 | 0
|  |  |  | 2001-05-27 | 0527 | 05 | 27 | 66.2917 | 54.5375 | 10.4625 | 0
|  |  |  | 2001-05-28 | 0528 | 05 | 28 | 68.875 | 53.2025 | 11.7975 | 0
|  |  |  | 2001-05-29 | 0529 | 05 | 29 | 71.5833 | 53.09 | 11.91 | 0
|  |  |  | 2001-05-30 | 0530 | 05 | 30 | 73.2917 | 57.335 | 7.665 | 0
|  |  |  | 2001-05-31 | 0531 | 05 | 31 | 63.5833 | 61.985 | 3.015 | 0
|  |  |  | 2001-06-01 | 0601 | 06 | 01 | 68.0833 | 75.9275 | 0 | 10.9275
|  |  |  | 2001-06-02 | 0602 | 06 | 02 | 67.125 | 79.085 | 0 | 14.085
|  |  |  | 2001-06-03 | 0603 | 06 | 03 | 68.9167 | 59.195 | 5.805 | 0
|  |  |  | 2001-06-04 | 0604 | 06 | 04 | 71.8333 | 58.055 | 6.945 | 0
|  |  |  | 2001-06-05 | 0605 | 06 | 05 | 65.625 | 66.08 | 0 | 1.08
|  |  |  | 2001-06-06 | 0606 | 06 | 06 | 64.0417 | 58.9775 | 6.0225 | 0
|  |  |  | 2001-06-07 | 0607 | 06 | 07 | 72.75 | 63.4325 | 1.5675 | 0
|  |  |  | 2001-06-08 | 0608 | 06 | 08 | 76.125 | 73.82 | 0 | 8.82
|  |  |  | 2001-06-09 | 0609 | 06 | 09 | 76.1667 | 76.07 | 0 | 11.07
|  |  |  | 2001-06-10 | 0610 | 06 | 10 | 78 | 76.8875 | 0 | 11.8875
|  |  |  | 2001-06-11 | 0611 | 06 | 11 | 54.4167 | 76.91 | 0 | 11.91
|  |  |  | 2001-06-12 | 0612 | 06 | 12 | 52.5 | 71.5175 | 0 | 6.5175
|  |  |  | 2001-06-13 | 0613 | 06 | 13 | 57.7083 | 63.4625 | 1.5375 | 0
|  |  |  | 2001-06-14 | 0614 | 06 | 14 | 65.7917 | 64.9325 | 0.0675 | 0
|  |  |  | 2001-06-15 | 0615 | 06 | 15 | 75.25 | 68.2325 | 0 | 3.2325
|  |  |  | 2001-06-16 | 0616 | 06 | 16 | 77.1667 | 72.14 | 0 | 7.14
|  |  |  | 2001-06-17 | 0617 | 06 | 17 | 76 | 77.33 | 0 | 12.33
|  |  |  | 2001-06-18 | 0618 | 06 | 18 | 60.7083 | 75.41 | 0 | 10.41
|  |  |  | 2001-06-19 | 0619 | 06 | 19 | 63.5833 | 63.155 | 1.845 | 0
|  |  |  | 2001-06-20 | 0620 | 06 | 20 | 69.2083 | 56.15 | 8.85 | 0
|  |  |  | 2001-06-21 | 0621 | 06 | 21 | 68.75 | 60.3275 | 4.6725 | 0
|  |  |  | 2001-06-22 | 0622 | 06 | 22 | 66.4167 | 64.67 | 0.33 | 0
|  |  |  | 2001-06-23 | 0623 | 06 | 23 | 53.5833 | 69.935 | 0 | 4.935
|  |  |  | 2001-06-24 | 0624 | 06 | 24 | 56.8333 | 74.9975 | 0 | 9.9975
|  |  |  | 2001-06-25 | 0625 | 06 | 25 | 58.3333 | 61.445 | 3.555 | 0
|  |  |  | 2001-06-26 | 0626 | 06 | 26 | 62.2083 | 63.5 | 1.5 | 0
|  |  |  | 2001-06-27 | 0627 | 06 | 27 | 69.375 | 61.805 | 3.195 | 0
|  |  |  | 2001-06-28 | 0628 | 06 | 28 | 62.3333 | 64.01 | 0.99 | 0
|  |  |  | 2001-06-29 | 0629 | 06 | 29 | 66.2917 | 68.06 | 0 | 3.06
|  |  |  | 2001-06-30 | 0630 | 06 | 30 | 70.7917 | 74.135 | 0 | 9.135
|  |  |  | 2001-07-01 | 0701 | 07 | 01 | 69.125 | 62.8175 | 2.1825 | 0
|  |  |  | 2001-07-02 | 0702 | 07 | 02 | 66.5833 | 68.2475 | 0 | 3.2475
|  |  |  | 2001-07-03 | 0703 | 07 | 03 | 65.6667 | 71.0075 | 0 | 6.0075
|  |  |  | 2001-07-04 | 0704 | 07 | 04 | 61.5 | 82.2875 | 0 | 17.2875
|  |  |  | 2001-07-05 | 0705 | 07 | 05 | 57.7083 | 70.97 | 0 | 5.97
|  |  |  | 2001-07-06 | 0706 | 07 | 06 | 63 | 63.0125 | 1.9875 | 0
|  |  |  | 2001-07-07 | 0707 | 07 | 07 | 65.9583 | 62.9 | 2.1 | 0
|  |  |  | 2001-07-08 | 0708 | 07 | 08 | 69.75 | 72.1175 | 0 | 7.1175
|  |  |  | 2001-07-09 | 0709 | 07 | 09 | 74.0833 | 73.295 | 0 | 8.295
|  |  |  | 2001-07-10 | 0710 | 07 | 10 | 69.875 | 69.875 | 0 | 4.875
|  |  |  | 2001-07-11 | 0711 | 07 | 11 | 72.5417 | 66.2225 | 0 | 1.2225
|  |  |  | 2001-07-12 | 0712 | 07 | 12 | 75.5 | 63.5825 | 1.4175 | 0
|  |  |  | 2001-07-13 | 0713 | 07 | 13 | 76.5417 | 66.5375 | 0 | 1.5375
|  |  |  | 2001-07-14 | 0714 | 07 | 14 | 77.1667 | 71.8325 | 0 | 6.8325
|  |  |  | 2001-07-15 | 0715 | 07 | 15 | 78.4583 | 73.5725 | 0 | 8.5725
|  |  |  | 2001-07-16 | 0716 | 07 | 16 | 77.25 | 71.3 | 0 | 6.3
|  |  |  | 2001-07-17 | 0717 | 07 | 17 | 71.125 | 75.845 | 0 | 10.845
|  |  |  | 2001-07-18 | 0718 | 07 | 18 | 70.0417 | 77.6375 | 0 | 12.6375
|  |  |  | 2001-07-19 | 0719 | 07 | 19 | 69.625 | 76.0775 | 0 | 11.0775
|  |  |  | 2001-07-20 | 0720 | 07 | 20 | 71.125 | 72.4625 | 0 | 7.4625
|  |  |  | 2001-07-21 | 0721 | 07 | 21 | 72.9167 | 71.66 | 0 | 6.66
|  |  |  | 2001-07-22 | 0722 | 07 | 22 | 79.5417 | 67.295 | 0 | 2.295
|  |  |  | 2001-07-23 | 0723 | 07 | 23 | 78.5833 | 65.2925 | 0 | 0.2925
|  |  |  | 2001-07-24 | 0724 | 07 | 24 | 81.25 | 70.025 | 0 | 5.025
|  |  |  | 2001-07-25 | 0725 | 07 | 25 | 82.7083 | 69.4775 | 0 | 4.4775
|  |  |  | 2001-07-26 | 0726 | 07 | 26 | 73.2917 | 70.865 | 0 | 5.865
|  |  |  | 2001-07-27 | 0727 | 07 | 27 | 69.9583 | 73.055 | 0 | 8.055
|  |  |  | 2001-07-28 | 0728 | 07 | 28 | 70.7917 | 74.8025 | 0 | 9.8025
|  |  |  | 2001-07-29 | 0729 | 07 | 29 | 71.25 | 76.2275 | 0 | 11.2275
|  |  |  | 2001-07-30 | 0730 | 07 | 30 | 73.0833 | 78.4925 | 0 | 13.4925
|  |  |  | 2001-07-31 | 0731 | 07 | 31 | 75.7083 | 64.16 | 0.84 | 0
|  |  |  | 2001-08-01 | 0801 | 08 | 01 | 67.7083 | 67.49 | 0 | 2.49
|  |  |  | 2001-08-02 | 0802 | 08 | 02 | 69.875 | 69.8825 | 0 | 4.8825
|  |  |  | 2001-08-03 | 0803 | 08 | 03 | 72.6667 | 72.65 | 0 | 7.65
|  |  |  | 2001-08-04 | 0804 | 08 | 04 | 75.8333 | 75.815 | 0 | 10.815
|  |  |  | 2001-08-05 | 0805 | 08 | 05 | 71.2917 | 71.2925 | 0 | 6.2925
|  |  |  | 2001-08-06 | 0806 | 08 | 06 | 68.125 | 68.1275 | 0 | 3.1275
|  |  |  | 2001-08-07 | 0807 | 08 | 07 | 67.625 | 67.625 | 0 | 2.625
|  |  |  | 2001-08-08 | 0808 | 08 | 08 | 67.1667 | 67.175 | 0 | 2.175
|  |  |  | 2001-08-09 | 0809 | 08 | 09 | 68.5417 | 68.54 | 0 | 3.54
|  |  |  | 2001-08-10 | 0810 | 08 | 10 | 70.5417 | 70.55 | 0 | 5.55
|  |  |  | 2001-08-11 | 0811 | 08 | 11 | 71.2917 | 71.3 | 0 | 6.3
|  |  |  | 2001-08-12 | 0812 | 08 | 12 | 70.4583 | 70.445 | 0 | 5.445
|  |  |  | 2001-08-13 | 0813 | 08 | 13 | 66.8333 | 66.8075 | 0 | 1.8075
|  |  |  | 2001-08-14 | 0814 | 08 | 14 | 66.1667 | 66.1775 | 0 | 1.1775
|  |  |  | 2001-08-15 | 0815 | 08 | 15 | 68.2083 | 68.24 | 0 | 3.24
|  |  |  | 2001-08-16 | 0816 | 08 | 16 | 72.0417 | 72.0425 | 0 | 7.0425
|  |  |  | 2001-08-17 | 0817 | 08 | 17 | 75.625 | 75.62 | 0 | 10.62
|  |  |  | 2001-08-18 | 0818 | 08 | 18 | 73.625 | 73.625 | 0 | 8.625
|  |  |  | 2001-08-19 | 0819 | 08 | 19 | 62.3333 | 62.345 | 2.655 | 0
|  |  |  | 2001-08-20 | 0820 | 08 | 20 | 60.6667 | 60.71 | 4.29 | 0
|  |  |  | 2001-08-21 | 0821 | 08 | 21 | 64.4583 | 64.46 | 0.54 | 0
|  |  |  | 2001-08-22 | 0822 | 08 | 22 | 67.25 | 67.2425 | 0 | 2.2425
|  |  |  | 2001-08-23 | 0823 | 08 | 23 | 70.5 | 70.49 | 0 | 5.49
|  |  |  | 2001-08-24 | 0824 | 08 | 24 | 72.375 | 72.38 | 0 | 7.38
|  |  |  | 2001-08-25 | 0825 | 08 | 25 | 71.375 | 71.375 | 0 | 6.375
|  |  |  | 2001-08-26 | 0826 | 08 | 26 | 73.375 | 73.37 | 0 | 8.37
|  |  |  | 2001-08-27 | 0827 | 08 | 27 | 75.5 | 75.5 | 0 | 10.5
|  |  |  | 2001-08-28 | 0828 | 08 | 28 | 73.5417 | 73.5425 | 0 | 8.5425
|  |  |  | 2001-08-29 | 0829 | 08 | 29 | 68.375 | 68.3675 | 0 | 3.3675
|  |  |  | 2001-08-30 | 0830 | 08 | 30 | 65.0833 | 65.09 | 0 | 0.09
|  |  |  | 2001-08-31 | 0831 | 08 | 31 | 67.3333 | 67.91 | 0 | 2.91
|  |  |  | 2001-09-01 | 0901 | 09 | 01 | 63.0417 | 79.0025 | 0 | 14.0025
|  |  |  | 2001-09-02 | 0902 | 09 | 02 | 63 | 79.385 | 0 | 14.385
|  |  |  | 2001-09-03 | 0903 | 09 | 03 | 62.2083 | 79.6775 | 0 | 14.6775
|  |  |  | 2001-09-04 | 0904 | 09 | 04 | 60.4583 | 80.675 | 0 | 15.675
|  |  |  | 2001-09-05 | 0905 | 09 | 05 | 64.0417 | 75.29 | 0 | 10.29
|  |  |  | 2001-09-06 | 0906 | 09 | 06 | 72.625 | 69.155 | 0 | 4.155
|  |  |  | 2001-09-07 | 0907 | 09 | 07 | 63.125 | 61.535 | 3.465 | 0
|  |  |  | 2001-09-08 | 0908 | 09 | 08 | 56.375 | 58.46 | 6.54 | 0
|  |  |  | 2001-09-09 | 0909 | 09 | 09 | 56.8333 | 57.4025 | 7.5975 | 0
|  |  |  | 2001-09-10 | 0910 | 09 | 10 | 57.5417 | 58.16 | 6.84 | 0
|  |  |  | 2001-09-11 | 0911 | 09 | 11 | 65.2083 | 65.735 | 0 | 0.735
|  |  |  | 2001-09-12 | 0912 | 09 | 12 | 69.5417 | 57.1775 | 7.8225 | 0
|  |  |  | 2001-09-13 | 0913 | 09 | 13 | 64.7917 | 57.38 | 7.62 | 0
|  |  |  | 2001-09-14 | 0914 | 09 | 14 | 70.4583 | 60.0725 | 4.9275 | 0
|  |  |  | 2001-09-15 | 0915 | 09 | 15 | 72.5 | 62.24 | 2.76 | 0
|  |  |  | 2001-09-16 | 0916 | 09 | 16 | 60.375 | 54.8075 | 10.1925 | 0
|  |  |  | 2001-09-17 | 0917 | 09 | 17 | 56.7917 | 54.0725 | 10.9275 | 0
|  |  |  | 2001-09-18 | 0918 | 09 | 18 | 62.875 | 53.12 | 11.88 | 0
|  |  |  | 2001-09-19 | 0919 | 09 | 19 | 68.125 | 53.57 | 11.43 | 0
|  |  |  | 2001-09-20 | 0920 | 09 | 20 | 69.9583 | 51.065 | 13.935 | 0
|  |  |  | 2001-09-21 | 0921 | 09 | 21 | 70.875 | 47.1575 | 17.8425 | 0
|  |  |  | 2001-09-22 | 0922 | 09 | 22 | 55.5833 | 60.8825 | 4.1175 | 0
|  |  |  | 2001-09-23 | 0923 | 09 | 23 | 49.125 | 60.59 | 4.41 | 0
|  |  |  | 2001-09-24 | 0924 | 09 | 24 | 52.2083 | 54.785 | 10.215 | 0
|  |  |  | 2001-09-25 | 0925 | 09 | 25 | 59.5833 | 60.0575 | 4.9425 | 0
|  |  |  | 2001-09-26 | 0926 | 09 | 26 | 69.7083 | 67.5575 | 0 | 2.5575
|  |  |  | 2001-09-27 | 0927 | 09 | 27 | 70.3333 | 69.0425 | 0 | 4.0425
|  |  |  | 2001-09-28 | 0928 | 09 | 28 | 56.5 | 63.0875 | 1.9125 | 0
|  |  |  | 2001-09-29 | 0929 | 09 | 29 | 56.0417 | 58.46 | 6.54 | 0
|  |  |  | 2001-09-30 | 0930 | 09 | 30 | 60.4583 | 52.0775 | 12.9225 | 0
|  |  |  | 2001-10-01 | 1001 | 10 | 01 | 60.5833 | 50.405 | 14.595 | 0
|  |  |  | 2001-10-02 | 1002 | 10 | 02 | 52.8333 | 59.8175 | 5.1825 | 0
|  |  |  | 2001-10-03 | 1003 | 10 | 03 | 54.1667 | 67.8275 | 0 | 2.8275
|  |  |  | 2001-10-04 | 1004 | 10 | 04 | 57.5 | 66.4625 | 0 | 1.4625
|  |  |  | 2001-10-05 | 1005 | 10 | 05 | 58.9167 | 64.415 | 0.585 | 0
|  |  |  | 2001-10-06 | 1006 | 10 | 06 | 55.125 | 48.62 | 16.38 | 0
|  |  |  | 2001-10-07 | 1007 | 10 | 07 | 48.125 | 47.51 | 17.49 | 0
|  |  |  | 2001-10-08 | 1008 | 10 | 08 | 41.8333 | 56.42 | 8.58 | 0
|  |  |  | 2001-10-09 | 1009 | 10 | 09 | 46.5 | 56.36 | 8.64 | 0
|  |  |  | 2001-10-10 | 1010 | 10 | 10 | 58.25 | 51.785 | 13.215 | 0
|  |  |  | 2001-10-11 | 1011 | 10 | 11 | 61.25 | 47.825 | 17.175 | 0
|  |  |  | 2001-10-12 | 1012 | 10 | 12 | 62.4167 | 45.0125 | 19.9875 | 0
|  |  |  | 2001-10-13 | 1013 | 10 | 13 | 52.6667 | 49.3625 | 15.6375 | 0
|  |  |  | 2001-10-14 | 1014 | 10 | 14 | 44.9583 | 52.7 | 12.3 | 0
|  |  |  | 2001-10-15 | 1015 | 10 | 15 | 42.9167 | 55.6925 | 9.3075 | 0
|  |  |  | 2001-10-16 | 1016 | 10 | 16 | 40.6667 | 64.2125 | 0.7875 | 0
|  |  |  | 2001-10-17 | 1017 | 10 | 17 | 37.3333 | 61.415 | 3.585 | 0
|  |  |  | 2001-10-18 | 1018 | 10 | 18 | 44.0417 | 52.79 | 12.21 | 0
|  |  |  | 2001-10-19 | 1019 | 10 | 19 | 49.0417 | 40.1375 | 24.8625 | 0
|  |  |  | 2001-10-20 | 1020 | 10 | 20 | 48.875 | 46.3325 | 18.6675 | 0
|  |  |  | 2001-10-21 | 1021 | 10 | 21 | 57.75 | 48.245 | 16.755 | 0
|  |  |  | 2001-10-22 | 1022 | 10 | 22 | 66.1667 | 44.18 | 20.82 | 0
|  |  |  | 2001-10-23 | 1023 | 10 | 23 | 50.4167 | 51.6125 | 13.3875 | 0
|  |  |  | 2001-10-24 | 1024 | 10 | 24 | 40.6667 | 57.1025 | 7.8975 | 0
|  |  |  | 2001-10-25 | 1025 | 10 | 25 | 53.5 | 52.07 | 12.93 | 0
|  |  |  | 2001-10-26 | 1026 | 10 | 26 | 53.7917 | 41.9 | 23.1 | 0
|  |  |  | 2001-10-27 | 1027 | 10 | 27 | 48.75 | 46.49 | 18.51 | 0
|  |  |  | 2001-10-28 | 1028 | 10 | 28 | 45.875 | 39.77 | 25.23 | 0
|  |  |  | 2001-10-29 | 1029 | 10 | 29 | 39.75 | 39.0875 | 25.9125 | 0
|  |  |  | 2001-10-30 | 1030 | 10 | 30 | 44.2917 | 42.9425 | 22.0575 | 0
|  |  |  | 2001-10-31 | 1031 | 10 | 31 | 53.7083 | 48.4625 | 16.5375 | 0
|  |  |  | 2001-11-01 | 1101 | 11 | 01 | 44.125 | 42.1475 | 22.8525 | 0
|  |  |  | 2001-11-02 | 1102 | 11 | 02 | 40.2083 | 38.255 | 26.745 | 0
|  |  |  | 2001-11-03 | 1103 | 11 | 03 | 39.9583 | 49.4975 | 15.5025 | 0
|  |  |  | 2001-11-04 | 1104 | 11 | 04 | 54.3333 | 53.4275 | 11.5725 | 0
|  |  |  | 2001-11-05 | 1105 | 11 | 05 | 59.125 | 39.35 | 25.65 | 0
|  |  |  | 2001-11-06 | 1106 | 11 | 06 | 47.5833 | 40.5725 | 24.4275 | 0
|  |  |  | 2001-11-07 | 1107 | 11 | 07 | 38.9167 | 53.5925 | 11.4075 | 0
|  |  |  | 2001-11-08 | 1108 | 11 | 08 | 41.75 | 38.3675 | 26.6325 | 0
|  |  |  | 2001-11-09 | 1109 | 11 | 09 | 42.75 | 49.49 | 15.51 | 0
|  |  |  | 2001-11-10 | 1110 | 11 | 10 | 48.25 | 36.98 | 28.02 | 0
|  |  |  | 2001-11-11 | 1111 | 11 | 11 | 39.9583 | 33.0575 | 31.9425 | 0
|  |  |  | 2001-11-12 | 1112 | 11 | 12 | 39.8333 | 33.95 | 31.05 | 0
|  |  |  | 2001-11-13 | 1113 | 11 | 13 | 46 | 43.955 | 21.045 | 0
|  |  |  | 2001-11-14 | 1114 | 11 | 14 | 45.375 | 41.48 | 23.52 | 0
|  |  |  | 2001-11-15 | 1115 | 11 | 15 | 39.9167 | 36.7175 | 28.2825 | 0
|  |  |  | 2001-11-16 | 1116 | 11 | 16 | 55.0833 | 28.7525 | 36.2475 | 0
|  |  |  | 2001-11-17 | 1117 | 11 | 17 | 42.0833 | 26.9975 | 38.0025 | 0
|  |  |  | 2001-11-18 | 1118 | 11 | 18 | 37.0833 | 31.925 | 33.075 | 0
|  |  |  | 2001-11-19 | 1119 | 11 | 19 | 36.7917 | 32.555 | 32.445 | 0
|  |  |  | 2001-11-20 | 1120 | 11 | 20 | 42 | 36.8675 | 28.1325 | 0
|  |  |  | 2001-11-21 | 1121 | 11 | 21 | 36.5833 | 37.5125 | 27.4875 | 0
|  |  |  | 2001-11-22 | 1122 | 11 | 22 | 34.625 | 40.91 | 24.09 | 0
|  |  |  | 2001-11-23 | 1123 | 11 | 23 | 31 | 42.8525 | 22.1475 | 0
|  |  |  | 2001-11-24 | 1124 | 11 | 24 | 31.6667 | 43.2275 | 21.7725 | 0
|  |  |  | 2001-11-25 | 1125 | 11 | 25 | 36.6667 | 34.49 | 30.51 | 0
|  |  |  | 2001-11-26 | 1126 | 11 | 26 | 52.5833 | 31.3625 | 33.6375 | 0
|  |  |  | 2001-11-27 | 1127 | 11 | 27 | 55.4583 | 32.8925 | 32.1075 | 0
|  |  |  | 2001-11-28 | 1128 | 11 | 28 | 37.5833 | 36.6875 | 28.3125 | 0
|  |  |  | 2001-11-29 | 1129 | 11 | 29 | 36.0833 | 35.6825 | 29.3175 | 0
|  |  |  | 2001-11-30 | 1130 | 11 | 30 | 39.9167 | 39.6575 | 25.3425 | 0
|  |  |  | 2001-12-01 | 1201 | 12 | 01 | 48.1667 | 32.87 | 32.13 | 0
|  |  |  | 2001-12-02 | 1202 | 12 | 02 | 39.625 | 34.52 | 30.48 | 0
|  |  |  | 2001-12-03 | 1203 | 12 | 03 | 33.6667 | 50.3825 | 14.6175 | 0
|  |  |  | 2001-12-04 | 1204 | 12 | 04 | 29.7083 | 56.645 | 8.355 | 0
|  |  |  | 2001-12-05 | 1205 | 12 | 05 | 27.375 | 57.2225 | 7.7775 | 0
|  |  |  | 2001-12-06 | 1206 | 12 | 06 | 25.6667 | 38.5475 | 26.4525 | 0
|  |  |  | 2001-12-07 | 1207 | 12 | 07 | 21.5 | 32.495 | 32.505 | 0
|  |  |  | 2001-12-08 | 1208 | 12 | 08 | 20.25 | 31.1225 | 33.8775 | 0
|  |  |  | 2001-12-09 | 1209 | 12 | 09 | 25.5417 | 33.8525 | 31.1475 | 0
|  |  |  | 2001-12-10 | 1210 | 12 | 10 | 11.2083 | 35.03 | 29.97 | 0
|  |  |  | 2001-12-11 | 1211 | 12 | 11 | 3.5833 | 30.17 | 34.83 | 0
|  |  |  | 2001-12-12 | 1212 | 12 | 12 | 19.2917 | 29.39 | 35.61 | 0
|  |  |  | 2001-12-13 | 1213 | 12 | 13 | 36.5417 | 34.2725 | 30.7275 | 0
|  |  |  | 2001-12-14 | 1214 | 12 | 14 | 40.2083 | 28.9475 | 36.0525 | 0
|  |  |  | 2001-12-15 | 1215 | 12 | 15 | 36.5417 | 17.555 | 47.445 | 0
|  |  |  | 2001-12-16 | 1216 | 12 | 16 | 37.4583 | 15.3725 | 49.6275 | 0
|  |  |  | 2001-12-17 | 1217 | 12 | 17 | 34.1667 | 14.0825 | 50.9175 | 0
|  |  |  | 2001-12-18 | 1218 | 12 | 18 | 33.5417 | 8.135 | 56.865 | 0
|  |  |  | 2001-12-19 | 1219 | 12 | 19 | 34.25 | 10.5875 | 54.4125 | 0
|  |  |  | 2001-12-20 | 1220 | 12 | 20 | 36.2083 | 33.5375 | 31.4625 | 0
|  |  |  | 2001-12-21 | 1221 | 12 | 21 | 34.5417 | 22.01 | 42.99 | 0
|  |  |  | 2001-12-22 | 1222 | 12 | 22 | 29.75 | 21.335 | 43.665 | 0
|  |  |  | 2001-12-23 | 1223 | 12 | 23 | 35.5 | 29.78 | 35.22 | 0
|  |  |  | 2001-12-24 | 1224 | 12 | 24 | 38.5417 | 17.7725 | 47.2275 | 0
|  |  |  | 2001-12-25 | 1225 | 12 | 25 | 30.2917 | 35.3975 | 29.6025 | 0
|  |  |  | 2001-12-26 | 1226 | 12 | 26 | 14.3333 | 42.8825 | 22.1175 | 0
|  |  |  | 2001-12-27 | 1227 | 12 | 27 | 16.5 | 42.56 | 22.44 | 0
|  |  |  | 2001-12-28 | 1228 | 12 | 28 | 16.0417 | 36.035 | 28.965 | 0
|  |  |  | 2001-12-29 | 1229 | 12 | 29 | 23.5833 | 39.8675 | 25.1325 | 0
|  |  |  | 2001-12-30 | 1230 | 12 | 30 | 32.125 | 26.6825 | 38.3175 | 0
|  |  |  | 2001-12-31 | 1231 | 12 | 31 | 30.0417 | 27.6125 | 37.3875 | 0

## Syracuse (hidden)
Typical Year Data | [7 empty] | Daily Temp TMY3 | Daily Temp TMY2
Month | Average | HDD | CDD | 2001-01-01 | 0101 | 01 | 01 | 32.4167 | 15.3125
1 | 24.9 | 1243.6725 | 0 | 2001-01-02 | 0102 | 01 | 02 | 28.8333 | 20.435
2 | 23.8 | 1153.3575 | 0 | 2001-01-03 | 0103 | 01 | 03 | 17.6667 | 23.75
3 | 33.4 | 978.3675 | 0 | 2001-01-04 | 0104 | 01 | 04 | 17.125 | 19.0775
4 | 43.1 | 657.78 | 0 | 2001-01-05 | 0105 | 01 | 05 | 21.8333 | 15.2675
5 | 56.2 | 286.4175 | 14.655 | 2001-01-06 | 0106 | 01 | 06 | 16.7083 | 24.65
6 | 66.4 | 52.635 | 94.6275 | 2001-01-07 | 0107 | 01 | 07 | 33.4167 | 29.0075
7 | 70.7 | 21.63 | 198.885 | 2001-01-08 | 0108 | 01 | 08 | 26.0417 | 22.055
8 | 68.3 | 30.5175 | 132.855 | 2001-01-09 | 0109 | 01 | 09 | 23.0417 | 22.4
9 | 61.6 | 159.7575 | 56.8575 | 2001-01-10 | 0110 | 01 | 10 | 24.9167 | 20.675
10 | 49.7 | 473.97 | 0 | 2001-01-11 | 0111 | 01 | 11 | 44.2083 | 19.1375
11 | 40.7 | 729.96 | 0.6225 | 2001-01-12 | 0112 | 01 | 12 | 23.125 | 24.155
12 | 27.7 | 1155.375 | 0 | 2001-01-13 | 0113 | 01 | 13 | 28.4167 | 24.9275
|  |  |  | 2001-01-14 | 0114 | 01 | 14 | 35.75 | 25.97
| Slope | 13.8292 | 1003.2904 | 2001-01-15 | 0115 | 01 | 15 | 34.7917 | 20.45
| Intercept | 3368.1302 | 560497.6285 | 2001-01-16 | 0116 | 01 | 16 | 32.0417 | 13.9025
|  |  |  | 2001-01-17 | 0117 | 01 | 17 | 39.9167 | 34.13
|  |  |  | 2001-01-18 | 0118 | 01 | 18 | 39.75 | 39.5525
|  |  |  | 2001-01-19 | 0119 | 01 | 19 | 35.0417 | 34.3625
|  |  |  | 2001-01-20 | 0120 | 01 | 20 | 29.8333 | 26.1275
|  |  |  | 2001-01-21 | 0121 | 01 | 21 | 27.4583 | 29.345
|  |  |  | 2001-01-22 | 0122 | 01 | 22 | 32 | 29.6075
|  |  |  | 2001-01-23 | 0123 | 01 | 23 | 25.3333 | 36.1175
|  |  |  | 2001-01-24 | 0124 | 01 | 24 | 13.625 | 41.2475
|  |  |  | 2001-01-25 | 0125 | 01 | 25 | 15.125 | 26.3675
|  |  |  | 2001-01-26 | 0126 | 01 | 26 | 23.375 | 17.7425
|  |  |  | 2001-01-27 | 0127 | 01 | 27 | 24.2083 | 5.18
|  |  |  | 2001-01-28 | 0128 | 01 | 28 | 23.0833 | 9.7775
|  |  |  | 2001-01-29 | 0129 | 01 | 29 | 19.0417 | 28.205
|  |  |  | 2001-01-30 | 0130 | 01 | 30 | 11.4167 | 38.9075
|  |  |  | 2001-01-31 | 0131 | 01 | 31 | 6.1667 | 33.485
|  |  |  | 2001-02-01 | 0201 | 02 | 01 | 24.2083 | 23.9525
|  |  |  | 2001-02-02 | 0202 | 02 | 02 | 23.6667 | 21.7625
|  |  |  | 2001-02-03 | 0203 | 02 | 03 | 33.25 | 23.5025
|  |  |  | 2001-02-04 | 0204 | 02 | 04 | 24.75 | 23.8925
|  |  |  | 2001-02-05 | 0205 | 02 | 05 | 20.5 | 18.2525
|  |  |  | 2001-02-06 | 0206 | 02 | 06 | 21.0417 | 7.4075
|  |  |  | 2001-02-07 | 0207 | 02 | 07 | 19.75 | 3.9425
|  |  |  | 2001-02-08 | 0208 | 02 | 08 | 25.4167 | 13.955
|  |  |  | 2001-02-09 | 0209 | 02 | 09 | 25.25 | 31.85
|  |  |  | 2001-02-10 | 0210 | 02 | 10 | 12.5417 | 44.7425
|  |  |  | 2001-02-11 | 0211 | 02 | 11 | 13.5833 | 42.9875
|  |  |  | 2001-02-12 | 0212 | 02 | 12 | 20.9583 | 35.4725
|  |  |  | 2001-02-13 | 0213 | 02 | 13 | 20.7917 | 34.055
|  |  |  | 2001-02-14 | 0214 | 02 | 14 | 24.2083 | 32.6075
|  |  |  | 2001-02-15 | 0215 | 02 | 15 | 39.9583 | 26.1575
|  |  |  | 2001-02-16 | 0216 | 02 | 16 | 36.0417 | 31.7525
|  |  |  | 2001-02-17 | 0217 | 02 | 17 | 26.2917 | 20.36
|  |  |  | 2001-02-18 | 0218 | 02 | 18 | 29.875 | 15.62
|  |  |  | 2001-02-19 | 0219 | 02 | 19 | 33.1667 | 3.7625
|  |  |  | 2001-02-20 | 0220 | 02 | 20 | 33.9583 | 5.1125
|  |  |  | 2001-02-21 | 0221 | 02 | 21 | 34.75 | 15.2825
|  |  |  | 2001-02-22 | 0222 | 02 | 22 | 31.5417 | 21.38
|  |  |  | 2001-02-23 | 0223 | 02 | 23 | 34.2083 | 19.31
|  |  |  | 2001-02-24 | 0224 | 02 | 24 | 16.9583 | 22.7525
|  |  |  | 2001-02-25 | 0225 | 02 | 25 | 14.5417 | 31.25
|  |  |  | 2001-02-26 | 0226 | 02 | 26 | 20 | 30.485
|  |  |  | 2001-02-27 | 0227 | 02 | 27 | 27.0833 | 29.9
|  |  |  | 2001-02-28 | 0228 | 02 | 28 | 21.8333 | 35.135
|  |  |  | 2001-03-01 | 0301 | 03 | 01 | 29.625 | 28.3775
|  |  |  | 2001-03-02 | 0302 | 03 | 02 | 40.8333 | 26.015
|  |  |  | 2001-03-03 | 0303 | 03 | 03 | 29.9167 | 11.33
|  |  |  | 2001-03-04 | 0304 | 03 | 04 | 17.6667 | 16.415
|  |  |  | 2001-03-05 | 0305 | 03 | 05 | 18.75 | 31.565
|  |  |  | 2001-03-06 | 0306 | 03 | 06 | 15.625 | 28.415
|  |  |  | 2001-03-07 | 0307 | 03 | 07 | 16.2083 | 30.725
|  |  |  | 2001-03-08 | 0308 | 03 | 08 | 26.0417 | 17.54
|  |  |  | 2001-03-09 | 0309 | 03 | 09 | 34.0417 | 23.21
|  |  |  | 2001-03-10 | 0310 | 03 | 10 | 41.9167 | 31.8725
|  |  |  | 2001-03-11 | 0311 | 03 | 11 | 45.9583 | 44.12
|  |  |  | 2001-03-12 | 0312 | 03 | 12 | 41.8333 | 36.83
|  |  |  | 2001-03-13 | 0313 | 03 | 13 | 55.4583 | 44.375
|  |  |  | 2001-03-14 | 0314 | 03 | 14 | 63.9167 | 38.5175
|  |  |  | 2001-03-15 | 0315 | 03 | 15 | 63.6667 | 33.29
|  |  |  | 2001-03-16 | 0316 | 03 | 16 | 70.6667 | 33.4325
|  |  |  | 2001-03-17 | 0317 | 03 | 17 | 52.875 | 34.0925
|  |  |  | 2001-03-18 | 0318 | 03 | 18 | 39.125 | 33.7775
|  |  |  | 2001-03-19 | 0319 | 03 | 19 | 38.9583 | 35.33
|  |  |  | 2001-03-20 | 0320 | 03 | 20 | 33.2917 | 37.955
|  |  |  | 2001-03-21 | 0321 | 03 | 21 | 36.5417 | 41.825
|  |  |  | 2001-03-22 | 0322 | 03 | 22 | 50.2917 | 37.85
|  |  |  | 2001-03-23 | 0323 | 03 | 23 | 36.0417 | 35.9825
|  |  |  | 2001-03-24 | 0324 | 03 | 24 | 25.7083 | 42.71
|  |  |  | 2001-03-25 | 0325 | 03 | 25 | 31.9583 | 46.3475
|  |  |  | 2001-03-26 | 0326 | 03 | 26 | 30.3333 | 32.1125
|  |  |  | 2001-03-27 | 0327 | 03 | 27 | 25.1667 | 20.1875
|  |  |  | 2001-03-28 | 0328 | 03 | 28 | 33.0833 | 25.61
|  |  |  | 2001-03-29 | 0329 | 03 | 29 | 36.1667 | 35.12
|  |  |  | 2001-03-30 | 0330 | 03 | 30 | 35.625 | 47.2925
|  |  |  | 2001-03-31 | 0331 | 03 | 31 | 43.4167 | 54.41
|  |  |  | 2001-04-01 | 0401 | 04 | 01 | 37.625 | 35.3825
|  |  |  | 2001-04-02 | 0402 | 04 | 02 | 33 | 43.2875
|  |  |  | 2001-04-03 | 0403 | 04 | 03 | 35.1667 | 44.3525
|  |  |  | 2001-04-04 | 0404 | 04 | 04 | 41.4583 | 52.2875
|  |  |  | 2001-04-05 | 0405 | 04 | 05 | 58 | 50.06
|  |  |  | 2001-04-06 | 0406 | 04 | 06 | 51.2083 | 43.28
|  |  |  | 2001-04-07 | 0407 | 04 | 07 | 41.875 | 38.9675
|  |  |  | 2001-04-08 | 0408 | 04 | 08 | 34.5417 | 37.055
|  |  |  | 2001-04-09 | 0409 | 04 | 09 | 30.2083 | 34.2725
|  |  |  | 2001-04-10 | 0410 | 04 | 10 | 35.625 | 29.9
|  |  |  | 2001-04-11 | 0411 | 04 | 11 | 42.125 | 31.745
|  |  |  | 2001-04-12 | 0412 | 04 | 12 | 40.6667 | 40.46
|  |  |  | 2001-04-13 | 0413 | 04 | 13 | 43.4583 | 40.3475
|  |  |  | 2001-04-14 | 0414 | 04 | 14 | 53.5833 | 43.625
|  |  |  | 2001-04-15 | 0415 | 04 | 15 | 60.3333 | 49.73
|  |  |  | 2001-04-16 | 0416 | 04 | 16 | 54 | 46.5125
|  |  |  | 2001-04-17 | 0417 | 04 | 17 | 34.4583 | 52.94
|  |  |  | 2001-04-18 | 0418 | 04 | 18 | 41.2083 | 41.7125
|  |  |  | 2001-04-19 | 0419 | 04 | 19 | 46.5417 | 41.7125
|  |  |  | 2001-04-20 | 0420 | 04 | 20 | 51.0417 | 45.02
|  |  |  | 2001-04-21 | 0421 | 04 | 21 | 60.0417 | 47.0675
|  |  |  | 2001-04-22 | 0422 | 04 | 22 | 67.0833 | 33.89
|  |  |  | 2001-04-23 | 0423 | 04 | 23 | 69.1667 | 35.1575
|  |  |  | 2001-04-24 | 0424 | 04 | 24 | 62.3333 | 42.6725
|  |  |  | 2001-04-25 | 0425 | 04 | 25 | 55.625 | 46.9625
|  |  |  | 2001-04-26 | 0426 | 04 | 26 | 55.4167 | 51.2675
|  |  |  | 2001-04-27 | 0427 | 04 | 27 | 48.8333 | 48.2225
|  |  |  | 2001-04-28 | 0428 | 04 | 28 | 44.7917 | 43.415
|  |  |  | 2001-04-29 | 0429 | 04 | 29 | 48.5417 | 46.9625
|  |  |  | 2001-04-30 | 0430 | 04 | 30 | 60.125 | 53.9525
|  |  |  | 2001-05-01 | 0501 | 05 | 01 | 53.125 | 49.01
|  |  |  | 2001-05-02 | 0502 | 05 | 02 | 52.5833 | 49.1525
|  |  |  | 2001-05-03 | 0503 | 05 | 03 | 50.9167 | 43.565
|  |  |  | 2001-05-04 | 0504 | 05 | 04 | 53.25 | 47.645
|  |  |  | 2001-05-05 | 0505 | 05 | 05 | 57.2083 | 52.64
|  |  |  | 2001-05-06 | 0506 | 05 | 06 | 55.4167 | 53.075
|  |  |  | 2001-05-07 | 0507 | 05 | 07 | 54.8333 | 56.6075
|  |  |  | 2001-05-08 | 0508 | 05 | 08 | 44.0833 | 49.85
|  |  |  | 2001-05-09 | 0509 | 05 | 09 | 57.1667 | 48.7925
|  |  |  | 2001-05-10 | 0510 | 05 | 10 | 71.75 | 58.13
|  |  |  | 2001-05-11 | 0511 | 05 | 11 | 71.75 | 64.0475
|  |  |  | 2001-05-12 | 0512 | 05 | 12 | 68.625 | 59.705
|  |  |  | 2001-05-13 | 0513 | 05 | 13 | 70.3333 | 46.3025
|  |  |  | 2001-05-14 | 0514 | 05 | 14 | 60.9583 | 49.55
|  |  |  | 2001-05-15 | 0515 | 05 | 15 | 63.0833 | 60.5
|  |  |  | 2001-05-16 | 0516 | 05 | 16 | 61.5 | 65.255
|  |  |  | 2001-05-17 | 0517 | 05 | 17 | 61.2083 | 58.5275
|  |  |  | 2001-05-18 | 0518 | 05 | 18 | 52.2083 | 66.995
|  |  |  | 2001-05-19 | 0519 | 05 | 19 | 51.8333 | 76.49
|  |  |  | 2001-05-20 | 0520 | 05 | 20 | 70.8333 | 65.915
|  |  |  | 2001-05-21 | 0521 | 05 | 21 | 58 | 58.64
|  |  |  | 2001-05-22 | 0522 | 05 | 22 | 56.2917 | 53.1125
|  |  |  | 2001-05-23 | 0523 | 05 | 23 | 58.375 | 50.1125
|  |  |  | 2001-05-24 | 0524 | 05 | 24 | 62.1667 | 56.6225
|  |  |  | 2001-05-25 | 0525 | 05 | 25 | 65.2083 | 63.53
|  |  |  | 2001-05-26 | 0526 | 05 | 26 | 60.6667 | 54.1175
|  |  |  | 2001-05-27 | 0527 | 05 | 27 | 64.0417 | 50.51
|  |  |  | 2001-05-28 | 0528 | 05 | 28 | 59 | 55.9175
|  |  |  | 2001-05-29 | 0529 | 05 | 29 | 56.4167 | 59.5475
|  |  |  | 2001-05-30 | 0530 | 05 | 30 | 64.6667 | 61.88
|  |  |  | 2001-05-31 | 0531 | 05 | 31 | 68.375 | 57.4925
|  |  |  | 2001-06-01 | 0601 | 06 | 01 | 66.7917 | 62.99
|  |  |  | 2001-06-02 | 0602 | 06 | 02 | 65.25 | 69.8225
|  |  |  | 2001-06-03 | 0603 | 06 | 03 | 68.75 | 57.905
|  |  |  | 2001-06-04 | 0604 | 06 | 04 | 70.625 | 65.4275
|  |  |  | 2001-06-05 | 0605 | 06 | 05 | 65.7083 | 74.3225
|  |  |  | 2001-06-06 | 0606 | 06 | 06 | 63 | 64.1375
|  |  |  | 2001-06-07 | 0607 | 06 | 07 | 72.625 | 61.2425
|  |  |  | 2001-06-08 | 0608 | 06 | 08 | 75.1667 | 65.5775
|  |  |  | 2001-06-09 | 0609 | 06 | 09 | 75.7083 | 67.1225
|  |  |  | 2001-06-10 | 0610 | 06 | 10 | 78.5417 | 68.8325
|  |  |  | 2001-06-11 | 0611 | 06 | 11 | 56.75 | 69.2375
|  |  |  | 2001-06-12 | 0612 | 06 | 12 | 52 | 76.85
|  |  |  | 2001-06-13 | 0613 | 06 | 13 | 59.125 | 77.0075
|  |  |  | 2001-06-14 | 0614 | 06 | 14 | 65.2917 | 56.7575
|  |  |  | 2001-06-15 | 0615 | 06 | 15 | 77.125 | 56.21
|  |  |  | 2001-06-16 | 0616 | 06 | 16 | 78.875 | 60.6575
|  |  |  | 2001-06-17 | 0617 | 06 | 17 | 75.5 | 64.9625
|  |  |  | 2001-06-18 | 0618 | 06 | 18 | 61.5417 | 68.3525
|  |  |  | 2001-06-19 | 0619 | 06 | 19 | 63.875 | 73.295
|  |  |  | 2001-06-20 | 0620 | 06 | 20 | 67.5417 | 58.535
|  |  |  | 2001-06-21 | 0621 | 06 | 21 | 66.8333 | 61.58
|  |  |  | 2001-06-22 | 0622 | 06 | 22 | 63.9167 | 63.2225
|  |  |  | 2001-06-23 | 0623 | 06 | 23 | 54.1667 | 68.2475
|  |  |  | 2001-06-24 | 0624 | 06 | 24 | 55 | 63.4775
|  |  |  | 2001-06-25 | 0625 | 06 | 25 | 57.375 | 63.545
|  |  |  | 2001-06-26 | 0626 | 06 | 26 | 64.4167 | 62.1425
|  |  |  | 2001-06-27 | 0627 | 06 | 27 | 69.5417 | 66.7625
|  |  |  | 2001-06-28 | 0628 | 06 | 28 | 62.625 | 71.7575
|  |  |  | 2001-06-29 | 0629 | 06 | 29 | 67.9583 | 78.2825
|  |  |  | 2001-06-30 | 0630 | 06 | 30 | 71.0417 | 73.73
|  |  |  | 2001-07-01 | 0701 | 07 | 01 | 63.9167 | 79.3325
|  |  |  | 2001-07-02 | 0702 | 07 | 02 | 68.375 | 70.295
|  |  |  | 2001-07-03 | 0703 | 07 | 03 | 71.4167 | 58.7675
|  |  |  | 2001-07-04 | 0704 | 07 | 04 | 83.9167 | 58.415
|  |  |  | 2001-07-05 | 0705 | 07 | 05 | 70.625 | 62.7575
|  |  |  | 2001-07-06 | 0706 | 07 | 06 | 64.625 | 63.335
|  |  |  | 2001-07-07 | 0707 | 07 | 07 | 64.4167 | 65.705
|  |  |  | 2001-07-08 | 0708 | 07 | 08 | 70.4167 | 70.79
|  |  |  | 2001-07-09 | 0709 | 07 | 09 | 73.8333 | 74.285
|  |  |  | 2001-07-10 | 0710 | 07 | 10 | 71.25 | 67.415
|  |  |  | 2001-07-11 | 0711 | 07 | 11 | 66.375 | 69.4775
|  |  |  | 2001-07-12 | 0712 | 07 | 12 | 62.8333 | 70.205
|  |  |  | 2001-07-13 | 0713 | 07 | 13 | 66.5 | 70.7525
|  |  |  | 2001-07-14 | 0714 | 07 | 14 | 69.7083 | 78.7925
|  |  |  | 2001-07-15 | 0715 | 07 | 15 | 75.25 | 79.655
|  |  |  | 2001-07-16 | 0716 | 07 | 16 | 73.375 | 80.24
|  |  |  | 2001-07-17 | 0717 | 07 | 17 | 75.4583 | 79.2275
|  |  |  | 2001-07-18 | 0718 | 07 | 18 | 79.0833 | 81.7475
|  |  |  | 2001-07-19 | 0719 | 07 | 19 | 78.0833 | 74.63
|  |  |  | 2001-07-20 | 0720 | 07 | 20 | 73.625 | 69.2825
|  |  |  | 2001-07-21 | 0721 | 07 | 21 | 73.75 | 70.9625
|  |  |  | 2001-07-22 | 0722 | 07 | 22 | 70.7917 | 77.4275
|  |  |  | 2001-07-23 | 0723 | 07 | 23 | 68.5 | 69.2075
|  |  |  | 2001-07-24 | 0724 | 07 | 24 | 70.6667 | 68.9975
|  |  |  | 2001-07-25 | 0725 | 07 | 25 | 70.2083 | 70.4525
|  |  |  | 2001-07-26 | 0726 | 07 | 26 | 72.625 | 69.29
|  |  |  | 2001-07-27 | 0727 | 07 | 27 | 75.625 | 72.1475
|  |  |  | 2001-07-28 | 0728 | 07 | 28 | 76.7083 | 68.9675
|  |  |  | 2001-07-29 | 0729 | 07 | 29 | 77.125 | 62.465
|  |  |  | 2001-07-30 | 0730 | 07 | 30 | 78.5833 | 62.63
|  |  |  | 2001-07-31 | 0731 | 07 | 31 | 66.5 | 74.6
|  |  |  | 2001-08-01 | 0801 | 08 | 01 | 72.2917 | 80.2625
|  |  |  | 2001-08-02 | 0802 | 08 | 02 | 76.0417 | 79.325
|  |  |  | 2001-08-03 | 0803 | 08 | 03 | 70.4583 | 78.5225
|  |  |  | 2001-08-04 | 0804 | 08 | 04 | 64.375 | 74.21
|  |  |  | 2001-08-05 | 0805 | 08 | 05 | 66.8333 | 72.0575
|  |  |  | 2001-08-06 | 0806 | 08 | 06 | 63.3333 | 59.7875
|  |  |  | 2001-08-07 | 0807 | 08 | 07 | 75.4583 | 59.9375
|  |  |  | 2001-08-08 | 0808 | 08 | 08 | 76.0833 | 66.6575
|  |  |  | 2001-08-09 | 0809 | 08 | 09 | 75.7083 | 67.94
|  |  |  | 2001-08-10 | 0810 | 08 | 10 | 70.5833 | 74.06
|  |  |  | 2001-08-11 | 0811 | 08 | 11 | 65.8333 | 71.51
|  |  |  | 2001-08-12 | 0812 | 08 | 12 | 63.9167 | 71.03
|  |  |  | 2001-08-13 | 0813 | 08 | 13 | 68.2083 | 70.6175
|  |  |  | 2001-08-14 | 0814 | 08 | 14 | 68.375 | 69.695
|  |  |  | 2001-08-15 | 0815 | 08 | 15 | 72.5 | 68.225
|  |  |  | 2001-08-16 | 0816 | 08 | 16 | 68.2917 | 65.2775
|  |  |  | 2001-08-17 | 0817 | 08 | 17 | 59.5417 | 71.09
|  |  |  | 2001-08-18 | 0818 | 08 | 18 | 59.5417 | 66.59
|  |  |  | 2001-08-19 | 0819 | 08 | 19 | 61.4167 | 60.6875
|  |  |  | 2001-08-20 | 0820 | 08 | 20 | 56.5 | 61.415
|  |  |  | 2001-08-21 | 0821 | 08 | 21 | 60.2083 | 64.49
|  |  |  | 2001-08-22 | 0822 | 08 | 22 | 66.0417 | 65.57
|  |  |  | 2001-08-23 | 0823 | 08 | 23 | 66 | 61.475
|  |  |  | 2001-08-24 | 0824 | 08 | 24 | 67.5833 | 69.1325
|  |  |  | 2001-08-25 | 0825 | 08 | 25 | 65.625 | 75.89
|  |  |  | 2001-08-26 | 0826 | 08 | 26 | 68.4583 | 73.9475
|  |  |  | 2001-08-27 | 0827 | 08 | 27 | 68.9167 | 66.245
|  |  |  | 2001-08-28 | 0828 | 08 | 28 | 68.9167 | 64.28
|  |  |  | 2001-08-29 | 0829 | 08 | 29 | 71.7083 | 62.225
|  |  |  | 2001-08-30 | 0830 | 08 | 30 | 72.4167 | 64.1225
|  |  |  | 2001-08-31 | 0831 | 08 | 31 | 75.9167 | 61.0625
|  |  |  | 2001-09-01 | 0901 | 09 | 01 | 77.5417 | 67.8725
|  |  |  | 2001-09-02 | 0902 | 09 | 02 | 71.5 | 64.0925
|  |  |  | 2001-09-03 | 0903 | 09 | 03 | 65.5417 | 59.8325
|  |  |  | 2001-09-04 | 0904 | 09 | 04 | 60.25 | 60.7025
|  |  |  | 2001-09-05 | 0905 | 09 | 05 | 51.4583 | 65.435
|  |  |  | 2001-09-06 | 0906 | 09 | 06 | 54.4583 | 69.7625
|  |  |  | 2001-09-07 | 0907 | 09 | 07 | 62.875 | 73.3775
|  |  |  | 2001-09-08 | 0908 | 09 | 08 | 68.125 | 73.9325
|  |  |  | 2001-09-09 | 0909 | 09 | 09 | 67.125 | 76.8275
|  |  |  | 2001-09-10 | 0910 | 09 | 10 | 70.625 | 73.9025
|  |  |  | 2001-09-11 | 0911 | 09 | 11 | 72.75 | 65.3075
|  |  |  | 2001-09-12 | 0912 | 09 | 12 | 73.25 | 62.825
|  |  |  | 2001-09-13 | 0913 | 09 | 13 | 61.2083 | 64.025
|  |  |  | 2001-09-14 | 0914 | 09 | 14 | 61.875 | 58.3925
|  |  |  | 2001-09-15 | 0915 | 09 | 15 | 57.7083 | 58.2725
|  |  |  | 2001-09-16 | 0916 | 09 | 16 | 53.4167 | 57.11
|  |  |  | 2001-09-17 | 0917 | 09 | 17 | 61.8333 | 58.7825
|  |  |  | 2001-09-18 | 0918 | 09 | 18 | 64.0833 | 60.9875
|  |  |  | 2001-09-19 | 0919 | 09 | 19 | 64.875 | 60.14
|  |  |  | 2001-09-20 | 0920 | 09 | 20 | 71.5 | 62.585
|  |  |  | 2001-09-21 | 0921 | 09 | 21 | 60.3333 | 64.4225
|  |  |  | 2001-09-22 | 0922 | 09 | 22 | 54.7917 | 75.44
|  |  |  | 2001-09-23 | 0923 | 09 | 23 | 61.7917 | 50.7875
|  |  |  | 2001-09-24 | 0924 | 09 | 24 | 55.7083 | 45.305
|  |  |  | 2001-09-25 | 0925 | 09 | 25 | 48.5 | 52.0025
|  |  |  | 2001-09-26 | 0926 | 09 | 26 | 48.5417 | 55.325
|  |  |  | 2001-09-27 | 0927 | 09 | 27 | 56.5 | 42.7025
|  |  |  | 2001-09-28 | 0928 | 09 | 28 | 42.9167 | 52.535
|  |  |  | 2001-09-29 | 0929 | 09 | 29 | 44.3333 | 60.05
|  |  |  | 2001-09-30 | 0930 | 09 | 30 | 56.2083 | 54.365
|  |  |  | 2001-10-01 | 1001 | 10 | 01 | 61 | 59.5925
|  |  |  | 2001-10-02 | 1002 | 10 | 02 | 58 | 51.6425
|  |  |  | 2001-10-03 | 1003 | 10 | 03 | 57.0417 | 55.2875
|  |  |  | 2001-10-04 | 1004 | 10 | 04 | 57.8333 | 57.4325
|  |  |  | 2001-10-05 | 1005 | 10 | 05 | 49.375 | 57.4475
|  |  |  | 2001-10-06 | 1006 | 10 | 06 | 44.0833 | 58.955
|  |  |  | 2001-10-07 | 1007 | 10 | 07 | 47.4167 | 49.16
|  |  |  | 2001-10-08 | 1008 | 10 | 08 | 55 | 41.78
|  |  |  | 2001-10-09 | 1009 | 10 | 09 | 48.1667 | 44.9375
|  |  |  | 2001-10-10 | 1010 | 10 | 10 | 37.0417 | 56.6825
|  |  |  | 2001-10-11 | 1011 | 10 | 11 | 44.125 | 58.955
|  |  |  | 2001-10-12 | 1012 | 10 | 12 | 54.0417 | 62.9
|  |  |  | 2001-10-13 | 1013 | 10 | 13 | 57.7083 | 52.9775
|  |  |  | 2001-10-14 | 1014 | 10 | 14 | 57 | 42.7625
|  |  |  | 2001-10-15 | 1015 | 10 | 15 | 47.9167 | 39.5525
|  |  |  | 2001-10-16 | 1016 | 10 | 16 | 47.4167 | 38.75
|  |  |  | 2001-10-17 | 1017 | 10 | 17 | 45.1667 | 34.7375
|  |  |  | 2001-10-18 | 1018 | 10 | 18 | 41.2917 | 42.875
|  |  |  | 2001-10-19 | 1019 | 10 | 19 | 41.9167 | 47.4275
|  |  |  | 2001-10-20 | 1020 | 10 | 20 | 46.9583 | 46.61
|  |  |  | 2001-10-21 | 1021 | 10 | 21 | 51.1667 | 54.08
|  |  |  | 2001-10-22 | 1022 | 10 | 22 | 54.4583 | 64.1375
|  |  |  | 2001-10-23 | 1023 | 10 | 23 | 57.0833 | 48.845
|  |  |  | 2001-10-24 | 1024 | 10 | 24 | 41.5417 | 37.9025
|  |  |  | 2001-10-25 | 1025 | 10 | 25 | 42.375 | 51.86
|  |  |  | 2001-10-26 | 1026 | 10 | 26 | 47.5417 | 56.075
|  |  |  | 2001-10-27 | 1027 | 10 | 27 | 52.0417 | 47.375
|  |  |  | 2001-10-28 | 1028 | 10 | 28 | 50.7917 | 48.725
|  |  |  | 2001-10-29 | 1029 | 10 | 29 | 57.125 | 37.8875
|  |  |  | 2001-10-30 | 1030 | 10 | 30 | 42.2083 | 41.8625
|  |  |  | 2001-10-31 | 1031 | 10 | 31 | 39.4167 | 51.815
|  |  |  | 2001-11-01 | 1101 | 11 | 01 | 42.375 | 41.6675
|  |  |  | 2001-11-02 | 1102 | 11 | 02 | 43.875 | 45.5375
|  |  |  | 2001-11-03 | 1103 | 11 | 03 | 55.6667 | 65.6225
|  |  |  | 2001-11-04 | 1104 | 11 | 04 | 64.8333 | 48.95
|  |  |  | 2001-11-05 | 1105 | 11 | 05 | 45.7083 | 53.06
|  |  |  | 2001-11-06 | 1106 | 11 | 06 | 30.8333 | 49.49
|  |  |  | 2001-11-07 | 1107 | 11 | 07 | 35 | 45.14
|  |  |  | 2001-11-08 | 1108 | 11 | 08 | 47 | 39.26
|  |  |  | 2001-11-09 | 1109 | 11 | 09 | 42.1667 | 32.2025
|  |  |  | 2001-11-10 | 1110 | 11 | 10 | 29.0417 | 30.485
|  |  |  | 2001-11-11 | 1111 | 11 | 11 | 28.6667 | 36.74
|  |  |  | 2001-11-12 | 1112 | 11 | 12 | 34.9583 | 45.38
|  |  |  | 2001-11-13 | 1113 | 11 | 13 | 47.7083 | 57.47
|  |  |  | 2001-11-14 | 1114 | 11 | 14 | 44.7083 | 51.29
|  |  |  | 2001-11-15 | 1115 | 11 | 15 | 38.75 | 41.825
|  |  |  | 2001-11-16 | 1116 | 11 | 16 | 47.4167 | 42.125
|  |  |  | 2001-11-17 | 1117 | 11 | 17 | 61.7083 | 44.3825
|  |  |  | 2001-11-18 | 1118 | 11 | 18 | 50.7083 | 34.025
|  |  |  | 2001-11-19 | 1119 | 11 | 19 | 43.8333 | 30.71
|  |  |  | 2001-11-20 | 1120 | 11 | 20 | 34.1667 | 30.29
|  |  |  | 2001-11-21 | 1121 | 11 | 21 | 13.6667 | 33.125
|  |  |  | 2001-11-22 | 1122 | 11 | 22 | 23.2917 | 34.8125
|  |  |  | 2001-11-23 | 1123 | 11 | 23 | 38.1667 | 44.075
|  |  |  | 2001-11-24 | 1124 | 11 | 24 | 48.2083 | 43.49
|  |  |  | 2001-11-25 | 1125 | 11 | 25 | 46.375 | 39.32
|  |  |  | 2001-11-26 | 1126 | 11 | 26 | 35.0417 | 39.275
|  |  |  | 2001-11-27 | 1127 | 11 | 27 | 33 | 35.8625
|  |  |  | 2001-11-28 | 1128 | 11 | 28 | 38.25 | 25.8425
|  |  |  | 2001-11-29 | 1129 | 11 | 29 | 39.75 | 28.25
|  |  |  | 2001-11-30 | 1130 | 11 | 30 | 42.75 | 30.9575
|  |  |  | 2001-12-01 | 1201 | 12 | 01 | 44.4583 | 43.8725
|  |  |  | 2001-12-02 | 1202 | 12 | 02 | 41.9167 | 41.9
|  |  |  | 2001-12-03 | 1203 | 12 | 03 | 35.8333 | 35.81
|  |  |  | 2001-12-04 | 1204 | 12 | 04 | 30.5417 | 30.515
|  |  |  | 2001-12-05 | 1205 | 12 | 05 | 25.5833 | 25.625
|  |  |  | 2001-12-06 | 1206 | 12 | 06 | 27.4167 | 27.425
|  |  |  | 2001-12-07 | 1207 | 12 | 07 | 21.5 | 21.47
|  |  |  | 2001-12-08 | 1208 | 12 | 08 | 21.0417 | 21.0275
|  |  |  | 2001-12-09 | 1209 | 12 | 09 | 26.9167 | 26.9075
|  |  |  | 2001-12-10 | 1210 | 12 | 10 | 12.2917 | 12.2675
|  |  |  | 2001-12-11 | 1211 | 12 | 11 | 3.9167 | 3.905
|  |  |  | 2001-12-12 | 1212 | 12 | 12 | 10.0417 | 10.07
|  |  |  | 2001-12-13 | 1213 | 12 | 13 | 25.1667 | 25.1525
|  |  |  | 2001-12-14 | 1214 | 12 | 14 | 36.75 | 36.77
|  |  |  | 2001-12-15 | 1215 | 12 | 15 | 34.375 | 34.4075
|  |  |  | 2001-12-16 | 1216 | 12 | 16 | 35.5833 | 35.6075
|  |  |  | 2001-12-17 | 1217 | 12 | 17 | 30.625 | 30.605
|  |  |  | 2001-12-18 | 1218 | 12 | 18 | 28 | 27.995
|  |  |  | 2001-12-19 | 1219 | 12 | 19 | 32.6667 | 32.675
|  |  |  | 2001-12-20 | 1220 | 12 | 20 | 33.6667 | 33.6875
|  |  |  | 2001-12-21 | 1221 | 12 | 21 | 33.5417 | 33.5525
|  |  |  | 2001-12-22 | 1222 | 12 | 22 | 30.625 | 30.62
|  |  |  | 2001-12-23 | 1223 | 12 | 23 | 34.5 | 34.49
|  |  |  | 2001-12-24 | 1224 | 12 | 24 | 37.1667 | 37.16
|  |  |  | 2001-12-25 | 1225 | 12 | 25 | 33.1667 | 33.155
|  |  |  | 2001-12-26 | 1226 | 12 | 26 | 16.3333 | 16.3775
|  |  |  | 2001-12-27 | 1227 | 12 | 27 | 16.9167 | 16.9025
|  |  |  | 2001-12-28 | 1228 | 12 | 28 | 16.7083 | 16.7375
|  |  |  | 2001-12-29 | 1229 | 12 | 29 | 23.4583 | 23.48
|  |  |  | 2001-12-30 | 1230 | 12 | 30 | 31.9583 | 31.9625
|  |  |  | 2001-12-31 | 1231 | 12 | 31 | 27.5 | 27.4925

## Hartford, CT (hidden)
Typical Year Data | [7 empty] | Daily Temp TMY3 | Daily Temp TMY2 | HDD | CDD
Month | Average | HDD | CDD | 2001-01-01 | 0101 | 01 | 01 | 28.2083 | 25.16 | 39.84 | 0
1 | 28.9 | 1298.865 | 0 | 2001-01-02 | 0102 | 01 | 02 | 31.625 | 18.335 | 46.665 | 0
2 | 33.4 | 1016.085 | 0 | 2001-01-03 | 0103 | 01 | 03 | 26.9583 | 23.84 | 41.16 | 0
3 | 41.3 | 919.1025 | 0 | 2001-01-04 | 0104 | 01 | 04 | 20.875 | 27.935 | 37.065 | 0
4 | 49.7 | 392.3625 | 0 | 2001-01-05 | 0105 | 01 | 05 | 24.9583 | 30.4625 | 34.5375 | 0
5 | 62.3 | 168.2025 | 4.8975 | 2001-01-06 | 0106 | 01 | 06 | 18.625 | 34.0025 | 30.9975 | 0
6 | 71.3 | 45.7725 | 50.65 | 2001-01-07 | 0107 | 01 | 07 | 30.7917 | 28.0775 | 36.9225 | 0
7 | 76.5 | 0.0675 | 150.045 | 2001-01-08 | 0108 | 01 | 08 | 30.9167 | 33.77 | 31.23 | 0
8 | 73.3 | 11.01 | 105.14 | 2001-01-09 | 0109 | 01 | 09 | 23.1667 | 40.7825 | 24.2175 | 0
9 | 68.4 | 130.7175 | 24.165 | 2001-01-10 | 0110 | 01 | 10 | 22.375 | 29.5325 | 35.4675 | 0
10 | 56.3 | 396.9075 | 0 | 2001-01-11 | 0111 | 01 | 11 | 41.0417 | 24.5525 | 40.4475 | 0
11 | 46 | 691.32 | 0 | 2001-01-12 | 0112 | 01 | 12 | 33 | 27.9575 | 37.0425 | 0
12 | 36.8 | 1117.6425 | 0 | 2001-01-13 | 0113 | 01 | 13 | 23.375 | 30.635 | 34.365 | 0
|  |  |  | 2001-01-14 | 0114 | 01 | 14 | 33.2083 | 20.27 | 44.73 | 0
| Slope | -7.2389 | 361.4541 | 2001-01-15 | 0115 | 01 | 15 | 41.4583 | 2.765 | 62.235 | 0
| Intercept | 28557.9046 | 152079.1597 | 2001-01-16 | 0116 | 01 | 16 | 34.5833 | 6.065 | 58.935 | 0
|  |  |  | 2001-01-17 | 0117 | 01 | 17 | 31.5833 | 8 | 57 | 0
|  |  |  | 2001-01-18 | 0118 | 01 | 18 | 35.4167 | 9.1325 | 55.8675 | 0
|  |  |  | 2001-01-19 | 0119 | 01 | 19 | 37.9583 | 15.2 | 49.8 | 0
|  |  |  | 2001-01-20 | 0120 | 01 | 20 | 33.2917 | 26.525 | 38.475 | 0
|  |  |  | 2001-01-21 | 0121 | 01 | 21 | 27 | 24.125 | 40.875 | 0
|  |  |  | 2001-01-22 | 0122 | 01 | 22 | 28.9583 | 35.39 | 29.61 | 0
|  |  |  | 2001-01-23 | 0123 | 01 | 23 | 31.4167 | 20.6225 | 44.3775 | 0
|  |  |  | 2001-01-24 | 0124 | 01 | 24 | 19.7917 | 21.3275 | 43.6725 | 0
|  |  |  | 2001-01-25 | 0125 | 01 | 25 | 21.5833 | 31.1075 | 33.8925 | 0
|  |  |  | 2001-01-26 | 0126 | 01 | 26 | 25.3333 | 28.205 | 36.795 | 0
|  |  |  | 2001-01-27 | 0127 | 01 | 27 | 28.75 | 34.9175 | 30.0825 | 0
|  |  |  | 2001-01-28 | 0128 | 01 | 28 | 26.9167 | 24.575 | 40.425 | 0
|  |  |  | 2001-01-29 | 0129 | 01 | 29 | 25 | 13.295 | 51.705 | 0
|  |  |  | 2001-01-30 | 0130 | 01 | 30 | 16.7917 | 8.3525 | 56.6475 | 0
|  |  |  | 2001-01-31 | 0131 | 01 | 31 | 14.5833 | 11.2175 | 53.7825 | 0
|  |  |  | 2001-02-01 | 0201 | 02 | 01 | 35.0417 | 19.6775 | 45.3225 | 0
|  |  |  | 2001-02-02 | 0202 | 02 | 02 | 31.2083 | 18.32 | 46.68 | 0
|  |  |  | 2001-02-03 | 0203 | 02 | 03 | 23.8333 | 25.3025 | 39.6975 | 0
|  |  |  | 2001-02-04 | 0204 | 02 | 04 | 19.9167 | 30.215 | 34.785 | 0
|  |  |  | 2001-02-05 | 0205 | 02 | 05 | 27.625 | 26.1425 | 38.8575 | 0
|  |  |  | 2001-02-06 | 0206 | 02 | 06 | 36.7917 | 15.7175 | 49.2825 | 0
|  |  |  | 2001-02-07 | 0207 | 02 | 07 | 34.625 | 18.7775 | 46.2225 | 0
|  |  |  | 2001-02-08 | 0208 | 02 | 08 | 30.25 | 23.135 | 41.865 | 0
|  |  |  | 2001-02-09 | 0209 | 02 | 09 | 35.375 | 24.1325 | 40.8675 | 0
|  |  |  | 2001-02-10 | 0210 | 02 | 10 | 36.625 | 33.125 | 31.875 | 0
|  |  |  | 2001-02-11 | 0211 | 02 | 11 | 18.2917 | 35.27 | 29.73 | 0
|  |  |  | 2001-02-12 | 0212 | 02 | 12 | 16.4583 | 40.1375 | 24.8625 | 0
|  |  |  | 2001-02-13 | 0213 | 02 | 13 | 31.4583 | 36.71 | 28.29 | 0
|  |  |  | 2001-02-14 | 0214 | 02 | 14 | 30.9167 | 37.8275 | 27.1725 | 0
|  |  |  | 2001-02-15 | 0215 | 02 | 15 | 36.4583 | 31.1675 | 33.8325 | 0
|  |  |  | 2001-02-16 | 0216 | 02 | 16 | 27.75 | 18.1025 | 46.8975 | 0
|  |  |  | 2001-02-17 | 0217 | 02 | 17 | 27.8333 | 15.41 | 49.59 | 0
|  |  |  | 2001-02-18 | 0218 | 02 | 18 | 21 | 21.0575 | 43.9425 | 0
|  |  |  | 2001-02-19 | 0219 | 02 | 19 | 27.4583 | 29.4575 | 35.5425 | 0
|  |  |  | 2001-02-20 | 0220 | 02 | 20 | 40.8333 | 29.12 | 35.88 | 0
|  |  |  | 2001-02-21 | 0221 | 02 | 21 | 29.1667 | 27.095 | 37.905 | 0
|  |  |  | 2001-02-22 | 0222 | 02 | 22 | 16.5417 | 23.1275 | 41.8725 | 0
|  |  |  | 2001-02-23 | 0223 | 02 | 23 | 25.4167 | 34.4375 | 30.5625 | 0
|  |  |  | 2001-02-24 | 0224 | 02 | 24 | 26.5417 | 35.12 | 29.88 | 0
|  |  |  | 2001-02-25 | 0225 | 02 | 25 | 31.1667 | 42.455 | 22.545 | 0
|  |  |  | 2001-02-26 | 0226 | 02 | 26 | 35.7083 | 39.7175 | 25.2825 | 0
|  |  |  | 2001-02-27 | 0227 | 02 | 27 | 33.3333 | 37.9475 | 27.0525 | 0
|  |  |  | 2001-02-28 | 0228 | 02 | 28 | 25.5833 | 35.21 | 29.79 | 0
|  |  |  | 2001-03-01 | 0301 | 03 | 01 | 43.4167 | 15.47 | 49.53 | 0
|  |  |  | 2001-03-02 | 0302 | 03 | 02 | 30.5833 | 15.515 | 49.485 | 0
|  |  |  | 2001-03-03 | 0303 | 03 | 03 | 26.25 | 21.7175 | 43.2825 | 0
|  |  |  | 2001-03-04 | 0304 | 03 | 04 | 34.7917 | 30.785 | 34.215 | 0
|  |  |  | 2001-03-05 | 0305 | 03 | 05 | 50.9167 | 34.385 | 30.615 | 0
|  |  |  | 2001-03-06 | 0306 | 03 | 06 | 40.625 | 32.2625 | 32.7375 | 0
|  |  |  | 2001-03-07 | 0307 | 03 | 07 | 35.5833 | 38.2925 | 26.7075 | 0
|  |  |  | 2001-03-08 | 0308 | 03 | 08 | 30.1667 | 36.4175 | 28.5825 | 0
|  |  |  | 2001-03-09 | 0309 | 03 | 09 | 24.5417 | 36.3125 | 28.6875 | 0
|  |  |  | 2001-03-10 | 0310 | 03 | 10 | 31.5 | 36.3125 | 28.6875 | 0
|  |  |  | 2001-03-11 | 0311 | 03 | 11 | 35.7917 | 31.625 | 33.375 | 0
|  |  |  | 2001-03-12 | 0312 | 03 | 12 | 29.0833 | 22.9775 | 42.0225 | 0
|  |  |  | 2001-03-13 | 0313 | 03 | 13 | 40.375 | 24.605 | 40.395 | 0
|  |  |  | 2001-03-14 | 0314 | 03 | 14 | 38.6667 | 31.205 | 33.795 | 0
|  |  |  | 2001-03-15 | 0315 | 03 | 15 | 40.1667 | 29.0525 | 35.9475 | 0
|  |  |  | 2001-03-16 | 0316 | 03 | 16 | 30.1667 | 29.5475 | 35.4525 | 0
|  |  |  | 2001-03-17 | 0317 | 03 | 17 | 25.125 | 42.7025 | 22.2975 | 0
|  |  |  | 2001-03-18 | 0318 | 03 | 18 | 24.875 | 42.7325 | 22.2675 | 0
|  |  |  | 2001-03-19 | 0319 | 03 | 19 | 45.4583 | 39.17 | 25.83 | 0
|  |  |  | 2001-03-20 | 0320 | 03 | 20 | 56.2917 | 45.155 | 19.845 | 0
|  |  |  | 2001-03-21 | 0321 | 03 | 21 | 53.5833 | 46.9775 | 18.0225 | 0
|  |  |  | 2001-03-22 | 0322 | 03 | 22 | 33.4583 | 37.61 | 27.39 | 0
|  |  |  | 2001-03-23 | 0323 | 03 | 23 | 37.125 | 43.8575 | 21.1425 | 0
|  |  |  | 2001-03-24 | 0324 | 03 | 24 | 47.8333 | 42.845 | 22.155 | 0
|  |  |  | 2001-03-25 | 0325 | 03 | 25 | 50.3333 | 37.13 | 27.87 | 0
|  |  |  | 2001-03-26 | 0326 | 03 | 26 | 52.8333 | 40.835 | 24.165 | 0
|  |  |  | 2001-03-27 | 0327 | 03 | 27 | 55 | 42.2975 | 22.7025 | 0
|  |  |  | 2001-03-28 | 0328 | 03 | 28 | 47.5833 | 43.6775 | 21.3225 | 0
|  |  |  | 2001-03-29 | 0329 | 03 | 29 | 49.5 | 43.0925 | 21.9075 | 0
|  |  |  | 2001-03-30 | 0330 | 03 | 30 | 48.7083 | 42.8975 | 22.1025 | 0
|  |  |  | 2001-03-31 | 0331 | 03 | 31 | 47 | 38.435 | 26.565 | 0
|  |  |  | 2001-04-01 | 0401 | 04 | 01 | 36.3333 | 51.0425 | 13.9575 | 0
|  |  |  | 2001-04-02 | 0402 | 04 | 02 | 37.125 | 50.3375 | 14.6625 | 0
|  |  |  | 2001-04-03 | 0403 | 04 | 03 | 35.7083 | 57.9725 | 7.0275 | 0
|  |  |  | 2001-04-04 | 0404 | 04 | 04 | 46.6667 | 58.43 | 6.57 | 0
|  |  |  | 2001-04-05 | 0405 | 04 | 05 | 56.6667 | 56.585 | 8.415 | 0
|  |  |  | 2001-04-06 | 0406 | 04 | 06 | 58.625 | 42.7325 | 22.2675 | 0
|  |  |  | 2001-04-07 | 0407 | 04 | 07 | 49.875 | 49.61 | 15.39 | 0
|  |  |  | 2001-04-08 | 0408 | 04 | 08 | 39.8333 | 54.2225 | 10.7775 | 0
|  |  |  | 2001-04-09 | 0409 | 04 | 09 | 34.5 | 56.885 | 8.115 | 0
|  |  |  | 2001-04-10 | 0410 | 04 | 10 | 35.5417 | 56.5325 | 8.4675 | 0
|  |  |  | 2001-04-11 | 0411 | 04 | 11 | 45.7917 | 61.1 | 3.9 | 0
|  |  |  | 2001-04-12 | 0412 | 04 | 12 | 46.5833 | 55.0625 | 9.9375 | 0
|  |  |  | 2001-04-13 | 0413 | 04 | 13 | 45.5833 | 47.615 | 17.385 | 0
|  |  |  | 2001-04-14 | 0414 | 04 | 14 | 43.75 | 46.1 | 18.9 | 0
|  |  |  | 2001-04-15 | 0415 | 04 | 15 | 54.3333 | 40.6475 | 24.3525 | 0
|  |  |  | 2001-04-16 | 0416 | 04 | 16 | 60.8333 | 46.5275 | 18.4725 | 0
|  |  |  | 2001-04-17 | 0417 | 04 | 17 | 43.7917 | 53.4725 | 11.5275 | 0
|  |  |  | 2001-04-18 | 0418 | 04 | 18 | 45.6667 | 60.995 | 4.005 | 0
|  |  |  | 2001-04-19 | 0419 | 04 | 19 | 57.5417 | 53.1875 | 11.8125 | 0
|  |  |  | 2001-04-20 | 0420 | 04 | 20 | 53.8333 | 46.325 | 18.675 | 0
|  |  |  | 2001-04-21 | 0421 | 04 | 21 | 60.875 | 38.72 | 26.28 | 0
|  |  |  | 2001-04-22 | 0422 | 04 | 22 | 59.2917 | 45.44 | 19.56 | 0
|  |  |  | 2001-04-23 | 0423 | 04 | 23 | 56.2917 | 40.655 | 24.345 | 0
|  |  |  | 2001-04-24 | 0424 | 04 | 24 | 46.4167 | 51.2075 | 13.7925 | 0
|  |  |  | 2001-04-25 | 0425 | 04 | 25 | 56.5833 | 47.795 | 17.205 | 0
|  |  |  | 2001-04-26 | 0426 | 04 | 26 | 64.375 | 53.075 | 11.925 | 0
|  |  |  | 2001-04-27 | 0427 | 04 | 27 | 55.25 | 58.3175 | 6.6825 | 0
|  |  |  | 2001-04-28 | 0428 | 04 | 28 | 50.875 | 58.7525 | 6.2475 | 0
|  |  |  | 2001-04-29 | 0429 | 04 | 29 | 56.4167 | 61.43 | 3.57 | 0
|  |  |  | 2001-04-30 | 0430 | 04 | 30 | 66.2917 | 56.8625 | 8.1375 | 0
|  |  |  | 2001-05-01 | 0501 | 05 | 01 | 64.5833 | 64.0625 | 0.9375 | 0
|  |  |  | 2001-05-02 | 0502 | 05 | 02 | 50.5 | 50.51 | 14.49 | 0
|  |  |  | 2001-05-03 | 0503 | 05 | 03 | 43.6667 | 43.6775 | 21.3225 | 0
|  |  |  | 2001-05-04 | 0504 | 05 | 04 | 52.7917 | 52.7825 | 12.2175 | 0
|  |  |  | 2001-05-05 | 0505 | 05 | 05 | 59.5417 | 59.54 | 5.46 | 0
|  |  |  | 2001-05-06 | 0506 | 05 | 06 | 51.2083 | 51.2 | 13.8 | 0
|  |  |  | 2001-05-07 | 0507 | 05 | 07 | 56.3333 | 56.33 | 8.67 | 0
|  |  |  | 2001-05-08 | 0508 | 05 | 08 | 50.875 | 50.8775 | 14.1225 | 0
|  |  |  | 2001-05-09 | 0509 | 05 | 09 | 50.7083 | 50.7125 | 14.2875 | 0
|  |  |  | 2001-05-10 | 0510 | 05 | 10 | 68.5833 | 68.57 | 0 | 0
|  |  |  | 2001-05-11 | 0511 | 05 | 11 | 73.2917 | 73.2875 | 0 | 3.2875
|  |  |  | 2001-05-12 | 0512 | 05 | 12 | 65.7083 | 65.7125 | 0 | 0
|  |  |  | 2001-05-13 | 0513 | 05 | 13 | 71.2917 | 71.2925 | 0 | 1.2925
|  |  |  | 2001-05-14 | 0514 | 05 | 14 | 64.4167 | 64.415 | 0.585 | 0
|  |  |  | 2001-05-15 | 0515 | 05 | 15 | 54.7917 | 54.8 | 10.2 | 0
|  |  |  | 2001-05-16 | 0516 | 05 | 16 | 60.75 | 60.77 | 4.23 | 0
|  |  |  | 2001-05-17 | 0517 | 05 | 17 | 62.1667 | 62.1725 | 2.8275 | 0
|  |  |  | 2001-05-18 | 0518 | 05 | 18 | 56.2917 | 56.285 | 8.715 | 0
|  |  |  | 2001-05-19 | 0519 | 05 | 19 | 51.8333 | 51.8225 | 13.1775 | 0
|  |  |  | 2001-05-20 | 0520 | 05 | 20 | 66.125 | 66.1175 | 0 | 0
|  |  |  | 2001-05-21 | 0521 | 05 | 21 | 66.25 | 66.275 | 0 | 0
|  |  |  | 2001-05-22 | 0522 | 05 | 22 | 63.5417 | 63.5225 | 1.4775 | 0
|  |  |  | 2001-05-23 | 0523 | 05 | 23 | 60.875 | 60.8675 | 4.1325 | 0
|  |  |  | 2001-05-24 | 0524 | 05 | 24 | 64.1667 | 64.1675 | 0.8325 | 0
|  |  |  | 2001-05-25 | 0525 | 05 | 25 | 64.7917 | 64.805 | 0.195 | 0
|  |  |  | 2001-05-26 | 0526 | 05 | 26 | 65.2083 | 65.2025 | 0 | 0
|  |  |  | 2001-05-27 | 0527 | 05 | 27 | 70.3333 | 70.3175 | 0 | 0.3175
|  |  |  | 2001-05-28 | 0528 | 05 | 28 | 60.1667 | 60.1475 | 4.8525 | 0
|  |  |  | 2001-05-29 | 0529 | 05 | 29 | 59.875 | 59.8625 | 5.1375 | 0
|  |  |  | 2001-05-30 | 0530 | 05 | 30 | 59.5833 | 59.5775 | 5.4225 | 0
|  |  |  | 2001-05-31 | 0531 | 05 | 31 | 64.25 | 63.89 | 1.11 | 0
|  |  |  | 2001-06-01 | 0601 | 06 | 01 | 71.5 | 68.2325 | 0 | 0
|  |  |  | 2001-06-02 | 0602 | 06 | 02 | 64.9583 | 64.7825 | 0.2175 | 0
|  |  |  | 2001-06-03 | 0603 | 06 | 03 | 59.7083 | 67.505 | 0 | 0
|  |  |  | 2001-06-04 | 0604 | 06 | 04 | 60.25 | 71.495 | 0 | 1.495
|  |  |  | 2001-06-05 | 0605 | 06 | 05 | 68.25 | 71.2775 | 0 | 1.2775
|  |  |  | 2001-06-06 | 0606 | 06 | 06 | 62.9583 | 72.4325 | 0 | 2.4325
|  |  |  | 2001-06-07 | 0607 | 06 | 07 | 56.7083 | 64.115 | 0.885 | 0
|  |  |  | 2001-06-08 | 0608 | 06 | 08 | 58.7917 | 64.535 | 0.465 | 0
|  |  |  | 2001-06-09 | 0609 | 06 | 09 | 67.625 | 72.965 | 0 | 2.965
|  |  |  | 2001-06-10 | 0610 | 06 | 10 | 68.0833 | 58.0025 | 6.9975 | 0
|  |  |  | 2001-06-11 | 0611 | 06 | 11 | 75.125 | 54.92 | 10.08 | 0
|  |  |  | 2001-06-12 | 0612 | 06 | 12 | 60.2917 | 56.375 | 8.625 | 0
|  |  |  | 2001-06-13 | 0613 | 06 | 13 | 58.75 | 64.715 | 0.285 | 0
|  |  |  | 2001-06-14 | 0614 | 06 | 14 | 57.875 | 68.015 | 0 | 0
|  |  |  | 2001-06-15 | 0615 | 06 | 15 | 54.4167 | 56.9225 | 8.0775 | 0
|  |  |  | 2001-06-16 | 0616 | 06 | 16 | 55.875 | 63.4175 | 1.5825 | 0
|  |  |  | 2001-06-17 | 0617 | 06 | 17 | 64.7917 | 66.215 | 0 | 0
|  |  |  | 2001-06-18 | 0618 | 06 | 18 | 66.2917 | 69.7475 | 0 | 0
|  |  |  | 2001-06-19 | 0619 | 06 | 19 | 68.4167 | 70.985 | 0 | 0.985
|  |  |  | 2001-06-20 | 0620 | 06 | 20 | 69.375 | 68.675 | 0 | 0
|  |  |  | 2001-06-21 | 0621 | 06 | 21 | 71.875 | 58.25 | 6.75 | 0
|  |  |  | 2001-06-22 | 0622 | 06 | 22 | 71.8333 | 63.1925 | 1.8075 | 0
|  |  |  | 2001-06-23 | 0623 | 06 | 23 | 76 | 70.4975 | 0 | 0.4975
|  |  |  | 2001-06-24 | 0624 | 06 | 24 | 75.875 | 73.13 | 0 | 3.13
|  |  |  | 2001-06-25 | 0625 | 06 | 25 | 70.4583 | 76.13 | 0 | 6.13
|  |  |  | 2001-06-26 | 0626 | 06 | 26 | 76.4167 | 77.9 | 0 | 7.9
|  |  |  | 2001-06-27 | 0627 | 06 | 27 | 80.0417 | 78.905 | 0 | 8.905
|  |  |  | 2001-06-28 | 0628 | 06 | 28 | 75.5833 | 78.8525 | 0 | 8.8525
|  |  |  | 2001-06-29 | 0629 | 06 | 29 | 75.0833 | 70.4225 | 0 | 0.4225
|  |  |  | 2001-06-30 | 0630 | 06 | 30 | 75.5417 | 75.6575 | 0 | 5.6575
|  |  |  | 2001-07-01 | 0701 | 07 | 01 | 73.125 | 73.3925 | 0 | 3.3925
|  |  |  | 2001-07-02 | 0702 | 07 | 02 | 65.6667 | 65.66 | 0 | 0
|  |  |  | 2001-07-03 | 0703 | 07 | 03 | 64.9167 | 64.9325 | 0.0675 | 0
|  |  |  | 2001-07-04 | 0704 | 07 | 04 | 76.375 | 76.3925 | 0 | 6.3925
|  |  |  | 2001-07-05 | 0705 | 07 | 05 | 73.5833 | 73.58 | 0 | 3.58
|  |  |  | 2001-07-06 | 0706 | 07 | 06 | 70.3333 | 70.325 | 0 | 0.325
|  |  |  | 2001-07-07 | 0707 | 07 | 07 | 65.0833 | 65.0675 | 0 | 0
|  |  |  | 2001-07-08 | 0708 | 07 | 08 | 70.1667 | 70.16 | 0 | 0.16
|  |  |  | 2001-07-09 | 0709 | 07 | 09 | 80 | 80.0075 | 0 | 10.0075
|  |  |  | 2001-07-10 | 0710 | 07 | 10 | 80.2917 | 80.285 | 0 | 10.285
|  |  |  | 2001-07-11 | 0711 | 07 | 11 | 79.9583 | 79.97 | 0 | 9.97
|  |  |  | 2001-07-12 | 0712 | 07 | 12 | 78.7917 | 78.7775 | 0 | 8.7775
|  |  |  | 2001-07-13 | 0713 | 07 | 13 | 78.9167 | 78.9125 | 0 | 8.9125
|  |  |  | 2001-07-14 | 0714 | 07 | 14 | 76.3333 | 76.34 | 0 | 6.34
|  |  |  | 2001-07-15 | 0715 | 07 | 15 | 68.625 | 68.615 | 0 | 0
|  |  |  | 2001-07-16 | 0716 | 07 | 16 | 65.375 | 65.3675 | 0 | 0
|  |  |  | 2001-07-17 | 0717 | 07 | 17 | 68.8333 | 68.8475 | 0 | 0
|  |  |  | 2001-07-18 | 0718 | 07 | 18 | 76.5417 | 76.5275 | 0 | 6.5275
|  |  |  | 2001-07-19 | 0719 | 07 | 19 | 77.9167 | 77.915 | 0 | 7.915
|  |  |  | 2001-07-20 | 0720 | 07 | 20 | 73.875 | 73.8875 | 0 | 3.8875
|  |  |  | 2001-07-21 | 0721 | 07 | 21 | 79.8333 | 79.8425 | 0 | 9.8425
|  |  |  | 2001-07-22 | 0722 | 07 | 22 | 78.2083 | 78.215 | 0 | 8.215
|  |  |  | 2001-07-23 | 0723 | 07 | 23 | 79.4167 | 79.3925 | 0 | 9.3925
|  |  |  | 2001-07-24 | 0724 | 07 | 24 | 84.0833 | 84.0875 | 0 | 14.0875
|  |  |  | 2001-07-25 | 0725 | 07 | 25 | 81.5417 | 81.53 | 0 | 11.53
|  |  |  | 2001-07-26 | 0726 | 07 | 26 | 76.5417 | 76.5425 | 0 | 6.5425
|  |  |  | 2001-07-27 | 0727 | 07 | 27 | 72.125 | 72.1325 | 0 | 2.1325
|  |  |  | 2001-07-28 | 0728 | 07 | 28 | 70.4583 | 70.475 | 0 | 0.475
|  |  |  | 2001-07-29 | 0729 | 07 | 29 | 67.75 | 67.7525 | 0 | 0
|  |  |  | 2001-07-30 | 0730 | 07 | 30 | 71 | 71.0075 | 0 | 1.0075
|  |  |  | 2001-07-31 | 0731 | 07 | 31 | 70.3333 | 70.3475 | 0 | 0.3475
|  |  |  | 2001-08-01 | 0801 | 08 | 01 | 71.0417 | 82.9025 | 0 | 12.9025
|  |  |  | 2001-08-02 | 0802 | 08 | 02 | 72.5833 | 86.06 | 0 | 16.06
|  |  |  | 2001-08-03 | 0803 | 08 | 03 | 76.9167 | 83.27 | 0 | 13.27
|  |  |  | 2001-08-04 | 0804 | 08 | 04 | 81.6667 | 73.1975 | 0 | 3.1975
|  |  |  | 2001-08-05 | 0805 | 08 | 05 | 82.2083 | 79.9925 | 0 | 9.9925
|  |  |  | 2001-08-06 | 0806 | 08 | 06 | 80.5833 | 69.965 | 0 | 0
|  |  |  | 2001-08-07 | 0807 | 08 | 07 | 70.8333 | 61.3475 | 3.6525 | 0
|  |  |  | 2001-08-08 | 0808 | 08 | 08 | 63.1667 | 64.625 | 0.375 | 0
|  |  |  | 2001-08-09 | 0809 | 08 | 09 | 63.4167 | 71.9525 | 0 | 1.9525
|  |  |  | 2001-08-10 | 0810 | 08 | 10 | 66.9583 | 74.6225 | 0 | 4.6225
|  |  |  | 2001-08-11 | 0811 | 08 | 11 | 59.375 | 75.635 | 0 | 5.635
|  |  |  | 2001-08-12 | 0812 | 08 | 12 | 63.4583 | 75.71 | 0 | 5.71
|  |  |  | 2001-08-13 | 0813 | 08 | 13 | 73.125 | 76.8575 | 0 | 6.8575
|  |  |  | 2001-08-14 | 0814 | 08 | 14 | 75.9167 | 77.975 | 0 | 7.975
|  |  |  | 2001-08-15 | 0815 | 08 | 15 | 76.5417 | 73.175 | 0 | 3.175
|  |  |  | 2001-08-16 | 0816 | 08 | 16 | 76.125 | 67.805 | 0 | 0
|  |  |  | 2001-08-17 | 0817 | 08 | 17 | 72.2083 | 69.0725 | 0 | 0
|  |  |  | 2001-08-18 | 0818 | 08 | 18 | 69.125 | 73.8725 | 0 | 3.8725
|  |  |  | 2001-08-19 | 0819 | 08 | 19 | 69.1667 | 66.6125 | 0 | 0
|  |  |  | 2001-08-20 | 0820 | 08 | 20 | 74.125 | 65.9675 | 0 | 0
|  |  |  | 2001-08-21 | 0821 | 08 | 21 | 75.3333 | 68.195 | 0 | 0
|  |  |  | 2001-08-22 | 0822 | 08 | 22 | 74.6667 | 74.0375 | 0 | 4.0375
|  |  |  | 2001-08-23 | 0823 | 08 | 23 | 75.125 | 65.6 | 0 | 0
|  |  |  | 2001-08-24 | 0824 | 08 | 24 | 68.0417 | 62.735 | 2.265 | 0
|  |  |  | 2001-08-25 | 0825 | 08 | 25 | 60.375 | 70.4 | 0 | 0.4
|  |  |  | 2001-08-26 | 0826 | 08 | 26 | 61.4583 | 71.2925 | 0 | 1.2925
|  |  |  | 2001-08-27 | 0827 | 08 | 27 | 62.5417 | 74.1875 | 0 | 4.1875
|  |  |  | 2001-08-28 | 0828 | 08 | 28 | 67.0417 | 68.6375 | 0 | 0
|  |  |  | 2001-08-29 | 0829 | 08 | 29 | 68.7083 | 68.1875 | 0 | 0
|  |  |  | 2001-08-30 | 0830 | 08 | 30 | 73.2917 | 63.83 | 1.17 | 0
|  |  |  | 2001-08-31 | 0831 | 08 | 31 | 68.3333 | 61.4525 | 3.5475 | 0
|  |  |  | 2001-09-01 | 0901 | 09 | 01 | 61.5 | 72.8675 | 0 | 2.8675
|  |  |  | 2001-09-02 | 0902 | 09 | 02 | 65.0833 | 61.1375 | 3.8625 | 0
|  |  |  | 2001-09-03 | 0903 | 09 | 03 | 67.25 | 59.465 | 5.535 | 0
|  |  |  | 2001-09-04 | 0904 | 09 | 04 | 76.7917 | 59.5475 | 5.4525 | 0
|  |  |  | 2001-09-05 | 0905 | 09 | 05 | 75.7083 | 60.0725 | 4.9275 | 0
|  |  |  | 2001-09-06 | 0906 | 09 | 06 | 75.2083 | 58.445 | 6.555 | 0
|  |  |  | 2001-09-07 | 0907 | 09 | 07 | 68.9583 | 58.175 | 6.825 | 0
|  |  |  | 2001-09-08 | 0908 | 09 | 08 | 74.7083 | 63.845 | 1.155 | 0
|  |  |  | 2001-09-09 | 0909 | 09 | 09 | 62.5 | 67.3775 | 0 | 0
|  |  |  | 2001-09-10 | 0910 | 09 | 10 | 61.0833 | 70.4675 | 0 | 0.4675
|  |  |  | 2001-09-11 | 0911 | 09 | 11 | 56.9167 | 70.7525 | 0 | 0.7525
|  |  |  | 2001-09-12 | 0912 | 09 | 12 | 49.875 | 77.5775 | 0 | 7.5775
|  |  |  | 2001-09-13 | 0913 | 09 | 13 | 50.875 | 79.9625 | 0 | 9.9625
|  |  |  | 2001-09-14 | 0914 | 09 | 14 | 54.25 | 64.43 | 0.57 | 0
|  |  |  | 2001-09-15 | 0915 | 09 | 15 | 55.9583 | 61.8725 | 3.1275 | 0
|  |  |  | 2001-09-16 | 0916 | 09 | 16 | 56.8333 | 61.2125 | 3.7875 | 0
|  |  |  | 2001-09-17 | 0917 | 09 | 17 | 58.5 | 63.5675 | 1.4325 | 0
|  |  |  | 2001-09-18 | 0918 | 09 | 18 | 62.6667 | 64.925 | 0.075 | 0
|  |  |  | 2001-09-19 | 0919 | 09 | 19 | 66.2083 | 67.1975 | 0 | 0
|  |  |  | 2001-09-20 | 0920 | 09 | 20 | 69.7083 | 72.5375 | 0 | 2.5375
|  |  |  | 2001-09-21 | 0921 | 09 | 21 | 70.9167 | 66.71 | 0 | 0
|  |  |  | 2001-09-22 | 0922 | 09 | 22 | 65.0417 | 60.08 | 4.92 | 0
|  |  |  | 2001-09-23 | 0923 | 09 | 23 | 61.9167 | 48.3425 | 16.6575 | 0
|  |  |  | 2001-09-24 | 0924 | 09 | 24 | 66 | 42.7925 | 22.2075 | 0
|  |  |  | 2001-09-25 | 0925 | 09 | 25 | 60.3333 | 47.675 | 17.325 | 0
|  |  |  | 2001-09-26 | 0926 | 09 | 26 | 56.75 | 55.07 | 9.93 | 0
|  |  |  | 2001-09-27 | 0927 | 09 | 27 | 66.75 | 59.9525 | 5.0475 | 0
|  |  |  | 2001-09-28 | 0928 | 09 | 28 | 59.2917 | 64.055 | 0.945 | 0
|  |  |  | 2001-09-29 | 0929 | 09 | 29 | 56.9583 | 68.075 | 0 | 0
|  |  |  | 2001-09-30 | 0930 | 09 | 30 | 59.3333 | 54.62 | 10.38 | 0
|  |  |  | 2001-10-01 | 1001 | 10 | 01 | 63.875 | 52.535 | 12.465 | 0
|  |  |  | 2001-10-02 | 1002 | 10 | 02 | 63.4167 | 56.81 | 8.19 | 0
|  |  |  | 2001-10-03 | 1003 | 10 | 03 | 51.7917 | 61.8125 | 3.1875 | 0
|  |  |  | 2001-10-04 | 1004 | 10 | 04 | 52.9167 | 68 | 0 | 0
|  |  |  | 2001-10-05 | 1005 | 10 | 05 | 59 | 69.1775 | 0 | 0
|  |  |  | 2001-10-06 | 1006 | 10 | 06 | 54.1667 | 56.1125 | 8.8875 | 0
|  |  |  | 2001-10-07 | 1007 | 10 | 07 | 46.75 | 43.865 | 21.135 | 0
|  |  |  | 2001-10-08 | 1008 | 10 | 08 | 45.0417 | 48.1475 | 16.8525 | 0
|  |  |  | 2001-10-09 | 1009 | 10 | 09 | 56.7917 | 61.3775 | 3.6225 | 0
|  |  |  | 2001-10-10 | 1010 | 10 | 10 | 50.4167 | 64.205 | 0.795 | 0
|  |  |  | 2001-10-11 | 1011 | 10 | 11 | 49.75 | 54.335 | 10.665 | 0
|  |  |  | 2001-10-12 | 1012 | 10 | 12 | 55.3333 | 50.825 | 14.175 | 0
|  |  |  | 2001-10-13 | 1013 | 10 | 13 | 49.875 | 48.785 | 16.215 | 0
|  |  |  | 2001-10-14 | 1014 | 10 | 14 | 44.7083 | 46.925 | 18.075 | 0
|  |  |  | 2001-10-15 | 1015 | 10 | 15 | 45.875 | 54.8075 | 10.1925 | 0
|  |  |  | 2001-10-16 | 1016 | 10 | 16 | 51.0417 | 59.3525 | 5.6475 | 0
|  |  |  | 2001-10-17 | 1017 | 10 | 17 | 47.9583 | 62.9675 | 2.0325 | 0
|  |  |  | 2001-10-18 | 1018 | 10 | 18 | 50.5417 | 62.5325 | 2.4675 | 0
|  |  |  | 2001-10-19 | 1019 | 10 | 19 | 51.1667 | 50.3 | 14.7 | 0
|  |  |  | 2001-10-20 | 1020 | 10 | 20 | 50.875 | 45.8675 | 19.1325 | 0
|  |  |  | 2001-10-21 | 1021 | 10 | 21 | 52.7083 | 47.5475 | 17.4525 | 0
|  |  |  | 2001-10-22 | 1022 | 10 | 22 | 54.2917 | 48.275 | 16.725 | 0
|  |  |  | 2001-10-23 | 1023 | 10 | 23 | 43.5417 | 44.675 | 20.325 | 0
|  |  |  | 2001-10-24 | 1024 | 10 | 24 | 43.7083 | 47.1125 | 17.8875 | 0
|  |  |  | 2001-10-25 | 1025 | 10 | 25 | 53.25 | 54.6725 | 10.3275 | 0
|  |  |  | 2001-10-26 | 1026 | 10 | 26 | 54.7917 | 48.035 | 16.965 | 0
|  |  |  | 2001-10-27 | 1027 | 10 | 27 | 63.2917 | 44.5625 | 20.4375 | 0
|  |  |  | 2001-10-28 | 1028 | 10 | 28 | 60.3333 | 48.29 | 16.71 | 0
|  |  |  | 2001-10-29 | 1029 | 10 | 29 | 49.75 | 39.83 | 25.17 | 0
|  |  |  | 2001-10-30 | 1030 | 10 | 30 | 44.75 | 38.54 | 26.46 | 0
|  |  |  | 2001-10-31 | 1031 | 10 | 31 | 44.6667 | 44.99 | 20.01 | 0
|  |  |  | 2001-11-01 | 1101 | 11 | 01 | 48.5 | 45.725 | 19.275 | 0
|  |  |  | 2001-11-02 | 1102 | 11 | 02 | 54.0833 | 40.64 | 24.36 | 0
|  |  |  | 2001-11-03 | 1103 | 11 | 03 | 50.125 | 55.0475 | 9.9525 | 0
|  |  |  | 2001-11-04 | 1104 | 11 | 04 | 49.5 | 62.3225 | 2.6775 | 0
|  |  |  | 2001-11-05 | 1105 | 11 | 05 | 49.5417 | 64.8725 | 0.1275 | 0
|  |  |  | 2001-11-06 | 1106 | 11 | 06 | 53.5417 | 56.45 | 8.55 | 0
|  |  |  | 2001-11-07 | 1107 | 11 | 07 | 40.0833 | 49.8125 | 15.1875 | 0
|  |  |  | 2001-11-08 | 1108 | 11 | 08 | 44.1667 | 40.22 | 24.78 | 0
|  |  |  | 2001-11-09 | 1109 | 11 | 09 | 43.125 | 35.5925 | 29.4075 | 0
|  |  |  | 2001-11-10 | 1110 | 11 | 10 | 37.1667 | 31.7375 | 33.2625 | 0
|  |  |  | 2001-11-11 | 1111 | 11 | 11 | 45.625 | 30.98 | 34.02 | 0
|  |  |  | 2001-11-12 | 1112 | 11 | 12 | 37.5 | 38.165 | 26.835 | 0
|  |  |  | 2001-11-13 | 1113 | 11 | 13 | 36.7917 | 54.0725 | 10.9275 | 0
|  |  |  | 2001-11-14 | 1114 | 11 | 14 | 46.875 | 55.1 | 9.9 | 0
|  |  |  | 2001-11-15 | 1115 | 11 | 15 | 49.5 | 44.4425 | 20.5575 | 0
|  |  |  | 2001-11-16 | 1116 | 11 | 16 | 52.5 | 39.7625 | 25.2375 | 0
|  |  |  | 2001-11-17 | 1117 | 11 | 17 | 51.625 | 50.93 | 14.07 | 0
|  |  |  | 2001-11-18 | 1118 | 11 | 18 | 48.875 | 36.425 | 28.575 | 0
|  |  |  | 2001-11-19 | 1119 | 11 | 19 | 48.2917 | 31.91 | 33.09 | 0
|  |  |  | 2001-11-20 | 1120 | 11 | 20 | 44.125 | 30.4625 | 34.5375 | 0
|  |  |  | 2001-11-21 | 1121 | 11 | 21 | 42 | 35.6675 | 29.3325 | 0
|  |  |  | 2001-11-22 | 1122 | 11 | 22 | 39.3333 | 37.16 | 27.84 | 0
|  |  |  | 2001-11-23 | 1123 | 11 | 23 | 34.9583 | 39.08 | 25.92 | 0
|  |  |  | 2001-11-24 | 1124 | 11 | 24 | 33.0417 | 42.2075 | 22.7925 | 0
|  |  |  | 2001-11-25 | 1125 | 11 | 25 | 31.2917 | 42.3275 | 22.6725 | 0
|  |  |  | 2001-11-26 | 1126 | 11 | 26 | 34.375 | 38.345 | 26.655 | 0
|  |  |  | 2001-11-27 | 1127 | 11 | 27 | 46.3333 | 34.805 | 30.195 | 0
|  |  |  | 2001-11-28 | 1128 | 11 | 28 | 42.75 | 28.5875 | 36.4125 | 0
|  |  |  | 2001-11-29 | 1129 | 11 | 29 | 36.875 | 30.86 | 34.14 | 0
|  |  |  | 2001-11-30 | 1130 | 11 | 30 | 33.375 | 34.97 | 30.03 | 0
|  |  |  | 2001-12-01 | 1201 | 12 | 01 | 39.7083 | 42.0725 | 22.9275 | 0
|  |  |  | 2001-12-02 | 1202 | 12 | 02 | 37.1667 | 30.4325 | 34.5675 | 0
|  |  |  | 2001-12-03 | 1203 | 12 | 03 | 31.2917 | 32.12 | 32.88 | 0
|  |  |  | 2001-12-04 | 1204 | 12 | 04 | 26.7083 | 25.5875 | 39.4125 | 0
|  |  |  | 2001-12-05 | 1205 | 12 | 05 | 26.5 | 30.53 | 34.47 | 0
|  |  |  | 2001-12-06 | 1206 | 12 | 06 | 29.7083 | 45.8825 | 19.1175 | 0
|  |  |  | 2001-12-07 | 1207 | 12 | 07 | 24.0833 | 28.0625 | 36.9375 | 0
|  |  |  | 2001-12-08 | 1208 | 12 | 08 | 23.0833 | 24.425 | 40.575 | 0
|  |  |  | 2001-12-09 | 1209 | 12 | 09 | 27.5417 | 34.0925 | 30.9075 | 0
|  |  |  | 2001-12-10 | 1210 | 12 | 10 | 27.75 | 43.1975 | 21.8025 | 0
|  |  |  | 2001-12-11 | 1211 | 12 | 11 | 29.625 | 38.3 | 26.7 | 0
|  |  |  | 2001-12-12 | 1212 | 12 | 12 | 29.6667 | 32.945 | 32.055 | 0
|  |  |  | 2001-12-13 | 1213 | 12 | 13 | 15.5 | 32.225 | 32.775 | 0
|  |  |  | 2001-12-14 | 1214 | 12 | 14 | 11.7917 | 41.39 | 23.61 | 0
|  |  |  | 2001-12-15 | 1215 | 12 | 15 | 15.0833 | 50.7425 | 14.2575 | 0
|  |  |  | 2001-12-16 | 1216 | 12 | 16 | 34.1667 | 36.8675 | 28.1325 | 0
|  |  |  | 2001-12-17 | 1217 | 12 | 17 | 30.0417 | 27.44 | 37.56 | 0
|  |  |  | 2001-12-18 | 1218 | 12 | 18 | 26.7917 | 26.15 | 38.85 | 0
|  |  |  | 2001-12-19 | 1219 | 12 | 19 | 26 | 15.185 | 49.815 | 0
|  |  |  | 2001-12-20 | 1220 | 12 | 20 | 23.7917 | 10.13 | 54.87 | 0
|  |  |  | 2001-12-21 | 1221 | 12 | 21 | 23 | 19.37 | 45.63 | 0
|  |  |  | 2001-12-22 | 1222 | 12 | 22 | 27.9167 | 26.78 | 38.22 | 0
|  |  |  | 2001-12-23 | 1223 | 12 | 23 | 37.1667 | 21.875 | 43.125 | 0
|  |  |  | 2001-12-24 | 1224 | 12 | 24 | 36.375 | 4.3025 | 60.6975 | 0
|  |  |  | 2001-12-25 | 1225 | 12 | 25 | 32.9167 | 7.2875 | 57.7125 | 0
|  |  |  | 2001-12-26 | 1226 | 12 | 26 | 38.9167 | 28.955 | 36.045 | 0
|  |  |  | 2001-12-27 | 1227 | 12 | 27 | 33.7917 | 33.6575 | 31.3425 | 0
|  |  |  | 2001-12-28 | 1228 | 12 | 28 | 32.2083 | 28.3775 | 36.6225 | 0
|  |  |  | 2001-12-29 | 1229 | 12 | 29 | 40.5833 | 20.7575 | 44.2425 | 0
|  |  |  | 2001-12-30 | 1230 | 12 | 30 | 36.375 | 22.595 | 42.405 | 0
|  |  |  | 2001-12-31 | 1231 | 12 | 31 | 25.5 | 35.6225 | 29.3775 | 0

## Wilmington, DE (hidden)
Typical Year Summary | [7 empty] | Daily Temp TMY3 | Daily Temp TMY2 | HDD | CDD
Month | Average | HDD | CDD | 2001-01-01 | 0101 | 01 | 01 | 48.7917 | 20.045 | 44.955 | 0
1 | 29.2 | 1464.51 | 0 | 2001-01-02 | 0102 | 01 | 02 | 47.4583 | 25.16 | 39.84 | 0
2 | 32.2 | 1272.765 | 0 | 2001-01-03 | 0103 | 01 | 03 | 33.25 | 29.2625 | 35.7375 | 0
3 | 43.2 | 1026.525 | 0 | 2001-01-04 | 0104 | 01 | 04 | 32.2083 | 35.93 | 29.07 | 0
4 | 50.9 | 620.3025 | 0 | 2001-01-05 | 0105 | 01 | 05 | 33.1667 | 24.4775 | 40.5225 | 0
5 | 63.3 | 362.535 | 0 | 2001-01-06 | 0106 | 01 | 06 | 35.375 | 11.405 | 53.595 | 0
6 | 71.6 | 151.1475 | 1.475 | 2001-01-07 | 0107 | 01 | 07 | 38.75 | 8.54 | 56.46 | 0
7 | 76.3 | 80.1375 | 0.2875 | 2001-01-08 | 0108 | 01 | 08 | 32.9167 | 9.845 | 55.155 | 0
8 | 75.1 | 76.08 | 11.55 | 2001-01-09 | 0109 | 01 | 09 | 18.625 | 15.0275 | 49.9725 | 0
9 | 66.9 | 237.4125 | 2.845 | 2001-01-10 | 0110 | 01 | 10 | 19.625 | 26.9675 | 38.0325 | 0
10 | 56.1 | 639.2475 | 0 | 2001-01-11 | 0111 | 01 | 11 | 22.25 | 30.3275 | 34.6725 | 0
11 | 45.7 | 827.61 | 0 | 2001-01-12 | 0112 | 01 | 12 | 24.0417 | 18.5975 | 46.4025 | 0
12 | 37.9 | 1326.57 | 0 | 2001-01-13 | 0113 | 01 | 13 | 27.375 | 12.5375 | 52.4625 | 0
|  |  |  | 2001-01-14 | 0114 | 01 | 14 | 34.7917 | 28.76 | 36.24 | 0
| Slope | -7.6361 | 3722.1868 | 2001-01-15 | 0115 | 01 | 15 | 28.0417 | 20.36 | 44.64 | 0
| Intercept | 29969.7182 | 157154.8972 | 2001-01-16 | 0116 | 01 | 16 | 20.7083 | 9.8825 | 55.1175 | 0
|  |  |  | 2001-01-17 | 0117 | 01 | 17 | 26.5833 | 9.305 | 55.695 | 0
|  |  |  | 2001-01-18 | 0118 | 01 | 18 | 30.0833 | 6.71 | 58.29 | 0
|  |  |  | 2001-01-19 | 0119 | 01 | 19 | 30.9167 | 2.1875 | 62.8125 | 0
|  |  |  | 2001-01-20 | 0120 | 01 | 20 | 6.2083 | 12.005 | 52.995 | 0
|  |  |  | 2001-01-21 | 0121 | 01 | 21 | 0.70833 | 23.0375 | 41.9625 | 0
|  |  |  | 2001-01-22 | 0122 | 01 | 22 | 20.6667 | 28.7075 | 36.2925 | 0
|  |  |  | 2001-01-23 | 0123 | 01 | 23 | 26.625 | 25.235 | 39.765 | 0
|  |  |  | 2001-01-24 | 0124 | 01 | 24 | 32.9583 | 27.3575 | 37.6425 | 0
|  |  |  | 2001-01-25 | 0125 | 01 | 25 | 36.5417 | 32.6 | 32.4 | 0
|  |  |  | 2001-01-26 | 0126 | 01 | 26 | 23.1667 | 22.385 | 42.615 | 0
|  |  |  | 2001-01-27 | 0127 | 01 | 27 | 21 | 5.24 | 59.76 | 0
|  |  |  | 2001-01-28 | 0128 | 01 | 28 | 28.7917 | 5.0375 | 59.9625 | 0
|  |  |  | 2001-01-29 | 0129 | 01 | 29 | 28.2083 | 10.8275 | 54.1725 | 0
|  |  |  | 2001-01-30 | 0130 | 01 | 30 | 28.0417 | 13.295 | 51.705 | 0
|  |  |  | 2001-01-31 | 0131 | 01 | 31 | 33.5417 | -0.565 | 65.565 | 0
|  |  |  | 2001-02-01 | 0201 | 02 | 01 | 29.5417 | 28.2575 | 36.7425 | 0
|  |  |  | 2001-02-02 | 0202 | 02 | 02 | 25.0833 | 30.4025 | 34.5975 | 0
|  |  |  | 2001-02-03 | 0203 | 02 | 03 | 26.1667 | 19.1825 | 45.8175 | 0
|  |  |  | 2001-02-04 | 0204 | 02 | 04 | 30.2917 | 25.0775 | 39.9225 | 0
|  |  |  | 2001-02-05 | 0205 | 02 | 05 | 30.2083 | 25.805 | 39.195 | 0
|  |  |  | 2001-02-06 | 0206 | 02 | 06 | 30.375 | 7.85 | 57.15 | 0
|  |  |  | 2001-02-07 | 0207 | 02 | 07 | 34.375 | 1.7525 | 63.2475 | 0
|  |  |  | 2001-02-08 | 0208 | 02 | 08 | 26.0417 | 4.5725 | 60.4275 | 0
|  |  |  | 2001-02-09 | 0209 | 02 | 09 | 31.875 | 21.065 | 43.935 | 0
|  |  |  | 2001-02-10 | 0210 | 02 | 10 | 38.25 | 28.79 | 36.21 | 0
|  |  |  | 2001-02-11 | 0211 | 02 | 11 | 39.7917 | 21.68 | 43.32 | 0
|  |  |  | 2001-02-12 | 0212 | 02 | 12 | 27.5833 | 4.4375 | 60.5625 | 0
|  |  |  | 2001-02-13 | 0213 | 02 | 13 | 28.2917 | 11.99 | 53.01 | 0
|  |  |  | 2001-02-14 | 0214 | 02 | 14 | 42.7917 | 38.9825 | 26.0175 | 0
|  |  |  | 2001-02-15 | 0215 | 02 | 15 | 34.9167 | 45.635 | 19.365 | 0
|  |  |  | 2001-02-16 | 0216 | 02 | 16 | 42.7917 | 19.445 | 45.555 | 0
|  |  |  | 2001-02-17 | 0217 | 02 | 17 | 32.375 | 16.9625 | 48.0375 | 0
|  |  |  | 2001-02-18 | 0218 | 02 | 18 | 32.125 | 20.2475 | 44.7525 | 0
|  |  |  | 2001-02-19 | 0219 | 02 | 19 | 35.125 | 26.1875 | 38.8125 | 0
|  |  |  | 2001-02-20 | 0220 | 02 | 20 | 36.5417 | 28.85 | 36.15 | 0
|  |  |  | 2001-02-21 | 0221 | 02 | 21 | 35.5 | 17.315 | 47.685 | 0
|  |  |  | 2001-02-22 | 0222 | 02 | 22 | 37 | 21.5075 | 43.4925 | 0
|  |  |  | 2001-02-23 | 0223 | 02 | 23 | 41.4167 | 15.7325 | 49.2675 | 0
|  |  |  | 2001-02-24 | 0224 | 02 | 24 | 49.5417 | 5.855 | 59.145 | 0
|  |  |  | 2001-02-25 | 0225 | 02 | 25 | 52.4583 | 5.4575 | 59.5425 | 0
|  |  |  | 2001-02-26 | 0226 | 02 | 26 | 43.7917 | 12.2375 | 52.7625 | 0
|  |  |  | 2001-02-27 | 0227 | 02 | 27 | 47 | 21.7325 | 43.2675 | 0
|  |  |  | 2001-02-28 | 0228 | 02 | 28 | 48.9583 | 20.225 | 44.775 | 0
|  |  |  | 2001-03-01 | 0301 | 03 | 01 | 40 | 8.0075 | 56.9925 | 0
|  |  |  | 2001-03-02 | 0302 | 03 | 02 | 45.9583 | 30.365 | 34.635 | 0
|  |  |  | 2001-03-03 | 0303 | 03 | 03 | 40.2917 | 38.0075 | 26.9925 | 0
|  |  |  | 2001-03-04 | 0304 | 03 | 04 | 46.7917 | 29.81 | 35.19 | 0
|  |  |  | 2001-03-05 | 0305 | 03 | 05 | 51.125 | 32.3975 | 32.6025 | 0
|  |  |  | 2001-03-06 | 0306 | 03 | 06 | 48.5 | 28.0625 | 36.9375 | 0
|  |  |  | 2001-03-07 | 0307 | 03 | 07 | 41.9167 | 24.425 | 40.575 | 0
|  |  |  | 2001-03-08 | 0308 | 03 | 08 | 41.2917 | 24.365 | 40.635 | 0
|  |  |  | 2001-03-09 | 0309 | 03 | 09 | 41.6667 | 31.1 | 33.9 | 0
|  |  |  | 2001-03-10 | 0310 | 03 | 10 | 49.2917 | 45.335 | 19.665 | 0
|  |  |  | 2001-03-11 | 0311 | 03 | 11 | 33.7917 | 43.52 | 21.48 | 0
|  |  |  | 2001-03-12 | 0312 | 03 | 12 | 32.2917 | 37.025 | 27.975 | 0
|  |  |  | 2001-03-13 | 0313 | 03 | 13 | 43.25 | 37.685 | 27.315 | 0
|  |  |  | 2001-03-14 | 0314 | 03 | 14 | 51.3333 | 42.845 | 22.155 | 0
|  |  |  | 2001-03-15 | 0315 | 03 | 15 | 27.625 | 31.5725 | 33.4275 | 0
|  |  |  | 2001-03-16 | 0316 | 03 | 16 | 29.625 | 17.6975 | 47.3025 | 0
|  |  |  | 2001-03-17 | 0317 | 03 | 17 | 44.125 | 10.805 | 54.195 | 0
|  |  |  | 2001-03-18 | 0318 | 03 | 18 | 46.8333 | 4.7075 | 60.2925 | 0
|  |  |  | 2001-03-19 | 0319 | 03 | 19 | 40.5833 | 12.7925 | 52.2075 | 0
|  |  |  | 2001-03-20 | 0320 | 03 | 20 | 47.9583 | 29.825 | 35.175 | 0
|  |  |  | 2001-03-21 | 0321 | 03 | 21 | 48.3333 | 29.6975 | 35.3025 | 0
|  |  |  | 2001-03-22 | 0322 | 03 | 22 | 49.75 | 28.6625 | 36.3375 | 0
|  |  |  | 2001-03-23 | 0323 | 03 | 23 | 51.4167 | 30.3275 | 34.6725 | 0
|  |  |  | 2001-03-24 | 0324 | 03 | 24 | 54.0833 | 29.4425 | 35.5575 | 0
|  |  |  | 2001-03-25 | 0325 | 03 | 25 | 46.6667 | 32.7725 | 32.2275 | 0
|  |  |  | 2001-03-26 | 0326 | 03 | 26 | 38.0833 | 49.7675 | 15.2325 | 0
|  |  |  | 2001-03-27 | 0327 | 03 | 27 | 36.5417 | 46.37 | 18.63 | 0
|  |  |  | 2001-03-28 | 0328 | 03 | 28 | 37.4167 | 43.235 | 21.765 | 0
|  |  |  | 2001-03-29 | 0329 | 03 | 29 | 54.5 | 39.8825 | 25.1175 | 0
|  |  |  | 2001-03-30 | 0330 | 03 | 30 | 62.375 | 44.195 | 20.805 | 0
|  |  |  | 2001-03-31 | 0331 | 03 | 31 | 66.125 | 53.7725 | 11.2275 | 0
|  |  |  | 2001-04-01 | 0401 | 04 | 01 | 44.4583 | 36.4925 | 28.5075 | 0
|  |  |  | 2001-04-02 | 0402 | 04 | 02 | 43.3333 | 46.4 | 18.6 | 0
|  |  |  | 2001-04-03 | 0403 | 04 | 03 | 45.125 | 52.535 | 12.465 | 0
|  |  |  | 2001-04-04 | 0404 | 04 | 04 | 48.4583 | 60.5225 | 4.4775 | 0
|  |  |  | 2001-04-05 | 0405 | 04 | 05 | 49.4583 | 35.8925 | 29.1075 | 0
|  |  |  | 2001-04-06 | 0406 | 04 | 06 | 52.1667 | 28.0325 | 36.9675 | 0
|  |  |  | 2001-04-07 | 0407 | 04 | 07 | 49.625 | 35.84 | 29.16 | 0
|  |  |  | 2001-04-08 | 0408 | 04 | 08 | 47.8333 | 25.91 | 39.09 | 0
|  |  |  | 2001-04-09 | 0409 | 04 | 09 | 61.5 | 23.465 | 41.535 | 0
|  |  |  | 2001-04-10 | 0410 | 04 | 10 | 54 | 27.1025 | 37.8975 | 0
|  |  |  | 2001-04-11 | 0411 | 04 | 11 | 50.25 | 37.7 | 27.3 | 0
|  |  |  | 2001-04-12 | 0412 | 04 | 12 | 55.25 | 51.935 | 13.065 | 0
|  |  |  | 2001-04-13 | 0413 | 04 | 13 | 64.0833 | 57.095 | 7.905 | 0
|  |  |  | 2001-04-14 | 0414 | 04 | 14 | 57 | 55.865 | 9.135 | 0
|  |  |  | 2001-04-15 | 0415 | 04 | 15 | 54.2083 | 35.36 | 29.64 | 0
|  |  |  | 2001-04-16 | 0416 | 04 | 16 | 48.4167 | 37.5125 | 27.4875 | 0
|  |  |  | 2001-04-17 | 0417 | 04 | 17 | 43.25 | 42.395 | 22.605 | 0
|  |  |  | 2001-04-18 | 0418 | 04 | 18 | 40.9167 | 46.1 | 18.9 | 0
|  |  |  | 2001-04-19 | 0419 | 04 | 19 | 44.875 | 37.4675 | 27.5325 | 0
|  |  |  | 2001-04-20 | 0420 | 04 | 20 | 53.625 | 44.2775 | 20.7225 | 0
|  |  |  | 2001-04-21 | 0421 | 04 | 21 | 60.125 | 59.9 | 5.1 | 0
|  |  |  | 2001-04-22 | 0422 | 04 | 22 | 71.7083 | 56.1425 | 8.8575 | 0
|  |  |  | 2001-04-23 | 0423 | 04 | 23 | 71.1667 | 37.1675 | 27.8325 | 0
|  |  |  | 2001-04-24 | 0424 | 04 | 24 | 66.25 | 32.4125 | 32.5875 | 0
|  |  |  | 2001-04-25 | 0425 | 04 | 25 | 49.7083 | 40.7375 | 24.2625 | 0
|  |  |  | 2001-04-26 | 0426 | 04 | 26 | 52.25 | 46.67 | 18.33 | 0
|  |  |  | 2001-04-27 | 0427 | 04 | 27 | 58.375 | 53.6525 | 11.3475 | 0
|  |  |  | 2001-04-28 | 0428 | 04 | 28 | 56.5833 | 66.9875 | 0 | 0
|  |  |  | 2001-04-29 | 0429 | 04 | 29 | 51.2083 | 64.4225 | 0.5775 | 0
|  |  |  | 2001-04-30 | 0430 | 04 | 30 | 57.0417 | 55.6925 | 9.3075 | 0
|  |  |  | 2001-05-01 | 0501 | 05 | 01 | 54.6667 | 49.2725 | 15.7275 | 0
|  |  |  | 2001-05-02 | 0502 | 05 | 02 | 58.0833 | 51.98 | 13.02 | 0
|  |  |  | 2001-05-03 | 0503 | 05 | 03 | 59.0417 | 55.9025 | 9.0975 | 0
|  |  |  | 2001-05-04 | 0504 | 05 | 04 | 47.125 | 55.745 | 9.255 | 0
|  |  |  | 2001-05-05 | 0505 | 05 | 05 | 50.4167 | 62.6225 | 2.3775 | 0
|  |  |  | 2001-05-06 | 0506 | 05 | 06 | 59.0833 | 50.4275 | 14.5725 | 0
|  |  |  | 2001-05-07 | 0507 | 05 | 07 | 64.625 | 46.3475 | 18.6525 | 0
|  |  |  | 2001-05-08 | 0508 | 05 | 08 | 58.7917 | 36.2375 | 28.7625 | 0
|  |  |  | 2001-05-09 | 0509 | 05 | 09 | 61.2083 | 37.835 | 27.165 | 0
|  |  |  | 2001-05-10 | 0510 | 05 | 10 | 70.5417 | 47 | 18 | 0
|  |  |  | 2001-05-11 | 0511 | 05 | 11 | 73.7083 | 54.275 | 10.725 | 0
|  |  |  | 2001-05-12 | 0512 | 05 | 12 | 69.3333 | 56.075 | 8.925 | 0
|  |  |  | 2001-05-13 | 0513 | 05 | 13 | 58.3333 | 59.8775 | 5.1225 | 0
|  |  |  | 2001-05-14 | 0514 | 05 | 14 | 58.2083 | 42.8825 | 22.1175 | 0
|  |  |  | 2001-05-15 | 0515 | 05 | 15 | 63.5417 | 41.495 | 23.505 | 0
|  |  |  | 2001-05-16 | 0516 | 05 | 16 | 58.1667 | 48.05 | 16.95 | 0
|  |  |  | 2001-05-17 | 0517 | 05 | 17 | 67.4167 | 51.5075 | 13.4925 | 0
|  |  |  | 2001-05-18 | 0518 | 05 | 18 | 73.4583 | 54.1925 | 10.8075 | 0
|  |  |  | 2001-05-19 | 0519 | 05 | 19 | 52.5 | 54.7025 | 10.2975 | 0
|  |  |  | 2001-05-20 | 0520 | 05 | 20 | 51.4167 | 55.775 | 9.225 | 0
|  |  |  | 2001-05-21 | 0521 | 05 | 21 | 62.75 | 56.1875 | 8.8125 | 0
|  |  |  | 2001-05-22 | 0522 | 05 | 22 | 67.0417 | 60.3125 | 4.6875 | 0
|  |  |  | 2001-05-23 | 0523 | 05 | 23 | 71.0417 | 64.955 | 0.045 | 0
|  |  |  | 2001-05-24 | 0524 | 05 | 24 | 66.9583 | 65.645 | 0 | 0
|  |  |  | 2001-05-25 | 0525 | 05 | 25 | 58.875 | 58.1675 | 6.8325 | 0
|  |  |  | 2001-05-26 | 0526 | 05 | 26 | 58.6667 | 48.305 | 16.695 | 0
|  |  |  | 2001-05-27 | 0527 | 05 | 27 | 58.5833 | 47.2925 | 17.7075 | 0
|  |  |  | 2001-05-28 | 0528 | 05 | 28 | 69.7917 | 55.7375 | 9.2625 | 0
|  |  |  | 2001-05-29 | 0529 | 05 | 29 | 79.875 | 59.8175 | 5.1825 | 0
|  |  |  | 2001-05-30 | 0530 | 05 | 30 | 81.9583 | 63.4325 | 1.5675 | 0
|  |  |  | 2001-05-31 | 0531 | 05 | 31 | 78.6667 | 61.055 | 3.945 | 0
|  |  |  | 2001-06-01 | 0601 | 06 | 01 | 68.25 | 66.23 | 0 | 0
|  |  |  | 2001-06-02 | 0602 | 06 | 02 | 74.0833 | 67.655 | 0 | 0
|  |  |  | 2001-06-03 | 0603 | 06 | 03 | 73.7917 | 56.5175 | 8.4825 | 0
|  |  |  | 2001-06-04 | 0604 | 06 | 04 | 66.4167 | 51.44 | 13.56 | 0
|  |  |  | 2001-06-05 | 0605 | 06 | 05 | 59.9167 | 53.8325 | 11.1675 | 0
|  |  |  | 2001-06-06 | 0606 | 06 | 06 | 69.1667 | 54.3725 | 10.6275 | 0
|  |  |  | 2001-06-07 | 0607 | 06 | 07 | 74.4167 | 60.425 | 4.575 | 0
|  |  |  | 2001-06-08 | 0608 | 06 | 08 | 70.5417 | 65.2775 | 0 | 0
|  |  |  | 2001-06-09 | 0609 | 06 | 09 | 76.4167 | 56.465 | 8.535 | 0
|  |  |  | 2001-06-10 | 0610 | 06 | 10 | 74.125 | 59.24 | 5.76 | 0
|  |  |  | 2001-06-11 | 0611 | 06 | 11 | 64.9167 | 68.135 | 0 | 0
|  |  |  | 2001-06-12 | 0612 | 06 | 12 | 68.5833 | 68.9075 | 0 | 0
|  |  |  | 2001-06-13 | 0613 | 06 | 13 | 68.2083 | 45.7475 | 19.2525 | 0
|  |  |  | 2001-06-14 | 0614 | 06 | 14 | 68 | 45.815 | 19.185 | 0
|  |  |  | 2001-06-15 | 0615 | 06 | 15 | 67.2917 | 51.305 | 13.695 | 0
|  |  |  | 2001-06-16 | 0616 | 06 | 16 | 72.125 | 59.885 | 5.115 | 0
|  |  |  | 2001-06-17 | 0617 | 06 | 17 | 73.5833 | 65.9375 | 0 | 0
|  |  |  | 2001-06-18 | 0618 | 06 | 18 | 73.625 | 70.3325 | 0 | 0.3325
|  |  |  | 2001-06-19 | 0619 | 06 | 19 | 71.5417 | 61.715 | 3.285 | 0
|  |  |  | 2001-06-20 | 0620 | 06 | 20 | 72.125 | 63.965 | 1.035 | 0
|  |  |  | 2001-06-21 | 0621 | 06 | 21 | 75.625 | 63.53 | 1.47 | 0
|  |  |  | 2001-06-22 | 0622 | 06 | 22 | 76.375 | 56.6225 | 8.3775 | 0
|  |  |  | 2001-06-23 | 0623 | 06 | 23 | 75.4583 | 57.6575 | 7.3425 | 0
|  |  |  | 2001-06-24 | 0624 | 06 | 24 | 71.75 | 58.565 | 6.435 | 0
|  |  |  | 2001-06-25 | 0625 | 06 | 25 | 69.3333 | 63.1925 | 1.8075 | 0
|  |  |  | 2001-06-26 | 0626 | 06 | 26 | 73.75 | 69.35 | 0 | 0
|  |  |  | 2001-06-27 | 0627 | 06 | 27 | 78.625 | 71.1425 | 0 | 1.1425
|  |  |  | 2001-06-28 | 0628 | 06 | 28 | 80.4167 | 67.505 | 0 | 0
|  |  |  | 2001-06-29 | 0629 | 06 | 29 | 83.0833 | 69.4025 | 0 | 0
|  |  |  | 2001-06-30 | 0630 | 06 | 30 | 81 | 63.56 | 1.44 | 0
|  |  |  | 2001-07-01 | 0701 | 07 | 01 | 70.0417 | 63.275 | 1.725 | 0
|  |  |  | 2001-07-02 | 0702 | 07 | 02 | 70.1667 | 65.27 | 0 | 0
|  |  |  | 2001-07-03 | 0703 | 07 | 03 | 75.25 | 65.6525 | 0 | 0
|  |  |  | 2001-07-04 | 0704 | 07 | 04 | 77.0833 | 66.8225 | 0 | 0
|  |  |  | 2001-07-05 | 0705 | 07 | 05 | 77.2917 | 59.8925 | 5.1075 | 0
|  |  |  | 2001-07-06 | 0706 | 07 | 06 | 76.125 | 59.2775 | 5.7225 | 0
|  |  |  | 2001-07-07 | 0707 | 07 | 07 | 76.7083 | 65.5175 | 0 | 0
|  |  |  | 2001-07-08 | 0708 | 07 | 08 | 72.2083 | 68.2325 | 0 | 0
|  |  |  | 2001-07-09 | 0709 | 07 | 09 | 77.6667 | 66.665 | 0 | 0
|  |  |  | 2001-07-10 | 0710 | 07 | 10 | 74.5 | 61.985 | 3.015 | 0
|  |  |  | 2001-07-11 | 0711 | 07 | 11 | 76.7917 | 57.11 | 7.89 | 0
|  |  |  | 2001-07-12 | 0712 | 07 | 12 | 74.6667 | 52.0325 | 12.9675 | 0
|  |  |  | 2001-07-13 | 0713 | 07 | 13 | 77.6667 | 65.5475 | 0 | 0
|  |  |  | 2001-07-14 | 0714 | 07 | 14 | 81.9167 | 64.6025 | 0.3975 | 0
|  |  |  | 2001-07-15 | 0715 | 07 | 15 | 81.7917 | 58.145 | 6.855 | 0
|  |  |  | 2001-07-16 | 0716 | 07 | 16 | 78.0833 | 56.3 | 8.7 | 0
|  |  |  | 2001-07-17 | 0717 | 07 | 17 | 75.9583 | 58.925 | 6.075 | 0
|  |  |  | 2001-07-18 | 0718 | 07 | 18 | 75.3333 | 61.52 | 3.48 | 0
|  |  |  | 2001-07-19 | 0719 | 07 | 19 | 76.9583 | 61.43 | 3.57 | 0
|  |  |  | 2001-07-20 | 0720 | 07 | 20 | 80 | 68.7875 | 0 | 0
|  |  |  | 2001-07-21 | 0721 | 07 | 21 | 81 | 64.6925 | 0.3075 | 0
|  |  |  | 2001-07-22 | 0722 | 07 | 22 | 79.375 | 66.5525 | 0 | 0
|  |  |  | 2001-07-23 | 0723 | 07 | 23 | 71.7083 | 69.3275 | 0 | 0
|  |  |  | 2001-07-24 | 0724 | 07 | 24 | 71.625 | 68.6 | 0 | 0
|  |  |  | 2001-07-25 | 0725 | 07 | 25 | 77.0417 | 65.6 | 0 | 0
|  |  |  | 2001-07-26 | 0726 | 07 | 26 | 78.7917 | 70.2875 | 0 | 0.2875
|  |  |  | 2001-07-27 | 0727 | 07 | 27 | 75.6667 | 67.7975 | 0 | 0
|  |  |  | 2001-07-28 | 0728 | 07 | 28 | 74.9167 | 62.5475 | 2.4525 | 0
|  |  |  | 2001-07-29 | 0729 | 07 | 29 | 72.9167 | 58.7825 | 6.2175 | 0
|  |  |  | 2001-07-30 | 0730 | 07 | 30 | 78.1667 | 59.345 | 5.655 | 0
|  |  |  | 2001-07-31 | 0731 | 07 | 31 | 76.7083 | 65.0075 | 0 | 0
|  |  |  | 2001-08-01 | 0801 | 08 | 01 | 76.2917 | 62.78 | 2.22 | 0
|  |  |  | 2001-08-02 | 0802 | 08 | 02 | 75.5 | 67.04 | 0 | 0
|  |  |  | 2001-08-03 | 0803 | 08 | 03 | 75.3333 | 72.9725 | 0 | 2.9725
|  |  |  | 2001-08-04 | 0804 | 08 | 04 | 78.7917 | 73.685 | 0 | 3.685
|  |  |  | 2001-08-05 | 0805 | 08 | 05 | 81.0833 | 74.8925 | 0 | 4.8925
|  |  |  | 2001-08-06 | 0806 | 08 | 06 | 81.75 | 68.7875 | 0 | 0
|  |  |  | 2001-08-07 | 0807 | 08 | 07 | 83.2083 | 55.07 | 9.93 | 0
|  |  |  | 2001-08-08 | 0808 | 08 | 08 | 81.2917 | 50.825 | 14.175 | 0
|  |  |  | 2001-08-09 | 0809 | 08 | 09 | 78.8333 | 55.535 | 9.465 | 0
|  |  |  | 2001-08-10 | 0810 | 08 | 10 | 76.2083 | 61.2875 | 3.7125 | 0
|  |  |  | 2001-08-11 | 0811 | 08 | 11 | 79.5833 | 62.375 | 2.625 | 0
|  |  |  | 2001-08-12 | 0812 | 08 | 12 | 77.0833 | 63.6425 | 1.3575 | 0
|  |  |  | 2001-08-13 | 0813 | 08 | 13 | 75.875 | 63.17 | 1.83 | 0
|  |  |  | 2001-08-14 | 0814 | 08 | 14 | 74.8333 | 65.7125 | 0 | 0
|  |  |  | 2001-08-15 | 0815 | 08 | 15 | 74.875 | 67.5575 | 0 | 0
|  |  |  | 2001-08-16 | 0816 | 08 | 16 | 76.6667 | 64.5425 | 0.4575 | 0
|  |  |  | 2001-08-17 | 0817 | 08 | 17 | 75.6667 | 61.475 | 3.525 | 0
|  |  |  | 2001-08-18 | 0818 | 08 | 18 | 67.625 | 60.155 | 4.845 | 0
|  |  |  | 2001-08-19 | 0819 | 08 | 19 | 66.0833 | 60.8375 | 4.1625 | 0
|  |  |  | 2001-08-20 | 0820 | 08 | 20 | 67.6667 | 63.875 | 1.125 | 0
|  |  |  | 2001-08-21 | 0821 | 08 | 21 | 67.2083 | 68.27 | 0 | 0
|  |  |  | 2001-08-22 | 0822 | 08 | 22 | 73.9583 | 65.105 | 0 | 0
|  |  |  | 2001-08-23 | 0823 | 08 | 23 | 72.5417 | 68.495 | 0 | 0
|  |  |  | 2001-08-24 | 0824 | 08 | 24 | 71.3333 | 62.2325 | 2.7675 | 0
|  |  |  | 2001-08-25 | 0825 | 08 | 25 | 64.1667 | 57.7325 | 7.2675 | 0
|  |  |  | 2001-08-26 | 0826 | 08 | 26 | 66.0833 | 60.8075 | 4.1925 | 0
|  |  |  | 2001-08-27 | 0827 | 08 | 27 | 72.6667 | 63.875 | 1.125 | 0
|  |  |  | 2001-08-28 | 0828 | 08 | 28 | 76.375 | 67.9625 | 0 | 0
|  |  |  | 2001-08-29 | 0829 | 08 | 29 | 77.0417 | 67.1825 | 0 | 0
|  |  |  | 2001-08-30 | 0830 | 08 | 30 | 79.4167 | 66.62 | 0 | 0
|  |  |  | 2001-08-31 | 0831 | 08 | 31 | 77 | 63.7025 | 1.2975 | 0
|  |  |  | 2001-09-01 | 0901 | 09 | 01 | 71.9583 | 65.3075 | 0 | 0
|  |  |  | 2001-09-02 | 0902 | 09 | 02 | 65.75 | 58.625 | 6.375 | 0
|  |  |  | 2001-09-03 | 0903 | 09 | 03 | 69.0417 | 55.97 | 9.03 | 0
|  |  |  | 2001-09-04 | 0904 | 09 | 04 | 71.875 | 55.9175 | 9.0825 | 0
|  |  |  | 2001-09-05 | 0905 | 09 | 05 | 67.1667 | 60.41 | 4.59 | 0
|  |  |  | 2001-09-06 | 0906 | 09 | 06 | 67.375 | 65.87 | 0 | 0
|  |  |  | 2001-09-07 | 0907 | 09 | 07 | 69.375 | 65.9825 | 0 | 0
|  |  |  | 2001-09-08 | 0908 | 09 | 08 | 72.3333 | 69.3425 | 0 | 0
|  |  |  | 2001-09-09 | 0909 | 09 | 09 | 74 | 72.845 | 0 | 2.845
|  |  |  | 2001-09-10 | 0910 | 09 | 10 | 75.2083 | 68.3225 | 0 | 0
|  |  |  | 2001-09-11 | 0911 | 09 | 11 | 69.5833 | 62.3375 | 2.6625 | 0
|  |  |  | 2001-09-12 | 0912 | 09 | 12 | 67.625 | 60.6275 | 4.3725 | 0
|  |  |  | 2001-09-13 | 0913 | 09 | 13 | 70.2083 | 64.5875 | 0.4125 | 0
|  |  |  | 2001-09-14 | 0914 | 09 | 14 | 58.0417 | 58.0475 | 6.9525 | 0
|  |  |  | 2001-09-15 | 0915 | 09 | 15 | 58.3333 | 53.93 | 11.07 | 0
|  |  |  | 2001-09-16 | 0916 | 09 | 16 | 61.1667 | 55.355 | 9.645 | 0
|  |  |  | 2001-09-17 | 0917 | 09 | 17 | 63.25 | 56.525 | 8.475 | 0
|  |  |  | 2001-09-18 | 0918 | 09 | 18 | 65.9167 | 56.42 | 8.58 | 0
|  |  |  | 2001-09-19 | 0919 | 09 | 19 | 66.75 | 59.8325 | 5.1675 | 0
|  |  |  | 2001-09-20 | 0920 | 09 | 20 | 68.875 | 61.04 | 3.96 | 0
|  |  |  | 2001-09-21 | 0921 | 09 | 21 | 70.2083 | 65.42 | 0 | 0
|  |  |  | 2001-09-22 | 0922 | 09 | 22 | 71.4167 | 68.405 | 0 | 0
|  |  |  | 2001-09-23 | 0923 | 09 | 23 | 70.6667 | 43.55 | 21.45 | 0
|  |  |  | 2001-09-24 | 0924 | 09 | 24 | 71.7917 | 40.5875 | 24.4125 | 0
|  |  |  | 2001-09-25 | 0925 | 09 | 25 | 61.125 | 46.7075 | 18.2925 | 0
|  |  |  | 2001-09-26 | 0926 | 09 | 26 | 54.375 | 48.665 | 16.335 | 0
|  |  |  | 2001-09-27 | 0927 | 09 | 27 | 57.2083 | 40.295 | 24.705 | 0
|  |  |  | 2001-09-28 | 0928 | 09 | 28 | 53.7083 | 48.875 | 16.125 | 0
|  |  |  | 2001-09-29 | 0929 | 09 | 29 | 56.8333 | 54.2075 | 10.7925 | 0
|  |  |  | 2001-09-30 | 0930 | 09 | 30 | 52.4583 | 50.075 | 14.925 | 0
|  |  |  | 2001-10-01 | 1001 | 10 | 01 | 67.7083 | 55.64 | 9.36 | 0
|  |  |  | 2001-10-02 | 1002 | 10 | 02 | 66 | 48.9425 | 16.0575 | 0
|  |  |  | 2001-10-03 | 1003 | 10 | 03 | 57.625 | 44.2475 | 20.7525 | 0
|  |  |  | 2001-10-04 | 1004 | 10 | 04 | 55.25 | 33.6575 | 31.3425 | 0
|  |  |  | 2001-10-05 | 1005 | 10 | 05 | 55.5417 | 32.54 | 32.46 | 0
|  |  |  | 2001-10-06 | 1006 | 10 | 06 | 53.9167 | 39.4025 | 25.5975 | 0
|  |  |  | 2001-10-07 | 1007 | 10 | 07 | 55.0417 | 47.0825 | 17.9175 | 0
|  |  |  | 2001-10-08 | 1008 | 10 | 08 | 59.4167 | 47.6525 | 17.3475 | 0
|  |  |  | 2001-10-09 | 1009 | 10 | 09 | 62.4167 | 45.6575 | 19.3425 | 0
|  |  |  | 2001-10-10 | 1010 | 10 | 10 | 56.25 | 43.49 | 21.51 | 0
|  |  |  | 2001-10-11 | 1011 | 10 | 11 | 59.75 | 45.5 | 19.5 | 0
|  |  |  | 2001-10-12 | 1012 | 10 | 12 | 52.3333 | 43.19 | 21.81 | 0
|  |  |  | 2001-10-13 | 1013 | 10 | 13 | 48.125 | 43.0025 | 21.9975 | 0
|  |  |  | 2001-10-14 | 1014 | 10 | 14 | 48.625 | 49.175 | 15.825 | 0
|  |  |  | 2001-10-15 | 1015 | 10 | 15 | 56.1667 | 54.005 | 10.995 | 0
|  |  |  | 2001-10-16 | 1016 | 10 | 16 | 58.5417 | 45.785 | 19.215 | 0
|  |  |  | 2001-10-17 | 1017 | 10 | 17 | 63.875 | 44.3525 | 20.6475 | 0
|  |  |  | 2001-10-18 | 1018 | 10 | 18 | 67.2083 | 51.0125 | 13.9875 | 0
|  |  |  | 2001-10-19 | 1019 | 10 | 19 | 60.7917 | 50.87 | 14.13 | 0
|  |  |  | 2001-10-20 | 1020 | 10 | 20 | 52.5 | 56.435 | 8.565 | 0
|  |  |  | 2001-10-21 | 1021 | 10 | 21 | 57.75 | 57.5825 | 7.4175 | 0
|  |  |  | 2001-10-22 | 1022 | 10 | 22 | 53.25 | 53.885 | 11.115 | 0
|  |  |  | 2001-10-23 | 1023 | 10 | 23 | 43.6667 | 43.0775 | 21.9225 | 0
|  |  |  | 2001-10-24 | 1024 | 10 | 24 | 49.9167 | 35.135 | 29.865 | 0
|  |  |  | 2001-10-25 | 1025 | 10 | 25 | 54 | 37.8875 | 27.1125 | 0
|  |  |  | 2001-10-26 | 1026 | 10 | 26 | 44.4167 | 43.97 | 21.03 | 0
|  |  |  | 2001-10-27 | 1027 | 10 | 27 | 44.9583 | 40.37 | 24.63 | 0
|  |  |  | 2001-10-28 | 1028 | 10 | 28 | 51.5417 | 28.4225 | 36.5775 | 0
|  |  |  | 2001-10-29 | 1029 | 10 | 29 | 42.375 | 25.85 | 39.15 | 0
|  |  |  | 2001-10-30 | 1030 | 10 | 30 | 42.4167 | 41.285 | 23.715 | 0
|  |  |  | 2001-10-31 | 1031 | 10 | 31 | 46.2917 | 46.6475 | 18.3525 | 0
|  |  |  | 2001-11-01 | 1101 | 11 | 01 | 53.9583 | 38.825 | 26.175 | 0
|  |  |  | 2001-11-02 | 1102 | 11 | 02 | 57.5833 | 44.7725 | 20.2275 | 0
|  |  |  | 2001-11-03 | 1103 | 11 | 03 | 53.7917 | 62.165 | 2.835 | 0
|  |  |  | 2001-11-04 | 1104 | 11 | 04 | 52.2917 | 48.35 | 16.65 | 0
|  |  |  | 2001-11-05 | 1105 | 11 | 05 | 53.4167 | 51.5975 | 13.4025 | 0
|  |  |  | 2001-11-06 | 1106 | 11 | 06 | 54.1667 | 43.3025 | 21.6975 | 0
|  |  |  | 2001-11-07 | 1107 | 11 | 07 | 45.2917 | 36.245 | 28.755 | 0
|  |  |  | 2001-11-08 | 1108 | 11 | 08 | 48.375 | 29.75 | 35.25 | 0
|  |  |  | 2001-11-09 | 1109 | 11 | 09 | 48.875 | 27.7625 | 37.2375 | 0
|  |  |  | 2001-11-10 | 1110 | 11 | 10 | 41.625 | 24.2375 | 40.7625 | 0
|  |  |  | 2001-11-11 | 1111 | 11 | 11 | 44.8333 | 33.2525 | 31.7475 | 0
|  |  |  | 2001-11-12 | 1112 | 11 | 12 | 40.2083 | 43.28 | 21.72 | 0
|  |  |  | 2001-11-13 | 1113 | 11 | 13 | 40.4167 | 50.255 | 14.745 | 0
|  |  |  | 2001-11-14 | 1114 | 11 | 14 | 50.5417 | 48.7925 | 16.2075 | 0
|  |  |  | 2001-11-15 | 1115 | 11 | 15 | 50.7083 | 39.53 | 25.47 | 0
|  |  |  | 2001-11-16 | 1116 | 11 | 16 | 48.25 | 45.7775 | 19.2225 | 0
|  |  |  | 2001-11-17 | 1117 | 11 | 17 | 45.0833 | 35.66 | 29.34 | 0
|  |  |  | 2001-11-18 | 1118 | 11 | 18 | 50.5833 | 28.2575 | 36.7425 | 0
|  |  |  | 2001-11-19 | 1119 | 11 | 19 | 48.125 | 25.9475 | 39.0525 | 0
|  |  |  | 2001-11-20 | 1120 | 11 | 20 | 49.9167 | 29.45 | 35.55 | 0
|  |  |  | 2001-11-21 | 1121 | 11 | 21 | 41.875 | 30.4775 | 34.5225 | 0
|  |  |  | 2001-11-22 | 1122 | 11 | 22 | 38.6667 | 33.2375 | 31.7625 | 0
|  |  |  | 2001-11-23 | 1123 | 11 | 23 | 34.2917 | 38.06 | 26.94 | 0
|  |  |  | 2001-11-24 | 1124 | 11 | 24 | 32.375 | 37.13 | 27.87 | 0
|  |  |  | 2001-11-25 | 1125 | 11 | 25 | 34.375 | 36.8975 | 28.1025 | 0
|  |  |  | 2001-11-26 | 1126 | 11 | 26 | 35.4583 | 46.4075 | 18.5925 | 0
|  |  |  | 2001-11-27 | 1127 | 11 | 27 | 48.6667 | 34.595 | 30.405 | 0
|  |  |  | 2001-11-28 | 1128 | 11 | 28 | 40.375 | 22.955 | 42.045 | 0
|  |  |  | 2001-11-29 | 1129 | 11 | 29 | 40.375 | 25.9175 | 39.0825 | 0
|  |  |  | 2001-11-30 | 1130 | 11 | 30 | 33.5417 | 29.5025 | 35.4975 | 0
|  |  |  | 2001-12-01 | 1201 | 12 | 01 | 50.3333 | 27.155 | 37.845 | 0
|  |  |  | 2001-12-02 | 1202 | 12 | 02 | 49.75 | 39.29 | 25.71 | 0
|  |  |  | 2001-12-03 | 1203 | 12 | 03 | 37 | 37.385 | 27.615 | 0
|  |  |  | 2001-12-04 | 1204 | 12 | 04 | 30.8333 | 32.3 | 32.7 | 0
|  |  |  | 2001-12-05 | 1205 | 12 | 05 | 32.1667 | 24.5225 | 40.4775 | 0
|  |  |  | 2001-12-06 | 1206 | 12 | 06 | 38.9167 | 19.5275 | 45.4725 | 0
|  |  |  | 2001-12-07 | 1207 | 12 | 07 | 47.1667 | 20.2325 | 44.7675 | 0
|  |  |  | 2001-12-08 | 1208 | 12 | 08 | 55.9583 | 16.3175 | 48.6825 | 0
|  |  |  | 2001-12-09 | 1209 | 12 | 09 | 50.25 | 7.295 | 57.705 | 0
|  |  |  | 2001-12-10 | 1210 | 12 | 10 | 41.0833 | -1.225 | 66.225 | 0
|  |  |  | 2001-12-11 | 1211 | 12 | 11 | 33 | 10.4675 | 54.5325 | 0
|  |  |  | 2001-12-12 | 1212 | 12 | 12 | 36.9583 | 34.9925 | 30.0075 | 0
|  |  |  | 2001-12-13 | 1213 | 12 | 13 | 43.1667 | 43.01 | 21.99 | 0
|  |  |  | 2001-12-14 | 1214 | 12 | 14 | 32.375 | 25.325 | 39.675 | 0
|  |  |  | 2001-12-15 | 1215 | 12 | 15 | 25.4583 | 8.5325 | 56.4675 | 0
|  |  |  | 2001-12-16 | 1216 | 12 | 16 | 36.375 | 14.45 | 50.55 | 0
|  |  |  | 2001-12-17 | 1217 | 12 | 17 | 25.875 | 20.6075 | 44.3925 | 0
|  |  |  | 2001-12-18 | 1218 | 12 | 18 | 30.7083 | 22.85 | 42.15 | 0
|  |  |  | 2001-12-19 | 1219 | 12 | 19 | 32.6667 | 31.9625 | 33.0375 | 0
|  |  |  | 2001-12-20 | 1220 | 12 | 20 | 16.5417 | 28.7525 | 36.2475 | 0
|  |  |  | 2001-12-21 | 1221 | 12 | 21 | 17.75 | 25.0175 | 39.9825 | 0
|  |  |  | 2001-12-22 | 1222 | 12 | 22 | 20.0417 | 27.335 | 37.665 | 0
|  |  |  | 2001-12-23 | 1223 | 12 | 23 | 28.8333 | 25.025 | 39.975 | 0
|  |  |  | 2001-12-24 | 1224 | 12 | 24 | 29.3333 | 13.475 | 51.525 | 0
|  |  |  | 2001-12-25 | 1225 | 12 | 25 | 8.2083 | 5.2775 | 59.7225 | 0
|  |  |  | 2001-12-26 | 1226 | 12 | 26 | 16.4167 | 8.5925 | 56.4075 | 0
|  |  |  | 2001-12-27 | 1227 | 12 | 27 | 24.375 | 21.41 | 43.59 | 0
|  |  |  | 2001-12-28 | 1228 | 12 | 28 | 35.1667 | 34.745 | 30.255 | 0
|  |  |  | 2001-12-29 | 1229 | 12 | 29 | 41.75 | 18.8675 | 46.1325 | 0
|  |  |  | 2001-12-30 | 1230 | 12 | 30 | 37.5 | 19.2875 | 45.7125 | 0
|  |  |  | 2001-12-31 | 1231 | 12 | 31 | 23.1667 | 25.6475 | 39.3525 | 0

## Allentown, PA (hidden)
Typical Year Summary | [7 empty] | Daily Temp TMY3 | Daily Temp TMY2 | HDD | CDD
Month | Average | HDD | CDD | 2001-01-01 | 0101 | 01 | 01 | 32.0417 | 15.455 | 49.545 | 0
1 | 27.6 | 1158.2025 | 0 | 2001-01-02 | 0102 | 01 | 02 | 24.4167 | 19.46 | 45.54 | 0
2 | 28.6 | 1018.515 | 0 | 2001-01-03 | 0103 | 01 | 03 | 32.875 | 23.6075 | 41.3925 | 0
3 | 38.2 | 829.695 | 0 | 2001-01-04 | 0104 | 01 | 04 | 25.0417 | 19.055 | 45.945 | 0
4 | 47.9 | 512.6325 | 0 | 2001-01-05 | 0105 | 01 | 05 | 19.4583 | 15.5525 | 49.4475 | 0
5 | 63.6 | 94.02 | 9.08 | 2001-01-06 | 0106 | 01 | 06 | 19.125 | 22.8575 | 42.1425 | 0
6 | 67.8 | 34.29 | 41.62 | 2001-01-07 | 0107 | 01 | 07 | 26.25 | 25.76 | 39.24 | 0
7 | 73.2 | 0 | 109.465 | 2001-01-08 | 0108 | 01 | 08 | 24.5833 | 23.96 | 41.04 | 0
8 | 71.6 | 2.04 | 82.8425 | 2001-01-09 | 0109 | 01 | 09 | 13.9583 | 29.3975 | 35.6025 | 0
9 | 63.6 | 95.9625 | 8.285 | 2001-01-10 | 0110 | 01 | 10 | 17.0833 | 21.38 | 43.62 | 0
10 | 54.2 | 353.625 | 4.7 | 2001-01-11 | 0111 | 01 | 11 | 24.1667 | 20.54 | 44.46 | 0
11 | 44.5 | 620.235 | 0 | 2001-01-12 | 0112 | 01 | 12 | 27.9583 | 22.8575 | 42.1425 | 0
12 | 29.7 | 1094.34 | 0 | 2001-01-13 | 0113 | 01 | 13 | 28.4583 | 26.96 | 38.04 | 0
|  |  |  | 2001-01-14 | 0114 | 01 | 14 | 37.0417 | 31.565 | 33.435 | 0
| Slope | -18.0934 | 1138.042 | 2001-01-15 | 0115 | 01 | 15 | 27.5 | 29.0375 | 35.9625 | 0
| Intercept | 31495.9608 | 510433.0461 | 2001-01-16 | 0116 | 01 | 16 | 31.0417 | 23.9525 | 41.0475 | 0
|  |  |  | 2001-01-17 | 0117 | 01 | 17 | 18.75 | 33.695 | 31.305 | 0
|  |  |  | 2001-01-18 | 0118 | 01 | 18 | 9.2917 | 37.625 | 27.375 | 0
|  |  |  | 2001-01-19 | 0119 | 01 | 19 | 14.7917 | 37.3175 | 27.6825 | 0
|  |  |  | 2001-01-20 | 0120 | 01 | 20 | 23.0417 | 31.4975 | 33.5025 | 0
|  |  |  | 2001-01-21 | 0121 | 01 | 21 | 25.3333 | 33.65 | 31.35 | 0
|  |  |  | 2001-01-22 | 0122 | 01 | 22 | 19.2917 | 38.585 | 26.415 | 0
|  |  |  | 2001-01-23 | 0123 | 01 | 23 | 9.2917 | 39.485 | 25.515 | 0
|  |  |  | 2001-01-24 | 0124 | 01 | 24 | 17.4167 | 41.375 | 23.625 | 0
|  |  |  | 2001-01-25 | 0125 | 01 | 25 | 22.9583 | 33.1775 | 31.8225 | 0
|  |  |  | 2001-01-26 | 0126 | 01 | 26 | 43.375 | 20.735 | 44.265 | 0
|  |  |  | 2001-01-27 | 0127 | 01 | 27 | 44.1667 | 19.28 | 45.72 | 0
|  |  |  | 2001-01-28 | 0128 | 01 | 28 | 29.2083 | 18.7775 | 46.2225 | 0
|  |  |  | 2001-01-29 | 0129 | 01 | 29 | 33.625 | 28.595 | 36.405 | 0
|  |  |  | 2001-01-30 | 0130 | 01 | 30 | 27.0417 | 33.32 | 31.68 | 0
|  |  |  | 2001-01-31 | 0131 | 01 | 31 | 25.7917 | 38.285 | 26.715 | 0
|  |  |  | 2001-02-01 | 0201 | 02 | 01 | 39.4583 | 21.53 | 43.47 | 0
|  |  |  | 2001-02-02 | 0202 | 02 | 02 | 38.7083 | 25.04 | 39.96 | 0
|  |  |  | 2001-02-03 | 0203 | 02 | 03 | 31.1667 | 25.4075 | 39.5925 | 0
|  |  |  | 2001-02-04 | 0204 | 02 | 04 | 29.5 | 19.04 | 45.96 | 0
|  |  |  | 2001-02-05 | 0205 | 02 | 05 | 20.7917 | 20.57 | 44.43 | 0
|  |  |  | 2001-02-06 | 0206 | 02 | 06 | 12.8333 | 14.0825 | 50.9175 | 0
|  |  |  | 2001-02-07 | 0207 | 02 | 07 | 15.25 | 16.16 | 48.84 | 0
|  |  |  | 2001-02-08 | 0208 | 02 | 08 | 26.9167 | 24.2675 | 40.7325 | 0
|  |  |  | 2001-02-09 | 0209 | 02 | 09 | 29.2083 | 27.8525 | 37.1475 | 0
|  |  |  | 2001-02-10 | 0210 | 02 | 10 | 31.875 | 37.31 | 27.69 | 0
|  |  |  | 2001-02-11 | 0211 | 02 | 11 | 29.875 | 41.7575 | 23.2425 | 0
|  |  |  | 2001-02-12 | 0212 | 02 | 12 | 31.75 | 38.2325 | 26.7675 | 0
|  |  |  | 2001-02-13 | 0213 | 02 | 13 | 20.125 | 37.7225 | 27.2775 | 0
|  |  |  | 2001-02-14 | 0214 | 02 | 14 | 23.25 | 40.9925 | 24.0075 | 0
|  |  |  | 2001-02-15 | 0215 | 02 | 15 | 31.8333 | 36.005 | 28.995 | 0
|  |  |  | 2001-02-16 | 0216 | 02 | 16 | 35.125 | 31.2725 | 33.7275 | 0
|  |  |  | 2001-02-17 | 0217 | 02 | 17 | 33.75 | 28.5125 | 36.4875 | 0
|  |  |  | 2001-02-18 | 0218 | 02 | 18 | 35.5417 | 29.8925 | 35.1075 | 0
|  |  |  | 2001-02-19 | 0219 | 02 | 19 | 32.5833 | 25.28 | 39.72 | 0
|  |  |  | 2001-02-20 | 0220 | 02 | 20 | 39.6667 | 13.88 | 51.12 | 0
|  |  |  | 2001-02-21 | 0221 | 02 | 21 | 24.2083 | 23.015 | 41.985 | 0
|  |  |  | 2001-02-22 | 0222 | 02 | 22 | 31.5833 | 28.1225 | 36.8775 | 0
|  |  |  | 2001-02-23 | 0223 | 02 | 23 | 40.625 | 32.7125 | 32.2875 | 0
|  |  |  | 2001-02-24 | 0224 | 02 | 24 | 31.5 | 29.615 | 35.385 | 0
|  |  |  | 2001-02-25 | 0225 | 02 | 25 | 25.625 | 33.635 | 31.365 | 0
|  |  |  | 2001-02-26 | 0226 | 02 | 26 | 27.25 | 33.1625 | 31.8375 | 0
|  |  |  | 2001-02-27 | 0227 | 02 | 27 | 29.7917 | 32.105 | 32.895 | 0
|  |  |  | 2001-02-28 | 0228 | 02 | 28 | 31.75 | 34.31 | 30.69 | 0
|  |  |  | 2001-03-01 | 0301 | 03 | 01 | 47.7917 | 42.095 | 22.905 | 0
|  |  |  | 2001-03-02 | 0302 | 03 | 02 | 38.625 | 42.215 | 22.785 | 0
|  |  |  | 2001-03-03 | 0303 | 03 | 03 | 33.875 | 43.115 | 21.885 | 0
|  |  |  | 2001-03-04 | 0304 | 03 | 04 | 42.25 | 39.65 | 25.35 | 0
|  |  |  | 2001-03-05 | 0305 | 03 | 05 | 54.5 | 41 | 24 | 0
|  |  |  | 2001-03-06 | 0306 | 03 | 06 | 41.25 | 33.005 | 31.995 | 0
|  |  |  | 2001-03-07 | 0307 | 03 | 07 | 39.625 | 29.3525 | 35.6475 | 0
|  |  |  | 2001-03-08 | 0308 | 03 | 08 | 33.25 | 26.2025 | 38.7975 | 0
|  |  |  | 2001-03-09 | 0309 | 03 | 09 | 25.2917 | 29.27 | 35.73 | 0
|  |  |  | 2001-03-10 | 0310 | 03 | 10 | 29.8333 | 36.7925 | 28.2075 | 0
|  |  |  | 2001-03-11 | 0311 | 03 | 11 | 35.75 | 38.8925 | 26.1075 | 0
|  |  |  | 2001-03-12 | 0312 | 03 | 12 | 29.5417 | 38.4425 | 26.5575 | 0
|  |  |  | 2001-03-13 | 0313 | 03 | 13 | 40.8333 | 38.825 | 26.175 | 0
|  |  |  | 2001-03-14 | 0314 | 03 | 14 | 35.75 | 38.1275 | 26.8725 | 0
|  |  |  | 2001-03-15 | 0315 | 03 | 15 | 41.1667 | 38.615 | 26.385 | 0
|  |  |  | 2001-03-16 | 0316 | 03 | 16 | 32.875 | 33.71 | 31.29 | 0
|  |  |  | 2001-03-17 | 0317 | 03 | 17 | 25.4583 | 37.7 | 27.3 | 0
|  |  |  | 2001-03-18 | 0318 | 03 | 18 | 29.125 | 48.1175 | 16.8825 | 0
|  |  |  | 2001-03-19 | 0319 | 03 | 19 | 49.3333 | 48.875 | 16.125 | 0
|  |  |  | 2001-03-20 | 0320 | 03 | 20 | 59.3333 | 43.6775 | 21.3225 | 0
|  |  |  | 2001-03-21 | 0321 | 03 | 21 | 55.4583 | 42.3575 | 22.6425 | 0
|  |  |  | 2001-03-22 | 0322 | 03 | 22 | 35.25 | 49.3925 | 15.6075 | 0
|  |  |  | 2001-03-23 | 0323 | 03 | 23 | 37.3333 | 46.61 | 18.39 | 0
|  |  |  | 2001-03-24 | 0324 | 03 | 24 | 46.9167 | 42.8975 | 22.1025 | 0
|  |  |  | 2001-03-25 | 0325 | 03 | 25 | 50.3333 | 30.9425 | 34.0575 | 0
|  |  |  | 2001-03-26 | 0326 | 03 | 26 | 52.7083 | 37.0025 | 27.9975 | 0
|  |  |  | 2001-03-27 | 0327 | 03 | 27 | 57.375 | 29.4125 | 35.5875 | 0
|  |  |  | 2001-03-28 | 0328 | 03 | 28 | 48.4583 | 28.5425 | 36.4575 | 0
|  |  |  | 2001-03-29 | 0329 | 03 | 29 | 47.75 | 33.7625 | 31.2375 | 0
|  |  |  | 2001-03-30 | 0330 | 03 | 30 | 50.4167 | 38.9825 | 26.0175 | 0
|  |  |  | 2001-03-31 | 0331 | 03 | 31 | 43 | 37.7225 | 27.2775 | 0
|  |  |  | 2001-04-01 | 0401 | 04 | 01 | 41.7917 | 34.5275 | 30.4725 | 0
|  |  |  | 2001-04-02 | 0402 | 04 | 02 | 37.625 | 38.915 | 26.085 | 0
|  |  |  | 2001-04-03 | 0403 | 04 | 03 | 37.0833 | 42.1925 | 22.8075 | 0
|  |  |  | 2001-04-04 | 0404 | 04 | 04 | 47.5833 | 41.105 | 23.895 | 0
|  |  |  | 2001-04-05 | 0405 | 04 | 05 | 62.9167 | 38.51 | 26.49 | 0
|  |  |  | 2001-04-06 | 0406 | 04 | 06 | 59.25 | 38.2775 | 26.7225 | 0
|  |  |  | 2001-04-07 | 0407 | 04 | 07 | 47.125 | 43.28 | 21.72 | 0
|  |  |  | 2001-04-08 | 0408 | 04 | 08 | 39.9583 | 48.215 | 16.785 | 0
|  |  |  | 2001-04-09 | 0409 | 04 | 09 | 34.5417 | 55.76 | 9.24 | 0
|  |  |  | 2001-04-10 | 0410 | 04 | 10 | 36.125 | 43.2725 | 21.7275 | 0
|  |  |  | 2001-04-11 | 0411 | 04 | 11 | 43.5833 | 37.6925 | 27.3075 | 0
|  |  |  | 2001-04-12 | 0412 | 04 | 12 | 52.25 | 42.68 | 22.32 | 0
|  |  |  | 2001-04-13 | 0413 | 04 | 13 | 54.1667 | 46.67 | 18.33 | 0
|  |  |  | 2001-04-14 | 0414 | 04 | 14 | 52.0417 | 44.1725 | 20.8275 | 0
|  |  |  | 2001-04-15 | 0415 | 04 | 15 | 54.9167 | 49.5575 | 15.4425 | 0
|  |  |  | 2001-04-16 | 0416 | 04 | 16 | 61.9583 | 50.42 | 14.58 | 0
|  |  |  | 2001-04-17 | 0417 | 04 | 17 | 47.5417 | 54.5375 | 10.4625 | 0
|  |  |  | 2001-04-18 | 0418 | 04 | 18 | 58.0833 | 49.3175 | 15.6825 | 0
|  |  |  | 2001-04-19 | 0419 | 04 | 19 | 72.0417 | 43.9175 | 21.0825 | 0
|  |  |  | 2001-04-20 | 0420 | 04 | 20 | 65.2083 | 41.2025 | 23.7975 | 0
|  |  |  | 2001-04-21 | 0421 | 04 | 21 | 70.7917 | 43.61 | 21.39 | 0
|  |  |  | 2001-04-22 | 0422 | 04 | 22 | 74.125 | 54.3275 | 10.6725 | 0
|  |  |  | 2001-04-23 | 0423 | 04 | 23 | 59.4167 | 48.5 | 16.5 | 0
|  |  |  | 2001-04-24 | 0424 | 04 | 24 | 48.7083 | 48.4775 | 16.5225 | 0
|  |  |  | 2001-04-25 | 0425 | 04 | 25 | 55.1667 | 55.9775 | 9.0225 | 0
|  |  |  | 2001-04-26 | 0426 | 04 | 26 | 66.5417 | 58.8575 | 6.1425 | 0
|  |  |  | 2001-04-27 | 0427 | 04 | 27 | 58.8333 | 60.8375 | 4.1625 | 0
|  |  |  | 2001-04-28 | 0428 | 04 | 28 | 52.5417 | 62.075 | 2.925 | 0
|  |  |  | 2001-04-29 | 0429 | 04 | 29 | 58.2083 | 65.9675 | 0 | 0
|  |  |  | 2001-04-30 | 0430 | 04 | 30 | 65.4167 | 55.4825 | 9.5175 | 0
|  |  |  | 2001-05-01 | 0501 | 05 | 01 | 54.1667 | 62.075 | 2.925 | 0
|  |  |  | 2001-05-02 | 0502 | 05 | 02 | 54.2083 | 61.58 | 3.42 | 0
|  |  |  | 2001-05-03 | 0503 | 05 | 03 | 48.5833 | 66.6125 | 0 | 0
|  |  |  | 2001-05-04 | 0504 | 05 | 04 | 45.7917 | 66.4175 | 0 | 0
|  |  |  | 2001-05-05 | 0505 | 05 | 05 | 48.625 | 70.07 | 0 | 0.07
|  |  |  | 2001-05-06 | 0506 | 05 | 06 | 58.4167 | 67.8875 | 0 | 0
|  |  |  | 2001-05-07 | 0507 | 05 | 07 | 60.875 | 61.505 | 3.495 | 0
|  |  |  | 2001-05-08 | 0508 | 05 | 08 | 57.0417 | 52.955 | 12.045 | 0
|  |  |  | 2001-05-09 | 0509 | 05 | 09 | 60.3333 | 50.075 | 14.925 | 0
|  |  |  | 2001-05-10 | 0510 | 05 | 10 | 69.4167 | 56.3825 | 8.6175 | 0
|  |  |  | 2001-05-11 | 0511 | 05 | 11 | 71.75 | 56.9 | 8.1 | 0
|  |  |  | 2001-05-12 | 0512 | 05 | 12 | 65.2083 | 62.24 | 2.76 | 0
|  |  |  | 2001-05-13 | 0513 | 05 | 13 | 56.125 | 70.43 | 0 | 0.43
|  |  |  | 2001-05-14 | 0514 | 05 | 14 | 58.1667 | 62.8775 | 2.1225 | 0
|  |  |  | 2001-05-15 | 0515 | 05 | 15 | 63.25 | 55.7225 | 9.2775 | 0
|  |  |  | 2001-05-16 | 0516 | 05 | 16 | 57.4583 | 58.67 | 6.33 | 0
|  |  |  | 2001-05-17 | 0517 | 05 | 17 | 68.9583 | 62.1575 | 2.8425 | 0
|  |  |  | 2001-05-18 | 0518 | 05 | 18 | 69.25 | 60.4925 | 4.5075 | 0
|  |  |  | 2001-05-19 | 0519 | 05 | 19 | 51.8333 | 67.505 | 0 | 0
|  |  |  | 2001-05-20 | 0520 | 05 | 20 | 49.5 | 65.63 | 0 | 0
|  |  |  | 2001-05-21 | 0521 | 05 | 21 | 61.2083 | 59.5025 | 5.4975 | 0
|  |  |  | 2001-05-22 | 0522 | 05 | 22 | 67.2083 | 68.84 | 0 | 0
|  |  |  | 2001-05-23 | 0523 | 05 | 23 | 70.5833 | 73.9925 | 0 | 3.9925
|  |  |  | 2001-05-24 | 0524 | 05 | 24 | 67.2083 | 73.0025 | 0 | 3.0025
|  |  |  | 2001-05-25 | 0525 | 05 | 25 | 59.4167 | 71.585 | 0 | 1.585
|  |  |  | 2001-05-26 | 0526 | 05 | 26 | 58.625 | 61.76 | 3.24 | 0
|  |  |  | 2001-05-27 | 0527 | 05 | 27 | 58.2083 | 61.805 | 3.195 | 0
|  |  |  | 2001-05-28 | 0528 | 05 | 28 | 71.0833 | 64.28 | 0.72 | 0
|  |  |  | 2001-05-29 | 0529 | 05 | 29 | 79.5833 | 66.005 | 0 | 0
|  |  |  | 2001-05-30 | 0530 | 05 | 30 | 81.0417 | 65.15 | 0 | 0
|  |  |  | 2001-05-31 | 0531 | 05 | 31 | 77.7083 | 67.4975 | 0 | 0
|  |  |  | 2001-06-01 | 0601 | 06 | 01 | 72.375 | 72.44 | 0 | 2.44
|  |  |  | 2001-06-02 | 0602 | 06 | 02 | 73.25 | 76.34 | 0 | 6.34
|  |  |  | 2001-06-03 | 0603 | 06 | 03 | 71 | 73.4225 | 0 | 3.4225
|  |  |  | 2001-06-04 | 0604 | 06 | 04 | 64.9583 | 59.1575 | 5.8425 | 0
|  |  |  | 2001-06-05 | 0605 | 06 | 05 | 64.7917 | 65.5325 | 0 | 0
|  |  |  | 2001-06-06 | 0606 | 06 | 06 | 63.0417 | 60.9125 | 4.0875 | 0
|  |  |  | 2001-06-07 | 0607 | 06 | 07 | 72.4583 | 61.64 | 3.36 | 0
|  |  |  | 2001-06-08 | 0608 | 06 | 08 | 66.25 | 68.6675 | 0 | 0
|  |  |  | 2001-06-09 | 0609 | 06 | 09 | 55.125 | 73.1 | 0 | 3.1
|  |  |  | 2001-06-10 | 0610 | 06 | 10 | 55.7083 | 73.1075 | 0 | 3.1075
|  |  |  | 2001-06-11 | 0611 | 06 | 11 | 54.8333 | 77.0225 | 0 | 7.0225
|  |  |  | 2001-06-12 | 0612 | 06 | 12 | 60.0417 | 73.82 | 0 | 3.82
|  |  |  | 2001-06-13 | 0613 | 06 | 13 | 64.375 | 67.4975 | 0 | 0
|  |  |  | 2001-06-14 | 0614 | 06 | 14 | 69.4167 | 64.2125 | 0.7875 | 0
|  |  |  | 2001-06-15 | 0615 | 06 | 15 | 75 | 59.585 | 5.415 | 0
|  |  |  | 2001-06-16 | 0616 | 06 | 16 | 66.0833 | 64.415 | 0.585 | 0
|  |  |  | 2001-06-17 | 0617 | 06 | 17 | 65 | 72.5375 | 0 | 2.5375
|  |  |  | 2001-06-18 | 0618 | 06 | 18 | 66.0417 | 71.8775 | 0 | 1.8775
|  |  |  | 2001-06-19 | 0619 | 06 | 19 | 68.2083 | 71.96 | 0 | 1.96
|  |  |  | 2001-06-20 | 0620 | 06 | 20 | 62.7083 | 63.275 | 1.725 | 0
|  |  |  | 2001-06-21 | 0621 | 06 | 21 | 71.2917 | 57.86 | 7.14 | 0
|  |  |  | 2001-06-22 | 0622 | 06 | 22 | 71.7083 | 65.7125 | 0 | 0
|  |  |  | 2001-06-23 | 0623 | 06 | 23 | 74.9583 | 68.345 | 0 | 0
|  |  |  | 2001-06-24 | 0624 | 06 | 24 | 76.1667 | 70.61 | 0 | 0.61
|  |  |  | 2001-06-25 | 0625 | 06 | 25 | 77.75 | 70.8575 | 0 | 0.8575
|  |  |  | 2001-06-26 | 0626 | 06 | 26 | 75.5417 | 63.0575 | 1.9425 | 0
|  |  |  | 2001-06-27 | 0627 | 06 | 27 | 78.75 | 62.42 | 2.58 | 0
|  |  |  | 2001-06-28 | 0628 | 06 | 28 | 72.9167 | 64.175 | 0.825 | 0
|  |  |  | 2001-06-29 | 0629 | 06 | 29 | 73.1667 | 65.72 | 0 | 0
|  |  |  | 2001-06-30 | 0630 | 06 | 30 | 71.125 | 74.525 | 0 | 4.525
|  |  |  | 2001-07-01 | 0701 | 07 | 01 | 70.3333 | 67.9325 | 0 | 0
|  |  |  | 2001-07-02 | 0702 | 07 | 02 | 70.125 | 68.495 | 0 | 0
|  |  |  | 2001-07-03 | 0703 | 07 | 03 | 73.4583 | 71.7125 | 0 | 1.7125
|  |  |  | 2001-07-04 | 0704 | 07 | 04 | 81.9583 | 73.9475 | 0 | 3.9475
|  |  |  | 2001-07-05 | 0705 | 07 | 05 | 80.75 | 75.5825 | 0 | 5.5825
|  |  |  | 2001-07-06 | 0706 | 07 | 06 | 71.2917 | 73.4675 | 0 | 3.4675
|  |  |  | 2001-07-07 | 0707 | 07 | 07 | 69.1667 | 72.1325 | 0 | 2.1325
|  |  |  | 2001-07-08 | 0708 | 07 | 08 | 71.4167 | 65.7575 | 0 | 0
|  |  |  | 2001-07-09 | 0709 | 07 | 09 | 78.9167 | 74.1725 | 0 | 4.1725
|  |  |  | 2001-07-10 | 0710 | 07 | 10 | 77.2917 | 73.595 | 0 | 3.595
|  |  |  | 2001-07-11 | 0711 | 07 | 11 | 63.9583 | 73.4975 | 0 | 3.4975
|  |  |  | 2001-07-12 | 0712 | 07 | 12 | 60.0833 | 72.215 | 0 | 2.215
|  |  |  | 2001-07-13 | 0713 | 07 | 13 | 61.9583 | 72.95 | 0 | 2.95
|  |  |  | 2001-07-14 | 0714 | 07 | 14 | 65.8333 | 74.2175 | 0 | 4.2175
|  |  |  | 2001-07-15 | 0715 | 07 | 15 | 77.1667 | 77.045 | 0 | 7.045
|  |  |  | 2001-07-16 | 0716 | 07 | 16 | 74.25 | 77.6075 | 0 | 7.6075
|  |  |  | 2001-07-17 | 0717 | 07 | 17 | 76.0833 | 71.5775 | 0 | 1.5775
|  |  |  | 2001-07-18 | 0718 | 07 | 18 | 78.7917 | 73.145 | 0 | 3.145
|  |  |  | 2001-07-19 | 0719 | 07 | 19 | 80.125 | 75.6425 | 0 | 5.6425
|  |  |  | 2001-07-20 | 0720 | 07 | 20 | 77.4167 | 78.4775 | 0 | 8.4775
|  |  |  | 2001-07-21 | 0721 | 07 | 21 | 74.75 | 78.7025 | 0 | 8.7025
|  |  |  | 2001-07-22 | 0722 | 07 | 22 | 76.4167 | 76.415 | 0 | 6.415
|  |  |  | 2001-07-23 | 0723 | 07 | 23 | 77.5833 | 67.6775 | 0 | 0
|  |  |  | 2001-07-24 | 0724 | 07 | 24 | 74.875 | 69.5525 | 0 | 0
|  |  |  | 2001-07-25 | 0725 | 07 | 25 | 76.2083 | 74.5475 | 0 | 4.5475
|  |  |  | 2001-07-26 | 0726 | 07 | 26 | 76.0833 | 74.6075 | 0 | 4.6075
|  |  |  | 2001-07-27 | 0727 | 07 | 27 | 75.6667 | 74.135 | 0 | 4.135
|  |  |  | 2001-07-28 | 0728 | 07 | 28 | 74.8333 | 72.3425 | 0 | 2.3425
|  |  |  | 2001-07-29 | 0729 | 07 | 29 | 75.75 | 71.9225 | 0 | 1.9225
|  |  |  | 2001-07-30 | 0730 | 07 | 30 | 75.1667 | 75.8075 | 0 | 5.8075
|  |  |  | 2001-07-31 | 0731 | 07 | 31 | 71.4167 | 69.4925 | 0 | 0
|  |  |  | 2001-08-01 | 0801 | 08 | 01 | 73.0833 | 73.9175 | 0 | 3.9175
|  |  |  | 2001-08-02 | 0802 | 08 | 02 | 74.5833 | 66.92 | 0 | 0
|  |  |  | 2001-08-03 | 0803 | 08 | 03 | 80.1667 | 69.9275 | 0 | 0
|  |  |  | 2001-08-04 | 0804 | 08 | 04 | 79.9167 | 74.045 | 0 | 4.045
|  |  |  | 2001-08-05 | 0805 | 08 | 05 | 72.5833 | 70.625 | 0 | 0.625
|  |  |  | 2001-08-06 | 0806 | 08 | 06 | 69.1667 | 72.0575 | 0 | 2.0575
|  |  |  | 2001-08-07 | 0807 | 08 | 07 | 73 | 73.4525 | 0 | 3.4525
|  |  |  | 2001-08-08 | 0808 | 08 | 08 | 76.3333 | 72.545 | 0 | 2.545
|  |  |  | 2001-08-09 | 0809 | 08 | 09 | 72.125 | 75.605 | 0 | 5.605
|  |  |  | 2001-08-10 | 0810 | 08 | 10 | 70.25 | 75.8 | 0 | 5.8
|  |  |  | 2001-08-11 | 0811 | 08 | 11 | 70.0417 | 72.6575 | 0 | 2.6575
|  |  |  | 2001-08-12 | 0812 | 08 | 12 | 69.2917 | 75.755 | 0 | 5.755
|  |  |  | 2001-08-13 | 0813 | 08 | 13 | 67.75 | 66.0425 | 0 | 0
|  |  |  | 2001-08-14 | 0814 | 08 | 14 | 68.7917 | 63.6425 | 1.3575 | 0
|  |  |  | 2001-08-15 | 0815 | 08 | 15 | 76.25 | 69.335 | 0 | 0
|  |  |  | 2001-08-16 | 0816 | 08 | 16 | 77.2083 | 73.43 | 0 | 3.43
|  |  |  | 2001-08-17 | 0817 | 08 | 17 | 78.75 | 66.62 | 0 | 0
|  |  |  | 2001-08-18 | 0818 | 08 | 18 | 78.5833 | 67.28 | 0 | 0
|  |  |  | 2001-08-19 | 0819 | 08 | 19 | 74.4167 | 67.985 | 0 | 0
|  |  |  | 2001-08-20 | 0820 | 08 | 20 | 71.375 | 67.3775 | 0 | 0
|  |  |  | 2001-08-21 | 0821 | 08 | 21 | 69.875 | 64.3175 | 0.6825 | 0
|  |  |  | 2001-08-22 | 0822 | 08 | 22 | 72.9583 | 70.94 | 0 | 0.94
|  |  |  | 2001-08-23 | 0823 | 08 | 23 | 65.9583 | 68.5025 | 0 | 0
|  |  |  | 2001-08-24 | 0824 | 08 | 24 | 61.625 | 73.25 | 0 | 3.25
|  |  |  | 2001-08-25 | 0825 | 08 | 25 | 59.7917 | 76.805 | 0 | 6.805
|  |  |  | 2001-08-26 | 0826 | 08 | 26 | 65.0417 | 74.96 | 0 | 4.96
|  |  |  | 2001-08-27 | 0827 | 08 | 27 | 60.75 | 76.1225 | 0 | 6.1225
|  |  |  | 2001-08-28 | 0828 | 08 | 28 | 61.75 | 76.805 | 0 | 6.805
|  |  |  | 2001-08-29 | 0829 | 08 | 29 | 65.8333 | 76.04 | 0 | 6.04
|  |  |  | 2001-08-30 | 0830 | 08 | 30 | 65.8333 | 72.86 | 0 | 2.86
|  |  |  | 2001-08-31 | 0831 | 08 | 31 | 64.8333 | 75.17 | 0 | 5.17
|  |  |  | 2001-09-01 | 0901 | 09 | 01 | 66.2917 | 67.415 | 0 | 0
|  |  |  | 2001-09-02 | 0902 | 09 | 02 | 62.0833 | 62.075 | 2.925 | 0
|  |  |  | 2001-09-03 | 0903 | 09 | 03 | 59.9583 | 59.9675 | 5.0325 | 0
|  |  |  | 2001-09-04 | 0904 | 09 | 04 | 65.0833 | 65.06 | 0 | 0
|  |  |  | 2001-09-05 | 0905 | 09 | 05 | 66.5833 | 66.56 | 0 | 0
|  |  |  | 2001-09-06 | 0906 | 09 | 06 | 60.0833 | 60.095 | 4.905 | 0
|  |  |  | 2001-09-07 | 0907 | 09 | 07 | 64.3333 | 64.3625 | 0.6375 | 0
|  |  |  | 2001-09-08 | 0908 | 09 | 08 | 72.9583 | 72.98 | 0 | 2.98
|  |  |  | 2001-09-09 | 0909 | 09 | 09 | 71.0833 | 71.075 | 0 | 1.075
|  |  |  | 2001-09-10 | 0910 | 09 | 10 | 64.4167 | 64.415 | 0.585 | 0
|  |  |  | 2001-09-11 | 0911 | 09 | 11 | 58.7917 | 58.79 | 6.21 | 0
|  |  |  | 2001-09-12 | 0912 | 09 | 12 | 65.1667 | 65.1875 | 0 | 0
|  |  |  | 2001-09-13 | 0913 | 09 | 13 | 70.75 | 70.745 | 0 | 0.745
|  |  |  | 2001-09-14 | 0914 | 09 | 14 | 71.125 | 71.1275 | 0 | 1.1275
|  |  |  | 2001-09-15 | 0915 | 09 | 15 | 69.4167 | 69.4175 | 0 | 0
|  |  |  | 2001-09-16 | 0916 | 09 | 16 | 67.8333 | 67.8575 | 0 | 0
|  |  |  | 2001-09-17 | 0917 | 09 | 17 | 72.3333 | 72.3575 | 0 | 2.3575
|  |  |  | 2001-09-18 | 0918 | 09 | 18 | 65.25 | 65.255 | 0 | 0
|  |  |  | 2001-09-19 | 0919 | 09 | 19 | 69.5833 | 69.6125 | 0 | 0
|  |  |  | 2001-09-20 | 0920 | 09 | 20 | 65.5833 | 65.585 | 0 | 0
|  |  |  | 2001-09-21 | 0921 | 09 | 21 | 61.7083 | 61.7375 | 3.2625 | 0
|  |  |  | 2001-09-22 | 0922 | 09 | 22 | 53.9583 | 53.93 | 11.07 | 0
|  |  |  | 2001-09-23 | 0923 | 09 | 23 | 57.375 | 57.35 | 7.65 | 0
|  |  |  | 2001-09-24 | 0924 | 09 | 24 | 57.4167 | 57.3875 | 7.6125 | 0
|  |  |  | 2001-09-25 | 0925 | 09 | 25 | 55.4583 | 55.475 | 9.525 | 0
|  |  |  | 2001-09-26 | 0926 | 09 | 26 | 60.25 | 60.275 | 4.725 | 0
|  |  |  | 2001-09-27 | 0927 | 09 | 27 | 67.7083 | 67.7075 | 0 | 0
|  |  |  | 2001-09-28 | 0928 | 09 | 28 | 55.5417 | 55.55 | 9.45 | 0
|  |  |  | 2001-09-29 | 0929 | 09 | 29 | 52.75 | 52.7675 | 12.2325 | 0
|  |  |  | 2001-09-30 | 0930 | 09 | 30 | 53.4583 | 54.86 | 10.14 | 0
|  |  |  | 2001-10-01 | 1001 | 10 | 01 | 65.8333 | 72.7475 | 0 | 2.7475
|  |  |  | 2001-10-02 | 1002 | 10 | 02 | 64.5833 | 68.2925 | 0 | 0
|  |  |  | 2001-10-03 | 1003 | 10 | 03 | 57.5417 | 62.075 | 2.925 | 0
|  |  |  | 2001-10-04 | 1004 | 10 | 04 | 54.6667 | 71.9525 | 0 | 1.9525
|  |  |  | 2001-10-05 | 1005 | 10 | 05 | 54.2083 | 61.115 | 3.885 | 0
|  |  |  | 2001-10-06 | 1006 | 10 | 06 | 52.875 | 52.5425 | 12.4575 | 0
|  |  |  | 2001-10-07 | 1007 | 10 | 07 | 55.75 | 46.76 | 18.24 | 0
|  |  |  | 2001-10-08 | 1008 | 10 | 08 | 58.5833 | 53.5325 | 11.4675 | 0
|  |  |  | 2001-10-09 | 1009 | 10 | 09 | 58.875 | 60.995 | 4.005 | 0
|  |  |  | 2001-10-10 | 1010 | 10 | 10 | 51.75 | 44.36 | 20.64 | 0
|  |  |  | 2001-10-11 | 1011 | 10 | 11 | 58.5 | 46.31 | 18.69 | 0
|  |  |  | 2001-10-12 | 1012 | 10 | 12 | 53.25 | 56.48 | 8.52 | 0
|  |  |  | 2001-10-13 | 1013 | 10 | 13 | 48.9167 | 60.845 | 4.155 | 0
|  |  |  | 2001-10-14 | 1014 | 10 | 14 | 50.5833 | 60.83 | 4.17 | 0
|  |  |  | 2001-10-15 | 1015 | 10 | 15 | 52.4583 | 48.83 | 16.17 | 0
|  |  |  | 2001-10-16 | 1016 | 10 | 16 | 58.875 | 49.9175 | 15.0825 | 0
|  |  |  | 2001-10-17 | 1017 | 10 | 17 | 66.5 | 46.9175 | 18.0825 | 0
|  |  |  | 2001-10-18 | 1018 | 10 | 18 | 66.3333 | 48.17 | 16.83 | 0
|  |  |  | 2001-10-19 | 1019 | 10 | 19 | 61.5417 | 46.13 | 18.87 | 0
|  |  |  | 2001-10-20 | 1020 | 10 | 20 | 52.4583 | 49.7675 | 15.2325 | 0
|  |  |  | 2001-10-21 | 1021 | 10 | 21 | 55.0417 | 52.91 | 12.09 | 0
|  |  |  | 2001-10-22 | 1022 | 10 | 22 | 49.9167 | 56.255 | 8.745 | 0
|  |  |  | 2001-10-23 | 1023 | 10 | 23 | 45.5 | 58.25 | 6.75 | 0
|  |  |  | 2001-10-24 | 1024 | 10 | 24 | 46.5833 | 53.075 | 11.925 | 0
|  |  |  | 2001-10-25 | 1025 | 10 | 25 | 52.5417 | 46.6325 | 18.3675 | 0
|  |  |  | 2001-10-26 | 1026 | 10 | 26 | 46.375 | 50.3375 | 14.6625 | 0
|  |  |  | 2001-10-27 | 1027 | 10 | 27 | 47.4583 | 51.65 | 13.35 | 0
|  |  |  | 2001-10-28 | 1028 | 10 | 28 | 48.1667 | 55.9325 | 9.0675 | 0
|  |  |  | 2001-10-29 | 1029 | 10 | 29 | 44.6667 | 54.335 | 10.665 | 0
|  |  |  | 2001-10-30 | 1030 | 10 | 30 | 43.2917 | 50.285 | 14.715 | 0
|  |  |  | 2001-10-31 | 1031 | 10 | 31 | 45.7917 | 41.135 | 23.865 | 0
|  |  |  | 2001-11-01 | 1101 | 11 | 01 | 48.3333 | 49.8425 | 15.1575 | 0
|  |  |  | 2001-11-02 | 1102 | 11 | 02 | 51.25 | 45.5825 | 19.4175 | 0
|  |  |  | 2001-11-03 | 1103 | 11 | 03 | 51.125 | 62.45 | 2.55 | 0
|  |  |  | 2001-11-04 | 1104 | 11 | 04 | 57.4167 | 67.6625 | 0 | 0
|  |  |  | 2001-11-05 | 1105 | 11 | 05 | 51.0833 | 66.89 | 0 | 0
|  |  |  | 2001-11-06 | 1106 | 11 | 06 | 37.0833 | 56.72 | 8.28 | 0
|  |  |  | 2001-11-07 | 1107 | 11 | 07 | 43.2083 | 48.53 | 16.47 | 0
|  |  |  | 2001-11-08 | 1108 | 11 | 08 | 50.2083 | 39.8825 | 25.1175 | 0
|  |  |  | 2001-11-09 | 1109 | 11 | 09 | 51.125 | 35.9225 | 29.0775 | 0
|  |  |  | 2001-11-10 | 1110 | 11 | 10 | 35.9583 | 34.01 | 30.99 | 0
|  |  |  | 2001-11-11 | 1111 | 11 | 11 | 30.5 | 34.7075 | 30.2925 | 0
|  |  |  | 2001-11-12 | 1112 | 11 | 12 | 36.6667 | 44.315 | 20.685 | 0
|  |  |  | 2001-11-13 | 1113 | 11 | 13 | 40.375 | 53.285 | 11.715 | 0
|  |  |  | 2001-11-14 | 1114 | 11 | 14 | 43.8333 | 56.51 | 8.49 | 0
|  |  |  | 2001-11-15 | 1115 | 11 | 15 | 42.25 | 47.555 | 17.445 | 0
|  |  |  | 2001-11-16 | 1116 | 11 | 16 | 44.8333 | 43.1 | 21.9 | 0
|  |  |  | 2001-11-17 | 1117 | 11 | 17 | 58.9167 | 47.9825 | 17.0175 | 0
|  |  |  | 2001-11-18 | 1118 | 11 | 18 | 56.2083 | 38.63 | 26.37 | 0
|  |  |  | 2001-11-19 | 1119 | 11 | 19 | 44.0833 | 33.1325 | 31.8675 | 0
|  |  |  | 2001-11-20 | 1120 | 11 | 20 | 39.4167 | 32.885 | 32.115 | 0
|  |  |  | 2001-11-21 | 1121 | 11 | 21 | 20.5833 | 37.355 | 27.645 | 0
|  |  |  | 2001-11-22 | 1122 | 11 | 22 | 25.75 | 39.86 | 25.14 | 0
|  |  |  | 2001-11-23 | 1123 | 11 | 23 | 36.4167 | 42.245 | 22.755 | 0
|  |  |  | 2001-11-24 | 1124 | 11 | 24 | 45.375 | 47.48 | 17.52 | 0
|  |  |  | 2001-11-25 | 1125 | 11 | 25 | 48.6667 | 44.0825 | 20.9175 | 0
|  |  |  | 2001-11-26 | 1126 | 11 | 26 | 43.75 | 40.6175 | 24.3825 | 0
|  |  |  | 2001-11-27 | 1127 | 11 | 27 | 36.9583 | 38.6675 | 26.3325 | 0
|  |  |  | 2001-11-28 | 1128 | 11 | 28 | 38.875 | 31.6475 | 33.3525 | 0
|  |  |  | 2001-11-29 | 1129 | 11 | 29 | 46.375 | 34.4675 | 30.5325 | 0
|  |  |  | 2001-11-30 | 1130 | 11 | 30 | 48.3333 | 38.3 | 26.7 | 0
|  |  |  | 2001-12-01 | 1201 | 12 | 01 | 35.25 | 39.9875 | 25.0125 | 0
|  |  |  | 2001-12-02 | 1202 | 12 | 02 | 36.2083 | 38.2925 | 26.7075 | 0
|  |  |  | 2001-12-03 | 1203 | 12 | 03 | 34.875 | 28.9175 | 36.0825 | 0
|  |  |  | 2001-12-04 | 1204 | 12 | 04 | 51.9167 | 26.315 | 38.685 | 0
|  |  |  | 2001-12-05 | 1205 | 12 | 05 | 41.5833 | 27.26 | 37.74 | 0
|  |  |  | 2001-12-06 | 1206 | 12 | 06 | 39.5833 | 32.7725 | 32.2275 | 0
|  |  |  | 2001-12-07 | 1207 | 12 | 07 | 41.8333 | 34.25 | 30.75 | 0
|  |  |  | 2001-12-08 | 1208 | 12 | 08 | 50.5833 | 35.315 | 29.685 | 0
|  |  |  | 2001-12-09 | 1209 | 12 | 09 | 40.75 | 39.005 | 25.995 | 0
|  |  |  | 2001-12-10 | 1210 | 12 | 10 | 23.9583 | 42.1175 | 22.8825 | 0
|  |  |  | 2001-12-11 | 1211 | 12 | 11 | 21.6667 | 43.9175 | 21.0825 | 0
|  |  |  | 2001-12-12 | 1212 | 12 | 12 | 27.625 | 41.045 | 23.955 | 0
|  |  |  | 2001-12-13 | 1213 | 12 | 13 | 34.5 | 34.07 | 30.93 | 0
|  |  |  | 2001-12-14 | 1214 | 12 | 14 | 30.9583 | 28.7 | 36.3 | 0
|  |  |  | 2001-12-15 | 1215 | 12 | 15 | 34.4583 | 25.1825 | 39.8175 | 0
|  |  |  | 2001-12-16 | 1216 | 12 | 16 | 39.0833 | 33.245 | 31.755 | 0
|  |  |  | 2001-12-17 | 1217 | 12 | 17 | 37.0417 | 29.5775 | 35.4225 | 0
|  |  |  | 2001-12-18 | 1218 | 12 | 18 | 35 | 21.4325 | 43.5675 | 0
|  |  |  | 2001-12-19 | 1219 | 12 | 19 | 24.7083 | 16.2425 | 48.7575 | 0
|  |  |  | 2001-12-20 | 1220 | 12 | 20 | 27.4583 | 17.4125 | 47.5875 | 0
|  |  |  | 2001-12-21 | 1221 | 12 | 21 | 36.0417 | 19.97 | 45.03 | 0
|  |  |  | 2001-12-22 | 1222 | 12 | 22 | 32.7083 | 20.2925 | 44.7075 | 0
|  |  |  | 2001-12-23 | 1223 | 12 | 23 | 29.9583 | 34.13 | 30.87 | 0
|  |  |  | 2001-12-24 | 1224 | 12 | 24 | 29.5417 | 38.99 | 26.01 | 0
|  |  |  | 2001-12-25 | 1225 | 12 | 25 | 34.9583 | 23.2925 | 41.7075 | 0
|  |  |  | 2001-12-26 | 1226 | 12 | 26 | 30.7083 | 12.29 | 52.71 | 0
|  |  |  | 2001-12-27 | 1227 | 12 | 27 | 27 | 28.4075 | 36.5925 | 0
|  |  |  | 2001-12-28 | 1228 | 12 | 28 | 23.0417 | 27.83 | 37.17 | 0
|  |  |  | 2001-12-29 | 1229 | 12 | 29 | 22.4583 | 25.9025 | 39.0975 | 0
|  |  |  | 2001-12-30 | 1230 | 12 | 30 | 26.2083 | 23.705 | 41.295 | 0
|  |  |  | 2001-12-31 | 1231 | 12 | 31 | 36.2083 | 30.7925 | 34.2075 | 0

## Philadelphia, PA (hidden)
Typical Year Summary | [7 empty] | Daily Temp TMY3 | Daily Temp TMY2 | HDD | CDD
Month | Average | HDD | CDD | 2001-01-01 | 0101 | 01 | 01 | 34.125 | 18.3725 | 46.6275 | 0
1 | 29.8 | 1091.9775 | 0 | 2001-01-02 | 0102 | 01 | 02 | 27.6667 | 20.645 | 44.355 | 0
2 | 31.6 | 935.28 | 0 | 2001-01-03 | 0103 | 01 | 03 | 36.4583 | 25.4675 | 39.5325 | 0
3 | 41.5 | 727.6425 | 0 | 2001-01-04 | 0104 | 01 | 04 | 27.6667 | 22.1225 | 42.8775 | 0
4 | 51 | 421.29 | 0 | 2001-01-05 | 0105 | 01 | 05 | 22.625 | 19.07 | 45.93 | 0
5 | 62.7 | 116.9325 | 7.1025 | 2001-01-06 | 0106 | 01 | 06 | 24.7083 | 26.0525 | 38.9475 | 0
6 | 71.1 | 4.0425 | 83.95 | 2001-01-07 | 0107 | 01 | 07 | 31.75 | 26.6375 | 38.3625 | 0
7 | 76.8 | 0 | 211.74 | 2001-01-08 | 0108 | 01 | 08 | 28.25 | 24.1175 | 40.8825 | 0
8 | 73.7 | 0 | 122.6675 | 2001-01-09 | 0109 | 01 | 09 | 17.875 | 33.335 | 31.665 | 0
9 | 68.2 | 25.605 | 42.6725 | 2001-01-10 | 0110 | 01 | 10 | 20.125 | 24.4625 | 40.5375 | 0
10 | 55.4 | 310.1625 | 3.6025 | 2001-01-11 | 0111 | 01 | 11 | 29.25 | 21.7475 | 43.2525 | 0
11 | 45.8 | 580.455 | 0 | 2001-01-12 | 0112 | 01 | 12 | 30.7917 | 23.045 | 41.955 | 0
12 | 34.6 | 942.8175 | 0 | 2001-01-13 | 0113 | 01 | 13 | 36.4583 | 27.905 | 37.095 | 0
|  |  |  | 2001-01-14 | 0114 | 01 | 14 | 39.9167 | 32.285 | 32.715 | 0
| Slope | -8.5369 | 270.2044 | 2001-01-15 | 0115 | 01 | 15 | 31.375 | 31.8125 | 33.1875 | 0
| Intercept | 28493.1725 | 151544.5957 | 2001-01-16 | 0116 | 01 | 16 | 34.25 | 27.2 | 37.8 | 0
|  |  |  | 2001-01-17 | 0117 | 01 | 17 | 23.125 | 34.67 | 30.33 | 0
|  |  |  | 2001-01-18 | 0118 | 01 | 18 | 12.9167 | 40.43 | 24.57 | 0
|  |  |  | 2001-01-19 | 0119 | 01 | 19 | 16.9167 | 41.2625 | 23.7375 | 0
|  |  |  | 2001-01-20 | 0120 | 01 | 20 | 26.6667 | 33.8525 | 31.1475 | 0
|  |  |  | 2001-01-21 | 0121 | 01 | 21 | 29.0833 | 36.35 | 28.65 | 0
|  |  |  | 2001-01-22 | 0122 | 01 | 22 | 22.4583 | 40.25 | 24.75 | 0
|  |  |  | 2001-01-23 | 0123 | 01 | 23 | 13.8333 | 42.0575 | 22.9425 | 0
|  |  |  | 2001-01-24 | 0124 | 01 | 24 | 26.125 | 43.025 | 21.975 | 0
|  |  |  | 2001-01-25 | 0125 | 01 | 25 | 30.625 | 36.035 | 28.965 | 0
|  |  |  | 2001-01-26 | 0126 | 01 | 26 | 50.625 | 21.7925 | 43.2075 | 0
|  |  |  | 2001-01-27 | 0127 | 01 | 27 | 48.1667 | 21.4175 | 43.5825 | 0
|  |  |  | 2001-01-28 | 0128 | 01 | 28 | 31.625 | 19.8725 | 45.1275 | 0
|  |  |  | 2001-01-29 | 0129 | 01 | 29 | 37.0833 | 30.7175 | 34.2825 | 0
|  |  |  | 2001-01-30 | 0130 | 01 | 30 | 30.9583 | 36.0575 | 28.9425 | 0
|  |  |  | 2001-01-31 | 0131 | 01 | 31 | 29.7083 | 40.955 | 24.045 | 0
|  |  |  | 2001-02-01 | 0201 | 02 | 01 | 27 | 28.9775 | 36.0225 | 0
|  |  |  | 2001-02-02 | 0202 | 02 | 02 | 23.625 | 33.35 | 31.65 | 0
|  |  |  | 2001-02-03 | 0203 | 02 | 03 | 29.0417 | 39.4175 | 25.5825 | 0
|  |  |  | 2001-02-04 | 0204 | 02 | 04 | 33.0833 | 29.8625 | 35.1375 | 0
|  |  |  | 2001-02-05 | 0205 | 02 | 05 | 37.0833 | 20.6375 | 44.3625 | 0
|  |  |  | 2001-02-06 | 0206 | 02 | 06 | 38.2083 | 30.17 | 34.83 | 0
|  |  |  | 2001-02-07 | 0207 | 02 | 07 | 38.5 | 27.4925 | 37.5075 | 0
|  |  |  | 2001-02-08 | 0208 | 02 | 08 | 24 | 17.93 | 47.07 | 0
|  |  |  | 2001-02-09 | 0209 | 02 | 09 | 21.8333 | 21.7775 | 43.2225 | 0
|  |  |  | 2001-02-10 | 0210 | 02 | 10 | 17.1667 | 26.0375 | 38.9625 | 0
|  |  |  | 2001-02-11 | 0211 | 02 | 11 | 22.9583 | 27.0725 | 37.9275 | 0
|  |  |  | 2001-02-12 | 0212 | 02 | 12 | 29.7917 | 32.255 | 32.745 | 0
|  |  |  | 2001-02-13 | 0213 | 02 | 13 | 35.375 | 42.6425 | 22.3575 | 0
|  |  |  | 2001-02-14 | 0214 | 02 | 14 | 29.875 | 40.1225 | 24.8775 | 0
|  |  |  | 2001-02-15 | 0215 | 02 | 15 | 34.0833 | 41.8175 | 23.1825 | 0
|  |  |  | 2001-02-16 | 0216 | 02 | 16 | 39.9167 | 38.1425 | 26.8575 | 0
|  |  |  | 2001-02-17 | 0217 | 02 | 17 | 35.1667 | 32.285 | 32.715 | 0
|  |  |  | 2001-02-18 | 0218 | 02 | 18 | 41.0417 | 35.81 | 29.19 | 0
|  |  |  | 2001-02-19 | 0219 | 02 | 19 | 43.6667 | 33.71 | 31.29 | 0
|  |  |  | 2001-02-20 | 0220 | 02 | 20 | 48.125 | 21.485 | 43.515 | 0
|  |  |  | 2001-02-21 | 0221 | 02 | 21 | 46.6667 | 24.7775 | 40.2225 | 0
|  |  |  | 2001-02-22 | 0222 | 02 | 22 | 42.4167 | 32.525 | 32.475 | 0
|  |  |  | 2001-02-23 | 0223 | 02 | 23 | 35.125 | 20.5475 | 44.4525 | 0
|  |  |  | 2001-02-24 | 0224 | 02 | 24 | 37 | 33.035 | 31.965 | 0
|  |  |  | 2001-02-25 | 0225 | 02 | 25 | 33.5833 | 38.54 | 26.46 | 0
|  |  |  | 2001-02-26 | 0226 | 02 | 26 | 31.5833 | 37.4675 | 27.5325 | 0
|  |  |  | 2001-02-27 | 0227 | 02 | 27 | 21.9167 | 34.49 | 30.51 | 0
|  |  |  | 2001-02-28 | 0228 | 02 | 28 | 25.875 | 42.3425 | 22.6575 | 0
|  |  |  | 2001-03-01 | 0301 | 03 | 01 | 49.75 | 37.85 | 27.15 | 0
|  |  |  | 2001-03-02 | 0302 | 03 | 02 | 56.8333 | 38.435 | 26.565 | 0
|  |  |  | 2001-03-03 | 0303 | 03 | 03 | 53.25 | 29.795 | 35.205 | 0
|  |  |  | 2001-03-04 | 0304 | 03 | 04 | 48.8333 | 31.8275 | 33.1725 | 0
|  |  |  | 2001-03-05 | 0305 | 03 | 05 | 50.8333 | 41.5175 | 23.4825 | 0
|  |  |  | 2001-03-06 | 0306 | 03 | 06 | 57.7917 | 34.2725 | 30.7275 | 0
|  |  |  | 2001-03-07 | 0307 | 03 | 07 | 48.25 | 35.0675 | 29.9325 | 0
|  |  |  | 2001-03-08 | 0308 | 03 | 08 | 40.5 | 30.0275 | 34.9725 | 0
|  |  |  | 2001-03-09 | 0309 | 03 | 09 | 37.9583 | 34.5725 | 30.4275 | 0
|  |  |  | 2001-03-10 | 0310 | 03 | 10 | 40.0833 | 34.8725 | 30.1275 | 0
|  |  |  | 2001-03-11 | 0311 | 03 | 11 | 44.2917 | 48.155 | 16.845 | 0
|  |  |  | 2001-03-12 | 0312 | 03 | 12 | 40.3333 | 51.9425 | 13.0575 | 0
|  |  |  | 2001-03-13 | 0313 | 03 | 13 | 37.2917 | 50.7875 | 14.2125 | 0
|  |  |  | 2001-03-14 | 0314 | 03 | 14 | 39.25 | 50.84 | 14.16 | 0
|  |  |  | 2001-03-15 | 0315 | 03 | 15 | 51.3333 | 42.47 | 22.53 | 0
|  |  |  | 2001-03-16 | 0316 | 03 | 16 | 34.9583 | 41.0675 | 23.9325 | 0
|  |  |  | 2001-03-17 | 0317 | 03 | 17 | 32.5417 | 40.25 | 24.75 | 0
|  |  |  | 2001-03-18 | 0318 | 03 | 18 | 37.75 | 44.6375 | 20.3625 | 0
|  |  |  | 2001-03-19 | 0319 | 03 | 19 | 37.2917 | 45.635 | 19.365 | 0
|  |  |  | 2001-03-20 | 0320 | 03 | 20 | 42.375 | 45.425 | 19.575 | 0
|  |  |  | 2001-03-21 | 0321 | 03 | 21 | 45.6667 | 45.875 | 19.125 | 0
|  |  |  | 2001-03-22 | 0322 | 03 | 22 | 32.9583 | 44.1275 | 20.8725 | 0
|  |  |  | 2001-03-23 | 0323 | 03 | 23 | 36.9167 | 42.7925 | 22.2075 | 0
|  |  |  | 2001-03-24 | 0324 | 03 | 24 | 47 | 44.465 | 20.535 | 0
|  |  |  | 2001-03-25 | 0325 | 03 | 25 | 51.2083 | 49.745 | 15.255 | 0
|  |  |  | 2001-03-26 | 0326 | 03 | 26 | 60.2917 | 43.1225 | 21.8775 | 0
|  |  |  | 2001-03-27 | 0327 | 03 | 27 | 60.2083 | 33.1175 | 31.8825 | 0
|  |  |  | 2001-03-28 | 0328 | 03 | 28 | 52.4583 | 32.3675 | 32.6325 | 0
|  |  |  | 2001-03-29 | 0329 | 03 | 29 | 44.0417 | 41.57 | 23.43 | 0
|  |  |  | 2001-03-30 | 0330 | 03 | 30 | 39.7083 | 48.125 | 16.875 | 0
|  |  |  | 2001-03-31 | 0331 | 03 | 31 | 45.25 | 52.6025 | 12.3975 | 0
|  |  |  | 2001-04-01 | 0401 | 04 | 01 | 45.125 | 43.145 | 21.855 | 0
|  |  |  | 2001-04-02 | 0402 | 04 | 02 | 44.9167 | 49.6625 | 15.3375 | 0
|  |  |  | 2001-04-03 | 0403 | 04 | 03 | 48.4583 | 45.71 | 19.29 | 0
|  |  |  | 2001-04-04 | 0404 | 04 | 04 | 53.4583 | 45.335 | 19.665 | 0
|  |  |  | 2001-04-05 | 0405 | 04 | 05 | 35.5417 | 41.855 | 23.145 | 0
|  |  |  | 2001-04-06 | 0406 | 04 | 06 | 44.4583 | 40.5575 | 24.4425 | 0
|  |  |  | 2001-04-07 | 0407 | 04 | 07 | 53.7917 | 47.2175 | 17.7825 | 0
|  |  |  | 2001-04-08 | 0408 | 04 | 08 | 51.125 | 50.0975 | 14.9025 | 0
|  |  |  | 2001-04-09 | 0409 | 04 | 09 | 59.0833 | 58.07 | 6.93 | 0
|  |  |  | 2001-04-10 | 0410 | 04 | 10 | 47.2917 | 50.465 | 14.535 | 0
|  |  |  | 2001-04-11 | 0411 | 04 | 11 | 51.7917 | 41.8775 | 23.1225 | 0
|  |  |  | 2001-04-12 | 0412 | 04 | 12 | 58.875 | 46.79 | 18.21 | 0
|  |  |  | 2001-04-13 | 0413 | 04 | 13 | 53.7917 | 50.8025 | 14.1975 | 0
|  |  |  | 2001-04-14 | 0414 | 04 | 14 | 49.5417 | 45.515 | 19.485 | 0
|  |  |  | 2001-04-15 | 0415 | 04 | 15 | 50.5833 | 48.08 | 16.92 | 0
|  |  |  | 2001-04-16 | 0416 | 04 | 16 | 54.4167 | 51.8 | 13.2 | 0
|  |  |  | 2001-04-17 | 0417 | 04 | 17 | 53.9167 | 52.625 | 12.375 | 0
|  |  |  | 2001-04-18 | 0418 | 04 | 18 | 57.5417 | 53.0525 | 11.9475 | 0
|  |  |  | 2001-04-19 | 0419 | 04 | 19 | 70.5417 | 45.68 | 19.32 | 0
|  |  |  | 2001-04-20 | 0420 | 04 | 20 | 64.5833 | 44.03 | 20.97 | 0
|  |  |  | 2001-04-21 | 0421 | 04 | 21 | 59.6667 | 46.88 | 18.12 | 0
|  |  |  | 2001-04-22 | 0422 | 04 | 22 | 63.75 | 56.9 | 8.1 | 0
|  |  |  | 2001-04-23 | 0423 | 04 | 23 | 54.7083 | 52.3475 | 12.6525 | 0
|  |  |  | 2001-04-24 | 0424 | 04 | 24 | 51.9583 | 53.3975 | 11.6025 | 0
|  |  |  | 2001-04-25 | 0425 | 04 | 25 | 58.2083 | 59.2775 | 5.7225 | 0
|  |  |  | 2001-04-26 | 0426 | 04 | 26 | 57.0833 | 60.5075 | 4.4925 | 0
|  |  |  | 2001-04-27 | 0427 | 04 | 27 | 64.875 | 62.3375 | 2.6625 | 0
|  |  |  | 2001-04-28 | 0428 | 04 | 28 | 62.7083 | 63.065 | 1.935 | 0
|  |  |  | 2001-04-29 | 0429 | 04 | 29 | 60.625 | 66.665 | 0 | 0
|  |  |  | 2001-04-30 | 0430 | 04 | 30 | 52.9583 | 56.63 | 8.37 | 0
|  |  |  | 2001-05-01 | 0501 | 05 | 01 | 67.5833 | 58.505 | 6.495 | 0
|  |  |  | 2001-05-02 | 0502 | 05 | 02 | 71.5417 | 64.0025 | 0.9975 | 0
|  |  |  | 2001-05-03 | 0503 | 05 | 03 | 74.9583 | 56.6675 | 8.3325 | 0
|  |  |  | 2001-05-04 | 0504 | 05 | 04 | 76.5 | 49.6775 | 15.3225 | 0
|  |  |  | 2001-05-05 | 0505 | 05 | 05 | 69.9583 | 60.785 | 4.215 | 0
|  |  |  | 2001-05-06 | 0506 | 05 | 06 | 57.875 | 69.68 | 0 | 0
|  |  |  | 2001-05-07 | 0507 | 05 | 07 | 55.0833 | 67.2125 | 0 | 0
|  |  |  | 2001-05-08 | 0508 | 05 | 08 | 57.6667 | 53.9975 | 11.0025 | 0
|  |  |  | 2001-05-09 | 0509 | 05 | 09 | 63.0833 | 56.3375 | 8.6625 | 0
|  |  |  | 2001-05-10 | 0510 | 05 | 10 | 71.7917 | 65.12 | 0 | 0
|  |  |  | 2001-05-11 | 0511 | 05 | 11 | 73.7917 | 65.675 | 0 | 0
|  |  |  | 2001-05-12 | 0512 | 05 | 12 | 71.875 | 57.6725 | 7.3275 | 0
|  |  |  | 2001-05-13 | 0513 | 05 | 13 | 62.1667 | 59.2925 | 5.7075 | 0
|  |  |  | 2001-05-14 | 0514 | 05 | 14 | 60.5833 | 70.2125 | 0 | 0.2125
|  |  |  | 2001-05-15 | 0515 | 05 | 15 | 62.875 | 74.4575 | 0 | 4.4575
|  |  |  | 2001-05-16 | 0516 | 05 | 16 | 59.5417 | 72.4325 | 0 | 2.4325
|  |  |  | 2001-05-17 | 0517 | 05 | 17 | 56.9167 | 69.9425 | 0 | 0
|  |  |  | 2001-05-18 | 0518 | 05 | 18 | 59.25 | 60.365 | 4.635 | 0
|  |  |  | 2001-05-19 | 0519 | 05 | 19 | 68.3333 | 49.5575 | 15.4425 | 0
|  |  |  | 2001-05-20 | 0520 | 05 | 20 | 60.2083 | 64.5125 | 0.4875 | 0
|  |  |  | 2001-05-21 | 0521 | 05 | 21 | 56.6667 | 68.6675 | 0 | 0
|  |  |  | 2001-05-22 | 0522 | 05 | 22 | 64.5 | 61.9325 | 3.0675 | 0
|  |  |  | 2001-05-23 | 0523 | 05 | 23 | 64.9167 | 61.2575 | 3.7425 | 0
|  |  |  | 2001-05-24 | 0524 | 05 | 24 | 67.625 | 62.21 | 2.79 | 0
|  |  |  | 2001-05-25 | 0525 | 05 | 25 | 61.6667 | 57.4475 | 7.5525 | 0
|  |  |  | 2001-05-26 | 0526 | 05 | 26 | 60.0833 | 56.1125 | 8.8875 | 0
|  |  |  | 2001-05-27 | 0527 | 05 | 27 | 64.7917 | 63.5675 | 1.4325 | 0
|  |  |  | 2001-05-28 | 0528 | 05 | 28 | 66.2083 | 67.5725 | 0 | 0
|  |  |  | 2001-05-29 | 0529 | 05 | 29 | 66.4583 | 64.8575 | 0.1425 | 0
|  |  |  | 2001-05-30 | 0530 | 05 | 30 | 62.4583 | 64.31 | 0.69 | 0
|  |  |  | 2001-05-31 | 0531 | 05 | 31 | 60.8333 | 69.7025 | 0 | 0
|  |  |  | 2001-06-01 | 0601 | 06 | 01 | 66.1667 | 65.1575 | 0 | 0
|  |  |  | 2001-06-02 | 0602 | 06 | 02 | 60.25 | 67.805 | 0 | 0
|  |  |  | 2001-06-03 | 0603 | 06 | 03 | 64.2917 | 65.84 | 0 | 0
|  |  |  | 2001-06-04 | 0604 | 06 | 04 | 73.1667 | 66.575 | 0 | 0
|  |  |  | 2001-06-05 | 0605 | 06 | 05 | 73.4167 | 70.7975 | 0 | 0.7975
|  |  |  | 2001-06-06 | 0606 | 06 | 06 | 75.7083 | 75.1325 | 0 | 5.1325
|  |  |  | 2001-06-07 | 0607 | 06 | 07 | 72.25 | 75.455 | 0 | 5.455
|  |  |  | 2001-06-08 | 0608 | 06 | 08 | 71.1667 | 75.8825 | 0 | 5.8825
|  |  |  | 2001-06-09 | 0609 | 06 | 09 | 76.875 | 77.75 | 0 | 7.75
|  |  |  | 2001-06-10 | 0610 | 06 | 10 | 66.7917 | 70.1375 | 0 | 0.1375
|  |  |  | 2001-06-11 | 0611 | 06 | 11 | 70.5417 | 65.765 | 0 | 0
|  |  |  | 2001-06-12 | 0612 | 06 | 12 | 74.625 | 70.1075 | 0 | 0.1075
|  |  |  | 2001-06-13 | 0613 | 06 | 13 | 74.25 | 67.055 | 0 | 0
|  |  |  | 2001-06-14 | 0614 | 06 | 14 | 63.8333 | 66.7925 | 0 | 0
|  |  |  | 2001-06-15 | 0615 | 06 | 15 | 72.4583 | 73.85 | 0 | 3.85
|  |  |  | 2001-06-16 | 0616 | 06 | 16 | 81 | 73.3475 | 0 | 3.3475
|  |  |  | 2001-06-17 | 0617 | 06 | 17 | 76.3333 | 65.7425 | 0 | 0
|  |  |  | 2001-06-18 | 0618 | 06 | 18 | 72.875 | 67.34 | 0 | 0
|  |  |  | 2001-06-19 | 0619 | 06 | 19 | 70.125 | 69.665 | 0 | 0
|  |  |  | 2001-06-20 | 0620 | 06 | 20 | 73.6667 | 67.3325 | 0 | 0
|  |  |  | 2001-06-21 | 0621 | 06 | 21 | 76.125 | 63.7475 | 1.2525 | 0
|  |  |  | 2001-06-22 | 0622 | 06 | 22 | 77.9583 | 75.8375 | 0 | 5.8375
|  |  |  | 2001-06-23 | 0623 | 06 | 23 | 72.5 | 74.9225 | 0 | 4.9225
|  |  |  | 2001-06-24 | 0624 | 06 | 24 | 74.5417 | 74.45 | 0 | 4.45
|  |  |  | 2001-06-25 | 0625 | 06 | 25 | 76.875 | 80.3975 | 0 | 10.3975
|  |  |  | 2001-06-26 | 0626 | 06 | 26 | 66.8333 | 78.7025 | 0 | 8.7025
|  |  |  | 2001-06-27 | 0627 | 06 | 27 | 67.8333 | 62.21 | 2.79 | 0
|  |  |  | 2001-06-28 | 0628 | 06 | 28 | 71.375 | 66.635 | 0 | 0
|  |  |  | 2001-06-29 | 0629 | 06 | 29 | 72.7083 | 74.09 | 0 | 4.09
|  |  |  | 2001-06-30 | 0630 | 06 | 30 | 71.2917 | 83.09 | 0 | 13.09
|  |  |  | 2001-07-01 | 0701 | 07 | 01 | 70.4167 | 82.5275 | 0 | 12.5275
|  |  |  | 2001-07-02 | 0702 | 07 | 02 | 73.7083 | 77.1725 | 0 | 7.1725
|  |  |  | 2001-07-03 | 0703 | 07 | 03 | 71.7917 | 72.5 | 0 | 2.5
|  |  |  | 2001-07-04 | 0704 | 07 | 04 | 69.8333 | 71.9075 | 0 | 1.9075
|  |  |  | 2001-07-05 | 0705 | 07 | 05 | 79.2917 | 73.505 | 0 | 3.505
|  |  |  | 2001-07-06 | 0706 | 07 | 06 | 83.4583 | 79.3175 | 0 | 9.3175
|  |  |  | 2001-07-07 | 0707 | 07 | 07 | 86.625 | 81.92 | 0 | 11.92
|  |  |  | 2001-07-08 | 0708 | 07 | 08 | 84.4167 | 83.7725 | 0 | 13.7725
|  |  |  | 2001-07-09 | 0709 | 07 | 09 | 78 | 81.8375 | 0 | 11.8375
|  |  |  | 2001-07-10 | 0710 | 07 | 10 | 75.625 | 81.32 | 0 | 11.32
|  |  |  | 2001-07-11 | 0711 | 07 | 11 | 71.1667 | 68.8025 | 0 | 0
|  |  |  | 2001-07-12 | 0712 | 07 | 12 | 77.875 | 72.05 | 0 | 2.05
|  |  |  | 2001-07-13 | 0713 | 07 | 13 | 79.4167 | 73.28 | 0 | 3.28
|  |  |  | 2001-07-14 | 0714 | 07 | 14 | 79.875 | 77.54 | 0 | 7.54
|  |  |  | 2001-07-15 | 0715 | 07 | 15 | 76.375 | 74.33 | 0 | 4.33
|  |  |  | 2001-07-16 | 0716 | 07 | 16 | 75.0417 | 76.07 | 0 | 6.07
|  |  |  | 2001-07-17 | 0717 | 07 | 17 | 77.4167 | 78.62 | 0 | 8.62
|  |  |  | 2001-07-18 | 0718 | 07 | 18 | 81.4167 | 75.4175 | 0 | 5.4175
|  |  |  | 2001-07-19 | 0719 | 07 | 19 | 74.8333 | 76.625 | 0 | 6.625
|  |  |  | 2001-07-20 | 0720 | 07 | 20 | 75.5 | 73.085 | 0 | 3.085
|  |  |  | 2001-07-21 | 0721 | 07 | 21 | 79.2083 | 72.665 | 0 | 2.665
|  |  |  | 2001-07-22 | 0722 | 07 | 22 | 78.25 | 74.6825 | 0 | 4.6825
|  |  |  | 2001-07-23 | 0723 | 07 | 23 | 78.5417 | 74.9075 | 0 | 4.9075
|  |  |  | 2001-07-24 | 0724 | 07 | 24 | 78.625 | 76.0175 | 0 | 6.0175
|  |  |  | 2001-07-25 | 0725 | 07 | 25 | 79.0833 | 80.84 | 0 | 10.84
|  |  |  | 2001-07-26 | 0726 | 07 | 26 | 78.7083 | 80.51 | 0 | 10.51
|  |  |  | 2001-07-27 | 0727 | 07 | 27 | 78.375 | 79.9475 | 0 | 9.9475
|  |  |  | 2001-07-28 | 0728 | 07 | 28 | 80.2083 | 77.6675 | 0 | 7.6675
|  |  |  | 2001-07-29 | 0729 | 07 | 29 | 81.125 | 79.4075 | 0 | 9.4075
|  |  |  | 2001-07-30 | 0730 | 07 | 30 | 78 | 74.6375 | 0 | 4.6375
|  |  |  | 2001-07-31 | 0731 | 07 | 31 | 73.25 | 77.66 | 0 | 7.66
|  |  |  | 2001-08-01 | 0801 | 08 | 01 | 76.7917 | 72.7925 | 0 | 2.7925
|  |  |  | 2001-08-02 | 0802 | 08 | 02 | 78.4583 | 70.5725 | 0 | 0.5725
|  |  |  | 2001-08-03 | 0803 | 08 | 03 | 83.9583 | 70.4225 | 0 | 0.4225
|  |  |  | 2001-08-04 | 0804 | 08 | 04 | 85.25 | 71.3675 | 0 | 1.3675
|  |  |  | 2001-08-05 | 0805 | 08 | 05 | 78.6667 | 71.7125 | 0 | 1.7125
|  |  |  | 2001-08-06 | 0806 | 08 | 06 | 71.8333 | 71.93 | 0 | 1.93
|  |  |  | 2001-08-07 | 0807 | 08 | 07 | 74.9583 | 76.7075 | 0 | 6.7075
|  |  |  | 2001-08-08 | 0808 | 08 | 08 | 79.75 | 74.21 | 0 | 4.21
|  |  |  | 2001-08-09 | 0809 | 08 | 09 | 80.4583 | 76.8125 | 0 | 6.8125
|  |  |  | 2001-08-10 | 0810 | 08 | 10 | 76.4167 | 76.6625 | 0 | 6.6625
|  |  |  | 2001-08-11 | 0811 | 08 | 11 | 74.375 | 76.835 | 0 | 6.835
|  |  |  | 2001-08-12 | 0812 | 08 | 12 | 72.8333 | 75.1325 | 0 | 5.1325
|  |  |  | 2001-08-13 | 0813 | 08 | 13 | 70.3333 | 75.275 | 0 | 5.275
|  |  |  | 2001-08-14 | 0814 | 08 | 14 | 72.5833 | 82.625 | 0 | 12.625
|  |  |  | 2001-08-15 | 0815 | 08 | 15 | 77.5833 | 83.3825 | 0 | 13.3825
|  |  |  | 2001-08-16 | 0816 | 08 | 16 | 79.9167 | 77.45 | 0 | 7.45
|  |  |  | 2001-08-17 | 0817 | 08 | 17 | 84.0417 | 72.815 | 0 | 2.815
|  |  |  | 2001-08-18 | 0818 | 08 | 18 | 83.125 | 69.2825 | 0 | 0
|  |  |  | 2001-08-19 | 0819 | 08 | 19 | 78.6667 | 74.1275 | 0 | 4.1275
|  |  |  | 2001-08-20 | 0820 | 08 | 20 | 76.4167 | 75.11 | 0 | 5.11
|  |  |  | 2001-08-21 | 0821 | 08 | 21 | 75.125 | 68.105 | 0 | 0
|  |  |  | 2001-08-22 | 0822 | 08 | 22 | 75.6667 | 68.5025 | 0 | 0
|  |  |  | 2001-08-23 | 0823 | 08 | 23 | 70.3333 | 68.0225 | 0 | 0
|  |  |  | 2001-08-24 | 0824 | 08 | 24 | 65.5417 | 70.925 | 0 | 0.925
|  |  |  | 2001-08-25 | 0825 | 08 | 25 | 65.8333 | 70.7825 | 0 | 0.7825
|  |  |  | 2001-08-26 | 0826 | 08 | 26 | 69.7917 | 77.7425 | 0 | 7.7425
|  |  |  | 2001-08-27 | 0827 | 08 | 27 | 67.6667 | 75.35 | 0 | 5.35
|  |  |  | 2001-08-28 | 0828 | 08 | 28 | 68.6667 | 72.875 | 0 | 2.875
|  |  |  | 2001-08-29 | 0829 | 08 | 29 | 70.3333 | 74.5025 | 0 | 4.5025
|  |  |  | 2001-08-30 | 0830 | 08 | 30 | 67.9583 | 74.5475 | 0 | 4.5475
|  |  |  | 2001-08-31 | 0831 | 08 | 31 | 69.5833 | 66.7775 | 0 | 0
|  |  |  | 2001-09-01 | 0901 | 09 | 01 | 80.5 | 66.29 | 0 | 0
|  |  |  | 2001-09-02 | 0902 | 09 | 02 | 74.8333 | 68.915 | 0 | 0
|  |  |  | 2001-09-03 | 0903 | 09 | 03 | 73.875 | 68.0375 | 0 | 0
|  |  |  | 2001-09-04 | 0904 | 09 | 04 | 74.8333 | 65.8175 | 0 | 0
|  |  |  | 2001-09-05 | 0905 | 09 | 05 | 76 | 66.4775 | 0 | 0
|  |  |  | 2001-09-06 | 0906 | 09 | 06 | 78.2917 | 68.5925 | 0 | 0
|  |  |  | 2001-09-07 | 0907 | 09 | 07 | 77.1667 | 75.5675 | 0 | 5.5675
|  |  |  | 2001-09-08 | 0908 | 09 | 08 | 75.625 | 74.5475 | 0 | 4.5475
|  |  |  | 2001-09-09 | 0909 | 09 | 09 | 74.3333 | 75.8375 | 0 | 5.8375
|  |  |  | 2001-09-10 | 0910 | 09 | 10 | 67.3333 | 74.8925 | 0 | 4.8925
|  |  |  | 2001-09-11 | 0911 | 09 | 11 | 64.25 | 74.705 | 0 | 4.705
|  |  |  | 2001-09-12 | 0912 | 09 | 12 | 69.8333 | 71.0525 | 0 | 1.0525
|  |  |  | 2001-09-13 | 0913 | 09 | 13 | 76.7917 | 73.7825 | 0 | 3.7825
|  |  |  | 2001-09-14 | 0914 | 09 | 14 | 78.5 | 73.3625 | 0 | 3.3625
|  |  |  | 2001-09-15 | 0915 | 09 | 15 | 69.375 | 71.0525 | 0 | 1.0525
|  |  |  | 2001-09-16 | 0916 | 09 | 16 | 65.7917 | 74.255 | 0 | 4.255
|  |  |  | 2001-09-17 | 0917 | 09 | 17 | 66 | 73.6175 | 0 | 3.6175
|  |  |  | 2001-09-18 | 0918 | 09 | 18 | 68.5833 | 68.8025 | 0 | 0
|  |  |  | 2001-09-19 | 0919 | 09 | 19 | 65.875 | 60.6275 | 4.3725 | 0
|  |  |  | 2001-09-20 | 0920 | 09 | 20 | 68.7917 | 62.1275 | 2.8725 | 0
|  |  |  | 2001-09-21 | 0921 | 09 | 21 | 72.625 | 64.85 | 0.15 | 0
|  |  |  | 2001-09-22 | 0922 | 09 | 22 | 68.7083 | 62.165 | 2.835 | 0
|  |  |  | 2001-09-23 | 0923 | 09 | 23 | 56.8333 | 61.67 | 3.33 | 0
|  |  |  | 2001-09-24 | 0924 | 09 | 24 | 58.9583 | 65.825 | 0 | 0
|  |  |  | 2001-09-25 | 0925 | 09 | 25 | 61.625 | 58.8725 | 6.1275 | 0
|  |  |  | 2001-09-26 | 0926 | 09 | 26 | 62.125 | 59.795 | 5.205 | 0
|  |  |  | 2001-09-27 | 0927 | 09 | 27 | 64.4583 | 65 | 0 | 0
|  |  |  | 2001-09-28 | 0928 | 09 | 28 | 66.875 | 68.7875 | 0 | 0
|  |  |  | 2001-09-29 | 0929 | 09 | 29 | 62.2083 | 67.3025 | 0 | 0
|  |  |  | 2001-09-30 | 0930 | 09 | 30 | 61.375 | 64.2875 | 0.7125 | 0
|  |  |  | 2001-10-01 | 1001 | 10 | 01 | 66.625 | 63.035 | 1.965 | 0
|  |  |  | 2001-10-02 | 1002 | 10 | 02 | 65.75 | 65.2625 | 0 | 0
|  |  |  | 2001-10-03 | 1003 | 10 | 03 | 57.5417 | 73.6025 | 0 | 3.6025
|  |  |  | 2001-10-04 | 1004 | 10 | 04 | 55.75 | 64.6025 | 0.3975 | 0
|  |  |  | 2001-10-05 | 1005 | 10 | 05 | 55 | 55.1825 | 9.8175 | 0
|  |  |  | 2001-10-06 | 1006 | 10 | 06 | 54.3333 | 55.4825 | 9.5175 | 0
|  |  |  | 2001-10-07 | 1007 | 10 | 07 | 55 | 62.09 | 2.91 | 0
|  |  |  | 2001-10-08 | 1008 | 10 | 08 | 59.4167 | 63.1775 | 1.8225 | 0
|  |  |  | 2001-10-09 | 1009 | 10 | 09 | 61.625 | 57.7625 | 7.2375 | 0
|  |  |  | 2001-10-10 | 1010 | 10 | 10 | 55.3333 | 57.005 | 7.995 | 0
|  |  |  | 2001-10-11 | 1011 | 10 | 11 | 59.5833 | 60.98 | 4.02 | 0
|  |  |  | 2001-10-12 | 1012 | 10 | 12 | 51.4167 | 65.8175 | 0 | 0
|  |  |  | 2001-10-13 | 1013 | 10 | 13 | 46.875 | 64.3475 | 0.6525 | 0
|  |  |  | 2001-10-14 | 1014 | 10 | 14 | 47.5833 | 64.3625 | 0.6375 | 0
|  |  |  | 2001-10-15 | 1015 | 10 | 15 | 54.5 | 50.9225 | 14.0775 | 0
|  |  |  | 2001-10-16 | 1016 | 10 | 16 | 58.7917 | 52.8275 | 12.1725 | 0
|  |  |  | 2001-10-17 | 1017 | 10 | 17 | 64.3333 | 51.17 | 13.83 | 0
|  |  |  | 2001-10-18 | 1018 | 10 | 18 | 66.3333 | 49.4525 | 15.5475 | 0
|  |  |  | 2001-10-19 | 1019 | 10 | 19 | 60.375 | 57.74 | 7.26 | 0
|  |  |  | 2001-10-20 | 1020 | 10 | 20 | 52 | 66.5 | 0 | 0
|  |  |  | 2001-10-21 | 1021 | 10 | 21 | 57.5417 | 57.68 | 7.32 | 0
|  |  |  | 2001-10-22 | 1022 | 10 | 22 | 53.6667 | 49.1975 | 15.8025 | 0
|  |  |  | 2001-10-23 | 1023 | 10 | 23 | 45.2083 | 37.43 | 27.57 | 0
|  |  |  | 2001-10-24 | 1024 | 10 | 24 | 49.0833 | 38.195 | 26.805 | 0
|  |  |  | 2001-10-25 | 1025 | 10 | 25 | 54.3333 | 42.83 | 22.17 | 0
|  |  |  | 2001-10-26 | 1026 | 10 | 26 | 43.875 | 50.0825 | 14.9175 | 0
|  |  |  | 2001-10-27 | 1027 | 10 | 27 | 45.5 | 54.305 | 10.695 | 0
|  |  |  | 2001-10-28 | 1028 | 10 | 28 | 50.4583 | 46.985 | 18.015 | 0
|  |  |  | 2001-10-29 | 1029 | 10 | 29 | 42.4167 | 42.2525 | 22.7475 | 0
|  |  |  | 2001-10-30 | 1030 | 10 | 30 | 42.9167 | 45.7925 | 19.2075 | 0
|  |  |  | 2001-10-31 | 1031 | 10 | 31 | 47.7083 | 49.9475 | 15.0525 | 0
|  |  |  | 2001-11-01 | 1101 | 11 | 01 | 52.5 | 53.18 | 11.82 | 0
|  |  |  | 2001-11-02 | 1102 | 11 | 02 | 50.3333 | 49.625 | 15.375 | 0
|  |  |  | 2001-11-03 | 1103 | 11 | 03 | 45.5417 | 63.6575 | 1.3425 | 0
|  |  |  | 2001-11-04 | 1104 | 11 | 04 | 39.4583 | 67.28 | 0 | 0
|  |  |  | 2001-11-05 | 1105 | 11 | 05 | 48.2083 | 67.1525 | 0 | 0
|  |  |  | 2001-11-06 | 1106 | 11 | 06 | 53.8333 | 59.1575 | 5.8425 | 0
|  |  |  | 2001-11-07 | 1107 | 11 | 07 | 52.7917 | 49.655 | 15.345 | 0
|  |  |  | 2001-11-08 | 1108 | 11 | 08 | 57 | 41.18 | 23.82 | 0
|  |  |  | 2001-11-09 | 1109 | 11 | 09 | 56.9583 | 36.0875 | 28.9125 | 0
|  |  |  | 2001-11-10 | 1110 | 11 | 10 | 47.0833 | 33.5975 | 31.4025 | 0
|  |  |  | 2001-11-11 | 1111 | 11 | 11 | 48.7917 | 35.6 | 29.4 | 0
|  |  |  | 2001-11-12 | 1112 | 11 | 12 | 50.875 | 48.5225 | 16.4775 | 0
|  |  |  | 2001-11-13 | 1113 | 11 | 13 | 48.6667 | 56.1425 | 8.8575 | 0
|  |  |  | 2001-11-14 | 1114 | 11 | 14 | 60.2083 | 58.55 | 6.45 | 0
|  |  |  | 2001-11-15 | 1115 | 11 | 15 | 64.7083 | 51.2975 | 13.7025 | 0
|  |  |  | 2001-11-16 | 1116 | 11 | 16 | 55.7917 | 47.96 | 17.04 | 0
|  |  |  | 2001-11-17 | 1117 | 11 | 17 | 38.5 | 50.21 | 14.79 | 0
|  |  |  | 2001-11-18 | 1118 | 11 | 18 | 38.5 | 37.7675 | 27.2325 | 0
|  |  |  | 2001-11-19 | 1119 | 11 | 19 | 34.7917 | 34.1225 | 30.8775 | 0
|  |  |  | 2001-11-20 | 1120 | 11 | 20 | 50.875 | 34.505 | 30.495 | 0
|  |  |  | 2001-11-21 | 1121 | 11 | 21 | 35.2917 | 36.1175 | 28.8825 | 0
|  |  |  | 2001-11-22 | 1122 | 11 | 22 | 29.375 | 37.55 | 27.45 | 0
|  |  |  | 2001-11-23 | 1123 | 11 | 23 | 26.6667 | 43.9025 | 21.0975 | 0
|  |  |  | 2001-11-24 | 1124 | 11 | 24 | 28.0833 | 48.845 | 16.155 | 0
|  |  |  | 2001-11-25 | 1125 | 11 | 25 | 36.25 | 44.9975 | 20.0025 | 0
|  |  |  | 2001-11-26 | 1126 | 11 | 26 | 44.2917 | 43.9775 | 21.0225 | 0
|  |  |  | 2001-11-27 | 1127 | 11 | 27 | 44.875 | 41.4425 | 23.5575 | 0
|  |  |  | 2001-11-28 | 1128 | 11 | 28 | 52.25 | 32.5025 | 32.4975 | 0
|  |  |  | 2001-11-29 | 1129 | 11 | 29 | 34.4167 | 33.635 | 31.365 | 0
|  |  |  | 2001-11-30 | 1130 | 11 | 30 | 34.5833 | 35.7575 | 29.2425 | 0
|  |  |  | 2001-12-01 | 1201 | 12 | 01 | 38.5833 | 37.175 | 27.825 | 0
|  |  |  | 2001-12-02 | 1202 | 12 | 02 | 42.625 | 49.205 | 15.795 | 0
|  |  |  | 2001-12-03 | 1203 | 12 | 03 | 43.6667 | 42.395 | 22.605 | 0
|  |  |  | 2001-12-04 | 1204 | 12 | 04 | 56.875 | 42.2 | 22.8 | 0
|  |  |  | 2001-12-05 | 1205 | 12 | 05 | 44.3333 | 39.0875 | 25.9125 | 0
|  |  |  | 2001-12-06 | 1206 | 12 | 06 | 43.9583 | 35.9375 | 29.0625 | 0
|  |  |  | 2001-12-07 | 1207 | 12 | 07 | 47.375 | 38.405 | 26.595 | 0
|  |  |  | 2001-12-08 | 1208 | 12 | 08 | 56.75 | 42.0275 | 22.9725 | 0
|  |  |  | 2001-12-09 | 1209 | 12 | 09 | 46.6667 | 32.2475 | 32.7525 | 0
|  |  |  | 2001-12-10 | 1210 | 12 | 10 | 28.0833 | 29.945 | 35.055 | 0
|  |  |  | 2001-12-11 | 1211 | 12 | 11 | 26.6667 | 31.1075 | 33.8925 | 0
|  |  |  | 2001-12-12 | 1212 | 12 | 12 | 32.4167 | 33.7175 | 31.2825 | 0
|  |  |  | 2001-12-13 | 1213 | 12 | 13 | 39.1667 | 29.135 | 35.865 | 0
|  |  |  | 2001-12-14 | 1214 | 12 | 14 | 34.1667 | 30.485 | 34.515 | 0
|  |  |  | 2001-12-15 | 1215 | 12 | 15 | 38.2083 | 35.765 | 29.235 | 0
|  |  |  | 2001-12-16 | 1216 | 12 | 16 | 42.1667 | 33.8075 | 31.1925 | 0
|  |  |  | 2001-12-17 | 1217 | 12 | 17 | 41.0417 | 31.8575 | 33.1425 | 0
|  |  |  | 2001-12-18 | 1218 | 12 | 18 | 39.25 | 30.5375 | 34.4625 | 0
|  |  |  | 2001-12-19 | 1219 | 12 | 19 | 29.6667 | 22.6925 | 42.3075 | 0
|  |  |  | 2001-12-20 | 1220 | 12 | 20 | 33.2917 | 21.3875 | 43.6125 | 0
|  |  |  | 2001-12-21 | 1221 | 12 | 21 | 42.6667 | 24.29 | 40.71 | 0
|  |  |  | 2001-12-22 | 1222 | 12 | 22 | 35.75 | 35.24 | 29.76 | 0
|  |  |  | 2001-12-23 | 1223 | 12 | 23 | 35.8333 | 45.785 | 19.215 | 0
|  |  |  | 2001-12-24 | 1224 | 12 | 24 | 36.5833 | 36.71 | 28.29 | 0
|  |  |  | 2001-12-25 | 1225 | 12 | 25 | 39.2083 | 34.025 | 30.975 | 0
|  |  |  | 2001-12-26 | 1226 | 12 | 26 | 34.75 | 33.4025 | 31.5975 | 0
|  |  |  | 2001-12-27 | 1227 | 12 | 27 | 30.4583 | 38.1275 | 26.8725 | 0
|  |  |  | 2001-12-28 | 1228 | 12 | 28 | 27.3333 | 34.685 | 30.315 | 0
|  |  |  | 2001-12-29 | 1229 | 12 | 29 | 26.0417 | 37.505 | 27.495 | 0
|  |  |  | 2001-12-30 | 1230 | 12 | 30 | 31.5417 | 29.66 | 35.34 | 0
|  |  |  | 2001-12-31 | 1231 | 12 | 31 | 40.9167 | 33.635 | 31.365 | 0

## Wilkes-Barre, PA (hidden)
Typical Year Summary | [7 empty] | Daily Temp TMY3 | Daily Temp TMY2 | HDD | CDD
Month | Average | HDD | CDD | 2001-01-01 | 0101 | 01 | 01 | 29.7083 | 29.7125 | 35.2875 | 0
1 | 22.3 | 1322.67 | 0 | 2001-01-02 | 0102 | 01 | 02 | 31.0833 | 23.1425 | 41.8575 | 0
2 | 24.4 | 1138.155 | 0 | 2001-01-03 | 0103 | 01 | 03 | 27 | 31.82 | 33.18 | 0
3 | 35.6 | 910.5375 | 0 | 2001-01-04 | 0104 | 01 | 04 | 21.2917 | 22.88 | 42.12 | 0
4 | 48.8 | 491.115 | 6.135 | 2001-01-05 | 0105 | 01 | 05 | 26.375 | 16.19 | 48.81 | 0
5 | 57.6 | 247.17 | 18.24 | 2001-01-06 | 0106 | 01 | 06 | 20.75 | 17.3075 | 47.6925 | 0
6 | 68.2 | 34.215 | 129.7425 | 2001-01-07 | 0107 | 01 | 07 | 30.125 | 30.1475 | 34.8525 | 0
7 | 70.2 | 5.3775 | 166.0125 | 2001-01-08 | 0108 | 01 | 08 | 25.7083 | 18.5075 | 46.4925 | 0
8 | 70.5 | 10.08 | 181.8525 | 2001-01-09 | 0109 | 01 | 09 | 22.75 | 8.0075 | 56.9925 | 0
9 | 61.2 | 143.565 | 30.525 | 2001-01-10 | 0110 | 01 | 10 | 22.625 | 10.5725 | 54.4275 | 0
10 | 50.2 | 458.445 | 0 | 2001-01-11 | 0111 | 01 | 11 | 43.5 | 20.2175 | 44.7825 | 0
11 | 40.5 | 736.275 | 0 | 2001-01-12 | 0112 | 01 | 12 | 27.9583 | 24.8975 | 40.1025 | 0
12 | 29.1 | 1112.25 | 0 | 2001-01-13 | 0113 | 01 | 13 | 23.5417 | 29.525 | 35.475 | 0
|  |  |  | 2001-01-14 | 0114 | 01 | 14 | 40.2083 | 34.94 | 30.06 | 0
| Slope | 13.7553 | 945.7826 | 2001-01-15 | 0115 | 01 | 15 | 38.4583 | 23.1275 | 41.8725 | 0
| Intercept | 3793.2939 | 560206.4961 | 2001-01-16 | 0116 | 01 | 16 | 33.625 | 29.105 | 35.895 | 0
|  |  |  | 2001-01-17 | 0117 | 01 | 17 | 38.2917 | 13.355 | 51.645 | 0
|  |  |  | 2001-01-18 | 0118 | 01 | 18 | 38.625 | 4.04 | 60.96 | 0
|  |  |  | 2001-01-19 | 0119 | 01 | 19 | 35.75 | 10.31 | 54.69 | 0
|  |  |  | 2001-01-20 | 0120 | 01 | 20 | 32.2083 | 25.145 | 39.855 | 0
|  |  |  | 2001-01-21 | 0121 | 01 | 21 | 29.2083 | 27.4175 | 37.5825 | 0
|  |  |  | 2001-01-22 | 0122 | 01 | 22 | 31.0833 | 12.9275 | 52.0725 | 0
|  |  |  | 2001-01-23 | 0123 | 01 | 23 | 29.7083 | 2.375 | 62.625 | 0
|  |  |  | 2001-01-24 | 0124 | 01 | 24 | 17.375 | 18.7175 | 46.2825 | 0
|  |  |  | 2001-01-25 | 0125 | 01 | 25 | 20.125 | 23.765 | 41.235 | 0
|  |  |  | 2001-01-26 | 0126 | 01 | 26 | 23.8333 | 48.5075 | 16.4925 | 0
|  |  |  | 2001-01-27 | 0127 | 01 | 27 | 26.1667 | 38.84 | 26.16 | 0
|  |  |  | 2001-01-28 | 0128 | 01 | 28 | 25.4167 | 25.025 | 39.975 | 0
|  |  |  | 2001-01-29 | 0129 | 01 | 29 | 20.2917 | 28.775 | 36.225 | 0
|  |  |  | 2001-01-30 | 0130 | 01 | 30 | 16.3333 | 22.76 | 42.24 | 0
|  |  |  | 2001-01-31 | 0131 | 01 | 31 | 15.2083 | 20.27 | 44.73 | 0
|  |  |  | 2001-02-01 | 0201 | 02 | 01 | 48.9583 | 33.98 | 31.02 | 0
|  |  |  | 2001-02-02 | 0202 | 02 | 02 | 38.75 | 35.1875 | 29.8125 | 0
|  |  |  | 2001-02-03 | 0203 | 02 | 03 | 26.2917 | 16.9625 | 48.0375 | 0
|  |  |  | 2001-02-04 | 0204 | 02 | 04 | 26.1667 | 28.4 | 36.6 | 0
|  |  |  | 2001-02-05 | 0205 | 02 | 05 | 15.5 | 32.8325 | 32.1675 | 0
|  |  |  | 2001-02-06 | 0206 | 02 | 06 | 8.5833 | 15.6875 | 49.3125 | 0
|  |  |  | 2001-02-07 | 0207 | 02 | 07 | 11.2917 | 9.005 | 55.995 | 0
|  |  |  | 2001-02-08 | 0208 | 02 | 08 | 22.5417 | 8.825 | 56.175 | 0
|  |  |  | 2001-02-09 | 0209 | 02 | 09 | 24.9583 | 21.35 | 43.65 | 0
|  |  |  | 2001-02-10 | 0210 | 02 | 10 | 26.0833 | 30.98 | 34.02 | 0
|  |  |  | 2001-02-11 | 0211 | 02 | 11 | 27.2917 | 32.135 | 32.865 | 0
|  |  |  | 2001-02-12 | 0212 | 02 | 12 | 29.75 | 9.245 | 55.755 | 0
|  |  |  | 2001-02-13 | 0213 | 02 | 13 | 17.7917 | 8.1875 | 56.8125 | 0
|  |  |  | 2001-02-14 | 0214 | 02 | 14 | 22.9167 | 31.07 | 33.93 | 0
|  |  |  | 2001-02-15 | 0215 | 02 | 15 | 35.75 | 47.465 | 17.535 | 0
|  |  |  | 2001-02-16 | 0216 | 02 | 16 | 31.4583 | 33.6875 | 31.3125 | 0
|  |  |  | 2001-02-17 | 0217 | 02 | 17 | 34.125 | 23.0825 | 41.9175 | 0
|  |  |  | 2001-02-18 | 0218 | 02 | 18 | 35.2917 | 22.04 | 42.96 | 0
|  |  |  | 2001-02-19 | 0219 | 02 | 19 | 32.4583 | 26.255 | 38.745 | 0
|  |  |  | 2001-02-20 | 0220 | 02 | 20 | 38.625 | 30.755 | 34.245 | 0
|  |  |  | 2001-02-21 | 0221 | 02 | 21 | 20 | 26.9975 | 38.0025 | 0
|  |  |  | 2001-02-22 | 0222 | 02 | 22 | 30 | 25.265 | 39.735 | 0
|  |  |  | 2001-02-23 | 0223 | 02 | 23 | 39.25 | 27.515 | 37.485 | 0
|  |  |  | 2001-02-24 | 0224 | 02 | 24 | 27.7083 | 16.64 | 48.36 | 0
|  |  |  | 2001-02-25 | 0225 | 02 | 25 | 22.0833 | 13.31 | 51.69 | 0
|  |  |  | 2001-02-26 | 0226 | 02 | 26 | 22.5833 | 18.845 | 46.155 | 0
|  |  |  | 2001-02-27 | 0227 | 02 | 27 | 28.25 | 24.8525 | 40.1475 | 0
|  |  |  | 2001-02-28 | 0228 | 02 | 28 | 27.375 | 31.2875 | 33.7125 | 0
|  |  |  | 2001-03-01 | 0301 | 03 | 01 | 10.1667 | 31.55 | 33.45 | 0
|  |  |  | 2001-03-02 | 0302 | 03 | 02 | 10.7917 | 25.91 | 39.09 | 0
|  |  |  | 2001-03-03 | 0303 | 03 | 03 | 21.75 | 23.315 | 41.685 | 0
|  |  |  | 2001-03-04 | 0304 | 03 | 04 | 34.3333 | 26.2775 | 38.7225 | 0
|  |  |  | 2001-03-05 | 0305 | 03 | 05 | 39.2917 | 30.4025 | 34.5975 | 0
|  |  |  | 2001-03-06 | 0306 | 03 | 06 | 33.375 | 39.485 | 25.515 | 0
|  |  |  | 2001-03-07 | 0307 | 03 | 07 | 43.9167 | 41.2775 | 23.7225 | 0
|  |  |  | 2001-03-08 | 0308 | 03 | 08 | 49.0417 | 27.89 | 37.11 | 0
|  |  |  | 2001-03-09 | 0309 | 03 | 09 | 36.5417 | 22.6175 | 42.3825 | 0
|  |  |  | 2001-03-10 | 0310 | 03 | 10 | 40.4167 | 29.81 | 35.19 | 0
|  |  |  | 2001-03-11 | 0311 | 03 | 11 | 30 | 33.92 | 31.08 | 0
|  |  |  | 2001-03-12 | 0312 | 03 | 12 | 22.5 | 39.92 | 25.08 | 0
|  |  |  | 2001-03-13 | 0313 | 03 | 13 | 22.7917 | 39.6425 | 25.3575 | 0
|  |  |  | 2001-03-14 | 0314 | 03 | 14 | 31.7083 | 29.855 | 35.145 | 0
|  |  |  | 2001-03-15 | 0315 | 03 | 15 | 31.0833 | 30.7175 | 34.2825 | 0
|  |  |  | 2001-03-16 | 0316 | 03 | 16 | 32.125 | 33.6125 | 31.3875 | 0
|  |  |  | 2001-03-17 | 0317 | 03 | 17 | 47.6667 | 43.085 | 21.915 | 0
|  |  |  | 2001-03-18 | 0318 | 03 | 18 | 40.6667 | 43.175 | 21.825 | 0
|  |  |  | 2001-03-19 | 0319 | 03 | 19 | 39.6667 | 49.34 | 15.66 | 0
|  |  |  | 2001-03-20 | 0320 | 03 | 20 | 48.375 | 42.17 | 22.83 | 0
|  |  |  | 2001-03-21 | 0321 | 03 | 21 | 48.3333 | 38.1125 | 26.8875 | 0
|  |  |  | 2001-03-22 | 0322 | 03 | 22 | 32.875 | 47.0375 | 17.9625 | 0
|  |  |  | 2001-03-23 | 0323 | 03 | 23 | 34.7917 | 44.1275 | 20.8725 | 0
|  |  |  | 2001-03-24 | 0324 | 03 | 24 | 39.125 | 43.4675 | 21.5325 | 0
|  |  |  | 2001-03-25 | 0325 | 03 | 25 | 37.5833 | 48.455 | 16.545 | 0
|  |  |  | 2001-03-26 | 0326 | 03 | 26 | 36.3333 | 28.9175 | 36.0825 | 0
|  |  |  | 2001-03-27 | 0327 | 03 | 27 | 41.125 | 25.28 | 39.72 | 0
|  |  |  | 2001-03-28 | 0328 | 03 | 28 | 44.5833 | 31.82 | 33.18 | 0
|  |  |  | 2001-03-29 | 0329 | 03 | 29 | 46.0833 | 39.92 | 25.08 | 0
|  |  |  | 2001-03-30 | 0330 | 03 | 30 | 45.7917 | 38.555 | 26.445 | 0
|  |  |  | 2001-03-31 | 0331 | 03 | 31 | 38.5417 | 34.7975 | 30.2025 | 0
|  |  |  | 2001-04-01 | 0401 | 04 | 01 | 39.7083 | 58.805 | 6.195 | 0
|  |  |  | 2001-04-02 | 0402 | 04 | 02 | 45.4167 | 67.6775 | 0 | 2.6775
|  |  |  | 2001-04-03 | 0403 | 04 | 03 | 48.9583 | 53.7425 | 11.2575 | 0
|  |  |  | 2001-04-04 | 0404 | 04 | 04 | 49.3333 | 37.91 | 27.09 | 0
|  |  |  | 2001-04-05 | 0405 | 04 | 05 | 45.875 | 48.08 | 16.92 | 0
|  |  |  | 2001-04-06 | 0406 | 04 | 06 | 50.2083 | 56.975 | 8.025 | 0
|  |  |  | 2001-04-07 | 0407 | 04 | 07 | 54.375 | 42.575 | 22.425 | 0
|  |  |  | 2001-04-08 | 0408 | 04 | 08 | 55.8333 | 44.435 | 20.565 | 0
|  |  |  | 2001-04-09 | 0409 | 04 | 09 | 57.5833 | 48.8 | 16.2 | 0
|  |  |  | 2001-04-10 | 0410 | 04 | 10 | 50.5 | 48.8975 | 16.1025 | 0
|  |  |  | 2001-04-11 | 0411 | 04 | 11 | 48.2917 | 32.99 | 32.01 | 0
|  |  |  | 2001-04-12 | 0412 | 04 | 12 | 55.4583 | 37.4225 | 27.5775 | 0
|  |  |  | 2001-04-13 | 0413 | 04 | 13 | 51.125 | 46.5875 | 18.4125 | 0
|  |  |  | 2001-04-14 | 0414 | 04 | 14 | 46.0833 | 55.6625 | 9.3375 | 0
|  |  |  | 2001-04-15 | 0415 | 04 | 15 | 49.5833 | 68.4575 | 0 | 3.4575
|  |  |  | 2001-04-16 | 0416 | 04 | 16 | 34.7917 | 61.5575 | 3.4425 | 0
|  |  |  | 2001-04-17 | 0417 | 04 | 17 | 38.375 | 44.0225 | 20.9775 | 0
|  |  |  | 2001-04-18 | 0418 | 04 | 18 | 46.8333 | 46.16 | 18.84 | 0
|  |  |  | 2001-04-19 | 0419 | 04 | 19 | 52.0833 | 42.8225 | 22.1775 | 0
|  |  |  | 2001-04-20 | 0420 | 04 | 20 | 59.7083 | 48.2075 | 16.7925 | 0
|  |  |  | 2001-04-21 | 0421 | 04 | 21 | 56.125 | 53.405 | 11.595 | 0
|  |  |  | 2001-04-22 | 0422 | 04 | 22 | 50.625 | 59.4275 | 5.5725 | 0
|  |  |  | 2001-04-23 | 0423 | 04 | 23 | 52.4583 | 44.51 | 20.49 | 0
|  |  |  | 2001-04-24 | 0424 | 04 | 24 | 57.0833 | 37.7675 | 27.2325 | 0
|  |  |  | 2001-04-25 | 0425 | 04 | 25 | 57.625 | 40.355 | 24.645 | 0
|  |  |  | 2001-04-26 | 0426 | 04 | 26 | 52.7917 | 41.975 | 23.025 | 0
|  |  |  | 2001-04-27 | 0427 | 04 | 27 | 50.2083 | 43.6475 | 21.3525 | 0
|  |  |  | 2001-04-28 | 0428 | 04 | 28 | 49.9167 | 47.24 | 17.76 | 0
|  |  |  | 2001-04-29 | 0429 | 04 | 29 | 50.0417 | 49.85 | 15.15 | 0
|  |  |  | 2001-04-30 | 0430 | 04 | 30 | 55.6667 | 55.055 | 9.945 | 0
|  |  |  | 2001-05-01 | 0501 | 05 | 01 | 49.75 | 37.8425 | 27.1575 | 0
|  |  |  | 2001-05-02 | 0502 | 05 | 02 | 52.125 | 47.4875 | 17.5125 | 0
|  |  |  | 2001-05-03 | 0503 | 05 | 03 | 45.75 | 57.245 | 7.755 | 0
|  |  |  | 2001-05-04 | 0504 | 05 | 04 | 47.5417 | 66.9125 | 0 | 1.9125
|  |  |  | 2001-05-05 | 0505 | 05 | 05 | 48.0833 | 63.7475 | 1.2525 | 0
|  |  |  | 2001-05-06 | 0506 | 05 | 06 | 56.375 | 56.345 | 8.655 | 0
|  |  |  | 2001-05-07 | 0507 | 05 | 07 | 57 | 59.57 | 5.43 | 0
|  |  |  | 2001-05-08 | 0508 | 05 | 08 | 52 | 72.2 | 0 | 7.2
|  |  |  | 2001-05-09 | 0509 | 05 | 09 | 60.1667 | 73.73 | 0 | 8.73
|  |  |  | 2001-05-10 | 0510 | 05 | 10 | 69.5 | 65.3975 | 0 | 0.3975
|  |  |  | 2001-05-11 | 0511 | 05 | 11 | 71.1667 | 41.555 | 23.445 | 0
|  |  |  | 2001-05-12 | 0512 | 05 | 12 | 61.6667 | 48.1625 | 16.8375 | 0
|  |  |  | 2001-05-13 | 0513 | 05 | 13 | 54.9167 | 52.3775 | 12.6225 | 0
|  |  |  | 2001-05-14 | 0514 | 05 | 14 | 59.2917 | 57.9425 | 7.0575 | 0
|  |  |  | 2001-05-15 | 0515 | 05 | 15 | 59.2083 | 58.07 | 6.93 | 0
|  |  |  | 2001-05-16 | 0516 | 05 | 16 | 56 | 61.535 | 3.465 | 0
|  |  |  | 2001-05-17 | 0517 | 05 | 17 | 69.0833 | 62.795 | 2.205 | 0
|  |  |  | 2001-05-18 | 0518 | 05 | 18 | 66.4167 | 57.4175 | 7.5825 | 0
|  |  |  | 2001-05-19 | 0519 | 05 | 19 | 52.75 | 63.1775 | 1.8225 | 0
|  |  |  | 2001-05-20 | 0520 | 05 | 20 | 48.875 | 59.915 | 5.085 | 0
|  |  |  | 2001-05-21 | 0521 | 05 | 21 | 60.7083 | 56.69 | 8.31 | 0
|  |  |  | 2001-05-22 | 0522 | 05 | 22 | 67.625 | 57.665 | 7.335 | 0
|  |  |  | 2001-05-23 | 0523 | 05 | 23 | 70.7083 | 44.7425 | 20.2575 | 0
|  |  |  | 2001-05-24 | 0524 | 05 | 24 | 60.7917 | 49.73 | 15.27 | 0
|  |  |  | 2001-05-25 | 0525 | 05 | 25 | 59.2083 | 57.4775 | 7.5225 | 0
|  |  |  | 2001-05-26 | 0526 | 05 | 26 | 60.0833 | 52.2125 | 12.7875 | 0
|  |  |  | 2001-05-27 | 0527 | 05 | 27 | 59 | 58.265 | 6.735 | 0
|  |  |  | 2001-05-28 | 0528 | 05 | 28 | 68.0833 | 57.02 | 7.98 | 0
|  |  |  | 2001-05-29 | 0529 | 05 | 29 | 74.75 | 63.4025 | 1.5975 | 0
|  |  |  | 2001-05-30 | 0530 | 05 | 30 | 77.8333 | 62.1575 | 2.8425 | 0
|  |  |  | 2001-05-31 | 0531 | 05 | 31 | 73.5 | 63.2825 | 1.7175 | 0
|  |  |  | 2001-06-01 | 0601 | 06 | 01 | 74.2917 | 71.735 | 0 | 6.735
|  |  |  | 2001-06-02 | 0602 | 06 | 02 | 71.1667 | 76.4975 | 0 | 11.4975
|  |  |  | 2001-06-03 | 0603 | 06 | 03 | 66.4583 | 60.6875 | 4.3125 | 0
|  |  |  | 2001-06-04 | 0604 | 06 | 04 | 64.3333 | 57.0425 | 7.9575 | 0
|  |  |  | 2001-06-05 | 0605 | 06 | 05 | 64.3333 | 64.46 | 0.54 | 0
|  |  |  | 2001-06-06 | 0606 | 06 | 06 | 60.5833 | 66.8825 | 0 | 1.8825
|  |  |  | 2001-06-07 | 0607 | 06 | 07 | 62.7083 | 61.6325 | 3.3675 | 0
|  |  |  | 2001-06-08 | 0608 | 06 | 08 | 71.9167 | 61.805 | 3.195 | 0
|  |  |  | 2001-06-09 | 0609 | 06 | 09 | 65.2917 | 63.7925 | 1.2075 | 0
|  |  |  | 2001-06-10 | 0610 | 06 | 10 | 58.5417 | 65.225 | 0 | 0.225
|  |  |  | 2001-06-11 | 0611 | 06 | 11 | 61.8333 | 68.7875 | 0 | 3.7875
|  |  |  | 2001-06-12 | 0612 | 06 | 12 | 66 | 77.1875 | 0 | 12.1875
|  |  |  | 2001-06-13 | 0613 | 06 | 13 | 68.8333 | 75.935 | 0 | 10.935
|  |  |  | 2001-06-14 | 0614 | 06 | 14 | 70.9583 | 73.0175 | 0 | 8.0175
|  |  |  | 2001-06-15 | 0615 | 06 | 15 | 76.5417 | 68.9225 | 0 | 3.9225
|  |  |  | 2001-06-16 | 0616 | 06 | 16 | 71.5833 | 60.5375 | 4.4625 | 0
|  |  |  | 2001-06-17 | 0617 | 06 | 17 | 67.1667 | 61.28 | 3.72 | 0
|  |  |  | 2001-06-18 | 0618 | 06 | 18 | 68.75 | 61.595 | 3.405 | 0
|  |  |  | 2001-06-19 | 0619 | 06 | 19 | 75.4583 | 70.085 | 0 | 5.085
|  |  |  | 2001-06-20 | 0620 | 06 | 20 | 76.7083 | 70.625 | 0 | 5.625
|  |  |  | 2001-06-21 | 0621 | 06 | 21 | 70.6667 | 63.2675 | 1.7325 | 0
|  |  |  | 2001-06-22 | 0622 | 06 | 22 | 71.5833 | 65.78 | 0 | 0.78
|  |  |  | 2001-06-23 | 0623 | 06 | 23 | 68.25 | 64.685 | 0.315 | 0
|  |  |  | 2001-06-24 | 0624 | 06 | 24 | 70.125 | 72.7025 | 0 | 7.7025
|  |  |  | 2001-06-25 | 0625 | 06 | 25 | 74.2083 | 68.6975 | 0 | 3.6975
|  |  |  | 2001-06-26 | 0626 | 06 | 26 | 66.25 | 71.42 | 0 | 6.42
|  |  |  | 2001-06-27 | 0627 | 06 | 27 | 70.3333 | 77.855 | 0 | 12.855
|  |  |  | 2001-06-28 | 0628 | 06 | 28 | 63.875 | 80.57 | 0 | 15.57
|  |  |  | 2001-06-29 | 0629 | 06 | 29 | 72.5 | 69.3575 | 0 | 4.3575
|  |  |  | 2001-06-30 | 0630 | 06 | 30 | 75.5 | 73.46 | 0 | 8.46
|  |  |  | 2001-07-01 | 0701 | 07 | 01 | 69.9583 | 69.5 | 0 | 4.5
|  |  |  | 2001-07-02 | 0702 | 07 | 02 | 66.375 | 72.065 | 0 | 7.065
|  |  |  | 2001-07-03 | 0703 | 07 | 03 | 67.6667 | 74.1275 | 0 | 9.1275
|  |  |  | 2001-07-04 | 0704 | 07 | 04 | 70.1667 | 71.915 | 0 | 6.915
|  |  |  | 2001-07-05 | 0705 | 07 | 05 | 67.125 | 68.5475 | 0 | 3.5475
|  |  |  | 2001-07-06 | 0706 | 07 | 06 | 74.9167 | 71.66 | 0 | 6.66
|  |  |  | 2001-07-07 | 0707 | 07 | 07 | 75.2917 | 73.4975 | 0 | 8.4975
|  |  |  | 2001-07-08 | 0708 | 07 | 08 | 77.5 | 67.5725 | 0 | 2.5725
|  |  |  | 2001-07-09 | 0709 | 07 | 09 | 71.5833 | 71.0375 | 0 | 6.0375
|  |  |  | 2001-07-10 | 0710 | 07 | 10 | 69.375 | 77.045 | 0 | 12.045
|  |  |  | 2001-07-11 | 0711 | 07 | 11 | 70 | 73.76 | 0 | 8.76
|  |  |  | 2001-07-12 | 0712 | 07 | 12 | 72.2917 | 63.8675 | 1.1325 | 0
|  |  |  | 2001-07-13 | 0713 | 07 | 13 | 71.9583 | 65.8025 | 0 | 0.8025
|  |  |  | 2001-07-14 | 0714 | 07 | 14 | 72.3333 | 66.35 | 0 | 1.35
|  |  |  | 2001-07-15 | 0715 | 07 | 15 | 71.625 | 66.125 | 0 | 1.125
|  |  |  | 2001-07-16 | 0716 | 07 | 16 | 75.5 | 63.2225 | 1.7775 | 0
|  |  |  | 2001-07-17 | 0717 | 07 | 17 | 79.625 | 67.19 | 0 | 2.19
|  |  |  | 2001-07-18 | 0718 | 07 | 18 | 82 | 69.8675 | 0 | 4.8675
|  |  |  | 2001-07-19 | 0719 | 07 | 19 | 80.1667 | 71.4575 | 0 | 6.4575
|  |  |  | 2001-07-20 | 0720 | 07 | 20 | 82.5833 | 67.2125 | 0 | 2.2125
|  |  |  | 2001-07-21 | 0721 | 07 | 21 | 78.9167 | 68.0375 | 0 | 3.0375
|  |  |  | 2001-07-22 | 0722 | 07 | 22 | 78.4167 | 73.0775 | 0 | 8.0775
|  |  |  | 2001-07-23 | 0723 | 07 | 23 | 78.4167 | 74.42 | 0 | 9.42
|  |  |  | 2001-07-24 | 0724 | 07 | 24 | 73.5417 | 75.545 | 0 | 10.545
|  |  |  | 2001-07-25 | 0725 | 07 | 25 | 74.125 | 77.42 | 0 | 12.42
|  |  |  | 2001-07-26 | 0726 | 07 | 26 | 67.9583 | 77.255 | 0 | 12.255
|  |  |  | 2001-07-27 | 0727 | 07 | 27 | 69.5833 | 75.9125 | 0 | 10.9125
|  |  |  | 2001-07-28 | 0728 | 07 | 28 | 69.125 | 69.59 | 0 | 4.59
|  |  |  | 2001-07-29 | 0729 | 07 | 29 | 68.625 | 64.7225 | 0.2775 | 0
|  |  |  | 2001-07-30 | 0730 | 07 | 30 | 69.0417 | 65.0225 | 0 | 0.0225
|  |  |  | 2001-07-31 | 0731 | 07 | 31 | 73.9167 | 62.81 | 2.19 | 0
|  |  |  | 2001-08-01 | 0801 | 08 | 01 | 66 | 80.2775 | 0 | 15.2775
|  |  |  | 2001-08-02 | 0802 | 08 | 02 | 68.2083 | 82.1675 | 0 | 17.1675
|  |  |  | 2001-08-03 | 0803 | 08 | 03 | 74.7917 | 82.8275 | 0 | 17.8275
|  |  |  | 2001-08-04 | 0804 | 08 | 04 | 79.3333 | 79.46 | 0 | 14.46
|  |  |  | 2001-08-05 | 0805 | 08 | 05 | 76.5 | 78.3575 | 0 | 13.3575
|  |  |  | 2001-08-06 | 0806 | 08 | 06 | 74.1667 | 65.5475 | 0 | 0.5475
|  |  |  | 2001-08-07 | 0807 | 08 | 07 | 63.1667 | 60.17 | 4.83 | 0
|  |  |  | 2001-08-08 | 0808 | 08 | 08 | 56.5417 | 66.875 | 0 | 1.875
|  |  |  | 2001-08-09 | 0809 | 08 | 09 | 60.0417 | 68.96 | 0 | 3.96
|  |  |  | 2001-08-10 | 0810 | 08 | 10 | 64.125 | 71.2625 | 0 | 6.2625
|  |  |  | 2001-08-11 | 0811 | 08 | 11 | 62.4167 | 72.95 | 0 | 7.95
|  |  |  | 2001-08-12 | 0812 | 08 | 12 | 64.7083 | 73.8125 | 0 | 8.8125
|  |  |  | 2001-08-13 | 0813 | 08 | 13 | 71.5833 | 70.85 | 0 | 5.85
|  |  |  | 2001-08-14 | 0814 | 08 | 14 | 71.7083 | 73.3925 | 0 | 8.3925
|  |  |  | 2001-08-15 | 0815 | 08 | 15 | 71.875 | 68.555 | 0 | 3.555
|  |  |  | 2001-08-16 | 0816 | 08 | 16 | 71.5417 | 65.6 | 0 | 0.6
|  |  |  | 2001-08-17 | 0817 | 08 | 17 | 67.2083 | 68.8475 | 0 | 3.8475
|  |  |  | 2001-08-18 | 0818 | 08 | 18 | 64.2083 | 69.9575 | 0 | 4.9575
|  |  |  | 2001-08-19 | 0819 | 08 | 19 | 64.75 | 64.925 | 0.075 | 0
|  |  |  | 2001-08-20 | 0820 | 08 | 20 | 69.0417 | 65 | 0 | 0
|  |  |  | 2001-08-21 | 0821 | 08 | 21 | 73.7083 | 67.01 | 0 | 2.01
|  |  |  | 2001-08-22 | 0822 | 08 | 22 | 71.25 | 72.0575 | 0 | 7.0575
|  |  |  | 2001-08-23 | 0823 | 08 | 23 | 72.4167 | 64.2875 | 0.7125 | 0
|  |  |  | 2001-08-24 | 0824 | 08 | 24 | 64.9583 | 68.36 | 0 | 3.36
|  |  |  | 2001-08-25 | 0825 | 08 | 25 | 59.5833 | 77.0075 | 0 | 12.0075
|  |  |  | 2001-08-26 | 0826 | 08 | 26 | 61.2083 | 78.1475 | 0 | 13.1475
|  |  |  | 2001-08-27 | 0827 | 08 | 27 | 64.6667 | 69.875 | 0 | 4.875
|  |  |  | 2001-08-28 | 0828 | 08 | 28 | 71.7917 | 65.0975 | 0 | 0.0975
|  |  |  | 2001-08-29 | 0829 | 08 | 29 | 70.25 | 67.115 | 0 | 2.115
|  |  |  | 2001-08-30 | 0830 | 08 | 30 | 73.2917 | 67.4825 | 0 | 2.4825
|  |  |  | 2001-08-31 | 0831 | 08 | 31 | 67.375 | 60.5375 | 4.4625 | 0
|  |  |  | 2001-09-01 | 0901 | 09 | 01 | 66.2917 | 66.32 | 0 | 1.32
|  |  |  | 2001-09-02 | 0902 | 09 | 02 | 60.6667 | 60.6725 | 4.3275 | 0
|  |  |  | 2001-09-03 | 0903 | 09 | 03 | 58.25 | 58.2875 | 6.7125 | 0
|  |  |  | 2001-09-04 | 0904 | 09 | 04 | 66 | 65.9975 | 0 | 0.9975
|  |  |  | 2001-09-05 | 0905 | 09 | 05 | 65.25 | 65.2175 | 0 | 0.2175
|  |  |  | 2001-09-06 | 0906 | 09 | 06 | 57.3333 | 57.3275 | 7.6725 | 0
|  |  |  | 2001-09-07 | 0907 | 09 | 07 | 62.5417 | 62.5475 | 2.4525 | 0
|  |  |  | 2001-09-08 | 0908 | 09 | 08 | 71.125 | 71.105 | 0 | 6.105
|  |  |  | 2001-09-09 | 0909 | 09 | 09 | 69.75 | 69.785 | 0 | 4.785
|  |  |  | 2001-09-10 | 0910 | 09 | 10 | 62.8333 | 62.84 | 2.16 | 0
|  |  |  | 2001-09-11 | 0911 | 09 | 11 | 55.7083 | 55.6925 | 9.3075 | 0
|  |  |  | 2001-09-12 | 0912 | 09 | 12 | 62.5 | 62.48 | 2.52 | 0
|  |  |  | 2001-09-13 | 0913 | 09 | 13 | 67.3333 | 67.34 | 0 | 2.34
|  |  |  | 2001-09-14 | 0914 | 09 | 14 | 69.3333 | 69.32 | 0 | 4.32
|  |  |  | 2001-09-15 | 0915 | 09 | 15 | 68.4583 | 68.4425 | 0 | 3.4425
|  |  |  | 2001-09-16 | 0916 | 09 | 16 | 65.0417 | 65.03 | 0 | 0.03
|  |  |  | 2001-09-17 | 0917 | 09 | 17 | 69.8333 | 69.8375 | 0 | 4.8375
|  |  |  | 2001-09-18 | 0918 | 09 | 18 | 64.75 | 64.7675 | 0.2325 | 0
|  |  |  | 2001-09-19 | 0919 | 09 | 19 | 67.1667 | 67.13 | 0 | 2.13
|  |  |  | 2001-09-20 | 0920 | 09 | 20 | 62.9583 | 62.945 | 2.055 | 0
|  |  |  | 2001-09-21 | 0921 | 09 | 21 | 58.4583 | 58.4675 | 6.5325 | 0
|  |  |  | 2001-09-22 | 0922 | 09 | 22 | 51.875 | 51.8975 | 13.1025 | 0
|  |  |  | 2001-09-23 | 0923 | 09 | 23 | 57.375 | 57.395 | 7.605 | 0
|  |  |  | 2001-09-24 | 0924 | 09 | 24 | 53.5 | 53.5175 | 11.4825 | 0
|  |  |  | 2001-09-25 | 0925 | 09 | 25 | 52.5417 | 52.565 | 12.435 | 0
|  |  |  | 2001-09-26 | 0926 | 09 | 26 | 56.7917 | 56.795 | 8.205 | 0
|  |  |  | 2001-09-27 | 0927 | 09 | 27 | 61.9167 | 61.91 | 3.09 | 0
|  |  |  | 2001-09-28 | 0928 | 09 | 28 | 51.4167 | 51.4175 | 13.5825 | 0
|  |  |  | 2001-09-29 | 0929 | 09 | 29 | 49.7917 | 49.775 | 15.225 | 0
|  |  |  | 2001-09-30 | 0930 | 09 | 30 | 49.7917 | 50.135 | 14.865 | 0
|  |  |  | 2001-10-01 | 1001 | 10 | 01 | 63.6667 | 62.3975 | 2.6025 | 0
|  |  |  | 2001-10-02 | 1002 | 10 | 02 | 54.2083 | 53.21 | 11.79 | 0
|  |  |  | 2001-10-03 | 1003 | 10 | 03 | 53.2083 | 53.615 | 11.385 | 0
|  |  |  | 2001-10-04 | 1004 | 10 | 04 | 59.375 | 56.4425 | 8.5575 | 0
|  |  |  | 2001-10-05 | 1005 | 10 | 05 | 57.6667 | 56.45 | 8.55 | 0
|  |  |  | 2001-10-06 | 1006 | 10 | 06 | 50.2917 | 58.3325 | 6.6675 | 0
|  |  |  | 2001-10-07 | 1007 | 10 | 07 | 48.5417 | 50.1875 | 14.8125 | 0
|  |  |  | 2001-10-08 | 1008 | 10 | 08 | 53.9167 | 43.0925 | 21.9075 | 0
|  |  |  | 2001-10-09 | 1009 | 10 | 09 | 60.7083 | 45.4025 | 19.5975 | 0
|  |  |  | 2001-10-10 | 1010 | 10 | 10 | 60.7083 | 50.825 | 14.175 | 0
|  |  |  | 2001-10-11 | 1011 | 10 | 11 | 48.5833 | 57.965 | 7.035 | 0
|  |  |  | 2001-10-12 | 1012 | 10 | 12 | 45.375 | 62.705 | 2.295 | 0
|  |  |  | 2001-10-13 | 1013 | 10 | 13 | 53.7917 | 62.3825 | 2.6175 | 0
|  |  |  | 2001-10-14 | 1014 | 10 | 14 | 60.3333 | 47.7125 | 17.2875 | 0
|  |  |  | 2001-10-15 | 1015 | 10 | 15 | 65 | 43.535 | 21.465 | 0
|  |  |  | 2001-10-16 | 1016 | 10 | 16 | 51.9583 | 44.4575 | 20.5425 | 0
|  |  |  | 2001-10-17 | 1017 | 10 | 17 | 43.8333 | 41.99 | 23.01 | 0
|  |  |  | 2001-10-18 | 1018 | 10 | 18 | 51.9583 | 42.83 | 22.17 | 0
|  |  |  | 2001-10-19 | 1019 | 10 | 19 | 59.2917 | 50.585 | 14.415 | 0
|  |  |  | 2001-10-20 | 1020 | 10 | 20 | 49.5417 | 46.805 | 18.195 | 0
|  |  |  | 2001-10-21 | 1021 | 10 | 21 | 47.875 | 50.3 | 14.7 | 0
|  |  |  | 2001-10-22 | 1022 | 10 | 22 | 53.1667 | 57.4625 | 7.5375 | 0
|  |  |  | 2001-10-23 | 1023 | 10 | 23 | 56.125 | 52.9175 | 12.0825 | 0
|  |  |  | 2001-10-24 | 1024 | 10 | 24 | 59.4583 | 41.3 | 23.7 | 0
|  |  |  | 2001-10-25 | 1025 | 10 | 25 | 56.2917 | 51.14 | 13.86 | 0
|  |  |  | 2001-10-26 | 1026 | 10 | 26 | 50.5 | 55.9775 | 9.0225 | 0
|  |  |  | 2001-10-27 | 1027 | 10 | 27 | 55.3333 | 45.005 | 19.995 | 0
|  |  |  | 2001-10-28 | 1028 | 10 | 28 | 42.125 | 45.695 | 19.305 | 0
|  |  |  | 2001-10-29 | 1029 | 10 | 29 | 37.0833 | 40.82 | 24.18 | 0
|  |  |  | 2001-10-30 | 1030 | 10 | 30 | 41.1667 | 40.1225 | 24.8775 | 0
|  |  |  | 2001-10-31 | 1031 | 10 | 31 | 47.9583 | 44.8925 | 20.1075 | 0
|  |  |  | 2001-11-01 | 1101 | 11 | 01 | 50 | 43.64 | 21.36 | 0
|  |  |  | 2001-11-02 | 1102 | 11 | 02 | 51.0833 | 41.9525 | 23.0475 | 0
|  |  |  | 2001-11-03 | 1103 | 11 | 03 | 47.625 | 61.04 | 3.96 | 0
|  |  |  | 2001-11-04 | 1104 | 11 | 04 | 47.1667 | 56.375 | 8.625 | 0
|  |  |  | 2001-11-05 | 1105 | 11 | 05 | 52.7083 | 58.0475 | 6.9525 | 0
|  |  |  | 2001-11-06 | 1106 | 11 | 06 | 47.7917 | 49.5275 | 15.4725 | 0
|  |  |  | 2001-11-07 | 1107 | 11 | 07 | 36.75 | 41.63 | 23.37 | 0
|  |  |  | 2001-11-08 | 1108 | 11 | 08 | 43.5833 | 33.6125 | 31.3875 | 0
|  |  |  | 2001-11-09 | 1109 | 11 | 09 | 41 | 30.77 | 34.23 | 0
|  |  |  | 2001-11-10 | 1110 | 11 | 10 | 36.2083 | 27.125 | 37.875 | 0
|  |  |  | 2001-11-11 | 1111 | 11 | 11 | 42.3333 | 31.1525 | 33.8475 | 0
|  |  |  | 2001-11-12 | 1112 | 11 | 12 | 35.125 | 42.8225 | 22.1775 | 0
|  |  |  | 2001-11-13 | 1113 | 11 | 13 | 35.1667 | 50.0525 | 14.9475 | 0
|  |  |  | 2001-11-14 | 1114 | 11 | 14 | 43.25 | 52.3925 | 12.6075 | 0
|  |  |  | 2001-11-15 | 1115 | 11 | 15 | 45.9583 | 41.4125 | 23.5875 | 0
|  |  |  | 2001-11-16 | 1116 | 11 | 16 | 43 | 42.5525 | 22.4475 | 0
|  |  |  | 2001-11-17 | 1117 | 11 | 17 | 44.9583 | 46.31 | 18.69 | 0
|  |  |  | 2001-11-18 | 1118 | 11 | 18 | 45.5833 | 35.135 | 29.865 | 0
|  |  |  | 2001-11-19 | 1119 | 11 | 19 | 47.25 | 32.7125 | 32.2875 | 0
|  |  |  | 2001-11-20 | 1120 | 11 | 20 | 47.0833 | 31.88 | 33.12 | 0
|  |  |  | 2001-11-21 | 1121 | 11 | 21 | 37.0833 | 33.995 | 31.005 | 0
|  |  |  | 2001-11-22 | 1122 | 11 | 22 | 34.1667 | 36.8 | 28.2 | 0
|  |  |  | 2001-11-23 | 1123 | 11 | 23 | 33.625 | 41.885 | 23.115 | 0
|  |  |  | 2001-11-24 | 1124 | 11 | 24 | 31.5 | 43.6625 | 21.3375 | 0
|  |  |  | 2001-11-25 | 1125 | 11 | 25 | 29.5 | 39.665 | 25.335 | 0
|  |  |  | 2001-11-26 | 1126 | 11 | 26 | 32.9583 | 39.4925 | 25.5075 | 0
|  |  |  | 2001-11-27 | 1127 | 11 | 27 | 42.5 | 37.19 | 27.81 | 0
|  |  |  | 2001-11-28 | 1128 | 11 | 28 | 39.2083 | 26.57 | 38.43 | 0
|  |  |  | 2001-11-29 | 1129 | 11 | 29 | 35.7917 | 29.885 | 35.115 | 0
|  |  |  | 2001-11-30 | 1130 | 11 | 30 | 30.5417 | 34.4375 | 30.5625 | 0
|  |  |  | 2001-12-01 | 1201 | 12 | 01 | 31 | 31.9025 | 33.0975 | 0
|  |  |  | 2001-12-02 | 1202 | 12 | 02 | 32.5 | 32.51 | 32.49 | 0
|  |  |  | 2001-12-03 | 1203 | 12 | 03 | 31.4583 | 31.475 | 33.525 | 0
|  |  |  | 2001-12-04 | 1204 | 12 | 04 | 46.7917 | 46.805 | 18.195 | 0
|  |  |  | 2001-12-05 | 1205 | 12 | 05 | 36.3333 | 36.3275 | 28.6725 | 0
|  |  |  | 2001-12-06 | 1206 | 12 | 06 | 36.4167 | 36.41 | 28.59 | 0
|  |  |  | 2001-12-07 | 1207 | 12 | 07 | 38.25 | 38.24 | 26.76 | 0
|  |  |  | 2001-12-08 | 1208 | 12 | 08 | 46.2083 | 46.205 | 18.795 | 0
|  |  |  | 2001-12-09 | 1209 | 12 | 09 | 31.0833 | 31.1075 | 33.8925 | 0
|  |  |  | 2001-12-10 | 1210 | 12 | 10 | 19.4167 | 19.4 | 45.6 | 0
|  |  |  | 2001-12-11 | 1211 | 12 | 11 | 17.375 | 17.3675 | 47.6325 | 0
|  |  |  | 2001-12-12 | 1212 | 12 | 12 | 27 | 26.9975 | 38.0025 | 0
|  |  |  | 2001-12-13 | 1213 | 12 | 13 | 34.8333 | 34.8425 | 30.1575 | 0
|  |  |  | 2001-12-14 | 1214 | 12 | 14 | 27.8333 | 27.8225 | 37.1775 | 0
|  |  |  | 2001-12-15 | 1215 | 12 | 15 | 33.4167 | 33.4175 | 31.5825 | 0
|  |  |  | 2001-12-16 | 1216 | 12 | 16 | 38.1667 | 38.1725 | 26.8275 | 0
|  |  |  | 2001-12-17 | 1217 | 12 | 17 | 31.9167 | 31.94 | 33.06 | 0
|  |  |  | 2001-12-18 | 1218 | 12 | 18 | 24.4583 | 24.455 | 40.545 | 0
|  |  |  | 2001-12-19 | 1219 | 12 | 19 | 14.1667 | 14.1725 | 50.8275 | 0
|  |  |  | 2001-12-20 | 1220 | 12 | 20 | 22.875 | 22.8725 | 42.1275 | 0
|  |  |  | 2001-12-21 | 1221 | 12 | 21 | 32.0417 | 32.03 | 32.97 | 0
|  |  |  | 2001-12-22 | 1222 | 12 | 22 | 29.25 | 29.2475 | 35.7525 | 0
|  |  |  | 2001-12-23 | 1223 | 12 | 23 | 26.9583 | 26.9675 | 38.0325 | 0
|  |  |  | 2001-12-24 | 1224 | 12 | 24 | 27.6667 | 27.65 | 37.35 | 0
|  |  |  | 2001-12-25 | 1225 | 12 | 25 | 29.7083 | 29.6975 | 35.3025 | 0
|  |  |  | 2001-12-26 | 1226 | 12 | 26 | 23.5417 | 23.54 | 41.46 | 0
|  |  |  | 2001-12-27 | 1227 | 12 | 27 | 22.3333 | 22.34 | 42.66 | 0
|  |  |  | 2001-12-28 | 1228 | 12 | 28 | 17.625 | 17.645 | 47.355 | 0
|  |  |  | 2001-12-29 | 1229 | 12 | 29 | 14.6667 | 14.6675 | 50.3325 | 0
|  |  |  | 2001-12-30 | 1230 | 12 | 30 | 22.7083 | 22.7 | 42.3 | 0
|  |  |  | 2001-12-31 | 1231 | 12 | 31 | 33.8333 | 33.8225 | 31.1775 | 0

## Burlington, VT (hidden)
Typical Year Summary | [7 empty] | Daily Temp TMY3 | Daily Temp TMY2 | HDD | CDD
Month | Average | HDD | CDD | 2001-01-01 | 0101 | 01 | 01 | 24.4167 | 9.26 | 55.74 | 0
1 | 15 | 1549.83 | 0 | 2001-01-02 | 0102 | 01 | 02 | 26.625 | 4.9175 | 60.0825 | 0
2 | 16.7 | 1351.8825 | 0 | 2001-01-03 | 0103 | 01 | 03 | 18.6667 | 25.4 | 39.6 | 0
3 | 27.2 | 1172.97 | 0 | 2001-01-04 | 0104 | 01 | 04 | 14.1667 | 0.3875 | 64.6125 | 0
4 | 42.5 | 674.9175 | 0 | 2001-01-05 | 0105 | 01 | 05 | 20.375 | 3.68 | 61.32 | 0
5 | 55.8 | 323.82 | 16.675 | 2001-01-06 | 0106 | 01 | 06 | 27.4167 | 12.935 | 52.065 | 0
6 | 65 | 87.015 | 26.66 | 2001-01-07 | 0107 | 01 | 07 | 31.7083 | 32.315 | 32.685 | 0
7 | 67.9 | 17.4 | 26.8875 | 2001-01-08 | 0108 | 01 | 08 | 19.2083 | 31.7675 | 33.2325 | 0
8 | 68.1 | 37.0425 | 45.8325 | 2001-01-09 | 0109 | 01 | 09 | 26.5417 | 20.5925 | 44.4075 | 0
9 | 56.8 | 267.975 | 4.34 | 2001-01-10 | 0110 | 01 | 10 | 30.3333 | 8.42 | 56.58 | 0
10 | 46.7 | 567.825 | 0 | 2001-01-11 | 0111 | 01 | 11 | 26.9583 | 12.8525 | 52.1475 | 0
11 | 34.8 | 905.85 | 0 | 2001-01-12 | 0112 | 01 | 12 | 27.8333 | 18.2975 | 46.7025 | 0
12 | 21.7 | 1340.88 | 0 | 2001-01-13 | 0113 | 01 | 13 | 27.0833 | 16.895 | 48.105 | 0
|  |  |  | 2001-01-14 | 0114 | 01 | 14 | 26.3333 | 32.0675 | 32.9325 | 0
| Slope | -15.0571 | 2524.2554 | 2001-01-15 | 0115 | 01 | 15 | 33.25 | 34.2725 | 30.7275 | 0
| Intercept | 33141.6306 | 509384.9197 | 2001-01-16 | 0116 | 01 | 16 | 15.25 | 19.25 | 45.75 | 0
|  |  |  | 2001-01-17 | 0117 | 01 | 17 | 2.25 | 8.0675 | 56.9325 | 0
|  |  |  | 2001-01-18 | 0118 | 01 | 18 | 19.2083 | 7.7075 | 57.2925 | 0
|  |  |  | 2001-01-19 | 0119 | 01 | 19 | 18 | 7.4975 | 57.5025 | 0
|  |  |  | 2001-01-20 | 0120 | 01 | 20 | 8.5417 | 8.66 | 56.34 | 0
|  |  |  | 2001-01-21 | 0121 | 01 | 21 | 21.3333 | 14.435 | 50.565 | 0
|  |  |  | 2001-01-22 | 0122 | 01 | 22 | 23.375 | 32.2325 | 32.7675 | 0
|  |  |  | 2001-01-23 | 0123 | 01 | 23 | 21.125 | 19.775 | 45.225 | 0
|  |  |  | 2001-01-24 | 0124 | 01 | 24 | 7.125 | 27.1325 | 37.8675 | 0
|  |  |  | 2001-01-25 | 0125 | 01 | 25 | 4.7917 | 33.695 | 31.305 | 0
|  |  |  | 2001-01-26 | 0126 | 01 | 26 | -4.0417 | 16.385 | 48.615 | 0
|  |  |  | 2001-01-27 | 0127 | 01 | 27 | -1.2083 | 15.7475 | 49.2525 | 0
|  |  |  | 2001-01-28 | 0128 | 01 | 28 | 10.625 | 1.5875 | 63.4125 | 0
|  |  |  | 2001-01-29 | 0129 | 01 | 29 | 15.9583 | -5.2375 | 70.2375 | 0
|  |  |  | 2001-01-30 | 0130 | 01 | 30 | 18.4583 | 1.91 | 63.09 | 0
|  |  |  | 2001-01-31 | 0131 | 01 | 31 | 27.5833 | -7.735 | 72.735 | 0
|  |  |  | 2001-02-01 | 0201 | 02 | 01 | 45.375 | 15.8 | 49.2 | 0
|  |  |  | 2001-02-02 | 0202 | 02 | 02 | 24.9583 | 14.3825 | 50.6175 | 0
|  |  |  | 2001-02-03 | 0203 | 02 | 03 | 10 | 11.18 | 53.82 | 0
|  |  |  | 2001-02-04 | 0204 | 02 | 04 | 18.3333 | 18.9125 | 46.0875 | 0
|  |  |  | 2001-02-05 | 0205 | 02 | 05 | 1.0417 | 12.695 | 52.305 | 0
|  |  |  | 2001-02-06 | 0206 | 02 | 06 | 4.6667 | 1.2725 | 63.7275 | 0
|  |  |  | 2001-02-07 | 0207 | 02 | 07 | 7.1667 | -0.28 | 65.28 | 0
|  |  |  | 2001-02-08 | 0208 | 02 | 08 | 15.9167 | 7.565 | 57.435 | 0
|  |  |  | 2001-02-09 | 0209 | 02 | 09 | 15.125 | 18.635 | 46.365 | 0
|  |  |  | 2001-02-10 | 0210 | 02 | 10 | 22.875 | 33.5 | 31.5 | 0
|  |  |  | 2001-02-11 | 0211 | 02 | 11 | 8.375 | 41.315 | 23.685 | 0
|  |  |  | 2001-02-12 | 0212 | 02 | 12 | 25.875 | 33.71 | 31.29 | 0
|  |  |  | 2001-02-13 | 0213 | 02 | 13 | 18.0833 | 30.3875 | 34.6125 | 0
|  |  |  | 2001-02-14 | 0214 | 02 | 14 | 20.4167 | 26.9975 | 38.0025 | 0
|  |  |  | 2001-02-15 | 0215 | 02 | 15 | 32.8333 | 15.935 | 49.065 | 0
|  |  |  | 2001-02-16 | 0216 | 02 | 16 | 29.7917 | 20.57 | 44.43 | 0
|  |  |  | 2001-02-17 | 0217 | 02 | 17 | 27.5417 | 16.7 | 48.3 | 0
|  |  |  | 2001-02-18 | 0218 | 02 | 18 | 32.0417 | 4.58 | 60.42 | 0
|  |  |  | 2001-02-19 | 0219 | 02 | 19 | 31.8333 | -8.41 | 73.41 | 0
|  |  |  | 2001-02-20 | 0220 | 02 | 20 | 36.5833 | -7.3525 | 72.3525 | 0
|  |  |  | 2001-02-21 | 0221 | 02 | 21 | 14.0417 | 5.3825 | 59.6175 | 0
|  |  |  | 2001-02-22 | 0222 | 02 | 22 | 26.1667 | 16.8275 | 48.1725 | 0
|  |  |  | 2001-02-23 | 0223 | 02 | 23 | 36.6667 | 18.665 | 46.335 | 0
|  |  |  | 2001-02-24 | 0224 | 02 | 24 | 23.8333 | 14.015 | 50.985 | 0
|  |  |  | 2001-02-25 | 0225 | 02 | 25 | 21.5417 | 21.0425 | 43.9575 | 0
|  |  |  | 2001-02-26 | 0226 | 02 | 26 | 20.7083 | 28.7525 | 36.2475 | 0
|  |  |  | 2001-02-27 | 0227 | 02 | 27 | 20.9583 | 26.675 | 38.325 | 0
|  |  |  | 2001-02-28 | 0228 | 02 | 28 | 21.5 | 28.6625 | 36.3375 | 0
|  |  |  | 2001-03-01 | 0301 | 03 | 01 | 34.2083 | 29.27 | 35.73 | 0
|  |  |  | 2001-03-02 | 0302 | 03 | 02 | 30.7917 | 32.0825 | 32.9175 | 0
|  |  |  | 2001-03-03 | 0303 | 03 | 03 | 33.3333 | 42.9875 | 22.0125 | 0
|  |  |  | 2001-03-04 | 0304 | 03 | 04 | 38.4583 | 30.2375 | 34.7625 | 0
|  |  |  | 2001-03-05 | 0305 | 03 | 05 | 19.7917 | 23.0525 | 41.9475 | 0
|  |  |  | 2001-03-06 | 0306 | 03 | 06 | 14.7917 | 27.365 | 37.635 | 0
|  |  |  | 2001-03-07 | 0307 | 03 | 07 | 10.5833 | 32.15 | 32.85 | 0
|  |  |  | 2001-03-08 | 0308 | 03 | 08 | 11.6667 | 23.45 | 41.55 | 0
|  |  |  | 2001-03-09 | 0309 | 03 | 09 | 13.125 | 21.4925 | 43.5075 | 0
|  |  |  | 2001-03-10 | 0310 | 03 | 10 | 14.9583 | 11.6 | 53.4 | 0
|  |  |  | 2001-03-11 | 0311 | 03 | 11 | 18.8333 | 8.2475 | 56.7525 | 0
|  |  |  | 2001-03-12 | 0312 | 03 | 12 | 20.9583 | 17.87 | 47.13 | 0
|  |  |  | 2001-03-13 | 0313 | 03 | 13 | 25.375 | 22.2875 | 42.7125 | 0
|  |  |  | 2001-03-14 | 0314 | 03 | 14 | 28.875 | 29.225 | 35.775 | 0
|  |  |  | 2001-03-15 | 0315 | 03 | 15 | 27.4167 | 34.175 | 30.825 | 0
|  |  |  | 2001-03-16 | 0316 | 03 | 16 | 33.3333 | 17.81 | 47.19 | 0
|  |  |  | 2001-03-17 | 0317 | 03 | 17 | 43.2083 | 5.63 | 59.37 | 0
|  |  |  | 2001-03-18 | 0318 | 03 | 18 | 42.625 | 17.27 | 47.73 | 0
|  |  |  | 2001-03-19 | 0319 | 03 | 19 | 33.5417 | 27.1025 | 37.8975 | 0
|  |  |  | 2001-03-20 | 0320 | 03 | 20 | 30 | 24.5075 | 40.4925 | 0
|  |  |  | 2001-03-21 | 0321 | 03 | 21 | 35.2083 | 19.325 | 45.675 | 0
|  |  |  | 2001-03-22 | 0322 | 03 | 22 | 39.1667 | 25.9775 | 39.0225 | 0
|  |  |  | 2001-03-23 | 0323 | 03 | 23 | 36.5833 | 33.56 | 31.44 | 0
|  |  |  | 2001-03-24 | 0324 | 03 | 24 | 40.9583 | 37.6775 | 27.3225 | 0
|  |  |  | 2001-03-25 | 0325 | 03 | 25 | 30.7917 | 33.1175 | 31.8825 | 0
|  |  |  | 2001-03-26 | 0326 | 03 | 26 | 34.875 | 32.6975 | 32.3025 | 0
|  |  |  | 2001-03-27 | 0327 | 03 | 27 | 37.875 | 39.86 | 25.14 | 0
|  |  |  | 2001-03-28 | 0328 | 03 | 28 | 41.2083 | 46.0925 | 18.9075 | 0
|  |  |  | 2001-03-29 | 0329 | 03 | 29 | 48.4583 | 35.9375 | 29.0625 | 0
|  |  |  | 2001-03-30 | 0330 | 03 | 30 | 45.4167 | 29.48 | 35.52 | 0
|  |  |  | 2001-03-31 | 0331 | 03 | 31 | 47.5833 | 30.4925 | 34.5075 | 0
|  |  |  | 2001-04-01 | 0401 | 04 | 01 | 35.5 | 30.8075 | 34.1925 | 0
|  |  |  | 2001-04-02 | 0402 | 04 | 02 | 38.4583 | 32.195 | 32.805 | 0
|  |  |  | 2001-04-03 | 0403 | 04 | 03 | 44.5833 | 26.5775 | 38.4225 | 0
|  |  |  | 2001-04-04 | 0404 | 04 | 04 | 35.0833 | 40.9625 | 24.0375 | 0
|  |  |  | 2001-04-05 | 0405 | 04 | 05 | 40.3333 | 36.8225 | 28.1775 | 0
|  |  |  | 2001-04-06 | 0406 | 04 | 06 | 36.2917 | 37.76 | 27.24 | 0
|  |  |  | 2001-04-07 | 0407 | 04 | 07 | 29.875 | 43.4075 | 21.5925 | 0
|  |  |  | 2001-04-08 | 0408 | 04 | 08 | 29.8333 | 34.9625 | 30.0375 | 0
|  |  |  | 2001-04-09 | 0409 | 04 | 09 | 28.3333 | 41.75 | 23.25 | 0
|  |  |  | 2001-04-10 | 0410 | 04 | 10 | 34.5 | 53.5025 | 11.4975 | 0
|  |  |  | 2001-04-11 | 0411 | 04 | 11 | 48.9167 | 37.1975 | 27.8025 | 0
|  |  |  | 2001-04-12 | 0412 | 04 | 12 | 56.875 | 38.0825 | 26.9175 | 0
|  |  |  | 2001-04-13 | 0413 | 04 | 13 | 57.0833 | 47.9525 | 17.0475 | 0
|  |  |  | 2001-04-14 | 0414 | 04 | 14 | 44.125 | 53.0675 | 11.9325 | 0
|  |  |  | 2001-04-15 | 0415 | 04 | 15 | 41.5833 | 56.7575 | 8.2425 | 0
|  |  |  | 2001-04-16 | 0416 | 04 | 16 | 45.2917 | 57.38 | 7.62 | 0
|  |  |  | 2001-04-17 | 0417 | 04 | 17 | 47.625 | 53.7575 | 11.2425 | 0
|  |  |  | 2001-04-18 | 0418 | 04 | 18 | 52.9583 | 39.7475 | 25.2525 | 0
|  |  |  | 2001-04-19 | 0419 | 04 | 19 | 57.9167 | 35.7725 | 29.2275 | 0
|  |  |  | 2001-04-20 | 0420 | 04 | 20 | 64 | 38.405 | 26.595 | 0
|  |  |  | 2001-04-21 | 0421 | 04 | 21 | 70.5 | 47.21 | 17.79 | 0
|  |  |  | 2001-04-22 | 0422 | 04 | 22 | 65 | 47.0675 | 17.9325 | 0
|  |  |  | 2001-04-23 | 0423 | 04 | 23 | 49.1667 | 40.6925 | 24.3075 | 0
|  |  |  | 2001-04-24 | 0424 | 04 | 24 | 43.5417 | 40.8575 | 24.1425 | 0
|  |  |  | 2001-04-25 | 0425 | 04 | 25 | 42.6667 | 47.81 | 17.19 | 0
|  |  |  | 2001-04-26 | 0426 | 04 | 26 | 48.25 | 43.4675 | 21.5325 | 0
|  |  |  | 2001-04-27 | 0427 | 04 | 27 | 54.2917 | 46.46 | 18.54 | 0
|  |  |  | 2001-04-28 | 0428 | 04 | 28 | 45.75 | 39.8 | 25.2 | 0
|  |  |  | 2001-04-29 | 0429 | 04 | 29 | 41.9583 | 41.7575 | 23.2425 | 0
|  |  |  | 2001-04-30 | 0430 | 04 | 30 | 52.5833 | 43.0925 | 21.9075 | 0
|  |  |  | 2001-05-01 | 0501 | 05 | 01 | 51.5 | 44.0975 | 20.9025 | 0
|  |  |  | 2001-05-02 | 0502 | 05 | 02 | 52.9583 | 43.07 | 21.93 | 0
|  |  |  | 2001-05-03 | 0503 | 05 | 03 | 56.4167 | 43.2875 | 21.7125 | 0
|  |  |  | 2001-05-04 | 0504 | 05 | 04 | 56.9167 | 44.6225 | 20.3775 | 0
|  |  |  | 2001-05-05 | 0505 | 05 | 05 | 58.125 | 48.875 | 16.125 | 0
|  |  |  | 2001-05-06 | 0506 | 05 | 06 | 48.5 | 48.9275 | 16.0725 | 0
|  |  |  | 2001-05-07 | 0507 | 05 | 07 | 42.25 | 50.555 | 14.445 | 0
|  |  |  | 2001-05-08 | 0508 | 05 | 08 | 49.0417 | 50.045 | 14.955 | 0
|  |  |  | 2001-05-09 | 0509 | 05 | 09 | 54.5 | 60.035 | 4.965 | 0
|  |  |  | 2001-05-10 | 0510 | 05 | 10 | 55.1667 | 60.02 | 4.98 | 0
|  |  |  | 2001-05-11 | 0511 | 05 | 11 | 52.6667 | 53.4425 | 11.5575 | 0
|  |  |  | 2001-05-12 | 0512 | 05 | 12 | 56.4167 | 52.9625 | 12.0375 | 0
|  |  |  | 2001-05-13 | 0513 | 05 | 13 | 57.375 | 51.8 | 13.2 | 0
|  |  |  | 2001-05-14 | 0514 | 05 | 14 | 60.125 | 65.165 | 0 | 0
|  |  |  | 2001-05-15 | 0515 | 05 | 15 | 53.4167 | 48.98 | 16.02 | 0
|  |  |  | 2001-05-16 | 0516 | 05 | 16 | 53.5417 | 48.1175 | 16.8825 | 0
|  |  |  | 2001-05-17 | 0517 | 05 | 17 | 53.625 | 54.74 | 10.26 | 0
|  |  |  | 2001-05-18 | 0518 | 05 | 18 | 57.2917 | 50.1575 | 14.8425 | 0
|  |  |  | 2001-05-19 | 0519 | 05 | 19 | 56.7083 | 50.8025 | 14.1975 | 0
|  |  |  | 2001-05-20 | 0520 | 05 | 20 | 57.375 | 55.0925 | 9.9075 | 0
|  |  |  | 2001-05-21 | 0521 | 05 | 21 | 61.5417 | 62.0375 | 2.9625 | 0
|  |  |  | 2001-05-22 | 0522 | 05 | 22 | 56.5833 | 67.79 | 0 | 0
|  |  |  | 2001-05-23 | 0523 | 05 | 23 | 63.8333 | 50.555 | 14.445 | 0
|  |  |  | 2001-05-24 | 0524 | 05 | 24 | 60.875 | 51.1625 | 13.8375 | 0
|  |  |  | 2001-05-25 | 0525 | 05 | 25 | 59.875 | 53.8925 | 11.1075 | 0
|  |  |  | 2001-05-26 | 0526 | 05 | 26 | 57.75 | 59.6 | 5.4 | 0
|  |  |  | 2001-05-27 | 0527 | 05 | 27 | 57.2083 | 64.3025 | 0.6975 | 0
|  |  |  | 2001-05-28 | 0528 | 05 | 28 | 60.5833 | 70.5725 | 0 | 0.5725
|  |  |  | 2001-05-29 | 0529 | 05 | 29 | 63.5833 | 75.9125 | 0 | 5.9125
|  |  |  | 2001-05-30 | 0530 | 05 | 30 | 64.25 | 78.785 | 0 | 8.785
|  |  |  | 2001-05-31 | 0531 | 05 | 31 | 73.125 | 71.405 | 0 | 1.405
|  |  |  | 2001-06-01 | 0601 | 06 | 01 | 60 | 64.3925 | 0.6075 | 0
|  |  |  | 2001-06-02 | 0602 | 06 | 02 | 63.125 | 69.095 | 0 | 0
|  |  |  | 2001-06-03 | 0603 | 06 | 03 | 63.75 | 60.9875 | 4.0125 | 0
|  |  |  | 2001-06-04 | 0604 | 06 | 04 | 66.4583 | 58.25 | 6.75 | 0
|  |  |  | 2001-06-05 | 0605 | 06 | 05 | 71.75 | 52.745 | 12.255 | 0
|  |  |  | 2001-06-06 | 0606 | 06 | 06 | 67.7917 | 58.1525 | 6.8475 | 0
|  |  |  | 2001-06-07 | 0607 | 06 | 07 | 58.5 | 66.41 | 0 | 0
|  |  |  | 2001-06-08 | 0608 | 06 | 08 | 61.4167 | 66.7025 | 0 | 0
|  |  |  | 2001-06-09 | 0609 | 06 | 09 | 64.9167 | 58.49 | 6.51 | 0
|  |  |  | 2001-06-10 | 0610 | 06 | 10 | 61.3333 | 54.59 | 10.41 | 0
|  |  |  | 2001-06-11 | 0611 | 06 | 11 | 63.875 | 71.7125 | 0 | 1.7125
|  |  |  | 2001-06-12 | 0612 | 06 | 12 | 62.875 | 77.7875 | 0 | 7.7875
|  |  |  | 2001-06-13 | 0613 | 06 | 13 | 67.25 | 54.32 | 10.68 | 0
|  |  |  | 2001-06-14 | 0614 | 06 | 14 | 66.2083 | 52.415 | 12.585 | 0
|  |  |  | 2001-06-15 | 0615 | 06 | 15 | 71.0833 | 55.76 | 9.24 | 0
|  |  |  | 2001-06-16 | 0616 | 06 | 16 | 81.0417 | 63.56 | 1.44 | 0
|  |  |  | 2001-06-17 | 0617 | 06 | 17 | 70.0833 | 70.46 | 0 | 0.46
|  |  |  | 2001-06-18 | 0618 | 06 | 18 | 70.25 | 72.875 | 0 | 2.875
|  |  |  | 2001-06-19 | 0619 | 06 | 19 | 74.7083 | 67.745 | 0 | 0
|  |  |  | 2001-06-20 | 0620 | 06 | 20 | 66.4583 | 66.965 | 0 | 0
|  |  |  | 2001-06-21 | 0621 | 06 | 21 | 66.6667 | 67.6625 | 0 | 0
|  |  |  | 2001-06-22 | 0622 | 06 | 22 | 68.25 | 65.9525 | 0 | 0
|  |  |  | 2001-06-23 | 0623 | 06 | 23 | 65.1667 | 60.17 | 4.83 | 0
|  |  |  | 2001-06-24 | 0624 | 06 | 24 | 63.7083 | 64.1525 | 0.8475 | 0
|  |  |  | 2001-06-25 | 0625 | 06 | 25 | 68.4167 | 68.705 | 0 | 0
|  |  |  | 2001-06-26 | 0626 | 06 | 26 | 59 | 71.24 | 0 | 1.24
|  |  |  | 2001-06-27 | 0627 | 06 | 27 | 62.7917 | 76.67 | 0 | 6.67
|  |  |  | 2001-06-28 | 0628 | 06 | 28 | 67.7083 | 74.2175 | 0 | 4.2175
|  |  |  | 2001-06-29 | 0629 | 06 | 29 | 69.9583 | 71.6975 | 0 | 1.6975
|  |  |  | 2001-06-30 | 0630 | 06 | 30 | 76.5 | 65.5925 | 0 | 0
|  |  |  | 2001-07-01 | 0701 | 07 | 01 | 74.6667 | 73.9175 | 0 | 3.9175
|  |  |  | 2001-07-02 | 0702 | 07 | 02 | 65.625 | 66.1325 | 0 | 0
|  |  |  | 2001-07-03 | 0703 | 07 | 03 | 66.25 | 60.3875 | 4.6125 | 0
|  |  |  | 2001-07-04 | 0704 | 07 | 04 | 69.8333 | 64.9025 | 0.0975 | 0
|  |  |  | 2001-07-05 | 0705 | 07 | 05 | 71.375 | 73.565 | 0 | 3.565
|  |  |  | 2001-07-06 | 0706 | 07 | 06 | 60.5833 | 70.76 | 0 | 0.76
|  |  |  | 2001-07-07 | 0707 | 07 | 07 | 64.5833 | 71.3825 | 0 | 1.3825
|  |  |  | 2001-07-08 | 0708 | 07 | 08 | 63.75 | 69.9275 | 0 | 0
|  |  |  | 2001-07-09 | 0709 | 07 | 09 | 67.8333 | 76.295 | 0 | 6.295
|  |  |  | 2001-07-10 | 0710 | 07 | 10 | 62.875 | 69.7325 | 0 | 0
|  |  |  | 2001-07-11 | 0711 | 07 | 11 | 68.7917 | 63.0725 | 1.9275 | 0
|  |  |  | 2001-07-12 | 0712 | 07 | 12 | 69.4167 | 61.79 | 3.21 | 0
|  |  |  | 2001-07-13 | 0713 | 07 | 13 | 76.8333 | 62.8325 | 2.1675 | 0
|  |  |  | 2001-07-14 | 0714 | 07 | 14 | 70.125 | 65.3225 | 0 | 0
|  |  |  | 2001-07-15 | 0715 | 07 | 15 | 74.125 | 69.26 | 0 | 0
|  |  |  | 2001-07-16 | 0716 | 07 | 16 | 77.375 | 68.9075 | 0 | 0
|  |  |  | 2001-07-17 | 0717 | 07 | 17 | 78.75 | 68.2925 | 0 | 0
|  |  |  | 2001-07-18 | 0718 | 07 | 18 | 74.875 | 64.0325 | 0.9675 | 0
|  |  |  | 2001-07-19 | 0719 | 07 | 19 | 81.8333 | 63.9725 | 1.0275 | 0
|  |  |  | 2001-07-20 | 0720 | 07 | 20 | 84.375 | 63.2525 | 1.7475 | 0
|  |  |  | 2001-07-21 | 0721 | 07 | 21 | 77.9167 | 67.2875 | 0 | 0
|  |  |  | 2001-07-22 | 0722 | 07 | 22 | 61.375 | 70.5725 | 0 | 0.5725
|  |  |  | 2001-07-23 | 0723 | 07 | 23 | 63.4167 | 76.19 | 0 | 6.19
|  |  |  | 2001-07-24 | 0724 | 07 | 24 | 72.125 | 69.47 | 0 | 0
|  |  |  | 2001-07-25 | 0725 | 07 | 25 | 68.4583 | 71.15 | 0 | 1.15
|  |  |  | 2001-07-26 | 0726 | 07 | 26 | 62.1667 | 73.055 | 0 | 3.055
|  |  |  | 2001-07-27 | 0727 | 07 | 27 | 63.4167 | 66.9125 | 0 | 0
|  |  |  | 2001-07-28 | 0728 | 07 | 28 | 66.5 | 63.53 | 1.47 | 0
|  |  |  | 2001-07-29 | 0729 | 07 | 29 | 70.9167 | 65.6375 | 0 | 0
|  |  |  | 2001-07-30 | 0730 | 07 | 30 | 66.8333 | 66.995 | 0 | 0
|  |  |  | 2001-07-31 | 0731 | 07 | 31 | 69.8333 | 64.8275 | 0.1725 | 0
|  |  |  | 2001-08-01 | 0801 | 08 | 01 | 70.3333 | 69.7775 | 0 | 0
|  |  |  | 2001-08-02 | 0802 | 08 | 02 | 69.4583 | 73.475 | 0 | 3.475
|  |  |  | 2001-08-03 | 0803 | 08 | 03 | 75.5 | 71.315 | 0 | 1.315
|  |  |  | 2001-08-04 | 0804 | 08 | 04 | 76.0833 | 66.0425 | 0 | 0
|  |  |  | 2001-08-05 | 0805 | 08 | 05 | 75.125 | 68.0375 | 0 | 0
|  |  |  | 2001-08-06 | 0806 | 08 | 06 | 77 | 72.0125 | 0 | 2.0125
|  |  |  | 2001-08-07 | 0807 | 08 | 07 | 66 | 71.2925 | 0 | 1.2925
|  |  |  | 2001-08-08 | 0808 | 08 | 08 | 61.4583 | 73.2875 | 0 | 3.2875
|  |  |  | 2001-08-09 | 0809 | 08 | 09 | 63.4167 | 71.4275 | 0 | 1.4275
|  |  |  | 2001-08-10 | 0810 | 08 | 10 | 67.7917 | 67.43 | 0 | 0
|  |  |  | 2001-08-11 | 0811 | 08 | 11 | 68.1667 | 66.785 | 0 | 0
|  |  |  | 2001-08-12 | 0812 | 08 | 12 | 63.9583 | 68.8775 | 0 | 0
|  |  |  | 2001-08-13 | 0813 | 08 | 13 | 72.3333 | 74.5325 | 0 | 4.5325
|  |  |  | 2001-08-14 | 0814 | 08 | 14 | 74.8333 | 76.82 | 0 | 6.82
|  |  |  | 2001-08-15 | 0815 | 08 | 15 | 74.5417 | 79.9775 | 0 | 9.9775
|  |  |  | 2001-08-16 | 0816 | 08 | 16 | 73.2083 | 76.76 | 0 | 6.76
|  |  |  | 2001-08-17 | 0817 | 08 | 17 | 63.9167 | 72.875 | 0 | 2.875
|  |  |  | 2001-08-18 | 0818 | 08 | 18 | 63.3333 | 67.58 | 0 | 0
|  |  |  | 2001-08-19 | 0819 | 08 | 19 | 68.7917 | 72.0575 | 0 | 2.0575
|  |  |  | 2001-08-20 | 0820 | 08 | 20 | 69.9167 | 66.2 | 0 | 0
|  |  |  | 2001-08-21 | 0821 | 08 | 21 | 72.4583 | 61.985 | 3.015 | 0
|  |  |  | 2001-08-22 | 0822 | 08 | 22 | 66.125 | 66.215 | 0 | 0
|  |  |  | 2001-08-23 | 0823 | 08 | 23 | 64.4167 | 66.4475 | 0 | 0
|  |  |  | 2001-08-24 | 0824 | 08 | 24 | 58.7083 | 55.22 | 9.78 | 0
|  |  |  | 2001-08-25 | 0825 | 08 | 25 | 55.2083 | 58.595 | 6.405 | 0
|  |  |  | 2001-08-26 | 0826 | 08 | 26 | 57.0833 | 60.755 | 4.245 | 0
|  |  |  | 2001-08-27 | 0827 | 08 | 27 | 58.75 | 57.425 | 7.575 | 0
|  |  |  | 2001-08-28 | 0828 | 08 | 28 | 65.75 | 63.29 | 1.71 | 0
|  |  |  | 2001-08-29 | 0829 | 08 | 29 | 68.125 | 68.87 | 0 | 0
|  |  |  | 2001-08-30 | 0830 | 08 | 30 | 70.25 | 66.4625 | 0 | 0
|  |  |  | 2001-08-31 | 0831 | 08 | 31 | 63.875 | 60.6875 | 4.3125 | 0
|  |  |  | 2001-09-01 | 0901 | 09 | 01 | 69.3333 | 59.8775 | 5.1225 | 0
|  |  |  | 2001-09-02 | 0902 | 09 | 02 | 71.25 | 57.56 | 7.44 | 0
|  |  |  | 2001-09-03 | 0903 | 09 | 03 | 67.3333 | 50.93 | 14.07 | 0
|  |  |  | 2001-09-04 | 0904 | 09 | 04 | 67.875 | 54.0575 | 10.9425 | 0
|  |  |  | 2001-09-05 | 0905 | 09 | 05 | 65.875 | 55.5275 | 9.4725 | 0
|  |  |  | 2001-09-06 | 0906 | 09 | 06 | 67.25 | 57.0575 | 7.9425 | 0
|  |  |  | 2001-09-07 | 0907 | 09 | 07 | 68.375 | 58.865 | 6.135 | 0
|  |  |  | 2001-09-08 | 0908 | 09 | 08 | 69.7917 | 61.625 | 3.375 | 0
|  |  |  | 2001-09-09 | 0909 | 09 | 09 | 55.8333 | 68.5775 | 0 | 0
|  |  |  | 2001-09-10 | 0910 | 09 | 10 | 54 | 58.8575 | 6.1425 | 0
|  |  |  | 2001-09-11 | 0911 | 09 | 11 | 57.2083 | 68.0075 | 0 | 0
|  |  |  | 2001-09-12 | 0912 | 09 | 12 | 61.5833 | 72.77 | 0 | 2.77
|  |  |  | 2001-09-13 | 0913 | 09 | 13 | 65.75 | 71.57 | 0 | 1.57
|  |  |  | 2001-09-14 | 0914 | 09 | 14 | 67.875 | 57.2975 | 7.7025 | 0
|  |  |  | 2001-09-15 | 0915 | 09 | 15 | 61.7083 | 58.6325 | 6.3675 | 0
|  |  |  | 2001-09-16 | 0916 | 09 | 16 | 57.2917 | 52.3475 | 12.6525 | 0
|  |  |  | 2001-09-17 | 0917 | 09 | 17 | 52.9583 | 57.14 | 7.86 | 0
|  |  |  | 2001-09-18 | 0918 | 09 | 18 | 59.2917 | 47.12 | 17.88 | 0
|  |  |  | 2001-09-19 | 0919 | 09 | 19 | 57.9583 | 53.8625 | 11.1375 | 0
|  |  |  | 2001-09-20 | 0920 | 09 | 20 | 55.6667 | 61.3025 | 3.6975 | 0
|  |  |  | 2001-09-21 | 0921 | 09 | 21 | 53.5833 | 52.025 | 12.975 | 0
|  |  |  | 2001-09-22 | 0922 | 09 | 22 | 50.75 | 46.4 | 18.6 | 0
|  |  |  | 2001-09-23 | 0923 | 09 | 23 | 48.4167 | 40.4675 | 24.5325 | 0
|  |  |  | 2001-09-24 | 0924 | 09 | 24 | 48.375 | 43.0175 | 21.9825 | 0
|  |  |  | 2001-09-25 | 0925 | 09 | 25 | 55.2917 | 49.355 | 15.645 | 0
|  |  |  | 2001-09-26 | 0926 | 09 | 26 | 55.875 | 52.37 | 12.63 | 0
|  |  |  | 2001-09-27 | 0927 | 09 | 27 | 64.5833 | 61.025 | 3.975 | 0
|  |  |  | 2001-09-28 | 0928 | 09 | 28 | 52.25 | 63.6875 | 1.3125 | 0
|  |  |  | 2001-09-29 | 0929 | 09 | 29 | 46.9167 | 64.595 | 0.405 | 0
|  |  |  | 2001-09-30 | 0930 | 09 | 30 | 44.5 | 47.0225 | 17.9775 | 0
|  |  |  | 2001-10-01 | 1001 | 10 | 01 | 60.5417 | 57.8525 | 7.1475 | 0
|  |  |  | 2001-10-02 | 1002 | 10 | 02 | 55.9167 | 48.695 | 16.305 | 0
|  |  |  | 2001-10-03 | 1003 | 10 | 03 | 53.125 | 46.445 | 18.555 | 0
|  |  |  | 2001-10-04 | 1004 | 10 | 04 | 54.8333 | 52.535 | 12.465 | 0
|  |  |  | 2001-10-05 | 1005 | 10 | 05 | 45.625 | 54.3725 | 10.6275 | 0
|  |  |  | 2001-10-06 | 1006 | 10 | 06 | 42.6667 | 57.8675 | 7.1325 | 0
|  |  |  | 2001-10-07 | 1007 | 10 | 07 | 43.375 | 46.5425 | 18.4575 | 0
|  |  |  | 2001-10-08 | 1008 | 10 | 08 | 56.0833 | 37.7075 | 27.2925 | 0
|  |  |  | 2001-10-09 | 1009 | 10 | 09 | 46.1667 | 41.3375 | 23.6625 | 0
|  |  |  | 2001-10-10 | 1010 | 10 | 10 | 36.9583 | 54.065 | 10.935 | 0
|  |  |  | 2001-10-11 | 1011 | 10 | 11 | 42.4583 | 57.8675 | 7.1325 | 0
|  |  |  | 2001-10-12 | 1012 | 10 | 12 | 50.0833 | 61.1375 | 3.8625 | 0
|  |  |  | 2001-10-13 | 1013 | 10 | 13 | 55.9167 | 51.68 | 13.32 | 0
|  |  |  | 2001-10-14 | 1014 | 10 | 14 | 59.0417 | 39.74 | 25.26 | 0
|  |  |  | 2001-10-15 | 1015 | 10 | 15 | 49.125 | 35.345 | 29.655 | 0
|  |  |  | 2001-10-16 | 1016 | 10 | 16 | 43.5833 | 31.13 | 33.87 | 0
|  |  |  | 2001-10-17 | 1017 | 10 | 17 | 43.75 | 32.5625 | 32.4375 | 0
|  |  |  | 2001-10-18 | 1018 | 10 | 18 | 39.3333 | 41.5325 | 23.4675 | 0
|  |  |  | 2001-10-19 | 1019 | 10 | 19 | 41.9583 | 42.17 | 22.83 | 0
|  |  |  | 2001-10-20 | 1020 | 10 | 20 | 49.0417 | 43.205 | 21.795 | 0
|  |  |  | 2001-10-21 | 1021 | 10 | 21 | 49.75 | 57.7775 | 7.2225 | 0
|  |  |  | 2001-10-22 | 1022 | 10 | 22 | 54.5833 | 66.095 | 0 | 0
|  |  |  | 2001-10-23 | 1023 | 10 | 23 | 53.4167 | 43.82 | 21.18 | 0
|  |  |  | 2001-10-24 | 1024 | 10 | 24 | 38.875 | 34.0625 | 30.9375 | 0
|  |  |  | 2001-10-25 | 1025 | 10 | 25 | 38 | 48.2825 | 16.7175 | 0
|  |  |  | 2001-10-26 | 1026 | 10 | 26 | 43.875 | 51.4175 | 13.5825 | 0
|  |  |  | 2001-10-27 | 1027 | 10 | 27 | 48.1667 | 44.18 | 20.82 | 0
|  |  |  | 2001-10-28 | 1028 | 10 | 28 | 47.7917 | 48.1475 | 16.8525 | 0
|  |  |  | 2001-10-29 | 1029 | 10 | 29 | 53.5417 | 33.4175 | 31.5825 | 0
|  |  |  | 2001-10-30 | 1030 | 10 | 30 | 41.2917 | 37.5725 | 27.4275 | 0
|  |  |  | 2001-10-31 | 1031 | 10 | 31 | 36.2917 | 49.7075 | 15.2925 | 0
|  |  |  | 2001-11-01 | 1101 | 11 | 01 | 48.1667 | 38.57 | 26.43 | 0
|  |  |  | 2001-11-02 | 1102 | 11 | 02 | 50.2917 | 36.365 | 28.635 | 0
|  |  |  | 2001-11-03 | 1103 | 11 | 03 | 43.4583 | 51.38 | 13.62 | 0
|  |  |  | 2001-11-04 | 1104 | 11 | 04 | 44.5417 | 60.9125 | 4.0875 | 0
|  |  |  | 2001-11-05 | 1105 | 11 | 05 | 46.5 | 43.3625 | 21.6375 | 0
|  |  |  | 2001-11-06 | 1106 | 11 | 06 | 49.6667 | 23.3375 | 41.6625 | 0
|  |  |  | 2001-11-07 | 1107 | 11 | 07 | 34.7917 | 30.305 | 34.695 | 0
|  |  |  | 2001-11-08 | 1108 | 11 | 08 | 36.75 | 42.9575 | 22.0425 | 0
|  |  |  | 2001-11-09 | 1109 | 11 | 09 | 38.25 | 35.96 | 29.04 | 0
|  |  |  | 2001-11-10 | 1110 | 11 | 10 | 31.5833 | 25.4525 | 39.5475 | 0
|  |  |  | 2001-11-11 | 1111 | 11 | 11 | 37.9167 | 24.2825 | 40.7175 | 0
|  |  |  | 2001-11-12 | 1112 | 11 | 12 | 27.875 | 28.0175 | 36.9825 | 0
|  |  |  | 2001-11-13 | 1113 | 11 | 13 | 29.625 | 42.665 | 22.335 | 0
|  |  |  | 2001-11-14 | 1114 | 11 | 14 | 36.0417 | 41.9075 | 23.0925 | 0
|  |  |  | 2001-11-15 | 1115 | 11 | 15 | 38.4167 | 30.4625 | 34.5375 | 0
|  |  |  | 2001-11-16 | 1116 | 11 | 16 | 42.7917 | 33.785 | 31.215 | 0
|  |  |  | 2001-11-17 | 1117 | 11 | 17 | 41.0833 | 48.155 | 16.845 | 0
|  |  |  | 2001-11-18 | 1118 | 11 | 18 | 38.375 | 49.205 | 15.795 | 0
|  |  |  | 2001-11-19 | 1119 | 11 | 19 | 39.1667 | 39.755 | 25.245 | 0
|  |  |  | 2001-11-20 | 1120 | 11 | 20 | 39.4583 | 28.25 | 36.75 | 0
|  |  |  | 2001-11-21 | 1121 | 11 | 21 | 37.0833 | 11.3075 | 53.6925 | 0
|  |  |  | 2001-11-22 | 1122 | 11 | 22 | 34.6667 | 21.17 | 43.83 | 0
|  |  |  | 2001-11-23 | 1123 | 11 | 23 | 30.8333 | 34.205 | 30.795 | 0
|  |  |  | 2001-11-24 | 1124 | 11 | 24 | 27.7083 | 46.01 | 18.99 | 0
|  |  |  | 2001-11-25 | 1125 | 11 | 25 | 26.6667 | 32.705 | 32.295 | 0
|  |  |  | 2001-11-26 | 1126 | 11 | 26 | 27.9583 | 28.4375 | 36.5625 | 0
|  |  |  | 2001-11-27 | 1127 | 11 | 27 | 38.8333 | 24.635 | 40.365 | 0
|  |  |  | 2001-11-28 | 1128 | 11 | 28 | 35.5417 | 24.1925 | 40.8075 | 0
|  |  |  | 2001-11-29 | 1129 | 11 | 29 | 30.3333 | 28.4975 | 36.5025 | 0
|  |  |  | 2001-11-30 | 1130 | 11 | 30 | 25.7083 | 37.9025 | 27.0975 | 0
|  |  |  | 2001-12-01 | 1201 | 12 | 01 | 30.9583 | 29 | 36 | 0
|  |  |  | 2001-12-02 | 1202 | 12 | 02 | 24.625 | 23.375 | 41.625 | 0
|  |  |  | 2001-12-03 | 1203 | 12 | 03 | 27.4583 | 38.8625 | 26.1375 | 0
|  |  |  | 2001-12-04 | 1204 | 12 | 04 | 33.2083 | 45.3275 | 19.6725 | 0
|  |  |  | 2001-12-05 | 1205 | 12 | 05 | 35.0417 | 40.955 | 24.045 | 0
|  |  |  | 2001-12-06 | 1206 | 12 | 06 | 47.3333 | 37.73 | 27.27 | 0
|  |  |  | 2001-12-07 | 1207 | 12 | 07 | 40.5 | 24.62 | 40.38 | 0
|  |  |  | 2001-12-08 | 1208 | 12 | 08 | 30.8333 | 21.17 | 43.83 | 0
|  |  |  | 2001-12-09 | 1209 | 12 | 09 | 24.6667 | 28.0325 | 36.9675 | 0
|  |  |  | 2001-12-10 | 1210 | 12 | 10 | 24.9583 | 33.3125 | 31.6875 | 0
|  |  |  | 2001-12-11 | 1211 | 12 | 11 | 47.875 | 28.64 | 36.36 | 0
|  |  |  | 2001-12-12 | 1212 | 12 | 12 | 47.2917 | 16.8425 | 48.1575 | 0
|  |  |  | 2001-12-13 | 1213 | 12 | 13 | 20.25 | 25.565 | 39.435 | 0
|  |  |  | 2001-12-14 | 1214 | 12 | 14 | 18.625 | 23.6975 | 41.3025 | 0
|  |  |  | 2001-12-15 | 1215 | 12 | 15 | 25.6667 | 7.625 | 57.375 | 0
|  |  |  | 2001-12-16 | 1216 | 12 | 16 | 39.3333 | 9.425 | 55.575 | 0
|  |  |  | 2001-12-17 | 1217 | 12 | 17 | 11.5 | 8.75 | 56.25 | 0
|  |  |  | 2001-12-18 | 1218 | 12 | 18 | 4.25 | -0.9325 | 65.9325 | 0
|  |  |  | 2001-12-19 | 1219 | 12 | 19 | -1.2083 | -3.8275 | 68.8275 | 0
|  |  |  | 2001-12-20 | 1220 | 12 | 20 | 10.625 | 16.9475 | 48.0525 | 0
|  |  |  | 2001-12-21 | 1221 | 12 | 21 | 23.4167 | 18.53 | 46.47 | 0
|  |  |  | 2001-12-22 | 1222 | 12 | 22 | 35.5833 | 4.7525 | 60.2475 | 0
|  |  |  | 2001-12-23 | 1223 | 12 | 23 | 41.7917 | 10.3025 | 54.6975 | 0
|  |  |  | 2001-12-24 | 1224 | 12 | 24 | 42.4583 | -11.5075 | 76.5075 | 0
|  |  |  | 2001-12-25 | 1225 | 12 | 25 | 40.4167 | 6.8 | 58.2 | 0
|  |  |  | 2001-12-26 | 1226 | 12 | 26 | 33.875 | 38.15 | 26.85 | 0
|  |  |  | 2001-12-27 | 1227 | 12 | 27 | 30.4167 | 35.09 | 29.91 | 0
|  |  |  | 2001-12-28 | 1228 | 12 | 28 | 29.1667 | 34.3625 | 30.6375 | 0
|  |  |  | 2001-12-29 | 1229 | 12 | 29 | 36.4583 | 36.185 | 28.815 | 0
|  |  |  | 2001-12-30 | 1230 | 12 | 30 | 32.125 | 26.3225 | 38.6775 | 0
|  |  |  | 2001-12-31 | 1231 | 12 | 31 | 21 | 20.015 | 44.985 | 0

## Concord, NH (hidden)
Typical Year Summary | [7 empty] | Daily Temp TMY3 | Daily Temp TMY2 | HDD | CDD
Month | Average | HDD | CDD | 2001-01-01 | 0101 | 01 | 01 | 19.0417 | 34.625 | 30.375 | 0
1 | 15 | 1415.25 | 0 | 2001-01-02 | 0102 | 01 | 02 | 31.75 | 20.5 | 44.5 | 0
2 | 16.7 | 1178.7083 | 0 | 2001-01-03 | 0103 | 01 | 03 | 26.6667 | 13.875 | 51.125 | 0
3 | 27.2 | 1026.9583 | 0 | 2001-01-04 | 0104 | 01 | 04 | 20.8333 | 22.0833 | 42.9167 | 0
4 | 42.5 | 580.0833 | 0 | 2001-01-05 | 0105 | 01 | 05 | 24.5 | 14.6667 | 50.3333 | 0
5 | 55.8 | 274.75 | 49.7083 | 2001-01-06 | 0106 | 01 | 06 | 32.9583 | 11.7917 | 53.2083 | 0
6 | 65 | 87.5 | 70.7917 | 2001-01-07 | 0107 | 01 | 07 | 22.2917 | 5.625 | 59.375 | 0
7 | 67.9 | 9.2917 | 171 | 2001-01-08 | 0108 | 01 | 08 | 8.125 | 8.625 | 56.375 | 0
8 | 68.1 | 37.2083 | 90.9583 | 2001-01-09 | 0109 | 01 | 09 | 16.9167 | 20.8333 | 44.1667 | 0
9 | 56.8 | 170.0833 | 29.2083 | 2001-01-10 | 0110 | 01 | 10 | 19.3333 | 6.9167 | 58.0833 | 0
10 | 46.7 | 537.875 | 0 | 2001-01-11 | 0111 | 01 | 11 | 8.25 | 1.2083 | 63.7917 | 0
11 | 34.8 | 857.2917 | 0 | 2001-01-12 | 0112 | 01 | 12 | 18.125 | 14.25 | 50.75 | 0
12 | 21.7 | 1289.6667 | 0 | 2001-01-13 | 0113 | 01 | 13 | 17.875 | 27.75 | 37.25 | 0
|  |  |  | 2001-01-14 | 0114 | 01 | 14 | 11.5417 | -5.625 | 70.625 | 0
| Slope | 12.7077 | 1237.4628 | 2001-01-15 | 0115 | 01 | 15 | 26.7917 | -1.625 | 66.625 | 0
| Intercept | 3465.1264 | 559724.344 | 2001-01-16 | 0116 | 01 | 16 | 30.75 | 13.2917 | 51.7083 | 0
|  |  |  | 2001-01-17 | 0117 | 01 | 17 | 36.2083 | 30.4583 | 34.5417 | 0
|  |  |  | 2001-01-18 | 0118 | 01 | 18 | 31.5833 | 34.9583 | 30.0417 | 0
|  |  |  | 2001-01-19 | 0119 | 01 | 19 | 21.8333 | 37.6667 | 27.3333 | 0
|  |  |  | 2001-01-20 | 0120 | 01 | 20 | 31.2917 | 30.625 | 34.375 | 0
|  |  |  | 2001-01-21 | 0121 | 01 | 21 | 16.1667 | 34.7083 | 30.2917 | 0
|  |  |  | 2001-01-22 | 0122 | 01 | 22 | 2.9167 | 22.5833 | 42.4167 | 0
|  |  |  | 2001-01-23 | 0123 | 01 | 23 | 10.2083 | 15.7083 | 49.2917 | 0
|  |  |  | 2001-01-24 | 0124 | 01 | 24 | 25 | 22.0833 | 42.9167 | 0
|  |  |  | 2001-01-25 | 0125 | 01 | 25 | 5.5833 | 32.375 | 32.625 | 0
|  |  |  | 2001-01-26 | 0126 | 01 | 26 | 8.4167 | 28.0417 | 36.9583 | 0
|  |  |  | 2001-01-27 | 0127 | 01 | 27 | 20.4167 | 12.0417 | 52.9583 | 0
|  |  |  | 2001-01-28 | 0128 | 01 | 28 | 32.5417 | 5.3333 | 59.6667 | 0
|  |  |  | 2001-01-29 | 0129 | 01 | 29 | 27.7917 | 10.75 | 54.25 | 0
|  |  |  | 2001-01-30 | 0130 | 01 | 30 | 35.0417 | 32.7083 | 32.2917 | 0
|  |  |  | 2001-01-31 | 0131 | 01 | 31 | 27 | 40.9167 | 24.0833 | 0
|  |  |  | 2001-02-01 | 0201 | 02 | 01 | 17.625 | 17 | 48 | 0
|  |  |  | 2001-02-02 | 0202 | 02 | 02 | 26.625 | 20.2917 | 44.7083 | 0
|  |  |  | 2001-02-03 | 0203 | 02 | 03 | 24.875 | 11.375 | 53.625 | 0
|  |  |  | 2001-02-04 | 0204 | 02 | 04 | 14.9167 | 8.6667 | 56.3333 | 0
|  |  |  | 2001-02-05 | 0205 | 02 | 05 | 29.9583 | 5.4167 | 59.5833 | 0
|  |  |  | 2001-02-06 | 0206 | 02 | 06 | 18.2917 | 23.4583 | 41.5417 | 0
|  |  |  | 2001-02-07 | 0207 | 02 | 07 | 12.9583 | 32.6667 | 32.3333 | 0
|  |  |  | 2001-02-08 | 0208 | 02 | 08 | 21.5 | 41.375 | 23.625 | 0
|  |  |  | 2001-02-09 | 0209 | 02 | 09 | 18 | 33.125 | 31.875 | 0
|  |  |  | 2001-02-10 | 0210 | 02 | 10 | 21.9583 | 21.6667 | 43.3333 | 0
|  |  |  | 2001-02-11 | 0211 | 02 | 11 | 21.0833 | 31.7917 | 33.2083 | 0
|  |  |  | 2001-02-12 | 0212 | 02 | 12 | 18.3333 | 32.2917 | 32.7083 | 0
|  |  |  | 2001-02-13 | 0213 | 02 | 13 | 16.625 | 31.4583 | 33.5417 | 0
|  |  |  | 2001-02-14 | 0214 | 02 | 14 | 18.2083 | 16.7083 | 48.2917 | 0
|  |  |  | 2001-02-15 | 0215 | 02 | 15 | 22.0417 | 23.375 | 41.625 | 0
|  |  |  | 2001-02-16 | 0216 | 02 | 16 | 19.625 | 30.125 | 34.875 | 0
|  |  |  | 2001-02-17 | 0217 | 02 | 17 | 21.6667 | 24.75 | 40.25 | 0
|  |  |  | 2001-02-18 | 0218 | 02 | 18 | 28.875 | 31.0833 | 33.9167 | 0
|  |  |  | 2001-02-19 | 0219 | 02 | 19 | 30.375 | 14.8333 | 50.1667 | 0
|  |  |  | 2001-02-20 | 0220 | 02 | 20 | 32.5 | 10.2917 | 54.7083 | 0
|  |  |  | 2001-02-21 | 0221 | 02 | 21 | 34.0833 | 22.5 | 42.5 | 0
|  |  |  | 2001-02-22 | 0222 | 02 | 22 | 28.1667 | 19.3333 | 45.6667 | 0
|  |  |  | 2001-02-23 | 0223 | 02 | 23 | 24.1667 | 14.2917 | 50.7083 | 0
|  |  |  | 2001-02-24 | 0224 | 02 | 24 | 25 | 17.125 | 47.875 | 0
|  |  |  | 2001-02-25 | 0225 | 02 | 25 | 24.875 | 33 | 32 | 0
|  |  |  | 2001-02-26 | 0226 | 02 | 26 | 15.25 | 28.25 | 36.75 | 0
|  |  |  | 2001-02-27 | 0227 | 02 | 27 | 20.7083 | 19.625 | 45.375 | 0
|  |  |  | 2001-02-28 | 0228 | 02 | 28 | 23.3333 | 25.4167 | 39.5833 | 0
|  |  |  | 2001-03-01 | 0301 | 03 | 01 | 37.4583 | 31.7083 | 33.2917 | 0
|  |  |  | 2001-03-02 | 0302 | 03 | 02 | 36.4583 | 37.1667 | 27.8333 | 0
|  |  |  | 2001-03-03 | 0303 | 03 | 03 | 25 | 38.2083 | 26.7917 | 0
|  |  |  | 2001-03-04 | 0304 | 03 | 04 | 25 | 40.0833 | 24.9167 | 0
|  |  |  | 2001-03-05 | 0305 | 03 | 05 | 27.2917 | 34.8333 | 30.1667 | 0
|  |  |  | 2001-03-06 | 0306 | 03 | 06 | 32.625 | 36.0417 | 28.9583 | 0
|  |  |  | 2001-03-07 | 0307 | 03 | 07 | 35 | 41.7917 | 23.2083 | 0
|  |  |  | 2001-03-08 | 0308 | 03 | 08 | 34.5833 | 42.875 | 22.125 | 0
|  |  |  | 2001-03-09 | 0309 | 03 | 09 | 36.2917 | 38.2917 | 26.7083 | 0
|  |  |  | 2001-03-10 | 0310 | 03 | 10 | 35.2083 | 35.4583 | 29.5417 | 0
|  |  |  | 2001-03-11 | 0311 | 03 | 11 | 31.2917 | 29.9583 | 35.0417 | 0
|  |  |  | 2001-03-12 | 0312 | 03 | 12 | 29.0417 | 26.7917 | 38.2083 | 0
|  |  |  | 2001-03-13 | 0313 | 03 | 13 | 36.5833 | 30.125 | 34.875 | 0
|  |  |  | 2001-03-14 | 0314 | 03 | 14 | 26.4583 | 29.2917 | 35.7083 | 0
|  |  |  | 2001-03-15 | 0315 | 03 | 15 | 35.9583 | 29.7083 | 35.2917 | 0
|  |  |  | 2001-03-16 | 0316 | 03 | 16 | 33.1667 | 29.75 | 35.25 | 0
|  |  |  | 2001-03-17 | 0317 | 03 | 17 | 25.5417 | 34.3333 | 30.6667 | 0
|  |  |  | 2001-03-18 | 0318 | 03 | 18 | 25.125 | 33.5417 | 31.4583 | 0
|  |  |  | 2001-03-19 | 0319 | 03 | 19 | 24.2083 | 34.9583 | 30.0417 | 0
|  |  |  | 2001-03-20 | 0320 | 03 | 20 | 27.4583 | 24.5417 | 40.4583 | 0
|  |  |  | 2001-03-21 | 0321 | 03 | 21 | 34 | 20.125 | 44.875 | 0
|  |  |  | 2001-03-22 | 0322 | 03 | 22 | 37.125 | 23.3333 | 41.6667 | 0
|  |  |  | 2001-03-23 | 0323 | 03 | 23 | 33.4167 | 30.9583 | 34.0417 | 0
|  |  |  | 2001-03-24 | 0324 | 03 | 24 | 36.0417 | 29.625 | 35.375 | 0
|  |  |  | 2001-03-25 | 0325 | 03 | 25 | 32.2917 | 32.0417 | 32.9583 | 0
|  |  |  | 2001-03-26 | 0326 | 03 | 26 | 36.2083 | 32.4583 | 32.5417 | 0
|  |  |  | 2001-03-27 | 0327 | 03 | 27 | 37.6667 | 34.125 | 30.875 | 0
|  |  |  | 2001-03-28 | 0328 | 03 | 28 | 41.7917 | 30.2083 | 34.7917 | 0
|  |  |  | 2001-03-29 | 0329 | 03 | 29 | 60.8333 | 23.2083 | 41.7917 | 0
|  |  |  | 2001-03-30 | 0330 | 03 | 30 | 59.2917 | 27.4167 | 37.5833 | 0
|  |  |  | 2001-03-31 | 0331 | 03 | 31 | 54.0833 | 25.0833 | 39.9167 | 0
|  |  |  | 2001-04-01 | 0401 | 04 | 01 | 34.3333 | 33.0417 | 31.9583 | 0
|  |  |  | 2001-04-02 | 0402 | 04 | 02 | 37.0417 | 37.0417 | 27.9583 | 0
|  |  |  | 2001-04-03 | 0403 | 04 | 03 | 35.2917 | 35.2917 | 29.7083 | 0
|  |  |  | 2001-04-04 | 0404 | 04 | 04 | 40.0833 | 40.0833 | 24.9167 | 0
|  |  |  | 2001-04-05 | 0405 | 04 | 05 | 39.5 | 39.5 | 25.5 | 0
|  |  |  | 2001-04-06 | 0406 | 04 | 06 | 45.75 | 45.75 | 19.25 | 0
|  |  |  | 2001-04-07 | 0407 | 04 | 07 | 46.75 | 46.75 | 18.25 | 0
|  |  |  | 2001-04-08 | 0408 | 04 | 08 | 41.9583 | 41.9583 | 23.0417 | 0
|  |  |  | 2001-04-09 | 0409 | 04 | 09 | 34.125 | 34.125 | 30.875 | 0
|  |  |  | 2001-04-10 | 0410 | 04 | 10 | 34.2083 | 34.2083 | 30.7917 | 0
|  |  |  | 2001-04-11 | 0411 | 04 | 11 | 45.4583 | 45.4583 | 19.5417 | 0
|  |  |  | 2001-04-12 | 0412 | 04 | 12 | 38.2917 | 38.2917 | 26.7083 | 0
|  |  |  | 2001-04-13 | 0413 | 04 | 13 | 38.2083 | 38.2083 | 26.7917 | 0
|  |  |  | 2001-04-14 | 0414 | 04 | 14 | 39.5833 | 39.5833 | 25.4167 | 0
|  |  |  | 2001-04-15 | 0415 | 04 | 15 | 55.75 | 55.75 | 9.25 | 0
|  |  |  | 2001-04-16 | 0416 | 04 | 16 | 60.625 | 60.625 | 4.375 | 0
|  |  |  | 2001-04-17 | 0417 | 04 | 17 | 37.9583 | 37.9583 | 27.0417 | 0
|  |  |  | 2001-04-18 | 0418 | 04 | 18 | 34.4583 | 34.4583 | 30.5417 | 0
|  |  |  | 2001-04-19 | 0419 | 04 | 19 | 46.4167 | 46.4167 | 18.5833 | 0
|  |  |  | 2001-04-20 | 0420 | 04 | 20 | 50.5417 | 50.5417 | 14.4583 | 0
|  |  |  | 2001-04-21 | 0421 | 04 | 21 | 54.9583 | 54.9583 | 10.0417 | 0
|  |  |  | 2001-04-22 | 0422 | 04 | 22 | 48.7083 | 48.7083 | 16.2917 | 0
|  |  |  | 2001-04-23 | 0423 | 04 | 23 | 47.6667 | 47.6667 | 17.3333 | 0
|  |  |  | 2001-04-24 | 0424 | 04 | 24 | 45 | 45 | 20 | 0
|  |  |  | 2001-04-25 | 0425 | 04 | 25 | 56.7083 | 56.7083 | 8.2917 | 0
|  |  |  | 2001-04-26 | 0426 | 04 | 26 | 64.875 | 64.875 | 0.125 | 0
|  |  |  | 2001-04-27 | 0427 | 04 | 27 | 52.2917 | 52.2917 | 12.7083 | 0
|  |  |  | 2001-04-28 | 0428 | 04 | 28 | 50.0833 | 50.0833 | 14.9167 | 0
|  |  |  | 2001-04-29 | 0429 | 04 | 29 | 54.0833 | 54.0833 | 10.9167 | 0
|  |  |  | 2001-04-30 | 0430 | 04 | 30 | 63.2917 | 60.5 | 4.5 | 0
|  |  |  | 2001-05-01 | 0501 | 05 | 01 | 68.5833 | 48.0833 | 16.9167 | 0
|  |  |  | 2001-05-02 | 0502 | 05 | 02 | 66.375 | 50.0417 | 14.9583 | 0
|  |  |  | 2001-05-03 | 0503 | 05 | 03 | 58.4583 | 49.4583 | 15.5417 | 0
|  |  |  | 2001-05-04 | 0504 | 05 | 04 | 45.4583 | 49.25 | 15.75 | 0
|  |  |  | 2001-05-05 | 0505 | 05 | 05 | 48.1667 | 43.8333 | 21.1667 | 0
|  |  |  | 2001-05-06 | 0506 | 05 | 06 | 57.4167 | 47.8333 | 17.1667 | 0
|  |  |  | 2001-05-07 | 0507 | 05 | 07 | 64.0833 | 54.9167 | 10.0833 | 0
|  |  |  | 2001-05-08 | 0508 | 05 | 08 | 50.375 | 47.4583 | 17.5417 | 0
|  |  |  | 2001-05-09 | 0509 | 05 | 09 | 55.25 | 55.625 | 9.375 | 0
|  |  |  | 2001-05-10 | 0510 | 05 | 10 | 53.5 | 67.9167 | 0 | 2.9167
|  |  |  | 2001-05-11 | 0511 | 05 | 11 | 65.3333 | 61.5 | 3.5 | 0
|  |  |  | 2001-05-12 | 0512 | 05 | 12 | 68.4167 | 59.625 | 5.375 | 0
|  |  |  | 2001-05-13 | 0513 | 05 | 13 | 58.6667 | 51.375 | 13.625 | 0
|  |  |  | 2001-05-14 | 0514 | 05 | 14 | 62 | 55.4583 | 9.5417 | 0
|  |  |  | 2001-05-15 | 0515 | 05 | 15 | 70.5 | 55.4583 | 9.5417 | 0
|  |  |  | 2001-05-16 | 0516 | 05 | 16 | 56.8333 | 54.9583 | 10.0417 | 0
|  |  |  | 2001-05-17 | 0517 | 05 | 17 | 61.125 | 64 | 1 | 0
|  |  |  | 2001-05-18 | 0518 | 05 | 18 | 64.9583 | 58.5 | 6.5 | 0
|  |  |  | 2001-05-19 | 0519 | 05 | 19 | 61.75 | 54.5417 | 10.4583 | 0
|  |  |  | 2001-05-20 | 0520 | 05 | 20 | 60.8333 | 49.2917 | 15.7083 | 0
|  |  |  | 2001-05-21 | 0521 | 05 | 21 | 64.4583 | 57.4167 | 7.5833 | 0
|  |  |  | 2001-05-22 | 0522 | 05 | 22 | 49.1667 | 70.6667 | 0 | 5.6667
|  |  |  | 2001-05-23 | 0523 | 05 | 23 | 61.5417 | 59.125 | 5.875 | 0
|  |  |  | 2001-05-24 | 0524 | 05 | 24 | 45.625 | 48.0833 | 16.9167 | 0
|  |  |  | 2001-05-25 | 0525 | 05 | 25 | 50.125 | 53.875 | 11.125 | 0
|  |  |  | 2001-05-26 | 0526 | 05 | 26 | 47.875 | 60.5 | 4.5 | 0
|  |  |  | 2001-05-27 | 0527 | 05 | 27 | 57 | 60.0417 | 4.9583 | 0
|  |  |  | 2001-05-28 | 0528 | 05 | 28 | 53.0417 | 70.5833 | 0 | 5.5833
|  |  |  | 2001-05-29 | 0529 | 05 | 29 | 51.75 | 75.0833 | 0 | 10.0833
|  |  |  | 2001-05-30 | 0530 | 05 | 30 | 55 | 77.9583 | 0 | 12.9583
|  |  |  | 2001-05-31 | 0531 | 05 | 31 | 55.9583 | 77.5 | 0 | 12.5
|  |  |  | 2001-06-01 | 0601 | 06 | 01 | 74.7917 | 73.1667 | 0 | 8.1667
|  |  |  | 2001-06-02 | 0602 | 06 | 02 | 62.3333 | 75.9583 | 0 | 10.9583
|  |  |  | 2001-06-03 | 0603 | 06 | 03 | 59 | 70.2917 | 0 | 5.2917
|  |  |  | 2001-06-04 | 0604 | 06 | 04 | 55.4583 | 62.4167 | 2.5833 | 0
|  |  |  | 2001-06-05 | 0605 | 06 | 05 | 64.8333 | 62.0833 | 2.9167 | 0
|  |  |  | 2001-06-06 | 0606 | 06 | 06 | 57.8333 | 55 | 10 | 0
|  |  |  | 2001-06-07 | 0607 | 06 | 07 | 56.0833 | 58.4167 | 6.5833 | 0
|  |  |  | 2001-06-08 | 0608 | 06 | 08 | 62.625 | 66.7917 | 0 | 1.7917
|  |  |  | 2001-06-09 | 0609 | 06 | 09 | 63.5 | 71.5833 | 0 | 6.5833
|  |  |  | 2001-06-10 | 0610 | 06 | 10 | 61 | 72.125 | 0 | 7.125
|  |  |  | 2001-06-11 | 0611 | 06 | 11 | 62.375 | 74.7083 | 0 | 9.7083
|  |  |  | 2001-06-12 | 0612 | 06 | 12 | 62.0417 | 65.9167 | 0 | 0.91667
|  |  |  | 2001-06-13 | 0613 | 06 | 13 | 70.4167 | 55.25 | 9.75 | 0
|  |  |  | 2001-06-14 | 0614 | 06 | 14 | 72.2917 | 56.875 | 8.125 | 0
|  |  |  | 2001-06-15 | 0615 | 06 | 15 | 74.375 | 63.7083 | 1.2917 | 0
|  |  |  | 2001-06-16 | 0616 | 06 | 16 | 67.0417 | 64.8333 | 0.16667 | 0
|  |  |  | 2001-06-17 | 0617 | 06 | 17 | 64.4167 | 69.125 | 0 | 4.125
|  |  |  | 2001-06-18 | 0618 | 06 | 18 | 66.25 | 68.5 | 0 | 3.5
|  |  |  | 2001-06-19 | 0619 | 06 | 19 | 72.0833 | 71.9167 | 0 | 6.9167
|  |  |  | 2001-06-20 | 0620 | 06 | 20 | 69.1667 | 57.625 | 7.375 | 0
|  |  |  | 2001-06-21 | 0621 | 06 | 21 | 67.375 | 60.4583 | 4.5417 | 0
|  |  |  | 2001-06-22 | 0622 | 06 | 22 | 67 | 62.8333 | 2.1667 | 0
|  |  |  | 2001-06-23 | 0623 | 06 | 23 | 61.25 | 65.2083 | 0 | 0.20833
|  |  |  | 2001-06-24 | 0624 | 06 | 24 | 69.6667 | 69.1667 | 0 | 4.1667
|  |  |  | 2001-06-25 | 0625 | 06 | 25 | 60.0417 | 66.3333 | 0 | 1.3333
|  |  |  | 2001-06-26 | 0626 | 06 | 26 | 57.6667 | 54.3333 | 10.6667 | 0
|  |  |  | 2001-06-27 | 0627 | 06 | 27 | 60.9167 | 55.4167 | 9.5833 | 0
|  |  |  | 2001-06-28 | 0628 | 06 | 28 | 66.5 | 57.9167 | 7.0833 | 0
|  |  |  | 2001-06-29 | 0629 | 06 | 29 | 70.6667 | 62.5417 | 2.4583 | 0
|  |  |  | 2001-06-30 | 0630 | 06 | 30 | 74.25 | 62.7917 | 2.2083 | 0
|  |  |  | 2001-07-01 | 0701 | 07 | 01 | 63.9167 | 70.75 | 0 | 5.75
|  |  |  | 2001-07-02 | 0702 | 07 | 02 | 64.5 | 71.25 | 0 | 6.25
|  |  |  | 2001-07-03 | 0703 | 07 | 03 | 69.875 | 71.9167 | 0 | 6.9167
|  |  |  | 2001-07-04 | 0704 | 07 | 04 | 80.25 | 72.3333 | 0 | 7.3333
|  |  |  | 2001-07-05 | 0705 | 07 | 05 | 74.5833 | 69 | 0 | 4
|  |  |  | 2001-07-06 | 0706 | 07 | 06 | 61.375 | 75.25 | 0 | 10.25
|  |  |  | 2001-07-07 | 0707 | 07 | 07 | 61.7083 | 75.6667 | 0 | 10.6667
|  |  |  | 2001-07-08 | 0708 | 07 | 08 | 67.375 | 79.4167 | 0 | 14.4167
|  |  |  | 2001-07-09 | 0709 | 07 | 09 | 73.4583 | 81.0417 | 0 | 16.0417
|  |  |  | 2001-07-10 | 0710 | 07 | 10 | 73.75 | 76.5 | 0 | 11.5
|  |  |  | 2001-07-11 | 0711 | 07 | 11 | 63.7083 | 74.8333 | 0 | 9.8333
|  |  |  | 2001-07-12 | 0712 | 07 | 12 | 59.4583 | 73.5 | 0 | 8.5
|  |  |  | 2001-07-13 | 0713 | 07 | 13 | 67 | 68.9167 | 0 | 3.9167
|  |  |  | 2001-07-14 | 0714 | 07 | 14 | 68 | 64.75 | 0.25 | 0
|  |  |  | 2001-07-15 | 0715 | 07 | 15 | 77.3333 | 69.1667 | 0 | 4.1667
|  |  |  | 2001-07-16 | 0716 | 07 | 16 | 78.7083 | 69.6667 | 0 | 4.6667
|  |  |  | 2001-07-17 | 0717 | 07 | 17 | 75.375 | 72.9167 | 0 | 7.9167
|  |  |  | 2001-07-18 | 0718 | 07 | 18 | 78.9167 | 68.0833 | 0 | 3.0833
|  |  |  | 2001-07-19 | 0719 | 07 | 19 | 78.0833 | 69.5833 | 0 | 4.5833
|  |  |  | 2001-07-20 | 0720 | 07 | 20 | 74.0833 | 67.1667 | 0 | 2.1667
|  |  |  | 2001-07-21 | 0721 | 07 | 21 | 74.75 | 76.4167 | 0 | 11.4167
|  |  |  | 2001-07-22 | 0722 | 07 | 22 | 72.9583 | 68.9167 | 0 | 3.9167
|  |  |  | 2001-07-23 | 0723 | 07 | 23 | 73.25 | 64.125 | 0.875 | 0
|  |  |  | 2001-07-24 | 0724 | 07 | 24 | 71.2083 | 63.6667 | 1.3333 | 0
|  |  |  | 2001-07-25 | 0725 | 07 | 25 | 72.9167 | 67.125 | 0 | 2.125
|  |  |  | 2001-07-26 | 0726 | 07 | 26 | 73.9583 | 69.75 | 0 | 4.75
|  |  |  | 2001-07-27 | 0727 | 07 | 27 | 73.25 | 69.2917 | 0 | 4.2917
|  |  |  | 2001-07-28 | 0728 | 07 | 28 | 71.9583 | 64.7083 | 0.29167 | 0
|  |  |  | 2001-07-29 | 0729 | 07 | 29 | 72.4583 | 58.9167 | 6.0833 | 0
|  |  |  | 2001-07-30 | 0730 | 07 | 30 | 69.3333 | 64.5417 | 0.45833 | 0
|  |  |  | 2001-07-31 | 0731 | 07 | 31 | 71.375 | 67.5417 | 0 | 2.5417
|  |  |  | 2001-08-01 | 0801 | 08 | 01 | 64.8333 | 71.125 | 0 | 6.125
|  |  |  | 2001-08-02 | 0802 | 08 | 02 | 63.625 | 71.5417 | 0 | 6.5417
|  |  |  | 2001-08-03 | 0803 | 08 | 03 | 66.1667 | 73 | 0 | 8
|  |  |  | 2001-08-04 | 0804 | 08 | 04 | 68.9583 | 76.125 | 0 | 11.125
|  |  |  | 2001-08-05 | 0805 | 08 | 05 | 71.5 | 69.125 | 0 | 4.125
|  |  |  | 2001-08-06 | 0806 | 08 | 06 | 70.4583 | 68.5417 | 0 | 3.5417
|  |  |  | 2001-08-07 | 0807 | 08 | 07 | 68.9167 | 63.9167 | 1.0833 | 0
|  |  |  | 2001-08-08 | 0808 | 08 | 08 | 71.7917 | 65.5 | 0 | 0.5
|  |  |  | 2001-08-09 | 0809 | 08 | 09 | 72.5833 | 69.5417 | 0 | 4.5417
|  |  |  | 2001-08-10 | 0810 | 08 | 10 | 72.4583 | 73.5833 | 0 | 8.5833
|  |  |  | 2001-08-11 | 0811 | 08 | 11 | 74.5 | 73.5 | 0 | 8.5
|  |  |  | 2001-08-12 | 0812 | 08 | 12 | 69.1667 | 72.4167 | 0 | 7.4167
|  |  |  | 2001-08-13 | 0813 | 08 | 13 | 67.0417 | 68.6667 | 0 | 3.6667
|  |  |  | 2001-08-14 | 0814 | 08 | 14 | 76.5833 | 65.2083 | 0 | 0.20833
|  |  |  | 2001-08-15 | 0815 | 08 | 15 | 78.25 | 65.5833 | 0 | 0.58333
|  |  |  | 2001-08-16 | 0816 | 08 | 16 | 68.5833 | 70.75 | 0 | 5.75
|  |  |  | 2001-08-17 | 0817 | 08 | 17 | 66.0417 | 59.9583 | 5.0417 | 0
|  |  |  | 2001-08-18 | 0818 | 08 | 18 | 66.875 | 63.4583 | 1.5417 | 0
|  |  |  | 2001-08-19 | 0819 | 08 | 19 | 64.1667 | 62.2917 | 2.7083 | 0
|  |  |  | 2001-08-20 | 0820 | 08 | 20 | 67.7083 | 62.7083 | 2.2917 | 0
|  |  |  | 2001-08-21 | 0821 | 08 | 21 | 65.7083 | 65.6667 | 0 | 0.66667
|  |  |  | 2001-08-22 | 0822 | 08 | 22 | 63.25 | 69.2083 | 0 | 4.2083
|  |  |  | 2001-08-23 | 0823 | 08 | 23 | 61.5833 | 70.375 | 0 | 5.375
|  |  |  | 2001-08-24 | 0824 | 08 | 24 | 64.6667 | 61.625 | 3.375 | 0
|  |  |  | 2001-08-25 | 0825 | 08 | 25 | 64 | 57.3333 | 7.6667 | 0
|  |  |  | 2001-08-26 | 0826 | 08 | 26 | 63.1667 | 58.375 | 6.625 | 0
|  |  |  | 2001-08-27 | 0827 | 08 | 27 | 68.9583 | 60.6667 | 4.3333 | 0
|  |  |  | 2001-08-28 | 0828 | 08 | 28 | 70.8333 | 62.7083 | 2.2917 | 0
|  |  |  | 2001-08-29 | 0829 | 08 | 29 | 64.625 | 65.375 | 0 | 0.375
|  |  |  | 2001-08-30 | 0830 | 08 | 30 | 56.375 | 64.75 | 0.25 | 0
|  |  |  | 2001-08-31 | 0831 | 08 | 31 | 54.1667 | 66.125 | 0 | 1.125
|  |  |  | 2001-09-01 | 0901 | 09 | 01 | 59.3333 | 59.9583 | 5.0417 | 0
|  |  |  | 2001-09-02 | 0902 | 09 | 02 | 60.4583 | 60.4583 | 4.5417 | 0
|  |  |  | 2001-09-03 | 0903 | 09 | 03 | 62.9583 | 62.9583 | 2.0417 | 0
|  |  |  | 2001-09-04 | 0904 | 09 | 04 | 72.625 | 72.625 | 0 | 7.625
|  |  |  | 2001-09-05 | 0905 | 09 | 05 | 70.4583 | 70.4583 | 0 | 5.4583
|  |  |  | 2001-09-06 | 0906 | 09 | 06 | 61.875 | 61.875 | 3.125 | 0
|  |  |  | 2001-09-07 | 0907 | 09 | 07 | 64.1667 | 64.1667 | 0.83333 | 0
|  |  |  | 2001-09-08 | 0908 | 09 | 08 | 71.9583 | 71.9583 | 0 | 6.9583
|  |  |  | 2001-09-09 | 0909 | 09 | 09 | 61.875 | 61.875 | 3.125 | 0
|  |  |  | 2001-09-10 | 0910 | 09 | 10 | 58.4167 | 58.4167 | 6.5833 | 0
|  |  |  | 2001-09-11 | 0911 | 09 | 11 | 54.1667 | 54.1667 | 10.8333 | 0
|  |  |  | 2001-09-12 | 0912 | 09 | 12 | 47.0417 | 47.0417 | 17.9583 | 0
|  |  |  | 2001-09-13 | 0913 | 09 | 13 | 46.5 | 46.5 | 18.5 | 0
|  |  |  | 2001-09-14 | 0914 | 09 | 14 | 50.4167 | 50.4167 | 14.5833 | 0
|  |  |  | 2001-09-15 | 0915 | 09 | 15 | 52.5417 | 52.5417 | 12.4583 | 0
|  |  |  | 2001-09-16 | 0916 | 09 | 16 | 54.3333 | 54.3333 | 10.6667 | 0
|  |  |  | 2001-09-17 | 0917 | 09 | 17 | 56.875 | 56.875 | 8.125 | 0
|  |  |  | 2001-09-18 | 0918 | 09 | 18 | 59.4167 | 59.4167 | 5.5833 | 0
|  |  |  | 2001-09-19 | 0919 | 09 | 19 | 65.5417 | 65.5417 | 0 | 0.54167
|  |  |  | 2001-09-20 | 0920 | 09 | 20 | 69.1667 | 69.1667 | 0 | 4.1667
|  |  |  | 2001-09-21 | 0921 | 09 | 21 | 69.4583 | 69.4583 | 0 | 4.4583
|  |  |  | 2001-09-22 | 0922 | 09 | 22 | 60.375 | 60.375 | 4.625 | 0
|  |  |  | 2001-09-23 | 0923 | 09 | 23 | 59.75 | 59.75 | 5.25 | 0
|  |  |  | 2001-09-24 | 0924 | 09 | 24 | 63.875 | 63.875 | 1.125 | 0
|  |  |  | 2001-09-25 | 0925 | 09 | 25 | 60.125 | 60.125 | 4.875 | 0
|  |  |  | 2001-09-26 | 0926 | 09 | 26 | 54.5833 | 54.5833 | 10.4167 | 0
|  |  |  | 2001-09-27 | 0927 | 09 | 27 | 64.8333 | 64.8333 | 0.16667 | 0
|  |  |  | 2001-09-28 | 0928 | 09 | 28 | 60 | 60 | 5 | 0
|  |  |  | 2001-09-29 | 0929 | 09 | 29 | 55.9583 | 55.9583 | 9.0417 | 0
|  |  |  | 2001-09-30 | 0930 | 09 | 30 | 59.5417 | 59.4167 | 5.5833 | 0
|  |  |  | 2001-10-01 | 1001 | 10 | 01 | 65.1667 | 64.125 | 0.875 | 0
|  |  |  | 2001-10-02 | 1002 | 10 | 02 | 54.2083 | 54.2083 | 10.7917 | 0
|  |  |  | 2001-10-03 | 1003 | 10 | 03 | 53.875 | 53.875 | 11.125 | 0
|  |  |  | 2001-10-04 | 1004 | 10 | 04 | 59.6667 | 59.6667 | 5.3333 | 0
|  |  |  | 2001-10-05 | 1005 | 10 | 05 | 50 | 50 | 15 | 0
|  |  |  | 2001-10-06 | 1006 | 10 | 06 | 44.7083 | 44.7083 | 20.2917 | 0
|  |  |  | 2001-10-07 | 1007 | 10 | 07 | 40.75 | 40.75 | 24.25 | 0
|  |  |  | 2001-10-08 | 1008 | 10 | 08 | 51.25 | 51.25 | 13.75 | 0
|  |  |  | 2001-10-09 | 1009 | 10 | 09 | 53.0833 | 53.0833 | 11.9167 | 0
|  |  |  | 2001-10-10 | 1010 | 10 | 10 | 38.2083 | 38.2083 | 26.7917 | 0
|  |  |  | 2001-10-11 | 1011 | 10 | 11 | 37.8333 | 37.8333 | 27.1667 | 0
|  |  |  | 2001-10-12 | 1012 | 10 | 12 | 44 | 44 | 21 | 0
|  |  |  | 2001-10-13 | 1013 | 10 | 13 | 55.75 | 55.75 | 9.25 | 0
|  |  |  | 2001-10-14 | 1014 | 10 | 14 | 58.625 | 58.625 | 6.375 | 0
|  |  |  | 2001-10-15 | 1015 | 10 | 15 | 48.1667 | 48.1667 | 16.8333 | 0
|  |  |  | 2001-10-16 | 1016 | 10 | 16 | 42.2917 | 42.2917 | 22.7083 | 0
|  |  |  | 2001-10-17 | 1017 | 10 | 17 | 44.2083 | 44.2083 | 20.7917 | 0
|  |  |  | 2001-10-18 | 1018 | 10 | 18 | 39.125 | 39.125 | 25.875 | 0
|  |  |  | 2001-10-19 | 1019 | 10 | 19 | 40.7083 | 40.7083 | 24.2917 | 0
|  |  |  | 2001-10-20 | 1020 | 10 | 20 | 45.1667 | 45.1667 | 19.8333 | 0
|  |  |  | 2001-10-21 | 1021 | 10 | 21 | 50.6667 | 50.6667 | 14.3333 | 0
|  |  |  | 2001-10-22 | 1022 | 10 | 22 | 50.5833 | 50.5833 | 14.4167 | 0
|  |  |  | 2001-10-23 | 1023 | 10 | 23 | 55.2083 | 55.2083 | 9.7917 | 0
|  |  |  | 2001-10-24 | 1024 | 10 | 24 | 43.1667 | 43.1667 | 21.8333 | 0
|  |  |  | 2001-10-25 | 1025 | 10 | 25 | 39 | 39 | 26 | 0
|  |  |  | 2001-10-26 | 1026 | 10 | 26 | 42.4167 | 42.4167 | 22.5833 | 0
|  |  |  | 2001-10-27 | 1027 | 10 | 27 | 46.6667 | 46.6667 | 18.3333 | 0
|  |  |  | 2001-10-28 | 1028 | 10 | 28 | 50.7917 | 50.7917 | 14.2083 | 0
|  |  |  | 2001-10-29 | 1029 | 10 | 29 | 50.8333 | 50.8333 | 14.1667 | 0
|  |  |  | 2001-10-30 | 1030 | 10 | 30 | 46.875 | 46.875 | 18.125 | 0
|  |  |  | 2001-10-31 | 1031 | 10 | 31 | 34.5 | 35.1667 | 29.8333 | 0
|  |  |  | 2001-11-01 | 1101 | 11 | 01 | 52.5 | 62.2917 | 2.7083 | 0
|  |  |  | 2001-11-02 | 1102 | 11 | 02 | 42.4583 | 43.3333 | 21.6667 | 0
|  |  |  | 2001-11-03 | 1103 | 11 | 03 | 39.875 | 36.6667 | 28.3333 | 0
|  |  |  | 2001-11-04 | 1104 | 11 | 04 | 30.7917 | 47.5833 | 17.4167 | 0
|  |  |  | 2001-11-05 | 1105 | 11 | 05 | 36.75 | 45.1667 | 19.8333 | 0
|  |  |  | 2001-11-06 | 1106 | 11 | 06 | 46.6667 | 45.75 | 19.25 | 0
|  |  |  | 2001-11-07 | 1107 | 11 | 07 | 45.4583 | 41.0417 | 23.9583 | 0
|  |  |  | 2001-11-08 | 1108 | 11 | 08 | 44.25 | 42.6667 | 22.3333 | 0
|  |  |  | 2001-11-09 | 1109 | 11 | 09 | 46.5833 | 40.625 | 24.375 | 0
|  |  |  | 2001-11-10 | 1110 | 11 | 10 | 41.875 | 33.4167 | 31.5833 | 0
|  |  |  | 2001-11-11 | 1111 | 11 | 11 | 42.9167 | 38.125 | 26.875 | 0
|  |  |  | 2001-11-12 | 1112 | 11 | 12 | 39.7083 | 45.9583 | 19.0417 | 0
|  |  |  | 2001-11-13 | 1113 | 11 | 13 | 31.7917 | 44.75 | 20.25 | 0
|  |  |  | 2001-11-14 | 1114 | 11 | 14 | 49.375 | 42.75 | 22.25 | 0
|  |  |  | 2001-11-15 | 1115 | 11 | 15 | 60.125 | 38.25 | 26.75 | 0
|  |  |  | 2001-11-16 | 1116 | 11 | 16 | 59.25 | 37.5417 | 27.4583 | 0
|  |  |  | 2001-11-17 | 1117 | 11 | 17 | 34.8333 | 31.125 | 33.875 | 0
|  |  |  | 2001-11-18 | 1118 | 11 | 18 | 33.0833 | 35.5417 | 29.4583 | 0
|  |  |  | 2001-11-19 | 1119 | 11 | 19 | 29.6667 | 33 | 32 | 0
|  |  |  | 2001-11-20 | 1120 | 11 | 20 | 34.75 | 37.2917 | 27.7083 | 0
|  |  |  | 2001-11-21 | 1121 | 11 | 21 | 26.2917 | 37.2083 | 27.7917 | 0
|  |  |  | 2001-11-22 | 1122 | 11 | 22 | 23.7917 | 25.2083 | 39.7917 | 0
|  |  |  | 2001-11-23 | 1123 | 11 | 23 | 18.8333 | 23 | 42 | 0
|  |  |  | 2001-11-24 | 1124 | 11 | 24 | 15.1667 | 35.6667 | 29.3333 | 0
|  |  |  | 2001-11-25 | 1125 | 11 | 25 | 25.9167 | 39.4583 | 25.5417 | 0
|  |  |  | 2001-11-26 | 1126 | 11 | 26 | 32.875 | 22.7917 | 42.2083 | 0
|  |  |  | 2001-11-27 | 1127 | 11 | 27 | 28.5833 | 23.1667 | 41.8333 | 0
|  |  |  | 2001-11-28 | 1128 | 11 | 28 | 37.1667 | 20.75 | 44.25 | 0
|  |  |  | 2001-11-29 | 1129 | 11 | 29 | 20.4583 | 23.125 | 41.875 | 0
|  |  |  | 2001-11-30 | 1130 | 11 | 30 | 24.375 | 19.4583 | 45.5417 | 0
|  |  |  | 2001-12-01 | 1201 | 12 | 01 | 33.375 | 32 | 33 | 0
|  |  |  | 2001-12-02 | 1202 | 12 | 02 | 36.4583 | 36.4583 | 28.5417 | 0
|  |  |  | 2001-12-03 | 1203 | 12 | 03 | 23.75 | 23.75 | 41.25 | 0
|  |  |  | 2001-12-04 | 1204 | 12 | 04 | 24.2083 | 24.2083 | 40.7917 | 0
|  |  |  | 2001-12-05 | 1205 | 12 | 05 | 27.25 | 27.25 | 37.75 | 0
|  |  |  | 2001-12-06 | 1206 | 12 | 06 | 29.5833 | 29.5833 | 35.4167 | 0
|  |  |  | 2001-12-07 | 1207 | 12 | 07 | 24.9167 | 24.9167 | 40.0833 | 0
|  |  |  | 2001-12-08 | 1208 | 12 | 08 | 34.6667 | 34.6667 | 30.3333 | 0
|  |  |  | 2001-12-09 | 1209 | 12 | 09 | 29.5417 | 29.5417 | 35.4583 | 0
|  |  |  | 2001-12-10 | 1210 | 12 | 10 | 30.25 | 30.25 | 34.75 | 0
|  |  |  | 2001-12-11 | 1211 | 12 | 11 | 32.25 | 32.25 | 32.75 | 0
|  |  |  | 2001-12-12 | 1212 | 12 | 12 | 31.4167 | 31.4167 | 33.5833 | 0
|  |  |  | 2001-12-13 | 1213 | 12 | 13 | 24.1667 | 24.1667 | 40.8333 | 0
|  |  |  | 2001-12-14 | 1214 | 12 | 14 | 25.4583 | 25.4583 | 39.5417 | 0
|  |  |  | 2001-12-15 | 1215 | 12 | 15 | 16.2917 | 16.2917 | 48.7083 | 0
|  |  |  | 2001-12-16 | 1216 | 12 | 16 | 25.3333 | 25.3333 | 39.6667 | 0
|  |  |  | 2001-12-17 | 1217 | 12 | 17 | 23.2083 | 23.2083 | 41.7917 | 0
|  |  |  | 2001-12-18 | 1218 | 12 | 18 | 14.875 | 14.875 | 50.125 | 0
|  |  |  | 2001-12-19 | 1219 | 12 | 19 | 6.8333 | 6.8333 | 58.1667 | 0
|  |  |  | 2001-12-20 | 1220 | 12 | 20 | 12.7917 | 12.7917 | 52.2083 | 0
|  |  |  | 2001-12-21 | 1221 | 12 | 21 | 17.25 | 17.25 | 47.75 | 0
|  |  |  | 2001-12-22 | 1222 | 12 | 22 | 14.25 | 14.25 | 50.75 | 0
|  |  |  | 2001-12-23 | 1223 | 12 | 23 | 26.9583 | 26.9583 | 38.0417 | 0
|  |  |  | 2001-12-24 | 1224 | 12 | 24 | 31.4583 | 31.4583 | 33.5417 | 0
|  |  |  | 2001-12-25 | 1225 | 12 | 25 | 24.2917 | 24.2917 | 40.7083 | 0
|  |  |  | 2001-12-26 | 1226 | 12 | 26 | 8.625 | 8.625 | 56.375 | 0
|  |  |  | 2001-12-27 | 1227 | 12 | 27 | 18.625 | 18.625 | 46.375 | 0
|  |  |  | 2001-12-28 | 1228 | 12 | 28 | 17.7917 | 17.7917 | 47.2083 | 0
|  |  |  | 2001-12-29 | 1229 | 12 | 29 | 11.2917 | 11.2917 | 53.7083 | 0
|  |  |  | 2001-12-30 | 1230 | 12 | 30 | 19.1667 | 19.1667 | 45.8333 | 0
|  |  |  | 2001-12-31 | 1231 | 12 | 31 | 30.375 | 30.375 | 34.625 | 0

## Portland, ME (hidden)
Typical Year Summary | [7 empty] | Daily Temp TMY3 | Daily Temp TMY2 | HDD | CDD
Month | Average | HDD | CDD | 2001-01-01 | 0101 | 01 | 01 | 40.7083 | 35.4583 | 29.5417 | 0
1 | 15 | 1322.5 | 0 | 2001-01-02 | 0102 | 01 | 02 | 25 | 24.9167 | 40.0833 | 0
2 | 16.7 | 1150.5 | 0 | 2001-01-03 | 0103 | 01 | 03 | 38.6667 | 19.4583 | 45.5417 | 0
3 | 27.2 | 998.5417 | 0 | 2001-01-04 | 0104 | 01 | 04 | 34.0417 | 26.4167 | 38.5833 | 0
4 | 42.5 | 594.5417 | 0 | 2001-01-05 | 0105 | 01 | 05 | 26.375 | 16.9167 | 48.0833 | 0
5 | 55.8 | 390.5833 | 0 | 2001-01-06 | 0106 | 01 | 06 | 20.4167 | 11.5 | 53.5 | 0
6 | 65 | 90.75 | 6.875 | 2001-01-07 | 0107 | 01 | 07 | 26.7083 | 7.2083 | 57.7917 | 0
7 | 67.9 | 16.8333 | 53.5417 | 2001-01-08 | 0108 | 01 | 08 | 23.7917 | 7.5833 | 57.4167 | 0
8 | 68.1 | 24.0833 | 31.5833 | 2001-01-09 | 0109 | 01 | 09 | 23.7917 | 21.8333 | 43.1667 | 0
9 | 56.8 | 185.2083 | 0 | 2001-01-10 | 0110 | 01 | 10 | 32.5417 | 13.5 | 51.5 | 0
10 | 46.7 | 537.75 | 0 | 2001-01-11 | 0111 | 01 | 11 | 25.6667 | 10.25 | 54.75 | 0
11 | 34.8 | 774.3333 | 0 | 2001-01-12 | 0112 | 01 | 12 | 22.5417 | 21.75 | 43.25 | 0
12 | 21.7 | 1218.125 | 0 | 2001-01-13 | 0113 | 01 | 13 | 27.9167 | 30.9583 | 34.0417 | 0
|  |  |  | 2001-01-14 | 0114 | 01 | 14 | 40.3333 | -3.375 | 68.375 | 0
| Slope | -17.9583 | 2291.8921 | 2001-01-15 | 0115 | 01 | 15 | 23.0833 | 2.7083 | 62.2917 | 0
| Intercept | 33660.6453 | 517139.3915 | 2001-01-16 | 0116 | 01 | 16 | 20.4583 | 18.2917 | 46.7083 | 0
|  |  |  | 2001-01-17 | 0117 | 01 | 17 | 16.9583 | 33.6667 | 31.3333 | 0
|  |  |  | 2001-01-18 | 0118 | 01 | 18 | 5.5417 | 37.3333 | 27.6667 | 0
|  |  |  | 2001-01-19 | 0119 | 01 | 19 | 7.4583 | 37.9167 | 27.0833 | 0
|  |  |  | 2001-01-20 | 0120 | 01 | 20 | 15.2917 | 30.75 | 34.25 | 0
|  |  |  | 2001-01-21 | 0121 | 01 | 21 | 1.5 | 35.7917 | 29.2083 | 0
|  |  |  | 2001-01-22 | 0122 | 01 | 22 | 1.5417 | 24.875 | 40.125 | 0
|  |  |  | 2001-01-23 | 0123 | 01 | 23 | 5.75 | 20.2083 | 44.7917 | 0
|  |  |  | 2001-01-24 | 0124 | 01 | 24 | 12.9167 | 26.0833 | 38.9167 | 0
|  |  |  | 2001-01-25 | 0125 | 01 | 25 | 16.25 | 35.875 | 29.125 | 0
|  |  |  | 2001-01-26 | 0126 | 01 | 26 | 10.9167 | 30.4583 | 34.5417 | 0
|  |  |  | 2001-01-27 | 0127 | 01 | 27 | 5.9167 | 15.1667 | 49.8333 | 0
|  |  |  | 2001-01-28 | 0128 | 01 | 28 | 8.9167 | 10.0417 | 54.9583 | 0
|  |  |  | 2001-01-29 | 0129 | 01 | 29 | 14.25 | 14.875 | 50.125 | 0
|  |  |  | 2001-01-30 | 0130 | 01 | 30 | 23.0417 | 33.5417 | 31.4583 | 0
|  |  |  | 2001-01-31 | 0131 | 01 | 31 | 18.5 | 40.5417 | 24.4583 | 0
|  |  |  | 2001-02-01 | 0201 | 02 | 01 | 16.5833 | 22.2083 | 42.7917 | 0
|  |  |  | 2001-02-02 | 0202 | 02 | 02 | 29.0833 | 24 | 41 | 0
|  |  |  | 2001-02-03 | 0203 | 02 | 03 | 22.6667 | 28.2083 | 36.7917 | 0
|  |  |  | 2001-02-04 | 0204 | 02 | 04 | 17.7083 | 25.375 | 39.625 | 0
|  |  |  | 2001-02-05 | 0205 | 02 | 05 | 28.7917 | 24.2083 | 40.7917 | 0
|  |  |  | 2001-02-06 | 0206 | 02 | 06 | 19.3333 | 18.3333 | 46.6667 | 0
|  |  |  | 2001-02-07 | 0207 | 02 | 07 | 14.9583 | 15.9583 | 49.0417 | 0
|  |  |  | 2001-02-08 | 0208 | 02 | 08 | 23.5 | 18.375 | 46.625 | 0
|  |  |  | 2001-02-09 | 0209 | 02 | 09 | 21.7917 | 21.7083 | 43.2917 | 0
|  |  |  | 2001-02-10 | 0210 | 02 | 10 | 23.875 | 35.4583 | 29.5417 | 0
|  |  |  | 2001-02-11 | 0211 | 02 | 11 | 22.5833 | 44.3333 | 20.6667 | 0
|  |  |  | 2001-02-12 | 0212 | 02 | 12 | 19.0417 | 38.3333 | 26.6667 | 0
|  |  |  | 2001-02-13 | 0213 | 02 | 13 | 19.375 | 30.6667 | 34.3333 | 0
|  |  |  | 2001-02-14 | 0214 | 02 | 14 | 20.1667 | 36.625 | 28.375 | 0
|  |  |  | 2001-02-15 | 0215 | 02 | 15 | 25.375 | 26.4167 | 38.5833 | 0
|  |  |  | 2001-02-16 | 0216 | 02 | 16 | 22.1667 | 25.5 | 39.5 | 0
|  |  |  | 2001-02-17 | 0217 | 02 | 17 | 23.3333 | 23.875 | 41.125 | 0
|  |  |  | 2001-02-18 | 0218 | 02 | 18 | 27.2083 | 18.625 | 46.375 | 0
|  |  |  | 2001-02-19 | 0219 | 02 | 19 | 29.625 | 10.25 | 54.75 | 0
|  |  |  | 2001-02-20 | 0220 | 02 | 20 | 31.6667 | 1.4167 | 63.5833 | 0
|  |  |  | 2001-02-21 | 0221 | 02 | 21 | 35.625 | 1.1667 | 63.8333 | 0
|  |  |  | 2001-02-22 | 0222 | 02 | 22 | 33.1667 | 17.25 | 47.75 | 0
|  |  |  | 2001-02-23 | 0223 | 02 | 23 | 25.4167 | 21.875 | 43.125 | 0
|  |  |  | 2001-02-24 | 0224 | 02 | 24 | 28.2083 | 23.5 | 41.5 | 0
|  |  |  | 2001-02-25 | 0225 | 02 | 25 | 26.875 | 27.7917 | 37.2083 | 0
|  |  |  | 2001-02-26 | 0226 | 02 | 26 | 18.125 | 31.9583 | 33.0417 | 0
|  |  |  | 2001-02-27 | 0227 | 02 | 27 | 22.4167 | 26.7917 | 38.2083 | 0
|  |  |  | 2001-02-28 | 0228 | 02 | 28 | 23.25 | 29.2917 | 35.7083 | 0
|  |  |  | 2001-03-01 | 0301 | 03 | 01 | 14.5 | 15.8333 | 49.1667 | 0
|  |  |  | 2001-03-02 | 0302 | 03 | 02 | 27.25 | 27.25 | 37.75 | 0
|  |  |  | 2001-03-03 | 0303 | 03 | 03 | 18.5 | 18.5 | 46.5 | 0
|  |  |  | 2001-03-04 | 0304 | 03 | 04 | 18.5 | 18.5 | 46.5 | 0
|  |  |  | 2001-03-05 | 0305 | 03 | 05 | 37.6667 | 37.6667 | 27.3333 | 0
|  |  |  | 2001-03-06 | 0306 | 03 | 06 | 31.2083 | 31.2083 | 33.7917 | 0
|  |  |  | 2001-03-07 | 0307 | 03 | 07 | 32.625 | 32.625 | 32.375 | 0
|  |  |  | 2001-03-08 | 0308 | 03 | 08 | 31.375 | 31.375 | 33.625 | 0
|  |  |  | 2001-03-09 | 0309 | 03 | 09 | 20.5833 | 20.5833 | 44.4167 | 0
|  |  |  | 2001-03-10 | 0310 | 03 | 10 | 23.9167 | 23.9167 | 41.0833 | 0
|  |  |  | 2001-03-11 | 0311 | 03 | 11 | 35.5833 | 35.5833 | 29.4167 | 0
|  |  |  | 2001-03-12 | 0312 | 03 | 12 | 38.75 | 38.75 | 26.25 | 0
|  |  |  | 2001-03-13 | 0313 | 03 | 13 | 37.8333 | 37.8333 | 27.1667 | 0
|  |  |  | 2001-03-14 | 0314 | 03 | 14 | 38.4167 | 38.4167 | 26.5833 | 0
|  |  |  | 2001-03-15 | 0315 | 03 | 15 | 34.2917 | 34.2917 | 30.7083 | 0
|  |  |  | 2001-03-16 | 0316 | 03 | 16 | 37.75 | 37.75 | 27.25 | 0
|  |  |  | 2001-03-17 | 0317 | 03 | 17 | 38.0417 | 38.0417 | 26.9583 | 0
|  |  |  | 2001-03-18 | 0318 | 03 | 18 | 36.8333 | 36.8333 | 28.1667 | 0
|  |  |  | 2001-03-19 | 0319 | 03 | 19 | 38.7083 | 38.7083 | 26.2917 | 0
|  |  |  | 2001-03-20 | 0320 | 03 | 20 | 37.25 | 37.25 | 27.75 | 0
|  |  |  | 2001-03-21 | 0321 | 03 | 21 | 34.7083 | 34.7083 | 30.2917 | 0
|  |  |  | 2001-03-22 | 0322 | 03 | 22 | 36.25 | 36.25 | 28.75 | 0
|  |  |  | 2001-03-23 | 0323 | 03 | 23 | 36.9167 | 36.9167 | 28.0833 | 0
|  |  |  | 2001-03-24 | 0324 | 03 | 24 | 36.2083 | 36.2083 | 28.7917 | 0
|  |  |  | 2001-03-25 | 0325 | 03 | 25 | 38.125 | 38.125 | 26.875 | 0
|  |  |  | 2001-03-26 | 0326 | 03 | 26 | 39.0833 | 39.0833 | 25.9167 | 0
|  |  |  | 2001-03-27 | 0327 | 03 | 27 | 26.2083 | 26.2083 | 38.7917 | 0
|  |  |  | 2001-03-28 | 0328 | 03 | 28 | 21.4167 | 21.4167 | 43.5833 | 0
|  |  |  | 2001-03-29 | 0329 | 03 | 29 | 35.625 | 35.625 | 29.375 | 0
|  |  |  | 2001-03-30 | 0330 | 03 | 30 | 40 | 40 | 25 | 0
|  |  |  | 2001-03-31 | 0331 | 03 | 31 | 41.375 | 41 | 24 | 0
|  |  |  | 2001-04-01 | 0401 | 04 | 01 | 44.2083 | 42.0417 | 22.9583 | 0
|  |  |  | 2001-04-02 | 0402 | 04 | 02 | 45 | 34.7083 | 30.2917 | 0
|  |  |  | 2001-04-03 | 0403 | 04 | 03 | 48.4583 | 44.25 | 20.75 | 0
|  |  |  | 2001-04-04 | 0404 | 04 | 04 | 38.2083 | 45.0417 | 19.9583 | 0
|  |  |  | 2001-04-05 | 0405 | 04 | 05 | 34.0417 | 46.5417 | 18.4583 | 0
|  |  |  | 2001-04-06 | 0406 | 04 | 06 | 35.7917 | 41.5417 | 23.4583 | 0
|  |  |  | 2001-04-07 | 0407 | 04 | 07 | 34.25 | 43.7083 | 21.2917 | 0
|  |  |  | 2001-04-08 | 0408 | 04 | 08 | 44.375 | 41.3333 | 23.6667 | 0
|  |  |  | 2001-04-09 | 0409 | 04 | 09 | 51.5833 | 28.625 | 36.375 | 0
|  |  |  | 2001-04-10 | 0410 | 04 | 10 | 52.0417 | 31.0833 | 33.9167 | 0
|  |  |  | 2001-04-11 | 0411 | 04 | 11 | 41.75 | 39.5 | 25.5 | 0
|  |  |  | 2001-04-12 | 0412 | 04 | 12 | 46.4583 | 40.5833 | 24.4167 | 0
|  |  |  | 2001-04-13 | 0413 | 04 | 13 | 55.9583 | 38.875 | 26.125 | 0
|  |  |  | 2001-04-14 | 0414 | 04 | 14 | 54.625 | 41 | 24 | 0
|  |  |  | 2001-04-15 | 0415 | 04 | 15 | 45.5417 | 49.2917 | 15.7083 | 0
|  |  |  | 2001-04-16 | 0416 | 04 | 16 | 49.8333 | 45.5833 | 19.4167 | 0
|  |  |  | 2001-04-17 | 0417 | 04 | 17 | 59.5417 | 50.5833 | 14.4167 | 0
|  |  |  | 2001-04-18 | 0418 | 04 | 18 | 45.4583 | 52.6667 | 12.3333 | 0
|  |  |  | 2001-04-19 | 0419 | 04 | 19 | 45.75 | 40.8333 | 24.1667 | 0
|  |  |  | 2001-04-20 | 0420 | 04 | 20 | 50.4583 | 39.7917 | 25.2083 | 0
|  |  |  | 2001-04-21 | 0421 | 04 | 21 | 41.0417 | 50.0417 | 14.9583 | 0
|  |  |  | 2001-04-22 | 0422 | 04 | 22 | 34.375 | 66.6667 | 0 | 0
|  |  |  | 2001-04-23 | 0423 | 04 | 23 | 40.2917 | 56.7917 | 8.2083 | 0
|  |  |  | 2001-04-24 | 0424 | 04 | 24 | 41.9583 | 37.3333 | 27.6667 | 0
|  |  |  | 2001-04-25 | 0425 | 04 | 25 | 41.25 | 40.5 | 24.5 | 0
|  |  |  | 2001-04-26 | 0426 | 04 | 26 | 40.5417 | 43.25 | 21.75 | 0
|  |  |  | 2001-04-27 | 0427 | 04 | 27 | 43.375 | 47.0833 | 17.9167 | 0
|  |  |  | 2001-04-28 | 0428 | 04 | 28 | 37.5417 | 57.125 | 7.875 | 0
|  |  |  | 2001-04-29 | 0429 | 04 | 29 | 36.875 | 63.5 | 1.5 | 0
|  |  |  | 2001-04-30 | 0430 | 04 | 30 | 43.75 | 57.25 | 7.75 | 0
|  |  |  | 2001-05-01 | 0501 | 05 | 01 | 59.7917 | 48.75 | 16.25 | 0
|  |  |  | 2001-05-02 | 0502 | 05 | 02 | 58.5 | 55.5417 | 9.4583 | 0
|  |  |  | 2001-05-03 | 0503 | 05 | 03 | 55.75 | 46.2083 | 18.7917 | 0
|  |  |  | 2001-05-04 | 0504 | 05 | 04 | 46.4583 | 45.6667 | 19.3333 | 0
|  |  |  | 2001-05-05 | 0505 | 05 | 05 | 46.75 | 50.2083 | 14.7917 | 0
|  |  |  | 2001-05-06 | 0506 | 05 | 06 | 52.4583 | 61.875 | 3.125 | 0
|  |  |  | 2001-05-07 | 0507 | 05 | 07 | 61.875 | 44.7083 | 20.2917 | 0
|  |  |  | 2001-05-08 | 0508 | 05 | 08 | 46.9583 | 47.9583 | 17.0417 | 0
|  |  |  | 2001-05-09 | 0509 | 05 | 09 | 53 | 48.7917 | 16.2083 | 0
|  |  |  | 2001-05-10 | 0510 | 05 | 10 | 48.5417 | 52.9583 | 12.0417 | 0
|  |  |  | 2001-05-11 | 0511 | 05 | 11 | 59.6667 | 53.5833 | 11.4167 | 0
|  |  |  | 2001-05-12 | 0512 | 05 | 12 | 61.375 | 52.125 | 12.875 | 0
|  |  |  | 2001-05-13 | 0513 | 05 | 13 | 51.4583 | 50.25 | 14.75 | 0
|  |  |  | 2001-05-14 | 0514 | 05 | 14 | 48.7083 | 59.0417 | 5.9583 | 0
|  |  |  | 2001-05-15 | 0515 | 05 | 15 | 66.0833 | 62.375 | 2.625 | 0
|  |  |  | 2001-05-16 | 0516 | 05 | 16 | 57.2917 | 57 | 8 | 0
|  |  |  | 2001-05-17 | 0517 | 05 | 17 | 55.5833 | 53.75 | 11.25 | 0
|  |  |  | 2001-05-18 | 0518 | 05 | 18 | 59.2917 | 52.3333 | 12.6667 | 0
|  |  |  | 2001-05-19 | 0519 | 05 | 19 | 61.8333 | 47.3333 | 17.6667 | 0
|  |  |  | 2001-05-20 | 0520 | 05 | 20 | 57.25 | 44.4167 | 20.5833 | 0
|  |  |  | 2001-05-21 | 0521 | 05 | 21 | 62.4167 | 44.9583 | 20.0417 | 0
|  |  |  | 2001-05-22 | 0522 | 05 | 22 | 49.5833 | 51.375 | 13.625 | 0
|  |  |  | 2001-05-23 | 0523 | 05 | 23 | 50.4583 | 51.5 | 13.5 | 0
|  |  |  | 2001-05-24 | 0524 | 05 | 24 | 49.375 | 48.4583 | 16.5417 | 0
|  |  |  | 2001-05-25 | 0525 | 05 | 25 | 47.125 | 47.0833 | 17.9167 | 0
|  |  |  | 2001-05-26 | 0526 | 05 | 26 | 46.8333 | 48.2917 | 16.7083 | 0
|  |  |  | 2001-05-27 | 0527 | 05 | 27 | 51.8333 | 55.625 | 9.375 | 0
|  |  |  | 2001-05-28 | 0528 | 05 | 28 | 50.5 | 57.625 | 7.375 | 0
|  |  |  | 2001-05-29 | 0529 | 05 | 29 | 52.1667 | 61.625 | 3.375 | 0
|  |  |  | 2001-05-30 | 0530 | 05 | 30 | 54.5 | 62.0417 | 2.9583 | 0
|  |  |  | 2001-05-31 | 0531 | 05 | 31 | 52.1667 | 60.9583 | 4.0417 | 0
|  |  |  | 2001-06-01 | 0601 | 06 | 01 | 68.9583 | 57.25 | 7.75 | 0
|  |  |  | 2001-06-02 | 0602 | 06 | 02 | 61.125 | 65.7083 | 0 | 0
|  |  |  | 2001-06-03 | 0603 | 06 | 03 | 54.875 | 67.375 | 0 | 0
|  |  |  | 2001-06-04 | 0604 | 06 | 04 | 53.1667 | 59.8333 | 5.1667 | 0
|  |  |  | 2001-06-05 | 0605 | 06 | 05 | 60.0417 | 66.2917 | 0 | 0
|  |  |  | 2001-06-06 | 0606 | 06 | 06 | 59.6667 | 67.5417 | 0 | 0
|  |  |  | 2001-06-07 | 0607 | 06 | 07 | 53.7083 | 53.3333 | 11.6667 | 0
|  |  |  | 2001-06-08 | 0608 | 06 | 08 | 54.6667 | 58.9167 | 6.0833 | 0
|  |  |  | 2001-06-09 | 0609 | 06 | 09 | 67.5 | 61.625 | 3.375 | 0
|  |  |  | 2001-06-10 | 0610 | 06 | 10 | 65.3333 | 62.2917 | 2.7083 | 0
|  |  |  | 2001-06-11 | 0611 | 06 | 11 | 56.7083 | 58.5 | 6.5 | 0
|  |  |  | 2001-06-12 | 0612 | 06 | 12 | 50.6667 | 63.125 | 1.875 | 0
|  |  |  | 2001-06-13 | 0613 | 06 | 13 | 55.5 | 73.375 | 0 | 3.375
|  |  |  | 2001-06-14 | 0614 | 06 | 14 | 53.7917 | 60.125 | 4.875 | 0
|  |  |  | 2001-06-15 | 0615 | 06 | 15 | 50.375 | 55.6667 | 9.3333 | 0
|  |  |  | 2001-06-16 | 0616 | 06 | 16 | 51.25 | 56.25 | 8.75 | 0
|  |  |  | 2001-06-17 | 0617 | 06 | 17 | 55.6667 | 61.625 | 3.375 | 0
|  |  |  | 2001-06-18 | 0618 | 06 | 18 | 59.875 | 64.75 | 0.25 | 0
|  |  |  | 2001-06-19 | 0619 | 06 | 19 | 62.4167 | 66.7083 | 0 | 0
|  |  |  | 2001-06-20 | 0620 | 06 | 20 | 62.7917 | 67.25 | 0 | 0
|  |  |  | 2001-06-21 | 0621 | 06 | 21 | 69.2917 | 62.2917 | 2.7083 | 0
|  |  |  | 2001-06-22 | 0622 | 06 | 22 | 66.125 | 59.25 | 5.75 | 0
|  |  |  | 2001-06-23 | 0623 | 06 | 23 | 62.5 | 64.0417 | 0.95833 | 0
|  |  |  | 2001-06-24 | 0624 | 06 | 24 | 70.9583 | 58.9167 | 6.0833 | 0
|  |  |  | 2001-06-25 | 0625 | 06 | 25 | 65.25 | 64.625 | 0.375 | 0
|  |  |  | 2001-06-26 | 0626 | 06 | 26 | 72.4583 | 64.2083 | 0.79167 | 0
|  |  |  | 2001-06-27 | 0627 | 06 | 27 | 78.0833 | 62.7083 | 2.2917 | 0
|  |  |  | 2001-06-28 | 0628 | 06 | 28 | 70.1667 | 64.9167 | 0.083333 | 0
|  |  |  | 2001-06-29 | 0629 | 06 | 29 | 68.75 | 69.9583 | 0 | 0
|  |  |  | 2001-06-30 | 0630 | 06 | 30 | 66.375 | 73.5 | 0 | 3.5
|  |  |  | 2001-07-01 | 0701 | 07 | 01 | 71.7917 | 60.1667 | 4.8333 | 0
|  |  |  | 2001-07-02 | 0702 | 07 | 02 | 76.3333 | 63.8333 | 1.1667 | 0
|  |  |  | 2001-07-03 | 0703 | 07 | 03 | 83.3333 | 66.625 | 0 | 0
|  |  |  | 2001-07-04 | 0704 | 07 | 04 | 80.25 | 70 | 0 | 0
|  |  |  | 2001-07-05 | 0705 | 07 | 05 | 72.5417 | 66.75 | 0 | 0
|  |  |  | 2001-07-06 | 0706 | 07 | 06 | 65.875 | 66.5833 | 0 | 0
|  |  |  | 2001-07-07 | 0707 | 07 | 07 | 66.9583 | 65.4167 | 0 | 0
|  |  |  | 2001-07-08 | 0708 | 07 | 08 | 73.8333 | 59.5417 | 5.4583 | 0
|  |  |  | 2001-07-09 | 0709 | 07 | 09 | 74.2083 | 67.3333 | 0 | 0
|  |  |  | 2001-07-10 | 0710 | 07 | 10 | 66.5833 | 62.875 | 2.125 | 0
|  |  |  | 2001-07-11 | 0711 | 07 | 11 | 61.5417 | 66.0417 | 0 | 0
|  |  |  | 2001-07-12 | 0712 | 07 | 12 | 65.8333 | 62.4583 | 2.5417 | 0
|  |  |  | 2001-07-13 | 0713 | 07 | 13 | 70.2083 | 66.7083 | 0 | 0
|  |  |  | 2001-07-14 | 0714 | 07 | 14 | 70.5833 | 69.875 | 0 | 0
|  |  |  | 2001-07-15 | 0715 | 07 | 15 | 68.7083 | 71.1667 | 0 | 1.1667
|  |  |  | 2001-07-16 | 0716 | 07 | 16 | 67.375 | 76.3333 | 0 | 6.3333
|  |  |  | 2001-07-17 | 0717 | 07 | 17 | 65.7083 | 76.7917 | 0 | 6.7917
|  |  |  | 2001-07-18 | 0718 | 07 | 18 | 73.8333 | 72.2917 | 0 | 2.2917
|  |  |  | 2001-07-19 | 0719 | 07 | 19 | 63.5833 | 69.8333 | 0 | 0
|  |  |  | 2001-07-20 | 0720 | 07 | 20 | 66.4583 | 79.625 | 0 | 9.625
|  |  |  | 2001-07-21 | 0721 | 07 | 21 | 67.25 | 76.2917 | 0 | 6.2917
|  |  |  | 2001-07-22 | 0722 | 07 | 22 | 72.0417 | 74.5 | 0 | 4.5
|  |  |  | 2001-07-23 | 0723 | 07 | 23 | 75.2917 | 72.1667 | 0 | 2.1667
|  |  |  | 2001-07-24 | 0724 | 07 | 24 | 63.2083 | 71.5833 | 0 | 1.5833
|  |  |  | 2001-07-25 | 0725 | 07 | 25 | 61.7917 | 75.4167 | 0 | 5.4167
|  |  |  | 2001-07-26 | 0726 | 07 | 26 | 60.3333 | 73.1667 | 0 | 3.1667
|  |  |  | 2001-07-27 | 0727 | 07 | 27 | 62.9583 | 67.8333 | 0 | 0
|  |  |  | 2001-07-28 | 0728 | 07 | 28 | 65.5417 | 69.7917 | 0 | 0
|  |  |  | 2001-07-29 | 0729 | 07 | 29 | 77 | 64.2917 | 0.70833 | 0
|  |  |  | 2001-07-30 | 0730 | 07 | 30 | 77.25 | 72.3333 | 0 | 2.3333
|  |  |  | 2001-07-31 | 0731 | 07 | 31 | 78.7083 | 71.875 | 0 | 1.875
|  |  |  | 2001-08-01 | 0801 | 08 | 01 | 63.0417 | 62.8333 | 2.1667 | 0
|  |  |  | 2001-08-02 | 0802 | 08 | 02 | 66.5833 | 66.5833 | 0 | 0
|  |  |  | 2001-08-03 | 0803 | 08 | 03 | 69.5 | 69.5 | 0 | 0
|  |  |  | 2001-08-04 | 0804 | 08 | 04 | 72.2083 | 72.2083 | 0 | 2.2083
|  |  |  | 2001-08-05 | 0805 | 08 | 05 | 70.9167 | 70.9167 | 0 | 0.91667
|  |  |  | 2001-08-06 | 0806 | 08 | 06 | 69.5833 | 69.5833 | 0 | 0
|  |  |  | 2001-08-07 | 0807 | 08 | 07 | 74.8333 | 74.8333 | 0 | 4.8333
|  |  |  | 2001-08-08 | 0808 | 08 | 08 | 64.6667 | 64.6667 | 0.33333 | 0
|  |  |  | 2001-08-09 | 0809 | 08 | 09 | 62 | 62 | 3 | 0
|  |  |  | 2001-08-10 | 0810 | 08 | 10 | 67.0417 | 67.0417 | 0 | 0
|  |  |  | 2001-08-11 | 0811 | 08 | 11 | 64.25 | 64.25 | 0.75 | 0
|  |  |  | 2001-08-12 | 0812 | 08 | 12 | 63.5833 | 63.5833 | 1.4167 | 0
|  |  |  | 2001-08-13 | 0813 | 08 | 13 | 68.9167 | 68.9167 | 0 | 0
|  |  |  | 2001-08-14 | 0814 | 08 | 14 | 75.6667 | 75.6667 | 0 | 5.6667
|  |  |  | 2001-08-15 | 0815 | 08 | 15 | 73.875 | 73.875 | 0 | 3.875
|  |  |  | 2001-08-16 | 0816 | 08 | 16 | 76.75 | 76.75 | 0 | 6.75
|  |  |  | 2001-08-17 | 0817 | 08 | 17 | 69.2917 | 69.2917 | 0 | 0
|  |  |  | 2001-08-18 | 0818 | 08 | 18 | 65.9167 | 65.9167 | 0 | 0
|  |  |  | 2001-08-19 | 0819 | 08 | 19 | 64.125 | 64.125 | 0.875 | 0
|  |  |  | 2001-08-20 | 0820 | 08 | 20 | 67.2917 | 67.2917 | 0 | 0
|  |  |  | 2001-08-21 | 0821 | 08 | 21 | 74.2917 | 74.2917 | 0 | 4.2917
|  |  |  | 2001-08-22 | 0822 | 08 | 22 | 71.5417 | 71.5417 | 0 | 1.5417
|  |  |  | 2001-08-23 | 0823 | 08 | 23 | 66.6667 | 66.6667 | 0 | 0
|  |  |  | 2001-08-24 | 0824 | 08 | 24 | 65.3333 | 65.3333 | 0 | 0
|  |  |  | 2001-08-25 | 0825 | 08 | 25 | 60.0417 | 60.0417 | 4.9583 | 0
|  |  |  | 2001-08-26 | 0826 | 08 | 26 | 61.2083 | 61.2083 | 3.7917 | 0
|  |  |  | 2001-08-27 | 0827 | 08 | 27 | 60.3333 | 60.3333 | 4.6667 | 0
|  |  |  | 2001-08-28 | 0828 | 08 | 28 | 63.125 | 63.125 | 1.875 | 0
|  |  |  | 2001-08-29 | 0829 | 08 | 29 | 64.75 | 64.75 | 0.25 | 0
|  |  |  | 2001-08-30 | 0830 | 08 | 30 | 71.5 | 71.5 | 0 | 1.5
|  |  |  | 2001-08-31 | 0831 | 08 | 31 | 66.5417 | 66.0417 | 0 | 0
|  |  |  | 2001-09-01 | 0901 | 09 | 01 | 63.7083 | 66.25 | 0 | 0
|  |  |  | 2001-09-02 | 0902 | 09 | 02 | 59.375 | 63.5417 | 1.4583 | 0
|  |  |  | 2001-09-03 | 0903 | 09 | 03 | 55.7917 | 61.5 | 3.5 | 0
|  |  |  | 2001-09-04 | 0904 | 09 | 04 | 60.1667 | 66.125 | 0 | 0
|  |  |  | 2001-09-05 | 0905 | 09 | 05 | 62.9583 | 62.8333 | 2.1667 | 0
|  |  |  | 2001-09-06 | 0906 | 09 | 06 | 54.7083 | 61.0833 | 3.9167 | 0
|  |  |  | 2001-09-07 | 0907 | 09 | 07 | 57.2083 | 57.7083 | 7.2917 | 0
|  |  |  | 2001-09-08 | 0908 | 09 | 08 | 57.9167 | 59.75 | 5.25 | 0
|  |  |  | 2001-09-09 | 0909 | 09 | 09 | 56.625 | 59.875 | 5.125 | 0
|  |  |  | 2001-09-10 | 0910 | 09 | 10 | 58.6667 | 56 | 9 | 0
|  |  |  | 2001-09-11 | 0911 | 09 | 11 | 59.8333 | 59.5 | 5.5 | 0
|  |  |  | 2001-09-12 | 0912 | 09 | 12 | 56.5417 | 64.4583 | 0.54167 | 0
|  |  |  | 2001-09-13 | 0913 | 09 | 13 | 60.5417 | 55.2917 | 9.7083 | 0
|  |  |  | 2001-09-14 | 0914 | 09 | 14 | 67.6667 | 60.3333 | 4.6667 | 0
|  |  |  | 2001-09-15 | 0915 | 09 | 15 | 64.9583 | 54.1667 | 10.8333 | 0
|  |  |  | 2001-09-16 | 0916 | 09 | 16 | 60.75 | 60.625 | 4.375 | 0
|  |  |  | 2001-09-17 | 0917 | 09 | 17 | 59.1667 | 67.2917 | 0 | 0
|  |  |  | 2001-09-18 | 0918 | 09 | 18 | 63.8333 | 62.7917 | 2.2083 | 0
|  |  |  | 2001-09-19 | 0919 | 09 | 19 | 64.625 | 56.625 | 8.375 | 0
|  |  |  | 2001-09-20 | 0920 | 09 | 20 | 65.3333 | 51 | 14 | 0
|  |  |  | 2001-09-21 | 0921 | 09 | 21 | 63.1667 | 51.25 | 13.75 | 0
|  |  |  | 2001-09-22 | 0922 | 09 | 22 | 50.1667 | 59.5417 | 5.4583 | 0
|  |  |  | 2001-09-23 | 0923 | 09 | 23 | 53.4167 | 51.7917 | 13.2083 | 0
|  |  |  | 2001-09-24 | 0924 | 09 | 24 | 52.4167 | 51.375 | 13.625 | 0
|  |  |  | 2001-09-25 | 0925 | 09 | 25 | 45.8333 | 60.875 | 4.125 | 0
|  |  |  | 2001-09-26 | 0926 | 09 | 26 | 49.875 | 66.625 | 0 | 0
|  |  |  | 2001-09-27 | 0927 | 09 | 27 | 59.7083 | 67.9583 | 0 | 0
|  |  |  | 2001-09-28 | 0928 | 09 | 28 | 48.75 | 48.7083 | 16.2917 | 0
|  |  |  | 2001-09-29 | 0929 | 09 | 29 | 48.0417 | 51.6667 | 13.3333 | 0
|  |  |  | 2001-09-30 | 0930 | 09 | 30 | 53 | 57.5 | 7.5 | 0
|  |  |  | 2001-10-01 | 1001 | 10 | 01 | 46.75 | 52.4167 | 12.5833 | 0
|  |  |  | 2001-10-02 | 1002 | 10 | 02 | 49.5833 | 53.0833 | 11.9167 | 0
|  |  |  | 2001-10-03 | 1003 | 10 | 03 | 50.7917 | 47.5417 | 17.4583 | 0
|  |  |  | 2001-10-04 | 1004 | 10 | 04 | 49.75 | 41.4167 | 23.5833 | 0
|  |  |  | 2001-10-05 | 1005 | 10 | 05 | 51.8333 | 36.7917 | 28.2083 | 0
|  |  |  | 2001-10-06 | 1006 | 10 | 06 | 48.4583 | 36.4167 | 28.5833 | 0
|  |  |  | 2001-10-07 | 1007 | 10 | 07 | 50.5417 | 43.4167 | 21.5833 | 0
|  |  |  | 2001-10-08 | 1008 | 10 | 08 | 49.2083 | 51.5833 | 13.4167 | 0
|  |  |  | 2001-10-09 | 1009 | 10 | 09 | 48.375 | 50.4583 | 14.5417 | 0
|  |  |  | 2001-10-10 | 1010 | 10 | 10 | 44.7917 | 48.1667 | 16.8333 | 0
|  |  |  | 2001-10-11 | 1011 | 10 | 11 | 41.625 | 50.5417 | 14.4583 | 0
|  |  |  | 2001-10-12 | 1012 | 10 | 12 | 43.4167 | 51.0417 | 13.9583 | 0
|  |  |  | 2001-10-13 | 1013 | 10 | 13 | 44.5417 | 46.3333 | 18.6667 | 0
|  |  |  | 2001-10-14 | 1014 | 10 | 14 | 45.875 | 43.625 | 21.375 | 0
|  |  |  | 2001-10-15 | 1015 | 10 | 15 | 46.6667 | 51.9583 | 13.0417 | 0
|  |  |  | 2001-10-16 | 1016 | 10 | 16 | 51.6667 | 52.125 | 12.875 | 0
|  |  |  | 2001-10-17 | 1017 | 10 | 17 | 48.6667 | 41.7083 | 23.2917 | 0
|  |  |  | 2001-10-18 | 1018 | 10 | 18 | 46.7917 | 48 | 17 | 0
|  |  |  | 2001-10-19 | 1019 | 10 | 19 | 49.5833 | 62.25 | 2.75 | 0
|  |  |  | 2001-10-20 | 1020 | 10 | 20 | 44.6667 | 57.7917 | 7.2083 | 0
|  |  |  | 2001-10-21 | 1021 | 10 | 21 | 54.2917 | 57.125 | 7.875 | 0
|  |  |  | 2001-10-22 | 1022 | 10 | 22 | 52.5 | 47.9167 | 17.0833 | 0
|  |  |  | 2001-10-23 | 1023 | 10 | 23 | 55.8333 | 49.5833 | 15.4167 | 0
|  |  |  | 2001-10-24 | 1024 | 10 | 24 | 42.2917 | 51 | 14 | 0
|  |  |  | 2001-10-25 | 1025 | 10 | 25 | 40.4167 | 43.875 | 21.125 | 0
|  |  |  | 2001-10-26 | 1026 | 10 | 26 | 47.875 | 47.7083 | 17.2917 | 0
|  |  |  | 2001-10-27 | 1027 | 10 | 27 | 49.6667 | 42.0417 | 22.9583 | 0
|  |  |  | 2001-10-28 | 1028 | 10 | 28 | 50.5833 | 38.0417 | 26.9583 | 0
|  |  |  | 2001-10-29 | 1029 | 10 | 29 | 38.5 | 35.625 | 29.375 | 0
|  |  |  | 2001-10-30 | 1030 | 10 | 30 | 38.7083 | 46.625 | 18.375 | 0
|  |  |  | 2001-10-31 | 1031 | 10 | 31 | 39 | 51.0417 | 13.9583 | 0
|  |  |  | 2001-11-01 | 1101 | 11 | 01 | 48.2917 | 62.4167 | 2.5833 | 0
|  |  |  | 2001-11-02 | 1102 | 11 | 02 | 44.7917 | 44 | 21 | 0
|  |  |  | 2001-11-03 | 1103 | 11 | 03 | 38.2917 | 38.5417 | 26.4583 | 0
|  |  |  | 2001-11-04 | 1104 | 11 | 04 | 44.375 | 48.875 | 16.125 | 0
|  |  |  | 2001-11-05 | 1105 | 11 | 05 | 28.4583 | 45.9167 | 19.0833 | 0
|  |  |  | 2001-11-06 | 1106 | 11 | 06 | 34.0417 | 45.5 | 19.5 | 0
|  |  |  | 2001-11-07 | 1107 | 11 | 07 | 41.6667 | 42.3333 | 22.6667 | 0
|  |  |  | 2001-11-08 | 1108 | 11 | 08 | 45.5417 | 44.1667 | 20.8333 | 0
|  |  |  | 2001-11-09 | 1109 | 11 | 09 | 52.2917 | 46.3333 | 18.6667 | 0
|  |  |  | 2001-11-10 | 1110 | 11 | 10 | 39.875 | 41.5 | 23.5 | 0
|  |  |  | 2001-11-11 | 1111 | 11 | 11 | 32.0833 | 40.7917 | 24.2083 | 0
|  |  |  | 2001-11-12 | 1112 | 11 | 12 | 35.125 | 47.125 | 17.875 | 0
|  |  |  | 2001-11-13 | 1113 | 11 | 13 | 29.5417 | 47 | 18 | 0
|  |  |  | 2001-11-14 | 1114 | 11 | 14 | 23.9583 | 44.9583 | 20.0417 | 0
|  |  |  | 2001-11-15 | 1115 | 11 | 15 | 35.2917 | 41.5417 | 23.4583 | 0
|  |  |  | 2001-11-16 | 1116 | 11 | 16 | 38.2917 | 37.6667 | 27.3333 | 0
|  |  |  | 2001-11-17 | 1117 | 11 | 17 | 42.125 | 33.625 | 31.375 | 0
|  |  |  | 2001-11-18 | 1118 | 11 | 18 | 39.3333 | 39.2917 | 25.7083 | 0
|  |  |  | 2001-11-19 | 1119 | 11 | 19 | 25.6667 | 37.9583 | 27.0417 | 0
|  |  |  | 2001-11-20 | 1120 | 11 | 20 | 23.7917 | 39.0417 | 25.9583 | 0
|  |  |  | 2001-11-21 | 1121 | 11 | 21 | 33.8333 | 39.75 | 25.25 | 0
|  |  |  | 2001-11-22 | 1122 | 11 | 22 | 31.875 | 30 | 35 | 0
|  |  |  | 2001-11-23 | 1123 | 11 | 23 | 34.375 | 26.8333 | 38.1667 | 0
|  |  |  | 2001-11-24 | 1124 | 11 | 24 | 46.5417 | 37.125 | 27.875 | 0
|  |  |  | 2001-11-25 | 1125 | 11 | 25 | 38.0417 | 43.2083 | 21.7917 | 0
|  |  |  | 2001-11-26 | 1126 | 11 | 26 | 38.8333 | 26.2083 | 38.7917 | 0
|  |  |  | 2001-11-27 | 1127 | 11 | 27 | 41.625 | 24.7083 | 40.2917 | 0
|  |  |  | 2001-11-28 | 1128 | 11 | 28 | 35 | 24.25 | 40.75 | 0
|  |  |  | 2001-11-29 | 1129 | 11 | 29 | 38.0417 | 27.7917 | 37.2083 | 0
|  |  |  | 2001-11-30 | 1130 | 11 | 30 | 27.75 | 27.2083 | 37.7917 | 0
|  |  |  | 2001-12-01 | 1201 | 12 | 01 | 31.9167 | 27.75 | 37.25 | 0
|  |  |  | 2001-12-02 | 1202 | 12 | 02 | 44.0417 | 35.5 | 29.5 | 0
|  |  |  | 2001-12-03 | 1203 | 12 | 03 | 25.5 | 35.9583 | 29.0417 | 0
|  |  |  | 2001-12-04 | 1204 | 12 | 04 | 25.5 | 39.0417 | 25.9583 | 0
|  |  |  | 2001-12-05 | 1205 | 12 | 05 | 30.0417 | 38.0417 | 26.9583 | 0
|  |  |  | 2001-12-06 | 1206 | 12 | 06 | 29.5 | 33.875 | 31.125 | 0
|  |  |  | 2001-12-07 | 1207 | 12 | 07 | 26.7083 | 31 | 34 | 0
|  |  |  | 2001-12-08 | 1208 | 12 | 08 | 35.2083 | 26.2917 | 38.7083 | 0
|  |  |  | 2001-12-09 | 1209 | 12 | 09 | 30.625 | 14.625 | 50.375 | 0
|  |  |  | 2001-12-10 | 1210 | 12 | 10 | 29.5833 | 13.125 | 51.875 | 0
|  |  |  | 2001-12-11 | 1211 | 12 | 11 | 32.1667 | 19.6667 | 45.3333 | 0
|  |  |  | 2001-12-12 | 1212 | 12 | 12 | 29.8333 | 32.875 | 32.125 | 0
|  |  |  | 2001-12-13 | 1213 | 12 | 13 | 24.25 | 42.1667 | 22.8333 | 0
|  |  |  | 2001-12-14 | 1214 | 12 | 14 | 26.5833 | 42.4167 | 22.5833 | 0
|  |  |  | 2001-12-15 | 1215 | 12 | 15 | 18.0417 | 36.6667 | 28.3333 | 0
|  |  |  | 2001-12-16 | 1216 | 12 | 16 | 26.7083 | 19.5 | 45.5 | 0
|  |  |  | 2001-12-17 | 1217 | 12 | 17 | 26.6667 | 14.7083 | 50.2917 | 0
|  |  |  | 2001-12-18 | 1218 | 12 | 18 | 18 | 23.9167 | 41.0833 | 0
|  |  |  | 2001-12-19 | 1219 | 12 | 19 | 7.125 | 26.7917 | 38.2083 | 0
|  |  |  | 2001-12-20 | 1220 | 12 | 20 | 17.375 | 27.5 | 37.5 | 0
|  |  |  | 2001-12-21 | 1221 | 12 | 21 | 18.1667 | 33.6667 | 31.3333 | 0
|  |  |  | 2001-12-22 | 1222 | 12 | 22 | 18.2917 | 32.9167 | 32.0833 | 0
|  |  |  | 2001-12-23 | 1223 | 12 | 23 | 26.25 | 36.0833 | 28.9167 | 0
|  |  |  | 2001-12-24 | 1224 | 12 | 24 | 30.0833 | 25.0833 | 39.9167 | 0
|  |  |  | 2001-12-25 | 1225 | 12 | 25 | 30.125 | 3.2917 | 61.7083 | 0
|  |  |  | 2001-12-26 | 1226 | 12 | 26 | 12.6667 | -1.375 | 66.375 | 0
|  |  |  | 2001-12-27 | 1227 | 12 | 27 | 21 | 9.1667 | 55.8333 | 0
|  |  |  | 2001-12-28 | 1228 | 12 | 28 | 24 | 16.5417 | 48.4583 | 0
|  |  |  | 2001-12-29 | 1229 | 12 | 29 | 18.2917 | 25.5833 | 39.4167 | 0
|  |  |  | 2001-12-30 | 1230 | 12 | 30 | 23.625 | 15.8333 | 49.1667 | 0
|  |  |  | 2001-12-31 | 1231 | 12 | 31 | 32.7083 | 18.6667 | 46.3333 | 0

## Boston, MA (hidden)
Typical Year Summary | [7 empty] | Daily Temp TMY3 | Daily Temp TMY2 | HDD | CDD
Month | Average | HDD | CDD | 2001-01-01 | 0101 | 01 | 01 | 31.9583 | 31.7917 | 33.2083 | 0
1 | 15 | 1107.6667 | 0 | 2001-01-02 | 0102 | 01 | 02 | 24.6667 | 31.6667 | 33.3333 | 0
2 | 16.7 | 951.75 | 0 | 2001-01-03 | 0103 | 01 | 03 | 36.625 | 26 | 39 | 0
3 | 27.2 | 885.8333 | 0 | 2001-01-04 | 0104 | 01 | 04 | 30.5417 | 21.9167 | 43.0833 | 0
4 | 42.5 | 589 | 0 | 2001-01-05 | 0105 | 01 | 05 | 17.0833 | 25.8333 | 39.1667 | 0
5 | 55.8 | 222.4583 | 30.4583 | 2001-01-06 | 0106 | 01 | 06 | 22.0833 | 20.75 | 44.25 | 0
6 | 65 | 55.625 | 110.125 | 2001-01-07 | 0107 | 01 | 07 | 36.7083 | 35.125 | 29.875 | 0
7 | 67.9 | 1.625 | 241 | 2001-01-08 | 0108 | 01 | 08 | 31.4583 | 33.3333 | 31.6667 | 0
8 | 68.1 | 6.625 | 181.5 | 2001-01-09 | 0109 | 01 | 09 | 18.5833 | 27.7083 | 37.2917 | 0
9 | 56.8 | 66.2083 | 54 | 2001-01-10 | 0110 | 01 | 10 | 19.0417 | 25.3333 | 39.6667 | 0
10 | 46.7 | 337.7917 | 0 | 2001-01-11 | 0111 | 01 | 11 | 15.8333 | 43.1667 | 21.8333 | 0
11 | 34.8 | 683.125 | 0 | 2001-01-12 | 0112 | 01 | 12 | 17.375 | 36 | 29 | 0
12 | 21.7 | 954.875 | 0 | 2001-01-13 | 0113 | 01 | 13 | 25.375 | 25.7083 | 39.2917 | 0
|  |  |  | 2001-01-14 | 0114 | 01 | 14 | 41.875 | 37.5 | 27.5 | 0
| Slope | 15.5235 | 816.8957 | 2001-01-15 | 0115 | 01 | 15 | 28.2917 | 41.625 | 23.375 | 0
| Intercept | 3785.991 | 560168.4625 | 2001-01-16 | 0116 | 01 | 16 | 31 | 32.5 | 32.5 | 0
|  |  |  | 2001-01-17 | 0117 | 01 | 17 | 24.5833 | 27.9583 | 37.0417 | 0
|  |  |  | 2001-01-18 | 0118 | 01 | 18 | 10.125 | 34.125 | 30.875 | 0
|  |  |  | 2001-01-19 | 0119 | 01 | 19 | 15.0833 | 38.75 | 26.25 | 0
|  |  |  | 2001-01-20 | 0120 | 01 | 20 | 28.5833 | 33.4583 | 31.5417 | 0
|  |  |  | 2001-01-21 | 0121 | 01 | 21 | 31.1667 | 28 | 37 | 0
|  |  |  | 2001-01-22 | 0122 | 01 | 22 | 19.7083 | 30.125 | 34.875 | 0
|  |  |  | 2001-01-23 | 0123 | 01 | 23 | 6.3333 | 32.2083 | 32.7917 | 0
|  |  |  | 2001-01-24 | 0124 | 01 | 24 | 14.125 | 19.7083 | 45.2917 | 0
|  |  |  | 2001-01-25 | 0125 | 01 | 25 | 25.7917 | 22.0833 | 42.9167 | 0
|  |  |  | 2001-01-26 | 0126 | 01 | 26 | 38.5 | 26.3333 | 38.6667 | 0
|  |  |  | 2001-01-27 | 0127 | 01 | 27 | 52.5 | 28.625 | 36.375 | 0
|  |  |  | 2001-01-28 | 0128 | 01 | 28 | 38.5417 | 28.9167 | 36.0833 | 0
|  |  |  | 2001-01-29 | 0129 | 01 | 29 | 35.5417 | 27.1667 | 37.8333 | 0
|  |  |  | 2001-01-30 | 0130 | 01 | 30 | 31.0833 | 18.7917 | 46.2083 | 0
|  |  |  | 2001-01-31 | 0131 | 01 | 31 | 25.5833 | 15.125 | 49.875 | 0
|  |  |  | 2001-02-01 | 0201 | 02 | 01 | 21.9167 | 21.2083 | 43.7917 | 0
|  |  |  | 2001-02-02 | 0202 | 02 | 02 | 19.7083 | 19.7083 | 45.2917 | 0
|  |  |  | 2001-02-03 | 0203 | 02 | 03 | 28.5 | 28.5 | 36.5 | 0
|  |  |  | 2001-02-04 | 0204 | 02 | 04 | 31.75 | 31.75 | 33.25 | 0
|  |  |  | 2001-02-05 | 0205 | 02 | 05 | 29.1667 | 29.1667 | 35.8333 | 0
|  |  |  | 2001-02-06 | 0206 | 02 | 06 | 21.4583 | 21.4583 | 43.5417 | 0
|  |  |  | 2001-02-07 | 0207 | 02 | 07 | 21.2917 | 21.2917 | 43.7083 | 0
|  |  |  | 2001-02-08 | 0208 | 02 | 08 | 25 | 25 | 40 | 0
|  |  |  | 2001-02-09 | 0209 | 02 | 09 | 29 | 29 | 36 | 0
|  |  |  | 2001-02-10 | 0210 | 02 | 10 | 35.6667 | 35.6667 | 29.3333 | 0
|  |  |  | 2001-02-11 | 0211 | 02 | 11 | 37.4167 | 37.4167 | 27.5833 | 0
|  |  |  | 2001-02-12 | 0212 | 02 | 12 | 41.375 | 41.375 | 23.625 | 0
|  |  |  | 2001-02-13 | 0213 | 02 | 13 | 37.625 | 37.625 | 27.375 | 0
|  |  |  | 2001-02-14 | 0214 | 02 | 14 | 39.125 | 39.125 | 25.875 | 0
|  |  |  | 2001-02-15 | 0215 | 02 | 15 | 33.25 | 33.25 | 31.75 | 0
|  |  |  | 2001-02-16 | 0216 | 02 | 16 | 22.9583 | 22.9583 | 42.0417 | 0
|  |  |  | 2001-02-17 | 0217 | 02 | 17 | 16.9167 | 16.9167 | 48.0833 | 0
|  |  |  | 2001-02-18 | 0218 | 02 | 18 | 24.125 | 24.125 | 40.875 | 0
|  |  |  | 2001-02-19 | 0219 | 02 | 19 | 31.4167 | 31.4167 | 33.5833 | 0
|  |  |  | 2001-02-20 | 0220 | 02 | 20 | 31.9167 | 31.9167 | 33.0833 | 0
|  |  |  | 2001-02-21 | 0221 | 02 | 21 | 29.625 | 29.625 | 35.375 | 0
|  |  |  | 2001-02-22 | 0222 | 02 | 22 | 27.7917 | 27.7917 | 37.2083 | 0
|  |  |  | 2001-02-23 | 0223 | 02 | 23 | 34.5417 | 34.5417 | 30.4583 | 0
|  |  |  | 2001-02-24 | 0224 | 02 | 24 | 35.2083 | 35.2083 | 29.7917 | 0
|  |  |  | 2001-02-25 | 0225 | 02 | 25 | 43.2083 | 43.2083 | 21.7917 | 0
|  |  |  | 2001-02-26 | 0226 | 02 | 26 | 42.0833 | 42.0833 | 22.9167 | 0
|  |  |  | 2001-02-27 | 0227 | 02 | 27 | 38.2917 | 38.2917 | 26.7083 | 0
|  |  |  | 2001-02-28 | 0228 | 02 | 28 | 39.4167 | 38.625 | 26.375 | 0
|  |  |  | 2001-03-01 | 0301 | 03 | 01 | 42.0833 | 33.3333 | 31.6667 | 0
|  |  |  | 2001-03-02 | 0302 | 03 | 02 | 39.75 | 35.7083 | 29.2917 | 0
|  |  |  | 2001-03-03 | 0303 | 03 | 03 | 32.0833 | 47.9167 | 17.0833 | 0
|  |  |  | 2001-03-04 | 0304 | 03 | 04 | 31.75 | 44.7917 | 20.2083 | 0
|  |  |  | 2001-03-05 | 0305 | 03 | 05 | 31.9583 | 36.9167 | 28.0833 | 0
|  |  |  | 2001-03-06 | 0306 | 03 | 06 | 35.0833 | 34.0417 | 30.9583 | 0
|  |  |  | 2001-03-07 | 0307 | 03 | 07 | 35.7917 | 42.2917 | 22.7083 | 0
|  |  |  | 2001-03-08 | 0308 | 03 | 08 | 35.25 | 30.125 | 34.875 | 0
|  |  |  | 2001-03-09 | 0309 | 03 | 09 | 39.3333 | 33.375 | 31.625 | 0
|  |  |  | 2001-03-10 | 0310 | 03 | 10 | 40.5 | 26.4583 | 38.5417 | 0
|  |  |  | 2001-03-11 | 0311 | 03 | 11 | 38.4583 | 27.2083 | 37.7917 | 0
|  |  |  | 2001-03-12 | 0312 | 03 | 12 | 36.5833 | 32.4583 | 32.5417 | 0
|  |  |  | 2001-03-13 | 0313 | 03 | 13 | 44.2083 | 35.4583 | 29.5417 | 0
|  |  |  | 2001-03-14 | 0314 | 03 | 14 | 32.2917 | 33.1667 | 31.8333 | 0
|  |  |  | 2001-03-15 | 0315 | 03 | 15 | 40.5 | 38.0833 | 26.9167 | 0
|  |  |  | 2001-03-16 | 0316 | 03 | 16 | 40.125 | 35.7917 | 29.2083 | 0
|  |  |  | 2001-03-17 | 0317 | 03 | 17 | 30.2083 | 20.9583 | 44.0417 | 0
|  |  |  | 2001-03-18 | 0318 | 03 | 18 | 28.4583 | 27.5417 | 37.4583 | 0
|  |  |  | 2001-03-19 | 0319 | 03 | 19 | 27.8333 | 31.625 | 33.375 | 0
|  |  |  | 2001-03-20 | 0320 | 03 | 20 | 32 | 34 | 31 | 0
|  |  |  | 2001-03-21 | 0321 | 03 | 21 | 35.4167 | 29.4167 | 35.5833 | 0
|  |  |  | 2001-03-22 | 0322 | 03 | 22 | 37.75 | 36.4167 | 28.5833 | 0
|  |  |  | 2001-03-23 | 0323 | 03 | 23 | 36.5417 | 38.8333 | 26.1667 | 0
|  |  |  | 2001-03-24 | 0324 | 03 | 24 | 38.9583 | 36.875 | 28.125 | 0
|  |  |  | 2001-03-25 | 0325 | 03 | 25 | 36.625 | 41.5 | 23.5 | 0
|  |  |  | 2001-03-26 | 0326 | 03 | 26 | 40.875 | 43.5833 | 21.4167 | 0
|  |  |  | 2001-03-27 | 0327 | 03 | 27 | 39.9583 | 50.4583 | 14.5417 | 0
|  |  |  | 2001-03-28 | 0328 | 03 | 28 | 42.4583 | 46.2083 | 18.7917 | 0
|  |  |  | 2001-03-29 | 0329 | 03 | 29 | 59.875 | 44.6667 | 20.3333 | 0
|  |  |  | 2001-03-30 | 0330 | 03 | 30 | 60.25 | 40.0833 | 24.9167 | 0
|  |  |  | 2001-03-31 | 0331 | 03 | 31 | 58.8333 | 39.875 | 25.125 | 0
|  |  |  | 2001-04-01 | 0401 | 04 | 01 | 37.75 | 33.8333 | 31.1667 | 0
|  |  |  | 2001-04-02 | 0402 | 04 | 02 | 39.4583 | 37.5417 | 27.4583 | 0
|  |  |  | 2001-04-03 | 0403 | 04 | 03 | 39.2083 | 46.0417 | 18.9583 | 0
|  |  |  | 2001-04-04 | 0404 | 04 | 04 | 43.7917 | 35.6667 | 29.3333 | 0
|  |  |  | 2001-04-05 | 0405 | 04 | 05 | 46.75 | 36.875 | 28.125 | 0
|  |  |  | 2001-04-06 | 0406 | 04 | 06 | 45.9167 | 39.375 | 25.625 | 0
|  |  |  | 2001-04-07 | 0407 | 04 | 07 | 37.6667 | 41.2917 | 23.7083 | 0
|  |  |  | 2001-04-08 | 0408 | 04 | 08 | 39.6667 | 50.0417 | 14.9583 | 0
|  |  |  | 2001-04-09 | 0409 | 04 | 09 | 47.9583 | 41.8333 | 23.1667 | 0
|  |  |  | 2001-04-10 | 0410 | 04 | 10 | 53.875 | 48.25 | 16.75 | 0
|  |  |  | 2001-04-11 | 0411 | 04 | 11 | 51.4583 | 45.5417 | 19.4583 | 0
|  |  |  | 2001-04-12 | 0412 | 04 | 12 | 40.4583 | 47.4167 | 17.5833 | 0
|  |  |  | 2001-04-13 | 0413 | 04 | 13 | 38.5833 | 47.2917 | 17.7083 | 0
|  |  |  | 2001-04-14 | 0414 | 04 | 14 | 44.1667 | 53.1667 | 11.8333 | 0
|  |  |  | 2001-04-15 | 0415 | 04 | 15 | 48.5417 | 49.2917 | 15.7083 | 0
|  |  |  | 2001-04-16 | 0416 | 04 | 16 | 54.7083 | 48.75 | 16.25 | 0
|  |  |  | 2001-04-17 | 0417 | 04 | 17 | 46.5417 | 49.1667 | 15.8333 | 0
|  |  |  | 2001-04-18 | 0418 | 04 | 18 | 41.2917 | 64.7917 | 0.20833 | 0
|  |  |  | 2001-04-19 | 0419 | 04 | 19 | 44.2917 | 47.9167 | 17.0833 | 0
|  |  |  | 2001-04-20 | 0420 | 04 | 20 | 50.75 | 41.2083 | 23.7917 | 0
|  |  |  | 2001-04-21 | 0421 | 04 | 21 | 51.875 | 42.3333 | 22.6667 | 0
|  |  |  | 2001-04-22 | 0422 | 04 | 22 | 50.625 | 41.5833 | 23.4167 | 0
|  |  |  | 2001-04-23 | 0423 | 04 | 23 | 50.9167 | 45.1667 | 19.8333 | 0
|  |  |  | 2001-04-24 | 0424 | 04 | 24 | 47.7917 | 43.2083 | 21.7917 | 0
|  |  |  | 2001-04-25 | 0425 | 04 | 25 | 47.5 | 43.3333 | 21.6667 | 0
|  |  |  | 2001-04-26 | 0426 | 04 | 26 | 52.5 | 49.7917 | 15.2083 | 0
|  |  |  | 2001-04-27 | 0427 | 04 | 27 | 74.0417 | 56.7917 | 8.2083 | 0
|  |  |  | 2001-04-28 | 0428 | 04 | 28 | 64.75 | 48.25 | 16.75 | 0
|  |  |  | 2001-04-29 | 0429 | 04 | 29 | 44.1667 | 42.625 | 22.375 | 0
|  |  |  | 2001-04-30 | 0430 | 04 | 30 | 45.3333 | 42.625 | 22.375 | 0
|  |  |  | 2001-05-01 | 0501 | 05 | 01 | 45.7083 | 45.875 | 19.125 | 0
|  |  |  | 2001-05-02 | 0502 | 05 | 02 | 50.6667 | 50.6667 | 14.3333 | 0
|  |  |  | 2001-05-03 | 0503 | 05 | 03 | 51.1667 | 51.1667 | 13.8333 | 0
|  |  |  | 2001-05-04 | 0504 | 05 | 04 | 49.75 | 49.75 | 15.25 | 0
|  |  |  | 2001-05-05 | 0505 | 05 | 05 | 46.3333 | 46.3333 | 18.6667 | 0
|  |  |  | 2001-05-06 | 0506 | 05 | 06 | 54.375 | 54.375 | 10.625 | 0
|  |  |  | 2001-05-07 | 0507 | 05 | 07 | 58.5417 | 58.5417 | 6.4583 | 0
|  |  |  | 2001-05-08 | 0508 | 05 | 08 | 59.9583 | 59.9583 | 5.0417 | 0
|  |  |  | 2001-05-09 | 0509 | 05 | 09 | 58.5833 | 58.5833 | 6.4167 | 0
|  |  |  | 2001-05-10 | 0510 | 05 | 10 | 62.4583 | 62.4583 | 2.5417 | 0
|  |  |  | 2001-05-11 | 0511 | 05 | 11 | 58.9167 | 58.9167 | 6.0833 | 0
|  |  |  | 2001-05-12 | 0512 | 05 | 12 | 61.5417 | 61.5417 | 3.4583 | 0
|  |  |  | 2001-05-13 | 0513 | 05 | 13 | 58.5 | 58.5 | 6.5 | 0
|  |  |  | 2001-05-14 | 0514 | 05 | 14 | 54.0833 | 54.0833 | 10.9167 | 0
|  |  |  | 2001-05-15 | 0515 | 05 | 15 | 49.9583 | 49.9583 | 15.0417 | 0
|  |  |  | 2001-05-16 | 0516 | 05 | 16 | 51.25 | 51.25 | 13.75 | 0
|  |  |  | 2001-05-17 | 0517 | 05 | 17 | 53.0833 | 53.0833 | 11.9167 | 0
|  |  |  | 2001-05-18 | 0518 | 05 | 18 | 52.6667 | 52.6667 | 12.3333 | 0
|  |  |  | 2001-05-19 | 0519 | 05 | 19 | 61.6667 | 61.6667 | 3.3333 | 0
|  |  |  | 2001-05-20 | 0520 | 05 | 20 | 70.1667 | 70.1667 | 0 | 5.1667
|  |  |  | 2001-05-21 | 0521 | 05 | 21 | 68.2917 | 68.2917 | 0 | 3.2917
|  |  |  | 2001-05-22 | 0522 | 05 | 22 | 67.9583 | 67.9583 | 0 | 2.9583
|  |  |  | 2001-05-23 | 0523 | 05 | 23 | 69.5417 | 69.5417 | 0 | 4.5417
|  |  |  | 2001-05-24 | 0524 | 05 | 24 | 65 | 65 | 0 | 0
|  |  |  | 2001-05-25 | 0525 | 05 | 25 | 57.75 | 57.75 | 7.25 | 0
|  |  |  | 2001-05-26 | 0526 | 05 | 26 | 58.5 | 58.5 | 6.5 | 0
|  |  |  | 2001-05-27 | 0527 | 05 | 27 | 56.2917 | 56.2917 | 8.7083 | 0
|  |  |  | 2001-05-28 | 0528 | 05 | 28 | 66.6667 | 66.6667 | 0 | 1.6667
|  |  |  | 2001-05-29 | 0529 | 05 | 29 | 72.75 | 72.75 | 0 | 7.75
|  |  |  | 2001-05-30 | 0530 | 05 | 30 | 70.0833 | 70.0833 | 0 | 5.0833
|  |  |  | 2001-05-31 | 0531 | 05 | 31 | 60.625 | 60.625 | 4.375 | 0
|  |  |  | 2001-06-01 | 0601 | 06 | 01 | 75.6667 | 74.2083 | 0 | 9.2083
|  |  |  | 2001-06-02 | 0602 | 06 | 02 | 66.75 | 74.75 | 0 | 9.75
|  |  |  | 2001-06-03 | 0603 | 06 | 03 | 61.5417 | 73.5 | 0 | 8.5
|  |  |  | 2001-06-04 | 0604 | 06 | 04 | 59.875 | 61.2917 | 3.7083 | 0
|  |  |  | 2001-06-05 | 0605 | 06 | 05 | 67.0833 | 59.3333 | 5.6667 | 0
|  |  |  | 2001-06-06 | 0606 | 06 | 06 | 60.9167 | 55.5 | 9.5 | 0
|  |  |  | 2001-06-07 | 0607 | 06 | 07 | 53.6667 | 55.25 | 9.75 | 0
|  |  |  | 2001-06-08 | 0608 | 06 | 08 | 56.2083 | 67.5833 | 0 | 2.5833
|  |  |  | 2001-06-09 | 0609 | 06 | 09 | 68.5 | 72.125 | 0 | 7.125
|  |  |  | 2001-06-10 | 0610 | 06 | 10 | 66.2917 | 72 | 0 | 7
|  |  |  | 2001-06-11 | 0611 | 06 | 11 | 65.9167 | 79.125 | 0 | 14.125
|  |  |  | 2001-06-12 | 0612 | 06 | 12 | 53.7083 | 63.75 | 1.25 | 0
|  |  |  | 2001-06-13 | 0613 | 06 | 13 | 56.0833 | 58.9167 | 6.0833 | 0
|  |  |  | 2001-06-14 | 0614 | 06 | 14 | 55.9167 | 63.375 | 1.625 | 0
|  |  |  | 2001-06-15 | 0615 | 06 | 15 | 52.75 | 66.3333 | 0 | 1.3333
|  |  |  | 2001-06-16 | 0616 | 06 | 16 | 53.625 | 68 | 0 | 3
|  |  |  | 2001-06-17 | 0617 | 06 | 17 | 65.625 | 69.2917 | 0 | 4.2917
|  |  |  | 2001-06-18 | 0618 | 06 | 18 | 67.375 | 71.1667 | 0 | 6.1667
|  |  |  | 2001-06-19 | 0619 | 06 | 19 | 63.4583 | 76.9167 | 0 | 11.9167
|  |  |  | 2001-06-20 | 0620 | 06 | 20 | 65.5833 | 63.8333 | 1.1667 | 0
|  |  |  | 2001-06-21 | 0621 | 06 | 21 | 72.7917 | 63.5 | 1.5 | 0
|  |  |  | 2001-06-22 | 0622 | 06 | 22 | 70.1667 | 63.5833 | 1.4167 | 0
|  |  |  | 2001-06-23 | 0623 | 06 | 23 | 69.4167 | 69.9167 | 0 | 4.9167
|  |  |  | 2001-06-24 | 0624 | 06 | 24 | 78.25 | 72.7083 | 0 | 7.7083
|  |  |  | 2001-06-25 | 0625 | 06 | 25 | 72.6667 | 71.1667 | 0 | 6.1667
|  |  |  | 2001-06-26 | 0626 | 06 | 26 | 80.8333 | 58 | 7 | 0
|  |  |  | 2001-06-27 | 0627 | 06 | 27 | 80.1667 | 58.875 | 6.125 | 0
|  |  |  | 2001-06-28 | 0628 | 06 | 28 | 75.375 | 64.1667 | 0.83333 | 0
|  |  |  | 2001-06-29 | 0629 | 06 | 29 | 70.2917 | 68.8333 | 0 | 3.8333
|  |  |  | 2001-06-30 | 0630 | 06 | 30 | 72.625 | 67.5 | 0 | 2.5
|  |  |  | 2001-07-01 | 0701 | 07 | 01 | 63.4167 | 66.6667 | 0 | 1.6667
|  |  |  | 2001-07-02 | 0702 | 07 | 02 | 63.625 | 67 | 0 | 2
|  |  |  | 2001-07-03 | 0703 | 07 | 03 | 68.375 | 74.6667 | 0 | 9.6667
|  |  |  | 2001-07-04 | 0704 | 07 | 04 | 74.6667 | 65.2917 | 0 | 0.29167
|  |  |  | 2001-07-05 | 0705 | 07 | 05 | 70.9167 | 73.125 | 0 | 8.125
|  |  |  | 2001-07-06 | 0706 | 07 | 06 | 78.8333 | 79.0417 | 0 | 14.0417
|  |  |  | 2001-07-07 | 0707 | 07 | 07 | 84.0417 | 76.5417 | 0 | 11.5417
|  |  |  | 2001-07-08 | 0708 | 07 | 08 | 86.2917 | 78.25 | 0 | 13.25
|  |  |  | 2001-07-09 | 0709 | 07 | 09 | 87.5417 | 76.0833 | 0 | 11.0833
|  |  |  | 2001-07-10 | 0710 | 07 | 10 | 81.7917 | 73.25 | 0 | 8.25
|  |  |  | 2001-07-11 | 0711 | 07 | 11 | 83.0833 | 77.7083 | 0 | 12.7083
|  |  |  | 2001-07-12 | 0712 | 07 | 12 | 77.8333 | 76.625 | 0 | 11.625
|  |  |  | 2001-07-13 | 0713 | 07 | 13 | 74.3333 | 70.2083 | 0 | 5.2083
|  |  |  | 2001-07-14 | 0714 | 07 | 14 | 72.5 | 68.0417 | 0 | 3.0417
|  |  |  | 2001-07-15 | 0715 | 07 | 15 | 74.7083 | 70.2083 | 0 | 5.2083
|  |  |  | 2001-07-16 | 0716 | 07 | 16 | 76.2917 | 74.4167 | 0 | 9.4167
|  |  |  | 2001-07-17 | 0717 | 07 | 17 | 74.7917 | 75.6667 | 0 | 10.6667
|  |  |  | 2001-07-18 | 0718 | 07 | 18 | 73.9167 | 73.3333 | 0 | 8.3333
|  |  |  | 2001-07-19 | 0719 | 07 | 19 | 71.0417 | 80.125 | 0 | 15.125
|  |  |  | 2001-07-20 | 0720 | 07 | 20 | 72.1667 | 82.0833 | 0 | 17.0833
|  |  |  | 2001-07-21 | 0721 | 07 | 21 | 78.75 | 73.375 | 0 | 8.375
|  |  |  | 2001-07-22 | 0722 | 07 | 22 | 72.5417 | 67.4583 | 0 | 2.4583
|  |  |  | 2001-07-23 | 0723 | 07 | 23 | 70.375 | 68.2917 | 0 | 3.2917
|  |  |  | 2001-07-24 | 0724 | 07 | 24 | 67.9583 | 77.8333 | 0 | 12.8333
|  |  |  | 2001-07-25 | 0725 | 07 | 25 | 70 | 68.375 | 0 | 3.375
|  |  |  | 2001-07-26 | 0726 | 07 | 26 | 72.9583 | 70.4583 | 0 | 5.4583
|  |  |  | 2001-07-27 | 0727 | 07 | 27 | 77.4583 | 76.7083 | 0 | 11.7083
|  |  |  | 2001-07-28 | 0728 | 07 | 28 | 68.5417 | 75.625 | 0 | 10.625
|  |  |  | 2001-07-29 | 0729 | 07 | 29 | 65.2083 | 68.5 | 0 | 3.5
|  |  |  | 2001-07-30 | 0730 | 07 | 30 | 68 | 66.0417 | 0 | 1.0417
|  |  |  | 2001-07-31 | 0731 | 07 | 31 | 74.4167 | 63.375 | 1.625 | 0
|  |  |  | 2001-08-01 | 0801 | 08 | 01 | 66.25 | 71.5417 | 0 | 6.5417
|  |  |  | 2001-08-02 | 0802 | 08 | 02 | 69.5833 | 69.3333 | 0 | 4.3333
|  |  |  | 2001-08-03 | 0803 | 08 | 03 | 74.1667 | 73.3333 | 0 | 8.3333
|  |  |  | 2001-08-04 | 0804 | 08 | 04 | 78.625 | 71.7917 | 0 | 6.7917
|  |  |  | 2001-08-05 | 0805 | 08 | 05 | 79.875 | 64.0833 | 0.91667 | 0
|  |  |  | 2001-08-06 | 0806 | 08 | 06 | 77.2083 | 68.625 | 0 | 3.625
|  |  |  | 2001-08-07 | 0807 | 08 | 07 | 75.625 | 70.5833 | 0 | 5.5833
|  |  |  | 2001-08-08 | 0808 | 08 | 08 | 68.125 | 76.5 | 0 | 11.5
|  |  |  | 2001-08-09 | 0809 | 08 | 09 | 66.625 | 73.2083 | 0 | 8.2083
|  |  |  | 2001-08-10 | 0810 | 08 | 10 | 68.9583 | 66.875 | 0 | 1.875
|  |  |  | 2001-08-11 | 0811 | 08 | 11 | 63.2917 | 64.6667 | 0.33333 | 0
|  |  |  | 2001-08-12 | 0812 | 08 | 12 | 67.75 | 69.6667 | 0 | 4.6667
|  |  |  | 2001-08-13 | 0813 | 08 | 13 | 71.3333 | 76.2083 | 0 | 11.2083
|  |  |  | 2001-08-14 | 0814 | 08 | 14 | 77.0833 | 62.9583 | 2.0417 | 0
|  |  |  | 2001-08-15 | 0815 | 08 | 15 | 75.3333 | 62.25 | 2.75 | 0
|  |  |  | 2001-08-16 | 0816 | 08 | 16 | 77 | 64.4167 | 0.58333 | 0
|  |  |  | 2001-08-17 | 0817 | 08 | 17 | 71.2917 | 66.6667 | 0 | 1.6667
|  |  |  | 2001-08-18 | 0818 | 08 | 18 | 66.625 | 69.4167 | 0 | 4.4167
|  |  |  | 2001-08-19 | 0819 | 08 | 19 | 67.1667 | 71.7083 | 0 | 6.7083
|  |  |  | 2001-08-20 | 0820 | 08 | 20 | 74.2083 | 66.4583 | 0 | 1.4583
|  |  |  | 2001-08-21 | 0821 | 08 | 21 | 77.5417 | 71.5417 | 0 | 6.5417
|  |  |  | 2001-08-22 | 0822 | 08 | 22 | 74.875 | 74.2083 | 0 | 9.2083
|  |  |  | 2001-08-23 | 0823 | 08 | 23 | 73.8333 | 75.0417 | 0 | 10.0417
|  |  |  | 2001-08-24 | 0824 | 08 | 24 | 69.6667 | 74.1667 | 0 | 9.1667
|  |  |  | 2001-08-25 | 0825 | 08 | 25 | 63.2083 | 73.4583 | 0 | 8.4583
|  |  |  | 2001-08-26 | 0826 | 08 | 26 | 65.625 | 75.875 | 0 | 10.875
|  |  |  | 2001-08-27 | 0827 | 08 | 27 | 63.125 | 69.0833 | 0 | 4.0833
|  |  |  | 2001-08-28 | 0828 | 08 | 28 | 66.9583 | 78.1667 | 0 | 13.1667
|  |  |  | 2001-08-29 | 0829 | 08 | 29 | 66.3333 | 76.2917 | 0 | 11.2917
|  |  |  | 2001-08-30 | 0830 | 08 | 30 | 74.9167 | 71 | 0 | 6
|  |  |  | 2001-08-31 | 0831 | 08 | 31 | 69.625 | 70.75 | 0 | 5.75
|  |  |  | 2001-09-01 | 0901 | 09 | 01 | 69.0417 | 69.5833 | 0 | 4.5833
|  |  |  | 2001-09-02 | 0902 | 09 | 02 | 61.5417 | 61.5417 | 3.4583 | 0
|  |  |  | 2001-09-03 | 0903 | 09 | 03 | 60.125 | 60.125 | 4.875 | 0
|  |  |  | 2001-09-04 | 0904 | 09 | 04 | 64.625 | 64.625 | 0.375 | 0
|  |  |  | 2001-09-05 | 0905 | 09 | 05 | 67.1667 | 67.1667 | 0 | 2.1667
|  |  |  | 2001-09-06 | 0906 | 09 | 06 | 62.125 | 62.125 | 2.875 | 0
|  |  |  | 2001-09-07 | 0907 | 09 | 07 | 64.3333 | 64.3333 | 0.66667 | 0
|  |  |  | 2001-09-08 | 0908 | 09 | 08 | 63.5 | 63.5 | 1.5 | 0
|  |  |  | 2001-09-09 | 0909 | 09 | 09 | 61.9167 | 61.9167 | 3.0833 | 0
|  |  |  | 2001-09-10 | 0910 | 09 | 10 | 66.125 | 66.125 | 0 | 1.125
|  |  |  | 2001-09-11 | 0911 | 09 | 11 | 64.0417 | 64.0417 | 0.95833 | 0
|  |  |  | 2001-09-12 | 0912 | 09 | 12 | 63.9167 | 63.9167 | 1.0833 | 0
|  |  |  | 2001-09-13 | 0913 | 09 | 13 | 70.2083 | 70.2083 | 0 | 5.2083
|  |  |  | 2001-09-14 | 0914 | 09 | 14 | 74.5833 | 74.5833 | 0 | 9.5833
|  |  |  | 2001-09-15 | 0915 | 09 | 15 | 71.8333 | 71.8333 | 0 | 6.8333
|  |  |  | 2001-09-16 | 0916 | 09 | 16 | 65.875 | 65.875 | 0 | 0.875
|  |  |  | 2001-09-17 | 0917 | 09 | 17 | 64.7917 | 64.7917 | 0.20833 | 0
|  |  |  | 2001-09-18 | 0918 | 09 | 18 | 70.6667 | 70.6667 | 0 | 5.6667
|  |  |  | 2001-09-19 | 0919 | 09 | 19 | 70.875 | 70.875 | 0 | 5.875
|  |  |  | 2001-09-20 | 0920 | 09 | 20 | 71.8333 | 71.8333 | 0 | 6.8333
|  |  |  | 2001-09-21 | 0921 | 09 | 21 | 67.875 | 67.875 | 0 | 2.875
|  |  |  | 2001-09-22 | 0922 | 09 | 22 | 60 | 60 | 5 | 0
|  |  |  | 2001-09-23 | 0923 | 09 | 23 | 60.8333 | 60.8333 | 4.1667 | 0
|  |  |  | 2001-09-24 | 0924 | 09 | 24 | 59.625 | 59.625 | 5.375 | 0
|  |  |  | 2001-09-25 | 0925 | 09 | 25 | 57.75 | 57.75 | 7.25 | 0
|  |  |  | 2001-09-26 | 0926 | 09 | 26 | 60.2917 | 60.2917 | 4.7083 | 0
|  |  |  | 2001-09-27 | 0927 | 09 | 27 | 67.375 | 67.375 | 0 | 2.375
|  |  |  | 2001-09-28 | 0928 | 09 | 28 | 58.375 | 58.375 | 6.625 | 0
|  |  |  | 2001-09-29 | 0929 | 09 | 29 | 56.0417 | 56.0417 | 8.9583 | 0
|  |  |  | 2001-09-30 | 0930 | 09 | 30 | 60.5 | 59.9583 | 5.0417 | 0
|  |  |  | 2001-10-01 | 1001 | 10 | 01 | 73.6667 | 59.6667 | 5.3333 | 0
|  |  |  | 2001-10-02 | 1002 | 10 | 02 | 60.5 | 59.8333 | 5.1667 | 0
|  |  |  | 2001-10-03 | 1003 | 10 | 03 | 57.5417 | 63.1667 | 1.8333 | 0
|  |  |  | 2001-10-04 | 1004 | 10 | 04 | 64.4583 | 50.2917 | 14.7083 | 0
|  |  |  | 2001-10-05 | 1005 | 10 | 05 | 55.9583 | 56.25 | 8.75 | 0
|  |  |  | 2001-10-06 | 1006 | 10 | 06 | 50.9167 | 60.0833 | 4.9167 | 0
|  |  |  | 2001-10-07 | 1007 | 10 | 07 | 46.875 | 62.6667 | 2.3333 | 0
|  |  |  | 2001-10-08 | 1008 | 10 | 08 | 57.0417 | 57.4583 | 7.5417 | 0
|  |  |  | 2001-10-09 | 1009 | 10 | 09 | 62.7917 | 52.2083 | 12.7917 | 0
|  |  |  | 2001-10-10 | 1010 | 10 | 10 | 44.125 | 59.9167 | 5.0833 | 0
|  |  |  | 2001-10-11 | 1011 | 10 | 11 | 47.5417 | 48.3333 | 16.6667 | 0
|  |  |  | 2001-10-12 | 1012 | 10 | 12 | 50.5 | 46.125 | 18.875 | 0
|  |  |  | 2001-10-13 | 1013 | 10 | 13 | 59.9167 | 47.8333 | 17.1667 | 0
|  |  |  | 2001-10-14 | 1014 | 10 | 14 | 64.3333 | 49.0417 | 15.9583 | 0
|  |  |  | 2001-10-15 | 1015 | 10 | 15 | 53.8333 | 51.75 | 13.25 | 0
|  |  |  | 2001-10-16 | 1016 | 10 | 16 | 51.25 | 53.625 | 11.375 | 0
|  |  |  | 2001-10-17 | 1017 | 10 | 17 | 46.3333 | 55.1667 | 9.8333 | 0
|  |  |  | 2001-10-18 | 1018 | 10 | 18 | 44.875 | 61.1667 | 3.8333 | 0
|  |  |  | 2001-10-19 | 1019 | 10 | 19 | 49.125 | 56.25 | 8.75 | 0
|  |  |  | 2001-10-20 | 1020 | 10 | 20 | 50.5417 | 54.2083 | 10.7917 | 0
|  |  |  | 2001-10-21 | 1021 | 10 | 21 | 56.9583 | 57.625 | 7.375 | 0
|  |  |  | 2001-10-22 | 1022 | 10 | 22 | 59.0417 | 49.25 | 15.75 | 0
|  |  |  | 2001-10-23 | 1023 | 10 | 23 | 61.2917 | 52.125 | 12.875 | 0
|  |  |  | 2001-10-24 | 1024 | 10 | 24 | 49.5 | 56.75 | 8.25 | 0
|  |  |  | 2001-10-25 | 1025 | 10 | 25 | 48.2917 | 55.7917 | 9.2083 | 0
|  |  |  | 2001-10-26 | 1026 | 10 | 26 | 49.0417 | 46.5 | 18.5 | 0
|  |  |  | 2001-10-27 | 1027 | 10 | 27 | 50.1667 | 50.1667 | 14.8333 | 0
|  |  |  | 2001-10-28 | 1028 | 10 | 28 | 56.25 | 57.25 | 7.75 | 0
|  |  |  | 2001-10-29 | 1029 | 10 | 29 | 57.875 | 48.0417 | 16.9583 | 0
|  |  |  | 2001-10-30 | 1030 | 10 | 30 | 54.5417 | 47.4167 | 17.5833 | 0
|  |  |  | 2001-10-31 | 1031 | 10 | 31 | 40.2083 | 51.25 | 13.75 | 0
|  |  |  | 2001-11-01 | 1101 | 11 | 01 | 46.5 | 52.625 | 12.375 | 0
|  |  |  | 2001-11-02 | 1102 | 11 | 02 | 52.6667 | 52.125 | 12.875 | 0
|  |  |  | 2001-11-03 | 1103 | 11 | 03 | 50.2083 | 42.0417 | 22.9583 | 0
|  |  |  | 2001-11-04 | 1104 | 11 | 04 | 46.4167 | 47.25 | 17.75 | 0
|  |  |  | 2001-11-05 | 1105 | 11 | 05 | 47.375 | 37.1667 | 27.8333 | 0
|  |  |  | 2001-11-06 | 1106 | 11 | 06 | 53.25 | 43.6667 | 21.3333 | 0
|  |  |  | 2001-11-07 | 1107 | 11 | 07 | 53.3333 | 46.7917 | 18.2083 | 0
|  |  |  | 2001-11-08 | 1108 | 11 | 08 | 45.8333 | 50.8333 | 14.1667 | 0
|  |  |  | 2001-11-09 | 1109 | 11 | 09 | 51.6667 | 59.7083 | 5.2917 | 0
|  |  |  | 2001-11-10 | 1110 | 11 | 10 | 51.0833 | 42.75 | 22.25 | 0
|  |  |  | 2001-11-11 | 1111 | 11 | 11 | 50.8333 | 35.3333 | 29.6667 | 0
|  |  |  | 2001-11-12 | 1112 | 11 | 12 | 44.1667 | 39.625 | 25.375 | 0
|  |  |  | 2001-11-13 | 1113 | 11 | 13 | 37.9583 | 33.4583 | 31.5417 | 0
|  |  |  | 2001-11-14 | 1114 | 11 | 14 | 54.9167 | 27 | 38 | 0
|  |  |  | 2001-11-15 | 1115 | 11 | 15 | 51.3333 | 36.0833 | 28.9167 | 0
|  |  |  | 2001-11-16 | 1116 | 11 | 16 | 42.875 | 43.0417 | 21.9583 | 0
|  |  |  | 2001-11-17 | 1117 | 11 | 17 | 43.625 | 45.9583 | 19.0417 | 0
|  |  |  | 2001-11-18 | 1118 | 11 | 18 | 58.625 | 45.4167 | 19.5833 | 0
|  |  |  | 2001-11-19 | 1119 | 11 | 19 | 46.7917 | 29.7083 | 35.2917 | 0
|  |  |  | 2001-11-20 | 1120 | 11 | 20 | 39.4167 | 30.7917 | 34.2083 | 0
|  |  |  | 2001-11-21 | 1121 | 11 | 21 | 29.9583 | 41.4583 | 23.5417 | 0
|  |  |  | 2001-11-22 | 1122 | 11 | 22 | 30.0833 | 35.7083 | 29.2917 | 0
|  |  |  | 2001-11-23 | 1123 | 11 | 23 | 33.0833 | 39.625 | 25.375 | 0
|  |  |  | 2001-11-24 | 1124 | 11 | 24 | 41.7083 | 49.75 | 15.25 | 0
|  |  |  | 2001-11-25 | 1125 | 11 | 25 | 34.75 | 42.875 | 22.125 | 0
|  |  |  | 2001-11-26 | 1126 | 11 | 26 | 23.625 | 46.3333 | 18.6667 | 0
|  |  |  | 2001-11-27 | 1127 | 11 | 27 | 24.5417 | 47.6667 | 17.3333 | 0
|  |  |  | 2001-11-28 | 1128 | 11 | 28 | 31.5 | 42.4583 | 22.5417 | 0
|  |  |  | 2001-11-29 | 1129 | 11 | 29 | 37.4167 | 45.2083 | 19.7917 | 0
|  |  |  | 2001-11-30 | 1130 | 11 | 30 | 42.7917 | 34.4167 | 30.5833 | 0
|  |  |  | 2001-12-01 | 1201 | 12 | 01 | 43.0417 | 47.0417 | 17.9583 | 0
|  |  |  | 2001-12-02 | 1202 | 12 | 02 | 26.5833 | 36.25 | 28.75 | 0
|  |  |  | 2001-12-03 | 1203 | 12 | 03 | 22.4167 | 35.875 | 29.125 | 0
|  |  |  | 2001-12-04 | 1204 | 12 | 04 | 27.375 | 29.6667 | 35.3333 | 0
|  |  |  | 2001-12-05 | 1205 | 12 | 05 | 26.4167 | 35.2083 | 29.7917 | 0
|  |  |  | 2001-12-06 | 1206 | 12 | 06 | 28.6667 | 51.2917 | 13.7083 | 0
|  |  |  | 2001-12-07 | 1207 | 12 | 07 | 27.4583 | 32.0417 | 32.9583 | 0
|  |  |  | 2001-12-08 | 1208 | 12 | 08 | 30.1667 | 29.25 | 35.75 | 0
|  |  |  | 2001-12-09 | 1209 | 12 | 09 | 29.6667 | 42.875 | 22.125 | 0
|  |  |  | 2001-12-10 | 1210 | 12 | 10 | 36.0833 | 47.8333 | 17.1667 | 0
|  |  |  | 2001-12-11 | 1211 | 12 | 11 | 43.5417 | 42.2083 | 22.7917 | 0
|  |  |  | 2001-12-12 | 1212 | 12 | 12 | 37.3333 | 33.9583 | 31.0417 | 0
|  |  |  | 2001-12-13 | 1213 | 12 | 13 | 27.5833 | 37.75 | 27.25 | 0
|  |  |  | 2001-12-14 | 1214 | 12 | 14 | 26.2083 | 48.625 | 16.375 | 0
|  |  |  | 2001-12-15 | 1215 | 12 | 15 | 34.125 | 55.875 | 9.125 | 0
|  |  |  | 2001-12-16 | 1216 | 12 | 16 | 33.875 | 40.1667 | 24.8333 | 0
|  |  |  | 2001-12-17 | 1217 | 12 | 17 | 45.75 | 31.9583 | 33.0417 | 0
|  |  |  | 2001-12-18 | 1218 | 12 | 18 | 36.3333 | 31.6667 | 33.3333 | 0
|  |  |  | 2001-12-19 | 1219 | 12 | 19 | 34.25 | 17.5 | 47.5 | 0
|  |  |  | 2001-12-20 | 1220 | 12 | 20 | 32.9583 | 18.5 | 46.5 | 0
|  |  |  | 2001-12-21 | 1221 | 12 | 21 | 30 | 24.375 | 40.625 | 0
|  |  |  | 2001-12-22 | 1222 | 12 | 22 | 41.4583 | 30.4167 | 34.5833 | 0
|  |  |  | 2001-12-23 | 1223 | 12 | 23 | 45.3333 | 24.0833 | 40.9167 | 0
|  |  |  | 2001-12-24 | 1224 | 12 | 24 | 52.2083 | 8.9167 | 56.0833 | 0
|  |  |  | 2001-12-25 | 1225 | 12 | 25 | 45.7083 | 16.0833 | 48.9167 | 0
|  |  |  | 2001-12-26 | 1226 | 12 | 26 | 36.4167 | 39.375 | 25.625 | 0
|  |  |  | 2001-12-27 | 1227 | 12 | 27 | 39.2917 | 39.625 | 25.375 | 0
|  |  |  | 2001-12-28 | 1228 | 12 | 28 | 40.9167 | 30.375 | 34.625 | 0
|  |  |  | 2001-12-29 | 1229 | 12 | 29 | 45.5 | 27.5833 | 37.4167 | 0
|  |  |  | 2001-12-30 | 1230 | 12 | 30 | 45.5 | 32.2917 | 32.7083 | 0
|  |  |  | 2001-12-31 | 1231 | 12 | 31 | 40.75 | 41.4583 | 23.5417 | 0

## Caribou, ME (hidden)
Typical Year Data | [7 empty] | Daily Temp TMY3 | Daily Temp TMY2
Month | Average | HDD | CDD | 2001-01-01 | 0101 | 01 | 01 | 19.25 | 5.5833
1 |  | 1695.0417 | 0 | 2001-01-02 | 0102 | 01 | 02 | 10.0833 | 18.5833
2 |  | 1443.6667 | 0 | 2001-01-03 | 0103 | 01 | 03 | 2.5 | 19.9167
3 |  | 1255.25 | 0 | 2001-01-04 | 0104 | 01 | 04 | 1.375 | 18.4583
4 |  | 866.5 | 0 | 2001-01-05 | 0105 | 01 | 05 | 1.5833 | 15.7083
5 |  | 404.75 | 0 | 2001-01-06 | 0106 | 01 | 06 | 7.2917 | 19.4583
6 |  | 150.9167 | 0 | 2001-01-07 | 0107 | 01 | 07 | -2.7083 | 24.6667
7 |  | 47.3333 | 9.9583 | 2001-01-08 | 0108 | 01 | 08 | 0.91667 | 21.1667
8 |  | 118.4167 | 1.2917 | 2001-01-09 | 0109 | 01 | 09 | 15.9167 | 11.2917
9 |  | 309.7083 | 0 | 2001-01-10 | 0110 | 01 | 10 | 23.2083 | 3.875
10 |  | 655.75 | 0 | 2001-01-11 | 0111 | 01 | 11 | 7.25 | 20.25
11 |  | 1003.7917 | 0 | 2001-01-12 | 0112 | 01 | 12 | 28.0833 | 20.5417
12 |  | 1479.75 | 0 | 2001-01-13 | 0113 | 01 | 13 | 20.4167 | 20.2083
|  |  |  | 2001-01-14 | 0114 | 01 | 14 | -8.3333 | 19.7083
| Slope | 8.6798 | 7411.7946 | 2001-01-15 | 0115 | 01 | 15 | -12.4167 | 24.2083
| Intercept | 1153.5161 | 79343.1093 | 2001-01-16 | 0116 | 01 | 16 | 2.2917 | 8.7917
|  |  |  | 2001-01-17 | 0117 | 01 | 17 | 16.2917 | -1.4167
|  |  |  | 2001-01-18 | 0118 | 01 | 18 | 35.125 | 0.29167
|  |  |  | 2001-01-19 | 0119 | 01 | 19 | 33.375 | 8.5
|  |  |  | 2001-01-20 | 0120 | 01 | 20 | 37.5 | -1.875
|  |  |  | 2001-01-21 | 0121 | 01 | 21 | 28.7917 | -0.16667
|  |  |  | 2001-01-22 | 0122 | 01 | 22 | 21.1667 | 11.9583
|  |  |  | 2001-01-23 | 0123 | 01 | 23 | 9 | 21.5833
|  |  |  | 2001-01-24 | 0124 | 01 | 24 | -7.5417 | 2.2083
|  |  |  | 2001-01-25 | 0125 | 01 | 25 | -3.875 | -8.125
|  |  |  | 2001-01-26 | 0126 | 01 | 26 | 33.375 | -8.3333
|  |  |  | 2001-01-27 | 0127 | 01 | 27 | 47.5833 | -3.7083
|  |  |  | 2001-01-28 | 0128 | 01 | 28 | 15 | 2
|  |  |  | 2001-01-29 | 0129 | 01 | 29 | 0.91667 | 8
|  |  |  | 2001-01-30 | 0130 | 01 | 30 | 3.5833 | 4.3333
|  |  |  | 2001-01-31 | 0131 | 01 | 31 | 4.875 | 12.2917
|  |  |  | 2001-02-01 | 0201 | 02 | 01 | 41.7917 | 27.8333
|  |  |  | 2001-02-02 | 0202 | 02 | 02 | 19.0417 | 34.625
|  |  |  | 2001-02-03 | 0203 | 02 | 03 | -1.875 | 44.2917
|  |  |  | 2001-02-04 | 0204 | 02 | 04 | 6.6667 | 14.875
|  |  |  | 2001-02-05 | 0205 | 02 | 05 | 0.75 | 0.16667
|  |  |  | 2001-02-06 | 0206 | 02 | 06 | -2.5833 | 17.2083
|  |  |  | 2001-02-07 | 0207 | 02 | 07 | -1.9583 | 20.4583
|  |  |  | 2001-02-08 | 0208 | 02 | 08 | 9.6667 | 25
|  |  |  | 2001-02-09 | 0209 | 02 | 09 | 6 | 15.25
|  |  |  | 2001-02-10 | 0210 | 02 | 10 | 13.5 | 28.75
|  |  |  | 2001-02-11 | 0211 | 02 | 11 | 2.25 | 35.25
|  |  |  | 2001-02-12 | 0212 | 02 | 12 | 1.5417 | 16.5
|  |  |  | 2001-02-13 | 0213 | 02 | 13 | 17.0833 | 0.29167
|  |  |  | 2001-02-14 | 0214 | 02 | 14 | 14.3333 | -7.7917
|  |  |  | 2001-02-15 | 0215 | 02 | 15 | 24.9167 | 1.75
|  |  |  | 2001-02-16 | 0216 | 02 | 16 | 19.4583 | 10.5833
|  |  |  | 2001-02-17 | 0217 | 02 | 17 | 12.625 | 9.125
|  |  |  | 2001-02-18 | 0218 | 02 | 18 | 22.375 | 24.625
|  |  |  | 2001-02-19 | 0219 | 02 | 19 | 21.875 | 19.7917
|  |  |  | 2001-02-20 | 0220 | 02 | 20 | 31.125 | 4.125
|  |  |  | 2001-02-21 | 0221 | 02 | 21 | 14.125 | 3.0833
|  |  |  | 2001-02-22 | 0222 | 02 | 22 | 11.4583 | 15.6667
|  |  |  | 2001-02-23 | 0223 | 02 | 23 | 30.4167 | 6.125
|  |  |  | 2001-02-24 | 0224 | 02 | 24 | 16.5833 | -1.5417
|  |  |  | 2001-02-25 | 0225 | 02 | 25 | 10.2083 | 7.4583
|  |  |  | 2001-02-26 | 0226 | 02 | 26 | 15.5417 | -5.0833
|  |  |  | 2001-02-27 | 0227 | 02 | 27 | 14.75 | -2.1667
|  |  |  | 2001-02-28 | 0228 | 02 | 28 | 15.8333 | 10.0833
|  |  |  | 2001-03-01 | 0301 | 03 | 01 | 27.25 | 29.9583
|  |  |  | 2001-03-02 | 0302 | 03 | 02 | 34.4167 | 35.25
|  |  |  | 2001-03-03 | 0303 | 03 | 03 | 13.0417 | 38.7083
|  |  |  | 2001-03-04 | 0304 | 03 | 04 | 10.4167 | 36.2917
|  |  |  | 2001-03-05 | 0305 | 03 | 05 | 22.5 | 38.7083
|  |  |  | 2001-03-06 | 0306 | 03 | 06 | 20.4167 | 28.6667
|  |  |  | 2001-03-07 | 0307 | 03 | 07 | 11.625 | 30.2917
|  |  |  | 2001-03-08 | 0308 | 03 | 08 | 3.1667 | 22.0417
|  |  |  | 2001-03-09 | 0309 | 03 | 09 | 3.4583 | 14.5
|  |  |  | 2001-03-10 | 0310 | 03 | 10 | 15.9583 | 14.5833
|  |  |  | 2001-03-11 | 0311 | 03 | 11 | 24.75 | 11.6667
|  |  |  | 2001-03-12 | 0312 | 03 | 12 | 13.6667 | 14.2917
|  |  |  | 2001-03-13 | 0313 | 03 | 13 | 6.1667 | 17.3333
|  |  |  | 2001-03-14 | 0314 | 03 | 14 | 14.7083 | 14.9167
|  |  |  | 2001-03-15 | 0315 | 03 | 15 | 23.7083 | 33.4167
|  |  |  | 2001-03-16 | 0316 | 03 | 16 | 10.2917 | 15.7083
|  |  |  | 2001-03-17 | 0317 | 03 | 17 | 13.5833 | 13.2083
|  |  |  | 2001-03-18 | 0318 | 03 | 18 | 16.5833 | 19.0833
|  |  |  | 2001-03-19 | 0319 | 03 | 19 | 19.0417 | 25.9583
|  |  |  | 2001-03-20 | 0320 | 03 | 20 | 22.9583 | 27.2917
|  |  |  | 2001-03-21 | 0321 | 03 | 21 | 20.0833 | 25.9583
|  |  |  | 2001-03-22 | 0322 | 03 | 22 | 15.1667 | 28.0833
|  |  |  | 2001-03-23 | 0323 | 03 | 23 | 13.4167 | 23.75
|  |  |  | 2001-03-24 | 0324 | 03 | 24 | 17.8333 | 24.375
|  |  |  | 2001-03-25 | 0325 | 03 | 25 | 21.7083 | 34.0417
|  |  |  | 2001-03-26 | 0326 | 03 | 26 | 33.125 | 25.9583
|  |  |  | 2001-03-27 | 0327 | 03 | 27 | 32.4167 | 20.75
|  |  |  | 2001-03-28 | 0328 | 03 | 28 | 34.875 | 24.0833
|  |  |  | 2001-03-29 | 0329 | 03 | 29 | 37.6667 | 26.8333
|  |  |  | 2001-03-30 | 0330 | 03 | 30 | 34 | 27.125
|  |  |  | 2001-03-31 | 0331 | 03 | 31 | 29.5417 | 16.9167
|  |  |  | 2001-04-01 | 0401 | 04 | 01 | 24.4583 | 21.125
|  |  |  | 2001-04-02 | 0402 | 04 | 02 | 18.625 | 27.4583
|  |  |  | 2001-04-03 | 0403 | 04 | 03 | 34.4167 | 17.5833
|  |  |  | 2001-04-04 | 0404 | 04 | 04 | 36.5417 | 30.375
|  |  |  | 2001-04-05 | 0405 | 04 | 05 | 39.375 | 35
|  |  |  | 2001-04-06 | 0406 | 04 | 06 | 34.4583 | 30.2083
|  |  |  | 2001-04-07 | 0407 | 04 | 07 | 29.4583 | 32.9583
|  |  |  | 2001-04-08 | 0408 | 04 | 08 | 29 | 30.875
|  |  |  | 2001-04-09 | 0409 | 04 | 09 | 34.8333 | 35.5417
|  |  |  | 2001-04-10 | 0410 | 04 | 10 | 39.9583 | 42.2083
|  |  |  | 2001-04-11 | 0411 | 04 | 11 | 35.7083 | 36.5833
|  |  |  | 2001-04-12 | 0412 | 04 | 12 | 41.8333 | 29.7917
|  |  |  | 2001-04-13 | 0413 | 04 | 13 | 44.5417 | 40.5
|  |  |  | 2001-04-14 | 0414 | 04 | 14 | 45.7917 | 45.0417
|  |  |  | 2001-04-15 | 0415 | 04 | 15 | 50.9583 | 46.0833
|  |  |  | 2001-04-16 | 0416 | 04 | 16 | 50.0417 | 49.7083
|  |  |  | 2001-04-17 | 0417 | 04 | 17 | 41.5833 | 49.7083
|  |  |  | 2001-04-18 | 0418 | 04 | 18 | 35.75 | 35.9167
|  |  |  | 2001-04-19 | 0419 | 04 | 19 | 35.375 | 32.5417
|  |  |  | 2001-04-20 | 0420 | 04 | 20 | 35.9167 | 30.9583
|  |  |  | 2001-04-21 | 0421 | 04 | 21 | 34.6667 | 35.625
|  |  |  | 2001-04-22 | 0422 | 04 | 22 | 28.9167 | 40.4583
|  |  |  | 2001-04-23 | 0423 | 04 | 23 | 30 | 36.25
|  |  |  | 2001-04-24 | 0424 | 04 | 24 | 34.2917 | 35.75
|  |  |  | 2001-04-25 | 0425 | 04 | 25 | 37.25 | 37.2083
|  |  |  | 2001-04-26 | 0426 | 04 | 26 | 39.4167 | 39.7917
|  |  |  | 2001-04-27 | 0427 | 04 | 27 | 46.5 | 40.875
|  |  |  | 2001-04-28 | 0428 | 04 | 28 | 36.0417 | 35.8333
|  |  |  | 2001-04-29 | 0429 | 04 | 29 | 41.5 | 39.1667
|  |  |  | 2001-04-30 | 0430 | 04 | 30 | 42.75 | 42.375
|  |  |  | 2001-05-01 | 0501 | 05 | 01 | 49.7917 | 47.9167
|  |  |  | 2001-05-02 | 0502 | 05 | 02 | 49.9167 | 53.0833
|  |  |  | 2001-05-03 | 0503 | 05 | 03 | 50.7083 | 58
|  |  |  | 2001-05-04 | 0504 | 05 | 04 | 51.625 | 56.0833
|  |  |  | 2001-05-05 | 0505 | 05 | 05 | 42.7917 | 53.2917
|  |  |  | 2001-05-06 | 0506 | 05 | 06 | 39.0417 | 57.5833
|  |  |  | 2001-05-07 | 0507 | 05 | 07 | 47.875 | 65.5
|  |  |  | 2001-05-08 | 0508 | 05 | 08 | 51.6667 | 49.2917
|  |  |  | 2001-05-09 | 0509 | 05 | 09 | 49.4167 | 40.2083
|  |  |  | 2001-05-10 | 0510 | 05 | 10 | 47.75 | 47.125
|  |  |  | 2001-05-11 | 0511 | 05 | 11 | 45.1667 | 46.375
|  |  |  | 2001-05-12 | 0512 | 05 | 12 | 33.2917 | 51.875
|  |  |  | 2001-05-13 | 0513 | 05 | 13 | 37.75 | 58.25
|  |  |  | 2001-05-14 | 0514 | 05 | 14 | 43.9583 | 48.4167
|  |  |  | 2001-05-15 | 0515 | 05 | 15 | 46.4583 | 50.375
|  |  |  | 2001-05-16 | 0516 | 05 | 16 | 53.625 | 50.4167
|  |  |  | 2001-05-17 | 0517 | 05 | 17 | 56.1667 | 57.7083
|  |  |  | 2001-05-18 | 0518 | 05 | 18 | 59.0833 | 54.375
|  |  |  | 2001-05-19 | 0519 | 05 | 19 | 50.875 | 51.375
|  |  |  | 2001-05-20 | 0520 | 05 | 20 | 50.7917 | 44.9583
|  |  |  | 2001-05-21 | 0521 | 05 | 21 | 55.7083 | 43.2083
|  |  |  | 2001-05-22 | 0522 | 05 | 22 | 58.7917 | 49.4167
|  |  |  | 2001-05-23 | 0523 | 05 | 23 | 54.5 | 54.0833
|  |  |  | 2001-05-24 | 0524 | 05 | 24 | 44.25 | 67.7917
|  |  |  | 2001-05-25 | 0525 | 05 | 25 | 40.0833 | 59.6667
|  |  |  | 2001-05-26 | 0526 | 05 | 26 | 46.5833 | 47.8333
|  |  |  | 2001-05-27 | 0527 | 05 | 27 | 50.8333 | 56.0417
|  |  |  | 2001-05-28 | 0528 | 05 | 28 | 51.75 | 46.4167
|  |  |  | 2001-05-29 | 0529 | 05 | 29 | 51.2083 | 43.9583
|  |  |  | 2001-05-30 | 0530 | 05 | 30 | 48.4167 | 49.5
|  |  |  | 2001-05-31 | 0531 | 05 | 31 | 57.7083 | 53.4167
|  |  |  | 2001-06-01 | 0601 | 06 | 01 | 54.375 | 66.5833
|  |  |  | 2001-06-02 | 0602 | 06 | 02 | 53.7917 | 66.2083
|  |  |  | 2001-06-03 | 0603 | 06 | 03 | 55.375 | 64.2083
|  |  |  | 2001-06-04 | 0604 | 06 | 04 | 54.5833 | 52.3333
|  |  |  | 2001-06-05 | 0605 | 06 | 05 | 50.875 | 55.6667
|  |  |  | 2001-06-06 | 0606 | 06 | 06 | 54.2083 | 52.8333
|  |  |  | 2001-06-07 | 0607 | 06 | 07 | 59.625 | 53.3333
|  |  |  | 2001-06-08 | 0608 | 06 | 08 | 61.7917 | 58.5833
|  |  |  | 2001-06-09 | 0609 | 06 | 09 | 68.625 | 53.3333
|  |  |  | 2001-06-10 | 0610 | 06 | 10 | 70 | 54.8333
|  |  |  | 2001-06-11 | 0611 | 06 | 11 | 60.875 | 57.875
|  |  |  | 2001-06-12 | 0612 | 06 | 12 | 56.9167 | 54.125
|  |  |  | 2001-06-13 | 0613 | 06 | 13 | 60.4167 | 59.375
|  |  |  | 2001-06-14 | 0614 | 06 | 14 | 55.8333 | 61.125
|  |  |  | 2001-06-15 | 0615 | 06 | 15 | 53.6667 | 65.7083
|  |  |  | 2001-06-16 | 0616 | 06 | 16 | 60.7083 | 59.7917
|  |  |  | 2001-06-17 | 0617 | 06 | 17 | 61.0833 | 58.4583
|  |  |  | 2001-06-18 | 0618 | 06 | 18 | 62.2083 | 61.5833
|  |  |  | 2001-06-19 | 0619 | 06 | 19 | 62.6667 | 64.875
|  |  |  | 2001-06-20 | 0620 | 06 | 20 | 61.5 | 60.25
|  |  |  | 2001-06-21 | 0621 | 06 | 21 | 64.9167 | 62.7917
|  |  |  | 2001-06-22 | 0622 | 06 | 22 | 66.2917 | 68.125
|  |  |  | 2001-06-23 | 0623 | 06 | 23 | 62.7917 | 62.9583
|  |  |  | 2001-06-24 | 0624 | 06 | 24 | 62.1667 | 61.7917
|  |  |  | 2001-06-25 | 0625 | 06 | 25 | 54.625 | 58.7917
|  |  |  | 2001-06-26 | 0626 | 06 | 26 | 63.75 | 59.3333
|  |  |  | 2001-06-27 | 0627 | 06 | 27 | 63.5417 | 59.2083
|  |  |  | 2001-06-28 | 0628 | 06 | 28 | 67.6667 | 61.75
|  |  |  | 2001-06-29 | 0629 | 06 | 29 | 72.5833 | 64.875
|  |  |  | 2001-06-30 | 0630 | 06 | 30 | 74.0417 | 65.3333
|  |  |  | 2001-07-01 | 0701 | 07 | 01 | 61.875 | 66.2083
|  |  |  | 2001-07-02 | 0702 | 07 | 02 | 58.9583 | 66.1667
|  |  |  | 2001-07-03 | 0703 | 07 | 03 | 63.4167 | 61.875
|  |  |  | 2001-07-04 | 0704 | 07 | 04 | 65.375 | 64.5833
|  |  |  | 2001-07-05 | 0705 | 07 | 05 | 64.9167 | 64.75
|  |  |  | 2001-07-06 | 0706 | 07 | 06 | 52.2917 | 60.8333
|  |  |  | 2001-07-07 | 0707 | 07 | 07 | 55.7083 | 58.7917
|  |  |  | 2001-07-08 | 0708 | 07 | 08 | 57.2917 | 62.1667
|  |  |  | 2001-07-09 | 0709 | 07 | 09 | 55.625 | 64.0833
|  |  |  | 2001-07-10 | 0710 | 07 | 10 | 62.375 | 66.2083
|  |  |  | 2001-07-11 | 0711 | 07 | 11 | 62.2083 | 64.0417
|  |  |  | 2001-07-12 | 0712 | 07 | 12 | 55.7917 | 66.2917
|  |  |  | 2001-07-13 | 0713 | 07 | 13 | 56.625 | 68.125
|  |  |  | 2001-07-14 | 0714 | 07 | 14 | 64.1667 | 66.375
|  |  |  | 2001-07-15 | 0715 | 07 | 15 | 69.125 | 70.5417
|  |  |  | 2001-07-16 | 0716 | 07 | 16 | 70.9583 | 70.7083
|  |  |  | 2001-07-17 | 0717 | 07 | 17 | 63.9583 | 68.9167
|  |  |  | 2001-07-18 | 0718 | 07 | 18 | 66.6667 | 78.25
|  |  |  | 2001-07-19 | 0719 | 07 | 19 | 67.625 | 66.2083
|  |  |  | 2001-07-20 | 0720 | 07 | 20 | 71.4167 | 62.4583
|  |  |  | 2001-07-21 | 0721 | 07 | 21 | 70.2083 | 65.3333
|  |  |  | 2001-07-22 | 0722 | 07 | 22 | 66.125 | 69.4583
|  |  |  | 2001-07-23 | 0723 | 07 | 23 | 66.5 | 59.625
|  |  |  | 2001-07-24 | 0724 | 07 | 24 | 68.25 | 59.375
|  |  |  | 2001-07-25 | 0725 | 07 | 25 | 69.9167 | 60.8333
|  |  |  | 2001-07-26 | 0726 | 07 | 26 | 65.9167 | 67.5417
|  |  |  | 2001-07-27 | 0727 | 07 | 27 | 62.2917 | 70.2917
|  |  |  | 2001-07-28 | 0728 | 07 | 28 | 66.5417 | 70.1667
|  |  |  | 2001-07-29 | 0729 | 07 | 29 | 69.4583 | 69.75
|  |  |  | 2001-07-30 | 0730 | 07 | 30 | 69 | 59.875
|  |  |  | 2001-07-31 | 0731 | 07 | 31 | 67.125 | 59.375
|  |  |  | 2001-08-01 | 0801 | 08 | 01 | 70.4167 | 62.25
|  |  |  | 2001-08-02 | 0802 | 08 | 02 | 75.375 | 62.5417
|  |  |  | 2001-08-03 | 0803 | 08 | 03 | 71.25 | 65.5
|  |  |  | 2001-08-04 | 0804 | 08 | 04 | 66.5833 | 65.9583
|  |  |  | 2001-08-05 | 0805 | 08 | 05 | 70 | 62.625
|  |  |  | 2001-08-06 | 0806 | 08 | 06 | 77.6667 | 68.9583
|  |  |  | 2001-08-07 | 0807 | 08 | 07 | 74.9167 | 67.375
|  |  |  | 2001-08-08 | 0808 | 08 | 08 | 68.875 | 55
|  |  |  | 2001-08-09 | 0809 | 08 | 09 | 76.2083 | 58.5417
|  |  |  | 2001-08-10 | 0810 | 08 | 10 | 74.625 | 56.9167
|  |  |  | 2001-08-11 | 0811 | 08 | 11 | 63.7083 | 55.1667
|  |  |  | 2001-08-12 | 0812 | 08 | 12 | 67.0833 | 60.1667
|  |  |  | 2001-08-13 | 0813 | 08 | 13 | 68.2083 | 62.9583
|  |  |  | 2001-08-14 | 0814 | 08 | 14 | 62.9583 | 62.1667
|  |  |  | 2001-08-15 | 0815 | 08 | 15 | 63.7083 | 61.6667
|  |  |  | 2001-08-16 | 0816 | 08 | 16 | 69.4583 | 64.5417
|  |  |  | 2001-08-17 | 0817 | 08 | 17 | 65.375 | 62.9167
|  |  |  | 2001-08-18 | 0818 | 08 | 18 | 67.5833 | 58.9583
|  |  |  | 2001-08-19 | 0819 | 08 | 19 | 66.7917 | 56.2083
|  |  |  | 2001-08-20 | 0820 | 08 | 20 | 61.2083 | 56.3333
|  |  |  | 2001-08-21 | 0821 | 08 | 21 | 62.625 | 52.2083
|  |  |  | 2001-08-22 | 0822 | 08 | 22 | 67.0833 | 55.75
|  |  |  | 2001-08-23 | 0823 | 08 | 23 | 66.4167 | 56.375
|  |  |  | 2001-08-24 | 0824 | 08 | 24 | 56.25 | 62.7083
|  |  |  | 2001-08-25 | 0825 | 08 | 25 | 56.1667 | 68.1667
|  |  |  | 2001-08-26 | 0826 | 08 | 26 | 63.6667 | 70.4167
|  |  |  | 2001-08-27 | 0827 | 08 | 27 | 58.5417 | 70.875
|  |  |  | 2001-08-28 | 0828 | 08 | 28 | 64.125 | 69.5
|  |  |  | 2001-08-29 | 0829 | 08 | 29 | 58.3333 | 66.6667
|  |  |  | 2001-08-30 | 0830 | 08 | 30 | 57.2083 | 62.7917
|  |  |  | 2001-08-31 | 0831 | 08 | 31 | 65.7917 | 62.7917
|  |  |  | 2001-09-01 | 0901 | 09 | 01 | 64.0833 | 57.8333
|  |  |  | 2001-09-02 | 0902 | 09 | 02 | 65.5 | 52.7917
|  |  |  | 2001-09-03 | 0903 | 09 | 03 | 66.875 | 53.9167
|  |  |  | 2001-09-04 | 0904 | 09 | 04 | 65.5417 | 60.625
|  |  |  | 2001-09-05 | 0905 | 09 | 05 | 64 | 57.9583
|  |  |  | 2001-09-06 | 0906 | 09 | 06 | 62.8333 | 54.5417
|  |  |  | 2001-09-07 | 0907 | 09 | 07 | 60 | 57.3333
|  |  |  | 2001-09-08 | 0908 | 09 | 08 | 62.9167 | 58.125
|  |  |  | 2001-09-09 | 0909 | 09 | 09 | 55.2083 | 55.5
|  |  |  | 2001-09-10 | 0910 | 09 | 10 | 51.2917 | 53.0417
|  |  |  | 2001-09-11 | 0911 | 09 | 11 | 51.2917 | 56.5417
|  |  |  | 2001-09-12 | 0912 | 09 | 12 | 54.1667 | 59.875
|  |  |  | 2001-09-13 | 0913 | 09 | 13 | 57.5833 | 50.5417
|  |  |  | 2001-09-14 | 0914 | 09 | 14 | 49.625 | 45.25
|  |  |  | 2001-09-15 | 0915 | 09 | 15 | 56.2083 | 49.0833
|  |  |  | 2001-09-16 | 0916 | 09 | 16 | 51.75 | 53.0417
|  |  |  | 2001-09-17 | 0917 | 09 | 17 | 50.125 | 53.9583
|  |  |  | 2001-09-18 | 0918 | 09 | 18 | 46.6667 | 54.3333
|  |  |  | 2001-09-19 | 0919 | 09 | 19 | 50.4583 | 53.1667
|  |  |  | 2001-09-20 | 0920 | 09 | 20 | 47.875 | 56.7917
|  |  |  | 2001-09-21 | 0921 | 09 | 21 | 46.7083 | 63.0833
|  |  |  | 2001-09-22 | 0922 | 09 | 22 | 42.9167 | 56.3333
|  |  |  | 2001-09-23 | 0923 | 09 | 23 | 46.7083 | 53
|  |  |  | 2001-09-24 | 0924 | 09 | 24 | 48.2917 | 50.0417
|  |  |  | 2001-09-25 | 0925 | 09 | 25 | 48.7917 | 48.3333
|  |  |  | 2001-09-26 | 0926 | 09 | 26 | 48.5833 | 54.0417
|  |  |  | 2001-09-27 | 0927 | 09 | 27 | 48.9167 | 59.2917
|  |  |  | 2001-09-28 | 0928 | 09 | 28 | 52.25 | 50.5833
|  |  |  | 2001-09-29 | 0929 | 09 | 29 | 38.9583 | 56.5
|  |  |  | 2001-09-30 | 0930 | 09 | 30 | 40.5417 | 54.8333
|  |  |  | 2001-10-01 | 1001 | 10 | 01 | 45.2083 | 49.8333
|  |  |  | 2001-10-02 | 1002 | 10 | 02 | 51.0417 | 54.7917
|  |  |  | 2001-10-03 | 1003 | 10 | 03 | 43.9167 | 54.6667
|  |  |  | 2001-10-04 | 1004 | 10 | 04 | 43.625 | 52.125
|  |  |  | 2001-10-05 | 1005 | 10 | 05 | 48.4167 | 45.4583
|  |  |  | 2001-10-06 | 1006 | 10 | 06 | 48.0833 | 46.8333
|  |  |  | 2001-10-07 | 1007 | 10 | 07 | 38 | 44.5417
|  |  |  | 2001-10-08 | 1008 | 10 | 08 | 38.8333 | 44.75
|  |  |  | 2001-10-09 | 1009 | 10 | 09 | 46.375 | 43.5
|  |  |  | 2001-10-10 | 1010 | 10 | 10 | 51.125 | 40.8333
|  |  |  | 2001-10-11 | 1011 | 10 | 11 | 46.5417 | 40.5833
|  |  |  | 2001-10-12 | 1012 | 10 | 12 | 46.7917 | 50.625
|  |  |  | 2001-10-13 | 1013 | 10 | 13 | 40.625 | 56.4583
|  |  |  | 2001-10-14 | 1014 | 10 | 14 | 36.4583 | 52.0417
|  |  |  | 2001-10-15 | 1015 | 10 | 15 | 40.6667 | 43.0417
|  |  |  | 2001-10-16 | 1016 | 10 | 16 | 39.7083 | 40.125
|  |  |  | 2001-10-17 | 1017 | 10 | 17 | 42.5 | 42.25
|  |  |  | 2001-10-18 | 1018 | 10 | 18 | 41.1667 | 38.875
|  |  |  | 2001-10-19 | 1019 | 10 | 19 | 44.1667 | 36.625
|  |  |  | 2001-10-20 | 1020 | 10 | 20 | 42.6667 | 33.6667
|  |  |  | 2001-10-21 | 1021 | 10 | 21 | 43.1667 | 39.7083
|  |  |  | 2001-10-22 | 1022 | 10 | 22 | 40.5417 | 42.375
|  |  |  | 2001-10-23 | 1023 | 10 | 23 | 34 | 46.9583
|  |  |  | 2001-10-24 | 1024 | 10 | 24 | 36.6667 | 39.6667
|  |  |  | 2001-10-25 | 1025 | 10 | 25 | 44.75 | 42.25
|  |  |  | 2001-10-26 | 1026 | 10 | 26 | 56.25 | 43.1667
|  |  |  | 2001-10-27 | 1027 | 10 | 27 | 51.2917 | 36.5833
|  |  |  | 2001-10-28 | 1028 | 10 | 28 | 46.5 | 32.0833
|  |  |  | 2001-10-29 | 1029 | 10 | 29 | 37.4167 | 32.0417
|  |  |  | 2001-10-30 | 1030 | 10 | 30 | 35 | 44.125
|  |  |  | 2001-10-31 | 1031 | 10 | 31 | 36.375 | 48.6667
|  |  |  | 2001-11-01 | 1101 | 11 | 01 | 43 | 46.0417
|  |  |  | 2001-11-02 | 1102 | 11 | 02 | 41.6667 | 37.125
|  |  |  | 2001-11-03 | 1103 | 11 | 03 | 37.0833 | 31.6667
|  |  |  | 2001-11-04 | 1104 | 11 | 04 | 35.75 | 36.7917
|  |  |  | 2001-11-05 | 1105 | 11 | 05 | 41.2917 | 39.4167
|  |  |  | 2001-11-06 | 1106 | 11 | 06 | 45.1667 | 38
|  |  |  | 2001-11-07 | 1107 | 11 | 07 | 43.5833 | 33.2917
|  |  |  | 2001-11-08 | 1108 | 11 | 08 | 40.9583 | 33
|  |  |  | 2001-11-09 | 1109 | 11 | 09 | 32.8333 | 37.0833
|  |  |  | 2001-11-10 | 1110 | 11 | 10 | 30.2917 | 33.9167
|  |  |  | 2001-11-11 | 1111 | 11 | 11 | 23.0417 | 36.0833
|  |  |  | 2001-11-12 | 1112 | 11 | 12 | 19.875 | 43.0417
|  |  |  | 2001-11-13 | 1113 | 11 | 13 | 32.0833 | 44.625
|  |  |  | 2001-11-14 | 1114 | 11 | 14 | 25.5 | 39.875
|  |  |  | 2001-11-15 | 1115 | 11 | 15 | 22.9167 | 36.75
|  |  |  | 2001-11-16 | 1116 | 11 | 16 | 19.9583 | 32.2083
|  |  |  | 2001-11-17 | 1117 | 11 | 17 | 30.4167 | 31.9167
|  |  |  | 2001-11-18 | 1118 | 11 | 18 | 35 | 36.9167
|  |  |  | 2001-11-19 | 1119 | 11 | 19 | 30.4583 | 31.625
|  |  |  | 2001-11-20 | 1120 | 11 | 20 | 39.5833 | 28.0833
|  |  |  | 2001-11-21 | 1121 | 11 | 21 | 34.1667 | 24.125
|  |  |  | 2001-11-22 | 1122 | 11 | 22 | 24.75 | 21
|  |  |  | 2001-11-23 | 1123 | 11 | 23 | 24.9167 | 15.125
|  |  |  | 2001-11-24 | 1124 | 11 | 24 | 23.9583 | 30.0417
|  |  |  | 2001-11-25 | 1125 | 11 | 25 | 17.4167 | 29.875
|  |  |  | 2001-11-26 | 1126 | 11 | 26 | 12.8333 | 18.9167
|  |  |  | 2001-11-27 | 1127 | 11 | 27 | 19.2917 | 19.5833
|  |  |  | 2001-11-28 | 1128 | 11 | 28 | 16.2917 | 16.75
|  |  |  | 2001-11-29 | 1129 | 11 | 29 | 9.5 | 23.9167
|  |  |  | 2001-11-30 | 1130 | 11 | 30 | 13.4167 | 19.4167
|  |  |  | 2001-12-01 | 1201 | 12 | 01 | 11.3333 | 11.625
|  |  |  | 2001-12-02 | 1202 | 12 | 02 | 17.4583 | 17.4583
|  |  |  | 2001-12-03 | 1203 | 12 | 03 | 6.75 | 6.75
|  |  |  | 2001-12-04 | 1204 | 12 | 04 | 25.1667 | 25.1667
|  |  |  | 2001-12-05 | 1205 | 12 | 05 | 30.7917 | 30.7917
|  |  |  | 2001-12-06 | 1206 | 12 | 06 | 29.7917 | 29.7917
|  |  |  | 2001-12-07 | 1207 | 12 | 07 | 23.0833 | 23.0833
|  |  |  | 2001-12-08 | 1208 | 12 | 08 | 16.2917 | 16.2917
|  |  |  | 2001-12-09 | 1209 | 12 | 09 | 12.2917 | 12.2917
|  |  |  | 2001-12-10 | 1210 | 12 | 10 | 4.75 | 4.75
|  |  |  | 2001-12-11 | 1211 | 12 | 11 | -3.5417 | -3.5417
|  |  |  | 2001-12-12 | 1212 | 12 | 12 | 6.7083 | 6.7083
|  |  |  | 2001-12-13 | 1213 | 12 | 13 | 22.6667 | 22.6667
|  |  |  | 2001-12-14 | 1214 | 12 | 14 | 27.4167 | 27.4167
|  |  |  | 2001-12-15 | 1215 | 12 | 15 | 13.8333 | 13.8333
|  |  |  | 2001-12-16 | 1216 | 12 | 16 | 25.375 | 25.375
|  |  |  | 2001-12-17 | 1217 | 12 | 17 | 27.375 | 27.375
|  |  |  | 2001-12-18 | 1218 | 12 | 18 | 13.9167 | 13.9167
|  |  |  | 2001-12-19 | 1219 | 12 | 19 | 8.1667 | 8.1667
|  |  |  | 2001-12-20 | 1220 | 12 | 20 | 12.2083 | 12.2083
|  |  |  | 2001-12-21 | 1221 | 12 | 21 | 13.1667 | 13.1667
|  |  |  | 2001-12-22 | 1222 | 12 | 22 | 7.5833 | 7.5833
|  |  |  | 2001-12-23 | 1223 | 12 | 23 | 12.1667 | 12.1667
|  |  |  | 2001-12-24 | 1224 | 12 | 24 | 16.25 | 16.25
|  |  |  | 2001-12-25 | 1225 | 12 | 25 | 19.0833 | 19.0833
|  |  |  | 2001-12-26 | 1226 | 12 | 26 | 30.3333 | 30.3333
|  |  |  | 2001-12-27 | 1227 | 12 | 27 | 23.25 | 23.25
|  |  |  | 2001-12-28 | 1228 | 12 | 28 | 24.7083 | 24.7083
|  |  |  | 2001-12-29 | 1229 | 12 | 29 | 20.625 | 20.625
|  |  |  | 2001-12-30 | 1230 | 12 | 30 | 16.5 | 16.5
|  |  |  | 2001-12-31 | 1231 | 12 | 31 | 19.4583 | 19.4583

## UpdateWeather (hidden)
http://academic.udayton.edu/kissock/http/Weather/citylistUS.htm | [5 empty] | Instruction
Total number of consecutive days to be added to weather file | 66 |  |  |  |  | 1) copy and paste data from website into column A starting at row 6
Weather file to be updated | Albany |  |  |  |  | 2) enter cell count in cell B2 and weather file name into cell B3
3) clear any weather data left in columns B-F
Paste selected data below: | Month | Day | Year | Temp | Search Date | 4) click Convert Udayton weather data
4 20 2012 55.2 | 4 | 20 | 2012 | 55.2 | 2012-04-20 | 5) click Add Weather data button
4 21 2012 52.1 | 4 | 21 | 2012 | 52.1 | 2012-04-21
4 22 2012 37.8 | 4 | 22 | 2012 | 37.8 | 2012-04-22
4 23 2012 42.3 | 4 | 23 | 2012 | 42.3 | 2012-04-23
4 24 2012 46.4 | 4 | 24 | 2012 | 46.4 | 2012-04-24
4 25 2012 44.9 | 4 | 25 | 2012 | 44.9 | 2012-04-25
4 26 2012 46.2 | 4 | 26 | 2012 | 46.2 | 2012-04-26
4 27 2012 41.0 | 4 | 27 | 2012 | 41 | 2012-04-27
4 28 2012 37.5 | 4 | 28 | 2012 | 37.5 | 2012-04-28
4 29 2012 39.2 | 4 | 29 | 2012 | 39.2 | 2012-04-29
4 30 2012 43.3 | 4 | 30 | 2012 | 43.3 | 2012-04-30
5 1 2012 49.8 | 5 | 1 | 2012 | 49.8 | 2012-05-01
5 2 2012 51.8 | 5 | 2 | 2012 | 51.8 | 2012-05-02
5 3 2012 55.8 | 5 | 3 | 2012 | 55.8 | 2012-05-03
5 4 2012 59.4 | 5 | 4 | 2012 | 59.4 | 2012-05-04
5 5 2012 53.4 | 5 | 5 | 2012 | 53.4 | 2012-05-05
5 6 2012 49.8 | 5 | 6 | 2012 | 49.8 | 2012-05-06
5 7 2012 53.8 | 5 | 7 | 2012 | 53.8 | 2012-05-07
5 8 2012 56.7 | 5 | 8 | 2012 | 56.7 | 2012-05-08
5 9 2012 61.1 | 5 | 9 | 2012 | 61.1 | 2012-05-09
5 10 2012 53.6 | 5 | 10 | 2012 | 53.6 | 2012-05-10
5 11 2012 53.1 | 5 | 11 | 2012 | 53.1 | 2012-05-11
5 12 2012 56.6 | 5 | 12 | 2012 | 56.6 | 2012-05-12
5 13 2012 62.8 | 5 | 13 | 2012 | 62.8 | 2012-05-13
5 14 2012 61.4 | 5 | 14 | 2012 | 61.4 | 2012-05-14
5 15 2012 62.7 | 5 | 15 | 2012 | 62.7 | 2012-05-15
5 16 2012 64.5 | 5 | 16 | 2012 | 64.5 | 2012-05-16
5 17 2012 56.8 | 5 | 17 | 2012 | 56.8 | 2012-05-17
5 18 2012 56.3 | 5 | 18 | 2012 | 56.3 | 2012-05-18
5 19 2012 63.7 | 5 | 19 | 2012 | 63.7 | 2012-05-19
5 20 2012 70.5 | 5 | 20 | 2012 | 70.5 | 2012-05-20
5 21 2012 73.0 | 5 | 21 | 2012 | 73 | 2012-05-21
5 22 2012 67.4 | 5 | 22 | 2012 | 67.4 | 2012-05-22
5 23 2012 63.2 | 5 | 23 | 2012 | 63.2 | 2012-05-23
5 24 2012 68.5 | 5 | 24 | 2012 | 68.5 | 2012-05-24
5 25 2012 72.6 | 5 | 25 | 2012 | 72.6 | 2012-05-25
5 26 2012 73.9 | 5 | 26 | 2012 | 73.9 | 2012-05-26
5 27 2012 65.2 | 5 | 27 | 2012 | 65.2 | 2012-05-27
5 28 2012 67.9 | 5 | 28 | 2012 | 67.9 | 2012-05-28
5 29 2012 71.8 | 5 | 29 | 2012 | 71.8 | 2012-05-29
5 30 2012 71.1 | 5 | 30 | 2012 | 71.1 | 2012-05-30
5 31 2012 65.6 | 5 | 31 | 2012 | 65.6 | 2012-05-31
6 1 2012 59.4 | 6 | 1 | 2012 | 59.4 | 2012-06-01
6 2 2012 58.9 | 6 | 2 | 2012 | 58.9 | 2012-06-02
6 3 2012 59.5 | 6 | 3 | 2012 | 59.5 | 2012-06-03
6 4 2012 55.9 | 6 | 4 | 2012 | 55.9 | 2012-06-04
6 5 2012 57.2 | 6 | 5 | 2012 | 57.2 | 2012-06-05
6 6 2012 59.6 | 6 | 6 | 2012 | 59.6 | 2012-06-06
6 7 2012 63.7 | 6 | 7 | 2012 | 63.7 | 2012-06-07
6 8 2012 58.6 | 6 | 8 | 2012 | 58.6 | 2012-06-08
6 9 2012 62.5 | 6 | 9 | 2012 | 62.5 | 2012-06-09
6 10 2012 67.4 | 6 | 10 | 2012 | 67.4 | 2012-06-10
6 11 2012 74.6 | 6 | 11 | 2012 | 74.6 | 2012-06-11
6 12 2012 70.6 | 6 | 12 | 2012 | 70.6 | 2012-06-12
6 13 2012 67.0 | 6 | 13 | 2012 | 67 | 2012-06-13
6 14 2012 63.7 | 6 | 14 | 2012 | 63.7 | 2012-06-14
6 15 2012 65.7 | 6 | 15 | 2012 | 65.7 | 2012-06-15
6 16 2012 69.5 | 6 | 16 | 2012 | 69.5 | 2012-06-16
6 17 2012 71.7 | 6 | 17 | 2012 | 71.7 | 2012-06-17
6 18 2012 70.4 | 6 | 18 | 2012 | 70.4 | 2012-06-18
6 19 2012 71.2 | 6 | 19 | 2012 | 71.2 | 2012-06-19
6 20 2012 81.7 | 6 | 20 | 2012 | 81.7 | 2012-06-20
6 21 2012 85.9 | 6 | 21 | 2012 | 85.9 | 2012-06-21
6 22 2012 79.2 | 6 | 22 | 2012 | 79.2 | 2012-06-22
6 23 2012 72.5 | 6 | 23 | 2012 | 72.5 | 2012-06-23
6 24 2012 59.9 | 6 | 24 | 2012 | 59.9 | 2012-06-24
Add Weather Data for selected location
Convert Udayton Weather Data

## Post Retrofit (hidden)
Actual Post-Retrofit Electric Bills |  |  |  | Actual Post-Retrofit Fuel #2 Bills
Number Electric Billing Periods |  |  |  | Number of Billing periods
Read Date (last day of period) | Billing Period Length (elapsed days) | Billed Electric (kWh) |  | Read Date | Billing Period Length (days) | Billed Fuel #2 (units of fuel)
| Electricity (kWh) | Fuel#2 (Therms) | Total Source Energy (MMBtu)
Total Savings
Savings Uncertainty
% saving for the Usage Period
Electricity
Fuel#2
Result Post Retrofit
Actual Electricity Savings | [5 empty] | Actual Fuel#2 Savings
Average Temperature | Pre-retrofit Base Load | Pre-retrofit Total Load | Post-retrofit Load | Actual Savings |  | Average Temperature | Pre-retrofit Base Load | Pre-retrofit Total Load | Post-retrofit Load | Actual Savings
30.9194
29.5172
41.4
46.4862
0
68.2033
74.0677
77.0419
67.0567
55.6484
51.1567
35.9613
0 | 0 | 0 |  | 0 | 0 | 0
0 | 0 | 0 |  | 0 | 0 | 0
0 | 0 | 0 |  | 0 | 0 | 0
0 | 0 | 0 |  | 0 | 0 | 0
0 | 0 | 0 |  | 0 | 0 | 0
0 | 0 | 0 |  | 0 | 0 | 0
0 | 0 | 0 |  | 0 | 0 | 0
0 | 0 | 0 |  | 0 | 0 | 0
0 | 0 | 0 |  | 0 | 0 | 0
0 | 0 | 0 |  | 0 | 0 | 0
0 | 0 | 0 |  | 0 | 0 | 0
0 | 0 | 0 |  | 0 | 0 | 0
0 | 0 | 0 | 0
0 | 0 | 0 | 0
0 | 0 | 0 | 0
0 | 0 | 0 | 0
0 | 0 | 0 | 0
0 | 0 | 0 | 0
0 | 0 | 0 | 0
0 | 0 | 0 | 0
0 | 0 | 0 | 0
0 | 0 | 0 | 0
0 | 0 | 0 | 0
0 | 0 | 0 | 0
0 | 0 | 0 | 0
0 | 0 | 0 | 0
0 | 0 | 0 | 0
0 | 0 | 0 | 0
0 | 0 | 0 | 0
0 | 0 | 0 | 0
0 | 0 | 0 | 0
0 | 0 | 0 | 0
0 | 0 | 0 | 0
0 | 0 | 0 | 0
0 | 0 | 0 | 0
0 | 0 | 0 | 0
0 | 0 | 0 | 0
0 | 0 | 0 | 0
0 | 0 | 0 | 0
0 | 0 | 0 | 0
0 | 0 | 0 | 0
Actual Saving Calc
Generate Post Retrofit E Tracker Files and Custom Weather