## Report (hidden)
Project Name | 0
Project Name - underline | 0
Project Name (caps) | 0
Building Address (1) | 0
Building Address (2) | 0
Developer Firm Name | 0
Developer Contact Name | #REF!
Developer Email | #REF!
Developer Phone | 0
Revision | 0
Stories above grade | 0
Stories below grade | 0
Number of Occupants | 0
GHSF | 0
GHSF | 0
Non-residential space | 0
Non-residential space | 0
Total Square Footage | 0
Standard Used | ASHRAE 90.1-2007
Software | 0
Partner Firm Contact | 0
Partner Firm | 0
Partner Firm - Underline | 0
Partner Phone Number | 0
Partner Email | 0
Housing Income Type | 0
Construction Type | 0
Fuel Type | 0
Electricity Cost | 0.1859
Fuel Cost | 1.579
Milestone | 0
Milestone (CAPS) | 0
Report Date | 0
Report Date - underline | 0
Units | 0
NYSERDA Incentives | 0
Unheated Square Footage | 0

## GHSF Calculator (hidden)
Building Area | Total Square Ft | Conditioned? | GHSF
Apartment | 0 | N/A | 0
Storage, active | 0 | N/A | 0
Storage, inactive | 0 | N/A | 0
Lobby | 0 | N/A | 0
Corridor/Transition | 0 | N/A | 0
Stairs - Active | 0 | N/A | 0
Restroom | 0 | N/A | 0
Office | 0 | N/A | 0
Conference/meeting/multipurpose | 0 | N/A | 0
Electrical/Mechanical | 0 | N/A | 0
Workshop | 0 | N/A | 0
Parking garage | 0 | N/A | 0
Non-Residential Associated Spaces | 0 | N/A | 0
|  | TOTAL GHSF | 0

## Demand Savings Lookup (hidden)
Measure | Upstate (non-cooling) | Upstate (cooling) | Downstate (non-cooling) | Downstate (cooling) | Measure Lifetime | Units
Appliances - Clothes washers | 0.0114% | 0.185% | 0.0114% | 0.113% | 13 | each
Appliances - Dishwashers | 0.0114% | 0.185% | 0.0114% | 0.113% | 14 | each
Appliances - Refrigerator | 0.0114% | 0.185% | 0.0114% | 0.113% | 15 | each
DHW - Condensing boiler | 0.0114% | 0.185% | 0.0114% | 0.113% | 13 | 1000 Btu/hr
DHW - Controls | 0.0114% | 0.185% | 0.0114% | 0.113% | 13 | each
DHW - Direct | 0.0114% | 0.185% | 0.0114% | 0.113% | 13 | 1000 Btu/hr
DHW - Indirect | 0.0114% | 0.185% | 0.0114% | 0.113% | 15 | 1000 Btu/hr
DHW - Insulate tank | 0.0114% | 0.185% | 0.0114% | 0.113% | 13
DHW - Low-flow Devices | 0.0114% | 0.185% | 0.0114% | 0.113% | 7 | each
Envelope - AGW Insulation | 0% | 0.185% | 0% | 0.113% | 25 | SqFt
Envelope - BGW Insulation | 0% | 0.185% | 0% | 0.113% | 25 | SqFt
Envelope - Exterior Doors | 0% | 0.185% | 0% | 0.113% | 20 | each
Envelope - Interior Doors | 0% | 0.185% | 0% | 0.113% | 20 | each
Envelope - Roof Insulation | 0% | 0.185% | 0% | 0.113% | 25 | SqFt
Envelope - Slab Insulation | 0% | 0.185% | 0% | 0.113% | 25 | SqFt
Envelope - Windows | 0% | 0.185% | 0% | 0.113% | 25 | each
HVAC - Boiler | 0.0114% | 0.185% | 0.0114% | 0.113% | 25 | 1000 Btu/hr
HVAC - Central AC/HP | 0.0114% | 0.185% | 0.0114% | 0.113% | 15 | 1000 Btu/hr
HVAC - Chiller | 0% | 0.185% | 0% | 0.113% | 24 | tons
HVAC - Duct Sealing | 0.0114% | 0.185% | 0.0114% | 0.113% | 25 | SqFt
HVAC - Economizer (dry bulb) | 0.0114% | 0.185% | 0.0114% | 0.113% | 15 | 1000 Btu/hr
HVAC - Furnace | 0.0114% | 0.185% | 0.0114% | 0.113% | 20 | 1000 Btu/hr
HVAC - HRV | 0.0114% | 0.185% | 0.0114% | 0.113% | 15 | 1000 Btu/hr
HVAC - Split System AC/HP | 0.0114% | 0.185% | 0.0114% | 0.113% | 15 | 1000 Btu/hr
HVAC - Water Source AC/HP | 0.0114% | 0.185% | 0.0114% | 0.113% | 15 | 1000 Btu/hr
HVAC - Window AC | 0% | 0.185% | 0% | 0.113% | 13 | each
Lighting - Common Timers/Sensors | 0% | 0.185% | 0% | 0.113% | 10 | each
Lighting - In-unit Fixtures | 0.021% | 0.185% | 0.021% | 0.113% | 15 | each
Lighting - Common Fixtures | 0.021% | 0.185% | 0.021% | 0.113% | 12 | each
Lighting - LED Exit Signs | 0.0114% | 0.185% | 0.0114% | 0.113% | 15 | each
Other - Compressors | 0.0114% | 0.185% | 0.0114% | 0.113% | 20 | each
Other - Elevators | 0.0114% | 0.185% | 0.0114% | 0.113% | 20 | each
Other - Exhaust fan demand control | 0.0114% | 0.185% | 0.0114% | 0.113% | 10 | CFM
Other - Exhaust fans | 0.0114% | 0.185% | 0.0114% | 0.113% | 10 | CFM
Other - Fan/air handlers | 0.0114% | 0.185% | 0.0114% | 0.113% | 20 | each
Other - Motors | 0.0114% | 0.185% | 0.0114% | 0.113% | 20 | each
Other - Pipe Insulation | 0.0114% | 0.185% | 0.0114% | 0.113% | 13 | SqFt
Other - Pumps | 0.0114% | 0.185% | 0.0114% | 0.113% | 20 | each
Other - Var. Speed Drive | 0.0114% | 0.185% | 0.0114% | 0.113% | 15 | each
Other - Ventilation Fans | 0.0114% | 0.185% | 0.0114% | 0.113% | 10 | CFM
Other

## Lookup (hidden)
Only use 'Unconditioned' for spaces that have no active heating or cooling AND are not indirectly conditioned by adjacent conditioned spaces.
As per Minimum Performance Standards, garages shall not be heated for comfort or to prevent pipes from freezing.
You must fill in the conditioned column.
You must fill in the mechanical ventilation column.

## Drop Down (hidden)
Garage | Condition | YN | Milestone | Rev | Standard | Income | Construction | Fuel | DHW Method | Units | Energy Star | Pump Type | Pump Class | Fan Control | Heating Control | Fan |  | Climate Zone | Windows | SpaceType | LightingSpaceType | LPD | Footcandles | YesNo | Utility | UtilityLookup | Fuel | Funding | GasUtility
N/A | N/A | N/A | Please Select | 0 | Please select | Please Select | Please Select | Please Select | Please Select |  | Please Select | Please Select | Please Select | Please Select | Please Select | Please Select |  | 1 | Wood Frame | Storage, active | Conference/meeting/multipurpose | 1.3 | 30 | Please Select | Central Hudson | 1 | N/A | EEPS-Gas | Con Ed | 2
Under Ground Garage | Heated & Cooled | Yes | Proposed Design | 1 | ASHRAE 90.1-2004 & Simulation Guidelines V4.0 | Market Rate | New Construction | natural gas | Apartment Method | kBtu/hr | Not Applicable | One-Speed | Standard | Variable Speed | Fixed | Ceiling (10-80 CFM) | 1.2 | 2 | Other | Storage, inactive | Corridor/Transition | 0.5 | 10 | Yes | Con Ed | 2 | gas - firm | EEPS-Electric | O & R | 5
Above Ground Garage | Heated-Only | No | As-Built | 2 | RESNET HERS Technical Guidelines Standard | Affordable | Gut-rehab | oil | Occupancy Method | cubic feet | None Installed | Two-Speed | High Efficiency | Inlet | OA Reset | Ceiling (90-500 CFM) | 2.3 | 3 |  | Food Preparation | Dining Area - For Family Dining | 2.1 | 23 | No | NatGrid | 3 | gas - non firm | RGGI | KEDLI | 7
Parking Lot | Cooled-Only |  |  | 3 |  |  |  | propane |  | degrees | Non-Energy Star | Variable Speed | Premium | Discharge | Scheduled | Inline | 2.3 | 4 |  | Dining Area - For Family Dining | Electrical/Mechanical | 1.5 | 30 |  | NYSEG | 4 | oil | OHGAH | Other | 6
| Unconditioned |  |  | 4 |  |  |  | steam |  | each | Energy Star | Cycle |  | Cycling | Load Reset | Rooftop | NA | 5 |  | Lobby | Exit Signs | 5 W/face | NA |  | O & R | 5 | propane | SBC - NC
|  |  |  | 5 |  |  |  | electric |  | gallons |  |  |  | Two Speed | N/A |  |  | 6 |  | Corridor/Transition |  |  |  |  | RG & E | 6 | steam | Owner
|  |  |  | 6 | [5 empty] | linear feet |  |  |  | Constant Volume |  |  |  | 7 |  | Stairs - Active | Food Preparation | 1.2 | 40
[10 empty] | square feet | [7 empty] | 8 |  | Restroom | Lobby | 1.3 | 16
[10 empty] | tons | [9 empty] | Office | Office | 1.1 | 35
[20 empty] | Conference/meeting/multipurpose | Parking garage | 0.2 | 7
[20 empty] | Electrical/Mechanical | Restroom | 0.9 | 12
[20 empty] | Workshop | Stairs - Active | 0.6 | 15
[20 empty] | Parking Garage | Storage, active | 0.8 | 20
[20 empty] | Exit Signs | Storage, inactive | 0.3 | 8
[21 empty] | Workshop | 1.9 | 50

## Introduction
Energy Reduction Plan Tables
Version 4.2p May 2011
The following worksheets detail the information regarding the recommended scope of work and document the achievement of the 15% Performance Target. Some cells are protected to prevent accidental over-writing of formulas.
Note that throughout these worksheets, common information from cells are linked and should automatically update. Only cells shaded in blue need to be entered manually. Entering values into white cells will override pre-determined formulas. However, depending on the project, there may be reason to write over the pre-determined formulas.
Basic Info
In blue cells only, enter the basic information about the building.
Model Inputs
In blue cells only, enter information about how the baseline and proposed buildings were modeled. Follow the formatting guidelines presented as comments (red corners) where available.
Reporting Summary
In blue cells only, enter general information about the project. If the Basic Info and Model Inputs tabs are completed first, the majority of this tab will autofill.
Detailed Measures
This worksheet should be a summary of all Energy Reduction Measures, their savings and their costs. It is used to determine the cost effectiveness for each recommended measure and for the project as a whole. If the Results from eQUEST and Model Inputs tabs are completed first, much of this tab will autofill.
Results from eQuest
For eQuest users only, this worksheet is based upon the Parms.csv file that is generated upon simulation of your building. If those results are pasted into this worksheet, according to the directions, a significant amount of this workbook will autofill.
T&V Worksheets
These tabs are used to facilitate and document the design review and inspection process. These tabs have their own instruction sheet labelled T&V Instructions. These sheets do NOT need to be completed at the time of the Modeling Submittal.
Project using modeling software other than eQUEST will need to manually enter information in many white cells that would otherwise calculated based on inputs from the Results from eQUEST tab.
Note on B2: TRC: Patched to Version 2.0 on 7/10/2012

## NYSERDA Reporting (hidden)
Project Energy Savings and Financial Summary per Building
Projected Annual Cost Savings ($) | #DIV/0!
Projected Annual Cost Savings (%) | #DIV/0!
Minimum Performance Target (%) | 15%
Project Exceeds Performance Target By | #DIV/0!
Baseline Design RECS Score | #DIV/0!
RECS Score | #DIV/0!
Total Projected Incremental Costs | 0
Project Level TRC | 0
Simple Payback Period (SPP in years) | #DIV/0!
Savings-to-Investment Ratio (SIR) | 0
Weighted Average Lifetime | #DIV/0!
Simulation Summary
| Baseline Simulation | Simulation | Difference | Percent Difference
Total Annual Energy Cost (All Fuels) | #DIV/0! | 0 | #DIV/0! | #DIV/0!
Electricity Consumption (kWh/yr) | #DIV/0! | 0 | #DIV/0! | #DIV/0!
Fuel Consumption (MMBtu/yr) | #DIV/0! | 0 | #DIV/0! | #DIV/0!
Total Energy Consumption (MMBtu/yr) | #DIV/0! | 0 | #DIV/0! | #DIV/0!
Energy Use by End Use
End use | Predominent Energy Source | Baseline Energy (MMBtu) | Energy (MMBtu) | Percent Improvement | Baseline Electricity (kWh/yr) | Baseline Fuel (MMBtu/yr) | Electricity (kWh/yr) | Fuel (MMBtu/yr)
Lighting | #DIV/0! | #DIV/0! | 0 | #DIV/0! | #DIV/0! | #DIV/0! | 0 | 0
Space Heating | #DIV/0! | #DIV/0! | 0 | #DIV/0! | #DIV/0! | #DIV/0! | 0 | 0
Space Cooling | #DIV/0! | #DIV/0! | 0 | #DIV/0! | #DIV/0! | #DIV/0! | 0 | 0
Pumps | #DIV/0! | #DIV/0! | 0 | #DIV/0! | #DIV/0! | #DIV/0! | 0 | 0
Heat rejection | #DIV/0! | #DIV/0! | 0 | #DIV/0! | #DIV/0! | #DIV/0! | 0 | 0
Fans - interior | #DIV/0! | #DIV/0! | 0 | #DIV/0! | #DIV/0! | #DIV/0! | 0 | 0
Service water heating | #DIV/0! | #DIV/0! | 0 | #DIV/0! | #DIV/0! | #DIV/0! | 0 | 0
Other equipment/plug loads | #DIV/0! | #DIV/0! | 0 | #DIV/0! | #DIV/0! | #DIV/0! | 0 | 0
Total |  | #DIV/0! | 0 | #DIV/0! | #DIV/0! | #DIV/0! | 0 | 0
Designs
Building Component | 0 | Baseline Design
Wall (above and below grade wall construction and U-value) | AGW: , U-; BGW: , C- | AGW: Per ASHRAE, U- (res) & U- (non-res); BGW: Per ASHRAE, C- (res); C- (non-res)
Doors | , U- | Exterior doors: , U-
Windows (window-to-wall-ratio,frame material, U-Value and SHGC) | , , U-, SHGC-, window to wall ratio | Windows: Per ASHRAE, , U-, SHGC-, window to wall ratio
Floor (U-Value and construction for exposed floor and slabs) | Slab-below-grade: , C-; Slab-on-grade: , F-; Floor Perimeter: , U-; Floor above cond. Space: , U- | Slab-below-grade: Per ASHRAE, C-; Slab-on-grade: Per ASHRAE, F- (res) & F- (non-res); Floor Perimeter: Per ASHRAE, U- (res) & U- (non-res); Floor above cond. Space: Per ASHRAE, U- (res) & U- (non-res)
Roof (U-Value and construction) | , U- | Roof Insulation: Per ASHRAE, U-
Lighting Power Density | Common area: 0; In-unit: W/SF; Garage Lighting: W/SF; Exit Signs: kW | Common Area: 0; In-unit Lighting: 0.7 W/SF W/SF; Garage Lighting: W/SF; Exit Signs: kW
Lighting Controls | 0 | Lighting Controls: N/A
Exterior Lighting | kW | Exterior Lighting: kW
Appliances | N/A; N/A; N/A; N/A ;N/A; N/A | N/A; N/A; N/A; N/A; N/A; N/A
Misc. Plug Loads | 0 | 0
Renewable Systems | , | N/A
Heating/Cooling system type and efficiency (include all heating systems) | Primary system: (0% AFUE); Tertiary System: (0% Et) | (0% AFUE)
Mechanical Ventilation (include exhaust/supply CFM and system description) | Kitchen: CFM () Bathroom: CFM (); CFM; CFM; 0 | Kitchen: CFM () Bathroom: CFM (); Non-corridor Exhaust: CFM; Corridor Supply Ventilation: CFM; Fresh air supplied to apts by: 0
Fan and Pump descriptino | Heating pump: hp NEMA Motor, W/GPM, ; DHW pump: hp NEMA efficient motor, 0.0%; kW/CFM | Heating pump: hp NEMA Standard Motor, 19 W/GPM; DHW pump: hp NEMA efficiency motor, 0.0% efficient; Space heating fan power: 0.0003 kW/CFM
Domestic Water Heating (include system type, efficiency, and hot water demand) | ( kBtu) Et- 0%; Hot Water Demand: | Et-0%; Hot Water Demand:

## ERMs (hidden)
Instructions
1) If following the Performance Path fill in columns C and D which link to the respective T&V Worksheets. If following the Prescriptive Path column C should be filled in according the requirements of the Prescriptive Path, column D can be ignored. For both paths update Row 9 in columns D-G with revision date and staff name.
2) Review plan review comments to confirm project specifications are consistent with the Proposed Design model or meet or exceed the requirements listed in the Prescriptive Path. If applicable, the energy model should be updated where the design does not match the Proposed Design model to ensure the performance target will be met.
3) Review inspection comments to confirm the Final Building is consistent with the Proposed Design model or meets or exceeds the requirements listed in the Prescriptive Path. If applicable, the energy model should be udated where the Final Building does not match the Proposed Design model to ensure the performance target has been met.
Building Components
| Measure # | Proposed Method of Compliance (by PM/client) | Values Used in Energy Model (Modeling Submittal Notes) | Baseline
APPLIANCES
Refrigerator | 0 | N/A | N/A | N/A
Dishwasher | 0 | N/A | N/A | N/A
Clothes Washer | 0 | N/A | N/A | N/A
Stove | 0 | N/A | N/A | N/A
Dryer | 0 | N/A | N/A | N/A
Elevator | 0 | N/A | N/A | N/A
<Other Appliance> (kWh/yr) | 0 | N/A | N/A | N/A
DOMESTIC HOT WATER
Domestic Hot Water-Type & Efficiency | 0 | ( kBtu) Et- 0% | Baseline: Et-0%, kBtu Proposed: Et-0%, kBtu | Et-0%
Domestic Hot Water - Storage Insulation | 0 | gal Storage Tank, R- | Baseline: R-12.5, gal Proposed: R-, gal | gal storage tank, R-12.5
Domestic Hot Water - Low Flow Fixtures | 0 | Showerheads: gpm Kitchen Faucets: gpm Lavatory Faucets: gpm Toilets: gpf | Baseline: 0 gpm Proposed: 0 gpm | Showerheads: 2.5 gpm Kitchen Faucets: 2.5 gpm Lavatory Faucets: 2.5 gpm Toilets: 1.6 gpf
ENVELOPE |  | The envelope measures listed below must comply with ASHRAE Standard 90.1-2007 Section 5.4 in addition to the listed requirements.
Below Grade Wall Insulation | 0 | , C- | Baseline: C- (res) & C- (non-res) Proposed: C- | BGW: Per ASHRAE, C- (res); C- (non-res)
Above Grade Wall Insulation | 0 | , U- | Baseline: U- (res) & U- (non-res) Proposed: U- | AGW: Per ASHRAE, U- (res) & U- (non-res)
Floor Perimeter/Plank Edge Insulation | 0 | , U- | Baseline: U- (res) & U- (non-res) Proposed: U- | Floor Perimeter: Per ASHRAE, U- (res) & U- (non-res)
Roof Insulation | 0 | , U- | Baseline: U- Proposed: U- | Roof Insulation: Per ASHRAE, U-
Floor Insulation Above Unconditioned Space | 0 | , U- | Baseline: U- (res) & U- (non-res) Proposed: U- | Floor above cond. Space: Per ASHRAE, U- (res) & U- (non-res)
Below Grade Slab Floor Insulation | 0 | , C- | Baseline: C- Proposed: C- | Slab-below-grade: Per ASHRAE, C-
Slab-on-Grade Insulation (Unheated) | 0 | , F- | Baseline: F- (res) & F- (non-res) Proposed: F- | Slab-on-grade: Per ASHRAE, F- (res) & F- (non-res)
Slab-on-Grade Insulation (Embedded Heat) | 0 | , F- | Baseline: F- (res) & F- (non-res) Proposed: F- | Slab-on-grade: Per ASHRAE, F- (res) & F- (non-res)
Windows | 0 | , , U-, SHGC- | Baseline: U-, SHGC- Proposed: U-, SHGC- | Windows: Per ASHRAE, , U-, SHGC-
Shading Devices | 0 | 0 | Baseline: Proposed: | 0
Exterior Doors | 0 | , U- | Baseline: U- Proposed: U- | Exterior doors: , U-
HEATING & COOLING |  | The Heating and Cooling measures listed below must comply with ASHRAE Standard 90.1-2007 Section 6.4 in addition to the listed requirements below.
Space Heating - Type & Efficiency | NA | Primary system: (0% AFUE); Tertiary System: (0% Et) | Baseline: 0% AFUE Proposed (Primary): 0% AFUE Proposed (Tertiary): 0% Et | (0% AFUE)
Space Heating - Type & Efficiency (Primary) | 0 | , 0% AFUE serving | Baseline: 0% AFUE Proposed: 0% AFUE | , 0% AFUE
Space Heating - Type & Efficiency (Secondary) | 0 | , 0% Et serving | Baseline: 0% AFUE Proposed: 0% Et | , 0% AFUE
Space Heating - Type & Efficiency (Tertiary) | 0 | , 0% Et serving | Baseline: 0% AFUE Proposed: 0% Et | , 0% AFUE
Heating Terminal Units - Electric or Freeze Protection | NA | N/A | N/A | N/A
Space Heating Distribution -Fan Power | 0 | kW/CFM | Baseline: 0.0003 kW/CFM Proposed: kW/CFM | Space heating fan power: 0.0003 kW/CFM
Space Heating Distribution - Fan Control | 0 | Space heating fan controls: | Baseline: Proposed: | Space heating fan controls:
Space Cooling Distribution - Fan Control | 0 | Space cooling fan controls: | Baseline: Constant Volume Proposed: | Space cooling fan controls: Constant Volume
Space Cooling Distribution - Fan Power | 0 | kW/CFM | Baseline: 0.0003 kW/CFM Proposed: kW/CFM | Space cooling fan power: 0.0003 kW/CFM
Space Heating - Sizing | NA | Primary System: kBtu Secondary System: kBtu Tertiary System: kBtu | Baseline: kBtu Proposed: 0 kBtu | kBtu
Space Heating - Design Temperatures | 0 | Hot Water Design Supply Temperature: °F Hot Water Design Return Temperature: °F | Baseline: 180°F, DELTA_T: 50°F Proposed: °F, DELTA_T: 0°F | Hot Water Design Supply Temperature: 180 °F Hot Water Design Return Temperature: 130 °F
Space Heating - Controls | 0 | , | Baseline :OA Reset, 180°F at 20°F and below, 150°F at 50°F and above Proposed: , | OA Reset, 180°F at 20°F and below, 150°F at 50°F and above
Thermostat Setting | NA | Heating: 70 °F/72 °F Cooling: 78 °F/80 °F | Heating: 70 °F/72 °F Cooling: 78 °F/80 °F | Heating: 70 °F/72 °F Cooling: 78 °F/80 °F
Space Cooling - Type and Efficiency | NA | Primary System: serving , SEER Secondary system: serving , SEER | Baseline: SEER Proposed (Primary): SEER Proposed (Secondary): SEER | Primary System: serving whole building, SEER
Space Cooling - Type and Efficiency (Primary) | 0 | , SEER serving | Baseline: SEER Proposed: SEER | , SEER
Space Cooling - Type and Efficiency (Secondary) | 0 | , SEER serving | Baseline: SEER Proposed: SEER | , SEER
Space Cooling - Sizing | NA | Primary system: tons Secondary system: tons | Baseline: tons Proposed (primary): tons Proposed (secondary): tons | tons
Space Cooling - Controls | NA | None | Baseline: None Proposed: | 0
LIGHTING
Lighting Controls | 0 | 0 | Baseline: N/A Proposed: | Lighting Controls: N/A
Common Area Lighting | 0 | 0 | Baseline: Proposed: | 0
Exit Signs | 0 | kW | Baseline: kW Proposed: kW | Exit Signs: kW
Exterior Lights | 0 | kW | Baseline: kW, 12 hr/day Proposed: kW, 12 hr/day | Exterior Lighting: kW
Garage Lighting | 0 | W/SF | Baseline: W/SF, 24 hr/day Proposed: W/SF, 24 hr/day | Garage Lighting: W/SF
In-Unit Lighting | 0 | W/SF | Baseline: 0.7 W/SF, 2.34 hr/day Proposed: W/SF, 2.34 hr/day | In-unit Lighting: 0.7 W/SF W/SF
MOTORS (3-PHASE , > 1 HP)
Heating Circulating Pumps | 0 | hp NEMA Motor, W/GPM, | Baseline: 19 W/GPM Proposed: W/GPM | hp NEMA Standard Motor, 19 W/GPM
DHW Circulating Pumps | 0 | hp NEMA efficient motor, 0.0% | Baseline: 0.0% Proposed: 0.0% | hp NEMA efficiency motor, 0.0% efficient
Heating Circulating Pumps - Control | 0 | Heating pump control: hp | Baseline: hp One-Speed control Proposed: hp control | Heating pump control: hp One-Speed
DHW Circulating Pumps - Control | 0 | DHW pump control: hp | Baseline: hp control Proposed: hp control | DHW pump control: hp
VENTILATION
Ventilation: Thermal (Apartments) | 0 | Kitchen: CFM () Bathroom: CFM () | Baseline: 0 CFM Proposed: 0 CFM | Kitchen: CFM () Bathroom: CFM ()
Ventilation: Thermal (Non-apt, Non-corridor spaces) | 0 | CFM | Baseline: CFM Proposed: CFM | Non-corridor Exhaust: CFM
Ventilation: Thermal Corridors | 0 | CFM | Baseline: CFM Proposed: CFM | Corridor Supply Ventilation: CFM
Ventilation: Supply to Apartments (Fresh Air) | NA | 0 | Baseline: 0 Proposed: | Fresh air supplied to apts by: 0
Ventilation: Thermal (Heat Recovery) | 0 | HRV/ERV: , 0% | Baseline: N/A Proposed: 0% | HRV/ERV: N/A
Ventilation: Thermal (Duct Sealing) | 0 | CFM | Baseline: CFM Proposed: CFM | Add 10 CFM per floor per shaft to Exhaust CFM to represent ventilation duct leakage
Ventilation: Electric (Apartments) | 0 | hp fans, 0% ( CFM per fan) | Baseline: kW Proposed: kW | hp fans, 0% ( CFM per fan)
| 0 | , CFM/W | Baseline: CFM/W Proposed: CFM/W | CFM/W
Ventilation: Electric (Non-Apartment) | 0 | non-apt ventilation fans, CFM, hp, 0% | Baseline: kW Proposed: kW | non-apt ventilation fans, CFM, hp, 0%
Ventilation: Demand Control | 0 | Demand control ventilation: | Baseline: kW, hr/day Proposed: kW, hr/day | Demand Control Ventilation: N/A
Ventilation: Thermal & Electric (Garage Exhaust fan) | 0 | N/A | N/A | N/A
MISC.
Renewables | N/A | , | Baseline: None Proposed: | N/A
Motors | 0 | 0 | Baseline: Proposed: | 0
Motors | 0 | 0 | Baseline: Proposed: | 0
Motors | 0 | 0 | Baseline: Proposed: | 0

## Basic Info
Basic Project Information
Number of Units
Studio
1 - Bedroom
2 - Bedroom
3 - Bedroom
4 - Bedroom
Building Area | Total Square Ft | Conditioned? | Mechanically Ventilated?
Apartment |  | N/A | N/A
Storage, active |  | N/A | N/A
Storage, inactive |  | N/A | N/A
Lobby |  | N/A | N/A
Corridor/Transition |  | N/A | N/A
Stairs - Active |  | N/A | N/A
Restroom |  | N/A | N/A
Office |  | N/A | N/A
Conference/meeting/multipurpose |  | N/A | N/A
Electrical/Mechanical |  | N/A | N/A
Workshop |  | N/A | N/A
Parking garage |  | N/A | N/A
Non-Residential Associated Spaces |  | N/A | N/A
Total Project Square Footage | 0
Total Project GHSF | 0
Type of Garage | N/A
Project Name
Project Address
Project City and State
Project Zip Code
Simulation Program & Version #
Weather File
Milestone
Revision
Report Date
Housing Income Classification
Building Type
# of stories above grade
# of stories below grade
# of building occupants
Space Heating Fuel Type
DHW Fuel Type
DHW system:
Heating system:
Cooling system:
Ventilation system:
Climate Zone
Electricity Cost per kWh | 0.1859
Fuel Cost per therm | 1.579
Partner Fees - Modeling
Partner Fees - Inspection &Verification
Partner Fees - <Other>
Electric Utility
Gas Utility
Project Located in NYC?
Construction Milestone | Planned Date | Actual Date
Schematic Design Completion date
Design Development Completion Date
Construction Documents Completion Date
Project Bid Date
Construction Complete Date
Contact Information | Company Name | Contact Name | Phone | Email | Address
Developer
Architect
MEP Engineer
General Contractor
MEP Contractor
Lead Energy Modeler
Note on D10: Insert N/A only if there is no square footage associated with this space.
Note on E10: Insert N/A only if there is no square footage associated with this space.
Note on C34: The following format should be used: <Simulation Software> v<version #>. e.g. eQuest v3.63.
Note on C35: Enter the weather file used in the simulation software. This file should be the one most closely associated with the project.
Note on C38: The revision number corresponds to the revision of each milestone. For example, if this spreadsheet is submitted for the As-built model for the first time, even if there were 3 Proposed submittals, the revision number is 0 (As-built_rev0), not rev3 as it is the first As-built.
Note on B57: If there are other Partner Fees, please replace <Other> with a brief description.

## Model Inputs
Model Inputs Summary
Measure #: To auto-generate the measure descriptions in the Detailed Measures tab, number the appropriate rows in this column such that it matches the ID number (column A) on the Detailed Measures tab.
Baseline Design: In the blue cells, enter the baseline information used in the model. If this project has a different baseline than listed in a white cell, you may overwrite that cell.
Proposed Design/As-Built: In the blue cells, enter the proposed design/as-built information used in the model and/or that matches the proposed/as-built building.
Notes: Read the notes, which are indicated by red corners, where appropriate to assist in properly completing this tab.
If the building component does not exist in the building, enter "N/A" in the baseline and proposed/as-built columns.
If this tab is filled out correctly, it will autofill significant portions of the Reporting Summary, Detailed Measures and T&V Worksheets.
For gut rehabs, do not follow Appx G Baseline listed for envelope components. Instead use existing conditions. Also, include description for baseline components, instead of "Per ASHRAE". However, follow ASHRAE Baseline for all other building components.
Envelope Components | Measure # | ASHRAE 90.1-2007 Appx G Baseline | Baseline Design (residential) | Baseline Design (non-residential) | 0
Above Grade Wall Construction |  | Enter value from ASHRAE Table 5.5-4 through 5.5-6 for Residential or Nonresidential Steel-Framed walls | Per ASHRAE | Per ASHRAE
Above Grade Wall U-value
Floor Perimeter/Plank Edge Construction |  | Enter value from ASHRAE Table 5.5-4 through 5.5-6 for Residential or Nonresidential Mass walls | Per ASHRAE | Per ASHRAE
Floor Perimeter/Plank Edge U-value
Below Grade Wall Construction |  | Enter value from ASHRAE Table 5.5-4 through 5.5-6 for Residential or Nonresidential Below-Grade walls | Per ASHRAE | Per ASHRAE
Below Grade Wall C-value
Floor above Unconditioned Space Construction |  | Enter value from ASHRAE Table 5.5-4 through 5.5-6 for Residential or Nonresidential Steel-joist floors | Per ASHRAE | Per ASHRAE
Floor above Unconditioned Space U-value
Slab-on-Grade Construction (Unheated) |  | Enter value from ASHRAE Table 5.5-4 through 5.5-6 for Residential or Nonresidential Slab-on-Grade floors, Unheated | Per ASHRAE | Per ASHRAE
Slab-on Grade F-value (Unheated)
Slab-on-Grade Construction (Embedded Heat) |  | Enter value from ASHRAE Table 5.5-4 through 5.5-6 for Residential or Nonresidential Slab-on-Grade floors, Embedded heated | Per ASHRAE | Per ASHRAE
Slab-on Grade F-value (Embedded Heat)
Slab-Below-Grade Construction |  | Uninsulated | Per ASHRAE
Slab-Below Grade C-value
Roof Construction |  | Enter value from ASHRAE Table 5.5-4 through 5.5-6 for Residential or Nonresidential Insulation Entirely above Deck | Per ASHRAE
Roof U-value
Window to Gross Wall Ratio |  | If < 40%, the Baseline is the same as the Proposed; If > 40%, the Baseline = 40%
Fenestration Framing |  | Enter value from ASHRAE Table 5.5-4 through 5.5-6 for Vertical Glazing and Proposed frame material
Fenestration Glazing |  |  | Per ASHRAE
Fenestration Assembly U-factor
Fenestration Assembly SHGC
Shading Devices |  | No shading devices
Door Description |  | Enter value from ASHRAE Table 5.5-4 through 5.5-6 for Opaque Doors
Door U-value
Lighting Components |  | ASHRAE 90.1-2007 Appx G Baseline | Baseline Design | 0
Apartment LPD (W/SF) |  | 0.7 W/SF | 0.7
Common Area LPD (W/SF) |  | ASHRAE 90.1 Table 9.6.1 Baseline LPD's Lobby: 1.3 W/SF Corridor: 0.5 W/SF Stairs: 0.6 W/SF Storage, Active: 0.8 W/SF Storage, Inactive: 0.3 W/SF Restroom: 0.9 W/SF Office: 1.1 W/SF Multipurpose: 1.3 W/SF Elec/Mech: 1.5 W/SF
Lighting Controls (Spaces) |  | See Simulation Guidelines Section 3.8 | N/A
Exit Signs (kW) |  | 5W/face, 24 hr/day
Garage Lighting (W/SF) |  | 0.2 W/SF
Exterior Lighting Power (kW) |  | Per ASHRAE 90.1-2007 Table 9.4.5
Appliances and Process Loads | Measure # | ASHRAE 90.1-2007 Appx G/Sim Guidelines Baseline | Baseline Design | 0 | Quantity | Manufacturer | Model No. | Energy Star? | Location
Refrigerator (kWh/yr) |  | Fed Min Std Refrigerator | 529 | 423
Dishwasher (kWh/yr) |  | Fed Min Std Dishwasher | 206 | 164
Dishwasher (gal/yr) |  | Fed Min Std Dishwasher | 1290 | 860
Clothes Washer (kWh/yr) |  | Fed Min Std Clothes Washer | 81 | 57
Clothes Washer (gal/yr) |  | Fed Min Std Clothes Washer | 2436 | 1127
Elevator (kWh/yr) |  | See Simultation Guidelines Section 3.11
Clothes Dryer - Electric use (kWh/yr) |  | See Simultation Guidelines Section 3.10 |  | 0
Clothes Dryer - Gas use, if applicable (therm/yr) |  | See Simultation Guidelines Section 3.10 |  | 0
Please Select Type of Stove |  | 45 | 45 | 45
<Other Appliance> (kWh/yr) |  | See ASHRAE Table G3.1, Section 12
Miscellaneous Plug Load (W/SF) |  | See Simultation Guidelines Section 3.10 |  | 0
Additional Heating Systems Note: If there are more than 3 heating systems, copy and paste the table above and paste it below the Renewable Energy system table. For each additional heating system, there should be an additional set of three rows (Type, Efficiency, Capacity). The words "Primary," "Secondary," etc. should be removed from the heating system type row.
Heating Components | Measure # | ASHRAE 90.1-2007 Appx G Baseline | Baseline Design | 0 | Manufacturer | Model No. | Energy Star? | Spaces Served? | Electric Resistance Heating?
Primary Heating System Type |  | See ASHRAE Table G3.1.1A and G3.1.1B
Primary Heating System Quantity |  | Model 1 boiler for buildings less than 15,000 SF, 2 boilers for buildings over 15,000 SF.
Primary Heating System Efficiency (AFUE) |  | Gas: 1 or 2 80% efficient Natural Gas Boilers, Electric: PTHP, 2.81 COP, electric resistance back-up at <40 °F | [7 empty] | AFUE | % AFUE | 0% AFUE | 0% AFUE
Primary Heating System Capacity (kBtu) |  | Enter baseline capacity as calculated by energy modeling software calculations, plus 25% oversized. Per Appendix G, Section G3.1.2.2, unmet load hours shall not exceed 300 hours, and the proposed design shall not exceed the baseline design by more than 50 unmet load hours
Secondary Heating System Type |  | NA, unless there is >20,000 SF of contiguous non-residential space | N/A
Secondary Heating System Quantity |  | N/A | N/A
Secondary Heating System Efficiency (Et) |  | N/A | N/A | [6 empty] | Et | % Et | N/A | 0% Et
Seconday Heating System Capacity (kBtu) |  | N/A | N/A
Tertiary Heating System Type |  | N/A | N/A | [5 empty] | No
Tertiary Heating System Quantity |  | N/A | N/A
Tertiary Heating System Efficiency (Et) |  | N/A | N/A | [6 empty] | Et | % Et | N/A | 0% Et
Tertiary Heating System Capacity (kBtu) |  | N/A | N/A
Additional Cooling Systems Note: If there are more than 2 cooling systems, copy and paste the table above and paste it below the Renewable Energy system table. For each additional cooling system,. there should be an additional set of three rows (Type, Efficiency, Capacity). The words "Primary," "Secondary," etc. should be removed from the cooling system type row.
Cooling Components | Measure # | ASHRAE 90.1-2007 Appx G Baseline | Baseline Design | 0 | Manufacturer | Model No. | Energy Star? | Spaces Served?
Primary Cooling System Type |  | Gas Heat: PTAC, 9.305 EER, 0.0003 kW/CFM Electric Heat: PTHP, 9.105 EER, 0.0003 kW/CFM
Primary Cooling System Quantity |  | 1 per thermal zone
Primary Cooling System Efficiency (SEER) |  | Gas Heat: PTAC, 9.305 EER, 0.0003 kW/CFM Electric Heat: PTHP, 9.105 EER, 0.0003 kW/CFM | [8 empty] | SEER | SEER | SEER
Primary Cooling System Capacity (tons) |  | Enter baseline capacity as calculated by energy modeling software calculations, plus 15% oversized. Per Appendix G, Section G3.1.2.2, unmet load hours shall not exceed 300 hours.
Secondary Cooling System Type |  | N/A | N/A
Secondary Cooling System Quantity |  | N/A | N/A
Secondary Cooling System Efficiency (SEER) |  | N/A | N/A | [7 empty] | SEER | N/A SEER | SEER
Secondary Cooling System Capacity (tons) |  | N/A | N/A
Heating/Cooling Controls | Measure # | ASHRAE 90.1-2007 Appx G Baseline | Baseline Design | 0 | Quantity | Manufacturer | Model No.
Heating System Supply Water Temp. |  | 180 °F | 180
Heating System Return Water Temp. |  | 130 °F | 130
HW Loop Setpoint Control |  | OA Reset | OA Reset
HW Loop Setpoint Control Temp. |  | 180°F at 20°F and below, 150°F at 50°F and above | 180°F at 20°F and below, 150°F at 50°F and above
Cooling Controls |  | None | None
Heating Setpoint - during occupied hours |  | 72 °F | 72 °F | 72 °F
Heating Setpoint - occupied hours/day |  | 16 hr | 16 hr | 16 hr
Heating Setpoint - during unoccupied hours |  | 70 °F | 70 °F | 70 °F
Cooling Setpoint - during occupied hours |  | 78 °F | 78 °F | 78 °F
Cooling Setpoint - occupied hours/day |  | 18 hr | 18 hr | 18 hr
Cooling Setpoint - during unoccupied hours |  | 80 °F | 80 °F | 80 °F
Heating Pump? |  | Yes | Yes
Heating Pump Efficacy |  | 19 W/GPM | 19
Heating Pump Motor Class |  | Standard | Standard
Heating Pump Capacity Control |  | One-Speed | One-Speed
Heating Pump Size (HP) |  | Simulation Guidelines Section 3.15
Heating Fan Control
Heating Fan kW/CFM |  | 0.0003 | 0.0003
Cooling Fan Control |  | Constant Volume | Constant Volume
Cooling Fan kW/CFM |  | 0.0003 | 0.0003
DHW Components | Measure # | ASHRAE 90.1-2007 Appx G Baseline | Baseline Design | 0 | Manufacturer | Model No. | Energy Star? | Type?
DHW System Type |  | Same type as Proposed, unless combined heating/DHW system.
DHW System Efficiency (Et) |  | See ASHRAE Table 7.8 | [8 empty] | Et | % Et
DHW System Capacity (kBtu/h) |  | Same as Proposed.
DHW Storage Tank Size (gal) |  | Same as Proposed.
Quantity of Systems |  | Same as Proposed.
DHW Storage Tank Insulation R-value |  | Unfired Storage tank: R-12.5 | 12.5
DHW Circulating Pump? |  | Use system parameters (head, efficiency) or Ppump=BHP*746/Pump Motor Efficiency to model pump power. Use ASHRAE Table 10.8 to determine Motor Efficiency | 0
Quantity of DHW Pumps
DHW Pump Motor Efficiency
DHW Pump Motor Class
DHW Pump Capacity Control
DHW Pump Size (HP)
Showerheads (gpm) |  | 2.5 gpm | 2.5
Kitchen Faucets (gpm) |  | 2.5 gpm | 2.5
Lavatory Faucets (gpm) |  | 2.5 gpm | 2.5
Toilets (gpf) |  | 1.6 gpf | 1.6
Hot Water Demand (gpm) |  | See Simulation Guidelines Section 3.9.2
Ventilation Components | Measure # | ASHRAE 90.1-2007 Appx G Baseline | Baseline Design | 0 | Quantity | Manufacturer | Model No. | Energy Star? | Type?
Apartment Bathroom Exhaust (CFM/bath) |  | Same as Proposed or As-Built, but not to exceed 30 CFM/bathroom (continuous) or 50 CFM/bathroom (intermittent - 2hr/day)
Apartment Kitchen Exhaust (CFM/kitchen) |  | Same as Proposed or As-Built, but not to exceed 7.5 ACH/kitchen (continuous) or 100 CFM/kitchen (intermittent - 2hr/day)
Apartment - In-unit fans (CFM/W) |  | Ceiling Exhaust: 1.2 CFM/W Inline Exhaust: 2.3 CFM/W
Apartment - Roof-top fans (CFM) |  | Same as Proposed or As-Built
Apartment - Roof-top fans (hp) |  | Same as Proposed or As-Built
Apartment - Roof-top fans efficiency (%) |  | See ASHRAE Table 10.8 to determine Fan Motor Efficiency
Apartment - Roof-top fans Total Power (kW) |  | Use Pfan=BHP*746/Fan Motor Efficiency to determine ventilation fan power.
Apartment - Fresh Air Supply Type |  | Same as Proposed of As-Built | 0
Total Corridor Supply Ventilation (CFM) |  | Same as Proposed or As-Built, but not to exceed ASHRAE 62.1-2007 rates by more than 50%
Non-Apt Ventilation Fans (CFM) |  | Same as Proposed or As-Built
Non-Apt Ventilation Fans (hp) |  | Same as Proposed or As-Built
Non-Apt Ventilation Fans (efficiency) |  | See ASHRAE Table 10.8 to determine Fan Motor Efficiency
Non-Apt Ventilation Fans Power (kW) |  | Use Pfan=BHP*746/Fan Motor Efficiency to determine ventilation fan power.
Duct Sealing |  | Add 10 CFM per floor per shaft to Exhaust CFM to represent ventilation duct leakage
Duct Sealing - Total CFM |  | Add 10 CFM per floor per shaft to Exhaust CFM to represent ventilation duct leakage
Heat/Energy Recovery |  | None, unless required by ASHRAE G3.1.2.10 | N/A
Heat/Energy Recovery Effectiveness (%) |  | N/A | N/A
Garage Exhaust Fan (CFM) |  | Same as Proposed or As-Built
Garage Exhaust Fan (hp) |  | Same as Proposed or As-Built
Garage Exhaust Fan (efficiency) |  | See ASHRAE Table 10.8 to determine Fan Motor Efficiency
Garage Exhaust Fan Power (kW) |  | See Simulation Guidelines Section 3.14
Garage Exhaust Fan - Demand Control |  | None, unless required by ASHRAE 6.4.3.9. | N/A
Garage Exhaust Fan -Demand Control (hr/day) |  | See Simulation Guidelines Section 3.12 | 24
Other Demand Control |  | None, unless required by ASHRAE 6.4.3.9. | N/A
Other Demand Control (hr/day) |  | See Simulation Guidelines Section 3.12
Other Demand Control Fan Power (kW) |  | Use Pfan=BHP*746/Fan Motor Efficiency to determine ventilation fan power. Use ASHRAE Table 10.8 to determine Fan Motor Efficiency
Building Component | Measure # | ASHRAE 90.1-2007 Appx G Baseline | Baseline Design | 0
Other motor (1) |  | N/A
Other motor (2) |  | N/A
Other motor (3) |  | N/A
Renewable System Type |  | N/A
Renewable System Size |  | N/A
Note on B13: Enter brief description including thickness of insulation, type of insulation, and framing. E.g. (4" Rigid Insulation). If there are several different wall types, include each type, separated by a semicolon. In this case, the Detailed Measures tab data that is autogenerated for this measure will likely need to be overwritten.
Note on B14: Enter U-value number (e.g. 0.064). If the building has multiple above grade wall types, enter each U-value separated by a semicolon, in the same order as the wall descriptions given above.
Note on B15: Enter brief description including thickness of insulation, type of insulation, and framing. E.g. (4" Rigid Insulation)
Note on B16: Enter U-value number (e.g. 0.090).
Note on B17: Enter brief description including thickness of insulation, type of insulation, and framing. Separate different wall types using a semicolon. E.g. (4" Rigid Insulation (North Wall); 5" Rigid Insulation (All Other).
Note on B18: Enter C-value number (e.g. 0.119).
Note on B19: Enter brief description including thickness of insulation, type of insulation, and framing.
Note on B20: Enter U-value number (e.g. 0.038).
Note on B21: Enter brief description including thickness of insulation, type of insulation, and framing.
Note on B22: Enter F-value number (e.g. 0.540).
Note on B23: Enter brief description including thickness of insulation, type of insulation, and framing.
Note on B24: Enter F-value number (e.g. 0.540).
Note on B25: Enter brief description including thickness of insulation, type of insulation, and framing.
Note on B26: Enter C-value number (e.g. 1.140).
Note on B27: Enter brief description including thickness of insulation, type of insulation, and framing.
Note on B28: Enter U-value number (e.g. 0.480).
Note on B29: Window-to-wall ratio is taken as the sum of all window area, including decorative glass and skylights, divided by the total exterior above-grade wall area.
Note on B30: Enter frame type (e.g. Vinyl frame)
Note on B31: Enter glazing type (e.g. Double-paned, argon-filled)
Note on B32: Enter U-value number (e.g. 0.064).
Note on B33: Enter SHGC number (e.g. 0.40).
Note on B34: Enter type of shanding device, if applicable.
Note on B35: Enter type of door (e.g. Swinging opaque).
Note on B36: Enter U-value number (e.g. 0.70).
Note on B40: Enter LPD number (e.g. 0.7).
Note on B41: List each applicable space type and its associated LPD (e.g. Lobby: 1.3 W/SF).
Note on B42: Include type of lighting controls and the space(s) the control(s) serve (e.g. Occupancy Sensors - Stairwells).
Note on B43: Enter total lighting power (kW).
Note on B44: Enter LPD number (W/SF).
Note on B45: Enter total lighting power (kW).
Note on H48: Enter Manufacturer only if the equipment is installed in the buidling.
Note on I48: Enter model number only if the equipment is installed in the buidling.
Note on B57: Choose type of stove (electric or gas).
Note on B58: Replace "<Other Appliance>" with the appliance type, or leave blank if there are no other appliance types.
Note on G63: Enter Manufacturer only if the equipment is installed in the buidling.
Note on H63: Enter model number only if the equipment is installed in the buidling.
Note on J63: Enter the spaces served in this space. (e.g. apartments, common area, whole building, corridor, etc.)
Note on B64: The primary system is the system that serves the majority of the building.
Note on B66: Choose correct units of efficiency (AFUE, COP, Ec, Et or HSPF).
Note on D66: For System 1: Appendix G, G3.1.3.2: Efficiency depends on capacity calculated by model: 80% AFUE: <300,000 BTUH 80% Et: 300,000 -2,500,000 BTUH
Note on B67: Enter the total capacity of the primary heating system (e.g. enter 2 MMBTU for two 1 MMBTU boilers).
Note on D68: If there is >20,000 SF of contiguous non-residential space, use additional system type for nonpredominant conditions (using ASHRAE Tables G3.1.1A and G3.1.1B) in that space.
Note on B70: Choose correct units of efficiency (AFUE, COP, Ec, Et or HSPF).
Note on B74: Choose correct units of efficiency (AFUE, COP, Ec, Et or HSPF).
Note on G79: Enter Manufacturer only if the equipment is installed in the buidling.
Note on H79: Enter model number only if the equipment is installed in the buidling.
Note on J79: Enter the spaces served in this space. (e.g. apartments, common area, whole building, corridor, etc.)
Note on B80: The primary system is the system that serves the majority of the building.
Note on B82: Choose correct units of efficiency (EER, SEER).
Note on B83: Enter the total capacity of the primary cooling system (e.g. enter 12 tons for twelve 1 ton ACs).
Note on B86: Choose correct units of efficiency (EER, SEER).
Note on B87: Enter the total capacity of the primary cooling system (e.g. enter 12 tons for twelve 1 ton ACs).
Note on H90: Enter Manufacturer only if the equipment is installed in the buidling.
Note on I90: Enter model number only if the equipment is installed in the buidling.
Note on B95: Indicate any cooling system control parameters that will be needed in the Proposed design model. (e.g., Cooling tower fan motor is equipped with VFD controlled by temperature sensor on condenser water supply pipe.)
Note on G112: Enter Manufacturer only if the equipment is installed in the buidling.
Note on H112: Enter model number only if the equipment is installed in the buidling.
Note on B114: Choose correct units of efficiency (EF or Et).
Note on B115: Enter the total capacity of the DHW system (e.g. enter 90 for three 30,000 Btu/h DHW heaters).
Note on D125: For shower stalls with multiple showerheads, the 2.5 GPM applies to the entire stall.
Note on H131: Enter Manufacturer only if the equipment is installed in the buidling.
Note on I131: Enter model number only if the equipment is installed in the buidling.
Note on B132: As-Built model shall reflect ventilation flowrates measured during testing.
Note on G132: Enter number of rooms of this type with mechanical exhaust.
Note on G133: Enter number of rooms of this type with mechanical exhaust.
Note on G135: Enter number of roof-top exhaust fans serving apartments.
Note on B140: Provide total CFM of mechanical ventilation provided in corridors. Confirm with MEP that ventilation meets the minimum requirements of local code and ASHRAE 62.1-2007.
Note on G141: Enter number of roof-top exhaust fans serving non-apartment spaces.
Note on B145: If taking the duct-sealing credit, assume 5 CFM per floor per shaft in the Proposed, but replace with tested leakage in AS-BUILT model.
Note on B147: List affected system, if applicable.
Note on B154: For example, reduced fan runtime from installing CO sensors in residential-associated garages may be modeled using 8.4 hr/day fan runtime in Proposed Design, compared to 24 hr/day runtime in the Baseline Building Design.
Note on B155: Demand control ventilation(DCV) is defined in ASHRAE as: "a ventilation system capability that provides for the automatic reduction of outdoor air intake below design rates when the actual occupancy of spaces served by the system is less than design occupancy." Individual exhaust ventilation in kitchens and bathrooms with manual control or interlocked with lighting switch does not qualify as DCV measure.
Note on B160: If your building has any 3-phase, not integrated motors over 1 hp not covered in the heating and DHW tables above, please enter their information here.
Note on B164: Solar PV, Wind, and CHP should have units of kW (e.g. 50 kW). Solar Thermal should have units of SqFt of collector area (e.g. 300 SqFt).

## Reporting Summary
Reporting Summary
Sign-off by energy modeler |  |  |  |  | Signature:
I hereby verify that the information provided in the tables below is accurate and complete, to the best of my knowledge. |  |  |  |  | Name:
Date:
Sign-off by project team leader |  |  |  |  | Signature:
I hereby verify that the information provided in the tables below is accurate and complete, to the best of my knowledge. |  |  |  |  | Name:
Date:
Table 1. General Project Information
Current Project Status: |  |  |  |  | Builder / Developer: |  | 0
Estimated Construction Completion Date (mo/yr): |  |  |  |  | Name of contact: |  | 0
Project Name: |  | 0 |  |  | Phone: |  | 0
Project Address: |  | 0 |  |  | E-mail: |  | 0
Project City, State, Zip: |  | 0
Table 2. Modeling Information
Lead Modeler: |  | 0 |  |  | Simulation Program & Version #: |  | 0
Company: |  | 0 |  |  | Baseline: |  | ASHRAE 90.1-2007
Phone: |  | 0 |  |  | Weather File: |  | 0
E-mail: |  | 0
Table 3. Building Information
# of stories |  | 0 |  |  | Total bldg ft2: |  | 0
Space heating fuel: |  | 0 |  |  | Residential |  | 0
DHW fuel: |  | 0 |  |  | Common space |  | 0
Heating system: |  | 0 |  |  | Commercial |  | 0
Cooling system: |  | 0 |  |  | Other |  | 0
Ventilation system: |  | 0 |  |  | Total conditioned ft2: |  | 0
[5 empty] | Heated & cooled |  | 0
[5 empty] | Heated-only |  | 0
[5 empty] | Cooled-only |  | 0
Apartment type |  | Studio | 1-BR | 2-BR | 3-BR | 4-BR | Total
# of apartments |  | 0 | 0 | 0 | 0 | 0 | 0
Average ft2 | [6 empty] | #DIV/0!
Table 4. ENERGY STAR Portfolio Manager Input
Gross Floor Area |  |  | 0 | Notes
Number of bedrooms |  |  | 0
Number of Floors |  |  | 0
Number of in-apartment laundry hookups
Number of common area laundry hookups
Number of dishwashers |  |  | 0
% gross floor area that is heated |  |  | #DIV/0!
% gross floor area that is cooled |  |  | #DIV/0!
Table 5. Comparison of Inputs
Model Input Parameter |  | Example Unit | Baseline Design (provide description and specification) |  |  | Proposed Final Design (provide description and specification)
Building envelope
Ext. wall construction (above grade) |  | U-factor | Per ASHRAE, |  |  | , |  |  |  | Per ASHRAE, | , | % AFUE | SEER
Ext. wall construction (below grade) |  | C-factor | Per ASHRAE, |  |  | , |  |  |  | Per ASHRAE, | , | HSPF | EER
Floor construction |  | U-factor | Per ASHRAE, |  |  | , |  |  |  | Per ASHRAE, | ,
Slab-on-grade construction (unheated) |  | F-factor | Per ASHRAE, |  |  | , |  |  |  | Per ASHRAE, | , | % Et | COP
Slab-on-grade construction (embedded heat) |  | F-factor | Per ASHRAE, |  |  | ,
Slab-below grade construction |  | C-factor | Per ASHRAE, |  |  | , |  |  |  | Per ASHRAE, | , | COP
Roof Construction |  | U-factor | Per ASHRAE, |  |  | , |  |  |  | Per ASHRAE, | ,
Window/floor area ratio |  | % | 0% |  |  | 0% |  |  |  | 0 | 0
Window type and U-factor |  | U-factor | , Per ASHRAE, |  |  | , , |  |  |  | , Per ASHRAE, | , ,
Window SHGC |  | SHGC | 0 |  |  | 0 |  |  |  | 0 | 0
Shading devices |  |  | 0 |  |  | 0 |  |  |  | 0 | 0
Doors |  | U-factor | , |  |  | , |  |  |  | , | ,
Lighting & appliances | [9 empty] | 0 | 0
In-unit lighting power density |  | W/ft2 | 0.7 |  |  | 0 |  |  |  | 0.7 | 0
Other interior lighting power density |  | W/ft2 | 0 |  |  | 0 |  |  |  | 0 | 0
Exterior lighting power |  | W | 0 |  |  | 0 |  |  |  | 0 | 0
Lighting controls |  |  | N/A |  |  | 0 |  |  |  | N/A | 0
Refrigerator |  | Energy Star? | N/A |  |  | N/A |  |  |  | N/A | N/A
Dishwasher |  | Energy Star? | N/A |  |  | N/A |  |  |  | N/A | N/A
Clothes Washer |  | Energy Star? | N/A |  |  | N/A |  |  |  | N/A | N/A
HVAC System | [9 empty] | 0 | 0
Primary HVAC system type |  |  | 0 |  |  | 0 |  |  |  | 0 | 0
Exhaust fans |  | Energy Star? | Not Applicable |  |  | Not Applicable |  |  |  | Not Applicable | Not Applicable
Primary System Heating efficiency |  | AFUE / HSPF | 0% AFUE |  |  | 0% AFUE |  |  |  | 0% AFUE | 0% AFUE
Primary System Cooling efficiency |  | SEER / EER | SEER |  |  | SEER |  |  |  | SEER | SEER
Fan supply power |  | kW/CFM | 0.0003 |  |  | 0 |  |  |  | 0.0003 | 0
Domestic Hot Water System | [9 empty] | 0 | 0
Equipment efficiency |  | EF | 0 |  |  | 0 |  |  |  | 0 | 0
Kitchen Faucets |  | GPM | 2.5 |  |  | 0 |  |  |  | 2.5 | 0
Lavatory Faucets |  | GPM | 2.5 |  |  | 0
Showerheads |  | GPM | 2.5 |  |  | 0 |  |  |  | 2.5 | 0
Solar DHW system |  | % of load | 0 | [6 empty] | 0 | 0
Renewable Electric Generation System | [9 empty] | 0 | 0
Type of system |  |  | 0 |  |  | 0 |  |  |  | 0 | 0
Rated capacity |  | kW | 0 |  |  | 0 |  |  |  | 0 | 0
Other, if applicable | [9 empty] | 0 | 0
[10 empty] | 0 | 0
[10 empty] | 0 | 0
[10 empty] | 0 | 0
Table 6. Comparison of Estimated Consumption | [9 empty] | 0 | 0
End Use |  | Units | Baseline Annual Consumption |  | Proposed Design Annual Consumption |  | % Savings |  |  | Baseline Annual Consumption | 0
Electric loads | [9 empty] | 0 | 0
Ventilation fans |  | kWh | #DIV/0! |  | 0 |  | #DIV/0! |  |  | #DIV/0! | 0
Space heating |  | kWh | #DIV/0! |  | 0 |  | #DIV/0! |  |  | #DIV/0! | 0
Space cooling |  | kWh | #DIV/0! |  | 0 |  | #DIV/0! |  |  | #DIV/0! | 0
Domestic hot water |  | kWh | #DIV/0! |  | 0 |  | #DIV/0! |  |  | #DIV/0! | 0
Interior lighting |  | kWh | #DIV/0! |  | 0 |  | #DIV/0! |  |  | #DIV/0! | 0
Exterior lighting |  | kWh | 0 |  | 0 |  | #DIV/0! |  |  | 0 | 0
Appliances |  | kWh | #DIV/0! |  | 0 |  | #DIV/0! |  |  | #DIV/0! | 0
Pumps |  | kWh | #DIV/0! |  | 0 |  | #DIV/0!
Other exterior |  | kWh | #DIV/0! |  | 0 |  | #DIV/0! |  |  | #DIV/0! | 0
Plug loads |  | kWh |  |  | 0 |  | NA |  |  | 0 | 0
Gas loads | [9 empty] | 0 | 0
Space heating |  | MMbtu | #DIV/0! |  | 0 |  | #DIV/0! |  |  | #DIV/0! | 0
Domestic hot water |  | MMbtu | #DIV/0! |  | 0 |  | #DIV/0! |  |  | #DIV/0! | 0
Appliances |  | MMbtu | #DIV/0! |  | 0 |  | #DIV/0! |  |  | #DIV/0! | 0
Other (describe) |  | MMbtu | #DIV/0! |  | 0 |  | #DIV/0!
Fuel oil loads | [9 empty] | 0 | 0
Space heating |  | MMbtu |  |  |  |  | NA |  |  | 0 | 0
Domestic hot water |  | MMbtu |  |  |  |  | NA |  |  | 0 | 0
Totals | [9 empty] | 0 | 0
Electric loads |  | kWh | #DIV/0! |  | 0 |  | #DIV/0! |  |  | #DIV/0! | 0
Gas loads |  | MMbtu | #DIV/0! |  | 0 |  | #DIV/0! |  |  | #DIV/0! | 0
Oil loads |  | MMbtu | 0 |  | 0 |  | NA |  |  | 0 | 0
Table 7. Fuel Cost | [9 empty] | 0 | 0
Electricity | 0.1859 | $/kWh | [7 empty] | 0 | 0
Natural Gas | 1.579 | $/Therm | [7 empty] | 0 | 0
Fuel Oil |  | $/Gallon | [7 empty] | 0 | 0
Table 8. Performance Rating Calculation | [9 empty] | 0 | 0
| Baseline |  |  |  | Proposed |  |  | BTU Savings, % | $ Savings, % | 0 | 0
| Fossil Fuel, Btu | Electricity, Btu | Cost, $ |  | Fossil Fuel, Btu | Electricity, Btu | Cost, $ |  |  | Cost, $ | Electricity, Btu
Annual Heating | #DIV/0! | #DIV/0! | #DIV/0! |  | 0 | 0 | 0 | #DIV/0! | #DIV/0! | #DIV/0! | 0
Annual Cooling | #DIV/0! | #DIV/0! | #DIV/0! |  | 0 | 0 | 0 | #DIV/0! | #DIV/0! | #DIV/0! | 0
Annual Lighting | #DIV/0! | #DIV/0! | #DIV/0! |  | 0 | 0 | 0 | #DIV/0! | #DIV/0! | #DIV/0! | 0
Annual Hot Water | #DIV/0! | #DIV/0! | #DIV/0! |  | 0 | 0 | 0 | #DIV/0! | #DIV/0! | #DIV/0! | 0
Annual Equipment | #DIV/0! | #DIV/0! | #DIV/0! |  | 0 | 0 | 0 | #DIV/0! | #DIV/0! | #DIV/0! | 0
Annual Fans | #DIV/0! | #DIV/0! | #DIV/0! |  | 0 | 0 | 0 | #DIV/0! | #DIV/0!
Annual Pumps | #DIV/0! | #DIV/0! | #DIV/0! |  | 0 | 0 | 0 | #DIV/0! | #DIV/0! | #DIV/0! | 0
Total | #DIV/0! | #DIV/0! | #DIV/0! |  | 0 | 0 | 0 | #DIV/0! | #DIV/0! | #DIV/0! | 0
Table 9. Energy Usage per Square Foot of Conditioned Area | [9 empty] | 0 | 0
| Baseline | Proposed | [7 empty] | 0 | 0
| Btu/SqFt | Btu/SqFt | [7 empty] | 0 | 0
Annual Heating | 0 | 0 | [7 empty] | 0 | 0
Annual Cooling | 0 | 0 | [7 empty] | 0 | 0
Annual Lighting | 0 | 0 | [7 empty] | 0 | 0
Annual Hot Water | 0 | 0 | [7 empty] | 0 | 0
Annual Equipment | 0 | 0 | [7 empty] | 0 | 0
Annual Fans | 0 | 0
Annual Pumps | 0 | 0 | [7 empty] | 0 | 0
Total | 0 | 0 | [7 empty] | 0 | 0
[10 empty] | 0 | 0

## Avoided Costs (hidden)
Present Value Factor Calculations
Electric Utility: ; Gas Utility: | Discount rate: | 5.5% |  | #N/A | #N/A | 0
Avoided Cost Forecast
Year | 2010 | 2011 | 2012 | 2013 | 2014 | 2015 | 2016 | 2017 | 2018 | 2019 | 2020 | 2021 | 2022 | 2023 | 2024 | 2025 | 2026 | 2027 | 2028 | 2029 | 2030 | 2031 | 2032 | 2033 | 2034 | 2035 | 2036 | 2037 | 2038 | 2039 | 2040 | 2041 | 2042 | 2043 | 2044 | 2045 | 2046 | 2047 | 2048 | 2049 | 2050 | 2051 | 2052 | 2053 | 2054 | 2055 | 2056 | 2057 | 2058 | 2059
Avoided energy per kWh with line loss | #N/A | #N/A | #N/A | #N/A | #N/A | #N/A | #N/A | #N/A | #N/A | #N/A | #N/A | #N/A | #N/A | #N/A | #N/A | #N/A | #N/A | #N/A | #N/A | #N/A | #N/A | #N/A | #N/A | #N/A | #N/A | #N/A | #N/A | #N/A | #N/A | #N/A | #N/A | #N/A | #N/A | #N/A | #N/A | #N/A | #N/A | #N/A | #N/A | #N/A | #N/A | #N/A | #N/A | #N/A | #N/A | #N/A | #N/A | #N/A | #N/A | #N/A
Avoided Capacity per KW with reserve margin, line loss and avoided distribution | #N/A | #N/A | #N/A | #N/A | #N/A | #N/A | #N/A | #N/A | #N/A | #N/A | #N/A | #N/A | #N/A | #N/A | #N/A | #N/A | #N/A | #N/A | #N/A | #N/A | #N/A | #N/A | #N/A | #N/A | #N/A | #N/A | #N/A | #N/A | #N/A | #N/A | #N/A | #N/A | #N/A | #N/A | #N/A | #N/A | #N/A | #N/A | #N/A | #N/A | #N/A | #N/A | #N/A | #N/A | #N/A | #N/A | #N/A | #N/A | #N/A | #N/A
Avoided gas $/MMBtu (Heating) | #N/A | #N/A | #N/A | #N/A | #N/A | #N/A | #N/A | #N/A | #N/A | #N/A | #N/A | #N/A | #N/A | #N/A | #N/A | #N/A | #N/A | #N/A | #N/A | #N/A | #N/A | #N/A | #N/A | #N/A | #N/A | #N/A | #N/A | #N/A | #N/A | #N/A | #N/A | #N/A | #N/A | #N/A | #N/A | #N/A | #N/A | #N/A | #N/A | #N/A | #N/A | #N/A | #N/A | #N/A | #N/A | #N/A | #N/A | #N/A | #N/A | #N/A
Natural gas $ per MMBtu (Hot Water) | #N/A | #N/A | #N/A | #N/A | #N/A | #N/A | #N/A | #N/A | #N/A | #N/A | #N/A | #N/A | #N/A | #N/A | #N/A | #N/A | #N/A | #N/A | #N/A | #N/A | #N/A | #N/A | #N/A | #N/A | #N/A | #N/A | #N/A | #N/A | #N/A | #N/A | #N/A | #N/A | #N/A | #N/A | #N/A | #N/A | #N/A | #N/A | #N/A | #N/A | #N/A | #N/A | #N/A | #N/A | #N/A | #N/A | #N/A | #N/A | #N/A | #N/A
Residual Oil | #N/A | #N/A | #N/A | #N/A | #N/A | #N/A | #N/A | #N/A | #N/A | #N/A | #N/A | #N/A | #N/A | #N/A | #N/A | #N/A | #N/A | #N/A | #N/A | #N/A | #N/A | #N/A | #N/A | #N/A | #N/A | #N/A | #N/A | #N/A | #N/A | #N/A | #N/A | #N/A | #N/A | #N/A | #N/A | #N/A | #N/A | #N/A | #N/A | #N/A | #N/A | #N/A | #N/A | #N/A | #N/A | #N/A | #N/A | #N/A | #N/A | #N/A
Co2 Adder per KWh | #N/A | #N/A | #N/A | #N/A | #N/A | #N/A | #N/A | #N/A | #N/A | #N/A | #N/A | #N/A | #N/A | #N/A | #N/A | #N/A | #N/A | #N/A | #N/A | #N/A | #N/A | #N/A | #N/A | #N/A | #N/A | #N/A | #N/A | #N/A | #N/A | #N/A | #N/A | #N/A | #N/A | #N/A | #N/A | #N/A | #N/A | #N/A | #N/A | #N/A | #N/A | #N/A | #N/A | #N/A | #N/A | #N/A | #N/A | #N/A | #N/A | #N/A
Co2 Adder per MMBtu Nat Gas | #N/A | #N/A | #N/A | #N/A | #N/A | #N/A | #N/A | #N/A | #N/A | #N/A | #N/A | #N/A | #N/A | #N/A | #N/A | #N/A | #N/A | #N/A | #N/A | #N/A | #N/A | #N/A | #N/A | #N/A | #N/A | #N/A | #N/A | #N/A | #N/A | #N/A | #N/A | #N/A | #N/A | #N/A | #N/A | #N/A | #N/A | #N/A | #N/A | #N/A | #N/A | #N/A | #N/A | #N/A | #N/A | #N/A | #N/A | #N/A | #N/A | #N/A
Co2 Adder per MMBtu Oil (place holder values) | #N/A | #N/A | #N/A | #N/A | #N/A | #N/A | #N/A | #N/A | #N/A | #N/A | #N/A | #N/A | #N/A | #N/A | #N/A | #N/A | #N/A | #N/A | #N/A | #N/A | #N/A | #N/A | #N/A | #N/A | #N/A | #N/A | #N/A | #N/A | #N/A | #N/A | #N/A | #N/A | #N/A | #N/A | #N/A | #N/A | #N/A | #N/A | #N/A | #N/A | #N/A | #N/A | #N/A | #N/A | #N/A | #N/A | #N/A | #N/A | #N/A | #N/A
Avoided Cost Present Value Forecast
Year | 1 | 2 | 3 | 4 | 5 | 6 | 7 | 8 | 9 | 10 | 11 | 12 | 13 | 14 | 15 | 16 | 17 | 18 | 19 | 20 | 21 | 22 | 23 | 24 | 25 | 26 | 27 | 28 | 29 | 30 | 31 | 32 | 33 | 34 | 35 | 36 | 37 | 38 | 39 | 40 | 41 | 42 | 43 | 44 | 45 | 46 | 47 | 48 | 49 | 50
Avoided energy per kWh with line loss (PV) | #N/A | #N/A | #N/A | #N/A | #N/A | #N/A | #N/A | #N/A | #N/A | #N/A | #N/A | #N/A | #N/A | #N/A | #N/A | #N/A | #N/A | #N/A | #N/A | #N/A | #N/A | #N/A | #N/A | #N/A | #N/A | #N/A | #N/A | #N/A | #N/A | #N/A | #N/A | #N/A | #N/A | #N/A | #N/A | #N/A | #N/A | #N/A | #N/A | #N/A | #N/A | #N/A | #N/A | #N/A | #N/A | #N/A | #N/A | #N/A | #N/A | #N/A
Avoided Capacity per KW with reserve margin, line loss and avoided distribution (PV) | #N/A | #N/A | #N/A | #N/A | #N/A | #N/A | #N/A | #N/A | #N/A | #N/A | #N/A | #N/A | #N/A | #N/A | #N/A | #N/A | #N/A | #N/A | #N/A | #N/A | #N/A | #N/A | #N/A | #N/A | #N/A | #N/A | #N/A | #N/A | #N/A | #N/A | #N/A | #N/A | #N/A | #N/A | #N/A | #N/A | #N/A | #N/A | #N/A | #N/A | #N/A | #N/A | #N/A | #N/A | #N/A | #N/A | #N/A | #N/A | #N/A | #N/A
Avoided gas $/MMBtu (Heating) (PV) | #N/A | #N/A | #N/A | #N/A | #N/A | #N/A | #N/A | #N/A | #N/A | #N/A | #N/A | #N/A | #N/A | #N/A | #N/A | #N/A | #N/A | #N/A | #N/A | #N/A | #N/A | #N/A | #N/A | #N/A | #N/A | #N/A | #N/A | #N/A | #N/A | #N/A | #N/A | #N/A | #N/A | #N/A | #N/A | #N/A | #N/A | #N/A | #N/A | #N/A | #N/A | #N/A | #N/A | #N/A | #N/A | #N/A | #N/A | #N/A | #N/A | #N/A
Natural gas $ per MMBtu (Hot Water) (PV) | #N/A | #N/A | #N/A | #N/A | #N/A | #N/A | #N/A | #N/A | #N/A | #N/A | #N/A | #N/A | #N/A | #N/A | #N/A | #N/A | #N/A | #N/A | #N/A | #N/A | #N/A | #N/A | #N/A | #N/A | #N/A | #N/A | #N/A | #N/A | #N/A | #N/A | #N/A | #N/A | #N/A | #N/A | #N/A | #N/A | #N/A | #N/A | #N/A | #N/A | #N/A | #N/A | #N/A | #N/A | #N/A | #N/A | #N/A | #N/A | #N/A | #N/A
Residual Oil (PV) | #N/A | #N/A | #N/A | #N/A | #N/A | #N/A | #N/A | #N/A | #N/A | #N/A | #N/A | #N/A | #N/A | #N/A | #N/A | #N/A | #N/A | #N/A | #N/A | #N/A | #N/A | #N/A | #N/A | #N/A | #N/A | #N/A | #N/A | #N/A | #N/A | #N/A | #N/A | #N/A | #N/A | #N/A | #N/A | #N/A | #N/A | #N/A | #N/A | #N/A | #N/A | #N/A | #N/A | #N/A | #N/A | #N/A | #N/A | #N/A | #N/A | #N/A
Co2 Adder per kWh ($2008) | #N/A | #N/A | #N/A | #N/A | #N/A | #N/A | #N/A | #N/A | #N/A | #N/A | #N/A | #N/A | #N/A | #N/A | #N/A | #N/A | #N/A | #N/A | #N/A | #N/A | #N/A | #N/A | #N/A | #N/A | #N/A | #N/A | #N/A | #N/A | #N/A | #N/A | #N/A | #N/A | #N/A | #N/A | #N/A | #N/A | #N/A | #N/A | #N/A | #N/A | #N/A | #N/A | #N/A | #N/A | #N/A | #N/A | #N/A | #N/A | #N/A | #N/A
Co2 Adder per MMBtu | #N/A | #N/A | #N/A | #N/A | #N/A | #N/A | #N/A | #N/A | #N/A | #N/A | #N/A | #N/A | #N/A | #N/A | #N/A | #N/A | #N/A | #N/A | #N/A | #N/A | #N/A | #N/A | #N/A | #N/A | #N/A | #N/A | #N/A | #N/A | #N/A | #N/A | #N/A | #N/A | #N/A | #N/A | #N/A | #N/A | #N/A | #N/A | #N/A | #N/A | #N/A | #N/A | #N/A | #N/A | #N/A | #N/A | #N/A | #N/A | #N/A | #N/A
Co2 Adder per MMBtu Oil | #N/A | #N/A | #N/A | #N/A | #N/A | #N/A | #N/A | #N/A | #N/A | #N/A | #N/A | #N/A | #N/A | #N/A | #N/A | #N/A | #N/A | #N/A | #N/A | #N/A | #N/A | #N/A | #N/A | #N/A | #N/A | #N/A | #N/A | #N/A | #N/A | #N/A | #N/A | #N/A | #N/A | #N/A | #N/A | #N/A | #N/A | #N/A | #N/A | #N/A | #N/A | #N/A | #N/A | #N/A | #N/A | #N/A | #N/A | #N/A | #N/A | #N/A
CENTRAL HUDSON
Avoided Cost Forecast
Year | 2010 | 2011 | 2012 | 2013 | 2014 | 2015 | 2016 | 2017 | 2018 | 2019 | 2020 | 2021 | 2022 | 2023 | 2024 | 2025 | 2026 | 2027 | 2028 | 2029 | 2030 | 2031 | 2032 | 2033 | 2034 | 2035 | 2036 | 2037 | 2038 | 2039 | 2040 | 2041 | 2042 | 2043 | 2044 | 2045 | 2046 | 2047 | 2048 | 2049 | 2050 | 2051 | 2052 | 2053 | 2054 | 2055 | 2056 | 2057 | 2058 | 2059
Avoided energy per kWh with line loss | 0.085399 | 0.084052 | 0.082737 | 0.082091 | 0.081455 | 0.080819 | 0.081024 | 0.081218 | 0.081422 | 0.081616 | 0.081821 | 0.082015 | 0.08222 | 0.082425 | 0.082629 | 0.082629 | 0.082629 | 0.082629 | 0.082629 | 0.082629 | 0.082629 | 0.082629 | 0.082629 | 0.082629 | 0.082629 | 0.082629 | 0.082629 | 0.082629 | 0.082629 | 0.082629 | 0.082629 | 0.082629 | 0.082629 | 0.082629 | 0.082629 | 0.082629 | 0.082629 | 0.082629 | 0.082629 | 0.082629 | 0.082629 | 0.082629 | 0.082629 | 0.082629 | 0.082629 | 0.082629 | 0.082629 | 0.082629 | 0.082629 | 0.082629
Avoided Capacity per KW with reserve margin, line loss and avoided distribution | 85.3987 | 92.5323 | 99.2349 | 105.5496 | 111.4871 | 117.069 | 122.3276 | 127.2629 | 131.9073 | 136.2716 | 140.3664 | 144.2134 | 144.2134 | 144.2134 | 144.2134 | 144.2134 | 144.2134 | 144.2134 | 144.2134 | 144.2134 | 144.2134 | 144.2134 | 144.2134 | 144.2134 | 144.2134 | 144.2134 | 144.2134 | 144.2134 | 144.2134 | 144.2134 | 144.2134 | 144.2134 | 144.2134 | 144.2134 | 144.2134 | 144.2134 | 144.2134 | 144.2134 | 144.2134 | 144.2134 | 144.2134 | 144.2134 | 144.2134 | 144.2134 | 144.2134 | 144.2134 | 144.2134 | 144.2134 | 144.2134 | 144.2134
Avoided gas $/MMBtu (Heating) | 10.24 | 10.01 | 9.79 | 9.79 | 9.79 | 9.79 | 9.87 | 9.94 | 10.02 | 10.02 | 10.02 | 10.02 | 10.02 | 10.02 | 10.02 | 10.02 | 10.02 | 10.02 | 10.02 | 10.02 | 10.02 | 10.02 | 10.02 | 10.02 | 10.02 | 10.02 | 10.02 | 10.02 | 10.02 | 10.02 | 10.02 | 10.02 | 10.02 | 10.02 | 10.02 | 10.02 | 10.02 | 10.02 | 10.02 | 10.02 | 10.02 | 10.02 | 10.02 | 10.02 | 10.02 | 10.02 | 10.02 | 10.02 | 10.02 | 10.02
Natural gas $ per MMBtu (Hot Water) | 9.4525 | 9.2342 | 9.02 | 9.02 | 9.02 | 9.02 | 9.0942 | 9.2442 | 9.2442 | 9.2442 | 9.2442 | 9.2442 | 9.2442 | 9.2442 | 9.2442 | 9.2442 | 9.2442 | 9.2442 | 9.2442 | 9.2442 | 9.2442 | 9.2442 | 9.2442 | 9.2442 | 9.2442 | 9.2442 | 9.2442 | 9.2442 | 9.2442 | 9.2442 | 9.2442 | 9.2442 | 9.2442 | 9.2442 | 9.2442 | 9.2442 | 9.2442 | 9.2442 | 9.2442 | 9.2442 | 9.2442 | 9.2442 | 9.2442 | 9.2442 | 9.2442 | 9.2442 | 9.2442 | 9.2442 | 9.2442 | 9.2442
Residual Oil | 7.2607 | 7.9113 | 8.1995 | 8.4074 | 8.5736 | 8.7208 | 8.8285 | 8.883 | 9.0101 | 9.05 | 9.1559 | 9.245 | 9.2425 | 9.3135 | 9.3834 | 9.4458 | 9.4294 | 9.4066 | 9.3719 | 9.3719 | 9.3719 | 9.3719 | 9.3719 | 9.3719 | 9.3719 | 9.3719 | 9.3719 | 9.3719 | 9.3719 | 9.3719 | 9.3719 | 9.3719 | 9.3719 | 9.3719 | 9.3719 | 9.3719 | 9.3719 | 9.3719 | 9.3719 | 9.3719 | 9.3719 | 9.3719 | 9.3719 | 9.3719 | 9.3719 | 9.3719 | 9.3719 | 9.3719 | 9.3719 | 9.3719
Co2 Adder per KWh | 0.00628 | 0.0062 | 0.00612 | 0.006 | 0.00588 | 0.00577 | 0.00577 | 0.00576 | 0.00576 | 0.00575 | 0.00575 | 0.00575 | 0.00574 | 0.00574 | 0.00573 | 0.00573 | 0.00573 | 0.00573 | 0.00573 | 0.00573 | 0.00573 | 0.00573 | 0.00573 | 0.00573 | 0.00573 | 0.00573 | 0.00573 | 0.00573 | 0.00573 | 0.00573 | 0.00573 | 0.00573 | 0.00573 | 0.00573 | 0.00573 | 0.00573 | 0.00573 | 0.00573 | 0.00573 | 0.00573 | 0.00573 | 0.00573 | 0.00573 | 0.00573 | 0.00573 | 0.00573 | 0.00573 | 0.00573 | 0.00573 | 0.00573
Co2 Adder per MMBtu Nat Gas | 0.8775 | 0.8775 | 0.8775 | 0.8775 | 0.8775 | 0.8775 | 0.8775 | 0.8775 | 0.8775 | 0.8775 | 0.8775 | 0.8775 | 0.8775 | 0.8775 | 0.8775 | 0.8775 | 0.8775 | 0.8775 | 0.8775 | 0.8775 | 0.8775 | 0.8775 | 0.8775 | 0.8775 | 0.8775 | 0.8775 | 0.8775 | 0.8775 | 0.8775 | 0.8775 | 0.8775 | 0.8775 | 0.8775 | 0.8775 | 0.8775 | 0.8775 | 0.8775 | 0.8775 | 0.8775 | 0.8775 | 0.8775 | 0.8775 | 0.8775 | 0.8775 | 0.8775 | 0.8775 | 0.8775 | 0.8775 | 0.8775 | 0.8775
Co2 Adder per MMBtu Oil (place holder values) | 0.8775 | 0.8775 | 0.8775 | 0.8775 | 0.8775 | 0.8775 | 0.8775 | 0.8775 | 0.8775 | 0.8775 | 0.8775 | 0.8775 | 0.8775 | 0.8775 | 0.8775 | 0.8775 | 0.8775 | 0.8775 | 0.8775 | 0.8775 | 0.8775 | 0.8775 | 0.8775 | 0.8775 | 0.8775 | 0.8775 | 0.8775 | 0.8775 | 0.8775 | 0.8775 | 0.8775 | 0.8775 | 0.8775 | 0.8775 | 0.8775 | 0.8775 | 0.8775 | 0.8775 | 0.8775 | 0.8775 | 0.8775 | 0.8775 | 0.8775 | 0.8775 | 0.8775 | 0.8775 | 0.8775 | 0.8775 | 0.8775 | 0.8775
Avoided Cost Present Value Forecast
Year | 1 | 2 | 3 | 4 | 5 | 6 | 7 | 8 | 9 | 10 | 11 | 12 | 13 | 14 | 15 | 16 | 17 | 18 | 19 | 20 | 21 | 22 | 23 | 24 | 25 | 26 | 27 | 28 | 29 | 30 | 31 | 32 | 33 | 34 | 35 | 36 | 37 | 38 | 39 | 40 | 41 | 42 | 43 | 44 | 45 | 46 | 47 | 48 | 49 | 50
Avoided energy per kWh with line loss (PV) | 0.083143 | 0.16071 | 0.23308 | 0.30114 | 0.36516 | 0.42536 | 0.48257 | 0.53693 | 0.58858 | 0.63766 | 0.68429 | 0.7286 | 0.77071 | 0.81071 | 0.84873 | 0.88477 | 0.91892 | 0.9513 | 0.98199 | 1.0111 | 1.0386 | 1.0648 | 1.0896 | 1.113 | 1.1353 | 1.1564 | 1.1764 | 1.1953 | 1.2133 | 1.2303 | 1.2465 | 1.2618 | 1.2763 | 1.29 | 1.303 | 1.3154 | 1.3271 | 1.3382 | 1.3487 | 1.3587 | 1.3681 | 1.3771 | 1.3856 | 1.3936 | 1.4013 | 1.4085 | 1.4153 | 1.4218 | 1.428 | 1.4338
Avoided Capacity per KW with reserve margin, line loss and avoided distribution (PV) | 83.1429 | 168.5344 | 255.3371 | 342.8502 | 430.4672 | 517.6746 | 604.0487 | 689.2229 | 772.9032 | 854.8453 | 934.8494 | 1012.761 | 1086.6108 | 1156.6107 | 1222.9613 | 1285.8529 | 1345.4657 | 1401.9708 | 1455.5301 | 1506.2973 | 1554.4177 | 1600.0296 | 1643.2636 | 1684.2436 | 1723.0873 | 1759.9059 | 1794.8051 | 1827.8849 | 1859.2402 | 1888.9608 | 1917.132 | 1943.8346 | 1969.1451 | 1993.1361 | 2015.8763 | 2037.4311 | 2057.8622 | 2077.2281 | 2095.5844 | 2112.9838 | 2129.4761 | 2145.1086 | 2159.9261 | 2173.9711 | 2187.284 | 2199.9028 | 2211.8638 | 2223.2012 | 2233.9475 | 2244.1337
Avoided gas $/MMBtu (Heating) (PV) | 9.9695 | 19.207 | 27.7705 | 35.8876 | 43.5815 | 50.8743 | 57.8434 | 64.496 | 70.8526 | 76.8777 | 82.5888 | 88.0021 | 93.1332 | 97.9969 | 102.6069 | 106.9767 | 111.1186 | 115.0446 | 118.7659 | 122.2932 | 125.6367 | 128.8058 | 131.8097 | 134.657 | 137.3559 | 139.9141 | 142.3389 | 144.6373 | 146.8158 | 148.8808 | 150.8382 | 152.6935 | 154.4521 | 156.119 | 157.699 | 159.1966 | 160.6162 | 161.9617 | 163.2371 | 164.446 | 165.5919 | 166.6781 | 167.7076 | 168.6835 | 169.6084 | 170.4852 | 171.3163 | 172.104 | 172.8506 | 173.5584
Natural gas $ per MMBtu (Hot Water) (PV) | 9.2028 | 17.7244 | 25.6143 | 33.093 | 40.1817 | 46.901 | 53.3222 | 59.5092 | 65.3735 | 70.9322 | 76.201 | 81.1952 | 85.9291 | 90.4161 | 94.6692 | 98.7006 | 102.5218 | 106.1438 | 109.577 | 112.8312 | 115.9158 | 118.8395 | 121.6108 | 124.2377 | 126.7276 | 129.0877 | 131.3248 | 133.4452 | 135.4551 | 137.3602 | 139.166 | 140.8776 | 142.5 | 144.0379 | 145.4956 | 146.8772 | 148.1869 | 149.4282 | 150.6049 | 151.7202 | 152.7774 | 153.7794 | 154.7292 | 155.6295 | 156.4829 | 157.2918 | 158.0585 | 158.7852 | 159.4741 | 160.127
Residual Oil (PV) | 7.0689 | 14.3697 | 21.542 | 28.5127 | 35.2506 | 41.747 | 47.9807 | 53.9259 | 59.6417 | 65.0836 | 70.3022 | 75.2968 | 80.0298 | 84.5505 | 88.8677 | 92.987 | 96.8848 | 100.5704 | 104.051 | 107.3502 | 110.4774 | 113.4415 | 116.2511 | 118.9143 | 121.4386 | 123.8313 | 126.0993 | 128.249 | 130.2867 | 132.2181 | 134.0488 | 135.7841 | 137.429 | 138.9881 | 140.4659 | 141.8666 | 143.1944 | 144.4529 | 145.6458 | 146.7765 | 147.8483 | 148.8642 | 149.8271 | 150.7399 | 151.605 | 152.4251 | 153.2024 | 153.9391 | 154.6375 | 155.2995
Co2 Adder per kWh ($2008) | 0.0061141 | 0.011836 | 0.017189 | 0.022164 | 0.026785 | 0.031083 | 0.035157 | 0.039012 | 0.042666 | 0.046124 | 0.049401 | 0.052507 | 0.055447 | 0.058233 | 0.060869 | 0.063368 | 0.065737 | 0.067982 | 0.07011 | 0.072127 | 0.074039 | 0.075851 | 0.077569 | 0.079197 | 0.080741 | 0.082204 | 0.08359 | 0.084905 | 0.08615 | 0.087331 | 0.088451 | 0.089512 | 0.090517 | 0.09147 | 0.092374 | 0.09323 | 0.094042 | 0.094812 | 0.095541 | 0.096232 | 0.096888 | 0.097509 | 0.098098 | 0.098656 | 0.099185 | 0.099686 | 0.10016 | 0.10061 | 0.10104 | 0.10144
Co2 Adder per MMBtu | 0.85432 | 1.6641 | 2.4317 | 3.1592 | 3.8488 | 4.5025 | 5.1221 | 5.7094 | 6.2661 | 6.7937 | 7.2939 | 7.7679 | 8.2173 | 8.6432 | 9.047 | 9.4296 | 9.7924 | 10.1362 | 10.4621 | 10.771 | 11.0638 | 11.3413 | 11.6044 | 11.8537 | 12.0901 | 12.3141 | 12.5265 | 12.7278 | 12.9185 | 13.0994 | 13.2708 | 13.4333 | 13.5873 | 13.7333 | 13.8716 | 14.0028 | 14.1271 | 14.2449 | 14.3566 | 14.4625 | 14.5629 | 14.658 | 14.7481 | 14.8336 | 14.9146 | 14.9914 | 15.0642 | 15.1331 | 15.1985 | 15.2605
Co2 Adder per MMBtu Oil | 0.85432 | 1.6641 | 2.4317 | 3.1592 | 3.8488 | 4.5025 | 5.1221 | 5.7094 | 6.2661 | 6.7937 | 7.2939 | 7.7679 | 8.2173 | 8.6432 | 9.047 | 9.4296 | 9.7924 | 10.1362 | 10.4621 | 10.771 | 11.0638 | 11.3413 | 11.6044 | 11.8537 | 12.0901 | 12.3141 | 12.5265 | 12.7278 | 12.9185 | 13.0994 | 13.2708 | 13.4333 | 13.5873 | 13.7333 | 13.8716 | 14.0028 | 14.1271 | 14.2449 | 14.3566 | 14.4625 | 14.5629 | 14.658 | 14.7481 | 14.8336 | 14.9146 | 14.9914 | 15.0642 | 15.1331 | 15.1985 | 15.2605
CON ED
Avoided Cost Forecast
Year | 2010 | 2011 | 2012 | 2013 | 2014 | 2015 | 2016 | 2017 | 2018 | 2019 | 2020 | 2021 | 2022 | 2023 | 2024 | 2025 | 2026 | 2027 | 2028 | 2029 | 2030 | 2031 | 2032 | 2033 | 2034 | 2035 | 2036 | 2037 | 2038 | 2039 | 2040 | 2041 | 2042 | 2043 | 2044 | 2045 | 2046 | 2047 | 2048 | 2049 | 2050 | 2051 | 2052 | 2053 | 2054 | 2055 | 2056 | 2057 | 2058 | 2059
Avoided energy per kWh with line loss | 0.085399 | 0.084052 | 0.082737 | 0.082091 | 0.081455 | 0.080819 | 0.081024 | 0.081218 | 0.081422 | 0.081616 | 0.081821 | 0.082015 | 0.08222 | 0.082425 | 0.082629 | 0.082629 | 0.082629 | 0.082629 | 0.082629 | 0.082629 | 0.082629 | 0.082629 | 0.082629 | 0.082629 | 0.082629 | 0.082629 | 0.082629 | 0.082629 | 0.082629 | 0.082629 | 0.082629 | 0.082629 | 0.082629 | 0.082629 | 0.082629 | 0.082629 | 0.082629 | 0.082629 | 0.082629 | 0.082629 | 0.082629 | 0.082629 | 0.082629 | 0.082629 | 0.082629 | 0.082629 | 0.082629 | 0.082629 | 0.082629 | 0.082629
Avoided Capacity per KW with reserve margin, line loss and avoided distribution | 85.3987 | 92.5323 | 99.2349 | 105.5496 | 111.4871 | 117.069 | 122.3276 | 127.2629 | 131.9073 | 136.2716 | 140.3664 | 144.2134 | 144.2134 | 144.2134 | 144.2134 | 144.2134 | 144.2134 | 144.2134 | 144.2134 | 144.2134 | 144.2134 | 144.2134 | 144.2134 | 144.2134 | 144.2134 | 144.2134 | 144.2134 | 144.2134 | 144.2134 | 144.2134 | 144.2134 | 144.2134 | 144.2134 | 144.2134 | 144.2134 | 144.2134 | 144.2134 | 144.2134 | 144.2134 | 144.2134 | 144.2134 | 144.2134 | 144.2134 | 144.2134 | 144.2134 | 144.2134 | 144.2134 | 144.2134 | 144.2134 | 144.2134
Avoided gas $/MMBtu (Heating) | 13.64 | 13.41 | 13.19 | 13.19 | 13.19 | 13.19 | 13.27 | 13.34 | 13.42 | 13.42 | 13.42 | 13.42 | 13.42 | 13.42 | 13.42 | 13.42 | 13.42 | 13.42 | 13.42 | 13.42 | 13.42 | 13.42 | 13.42 | 13.42 | 13.42 | 13.42 | 13.42 | 13.42 | 13.42 | 13.42 | 13.42 | 13.42 | 13.42 | 13.42 | 13.42 | 13.42 | 13.42 | 13.42 | 13.42 | 13.42 | 13.42 | 13.42 | 13.42 | 13.42 | 13.42 | 13.42 | 13.42 | 13.42 | 13.42 | 13.42
Natural gas $ per MMBtu (Hot Water) | 12.0125 | 11.7942 | 11.5858 | 11.5858 | 11.5858 | 11.5858 | 11.66 | 11.73 | 11.8042 | 11.8042 | 11.8042 | 11.8042 | 11.8042 | 11.8042 | 11.8042 | 11.8042 | 11.8042 | 11.8042 | 11.8042 | 11.8042 | 11.8042 | 11.8042 | 11.8042 | 11.8042 | 11.8042 | 11.8042 | 11.8042 | 11.8042 | 11.8042 | 11.8042 | 11.8042 | 11.8042 | 11.8042 | 11.8042 | 11.8042 | 11.8042 | 11.8042 | 11.8042 | 11.8042 | 11.8042 | 11.8042 | 11.8042 | 11.8042 | 11.8042 | 11.8042 | 11.8042 | 11.8042 | 11.8042 | 11.8042 | 11.8042
Residual Oil | 7.2607 | 7.9113 | 8.1995 | 8.4074 | 8.5736 | 8.7208 | 8.8285 | 8.883 | 9.0101 | 9.05 | 9.1559 | 9.245 | 9.2425 | 9.3135 | 9.3834 | 9.4458 | 9.4294 | 9.4066 | 9.3719 | 9.3719 | 9.3719 | 9.3719 | 9.3719 | 9.3719 | 9.3719 | 9.3719 | 9.3719 | 9.3719 | 9.3719 | 9.3719 | 9.3719 | 9.3719 | 9.3719 | 9.3719 | 9.3719 | 9.3719 | 9.3719 | 9.3719 | 9.3719 | 9.3719 | 9.3719 | 9.3719 | 9.3719 | 9.3719 | 9.3719 | 9.3719 | 9.3719 | 9.3719 | 9.3719 | 9.3719
Co2 Adder per KWh | 0.00628 | 0.0062 | 0.00612 | 0.006 | 0.00588 | 0.00577 | 0.00577 | 0.00576 | 0.00576 | 0.00575 | 0.00575 | 0.00575 | 0.00574 | 0.00574 | 0.00573 | 0.00573 | 0.00573 | 0.00573 | 0.00573 | 0.00573 | 0.00573 | 0.00573 | 0.00573 | 0.00573 | 0.00573 | 0.00573 | 0.00573 | 0.00573 | 0.00573 | 0.00573 | 0.00573 | 0.00573 | 0.00573 | 0.00573 | 0.00573 | 0.00573 | 0.00573 | 0.00573 | 0.00573 | 0.00573 | 0.00573 | 0.00573 | 0.00573 | 0.00573 | 0.00573 | 0.00573 | 0.00573 | 0.00573 | 0.00573 | 0.00573
Co2 Adder per MMBtu Nat Gas | 0.8775 | 0.8775 | 0.8775 | 0.8775 | 0.8775 | 0.8775 | 0.8775 | 0.8775 | 0.8775 | 0.8775 | 0.8775 | 0.8775 | 0.8775 | 0.8775 | 0.8775 | 0.8775 | 0.8775 | 0.8775 | 0.8775 | 0.8775 | 0.8775 | 0.8775 | 0.8775 | 0.8775 | 0.8775 | 0.8775 | 0.8775 | 0.8775 | 0.8775 | 0.8775 | 0.8775 | 0.8775 | 0.8775 | 0.8775 | 0.8775 | 0.8775 | 0.8775 | 0.8775 | 0.8775 | 0.8775 | 0.8775 | 0.8775 | 0.8775 | 0.8775 | 0.8775 | 0.8775 | 0.8775 | 0.8775 | 0.8775 | 0.8775
Co2 Adder per MMBtu Oil (place holder values) | 0.8775 | 0.8775 | 0.8775 | 0.8775 | 0.8775 | 0.8775 | 0.8775 | 0.8775 | 0.8775 | 0.8775 | 0.8775 | 0.8775 | 0.8775 | 0.8775 | 0.8775 | 0.8775 | 0.8775 | 0.8775 | 0.8775 | 0.8775 | 0.8775 | 0.8775 | 0.8775 | 0.8775 | 0.8775 | 0.8775 | 0.8775 | 0.8775 | 0.8775 | 0.8775 | 0.8775 | 0.8775 | 0.8775 | 0.8775 | 0.8775 | 0.8775 | 0.8775 | 0.8775 | 0.8775 | 0.8775 | 0.8775 | 0.8775 | 0.8775 | 0.8775 | 0.8775 | 0.8775 | 0.8775 | 0.8775 | 0.8775 | 0.8775
Avoided Cost Present Value Forecast
Year | 1 | 2 | 3 | 4 | 5 | 6 | 7 | 8 | 9 | 10 | 11 | 12 | 13 | 14 | 15 | 16 | 17 | 18 | 19 | 20 | 21 | 22 | 23 | 24 | 25 | 26 | 27 | 28 | 29 | 30 | 31 | 32 | 33 | 34 | 35 | 36 | 37 | 38 | 39 | 40 | 41 | 42 | 43 | 44 | 45 | 46 | 47 | 48 | 49 | 50
Avoided energy per kWh with line loss (PV) | 0.083143 | 0.16071 | 0.23308 | 0.30114 | 0.36516 | 0.42536 | 0.48257 | 0.53693 | 0.58858 | 0.63766 | 0.68429 | 0.7286 | 0.77071 | 0.81071 | 0.84873 | 0.88477 | 0.91892 | 0.9513 | 0.98199 | 1.0111 | 1.0386 | 1.0648 | 1.0896 | 1.113 | 1.1353 | 1.1564 | 1.1764 | 1.1953 | 1.2133 | 1.2303 | 1.2465 | 1.2618 | 1.2763 | 1.29 | 1.303 | 1.3154 | 1.3271 | 1.3382 | 1.3487 | 1.3587 | 1.3681 | 1.3771 | 1.3856 | 1.3936 | 1.4013 | 1.4085 | 1.4153 | 1.4218 | 1.428 | 1.4338
Avoided Capacity per KW with reserve margin, line loss and avoided distribution (PV) | 83.1429 | 168.5344 | 255.3371 | 342.8502 | 430.4672 | 517.6746 | 604.0487 | 689.2229 | 772.9032 | 854.8453 | 934.8494 | 1012.761 | 1086.6108 | 1156.6107 | 1222.9613 | 1285.8529 | 1345.4657 | 1401.9708 | 1455.5301 | 1506.2973 | 1554.4177 | 1600.0296 | 1643.2636 | 1684.2436 | 1723.0873 | 1759.9059 | 1794.8051 | 1827.8849 | 1859.2402 | 1888.9608 | 1917.132 | 1943.8346 | 1969.1451 | 1993.1361 | 2015.8763 | 2037.4311 | 2057.8622 | 2077.2281 | 2095.5844 | 2112.9838 | 2129.4761 | 2145.1086 | 2159.9261 | 2173.9711 | 2187.284 | 2199.9028 | 2211.8638 | 2223.2012 | 2233.9475 | 2244.1337
Avoided gas $/MMBtu (Heating) (PV) | 13.2797 | 25.6548 | 37.1924 | 48.1285 | 58.4944 | 68.3199 | 77.6897 | 86.6179 | 95.1314 | 103.201 | 110.8499 | 118.1001 | 124.9724 | 131.4863 | 137.6607 | 143.5131 | 149.0605 | 154.3187 | 159.3027 | 164.0269 | 168.5049 | 172.7493 | 176.7725 | 180.586 | 184.2007 | 187.6269 | 190.8745 | 193.9528 | 196.8706 | 199.6363 | 202.2578 | 204.7426 | 207.098 | 209.3305 | 211.4466 | 213.4524 | 215.3537 | 217.1558 | 218.864 | 220.4831 | 222.0178 | 223.4725 | 224.8514 | 226.1584 | 227.3972 | 228.5715 | 229.6845 | 230.7395 | 231.7396 | 232.6874
Natural gas $ per MMBtu (Hot Water) (PV) | 11.6952 | 22.5792 | 32.7135 | 42.3196 | 51.4248 | 60.0554 | 68.2883 | 76.139 | 83.6274 | 90.7254 | 97.4534 | 103.8306 | 109.8754 | 115.605 | 121.0359 | 126.1838 | 131.0632 | 135.6883 | 140.0722 | 144.2276 | 148.1664 | 151.8998 | 155.4386 | 158.7929 | 161.9723 | 164.986 | 167.8426 | 170.5502 | 173.1167 | 175.5494 | 177.8553 | 180.0409 | 182.1127 | 184.0764 | 185.9377 | 187.702 | 189.3743 | 190.9595 | 192.462 | 193.8862 | 195.2361 | 196.5156 | 197.7285 | 198.8781 | 199.9678 | 201.0007 | 201.9797 | 202.9077 | 203.7873 | 204.621
Residual Oil (PV) | 7.0689 | 14.3697 | 21.542 | 28.5127 | 35.2506 | 41.747 | 47.9807 | 53.9259 | 59.6417 | 65.0836 | 70.3022 | 75.2968 | 80.0298 | 84.5505 | 88.8677 | 92.987 | 96.8848 | 100.5704 | 104.051 | 107.3502 | 110.4774 | 113.4415 | 116.2511 | 118.9143 | 121.4386 | 123.8313 | 126.0993 | 128.249 | 130.2867 | 132.2181 | 134.0488 | 135.7841 | 137.429 | 138.9881 | 140.4659 | 141.8666 | 143.1944 | 144.4529 | 145.6458 | 146.7765 | 147.8483 | 148.8642 | 149.8271 | 150.7399 | 151.605 | 152.4251 | 153.2024 | 153.9391 | 154.6375 | 155.2995
Co2 Adder per kWh ($2008) | 0.0061141 | 0.011836 | 0.017189 | 0.022164 | 0.026785 | 0.031083 | 0.035157 | 0.039012 | 0.042666 | 0.046124 | 0.049401 | 0.052507 | 0.055447 | 0.058233 | 0.060869 | 0.063368 | 0.065737 | 0.067982 | 0.07011 | 0.072127 | 0.074039 | 0.075851 | 0.077569 | 0.079197 | 0.080741 | 0.082204 | 0.08359 | 0.084905 | 0.08615 | 0.087331 | 0.088451 | 0.089512 | 0.090517 | 0.09147 | 0.092374 | 0.09323 | 0.094042 | 0.094812 | 0.095541 | 0.096232 | 0.096888 | 0.097509 | 0.098098 | 0.098656 | 0.099185 | 0.099686 | 0.10016 | 0.10061 | 0.10104 | 0.10144
Co2 Adder per MMBtu | 0.85432 | 1.6641 | 2.4317 | 3.1592 | 3.8488 | 4.5025 | 5.1221 | 5.7094 | 6.2661 | 6.7937 | 7.2939 | 7.7679 | 8.2173 | 8.6432 | 9.047 | 9.4296 | 9.7924 | 10.1362 | 10.4621 | 10.771 | 11.0638 | 11.3413 | 11.6044 | 11.8537 | 12.0901 | 12.3141 | 12.5265 | 12.7278 | 12.9185 | 13.0994 | 13.2708 | 13.4333 | 13.5873 | 13.7333 | 13.8716 | 14.0028 | 14.1271 | 14.2449 | 14.3566 | 14.4625 | 14.5629 | 14.658 | 14.7481 | 14.8336 | 14.9146 | 14.9914 | 15.0642 | 15.1331 | 15.1985 | 15.2605
Co2 Adder per MMBtu Oil | 0.85432 | 1.6641 | 2.4317 | 3.1592 | 3.8488 | 4.5025 | 5.1221 | 5.7094 | 6.2661 | 6.7937 | 7.2939 | 7.7679 | 8.2173 | 8.6432 | 9.047 | 9.4296 | 9.7924 | 10.1362 | 10.4621 | 10.771 | 11.0638 | 11.3413 | 11.6044 | 11.8537 | 12.0901 | 12.3141 | 12.5265 | 12.7278 | 12.9185 | 13.0994 | 13.2708 | 13.4333 | 13.5873 | 13.7333 | 13.8716 | 14.0028 | 14.1271 | 14.2449 | 14.3566 | 14.4625 | 14.5629 | 14.658 | 14.7481 | 14.8336 | 14.9146 | 14.9914 | 15.0642 | 15.1331 | 15.1985 | 15.2605
National Grid
Avoided Cost Forecast
Year | 2010 | 2011 | 2012 | 2013 | 2014 | 2015 | 2016 | 2017 | 2018 | 2019 | 2020 | 2021 | 2022 | 2023 | 2024 | 2025 | 2026 | 2027 | 2028 | 2029 | 2030 | 2031 | 2032 | 2033 | 2034 | 2035 | 2036 | 2037 | 2038 | 2039 | 2040 | 2041 | 2042 | 2043 | 2044 | 2045 | 2046 | 2047 | 2048 | 2049 | 2050 | 2051 | 2052 | 2053 | 2054 | 2055 | 2056 | 2057 | 2058 | 2059
Avoided energy per kWh with line loss | 0.06831 | 0.066934 | 0.065592 | 0.065436 | 0.065279 | 0.065132 | 0.065288 | 0.065452 | 0.065606 | 0.065772 | 0.065935 | 0.066092 | 0.066255 | 0.066421 | 0.066586 | 0.066586 | 0.066586 | 0.066586 | 0.066586 | 0.066586 | 0.066586 | 0.066586 | 0.066586 | 0.066586 | 0.066586 | 0.066586 | 0.066586 | 0.066586 | 0.066586 | 0.066586 | 0.066586 | 0.066586 | 0.066586 | 0.066586 | 0.066586 | 0.066586 | 0.066586 | 0.066586 | 0.066586 | 0.066586 | 0.066586 | 0.066586 | 0.066586 | 0.066586 | 0.066586 | 0.066586 | 0.066586 | 0.066586 | 0.066586 | 0.066586
Avoided Capacity per KW with reserve margin, line loss and avoided distribution | 85.3987 | 92.5323 | 99.2349 | 105.5496 | 111.4871 | 117.069 | 122.3276 | 127.2629 | 131.9073 | 136.2716 | 140.3664 | 144.2134 | 144.2134 | 144.2134 | 144.2134 | 144.2134 | 144.2134 | 144.2134 | 144.2134 | 144.2134 | 144.2134 | 144.2134 | 144.2134 | 144.2134 | 144.2134 | 144.2134 | 144.2134 | 144.2134 | 144.2134 | 144.2134 | 144.2134 | 144.2134 | 144.2134 | 144.2134 | 144.2134 | 144.2134 | 144.2134 | 144.2134 | 144.2134 | 144.2134 | 144.2134 | 144.2134 | 144.2134 | 144.2134 | 144.2134 | 144.2134 | 144.2134 | 144.2134 | 144.2134 | 144.2134
Avoided gas $/MMBtu (Heating) | 10.24 | 10.01 | 9.79 | 9.79 | 9.79 | 9.79 | 9.87 | 9.94 | 10.02 | 10.02 | 10.02 | 10.02 | 10.02 | 10.02 | 10.02 | 10.02 | 10.02 | 10.02 | 10.02 | 10.02 | 10.02 | 10.02 | 10.02 | 10.02 | 10.02 | 10.02 | 10.02 | 10.02 | 10.02 | 10.02 | 10.02 | 10.02 | 10.02 | 10.02 | 10.02 | 10.02 | 10.02 | 10.02 | 10.02 | 10.02 | 10.02 | 10.02 | 10.02 | 10.02 | 10.02 | 10.02 | 10.02 | 10.02 | 10.02 | 10.02
Natural gas $ per MMBtu (Hot Water) | 9.4525 | 9.2342 | 9.02 | 9.02 | 9.02 | 9.02 | 9.0942 | 9.2442 | 9.2442 | 9.2442 | 9.2442 | 9.2442 | 9.2442 | 9.2442 | 9.2442 | 9.2442 | 9.2442 | 9.2442 | 9.2442 | 9.2442 | 9.2442 | 9.2442 | 9.2442 | 9.2442 | 9.2442 | 9.2442 | 9.2442 | 9.2442 | 9.2442 | 9.2442 | 9.2442 | 9.2442 | 9.2442 | 9.2442 | 9.2442 | 9.2442 | 9.2442 | 9.2442 | 9.2442 | 9.2442 | 9.2442 | 9.2442 | 9.2442 | 9.2442 | 9.2442 | 9.2442 | 9.2442 | 9.2442 | 9.2442 | 9.2442
Residual Oil | 7.2607 | 7.9113 | 8.1995 | 8.4074 | 8.5736 | 8.7208 | 8.8285 | 8.883 | 9.0101 | 9.05 | 9.1559 | 9.245 | 9.2425 | 9.3135 | 9.3834 | 9.4458 | 9.4294 | 9.4066 | 9.3719 | 9.3719 | 9.3719 | 9.3719 | 9.3719 | 9.3719 | 9.3719 | 9.3719 | 9.3719 | 9.3719 | 9.3719 | 9.3719 | 9.3719 | 9.3719 | 9.3719 | 9.3719 | 9.3719 | 9.3719 | 9.3719 | 9.3719 | 9.3719 | 9.3719 | 9.3719 | 9.3719 | 9.3719 | 9.3719 | 9.3719 | 9.3719 | 9.3719 | 9.3719 | 9.3719 | 9.3719
Co2 Adder per KWh | 0.00628 | 0.0062 | 0.00612 | 0.006 | 0.00588 | 0.00577 | 0.00577 | 0.00576 | 0.00576 | 0.00575 | 0.00575 | 0.00575 | 0.00574 | 0.00574 | 0.00573 | 0.00573 | 0.00573 | 0.00573 | 0.00573 | 0.00573 | 0.00573 | 0.00573 | 0.00573 | 0.00573 | 0.00573 | 0.00573 | 0.00573 | 0.00573 | 0.00573 | 0.00573 | 0.00573 | 0.00573 | 0.00573 | 0.00573 | 0.00573 | 0.00573 | 0.00573 | 0.00573 | 0.00573 | 0.00573 | 0.00573 | 0.00573 | 0.00573 | 0.00573 | 0.00573 | 0.00573 | 0.00573 | 0.00573 | 0.00573 | 0.00573
Co2 Adder per MMBtu Nat Gas | 0.8775 | 0.8775 | 0.8775 | 0.8775 | 0.8775 | 0.8775 | 0.8775 | 0.8775 | 0.8775 | 0.8775 | 0.8775 | 0.8775 | 0.8775 | 0.8775 | 0.8775 | 0.8775 | 0.8775 | 0.8775 | 0.8775 | 0.8775 | 0.8775 | 0.8775 | 0.8775 | 0.8775 | 0.8775 | 0.8775 | 0.8775 | 0.8775 | 0.8775 | 0.8775 | 0.8775 | 0.8775 | 0.8775 | 0.8775 | 0.8775 | 0.8775 | 0.8775 | 0.8775 | 0.8775 | 0.8775 | 0.8775 | 0.8775 | 0.8775 | 0.8775 | 0.8775 | 0.8775 | 0.8775 | 0.8775 | 0.8775 | 0.8775
Co2 Adder per MMBtu Oil (place holder values) | 0.8775 | 0.8775 | 0.8775 | 0.8775 | 0.8775 | 0.8775 | 0.8775 | 0.8775 | 0.8775 | 0.8775 | 0.8775 | 0.8775 | 0.8775 | 0.8775 | 0.8775 | 0.8775 | 0.8775 | 0.8775 | 0.8775 | 0.8775 | 0.8775 | 0.8775 | 0.8775 | 0.8775 | 0.8775 | 0.8775 | 0.8775 | 0.8775 | 0.8775 | 0.8775 | 0.8775 | 0.8775 | 0.8775 | 0.8775 | 0.8775 | 0.8775 | 0.8775 | 0.8775 | 0.8775 | 0.8775 | 0.8775 | 0.8775 | 0.8775 | 0.8775 | 0.8775 | 0.8775 | 0.8775 | 0.8775 | 0.8775 | 0.8775
Avoided Cost Present Value Forecast
Year | 1 | 2 | 3 | 4 | 5 | 6 | 7 | 8 | 9 | 10 | 11 | 12 | 13 | 14 | 15 | 16 | 17 | 18 | 19 | 20 | 21 | 22 | 23 | 24 | 25 | 26 | 27 | 28 | 29 | 30 | 31 | 32 | 33 | 34 | 35 | 36 | 37 | 38 | 39 | 40 | 41 | 42 | 43 | 44 | 45 | 46 | 47 | 48 | 49 | 50
Avoided energy per kWh with line loss (PV) | 0.066506 | 0.12827 | 0.18565 | 0.2399 | 0.29121 | 0.33972 | 0.38582 | 0.42963 | 0.47125 | 0.5108 | 0.54838 | 0.58409 | 0.61801 | 0.65025 | 0.68089 | 0.70993 | 0.73745 | 0.76354 | 0.78827 | 0.81171 | 0.83393 | 0.85499 | 0.87495 | 0.89387 | 0.91181 | 0.92881 | 0.94492 | 0.96019 | 0.97467 | 0.98839 | 1.0014 | 1.0137 | 1.0254 | 1.0365 | 1.047 | 1.0569 | 1.0664 | 1.0753 | 1.0838 | 1.0918 | 1.0994 | 1.1067 | 1.1135 | 1.12 | 1.1261 | 1.132 | 1.1375 | 1.1427 | 1.1477 | 1.1524
Avoided Capacity per KW with reserve margin, line loss and avoided distribution (PV) | 83.1429 | 168.5344 | 255.3371 | 342.8502 | 430.4672 | 517.6746 | 604.0487 | 689.2229 | 772.9032 | 854.8453 | 934.8494 | 1012.761 | 1086.6108 | 1156.6107 | 1222.9613 | 1285.8529 | 1345.4657 | 1401.9708 | 1455.5301 | 1506.2973 | 1554.4177 | 1600.0296 | 1643.2636 | 1684.2436 | 1723.0873 | 1759.9059 | 1794.8051 | 1827.8849 | 1859.2402 | 1888.9608 | 1917.132 | 1943.8346 | 1969.1451 | 1993.1361 | 2015.8763 | 2037.4311 | 2057.8622 | 2077.2281 | 2095.5844 | 2112.9838 | 2129.4761 | 2145.1086 | 2159.9261 | 2173.9711 | 2187.284 | 2199.9028 | 2211.8638 | 2223.2012 | 2233.9475 | 2244.1337
Avoided gas $/MMBtu (Heating) (PV) | 9.9695 | 19.207 | 27.7705 | 35.8876 | 43.5815 | 50.8743 | 57.8434 | 64.496 | 70.8526 | 76.8777 | 82.5888 | 88.0021 | 93.1332 | 97.9969 | 102.6069 | 106.9767 | 111.1186 | 115.0446 | 118.7659 | 122.2932 | 125.6367 | 128.8058 | 131.8097 | 134.657 | 137.3559 | 139.9141 | 142.3389 | 144.6373 | 146.8158 | 148.8808 | 150.8382 | 152.6935 | 154.4521 | 156.119 | 157.699 | 159.1966 | 160.6162 | 161.9617 | 163.2371 | 164.446 | 165.5919 | 166.6781 | 167.7076 | 168.6835 | 169.6084 | 170.4852 | 171.3163 | 172.104 | 172.8506 | 173.5584
Natural gas $ per MMBtu (Hot Water) (PV) | 9.2028 | 17.7244 | 25.6143 | 33.093 | 40.1817 | 46.901 | 53.3222 | 59.5092 | 65.3735 | 70.9322 | 76.201 | 81.1952 | 85.9291 | 90.4161 | 94.6692 | 98.7006 | 102.5218 | 106.1438 | 109.577 | 112.8312 | 115.9158 | 118.8395 | 121.6108 | 124.2377 | 126.7276 | 129.0877 | 131.3248 | 133.4452 | 135.4551 | 137.3602 | 139.166 | 140.8776 | 142.5 | 144.0379 | 145.4956 | 146.8772 | 148.1869 | 149.4282 | 150.6049 | 151.7202 | 152.7774 | 153.7794 | 154.7292 | 155.6295 | 156.4829 | 157.2918 | 158.0585 | 158.7852 | 159.4741 | 160.127
Residual Oil (PV) | 7.0689 | 14.3697 | 21.542 | 28.5127 | 35.2506 | 41.747 | 47.9807 | 53.9259 | 59.6417 | 65.0836 | 70.3022 | 75.2968 | 80.0298 | 84.5505 | 88.8677 | 92.987 | 96.8848 | 100.5704 | 104.051 | 107.3502 | 110.4774 | 113.4415 | 116.2511 | 118.9143 | 121.4386 | 123.8313 | 126.0993 | 128.249 | 130.2867 | 132.2181 | 134.0488 | 135.7841 | 137.429 | 138.9881 | 140.4659 | 141.8666 | 143.1944 | 144.4529 | 145.6458 | 146.7765 | 147.8483 | 148.8642 | 149.8271 | 150.7399 | 151.605 | 152.4251 | 153.2024 | 153.9391 | 154.6375 | 155.2995
Co2 Adder per kWh ($2008) | 0.0061141 | 0.011836 | 0.017189 | 0.022164 | 0.026785 | 0.031083 | 0.035157 | 0.039012 | 0.042666 | 0.046124 | 0.049401 | 0.052507 | 0.055447 | 0.058233 | 0.060869 | 0.063368 | 0.065737 | 0.067982 | 0.07011 | 0.072127 | 0.074039 | 0.075851 | 0.077569 | 0.079197 | 0.080741 | 0.082204 | 0.08359 | 0.084905 | 0.08615 | 0.087331 | 0.088451 | 0.089512 | 0.090517 | 0.09147 | 0.092374 | 0.09323 | 0.094042 | 0.094812 | 0.095541 | 0.096232 | 0.096888 | 0.097509 | 0.098098 | 0.098656 | 0.099185 | 0.099686 | 0.10016 | 0.10061 | 0.10104 | 0.10144
Co2 Adder per MMBtu | 0.85432 | 1.6641 | 2.4317 | 3.1592 | 3.8488 | 4.5025 | 5.1221 | 5.7094 | 6.2661 | 6.7937 | 7.2939 | 7.7679 | 8.2173 | 8.6432 | 9.047 | 9.4296 | 9.7924 | 10.1362 | 10.4621 | 10.771 | 11.0638 | 11.3413 | 11.6044 | 11.8537 | 12.0901 | 12.3141 | 12.5265 | 12.7278 | 12.9185 | 13.0994 | 13.2708 | 13.4333 | 13.5873 | 13.7333 | 13.8716 | 14.0028 | 14.1271 | 14.2449 | 14.3566 | 14.4625 | 14.5629 | 14.658 | 14.7481 | 14.8336 | 14.9146 | 14.9914 | 15.0642 | 15.1331 | 15.1985 | 15.2605
Co2 Adder per MMBtu Oil | 0.85432 | 1.6641 | 2.4317 | 3.1592 | 3.8488 | 4.5025 | 5.1221 | 5.7094 | 6.2661 | 6.7937 | 7.2939 | 7.7679 | 8.2173 | 8.6432 | 9.047 | 9.4296 | 9.7924 | 10.1362 | 10.4621 | 10.771 | 11.0638 | 11.3413 | 11.6044 | 11.8537 | 12.0901 | 12.3141 | 12.5265 | 12.7278 | 12.9185 | 13.0994 | 13.2708 | 13.4333 | 13.5873 | 13.7333 | 13.8716 | 14.0028 | 14.1271 | 14.2449 | 14.3566 | 14.4625 | 14.5629 | 14.658 | 14.7481 | 14.8336 | 14.9146 | 14.9914 | 15.0642 | 15.1331 | 15.1985 | 15.2605
NYSEG
Avoided Cost Forecast
Year | 2010 | 2011 | 2012 | 2013 | 2014 | 2015 | 2016 | 2017 | 2018 | 2019 | 2020 | 2021 | 2022 | 2023 | 2024 | 2025 | 2026 | 2027 | 2028 | 2029 | 2030 | 2031 | 2032 | 2033 | 2034 | 2035 | 2036 | 2037 | 2038 | 2039 | 2040 | 2041 | 2042 | 2043 | 2044 | 2045 | 2046 | 2047 | 2048 | 2049 | 2050 | 2051 | 2052 | 2053 | 2054 | 2055 | 2056 | 2057 | 2058 | 2059
Avoided energy per kWh with line loss | 0.06831 | 0.066934 | 0.065592 | 0.065436 | 0.065279 | 0.065132 | 0.065288 | 0.065452 | 0.065606 | 0.065772 | 0.065935 | 0.066092 | 0.066255 | 0.066421 | 0.066586 | 0.066586 | 0.066586 | 0.066586 | 0.066586 | 0.066586 | 0.066586 | 0.066586 | 0.066586 | 0.066586 | 0.066586 | 0.066586 | 0.066586 | 0.066586 | 0.066586 | 0.066586 | 0.066586 | 0.066586 | 0.066586 | 0.066586 | 0.066586 | 0.066586 | 0.066586 | 0.066586 | 0.066586 | 0.066586 | 0.066586 | 0.066586 | 0.066586 | 0.066586 | 0.066586 | 0.066586 | 0.066586 | 0.066586 | 0.066586 | 0.066586
Avoided Capacity per KW with reserve margin, line loss and avoided distribution | 85.3987 | 92.5323 | 99.2349 | 105.5496 | 111.4871 | 117.069 | 122.3276 | 127.2629 | 131.9073 | 136.2716 | 140.3664 | 144.2134 | 144.2134 | 144.2134 | 144.2134 | 144.2134 | 144.2134 | 144.2134 | 144.2134 | 144.2134 | 144.2134 | 144.2134 | 144.2134 | 144.2134 | 144.2134 | 144.2134 | 144.2134 | 144.2134 | 144.2134 | 144.2134 | 144.2134 | 144.2134 | 144.2134 | 144.2134 | 144.2134 | 144.2134 | 144.2134 | 144.2134 | 144.2134 | 144.2134 | 144.2134 | 144.2134 | 144.2134 | 144.2134 | 144.2134 | 144.2134 | 144.2134 | 144.2134 | 144.2134 | 144.2134
Avoided gas $/MMBtu (Heating) | 10.24 | 10.01 | 9.79 | 9.79 | 9.79 | 9.79 | 9.87 | 9.94 | 10.02 | 10.02 | 10.02 | 10.02 | 10.02 | 10.02 | 10.02 | 10.02 | 10.02 | 10.02 | 10.02 | 10.02 | 10.02 | 10.02 | 10.02 | 10.02 | 10.02 | 10.02 | 10.02 | 10.02 | 10.02 | 10.02 | 10.02 | 10.02 | 10.02 | 10.02 | 10.02 | 10.02 | 10.02 | 10.02 | 10.02 | 10.02 | 10.02 | 10.02 | 10.02 | 10.02 | 10.02 | 10.02 | 10.02 | 10.02 | 10.02 | 10.02
Natural gas $ per MMBtu (Hot Water) | 9.4525 | 9.2342 | 9.02 | 9.02 | 9.02 | 9.02 | 9.0942 | 9.2442 | 9.2442 | 9.2442 | 9.2442 | 9.2442 | 9.2442 | 9.2442 | 9.2442 | 9.2442 | 9.2442 | 9.2442 | 9.2442 | 9.2442 | 9.2442 | 9.2442 | 9.2442 | 9.2442 | 9.2442 | 9.2442 | 9.2442 | 9.2442 | 9.2442 | 9.2442 | 9.2442 | 9.2442 | 9.2442 | 9.2442 | 9.2442 | 9.2442 | 9.2442 | 9.2442 | 9.2442 | 9.2442 | 9.2442 | 9.2442 | 9.2442 | 9.2442 | 9.2442 | 9.2442 | 9.2442 | 9.2442 | 9.2442 | 9.2442
Residual Oil | 7.2607 | 7.9113 | 8.1995 | 8.4074 | 8.5736 | 8.7208 | 8.8285 | 8.883 | 9.0101 | 9.05 | 9.1559 | 9.245 | 9.2425 | 9.3135 | 9.3834 | 9.4458 | 9.4294 | 9.4066 | 9.3719 | 9.3719 | 9.3719 | 9.3719 | 9.3719 | 9.3719 | 9.3719 | 9.3719 | 9.3719 | 9.3719 | 9.3719 | 9.3719 | 9.3719 | 9.3719 | 9.3719 | 9.3719 | 9.3719 | 9.3719 | 9.3719 | 9.3719 | 9.3719 | 9.3719 | 9.3719 | 9.3719 | 9.3719 | 9.3719 | 9.3719 | 9.3719 | 9.3719 | 9.3719 | 9.3719 | 9.3719
Co2 Adder per KWh | 0.00628 | 0.0062 | 0.00612 | 0.006 | 0.00588 | 0.00577 | 0.00577 | 0.00576 | 0.00576 | 0.00575 | 0.00575 | 0.00575 | 0.00574 | 0.00574 | 0.00573 | 0.00573 | 0.00573 | 0.00573 | 0.00573 | 0.00573 | 0.00573 | 0.00573 | 0.00573 | 0.00573 | 0.00573 | 0.00573 | 0.00573 | 0.00573 | 0.00573 | 0.00573 | 0.00573 | 0.00573 | 0.00573 | 0.00573 | 0.00573 | 0.00573 | 0.00573 | 0.00573 | 0.00573 | 0.00573 | 0.00573 | 0.00573 | 0.00573 | 0.00573 | 0.00573 | 0.00573 | 0.00573 | 0.00573 | 0.00573 | 0.00573
Co2 Adder per MMBtu Nat Gas | 0.8775 | 0.8775 | 0.8775 | 0.8775 | 0.8775 | 0.8775 | 0.8775 | 0.8775 | 0.8775 | 0.8775 | 0.8775 | 0.8775 | 0.8775 | 0.8775 | 0.8775 | 0.8775 | 0.8775 | 0.8775 | 0.8775 | 0.8775 | 0.8775 | 0.8775 | 0.8775 | 0.8775 | 0.8775 | 0.8775 | 0.8775 | 0.8775 | 0.8775 | 0.8775 | 0.8775 | 0.8775 | 0.8775 | 0.8775 | 0.8775 | 0.8775 | 0.8775 | 0.8775 | 0.8775 | 0.8775 | 0.8775 | 0.8775 | 0.8775 | 0.8775 | 0.8775 | 0.8775 | 0.8775 | 0.8775 | 0.8775 | 0.8775
Co2 Adder per MMBtu Oil (place holder values) | 0.8775 | 0.8775 | 0.8775 | 0.8775 | 0.8775 | 0.8775 | 0.8775 | 0.8775 | 0.8775 | 0.8775 | 0.8775 | 0.8775 | 0.8775 | 0.8775 | 0.8775 | 0.8775 | 0.8775 | 0.8775 | 0.8775 | 0.8775 | 0.8775 | 0.8775 | 0.8775 | 0.8775 | 0.8775 | 0.8775 | 0.8775 | 0.8775 | 0.8775 | 0.8775 | 0.8775 | 0.8775 | 0.8775 | 0.8775 | 0.8775 | 0.8775 | 0.8775 | 0.8775 | 0.8775 | 0.8775 | 0.8775 | 0.8775 | 0.8775 | 0.8775 | 0.8775 | 0.8775 | 0.8775 | 0.8775 | 0.8775 | 0.8775
Avoided Cost Present Value Forecast
Year | 1 | 2 | 3 | 4 | 5 | 6 | 7 | 8 | 9 | 10 | 11 | 12 | 13 | 14 | 15 | 16 | 17 | 18 | 19 | 20 | 21 | 22 | 23 | 24 | 25 | 26 | 27 | 28 | 29 | 30 | 31 | 32 | 33 | 34 | 35 | 36 | 37 | 38 | 39 | 40 | 41 | 42 | 43 | 44 | 45 | 46 | 47 | 48 | 49 | 50
Avoided energy per kWh with line loss (PV) | 0.085 | 0.14677 | 0.20414 | 0.2584 | 0.3097 | 0.35822 | 0.40432 | 0.44812 | 0.48974 | 0.52929 | 0.56687 | 0.60258 | 0.63651 | 0.66875 | 0.69938 | 0.72842 | 0.75595 | 0.78203 | 0.80676 | 0.8302 | 0.85242 | 0.87348 | 0.89344 | 0.91237 | 0.9303 | 0.9473 | 0.96341 | 0.97869 | 0.99316 | 1.0069 | 1.0199 | 1.0322 | 1.0439 | 1.055 | 1.0655 | 1.0754 | 1.0849 | 1.0938 | 1.1023 | 1.1103 | 1.1179 | 1.1252 | 1.132 | 1.1385 | 1.1446 | 1.1505 | 1.156 | 1.1612 | 1.1662 | 1.1709
Avoided Capacity per KW with reserve margin, line loss and avoided distribution (PV) | 83.1429 | 168.5344 | 255.3371 | 342.8502 | 430.4672 | 517.6746 | 604.0487 | 689.2229 | 772.9032 | 854.8453 | 934.8494 | 1012.761 | 1086.6108 | 1156.6107 | 1222.9613 | 1285.8529 | 1345.4657 | 1401.9708 | 1455.5301 | 1506.2973 | 1554.4177 | 1600.0296 | 1643.2636 | 1684.2436 | 1723.0873 | 1759.9059 | 1794.8051 | 1827.8849 | 1859.2402 | 1888.9608 | 1917.132 | 1943.8346 | 1969.1451 | 1993.1361 | 2015.8763 | 2037.4311 | 2057.8622 | 2077.2281 | 2095.5844 | 2112.9838 | 2129.4761 | 2145.1086 | 2159.9261 | 2173.9711 | 2187.284 | 2199.9028 | 2211.8638 | 2223.2012 | 2233.9475 | 2244.1337
Avoided gas $/MMBtu (Heating) (PV) | 9.9695 | 19.207 | 27.7705 | 35.8876 | 43.5815 | 50.8743 | 57.8434 | 64.496 | 70.8526 | 76.8777 | 82.5888 | 88.0021 | 93.1332 | 97.9969 | 102.6069 | 106.9767 | 111.1186 | 115.0446 | 118.7659 | 122.2932 | 125.6367 | 128.8058 | 131.8097 | 134.657 | 137.3559 | 139.9141 | 142.3389 | 144.6373 | 146.8158 | 148.8808 | 150.8382 | 152.6935 | 154.4521 | 156.119 | 157.699 | 159.1966 | 160.6162 | 161.9617 | 163.2371 | 164.446 | 165.5919 | 166.6781 | 167.7076 | 168.6835 | 169.6084 | 170.4852 | 171.3163 | 172.104 | 172.8506 | 173.5584
Natural gas $ per MMBtu (Hot Water) (PV) | 9.2028 | 17.7244 | 25.6143 | 33.093 | 40.1817 | 46.901 | 53.3222 | 59.5092 | 65.3735 | 70.9322 | 76.201 | 81.1952 | 85.9291 | 90.4161 | 94.6692 | 98.7006 | 102.5218 | 106.1438 | 109.577 | 112.8312 | 115.9158 | 118.8395 | 121.6108 | 124.2377 | 126.7276 | 129.0877 | 131.3248 | 133.4452 | 135.4551 | 137.3602 | 139.166 | 140.8776 | 142.5 | 144.0379 | 145.4956 | 146.8772 | 148.1869 | 149.4282 | 150.6049 | 151.7202 | 152.7774 | 153.7794 | 154.7292 | 155.6295 | 156.4829 | 157.2918 | 158.0585 | 158.7852 | 159.4741 | 160.127
Residual Oil (PV) | 7.0689 | 14.3697 | 21.542 | 28.5127 | 35.2506 | 41.747 | 47.9807 | 53.9259 | 59.6417 | 65.0836 | 70.3022 | 75.2968 | 80.0298 | 84.5505 | 88.8677 | 92.987 | 96.8848 | 100.5704 | 104.051 | 107.3502 | 110.4774 | 113.4415 | 116.2511 | 118.9143 | 121.4386 | 123.8313 | 126.0993 | 128.249 | 130.2867 | 132.2181 | 134.0488 | 135.7841 | 137.429 | 138.9881 | 140.4659 | 141.8666 | 143.1944 | 144.4529 | 145.6458 | 146.7765 | 147.8483 | 148.8642 | 149.8271 | 150.7399 | 151.605 | 152.4251 | 153.2024 | 153.9391 | 154.6375 | 155.2995
Co2 Adder per kWh ($2008) | 0.0061141 | 0.011836 | 0.017189 | 0.022164 | 0.026785 | 0.031083 | 0.035157 | 0.039012 | 0.042666 | 0.046124 | 0.049401 | 0.052507 | 0.055447 | 0.058233 | 0.060869 | 0.063368 | 0.065737 | 0.067982 | 0.07011 | 0.072127 | 0.074039 | 0.075851 | 0.077569 | 0.079197 | 0.080741 | 0.082204 | 0.08359 | 0.084905 | 0.08615 | 0.087331 | 0.088451 | 0.089512 | 0.090517 | 0.09147 | 0.092374 | 0.09323 | 0.094042 | 0.094812 | 0.095541 | 0.096232 | 0.096888 | 0.097509 | 0.098098 | 0.098656 | 0.099185 | 0.099686 | 0.10016 | 0.10061 | 0.10104 | 0.10144
Co2 Adder per MMBtu | 0.85432 | 1.6641 | 2.4317 | 3.1592 | 3.8488 | 4.5025 | 5.1221 | 5.7094 | 6.2661 | 6.7937 | 7.2939 | 7.7679 | 8.2173 | 8.6432 | 9.047 | 9.4296 | 9.7924 | 10.1362 | 10.4621 | 10.771 | 11.0638 | 11.3413 | 11.6044 | 11.8537 | 12.0901 | 12.3141 | 12.5265 | 12.7278 | 12.9185 | 13.0994 | 13.2708 | 13.4333 | 13.5873 | 13.7333 | 13.8716 | 14.0028 | 14.1271 | 14.2449 | 14.3566 | 14.4625 | 14.5629 | 14.658 | 14.7481 | 14.8336 | 14.9146 | 14.9914 | 15.0642 | 15.1331 | 15.1985 | 15.2605
Co2 Adder per MMBtu Oil | 0.85432 | 1.6641 | 2.4317 | 3.1592 | 3.8488 | 4.5025 | 5.1221 | 5.7094 | 6.2661 | 6.7937 | 7.2939 | 7.7679 | 8.2173 | 8.6432 | 9.047 | 9.4296 | 9.7924 | 10.1362 | 10.4621 | 10.771 | 11.0638 | 11.3413 | 11.6044 | 11.8537 | 12.0901 | 12.3141 | 12.5265 | 12.7278 | 12.9185 | 13.0994 | 13.2708 | 13.4333 | 13.5873 | 13.7333 | 13.8716 | 14.0028 | 14.1271 | 14.2449 | 14.3566 | 14.4625 | 14.5629 | 14.658 | 14.7481 | 14.8336 | 14.9146 | 14.9914 | 15.0642 | 15.1331 | 15.1985 | 15.2605
O & R
Avoided Cost Forecast
Year | 2010 | 2011 | 2012 | 2013 | 2014 | 2015 | 2016 | 2017 | 2018 | 2019 | 2020 | 2021 | 2022 | 2023 | 2024 | 2025 | 2026 | 2027 | 2028 | 2029 | 2030 | 2031 | 2032 | 2033 | 2034 | 2035 | 2036 | 2037 | 2038 | 2039 | 2040 | 2041 | 2042 | 2043 | 2044 | 2045 | 2046 | 2047 | 2048 | 2049 | 2050 | 2051 | 2052 | 2053 | 2054 | 2055 | 2056 | 2057 | 2058 | 2059
Avoided energy per kWh with line loss | 0.085399 | 0.084052 | 0.082737 | 0.082091 | 0.081455 | 0.080819 | 0.081024 | 0.081218 | 0.081422 | 0.081616 | 0.081821 | 0.082015 | 0.08222 | 0.082425 | 0.082629 | 0.082629 | 0.082629 | 0.082629 | 0.082629 | 0.082629 | 0.082629 | 0.082629 | 0.082629 | 0.082629 | 0.082629 | 0.082629 | 0.082629 | 0.082629 | 0.082629 | 0.082629 | 0.082629 | 0.082629 | 0.082629 | 0.082629 | 0.082629 | 0.082629 | 0.082629 | 0.082629 | 0.082629 | 0.082629 | 0.082629 | 0.082629 | 0.082629 | 0.082629 | 0.082629 | 0.082629 | 0.082629 | 0.082629 | 0.082629 | 0.082629
Avoided Capacity per KW with reserve margin, line loss and avoided distribution | 85.3987 | 92.5323 | 99.2349 | 105.5496 | 111.4871 | 117.069 | 122.3276 | 127.2629 | 131.9073 | 136.2716 | 140.3664 | 144.2134 | 144.2134 | 144.2134 | 144.2134 | 144.2134 | 144.2134 | 144.2134 | 144.2134 | 144.2134 | 144.2134 | 144.2134 | 144.2134 | 144.2134 | 144.2134 | 144.2134 | 144.2134 | 144.2134 | 144.2134 | 144.2134 | 144.2134 | 144.2134 | 144.2134 | 144.2134 | 144.2134 | 144.2134 | 144.2134 | 144.2134 | 144.2134 | 144.2134 | 144.2134 | 144.2134 | 144.2134 | 144.2134 | 144.2134 | 144.2134 | 144.2134 | 144.2134 | 144.2134 | 144.2134
Avoided gas $/MMBtu (Heating) | 13.64 | 13.41 | 13.19 | 13.19 | 13.19 | 13.19 | 13.27 | 13.34 | 13.42 | 13.42 | 13.42 | 13.42 | 13.42 | 13.42 | 13.42 | 13.42 | 13.42 | 13.42 | 13.42 | 13.42 | 13.42 | 13.42 | 13.42 | 13.42 | 13.42 | 13.42 | 13.42 | 13.42 | 13.42 | 13.42 | 13.42 | 13.42 | 13.42 | 13.42 | 13.42 | 13.42 | 13.42 | 13.42 | 13.42 | 13.42 | 13.42 | 13.42 | 13.42 | 13.42 | 13.42 | 13.42 | 13.42 | 13.42 | 13.42 | 13.42
Natural gas $ per MMBtu (Hot Water) | 12.0125 | 11.7942 | 11.5858 | 11.5858 | 11.5858 | 11.5858 | 11.66 | 11.73 | 11.8042 | 11.8042 | 11.8042 | 11.8042 | 11.8042 | 11.8042 | 11.8042 | 11.8042 | 11.8042 | 11.8042 | 11.8042 | 11.8042 | 11.8042 | 11.8042 | 11.8042 | 11.8042 | 11.8042 | 11.8042 | 11.8042 | 11.8042 | 11.8042 | 11.8042 | 11.8042 | 11.8042 | 11.8042 | 11.8042 | 11.8042 | 11.8042 | 11.8042 | 11.8042 | 11.8042 | 11.8042 | 11.8042 | 11.8042 | 11.8042 | 11.8042 | 11.8042 | 11.8042 | 11.8042 | 11.8042 | 11.8042 | 11.8042
Residual Oil | 7.2607 | 7.9113 | 8.1995 | 8.4074 | 8.5736 | 8.7208 | 8.8285 | 8.883 | 9.0101 | 9.05 | 9.1559 | 9.245 | 9.2425 | 9.3135 | 9.3834 | 9.4458 | 9.4294 | 9.4066 | 9.3719 | 9.3719 | 9.3719 | 9.3719 | 9.3719 | 9.3719 | 9.3719 | 9.3719 | 9.3719 | 9.3719 | 9.3719 | 9.3719 | 9.3719 | 9.3719 | 9.3719 | 9.3719 | 9.3719 | 9.3719 | 9.3719 | 9.3719 | 9.3719 | 9.3719 | 9.3719 | 9.3719 | 9.3719 | 9.3719 | 9.3719 | 9.3719 | 9.3719 | 9.3719 | 9.3719 | 9.3719
Co2 Adder per KWh | 0.00628 | 0.0062 | 0.00612 | 0.006 | 0.00588 | 0.00577 | 0.00577 | 0.00576 | 0.00576 | 0.00575 | 0.00575 | 0.00575 | 0.00574 | 0.00574 | 0.00573 | 0.00573 | 0.00573 | 0.00573 | 0.00573 | 0.00573 | 0.00573 | 0.00573 | 0.00573 | 0.00573 | 0.00573 | 0.00573 | 0.00573 | 0.00573 | 0.00573 | 0.00573 | 0.00573 | 0.00573 | 0.00573 | 0.00573 | 0.00573 | 0.00573 | 0.00573 | 0.00573 | 0.00573 | 0.00573 | 0.00573 | 0.00573 | 0.00573 | 0.00573 | 0.00573 | 0.00573 | 0.00573 | 0.00573 | 0.00573 | 0.00573
Co2 Adder per MMBtu Nat Gas | 0.8775 | 0.8775 | 0.8775 | 0.8775 | 0.8775 | 0.8775 | 0.8775 | 0.8775 | 0.8775 | 0.8775 | 0.8775 | 0.8775 | 0.8775 | 0.8775 | 0.8775 | 0.8775 | 0.8775 | 0.8775 | 0.8775 | 0.8775 | 0.8775 | 0.8775 | 0.8775 | 0.8775 | 0.8775 | 0.8775 | 0.8775 | 0.8775 | 0.8775 | 0.8775 | 0.8775 | 0.8775 | 0.8775 | 0.8775 | 0.8775 | 0.8775 | 0.8775 | 0.8775 | 0.8775 | 0.8775 | 0.8775 | 0.8775 | 0.8775 | 0.8775 | 0.8775 | 0.8775 | 0.8775 | 0.8775 | 0.8775 | 0.8775
Co2 Adder per MMBtu Oil (place holder values) | 0.8775 | 0.8775 | 0.8775 | 0.8775 | 0.8775 | 0.8775 | 0.8775 | 0.8775 | 0.8775 | 0.8775 | 0.8775 | 0.8775 | 0.8775 | 0.8775 | 0.8775 | 0.8775 | 0.8775 | 0.8775 | 0.8775 | 0.8775 | 0.8775 | 0.8775 | 0.8775 | 0.8775 | 0.8775 | 0.8775 | 0.8775 | 0.8775 | 0.8775 | 0.8775 | 0.8775 | 0.8775 | 0.8775 | 0.8775 | 0.8775 | 0.8775 | 0.8775 | 0.8775 | 0.8775 | 0.8775 | 0.8775 | 0.8775 | 0.8775 | 0.8775 | 0.8775 | 0.8775 | 0.8775 | 0.8775 | 0.8775 | 0.8775
Avoided Cost Present Value Forecast
Year | 1 | 2 | 3 | 4 | 5 | 6 | 7 | 8 | 9 | 10 | 11 | 12 | 13 | 14 | 15 | 16 | 17 | 18 | 19 | 20 | 21 | 22 | 23 | 24 | 25 | 26 | 27 | 28 | 29 | 30 | 31 | 32 | 33 | 34 | 35 | 36 | 37 | 38 | 39 | 40 | 41 | 42 | 43 | 44 | 45 | 46 | 47 | 48 | 49 | 50
Avoided energy per kWh with line loss (PV) | 0.085 | 0.16257 | 0.23494 | 0.303 | 0.36701 | 0.42722 | 0.48443 | 0.53879 | 0.59044 | 0.63952 | 0.68615 | 0.73046 | 0.77256 | 0.81257 | 0.85059 | 0.88662 | 0.92078 | 0.95316 | 0.98384 | 1.0129 | 1.0405 | 1.0666 | 1.0914 | 1.1149 | 1.1371 | 1.1582 | 1.1782 | 1.1972 | 1.2152 | 1.2322 | 1.2483 | 1.2636 | 1.2781 | 1.2919 | 1.3049 | 1.3173 | 1.329 | 1.3401 | 1.3506 | 1.3605 | 1.37 | 1.3789 | 1.3874 | 1.3955 | 1.4031 | 1.4103 | 1.4172 | 1.4237 | 1.4298 | 1.4357
Avoided Capacity per KW with reserve margin, line loss and avoided distribution (PV) | 83.1429 | 168.5344 | 255.3371 | 342.8502 | 430.4672 | 517.6746 | 604.0487 | 689.2229 | 772.9032 | 854.8453 | 934.8494 | 1012.761 | 1086.6108 | 1156.6107 | 1222.9613 | 1285.8529 | 1345.4657 | 1401.9708 | 1455.5301 | 1506.2973 | 1554.4177 | 1600.0296 | 1643.2636 | 1684.2436 | 1723.0873 | 1759.9059 | 1794.8051 | 1827.8849 | 1859.2402 | 1888.9608 | 1917.132 | 1943.8346 | 1969.1451 | 1993.1361 | 2015.8763 | 2037.4311 | 2057.8622 | 2077.2281 | 2095.5844 | 2112.9838 | 2129.4761 | 2145.1086 | 2159.9261 | 2173.9711 | 2187.284 | 2199.9028 | 2211.8638 | 2223.2012 | 2233.9475 | 2244.1337
Avoided gas $/MMBtu (Heating) (PV) | 13.2797 | 25.6548 | 37.1924 | 48.1285 | 58.4944 | 68.3199 | 77.6897 | 86.6179 | 95.1314 | 103.201 | 110.8499 | 118.1001 | 124.9724 | 131.4863 | 137.6607 | 143.5131 | 149.0605 | 154.3187 | 159.3027 | 164.0269 | 168.5049 | 172.7493 | 176.7725 | 180.586 | 184.2007 | 187.6269 | 190.8745 | 193.9528 | 196.8706 | 199.6363 | 202.2578 | 204.7426 | 207.098 | 209.3305 | 211.4466 | 213.4524 | 215.3537 | 217.1558 | 218.864 | 220.4831 | 222.0178 | 223.4725 | 224.8514 | 226.1584 | 227.3972 | 228.5715 | 229.6845 | 230.7395 | 231.7396 | 232.6874
Natural gas $ per MMBtu (Hot Water) (PV) | 11.6952 | 22.5792 | 32.7135 | 42.3196 | 51.4248 | 60.0554 | 68.2883 | 76.139 | 83.6274 | 90.7254 | 97.4534 | 103.8306 | 109.8754 | 115.605 | 121.0359 | 126.1838 | 131.0632 | 135.6883 | 140.0722 | 144.2276 | 148.1664 | 151.8998 | 155.4386 | 158.7929 | 161.9723 | 164.986 | 167.8426 | 170.5502 | 173.1167 | 175.5494 | 177.8553 | 180.0409 | 182.1127 | 184.0764 | 185.9377 | 187.702 | 189.3743 | 190.9595 | 192.462 | 193.8862 | 195.2361 | 196.5156 | 197.7285 | 198.8781 | 199.9678 | 201.0007 | 201.9797 | 202.9077 | 203.7873 | 204.621
Residual Oil (PV) | 7.0689 | 14.3697 | 21.542 | 28.5127 | 35.2506 | 41.747 | 47.9807 | 53.9259 | 59.6417 | 65.0836 | 70.3022 | 75.2968 | 80.0298 | 84.5505 | 88.8677 | 92.987 | 96.8848 | 100.5704 | 104.051 | 107.3502 | 110.4774 | 113.4415 | 116.2511 | 118.9143 | 121.4386 | 123.8313 | 126.0993 | 128.249 | 130.2867 | 132.2181 | 134.0488 | 135.7841 | 137.429 | 138.9881 | 140.4659 | 141.8666 | 143.1944 | 144.4529 | 145.6458 | 146.7765 | 147.8483 | 148.8642 | 149.8271 | 150.7399 | 151.605 | 152.4251 | 153.2024 | 153.9391 | 154.6375 | 155.2995
Co2 Adder per kWh ($2008) | 0.0061141 | 0.011836 | 0.017189 | 0.022164 | 0.026785 | 0.031083 | 0.035157 | 0.039012 | 0.042666 | 0.046124 | 0.049401 | 0.052507 | 0.055447 | 0.058233 | 0.060869 | 0.063368 | 0.065737 | 0.067982 | 0.07011 | 0.072127 | 0.074039 | 0.075851 | 0.077569 | 0.079197 | 0.080741 | 0.082204 | 0.08359 | 0.084905 | 0.08615 | 0.087331 | 0.088451 | 0.089512 | 0.090517 | 0.09147 | 0.092374 | 0.09323 | 0.094042 | 0.094812 | 0.095541 | 0.096232 | 0.096888 | 0.097509 | 0.098098 | 0.098656 | 0.099185 | 0.099686 | 0.10016 | 0.10061 | 0.10104 | 0.10144
Co2 Adder per MMBtu | 0.85432 | 1.6641 | 2.4317 | 3.1592 | 3.8488 | 4.5025 | 5.1221 | 5.7094 | 6.2661 | 6.7937 | 7.2939 | 7.7679 | 8.2173 | 8.6432 | 9.047 | 9.4296 | 9.7924 | 10.1362 | 10.4621 | 10.771 | 11.0638 | 11.3413 | 11.6044 | 11.8537 | 12.0901 | 12.3141 | 12.5265 | 12.7278 | 12.9185 | 13.0994 | 13.2708 | 13.4333 | 13.5873 | 13.7333 | 13.8716 | 14.0028 | 14.1271 | 14.2449 | 14.3566 | 14.4625 | 14.5629 | 14.658 | 14.7481 | 14.8336 | 14.9146 | 14.9914 | 15.0642 | 15.1331 | 15.1985 | 15.2605
Co2 Adder per MMBtu Oil | 0.85432 | 1.6641 | 2.4317 | 3.1592 | 3.8488 | 4.5025 | 5.1221 | 5.7094 | 6.2661 | 6.7937 | 7.2939 | 7.7679 | 8.2173 | 8.6432 | 9.047 | 9.4296 | 9.7924 | 10.1362 | 10.4621 | 10.771 | 11.0638 | 11.3413 | 11.6044 | 11.8537 | 12.0901 | 12.3141 | 12.5265 | 12.7278 | 12.9185 | 13.0994 | 13.2708 | 13.4333 | 13.5873 | 13.7333 | 13.8716 | 14.0028 | 14.1271 | 14.2449 | 14.3566 | 14.4625 | 14.5629 | 14.658 | 14.7481 | 14.8336 | 14.9146 | 14.9914 | 15.0642 | 15.1331 | 15.1985 | 15.2605
RG & E
Avoided Cost Forecast
Year | 2010 | 2011 | 2012 | 2013 | 2014 | 2015 | 2016 | 2017 | 2018 | 2019 | 2020 | 2021 | 2022 | 2023 | 2024 | 2025 | 2026 | 2027 | 2028 | 2029 | 2030 | 2031 | 2032 | 2033 | 2034 | 2035 | 2036 | 2037 | 2038 | 2039 | 2040 | 2041 | 2042 | 2043 | 2044 | 2045 | 2046 | 2047 | 2048 | 2049 | 2050 | 2051 | 2052 | 2053 | 2054 | 2055 | 2056 | 2057 | 2058 | 2059
Avoided energy per kWh with line loss | 0.06831 | 0.066934 | 0.065592 | 0.065436 | 0.065279 | 0.065132 | 0.065288 | 0.065452 | 0.065606 | 0.065772 | 0.065935 | 0.066092 | 0.066255 | 0.066421 | 0.066586 | 0.066586 | 0.066586 | 0.066586 | 0.066586 | 0.066586 | 0.066586 | 0.066586 | 0.066586 | 0.066586 | 0.066586 | 0.066586 | 0.066586 | 0.066586 | 0.066586 | 0.066586 | 0.066586 | 0.066586 | 0.066586 | 0.066586 | 0.066586 | 0.066586 | 0.066586 | 0.066586 | 0.066586 | 0.066586 | 0.066586 | 0.066586 | 0.066586 | 0.066586 | 0.066586 | 0.066586 | 0.066586 | 0.066586 | 0.066586 | 0.066586
Avoided Capacity per KW with reserve margin, line loss and avoided distribution | 85.3987 | 92.5323 | 99.2349 | 105.5496 | 111.4871 | 117.069 | 122.3276 | 127.2629 | 131.9073 | 136.2716 | 140.3664 | 144.2134 | 144.2134 | 144.2134 | 144.2134 | 144.2134 | 144.2134 | 144.2134 | 144.2134 | 144.2134 | 144.2134 | 144.2134 | 144.2134 | 144.2134 | 144.2134 | 144.2134 | 144.2134 | 144.2134 | 144.2134 | 144.2134 | 144.2134 | 144.2134 | 144.2134 | 144.2134 | 144.2134 | 144.2134 | 144.2134 | 144.2134 | 144.2134 | 144.2134 | 144.2134 | 144.2134 | 144.2134 | 144.2134 | 144.2134 | 144.2134 | 144.2134 | 144.2134 | 144.2134 | 144.2134
Avoided gas $/MMBtu (Heating) | 10.24 | 10.01 | 9.79 | 9.79 | 9.79 | 9.79 | 9.87 | 9.94 | 10.02 | 10.02 | 10.02 | 10.02 | 10.02 | 10.02 | 10.02 | 10.02 | 10.02 | 10.02 | 10.02 | 10.02 | 10.02 | 10.02 | 10.02 | 10.02 | 10.02 | 10.02 | 10.02 | 10.02 | 10.02 | 10.02 | 10.02 | 10.02 | 10.02 | 10.02 | 10.02 | 10.02 | 10.02 | 10.02 | 10.02 | 10.02 | 10.02 | 10.02 | 10.02 | 10.02 | 10.02 | 10.02 | 10.02 | 10.02 | 10.02 | 10.02
Natural gas $ per MMBtu (Hot Water) | 9.4525 | 9.2342 | 9.02 | 9.02 | 9.02 | 9.02 | 9.0942 | 9.2442 | 9.2442 | 9.2442 | 9.2442 | 9.2442 | 9.2442 | 9.2442 | 9.2442 | 9.2442 | 9.2442 | 9.2442 | 9.2442 | 9.2442 | 9.2442 | 9.2442 | 9.2442 | 9.2442 | 9.2442 | 9.2442 | 9.2442 | 9.2442 | 9.2442 | 9.2442 | 9.2442 | 9.2442 | 9.2442 | 9.2442 | 9.2442 | 9.2442 | 9.2442 | 9.2442 | 9.2442 | 9.2442 | 9.2442 | 9.2442 | 9.2442 | 9.2442 | 9.2442 | 9.2442 | 9.2442 | 9.2442 | 9.2442 | 9.2442
Residual Oil | 7.2607 | 7.9113 | 8.1995 | 8.4074 | 8.5736 | 8.7208 | 8.8285 | 8.883 | 9.0101 | 9.05 | 9.1559 | 9.245 | 9.2425 | 9.3135 | 9.3834 | 9.4458 | 9.4294 | 9.4066 | 9.3719 | 9.3719 | 9.3719 | 9.3719 | 9.3719 | 9.3719 | 9.3719 | 9.3719 | 9.3719 | 9.3719 | 9.3719 | 9.3719 | 9.3719 | 9.3719 | 9.3719 | 9.3719 | 9.3719 | 9.3719 | 9.3719 | 9.3719 | 9.3719 | 9.3719 | 9.3719 | 9.3719 | 9.3719 | 9.3719 | 9.3719 | 9.3719 | 9.3719 | 9.3719 | 9.3719 | 9.3719
Co2 Adder per KWh | 0.00628 | 0.0062 | 0.00612 | 0.006 | 0.00588 | 0.00577 | 0.00577 | 0.00576 | 0.00576 | 0.00575 | 0.00575 | 0.00575 | 0.00574 | 0.00574 | 0.00573 | 0.00573 | 0.00573 | 0.00573 | 0.00573 | 0.00573 | 0.00573 | 0.00573 | 0.00573 | 0.00573 | 0.00573 | 0.00573 | 0.00573 | 0.00573 | 0.00573 | 0.00573 | 0.00573 | 0.00573 | 0.00573 | 0.00573 | 0.00573 | 0.00573 | 0.00573 | 0.00573 | 0.00573 | 0.00573 | 0.00573 | 0.00573 | 0.00573 | 0.00573 | 0.00573 | 0.00573 | 0.00573 | 0.00573 | 0.00573 | 0.00573
Co2 Adder per MMBtu Nat Gas | 0.8775 | 0.8775 | 0.8775 | 0.8775 | 0.8775 | 0.8775 | 0.8775 | 0.8775 | 0.8775 | 0.8775 | 0.8775 | 0.8775 | 0.8775 | 0.8775 | 0.8775 | 0.8775 | 0.8775 | 0.8775 | 0.8775 | 0.8775 | 0.8775 | 0.8775 | 0.8775 | 0.8775 | 0.8775 | 0.8775 | 0.8775 | 0.8775 | 0.8775 | 0.8775 | 0.8775 | 0.8775 | 0.8775 | 0.8775 | 0.8775 | 0.8775 | 0.8775 | 0.8775 | 0.8775 | 0.8775 | 0.8775 | 0.8775 | 0.8775 | 0.8775 | 0.8775 | 0.8775 | 0.8775 | 0.8775 | 0.8775 | 0.8775
Co2 Adder per MMBtu Oil (place holder values) | 0.8775 | 0.8775 | 0.8775 | 0.8775 | 0.8775 | 0.8775 | 0.8775 | 0.8775 | 0.8775 | 0.8775 | 0.8775 | 0.8775 | 0.8775 | 0.8775 | 0.8775 | 0.8775 | 0.8775 | 0.8775 | 0.8775 | 0.8775 | 0.8775 | 0.8775 | 0.8775 | 0.8775 | 0.8775 | 0.8775 | 0.8775 | 0.8775 | 0.8775 | 0.8775 | 0.8775 | 0.8775 | 0.8775 | 0.8775 | 0.8775 | 0.8775 | 0.8775 | 0.8775 | 0.8775 | 0.8775 | 0.8775 | 0.8775 | 0.8775 | 0.8775 | 0.8775 | 0.8775 | 0.8775 | 0.8775 | 0.8775 | 0.8775
Avoided Cost Present Value Forecast
Year | 1 | 2 | 3 | 4 | 5 | 6 | 7 | 8 | 9 | 10 | 11 | 12 | 13 | 14 | 15 | 16 | 17 | 18 | 19 | 20 | 21 | 22 | 23 | 24 | 25 | 26 | 27 | 28 | 29 | 30 | 31 | 32 | 33 | 34 | 35 | 36 | 37 | 38 | 39 | 40 | 41 | 42 | 43 | 44 | 45 | 46 | 47 | 48 | 49 | 50
Avoided energy per kWh with line loss (PV) | 0.066506 | 0.12827 | 0.18565 | 0.2399 | 0.29121 | 0.33972 | 0.38582 | 0.42963 | 0.47125 | 0.5108 | 0.54838 | 0.58409 | 0.61801 | 0.65025 | 0.68089 | 0.70993 | 0.73745 | 0.76354 | 0.78827 | 0.81171 | 0.83393 | 0.85499 | 0.87495 | 0.89387 | 0.91181 | 0.92881 | 0.94492 | 0.96019 | 0.97467 | 0.98839 | 1.0014 | 1.0137 | 1.0254 | 1.0365 | 1.047 | 1.0569 | 1.0664 | 1.0753 | 1.0838 | 1.0918 | 1.0994 | 1.1067 | 1.1135 | 1.12 | 1.1261 | 1.132 | 1.1375 | 1.1427 | 1.1477 | 1.1524
Avoided Capacity per KW with reserve margin, line loss and avoided distribution (PV) | 83.1429 | 168.5344 | 255.3371 | 342.8502 | 430.4672 | 517.6746 | 604.0487 | 689.2229 | 772.9032 | 854.8453 | 934.8494 | 1012.761 | 1086.6108 | 1156.6107 | 1222.9613 | 1285.8529 | 1345.4657 | 1401.9708 | 1455.5301 | 1506.2973 | 1554.4177 | 1600.0296 | 1643.2636 | 1684.2436 | 1723.0873 | 1759.9059 | 1794.8051 | 1827.8849 | 1859.2402 | 1888.9608 | 1917.132 | 1943.8346 | 1969.1451 | 1993.1361 | 2015.8763 | 2037.4311 | 2057.8622 | 2077.2281 | 2095.5844 | 2112.9838 | 2129.4761 | 2145.1086 | 2159.9261 | 2173.9711 | 2187.284 | 2199.9028 | 2211.8638 | 2223.2012 | 2233.9475 | 2244.1337
Avoided gas $/MMBtu (Heating) (PV) | 9.9695 | 19.207 | 27.7705 | 35.8876 | 43.5815 | 50.8743 | 57.8434 | 64.496 | 70.8526 | 76.8777 | 82.5888 | 88.0021 | 93.1332 | 97.9969 | 102.6069 | 106.9767 | 111.1186 | 115.0446 | 118.7659 | 122.2932 | 125.6367 | 128.8058 | 131.8097 | 134.657 | 137.3559 | 139.9141 | 142.3389 | 144.6373 | 146.8158 | 148.8808 | 150.8382 | 152.6935 | 154.4521 | 156.119 | 157.699 | 159.1966 | 160.6162 | 161.9617 | 163.2371 | 164.446 | 165.5919 | 166.6781 | 167.7076 | 168.6835 | 169.6084 | 170.4852 | 171.3163 | 172.104 | 172.8506 | 173.5584
Natural gas $ per MMBtu (Hot Water) (PV) | 9.2028 | 17.7244 | 25.6143 | 33.093 | 40.1817 | 46.901 | 53.3222 | 59.5092 | 65.3735 | 70.9322 | 76.201 | 81.1952 | 85.9291 | 90.4161 | 94.6692 | 98.7006 | 102.5218 | 106.1438 | 109.577 | 112.8312 | 115.9158 | 118.8395 | 121.6108 | 124.2377 | 126.7276 | 129.0877 | 131.3248 | 133.4452 | 135.4551 | 137.3602 | 139.166 | 140.8776 | 142.5 | 144.0379 | 145.4956 | 146.8772 | 148.1869 | 149.4282 | 150.6049 | 151.7202 | 152.7774 | 153.7794 | 154.7292 | 155.6295 | 156.4829 | 157.2918 | 158.0585 | 158.7852 | 159.4741 | 160.127
Residual Oil (PV) | 7.0689 | 14.3697 | 21.542 | 28.5127 | 35.2506 | 41.747 | 47.9807 | 53.9259 | 59.6417 | 65.0836 | 70.3022 | 75.2968 | 80.0298 | 84.5505 | 88.8677 | 92.987 | 96.8848 | 100.5704 | 104.051 | 107.3502 | 110.4774 | 113.4415 | 116.2511 | 118.9143 | 121.4386 | 123.8313 | 126.0993 | 128.249 | 130.2867 | 132.2181 | 134.0488 | 135.7841 | 137.429 | 138.9881 | 140.4659 | 141.8666 | 143.1944 | 144.4529 | 145.6458 | 146.7765 | 147.8483 | 148.8642 | 149.8271 | 150.7399 | 151.605 | 152.4251 | 153.2024 | 153.9391 | 154.6375 | 155.2995
Co2 Adder per kWh ($2008) | 0.0061141 | 0.011836 | 0.017189 | 0.022164 | 0.026785 | 0.031083 | 0.035157 | 0.039012 | 0.042666 | 0.046124 | 0.049401 | 0.052507 | 0.055447 | 0.058233 | 0.060869 | 0.063368 | 0.065737 | 0.067982 | 0.07011 | 0.072127 | 0.074039 | 0.075851 | 0.077569 | 0.079197 | 0.080741 | 0.082204 | 0.08359 | 0.084905 | 0.08615 | 0.087331 | 0.088451 | 0.089512 | 0.090517 | 0.09147 | 0.092374 | 0.09323 | 0.094042 | 0.094812 | 0.095541 | 0.096232 | 0.096888 | 0.097509 | 0.098098 | 0.098656 | 0.099185 | 0.099686 | 0.10016 | 0.10061 | 0.10104 | 0.10144
Co2 Adder per MMBtu | 0.85432 | 1.6641 | 2.4317 | 3.1592 | 3.8488 | 4.5025 | 5.1221 | 5.7094 | 6.2661 | 6.7937 | 7.2939 | 7.7679 | 8.2173 | 8.6432 | 9.047 | 9.4296 | 9.7924 | 10.1362 | 10.4621 | 10.771 | 11.0638 | 11.3413 | 11.6044 | 11.8537 | 12.0901 | 12.3141 | 12.5265 | 12.7278 | 12.9185 | 13.0994 | 13.2708 | 13.4333 | 13.5873 | 13.7333 | 13.8716 | 14.0028 | 14.1271 | 14.2449 | 14.3566 | 14.4625 | 14.5629 | 14.658 | 14.7481 | 14.8336 | 14.9146 | 14.9914 | 15.0642 | 15.1331 | 15.1985 | 15.2605
Co2 Adder per MMBtu Oil | 0.85432 | 1.6641 | 2.4317 | 3.1592 | 3.8488 | 4.5025 | 5.1221 | 5.7094 | 6.2661 | 6.7937 | 7.2939 | 7.7679 | 8.2173 | 8.6432 | 9.047 | 9.4296 | 9.7924 | 10.1362 | 10.4621 | 10.771 | 11.0638 | 11.3413 | 11.6044 | 11.8537 | 12.0901 | 12.3141 | 12.5265 | 12.7278 | 12.9185 | 13.0994 | 13.2708 | 13.4333 | 13.5873 | 13.7333 | 13.8716 | 14.0028 | 14.1271 | 14.2449 | 14.3566 | 14.4625 | 14.5629 | 14.658 | 14.7481 | 14.8336 | 14.9146 | 14.9914 | 15.0642 | 15.1331 | 15.1985 | 15.2605
KEDLI
Avoided Cost Forecast
Year | 2010 | 2011 | 2012 | 2013 | 2014 | 2015 | 2016 | 2017 | 2018 | 2019 | 2020 | 2021 | 2022 | 2023 | 2024 | 2025 | 2026 | 2027 | 2028 | 2029 | 2030 | 2031 | 2032 | 2033 | 2034 | 2035 | 2036 | 2037 | 2038 | 2039 | 2040 | 2041 | 2042 | 2043 | 2044 | 2045 | 2046 | 2047 | 2048 | 2049 | 2050 | 2051 | 2052 | 2053 | 2054 | 2055 | 2056 | 2057 | 2058 | 2059
Avoided energy per kWh with line loss | 0.06831 | 0.066934 | 0.065592 | 0.065436 | 0.065279 | 0.065132 | 0.065288 | 0.065452 | 0.065606 | 0.065772 | 0.065935 | 0.066092 | 0.066255 | 0.066421 | 0.066586 | 0.066586 | 0.066586 | 0.066586 | 0.066586 | 0.066586 | 0.066586 | 0.066586 | 0.066586 | 0.066586 | 0.066586 | 0.066586 | 0.066586 | 0.066586 | 0.066586 | 0.066586 | 0.066586 | 0.066586 | 0.066586 | 0.066586 | 0.066586 | 0.066586 | 0.066586 | 0.066586 | 0.066586 | 0.066586 | 0.066586 | 0.066586 | 0.066586 | 0.066586 | 0.066586 | 0.066586 | 0.066586 | 0.066586 | 0.066586 | 0.066586
Avoided Capacity per KW with reserve margin, line loss and avoided distribution | 85.3987 | 92.5323 | 99.2349 | 105.5496 | 111.4871 | 117.069 | 122.3276 | 127.2629 | 131.9073 | 136.2716 | 140.3664 | 144.2134 | 144.2134 | 144.2134 | 144.2134 | 144.2134 | 144.2134 | 144.2134 | 144.2134 | 144.2134 | 144.2134 | 144.2134 | 144.2134 | 144.2134 | 144.2134 | 144.2134 | 144.2134 | 144.2134 | 144.2134 | 144.2134 | 144.2134 | 144.2134 | 144.2134 | 144.2134 | 144.2134 | 144.2134 | 144.2134 | 144.2134 | 144.2134 | 144.2134 | 144.2134 | 144.2134 | 144.2134 | 144.2134 | 144.2134 | 144.2134 | 144.2134 | 144.2134 | 144.2134 | 144.2134
Avoided gas $/MMBtu (Heating) | 13.64 | 13.41 | 13.19 | 13.19 | 13.19 | 13.19 | 13.27 | 13.34 | 13.42 | 13.42 | 13.42 | 13.42 | 13.42 | 13.42 | 13.42 | 13.42 | 13.42 | 13.42 | 13.42 | 13.42 | 13.42 | 13.42 | 13.42 | 13.42 | 13.42 | 13.42 | 13.42 | 13.42 | 13.42 | 13.42 | 13.42 | 13.42 | 13.42 | 13.42 | 13.42 | 13.42 | 13.42 | 13.42 | 13.42 | 13.42 | 13.42 | 13.42 | 13.42 | 13.42 | 13.42 | 13.42 | 13.42 | 13.42 | 13.42 | 13.42
Natural gas $ per MMBtu (Hot Water) | 12.0125 | 11.7942 | 11.5858 | 11.5858 | 11.5858 | 11.5858 | 11.66 | 11.73 | 11.8042 | 11.8042 | 11.8042 | 11.8042 | 11.8042 | 11.8042 | 11.8042 | 11.8042 | 11.8042 | 11.8042 | 11.8042 | 11.8042 | 11.8042 | 11.8042 | 11.8042 | 11.8042 | 11.8042 | 11.8042 | 11.8042 | 11.8042 | 11.8042 | 11.8042 | 11.8042 | 11.8042 | 11.8042 | 11.8042 | 11.8042 | 11.8042 | 11.8042 | 11.8042 | 11.8042 | 11.8042 | 11.8042 | 11.8042 | 11.8042 | 11.8042 | 11.8042 | 11.8042 | 11.8042 | 11.8042 | 11.8042 | 11.8042
Residual Oil | 7.2607 | 7.9113 | 8.1995 | 8.4074 | 8.5736 | 8.7208 | 8.8285 | 8.883 | 9.0101 | 9.05 | 9.1559 | 9.245 | 9.2425 | 9.3135 | 9.3834 | 9.4458 | 9.4294 | 9.4066 | 9.3719 | 9.3719 | 9.3719 | 9.3719 | 9.3719 | 9.3719 | 9.3719 | 9.3719 | 9.3719 | 9.3719 | 9.3719 | 9.3719 | 9.3719 | 9.3719 | 9.3719 | 9.3719 | 9.3719 | 9.3719 | 9.3719 | 9.3719 | 9.3719 | 9.3719 | 9.3719 | 9.3719 | 9.3719 | 9.3719 | 9.3719 | 9.3719 | 9.3719 | 9.3719 | 9.3719 | 9.3719
Co2 Adder per KWh | 0.00628 | 0.0062 | 0.00612 | 0.006 | 0.00588 | 0.00577 | 0.00577 | 0.00576 | 0.00576 | 0.00575 | 0.00575 | 0.00575 | 0.00574 | 0.00574 | 0.00573 | 0.00573 | 0.00573 | 0.00573 | 0.00573 | 0.00573 | 0.00573 | 0.00573 | 0.00573 | 0.00573 | 0.00573 | 0.00573 | 0.00573 | 0.00573 | 0.00573 | 0.00573 | 0.00573 | 0.00573 | 0.00573 | 0.00573 | 0.00573 | 0.00573 | 0.00573 | 0.00573 | 0.00573 | 0.00573 | 0.00573 | 0.00573 | 0.00573 | 0.00573 | 0.00573 | 0.00573 | 0.00573 | 0.00573 | 0.00573 | 0.00573
Co2 Adder per MMBtu Nat Gas | 0.8775 | 0.8775 | 0.8775 | 0.8775 | 0.8775 | 0.8775 | 0.8775 | 0.8775 | 0.8775 | 0.8775 | 0.8775 | 0.8775 | 0.8775 | 0.8775 | 0.8775 | 0.8775 | 0.8775 | 0.8775 | 0.8775 | 0.8775 | 0.8775 | 0.8775 | 0.8775 | 0.8775 | 0.8775 | 0.8775 | 0.8775 | 0.8775 | 0.8775 | 0.8775 | 0.8775 | 0.8775 | 0.8775 | 0.8775 | 0.8775 | 0.8775 | 0.8775 | 0.8775 | 0.8775 | 0.8775 | 0.8775 | 0.8775 | 0.8775 | 0.8775 | 0.8775 | 0.8775 | 0.8775 | 0.8775 | 0.8775 | 0.8775
Co2 Adder per MMBtu Oil (place holder values) | 0.8775 | 0.8775 | 0.8775 | 0.8775 | 0.8775 | 0.8775 | 0.8775 | 0.8775 | 0.8775 | 0.8775 | 0.8775 | 0.8775 | 0.8775 | 0.8775 | 0.8775 | 0.8775 | 0.8775 | 0.8775 | 0.8775 | 0.8775 | 0.8775 | 0.8775 | 0.8775 | 0.8775 | 0.8775 | 0.8775 | 0.8775 | 0.8775 | 0.8775 | 0.8775 | 0.8775 | 0.8775 | 0.8775 | 0.8775 | 0.8775 | 0.8775 | 0.8775 | 0.8775 | 0.8775 | 0.8775 | 0.8775 | 0.8775 | 0.8775 | 0.8775 | 0.8775 | 0.8775 | 0.8775 | 0.8775 | 0.8775 | 0.8775
Avoided Cost Present Value Forecast
Year | 1 | 2 | 3 | 4 | 5 | 6 | 7 | 8 | 9 | 10 | 11 | 12 | 13 | 14 | 15 | 16 | 17 | 18 | 19 | 20 | 21 | 22 | 23 | 24 | 25 | 26 | 27 | 28 | 29 | 30 | 31 | 32 | 33 | 34 | 35 | 36 | 37 | 38 | 39 | 40 | 41 | 42 | 43 | 44 | 45 | 46 | 47 | 48 | 49 | 50
Avoided energy per kWh with line loss (PV) | 0.066506 | 0.12827 | 0.18565 | 0.2399 | 0.29121 | 0.33972 | 0.38582 | 0.42963 | 0.47125 | 0.5108 | 0.54838 | 0.58409 | 0.61801 | 0.65025 | 0.68089 | 0.70993 | 0.73745 | 0.76354 | 0.78827 | 0.81171 | 0.83393 | 0.85499 | 0.87495 | 0.89387 | 0.91181 | 0.92881 | 0.94492 | 0.96019 | 0.97467 | 0.98839 | 1.0014 | 1.0137 | 1.0254 | 1.0365 | 1.047 | 1.0569 | 1.0664 | 1.0753 | 1.0838 | 1.0918 | 1.0994 | 1.1067 | 1.1135 | 1.12 | 1.1261 | 1.132 | 1.1375 | 1.1427 | 1.1477 | 1.1524
Avoided Capacity per KW with reserve margin, line loss and avoided distribution (PV) | 83.1429 | 168.5344 | 255.3371 | 342.8502 | 430.4672 | 517.6746 | 604.0487 | 689.2229 | 772.9032 | 854.8453 | 934.8494 | 1012.761 | 1086.6108 | 1156.6107 | 1222.9613 | 1285.8529 | 1345.4657 | 1401.9708 | 1455.5301 | 1506.2973 | 1554.4177 | 1600.0296 | 1643.2636 | 1684.2436 | 1723.0873 | 1759.9059 | 1794.8051 | 1827.8849 | 1859.2402 | 1888.9608 | 1917.132 | 1943.8346 | 1969.1451 | 1993.1361 | 2015.8763 | 2037.4311 | 2057.8622 | 2077.2281 | 2095.5844 | 2112.9838 | 2129.4761 | 2145.1086 | 2159.9261 | 2173.9711 | 2187.284 | 2199.9028 | 2211.8638 | 2223.2012 | 2233.9475 | 2244.1337
Avoided gas $/MMBtu (Heating) (PV) | 13.2797 | 25.6548 | 37.1924 | 48.1285 | 58.4944 | 68.3199 | 77.6897 | 86.6179 | 95.1314 | 103.201 | 110.8499 | 118.1001 | 124.9724 | 131.4863 | 137.6607 | 143.5131 | 149.0605 | 154.3187 | 159.3027 | 164.0269 | 168.5049 | 172.7493 | 176.7725 | 180.586 | 184.2007 | 187.6269 | 190.8745 | 193.9528 | 196.8706 | 199.6363 | 202.2578 | 204.7426 | 207.098 | 209.3305 | 211.4466 | 213.4524 | 215.3537 | 217.1558 | 218.864 | 220.4831 | 222.0178 | 223.4725 | 224.8514 | 226.1584 | 227.3972 | 228.5715 | 229.6845 | 230.7395 | 231.7396 | 232.6874
Natural gas $ per MMBtu (Hot Water) (PV) | 11.6952 | 22.5792 | 32.7135 | 42.3196 | 51.4248 | 60.0554 | 68.2883 | 76.139 | 83.6274 | 90.7254 | 97.4534 | 103.8306 | 109.8754 | 115.605 | 121.0359 | 126.1838 | 131.0632 | 135.6883 | 140.0722 | 144.2276 | 148.1664 | 151.8998 | 155.4386 | 158.7929 | 161.9723 | 164.986 | 167.8426 | 170.5502 | 173.1167 | 175.5494 | 177.8553 | 180.0409 | 182.1127 | 184.0764 | 185.9377 | 187.702 | 189.3743 | 190.9595 | 192.462 | 193.8862 | 195.2361 | 196.5156 | 197.7285 | 198.8781 | 199.9678 | 201.0007 | 201.9797 | 202.9077 | 203.7873 | 204.621
Residual Oil (PV) | 7.0689 | 14.3697 | 21.542 | 28.5127 | 35.2506 | 41.747 | 47.9807 | 53.9259 | 59.6417 | 65.0836 | 70.3022 | 75.2968 | 80.0298 | 84.5505 | 88.8677 | 92.987 | 96.8848 | 100.5704 | 104.051 | 107.3502 | 110.4774 | 113.4415 | 116.2511 | 118.9143 | 121.4386 | 123.8313 | 126.0993 | 128.249 | 130.2867 | 132.2181 | 134.0488 | 135.7841 | 137.429 | 138.9881 | 140.4659 | 141.8666 | 143.1944 | 144.4529 | 145.6458 | 146.7765 | 147.8483 | 148.8642 | 149.8271 | 150.7399 | 151.605 | 152.4251 | 153.2024 | 153.9391 | 154.6375 | 155.2995
Co2 Adder per kWh ($2008) | 0.0061141 | 0.011836 | 0.017189 | 0.022164 | 0.026785 | 0.031083 | 0.035157 | 0.039012 | 0.042666 | 0.046124 | 0.049401 | 0.052507 | 0.055447 | 0.058233 | 0.060869 | 0.063368 | 0.065737 | 0.067982 | 0.07011 | 0.072127 | 0.074039 | 0.075851 | 0.077569 | 0.079197 | 0.080741 | 0.082204 | 0.08359 | 0.084905 | 0.08615 | 0.087331 | 0.088451 | 0.089512 | 0.090517 | 0.09147 | 0.092374 | 0.09323 | 0.094042 | 0.094812 | 0.095541 | 0.096232 | 0.096888 | 0.097509 | 0.098098 | 0.098656 | 0.099185 | 0.099686 | 0.10016 | 0.10061 | 0.10104 | 0.10144
Co2 Adder per MMBtu | 0.85432 | 1.6641 | 2.4317 | 3.1592 | 3.8488 | 4.5025 | 5.1221 | 5.7094 | 6.2661 | 6.7937 | 7.2939 | 7.7679 | 8.2173 | 8.6432 | 9.047 | 9.4296 | 9.7924 | 10.1362 | 10.4621 | 10.771 | 11.0638 | 11.3413 | 11.6044 | 11.8537 | 12.0901 | 12.3141 | 12.5265 | 12.7278 | 12.9185 | 13.0994 | 13.2708 | 13.4333 | 13.5873 | 13.7333 | 13.8716 | 14.0028 | 14.1271 | 14.2449 | 14.3566 | 14.4625 | 14.5629 | 14.658 | 14.7481 | 14.8336 | 14.9146 | 14.9914 | 15.0642 | 15.1331 | 15.1985 | 15.2605
Co2 Adder per MMBtu Oil | 0.85432 | 1.6641 | 2.4317 | 3.1592 | 3.8488 | 4.5025 | 5.1221 | 5.7094 | 6.2661 | 6.7937 | 7.2939 | 7.7679 | 8.2173 | 8.6432 | 9.047 | 9.4296 | 9.7924 | 10.1362 | 10.4621 | 10.771 | 11.0638 | 11.3413 | 11.6044 | 11.8537 | 12.0901 | 12.3141 | 12.5265 | 12.7278 | 12.9185 | 13.0994 | 13.2708 | 13.4333 | 13.5873 | 13.7333 | 13.8716 | 14.0028 | 14.1271 | 14.2449 | 14.3566 | 14.4625 | 14.5629 | 14.658 | 14.7481 | 14.8336 | 14.9146 | 14.9914 | 15.0642 | 15.1331 | 15.1985 | 15.2605
NYC
Avoided Cost Forecast
Year | 2010 | 2011 | 2012 | 2013 | 2014 | 2015 | 2016 | 2017 | 2018 | 2019 | 2020 | 2021 | 2022 | 2023 | 2024 | 2025 | 2026 | 2027 | 2028 | 2029 | 2030 | 2031 | 2032 | 2033 | 2034 | 2035 | 2036 | 2037 | 2038 | 2039 | 2040 | 2041 | 2042 | 2043 | 2044 | 2045 | 2046 | 2047 | 2048 | 2049 | 2050 | 2051 | 2052 | 2053 | 2054 | 2055 | 2056 | 2057 | 2058 | 2059
Avoided energy per kWh with line loss | 0.08786 | 0.08624 | 0.08465 | 0.08434 | 0.08402 | 0.08371 | 0.08392 | 0.08412 | 0.08433 | 0.08453 | 0.08474 | 0.08495 | 0.08516 | 0.08537 | 0.08558 | 0.08558 | 0.08558 | 0.08558 | 0.08558 | 0.08558 | 0.08558 | 0.08558 | 0.08558 | 0.08558 | 0.08558 | 0.08558 | 0.08558 | 0.08558 | 0.08558 | 0.08558 | 0.08558 | 0.08558 | 0.08558 | 0.08558 | 0.08558 | 0.08558 | 0.08558 | 0.08558 | 0.08558 | 0.08558 | 0.08558 | 0.08558 | 0.08558 | 0.08558 | 0.08558 | 0.08558 | 0.08558 | 0.08558 | 0.08558 | 0.08558
Avoided Capacity per KW with reserve margin, line loss and avoided distribution | 237.306 | 236.789 | 236.228 | 242.543 | 238.19 | 229.914 | 239.537 | 254.397 | 255.55 | 256.584 | 257.522 | 258.362 | 258.362 | 258.362 | 258.362 | 258.362 | 258.362 | 258.362 | 258.362 | 258.362 | 258.362 | 258.362 | 258.362 | 258.362 | 258.362 | 258.362 | 258.362 | 258.362 | 258.362 | 258.362 | 258.362 | 258.362 | 258.362 | 258.362 | 258.362 | 258.362 | 258.362 | 258.362 | 258.362 | 258.362 | 258.362 | 258.362 | 258.362 | 258.362 | 258.362 | 258.362 | 258.362 | 258.362 | 258.362 | 258.362
Avoided gas $/MMBtu (Heating) | 13.64 | 13.41 | 13.19 | 13.19 | 13.19 | 13.19 | 13.27 | 13.34 | 13.42 | 13.42 | 13.42 | 13.42 | 13.42 | 13.42 | 13.42 | 13.42 | 13.42 | 13.42 | 13.42 | 13.42 | 13.42 | 13.42 | 13.42 | 13.42 | 13.42 | 13.42 | 13.42 | 13.42 | 13.42 | 13.42 | 13.42 | 13.42 | 13.42 | 13.42 | 13.42 | 13.42 | 13.42 | 13.42 | 13.42 | 13.42 | 13.42 | 13.42 | 13.42 | 13.42 | 13.42 | 13.42 | 13.42 | 13.42 | 13.42 | 13.42
Natural gas $ per MMBtu (Hot Water) | 12.0125 | 11.7942 | 11.5858 | 11.5858 | 11.5858 | 11.5858 | 11.66 | 11.73 | 11.8042 | 11.8042 | 11.8042 | 11.8042 | 11.8042 | 11.8042 | 11.8042 | 11.8042 | 11.8042 | 11.8042 | 11.8042 | 11.8042 | 11.8042 | 11.8042 | 11.8042 | 11.8042 | 11.8042 | 11.8042 | 11.8042 | 11.8042 | 11.8042 | 11.8042 | 11.8042 | 11.8042 | 11.8042 | 11.8042 | 11.8042 | 11.8042 | 11.8042 | 11.8042 | 11.8042 | 11.8042 | 11.8042 | 11.8042 | 11.8042 | 11.8042 | 11.8042 | 11.8042 | 11.8042 | 11.8042 | 11.8042 | 11.8042
Residual Oil | 7.2607 | 7.9113 | 8.1995 | 8.4074 | 8.5736 | 8.7208 | 8.8285 | 8.883 | 9.0101 | 9.05 | 9.1559 | 9.245 | 9.2425 | 9.3135 | 9.3834 | 9.4458 | 9.4294 | 9.4066 | 9.3719 | 9.3719 | 9.3719 | 9.3719 | 9.3719 | 9.3719 | 9.3719 | 9.3719 | 9.3719 | 9.3719 | 9.3719 | 9.3719 | 9.3719 | 9.3719 | 9.3719 | 9.3719 | 9.3719 | 9.3719 | 9.3719 | 9.3719 | 9.3719 | 9.3719 | 9.3719 | 9.3719 | 9.3719 | 9.3719 | 9.3719 | 9.3719 | 9.3719 | 9.3719 | 9.3719 | 9.3719
Co2 Adder per KWh | 0.00628 | 0.0062 | 0.00612 | 0.006 | 0.00588 | 0.00577 | 0.00577 | 0.00576 | 0.00576 | 0.00575 | 0.00575 | 0.00575 | 0.00574 | 0.00574 | 0.00573 | 0.00573 | 0.00573 | 0.00573 | 0.00573 | 0.00573 | 0.00573 | 0.00573 | 0.00573 | 0.00573 | 0.00573 | 0.00573 | 0.00573 | 0.00573 | 0.00573 | 0.00573 | 0.00573 | 0.00573 | 0.00573 | 0.00573 | 0.00573 | 0.00573 | 0.00573 | 0.00573 | 0.00573 | 0.00573 | 0.00573 | 0.00573 | 0.00573 | 0.00573 | 0.00573 | 0.00573 | 0.00573 | 0.00573 | 0.00573 | 0.00573
Co2 Adder per MMBtu Nat Gas | 0.8775 | 0.8775 | 0.8775 | 0.8775 | 0.8775 | 0.8775 | 0.8775 | 0.8775 | 0.8775 | 0.8775 | 0.8775 | 0.8775 | 0.8775 | 0.8775 | 0.8775 | 0.8775 | 0.8775 | 0.8775 | 0.8775 | 0.8775 | 0.8775 | 0.8775 | 0.8775 | 0.8775 | 0.8775 | 0.8775 | 0.8775 | 0.8775 | 0.8775 | 0.8775 | 0.8775 | 0.8775 | 0.8775 | 0.8775 | 0.8775 | 0.8775 | 0.8775 | 0.8775 | 0.8775 | 0.8775 | 0.8775 | 0.8775 | 0.8775 | 0.8775 | 0.8775 | 0.8775 | 0.8775 | 0.8775 | 0.8775 | 0.8775
Co2 Adder per MMBtu Oil (place holder values) | 0.8775 | 0.8775 | 0.8775 | 0.8775 | 0.8775 | 0.8775 | 0.8775 | 0.8775 | 0.8775 | 0.8775 | 0.8775 | 0.8775 | 0.8775 | 0.8775 | 0.8775 | 0.8775 | 0.8775 | 0.8775 | 0.8775 | 0.8775 | 0.8775 | 0.8775 | 0.8775 | 0.8775 | 0.8775 | 0.8775 | 0.8775 | 0.8775 | 0.8775 | 0.8775 | 0.8775 | 0.8775 | 0.8775 | 0.8775 | 0.8775 | 0.8775 | 0.8775 | 0.8775 | 0.8775 | 0.8775 | 0.8775 | 0.8775 | 0.8775 | 0.8775 | 0.8775 | 0.8775 | 0.8775 | 0.8775 | 0.8775 | 0.8775
Avoided Cost Present Value Forecast
Year | 1 | 2 | 3 | 4 | 5 | 6 | 7 | 8 | 9 | 10 | 11 | 12 | 13 | 14 | 15 | 16 | 17 | 18 | 19 | 20 | 21 | 22 | 23 | 24 | 25 | 26 | 27 | 28 | 29 | 30 | 31 | 32 | 33 | 34 | 35 | 36 | 37 | 38 | 39 | 40 | 41 | 42 | 43 | 44 | 45 | 46 | 47 | 48 | 49 | 50
Avoided energy per kWh with line loss (PV) | 0.085539 | 0.16512 | 0.23917 | 0.3091 | 0.37513 | 0.43749 | 0.49674 | 0.55304 | 0.60654 | 0.65737 | 0.70567 | 0.75156 | 0.79517 | 0.83661 | 0.87598 | 0.9133 | 0.94868 | 0.98221 | 1.014 | 1.0441 | 1.0727 | 1.0997 | 1.1254 | 1.1497 | 1.1728 | 1.1946 | 1.2153 | 1.235 | 1.2536 | 1.2712 | 1.2879 | 1.3038 | 1.3188 | 1.333 | 1.3465 | 1.3593 | 1.3714 | 1.3829 | 1.3938 | 1.4041 | 1.4139 | 1.4232 | 1.432 | 1.4403 | 1.4482 | 1.4557 | 1.4628 | 1.4696 | 1.4759 | 1.482
Avoided Capacity per KW with reserve margin, line loss and avoided distribution (PV) | 231.0375 | 449.5533 | 656.1866 | 857.2833 | 1044.4754 | 1215.7437 | 1384.878 | 1555.1403 | 1717.2578 | 1871.5455 | 2018.3243 | 2157.905 | 2290.209 | 2415.6156 | 2534.4844 | 2647.1563 | 2753.9543 | 2855.1846 | 2951.1375 | 3042.0881 | 3128.2973 | 3210.0121 | 3287.4669 | 3360.8837 | 3430.4732 | 3496.4347 | 3558.9575 | 3618.2209 | 3674.3946 | 3727.6399 | 3778.1094 | 3825.9477 | 3871.2921 | 3914.2726 | 3955.0124 | 3993.6283 | 4030.231 | 4064.9256 | 4097.8114 | 4128.9829 | 4158.5292 | 4186.5353 | 4213.0813 | 4238.2433 | 4262.0937 | 4284.7006 | 4306.129 | 4326.4402 | 4345.6926 | 4363.9413
Avoided gas $/MMBtu (Heating) (PV) | 13.2797 | 25.6548 | 37.1924 | 48.1285 | 58.4944 | 68.3199 | 77.6897 | 86.6179 | 95.1314 | 103.201 | 110.8499 | 118.1001 | 124.9724 | 131.4863 | 137.6607 | 143.5131 | 149.0605 | 154.3187 | 159.3027 | 164.0269 | 168.5049 | 172.7493 | 176.7725 | 180.586 | 184.2007 | 187.6269 | 190.8745 | 193.9528 | 196.8706 | 199.6363 | 202.2578 | 204.7426 | 207.098 | 209.3305 | 211.4466 | 213.4524 | 215.3537 | 217.1558 | 218.864 | 220.4831 | 222.0178 | 223.4725 | 224.8514 | 226.1584 | 227.3972 | 228.5715 | 229.6845 | 230.7395 | 231.7396 | 232.6874
Natural gas $ per MMBtu (Hot Water) (PV) | 11.6952 | 22.5792 | 32.7135 | 42.3196 | 51.4248 | 60.0554 | 68.2883 | 76.139 | 83.6274 | 90.7254 | 97.4534 | 103.8306 | 109.8754 | 115.605 | 121.0359 | 126.1838 | 131.0632 | 135.6883 | 140.0722 | 144.2276 | 148.1664 | 151.8998 | 155.4386 | 158.7929 | 161.9723 | 164.986 | 167.8426 | 170.5502 | 173.1167 | 175.5494 | 177.8553 | 180.0409 | 182.1127 | 184.0764 | 185.9377 | 187.702 | 189.3743 | 190.9595 | 192.462 | 193.8862 | 195.2361 | 196.5156 | 197.7285 | 198.8781 | 199.9678 | 201.0007 | 201.9797 | 202.9077 | 203.7873 | 204.621
Residual Oil (PV) | 7.0689 | 14.3697 | 21.542 | 28.5127 | 35.2506 | 41.747 | 47.9807 | 53.9259 | 59.6417 | 65.0836 | 70.3022 | 75.2968 | 80.0298 | 84.5505 | 88.8677 | 92.987 | 96.8848 | 100.5704 | 104.051 | 107.3502 | 110.4774 | 113.4415 | 116.2511 | 118.9143 | 121.4386 | 123.8313 | 126.0993 | 128.249 | 130.2867 | 132.2181 | 134.0488 | 135.7841 | 137.429 | 138.9881 | 140.4659 | 141.8666 | 143.1944 | 144.4529 | 145.6458 | 146.7765 | 147.8483 | 148.8642 | 149.8271 | 150.7399 | 151.605 | 152.4251 | 153.2024 | 153.9391 | 154.6375 | 155.2995
Co2 Adder per kWh ($2008) | 0.0061141 | 0.011836 | 0.017189 | 0.022164 | 0.026785 | 0.031083 | 0.035157 | 0.039012 | 0.042666 | 0.046124 | 0.049401 | 0.052507 | 0.055447 | 0.058233 | 0.060869 | 0.063368 | 0.065737 | 0.067982 | 0.07011 | 0.072127 | 0.074039 | 0.075851 | 0.077569 | 0.079197 | 0.080741 | 0.082204 | 0.08359 | 0.084905 | 0.08615 | 0.087331 | 0.088451 | 0.089512 | 0.090517 | 0.09147 | 0.092374 | 0.09323 | 0.094042 | 0.094812 | 0.095541 | 0.096232 | 0.096888 | 0.097509 | 0.098098 | 0.098656 | 0.099185 | 0.099686 | 0.10016 | 0.10061 | 0.10104 | 0.10144
Co2 Adder per MMBtu | 0.85432 | 1.6641 | 2.4317 | 3.1592 | 3.8488 | 4.5025 | 5.1221 | 5.7094 | 6.2661 | 6.7937 | 7.2939 | 7.7679 | 8.2173 | 8.6432 | 9.047 | 9.4296 | 9.7924 | 10.1362 | 10.4621 | 10.771 | 11.0638 | 11.3413 | 11.6044 | 11.8537 | 12.0901 | 12.3141 | 12.5265 | 12.7278 | 12.9185 | 13.0994 | 13.2708 | 13.4333 | 13.5873 | 13.7333 | 13.8716 | 14.0028 | 14.1271 | 14.2449 | 14.3566 | 14.4625 | 14.5629 | 14.658 | 14.7481 | 14.8336 | 14.9146 | 14.9914 | 15.0642 | 15.1331 | 15.1985 | 15.2605
Co2 Adder per MMBtu Oil | 0.85432 | 1.6641 | 2.4317 | 3.1592 | 3.8488 | 4.5025 | 5.1221 | 5.7094 | 6.2661 | 6.7937 | 7.2939 | 7.7679 | 8.2173 | 8.6432 | 9.047 | 9.4296 | 9.7924 | 10.1362 | 10.4621 | 10.771 | 11.0638 | 11.3413 | 11.6044 | 11.8537 | 12.0901 | 12.3141 | 12.5265 | 12.7278 | 12.9185 | 13.0994 | 13.2708 | 13.4333 | 13.5873 | 13.7333 | 13.8716 | 14.0028 | 14.1271 | 14.2449 | 14.3566 | 14.4625 | 14.5629 | 14.658 | 14.7481 | 14.8336 | 14.9146 | 14.9914 | 15.0642 | 15.1331 | 15.1985 | 15.2605
| 2 | 3 | 4 | 5 | 6 | 7 | 8 | 9 | 10 | 11 | 12 | 13 | 14 | 15 | 16 | 17 | 18 | 19 | 20 | 21 | 22 | 23 | 24 | 25 | 26 | 27 | 28 | 29 | 30 | 31 | 32 | 33 | 34 | 35 | 36 | 37 | 38 | 39 | 40 | 41 | 42 | 43 | 44 | 45 | 46 | 47 | 48 | 49 | 50 | 51

## Detailed Measures
Energy Reduction Measures and Incremental Hard Costs
[25 empty] | Discount Rate: | 3%
Instructions: Detailed instruction below table.
ID | Parametric Run | Measure Category | Baseline Components |  |  | Proposed Components | [6 empty] | Incremental Metrics | [13 empty] | Include in Project-Level TRC? | PV for Project Level TRC | Measure Cost for Project Level TRC | Funding Source Code | Primary Impacted Energy | PV of Cooling kWh Savings | PV of Non-Cooling kWh Savings | PV of kW Savings | PV of Heating MMBtu Savings | PV of Hot Water MMBtu Savings | PV of Water Savings | PV of O&M Savings | PV of Electric CO2 | PV of Gas CO2 | Present Value of Benefits | Total Fuel MMBtu Savings | Total Electric MMBtu Savings | Total MMBtu Savings
|  |  | Description | Cost | Cost Source | Description | Cost | Cost Source | Lifetime years | Non-electric heating fuel source | Quantity | Units | Energy Savings |  |  |  | Demand Savings kW | Water Savings 1000 gal | O&M Savings $ | Costs $ | Cost Savings $ | Payback years | SIR | TRC B/C Ratio | Lifecycle Savings | Weighted Lifetime
[13 empty] | Heating MMBtu | Non-Heating MMBtu | Cooling kWh | Non- CoolingkWh | [28 empty] | Enter measure title below to be included in the Site Inspection Request Forms
1 | 0 |  | #N/A |  |  | #N/A | [6 empty] | 0 | 0 | 0 | 0 | 0 | [10 empty] | 0 | 0 |  |  | 0 | 0 | 0 | 0 | 0 | 0 | 0 | 0 | 0 | 0 | 0 | 0 | 0
2 | 0 |  | #N/A |  |  | #N/A | [6 empty] | 0 | 0 | 0 | 0 | 0 | [10 empty] | 0 | 0 |  |  | 0 | 0 | 0 | 0 | 0 | 0 | 0 | 0 | 0 | 0 | 0 | 0 | 0
3 | 0 |  | #N/A |  |  | #N/A | [6 empty] | 0 | 0 | 0 | 0 | 0 | [10 empty] | 0 | 0 |  |  | 0 | 0 | 0 | 0 | 0 | 0 | 0 | 0 | 0 | 0 | 0 | 0 | 0
4 | 0 |  | #N/A |  |  | #N/A | [6 empty] | 0 | 0 | 0 | 0 | 0 | [10 empty] | 0 | 0 |  |  | 0 | 0 | 0 | 0 | 0 | 0 | 0 | 0 | 0 | 0 | 0 | 0 | 0
5 | 0 |  | #N/A |  |  | #N/A | [6 empty] | 0 | 0 | 0 | 0 | 0 | [10 empty] | 0 | 0 |  |  | 0 | 0 | 0 | 0 | 0 | 0 | 0 | 0 | 0 | 0 | 0 | 0 | 0
6 | 0 |  | #N/A |  |  | #N/A | [6 empty] | 0 | 0 | 0 | 0 | 0 | [10 empty] | 0 | 0 |  |  | 0 | 0 | 0 | 0 | 0 | 0 | 0 | 0 | 0 | 0 | 0 | 0 | 0
7 | 0 |  | #N/A |  |  | #N/A | [6 empty] | 0 | 0 | 0 | 0 | 0 | [10 empty] | 0 | 0 |  |  | 0 | 0 | 0 | 0 | 0 | 0 | 0 | 0 | 0 | 0 | 0 | 0 | 0
8 | 0 |  | #N/A |  |  | #N/A | [6 empty] | 0 | 0 | 0 | 0 | 0 | [10 empty] | 0 | 0 |  |  | 0 | 0 | 0 | 0 | 0 | 0 | 0 | 0 | 0 | 0 | 0 | 0 | 0
9 | 0 |  | #N/A |  |  | #N/A | [6 empty] | 0 | 0 | 0 | 0 | 0 | [10 empty] | 0 | 0 |  |  | 0 | 0 | 0 | 0 | 0 | 0 | 0 | 0 | 0 | 0 | 0 | 0 | 0
10 | 0 |  | #N/A |  |  | #N/A | [6 empty] | 0 | 0 | 0 | 0 | 0 | [10 empty] | 0 | 0 |  |  | 0 | 0 | 0 | 0 | 0 | 0 | 0 | 0 | 0 | 0 | 0 | 0 | 0
11 | 0 |  | #N/A |  |  | #N/A | [6 empty] | 0 | 0 | 0 | 0 | 0 | [10 empty] | 0 | 0 |  |  | 0 | 0 | 0 | 0 | 0 | 0 | 0 | 0 | 0 | 0 | 0 | 0 | 0
12 | 0 |  | #N/A |  |  | #N/A | [6 empty] | 0 | 0 | 0 | 0 | 0 | [10 empty] | 0 | 0 |  |  | 0 | 0 | 0 | 0 | 0 | 0 | 0 | 0 | 0 | 0 | 0 | 0 | 0
13 | 0 |  | #N/A |  |  | #N/A | [6 empty] | 0 | 0 | 0 | 0 | 0 | [10 empty] | 0 | 0 |  |  | 0 | 0 | 0 | 0 | 0 | 0 | 0 | 0 | 0 | 0 | 0 | 0 | 0
14 | 0 |  | #N/A |  |  | #N/A | [6 empty] | 0 | 0 | 0 | 0 | 0 | [10 empty] | 0 | 0 |  |  | 0 | 0 | 0 | 0 | 0 | 0 | 0 | 0 | 0 | 0 | 0 | 0 | 0
15 | 0 |  | #N/A |  |  | #N/A | [6 empty] | 0 | 0 | 0 | 0 | 0 | [10 empty] | 0 | 0 |  |  | 0 | 0 | 0 | 0 | 0 | 0 | 0 | 0 | 0 | 0 | 0 | 0 | 0
16 | 0 |  | #N/A |  |  | #N/A | [6 empty] | 0 | 0 | 0 | 0 | 0 | [10 empty] | 0 | 0 |  |  | 0 | 0 | 0 | 0 | 0 | 0 | 0 | 0 | 0 | 0 | 0 | 0 | 0
17 | 0 |  | #N/A |  |  | #N/A | [6 empty] | 0 | 0 | 0 | 0 | 0 | [10 empty] | 0 | 0 |  |  | 0 | 0 | 0 | 0 | 0 | 0 | 0 | 0 | 0 | 0 | 0 | 0 | 0
18 | 0 |  | #N/A |  |  | #N/A | [6 empty] | 0 | 0 | 0 | 0 | 0 | [10 empty] | 0 | 0 |  |  | 0 | 0 | 0 | 0 | 0 | 0 | 0 | 0 | 0 | 0 | 0 | 0 | 0
19 | 0 |  | #N/A |  |  | #N/A | [6 empty] | 0 | 0 | 0 | 0 | 0 | [10 empty] | 0 | 0 |  |  | 0 | 0 | 0 | 0 | 0 | 0 | 0 | 0 | 0 | 0 | 0 | 0 | 0
20 | 0 |  | #N/A |  |  | #N/A | [6 empty] | 0 | 0 | 0 | 0 | 0 | [10 empty] | 0 | 0 |  |  | 0 | 0 | 0 | 0 | 0 | 0 | 0 | 0 | 0 | 0 | 0 | 0 | 0
[12 empty] | Totals: | 0 | 0 | 0 | 0 | 0 | 0 | 0 |  | PROJECT SUMMARY | [22 empty] | 0
[16 empty] | TOTAL INCREMENTAL COSTS: |  |  |  | 0 | [7 empty] | Enter Total EEPS Incentives |  | Project Level TRC B/C Ratio
| Instructions | [14 empty] | PARTNER FEES - MODELING: |  |  |  | 0 | Project | Project | Project | Project | Project | Weighted |  | 0
| 1. Measure Classification - Select the appropriate measure from the drop down menu provided. Make sure the measure corresponds to the Parametric Run that has been autofilled. | [14 empty] | PARTNER FEES - INSPECTION & VERIFICATION: |  |  |  | 0 | Cost | Payback | SIR | TRC | Lifecycle | Average |  | Maximum: | 0 | #DIV/0!
| 2. Description - Provide a brief non-generic description of the measure for both Baseline Component (column D) and Proposed Component (column G). If you complete the Model Inputs tab correctly, this will autofill. | [14 empty] | PARTNER FEES - <OTHER> |  |  |  | 0 | Savings |  |  |  | Savings | Lifetime
| 3. Cost - Provide the cost of the measure, following the Estimated Incremental Cost Guidelines, for both Baseline Component (column E) and Proposed Component (column H). | [14 empty] | TOTAL COST: |  |  |  | 0 | 0 | #DIV/0! | 0 |  | 0 | #DIV/0! |  | Total PV for Project Level TRC | Total Cost for Project Level TRC
4. Cost Source - Provide the cost source of the measure, following the Estimated Incremental Cost Guidelines, for both Baseline Component (column F) and Proposed Component (column I).
| 5. Non-Electric Heating Fuel Source - Select the primary fuel affected by the measure. If electricity is primary fuel, choose "N/A". | [26 empty] | 0 | 0
6. Quantity - Provide a quantity for the proposed measure corresponding to the units automatically generated based on your measure selection. If "Other" measure, enter appropriate units.
7. Demand Savings - Enter calculated demand savings only if cell is highlighted blue.
8. Annual Water/Sewer and O&M Savings - Enter as appropriate
9. Column AU - Enter descriptive measure title in this column. You can then autogenerate some of this information in the linked Site Inspection Request Forms.
10. Hide Rows - Hide empty rows.
Summary of Measure Costs and Savings by Funding Source
| Notes: | [25 empty] | Funding Source | Measure Cost | MMBtu Savings | % Total Savings | Est. Incentives Using % Savings | Encumbered Funding
Use the same order as the parametric runs copied in the "Results from eQUEST" worksheet.
| If "Cost Savings" is negative, delete that row as that indicates a energy penalty and therefore should not beincluded in this list of energy saving measures. | [26 empty] | 0 | 0 | 0% | 0
[28 empty] | 0 | 0 | 0% | 0
[28 empty] | 0 | 0 | 0% | 0
[28 empty] | 0 | 0 | 0% | 0
[28 empty] | 0 | 0 | 0% | 0
[28 empty] | 0 | 0 | 0% | 0
[28 empty] | 0 | 0 | 0% | 0
[28 empty] | 0 | 0 | 0% | 0
[27 empty] | Total: | 0 | 0 | 0% | 0
Note on AF33: Shelley Beaulieu: Incentives per incentive schedule
Note on AJ44: Entered from CRIS Funding tab.

## Results from eQUEST
Results from eQUEST Parms.csv file
NOTE: | *To account for calculations done outside of eQuest, you can add rows after your last eQUEST parametric row with appropriate savings.
NOTE: | **If building uses more than one fossil fuel or uses oil instead of gas for heating, adjustments to the performance rating calculation in the Reporting Summary are needed.
Step 1: | Open Parms.csv file that corresponds to baseline and proposed eQuest models.
Step 2: | Baseline Design (copy runs corresponding to four exposures from <project name>-Parms.csv to row 14-17 below). If not rotated, copy into row 14 only.
[12 empty] | Annual Lighting | Annual Lighting | Annual Appliance | Annual Heating | Annual Cooling | Annual Cooling | Annual Other | Annual Other | Annual Appliance | Annual Heating | Annual Hot Water | Annual Lighting | TOTAL | 0 | 0 | 0 | 0 | 0 | 0 | 0 | 0 | 0 | 0 | 0 | 0 | 0 | 0 | 0 | 0 | 0 | 0 | 0 | 0 | 0 | 0 | 0 | 0 | 0 | Annual Lighting | Annual Lighting | Annual Appliance | Annual Heating | Annual Cooling | Annual Cooling | Annual Other | Annual Other | Annual Appliance | Annual Heating | Annual Hot Water | Annual Lighting | TOTAL
[12 empty] | Annual Lighting | Annual Lighting | Annual Equipment | Annual Heating | Annual Cooling | Annual Cooling | Annual Pumps | Annual Fans | Annual Equipment | Annual Heating | Annual Hot Water | Annual Lighting | TOTAL | [25 empty] | Annual Lighting | Annual Lighting | Annual Equipment | Annual Heating | Annual Cooling | Annual Cooling | Annual Pumps | Annual Fans | Annual Equipment | Annual Heating | Annual Hot Water | Annual Lighting | TOTAL
[12 empty] | Electric Usage: | [12 empty] | Non-Coincident Peak Demand: | [11 empty] | Coincident Peak Demand: | [12 empty] | Fuel Usage: | [12 empty] | Source Energy: |  | TDV Energy: | Annual Utility Costs: |  |  |  |  | Hours Outside Throttling Range:
[11 empty] | SS-D | PS-E | PS-E | PS-E | PS-E | PS-E | PS-E | PS-E | PS-E | PS-E | PS-E | PS-E | PS-E | PS-E | PS-E | PS-E | PS-E | PS-E | PS-E | PS-E | PS-E | PS-E | PS-E | PS-E | PS-E | PS-E | PS-E | PS-E | PS-E | PS-E | PS-E | PS-E | PS-E | PS-E | PS-E | PS-E | PS-E | PS-E | PS-E | PS-E | PS-E | PS-E | PS-E | PS-E | PS-E | PS-E | PS-E | PS-E | PS-E | PS-E | PS-E | PS-E | BEPS | BEPS | TDV1 | TDV1 | ES-E | ES-E | ES-E | ES-E | BEPS | BEPS | SS-E |  | BEPS | BEPS
[11 empty] | Peak Cooling | Ambient | Task | Misc | Space | Space | Heat | Pumps | Ventilation | Refrig | Heat Pump | Domestic | Exterior |  | Ambient | Task | Misc | Space | Space | Heat | Pumps | Ventilation | Refrig | Heat Pump | Domestic | Exterior | Ambient | Task | Misc | Space | Space | Heat | Pumps | Ventilation | Refrig | Heat Pump | Domestic | Exterior | Bldg | Ambient | Task | Misc | Space | Space | Heat | Pumps | Ventilation | Refrig | Heat Pump | Domestic | Exterior |  | Bldg | Bldg | Bldg | Bldg | Total | Total | Electric | Electric | Zone Outsd | Plant Ld | Hours | Zone Outsd | Cool Loads | Heat Loads
| Run | Internal | Case | Short | Carry | Incremental | Incremental | Date & Time |  |  | Coil Load | Lights | Lights | Equip | Heating | Cooling | Reject | & Aux | Fans | Display | Supplement | Hot Water | Usage | Total | Lights | Lights | Equip | Heating | Cooling | Reject | & Aux | Fans | Display | Supplement | Hot Water | Usage | Lights | Lights | Equip | Heating | Cooling | Reject | & Aux | Fans | Display | Supplement | Hot Water | Usage | Total | Lights | Lights | Equip | Heating | Cooling | Reject | & Aux | Fans | Display | Supplement | Hot Water | Usage | Total | Energy | EUI | Energy | EUI | Electric | Fuel | kWh | kW | Thrtlng Rng | Not Met | Fans On | Thrtlng Rng | Not Met | Not Met
| Type | Loads | #s | Name | Fwd | First Cost ($) | Annual Maint. ($) | of Run | File Name | Case Description | kBtu | kWh | kWh | kWh | kWh | kWh | kWh | kWh | kWh | kWh | kWh | kWh | kWh | kWh | kW | kW | kW | kW | kW | kW | kW | kW | kW | kW | kW | kW | kW | kW | kW | kW | kW | kW | kW | kW | kW | kW | kW | kW | kW | Therms | Therms | Therms | Therms | Therms | Therms | Therms | Therms | Therms | Therms | Therms | Therms | Therms | MBtu | kBtu/sf/yr | TDV-MBtu | TDV-kBtu/sf/yr | $ | $ | $ | $ | % hrs | % hrs | # hrs | # hrs | # hrs | # hrs
[71 empty] | 0 | 0 | 8760 | 0
Average Baseline | Average of 4 exposures (needed in Simulation Summary) | [10 empty] | #DIV/0! | #DIV/0! | #DIV/0! | #DIV/0! | #DIV/0! | #DIV/0! | #DIV/0! | #DIV/0! | #DIV/0! | #DIV/0! | #DIV/0! | #DIV/0! | #DIV/0! | #DIV/0! | #DIV/0! | #DIV/0! | #DIV/0! | #DIV/0! | #DIV/0! | #DIV/0! | #DIV/0! | #DIV/0! | #DIV/0! | #DIV/0! | #DIV/0! | #DIV/0! | #DIV/0! | #DIV/0! | #DIV/0! | #DIV/0! | #DIV/0! | #DIV/0! | #DIV/0! | #DIV/0! | #DIV/0! | #DIV/0! | #DIV/0! | #DIV/0! | #DIV/0! | #DIV/0! | #DIV/0! | #DIV/0! | #DIV/0! | #DIV/0! | #DIV/0! | #DIV/0! | #DIV/0! | #DIV/0! | #DIV/0! | #DIV/0! | #DIV/0! | #DIV/0! | #DIV/0! | #DIV/0! | #DIV/0! | #DIV/0! | #DIV/0! | #DIV/0! | #DIV/0! | 0 | 0 | 8760 | 0 | #DIV/0! | #DIV/0!
Step 3: | Proposed Design (copy run that corresponds to proposed design from <project name>-Parms.csv to row 21 below) - this should represent your building with ALL measures included.
Step 4: | Energy Savings By Measure (copy runs that correspond to EACH parametric run from <project name>-Parms.csv to rows below; do not include BASELINE run). These are used to calculate savings in Detailed Measures worksheet. | [69 empty] | BEPS | BEPS | SS-E |  | BEPS | BEPS
[11 empty] | Peak Cooling | Ambient | Task | Misc | Space | Space | Heat | Pumps | Ventilation | Refrig | Heat Pump | Domestic | Exterior |  | Ambient | Task | Misc | Space | Space | Heat | Pumps | Ventilation | Refrig | Heat Pump | Domestic | Exterior | Ambient | Task | Misc | Space | Space | Heat | Pumps | Ventilation | Refrig | Heat Pump | Domestic | Exterior | Bldg | Ambient | Task | Misc | Space | Space | Heat | Pumps | Ventilation | Refrig | Heat Pump | Domestic | Exterior |  | Bldg | Bldg | Bldg | Bldg | Total | Total | Electric | Electric | Zone Outsd | Plant Ld | Hours | Zone Outsd | Cool Loads | Heat Loads
| Run | Internal | Case | Short | Carry | Incremental | Incremental | Date & Time |  |  | Coil Load | Lights | Lights | Equip | Heating | Cooling | Reject | & Aux | Fans | Display | Supplement | Hot Water | Usage | Total | Lights | Lights | Equip | Heating | Cooling | Reject | & Aux | Fans | Display | Supplement | Hot Water | Usage | Lights | Lights | Equip | Heating | Cooling | Reject | & Aux | Fans | Display | Supplement | Hot Water | Usage | Total | Lights | Lights | Equip | Heating | Cooling | Reject | & Aux | Fans | Display | Supplement | Hot Water | Usage | Total | Energy | EUI | Energy | EUI | Electric | Fuel | kWh | kW | Thrtlng Rng | Not Met | Fans On | Thrtlng Rng | Not Met | Not Met
| Type | Loads | #s | Name | Fwd | First Cost ($) | Annual Maint.($) | of Run | File Name | Case Description | kBtu | kWh | kWh | kWh | kWh | kWh | kWh | kWh | kWh | kWh | kWh | kWh | kWh | kWh | kW | kW | kW | kW | kW | kW | kW | kW | kW | kW | kW | kW | kW | kW | kW | kW | kW | kW | kW | kW | kW | kW | kW | kW | kW | Therms | Therms | Therms | Therms | Therms | Therms | Therms | Therms | Therms | Therms | Therms | Therms | Therms | MBtu | kBtu/sf/yr | TDV-MBtu | TDV-kBtu/sf/yr | $ | $ | $ | $ | % hrs | % hrs | # hrs | # hrs | # hrs | # hrs
[71 empty] | 0.71 | 0 | 8760 | 62
[71 empty] | 0.01 | 0 | 8760 | 1
[71 empty] | 0.01 | 0 | 8760 | 1
[71 empty] | 0.02 | 0 | 8760 | 2
[71 empty] | 0.02 | 0 | 8760 | 2
[71 empty] | 0.01 | 0 | 8760 | 1
[71 empty] | 0 | 0 | 8760 | 0
[71 empty] | 0 | 0 | 8760 | 0
[71 empty] | 0 | 0 | 8760 | 0
[71 empty] | 0 | 0 | 8760 | 0
[71 empty] | 0 | 0 | 8760 | 0
[71 empty] | 0 | 0 | 8760 | 0
[71 empty] | 0 | 0 | 8760 | 0
[71 empty] | 0 | 0 | 8760 | 0

## Simulation Summary (hidden)
Instructions:
1 | First fill in the Basic Info worksheet and copy results into Result Summary eQuest worksheet.
2 | Fill in cells highlighted with this color.
3 | If oil is used rather than natural gas, modifications to table are needed.
4 | Baseline and Proposed design fuel usage is copied from the corresponding rows in Result Summary eQuest worksheet.
5 | Performance rating is shown in Red Font
Building Area Summary (conditioned spaces only)
| Space Type | Area, SqFt | Notes
| Residential | 0 | Include total floor area of all residential units in building
| Common Area | 0 | Include combined floor area of corridors, recreation areas, lobbies, elevator shafts, etc.
| Commercial Area | 0 | Include combined floor area of residential-associated office, retail, food sales, etc.
| Garage | 0 | Include floor area of residential-associated enclosed/underground garages [ventilated]
| Total Conditioned | 0
Fuel Cost
| Electricity | 0.1859 | $/kWh
| Natural Gas | 1.579 | $/Therm
| Fuel Oil | 0 | $/Gallon
Performance Rating Calculation
|  | Baseline |  |  | Proposed |  |  | Site BTU Savings, % | $ Savings, %
|  | Fossil Fuel, Btu | Electricity, Btu | Cost, $ | Fossil Fuel, Btu | Electricity, Btu | Cost, $
| Annual Heating | #DIV/0! | #DIV/0! | #DIV/0! | 0 | 0 | 0 | #DIV/0! | #DIV/0!
| Annual Cooling | #DIV/0! | #DIV/0! | #DIV/0! | 0 | 0 | 0 | #DIV/0! | #DIV/0!
| Annual Lighting | #DIV/0! | #DIV/0! | #DIV/0! | 0 | 0 | 0 | #DIV/0! | #DIV/0!
| Annual Hot Water | #DIV/0! | #DIV/0! | #DIV/0! | 0 | 0 | 0 | #DIV/0! | #DIV/0!
| Annual Appliance | #DIV/0! | #DIV/0! | #DIV/0! | 0 | 0 | 0 | #DIV/0! | #DIV/0!
| Annual Other | #DIV/0! | #DIV/0! | #DIV/0! | 0 | 0 | 0 | #DIV/0! | #DIV/0!
| Total | #DIV/0! | #DIV/0! | #DIV/0! | 0 | 0 | 0 | #DIV/0! | #DIV/0!
| Energy Usage per Square Foot of Conditioned Area | [5 empty] | #DIV/0! | average monthly gas costs per apartment
[7 empty] | #DIV/0! | average monthly electricity costs per apartment
|  | Baseline | Proposed
|  | Btu/SqFt | Btu/SqFt
| Annual Heating | 0 | 0
| Annual Cooling | 0 | 0
| Annual Lighting | 0 | 0
| Annual Hot Water | 0 | 0
| Annual Appliance | 0 | 0
| Annual Other | 0 | 0
| Total | 0 | 0

## T&V Instructions
Instructions for T&V Worksheets
| General Formatting of Cells |  | General Formatting of Tabs
|  | = Fill data in this cell after site Inspection |  | = Introductory tabs
|  | = Information in this cell is fed to other spreadsheets |  | = Overview
= Worksheets for inspections typically done Pre-Drywall/During Drywall
= Worksheets for inspections typically done during Finishes
= Worksheets for inspections typically done at Construction Completion
T&V Worksheets - Overview
After the final plan review confirms all recommendations have been integrated into the construction documents, the T&V Worksheets are intended to be printed and brought to the field. They list measures and building components to be inspected, mandatory requirements and/or energy modeling assumptions to be confirmed, and any additional relevant information identified during the plan review.
Each T&V Worksheet is formatted similarly to easily locate the sections used at different stages throughout the project. The header contains the name of the project, building component being reviewed/inspected and a box to enter the date inspections occur and who conducted them.
Each T&V Worksheet also contains sections titled "Schedule", "Equipment Needed" and "Sampling Requirements". The "Schedule" section gives recommendations about the appropriate time to begin inspecting that particular component and sometimes suggests the minimum number of inspections. "Sampling Requirements" outlines appropriate sampling rates, minimum sample set requirements and mandatory photographs to be included as documentation.
Most T&V Worksheets contain sections titled "Notes to be Included in Drawings and Specifications". This is meant to be used in the plan review stage for easy access to language to be copied into design documents. This section and any others not needed can be hidden when printing for the field to condense the size as much as possible. The more complex building components, such as HVAC do not have the "Notes for Drawings and Specifications" section because there are too many notes to put in one cell so they are broken up line by line in elements below.
Some T&V Worksheets have schedules for building HVAC equipment or envelope assemblies for easier tracking of characteristics specific to that type of component. This rows have been left unlocked so they can be copied for various assemblies, or rows can be inserted for additional equipment.
Each T&V Worksheet lists the individual elements from the Testing and Verification Protocols that needs to be checked during construction. For the "Inspection" columns, there is a comment box for feedback as well as a verification input where the consultant chooses one of the following after reviewing that particular element. This information links back to the 'Overview' tab for easy reference when updating the model, communicating with the project team or EPA.
a) Yes - Verified
b) No - Not Verified
c) N/A - Not Applicable
Post-inspection feedback entered into each worksheet is linked to the 'Overview' tab serving as a project overview from design to completion.
After the plan review or inspection has been completed the T&V Worksheets or sections of the 'Overview' tab can be printed and used as deliverables to provide feedback to the project team.
Once final, these T&V Worksheets will be submitted with the As-Built Submittal and reviewed for completion/accuracy.
1 | There are three main types of tabs used in this spreadsheet for entering information during design, post inspection and supplying deliverable to clients. - ERMS used to identify reduction measures and modeling inputs - Individual worksheets used to provide feedback on construction documents and on site inspections - Master is an overview of all information provided by the Energy Consultant and can be used as a deliverable to project teams. |  |  | maybe delete this line
At __% CDs a plan review is done by completing al the worksheets
save a copy as __
at 100% CDs ___
Photographs
each tab has a summary comment line which can be used to describe all feedback regarding modeling or other pertinent (maybe not the right word) information
each tab has a notes and specifications section, hove over to see full notes and insert in the plan review box as needed
The following lists outline when the particular building components should typically be inspected during the construction schedule, equipment needed in the field as well as sampling requirements to satisfactorily confirm compliance.

## T&V TOC
Table of Contents for T&V Worksheets
This tab can be used to quickly jump to the desired T&V Worksheet. Additionally each worksheet has a link in the top left corner labeled "TOC" that brings you back to this tab.
T&V Protocol Number and Description | T&V Worksheet | Potential Inspection Schedule Categories
Protocol 1.1 - ENERGY STAR Compliant Appliances | 1.1 - APPLIANCES | Post-Completion
Protocol 2.1 - Central Systems (Serving 5 units or more) | 2.1-2.2, 5.1, 5.3 - HEATING&DHW | Finishes
Protocol 2.2 - Distributed (Individual Apartment) Systems | 2.1-2.2, 5.1, 5.3 - HEATING&DHW | Finishes
Protocol 3.1 - Wall Construction/Insulation, R-value | 3.1 - ENV_BELOW GRADE WALL | Pre-Drywall
| 3.1 - ENV_ABOVE GRADE WALL | Pre-Drywall
| 8.1 - INF_EXT AIR BARRIER | Pre-Drywall
Protocol 3.2 - Roof Construction/Insulation, R-value | 3.2 - ENV_ROOF | Pre-Drywall
Protocol 3.3 - Floor Construction/Insulation, R-value | 3.3 - ENV_FLOORS | Pre-Drywall
Protocol 3.4 - Window Selection, U-value, SHGC, and Visual Transmittance | 3.4 - ENV_WINDOWS | Pre-Drywall
| 8.1 - INF_EXT AIR BARRIER | Pre-Drywall
Protocol 3.5 - Exterior Door Selection, Entranceway Design, Use of Vestibules, Weather-stripping, and Air Leakage | 3.5 - ENV_EXTERIOR DOORS | Post-Completion
| 8.1 - INF_EXT AIR BARRIER | Pre-Drywall
Protocol 4.1 - Garage Ventilation Fans with CO sensors | 8.2, 4.1 - VENT_SCHEDULE&TAB | Finishes
Protocol 4.2 – Heating and Compartmentalization | 4.2 - GARAGES_CMPTZ & HEATING | Pre-Drywall
Protocol 5.1 - Central Heating Systems (Serving 5 units or more) | 2.1-2.2, 5.1, 5.3 - HEATING&DHW | Finishes
Protocol 5.2 - Central Cooling Systems (Serving 5 units or more) | 5.2, 5.4 - COOLING | Finishes
Protocol 5.3 - Distributed (Individual Apartment) Heating Systems | 2.1-2.2, 5.1, 5.3 - HEATING&DHW | Finishes
Protocol 5.4 - Distributed (Individual Apartment) Cooling Systems | 5.2, 5.4 - COOLING | Finishes
Protocol 6.1 - Common Areas, In-Unit, Garage and Exterior Lighting | 6.1, 6.2, 6.3 - LIGHTING | Finishes
Protocol 6.2 – Emergency Lighting (Exit Signs) |  | Finishes
Protocol 6.3 – Controls |  | Finishes
Protocol 7.1 - Motors | 7.1 - MOTORS | Finishes
Protocol 8.1 - Envelope Air Sealing and Total Air Leakage - Common Area, Apartments, and Exterior | 8.1 - INF_EXT AIR BARRIER | Pre-Drywall
| 8.1-INF_COMPTZN VIS INSPECTION | Pre-Drywall
| 8.1 - INF_BLOWER DOOR TEST | Post-Completion
Protocol 8.2 - Common Area and In-Unit Ventilation (CFM), Intake Source, and Intake/Exhaust Fan Efficiency | 8.2,4.1 - VENT_SCHEDULE&TAB | Finishes
| 8.2 - VENT_DUCT TIGHTNESS | Pre-Drywall
Protocol 9.1 - Common Area and In-Unit Smoke & Carbon Monoxide Detectors | 9.1 - HEALTH & SAFETY | Post-Completion
Protocol 10.1 - Metering Configuration | 10.1 - METERS | Post-Completion

## Admin (hidden)
Instructions
1) This tab serves as an overview of a project's energy efficiency components including modeling assumptions, plan review and inspection comments.
2) The columns on the right serve as a quick visual aid to see which compents we're not verfied, red means not verified.
3) Rows and columns can be hidden and adjusted to condense as much as possible before printing to send to members of the project team.
| Project Name: | 0
Project Code:
| Address: | 0
| City, State, Zip: | ,
| Climate Zone | 0
Item # | BUILDING COMPONENT | # REVIEW: 75% and 100% Design Completion Review Prepared by: Date: |  | AS BUILT REVIEW: Prepared by: Date: |  | Inspection Administration Column
|  | Proposed ERM (Method of Compliance by Client) | Values Used in Energy Model | Inspection Comments | Verified | Does this element comply?
1 | APPLIANCES - ENERGY STAR
1.1.1 | Refrigerators | N/A | N/A | 0 | 0 | No
1.1.2 | Dishwashers | N/A | N/A | 0 | 0 | No
1.1.3 | Clothes Washers | N/A | N/A | 0 | 0 | No
1.1.4 | Statement of Substantial Completion | N/A | N/A | 0 | 0 | No
2 | HEATING & DOMESTIC HOT WATER
2.1.1 | Summary | See below | See below | 0 | 0 | No
MODELING INPUTS
2.2.1 | Space Heating - Type & Efficiency | Primary system: (0% AFUE); Tertiary System: (0% Et) | Baseline: 0% AFUE Proposed (Primary): 0% AFUE Proposed (Tertiary): 0% Et | 0 | 0 | No
2.2.3 | Heating Terminal Units - Electric Resistance or Freeze Protection | N/A | N/A | 0 | 0 | No
2.2.4 | Space Heating Distribution - Fan Power | kW/CFM | Baseline: 0.0003 kW/CFM Proposed: kW/CFM | 0 | 0 | No
2.2.5 | Space Heating - Sizing | Primary System: kBtu Secondary System: kBtu Tertiary System: kBtu | Baseline: kBtu Proposed: 0 kBtu | 0 | 0 | No
2.2.6 | Space Heating - Design Temperatures | Hot Water Design Supply Temperature: °F Hot Water Design Return Temperature: °F | Baseline: 180°F, DELTA_T: 50°F Proposed: °F, DELTA_T: 0°F | 0 | 0 | No
2.2.7 | Space Heating - Controls | , | Baseline :OA Reset, 180°F at 20°F and below, 150°F at 50°F and above Proposed: , | 0 | 0 | No
2.2.8 | DHW - Type & Efficiency | ( kBtu) Et- 0% | Baseline: Et-0%, kBtu Proposed: Et-0%, kBtu | 0 | 0 | No
2.2.9 | DHW - Storage Insulation | gal Storage Tank, R- | Baseline: R-12.5, gal Proposed: R-, gal | 0 | 0 | No
2.2.10 | DHW - Low Flow Fixtures | Showerheads: gpm Kitchen Faucets: gpm Lavatory Faucets: gpm Toilets: gpf | Baseline: 0 gpm Proposed: 0 gpm | 0 | 0 | No
HEATING & DHW
2.3.2 | Space Heating / DHW - Insulation for Piping | N/A | N/A | 0 | 0 | No
DHW
2.4.1 | DHW - Temperature | N/A | N/A | 0 | 0 | No
2.4.2 | DHW - Controls | N/A | N/A | 0 | 0 | No
HYDRONIC DISTRIBUTION
2.5.1 | Heating Distribution - Piping Configuration | N/A | N/A | 0 | 0 | No
2.5.2 | Heating Distribution - Pump Sizing | N/A | N/A | 0 | 0 | No
2.5.4 | Heating Terminal Units - Thermostatic Controls | N/A | N/A | 0 | 0 | No
ALL FORCED AIR HEATING SYSTEMS
2.6.1 | Heating Distribution - Outdoor Air Damper | N/A | N/A | 0 | 0 | No
2.6.2 | Heating Distribution - Flex Duct Installation | N/A | N/A | 0 | 0 | No
2.6.3 | Heating Distribution - Duct Insulation | N/A | N/A | 0 | 0 | No
2.6.4 | Heating Distribution - Duct Sealing Details | N/A | N/A | 0 | 0 | No
IN-UNIT FORCED AIR HEATING SYSTEMS
2.7.1 | Heating Distribution - In-Unit Duct Sizing | N/A | N/A | 0 | 0 | No
2.7.2 | Heating Distribution - HVAC Contractor Checklist | N/A | N/A | 0 | 0 | No
2.7.3 | Heating Distribution - In-Unit Duct Leakage Testing | N/A | N/A | 0 | 0 | No
2.7.4 | Heating System - True Flow Pressure Plate | N/A | N/A | 0 | 0 | No
HEATING SYSTEMS MISC
2.8.1 | Heating Distribution - Thermostat | N/A | N/A | 0 | 0 | No
2.8.4 | Statement of Substantial Completion - HVAC | N/A | N/A | 0 | 0 | No
3 | ENVELOPE
BELOW GRADE WALLS
3.1.1 | Below Grade Walls - Summary | see below | see below | 0 | 0 | No
3.1.2 | Below Grade Walls - Insulation and Initial Framing Inspection | , C- | Baseline: C- (res) & C- (non-res) Proposed: C- | 0 | 0 | No
3.1.3 | Below Grade Walls - Wood-Framed Construction | N/A | N/A | 0 | 0 | No
ABOVE GRADE WALLS
3.2.1 | Above Grade Walls - Summary | see below | see below | 0 | 0 | No
3.2.2 | Above Grade Walls - Insulation and Initial Framing Inspection | , U- | Baseline: U- (res) & U- (non-res) Proposed: U- | 0 | 0 | No
3.2.3 | Above Grade Walls - Floor Perimeter/Plank Edge - Insulation and Framing Inspection | , U- | Baseline: U- (res) & U- (non-res) Proposed: U- | 0 | 0 | No
3.2.4 | Above Grade Walls - Wood-Framed Construction | N/A | N/A | 0 | 0 | No
ROOF
3.3.1 | Roof - Summary | see below | see below | 0 | 0 | No
3.3.2 | Roof - Insulation and Initial Framing Inspection | , U- | Baseline: U- Proposed: U- | 0 | 0 | No
3.3.3 | Wood-Framed Construction | N/A | N/A | 0 | 0 | No
FLOORS
3.4.1 | Floors - Summary | see below | see below | 0 | 0 | No
3.4.2 | Floor Insulation Above Unconditioned Space - Insulation and Initial Framing Inspection | , U- | Baseline: U- (res) & U- (non-res) Proposed: U- | 0 | 0 | No
3.4.3 | Below Grade Slab Floor- Insulation Inspection | , C- | Baseline: C- Proposed: C- | 0 | 0 | No
3.4.4 | Slab-on-Grade (unheated) - Insulation Inspection | , F- | Baseline: F- (res) & F- (non-res) Proposed: F- | 0 | 0 | No
3.4.5 | Slab-on-Grade (embedded heated only) - Insulation Inspection | , F- | Baseline: F- (res) & F- (non-res) Proposed: F- | 0 | 0 | No
3.4.6 | Wood-Framed Construction | N/A | N/A | 0 | 0 | No
WINDOWS
3.5.1 | Windows - Summary | , , U-, SHGC- | Baseline: U-, SHGC- Proposed: U-, SHGC- | 0 | 0 | No
3.5.6 | Windows - Manufacturer's Product Data | N/A | N/A | 0 | 0 | No
3.5.7 | Statement of Substantial Completion | N/A | N/A | 0 | 0 | No
DOORS
3.6.1 | Exterior Doors - Summary | , U- | Baseline: U- Proposed: U- | 0 | 0 | No
3.6.6 | Statement of Substantial Completion | N/A | N/A | 0 | 0 | No
4 | GARAGES
4.1.1 | Garage Heating | N/A | N/A | 0 | 0 | No
4.1.2 | Compartmentalization | N/A | N/A | 0 | 0 | No
4.1.3 | Wood-Framed Construction | N/A | N/A | 0 | 0 | No
5 | COOLING
5.1.1 | Summary | see below | see below | 0 | 0 | No
MODELING INPUTS
5.2.1 | Space Cooling - Type and Efficiency | Primary System: serving , SEER Secondary system: serving , SEER | Baseline: SEER Proposed (Primary): SEER Proposed (Secondary): SEER | 0 | 0 | No
5.2.2 | Space Cooling - Sizing | Primary system: tons Secondary system: tons | Baseline: tons Proposed (primary): tons Proposed (secondary): tons | 0 | 0 | No
HYDRONIC DISTRIBUTION
5.3.1 | Cooling Distribution - Piping Configuration | N/A | N/A | 0 | 0 | No
5.3.2 | Cooling Distribution - Pump Sizing | N/A | N/A | 0 | 0 | No
5.3.4 | Cooling Distribution - Pipe Insulation | N/A | N/A | 0 | 0 | No
5.3.5 | Cooling Terminal Units - Thermostatic Controls | N/A | N/A | 0 | 0 | No
5.3.6 | Cooling Distribution - Refrigerant Charge | N/A | N/A | 0 | 0 | No
ALL FORCED AIR COOLING SYSTEMS
5.4.1 | Cooling Distribution System - In-Unit Duct Sizing | N/A | N/A | 0 | 0 | No
5.4.2 | Cooling Distribution - Duct Insulation | N/A | N/A | 0 | 0 | No
5.4.3 | Cooling System - Outdoor Air Damper | N/A | N/A | 0 | 0 | No
5.4.4 | Cooling Distribution - Duct Sealing Details | N/A | N/A | 0 | 0 | No
5.4.5 | Cooling Distribution - Flex Duct Installation | N/A | N/A | 0 | 0 | No
5.4.6 | Cooling System - HVAC Contractor Checklist | N/A | N/A | 0 | 0 | No
5.4.7 | Cooling Distribution - In-Unit Duct Leakage Testing | N/A | N/A | 0 | 0 | No
5.4.8 | Cooling System - True Flow Pressure Plate | N/A | N/A | 0 | 0 | No
COOLING SYSTEMS MISC
5.5.1 | Cooling - A/C Sleeves | N/A | N/A | 0 | 0 | No
5.5.2 | Cooling Distribution - Thermostat | N/A | N/A | 0 | 0 | No
5.5.5 | Statement of Substantial Completion - HVAC | N/A | N/A | 0 | 0 | No
6 | LIGHTING
6.1.1 | Lighting Power Density | N/A | N/A | 0 | 0 | No
6.1.2 | Lighting Controls - Verification | 0 | Baseline: N/A Proposed: | 0 | 0 | No
6.1.3 | Common Area Lighting - 24/7 | 0 | Baseline: Proposed: | 0 | 0 | No
6.1.4 | Common Area Lighting - Non 24/7 | #REF! | #REF! | #REF! | #REF! | #REF!
6.1.5 | Emergency Lighting - Exit Signs | kW | Baseline: kW Proposed: kW | 0 | 0 | No
6.1.6 | Exterior, Security & Decorative Lighting | kW | Baseline: kW, 12 hr/day Proposed: kW, 12 hr/day | 0 | 0 | No
6.1.7 | Garage Lighting | W/SF | Baseline: W/SF, 24 hr/day Proposed: W/SF, 24 hr/day | 0 | 0 | No
6.1.8 | In-Unit Lighting | W/SF | Baseline: 0.7 W/SF, 2.34 hr/day Proposed: W/SF, 2.34 hr/day | 0 | 0 | No
INSPECTION ONLY
6.2.1 | Lighting - Ballasts | N/A | N/A | 0 | 0 | No
6.2.2 | Lighting - Type | N/A | N/A | 0 | 0 | No
6.2.3 | Lighting - Statement of Substantial Completion - Non 24/7 Spaces | N/A | N/A | 0 | 0 | No
6.2.4 | Lighting - Statement of Substantial Completion - 24/7 Spaces | N/A | N/A | 0 | 0 | No
7 | MOTORS
7.1.1 | Summary | See below | See below | 0 | 0 | No
7.1.2 | Heating Distribution - Motors | hp NEMA Standard Motor, 19 W/GPM | Baseline: 19 W/GPM Proposed: W/GPM | 0 | 0 | No
7.1.3 | DHW Distribution - Motors | hp NEMA efficiency motor, 0.0% efficient | Baseline: 0.0% Proposed: 0.0% | 0 | 0 | No
7.1.4 | Booster Pump Set points | N/A | N/A | 0 | 0 | No
7.1.7 | Statement of Substantial Completion | N/A | N/A | 0 | 0 | No
8 | INFILTRATION
EXTERIOR AIR BARRIERS
8.1.1 | Exterior Air Barrier - Summary | N/A | N/A | 0 | 0 | No
8.1.2 | Wood-Framed Construction | N/A | N/A | 0 | 0 | No
COMPARTMENTALIZATION - VISUAL INSPECTION
8.2.1 | Compartmentalization Vis Inspection - Summary | N/A | N/A | 0 | 0 | No
BLOWER DOOR TESTING
8.3.1 | Blower Door Test - Summary | N/A | N/A | 0 | 0 | No
8.3.4 | Blower Door Test | N/A | N/A | 0 | 0 | No
8.5 | VENTILATION
MODELING INPUTS - SIZING AND BALANCING
8.5.1 | Non - Apartment Fan Efficiency | non-apt ventilation fans, CFM, hp, 0% | Baseline: kW Proposed: kW | 0 | 0 | No
8.5.2 | Apartment Fan Efficiency (Roof) | hp fans, 0% ( CFM per fan) | Baseline: kW Proposed: kW | 0 | 0 | No
8.5.3 | Apartment Fan Efficiency (In-Unit) | , CFM/W | Baseline: CFM/W Proposed: CFM/W | 0 | 0 | No
8.5.4 | Apartment and Non-Corridor - Capacity, Testing and Balancing | Kitchen: CFM () Bathroom: CFM () | Baseline: 0 CFM Proposed: 0 CFM | 0 | 0 | No
8.5.5 | Demand Controls | Demand control ventilation: | Baseline: kW, hr/day Proposed: kW, hr/day | 0 | 0 | No
8.5.6 | Central Supply to Corridor | CFM | Baseline: CFM Proposed: CFM | 0 | 0 | No
8.5.7 | Heat Recovery | 0 | 0 | 0 | 0 | No
GARAGE VENTILATION
8.6.1 | Garage Exhaust Fan CFM and Efficiency | N/A | N/A | 0 | 0 | No
8.6.2 | Test Sensor Operation (Statement of Substantial Completion Accepted) | N/A | N/A | 0 | 0 | No
VENTILATION MISC
8.7.1 | Toilet, Kitchen, General Exhaust Grilles and Corridor Supply Ventilation Grilles | N/A | N/A | 0 | 0 | No
8.7.3 | Make Up Air Systems | N/A | N/A | 0 | 0 | No
8.7.4 | Common Area Supply Ventilation Controls | N/A | N/A | 0 | 0 | No
8.7.6 | Passive Intake Systems (Trickle Vents) | N/A | N/A | 0 | 0 | No
8.7.7 | Ventilation - Manufacturer's Product Data | N/A | N/A | 0 | 0 | No
8.7.8 | Ventilation - Training and Manuals | N/A | N/A | 0 | 0 | No
DUCT TIGHTNESS
8.8.1 | Duct Tightness - Summary | CFM | Baseline: CFM Proposed: CFM | 0 | 0 | No
8.8.2 | Duct Leakage Testing - Central Exhaust Systems | N/A | N/A | 0 | 0 | No
9 | METERS
9.1.2 | Location - Non Residential | N/A | N/A | 0 | 0 | No
9.1.5 | Utility Release Forms | N/A | N/A | 0 | 0 | No
9.1.6 | Statement of Substantial Completion | N/A | N/A | 0 | 0 | No

## Overview
T&V Overview
| Project Name: | 0
Instructions: Detailed instruction below table.
Item # | BUILDING COMPONENT | MODELING/PLAN REVIEW |  | AS BUILT REVIEW
|  | Prepared by: |  | Prepared by:
|  | Date: |  | Date:
|  | Proposed Component | Values Used in Energy Model | Inspection Comments | Verified
1 | APPLIANCES - ENERGY STAR
1.1.1 | Refrigerators | N/A | N/A | 0 | 0
1.1.2 | Dishwashers | N/A | N/A | 0 | 0
1.1.3 | Clothes Washers | N/A | N/A | 0 | 0
1.1.4 | Stoves | N/A | N/A | 0 | 0
1.1.5 | Dryers | N/A | N/A | 0 | 0
1.1.6 | Thermostats | N/A | N/A | 0 | 0
1.1.7 | Statement of Substantial Completion | N/A | N/A | 0 | 0
2 | HEATING & DOMESTIC HOT WATER
2.1.1 | General | See below | See below | 0 | 0
MODELING INPUTS
2.2.1 | Space Heating - Type & Efficiency | Primary system: (0% AFUE); Tertiary System: (0% Et) | Baseline: 0% AFUE Proposed (Primary): 0% AFUE Proposed (Tertiary): 0% Et | 0 | 0
2.2.2 | Space Heating - Type |  |  | 0 | 0
2.2.3 | Heating Terminal Units - Electric Resistance or Freeze Protection | N/A | N/A | 0 | 0
2.2.4 | Space Heating Distribution - Fan Power | kW/CFM | Baseline: 0.0003 kW/CFM Proposed: kW/CFM | 0 | 0
2.2.5 | Space Heating - Sizing | Primary System: kBtu Secondary System: kBtu Tertiary System: kBtu | Baseline: kBtu Proposed: 0 kBtu | 0 | 0
2.2.6 | Space Heating - Design Temperatures | Hot Water Design Supply Temperature: °F Hot Water Design Return Temperature: °F | Baseline: 180°F, DELTA_T: 50°F Proposed: °F, DELTA_T: 0°F | 0 | 0
2.2.7 | Space Heating - Controls | , | Baseline :OA Reset, 180°F at 20°F and below, 150°F at 50°F and above Proposed: , | 0 | 0
2.2.8 | DHW - Type & Efficiency | ( kBtu) Et- 0% | Baseline: Et-0%, kBtu Proposed: Et-0%, kBtu | 0 | 0
2.2.9 | DHW - Storage Insulation | gal Storage Tank, R- | Baseline: R-12.5, gal Proposed: R-, gal | 0 | 0
2.2.10 | DHW - Low Flow Fixtures | Showerheads: gpm Kitchen Faucets: gpm Lavatory Faucets: gpm Toilets: gpf | Baseline: 0 gpm Proposed: 0 gpm | 0 | 0
HEATING & DHW
2.3.1 | Space Heating / DHW Central Plant - Boiler room location and venting | N/A | N/A | 0 | 0
2.3.2 | Space Heating / DHW - Insulation for Piping | N/A | N/A | 0 | 0
DHW
2.4.1 | DHW - Temperature | N/A | N/A | 0 | 0
2.4.2 | DHW - Controls | N/A | N/A | 0 | 0
HYDRONIC DISTRIBUTION
2.5.1 | Heating Distribution - Temperature | N/A | N/A | 0 | 0
2.5.2 | Heating Distribution - Piping Configuration | N/A | N/A | 0 | 0
2.5.3 | Heating Distribution - Pump Sizing | N/A | N/A | 0 | 0
2.5.4 | Heating Distribution - Pressure Control Set-points | N/A | N/A | 0 | 0
2.5.5 | Heating Terminal Units - Thermostatic Controls | N/A | N/A | 0 | 0
ALL FORCED AIR HEATING SYSTEMS
2.6.1 | Heating Distribution - Outdoor Air Damper | N/A | N/A | 0 | 0
2.6.2 | Heating Distribution - Flex Duct Installation | N/A | N/A | 0 | 0
2.6.3 | Heating Distribution - Duct Insulation | N/A | N/A | 0 | 0
2.6.4 | Heating Distribution - Duct Sealing Details | N/A | N/A | 0 | 0
2.6.5 | Heating System - Combustion Venting | N/A | N/A | 0 | 0
IN-UNIT FORCED AIR HEATING SYSTEMS
2.7.1 | Heating Distribution - In-Unit Duct Sizing | N/A | N/A | 0 | 0
2.7.2 | Heating Distribution - In-Unit Duct Design | N/A | N/A | 0 | 0
2.7.3 | Heating Distribution - HVAC Contractor Checklist | N/A | N/A | 0 | 0
2.7.4 | Heating Distribution - In-Unit Duct Leakage Testing | N/A | N/A | 0 | 0
2.7.5 | Heating System - True Flow Pressure Plate | N/A | N/A | 0 | 0
HEATING SYSTEMS MISC
2.8.1 | Heating Distribution - Thermostat | N/A | N/A | 0 | 0
2.8.2 | Space Heating and DHW - Training and Manuals | N/A | N/A | 0 | 0
2.8.3 | Space Heating and DHW - Manufacturer's Product Data | N/A | N/A | 0 | 0
2.8.4 | Statement of Substantial Completion - HVAC | N/A | N/A | 0 | 0
3 | ENVELOPE
BELOW GRADE WALLS
3.1.1 | Below Grade Walls - General | see below | see below | 0 | 0
3.1.2 | Below Grade Walls - Insulalation and Initial Framing Inspection | , C- | Baseline: C- (res) & C- (non-res) Proposed: C- | 0 | 0
3.1.3 | Below Grade Walls - Wood-Framed Construction | N/A | N/A | 0 | 0
3.1.4 | Below Grade Walls - Final Inspection | N/A | N/A | 0 | 0
ABOVE GRADE WALLS
3.2.1 | Above Grade Walls - General | see below | see below | 0 | 0
3.2.2 | Above Grade Walls - RESNET-defined grade | see below | see below | 0 | 0
3.2.3 | Above Grade Walls - Continuous Insulation | see below | see below | 0 | 0
3.2.4 | Above Grade Walls - Insulalation and Initial Framing Inspection | , U- | Baseline: U- (res) & U- (non-res) Proposed: U- | 0 | 0
3.2.5 | Above Grade Walls - Floor Perimeter/Plank Edge - Insulation and Framing Inspection | , U- | Baseline: U- (res) & U- (non-res) Proposed: U- | 0 | 0
3.2.6 | Above Grade Walls - Wood-Framed Construction | N/A | N/A | 0 | 0
3.2.7 | Above Grade Walls - Final Inspection | N/A | N/A | 0 | 0
ROOF
3.3.1 | Roof - General | see below | see below | 0 | 0
3.3.2 | Roof - RESNET-defined grade | see below | see below | 0 | 0
3.3.3 | Roof - Insulation and Initial Framing Inspection | , U- | Baseline: U- Proposed: U- | 0 | 0
3.3.4 | Wood-Framed Construction | N/A | N/A | 0 | 0
3.3.5 | Final Inspection | N/A | N/A | 0 | 0
FLOORS
3.4.1 | Floors - General | see below | see below | 0 | 0
3.4.2 | Floors - RESNET-defined grade | see below | see below | 0 | 0
3.4.3 | Floor Insulation Above Unconditioned Space - Insulalation and Initial Framing Inspection | , U- | Baseline: U- (res) & U- (non-res) Proposed: U- | 0 | 0
3.4.4 | Below Grade Slab Floor- Insulation Inspection | , C- | Baseline: C- Proposed: C- | 0 | 0
3.4.5 | Slab-on-Grade (unheated) - Insulation Inspection | , F- | Baseline: F- (res) & F- (non-res) Proposed: F- | 0 | 0
3.4.6 | Slab-on-Grade (embedded heated only) - Insulation Inspection | , F- | Baseline: F- (res) & F- (non-res) Proposed: F- | 0 | 0
3.4.7 | Wood-Framed Construction | N/A | N/A | 0 | 0
3.4.8 | Final Inspection | N/A | N/A | 0 | 0
WINDOWS
3.5.1 | Windows - General | , , U-, SHGC- | Baseline: U-, SHGC- Proposed: U-, SHGC- | 0 | 0
3.5.2 | Thermal Break | N/A | N/A | 0 | 0
3.5.3 | Rough Openings | N/A | N/A | 0 | 0
3.5.4 | Window/Wall Mock Up | N/A | N/A | 0 | 0
3.5.5 | On-Going Site Inspections | N/A | N/A | 0 | 0
3.5.6 | Air Tightness | N/A | N/A | 0 | 0
3.5.7 | Windows - Manuafacturer's Product Data | N/A | N/A | 0 | 0
3.5.8 | Statement of Substantial Completion | N/A | N/A | 0 | 0
DOORS
3.6.1 | Exterior Doors - General | , U- | Baseline: U- Proposed: U- | 0 | 0
3.6.2 | Vestibules and Entryways | N/A | N/A | 0 | 0
3.6.3 | Operation and Fit | N/A | N/A | 0 | 0
3.6.4 | Weather-Stripping | N/A | N/A | 0 | 0
3.6.5 | Smoke Testing | N/A | N/A | 0 | 0
3.6.6 | Statement of Substantial Completion | N/A | N/A | 0 | 0
4 | GARAGES
4.1.1 | Garage Heating | N/A | N/A | 0 | 0
4.1.2 | Compartmentalization | N/A | N/A | 0 | 0
4.1.3 | Wood-Framed Construction | N/A | N/A | 0 | 0
4.1.4 | Doors Between Garage and Building | N/A | N/A | 0 | 0
5 | COOLING
5.1.1 | General | see below | see below | 0 | 0
MODELING INPUTS
5.2.1 | Space Cooling - Type and Efficiency | Primary System: serving , SEER Secondary system: serving , SEER | Baseline: SEER Proposed (Primary): SEER Proposed (Secondary): SEER | 0 | 0
5.2.2 | Space Cooling - Sizing | Primary system: tons Secondary system: tons | Baseline: tons Proposed (primary): tons Proposed (secondary): tons | 0 | 0
5.2.3 | Space Cooling - Controls | None | Baseline: None Proposed: | 0 | 0
HYDRONIC DISTRIBUTION
5.3.1 | Cooling Distribution - Piping Configuration | N/A | N/A | 0 | 0
5.3.2 | Cooling Distribution - Pump Sizing | N/A | N/A | 0 | 0
5.3.3 | Cooling Distribution - Pressure Control Set-points | N/A | N/A | 0 | 0
5.3.4 | Cooling Distribution - Pipe Insulation | N/A | N/A | 0 | 0
5.3.5 | Cooling Terminal Units - Thermostatic Controls | N/A | N/A | 0 | 0
5.3.6 | Cooling Distribution - Refrigerant Charge | N/A | N/A | 0 | 0
ALL FORCED AIR COOLING SYSTEMS
5.4.1 | Cooling Distribution System - In-Unit Duct Sizing | N/A | N/A | 0 | 0
5.4.2 | Cooling Distribution System - In-Unit Duct Design | N/A | N/A | 0 | 0
5.4.3 | Cooling Distribution - Duct Insulation | N/A | N/A | 0 | 0
5.4.4 | Cooling System - Outdoor Air Damper | N/A | N/A | 0 | 0
5.4.5 | Cooling Distribution - Duct Sealing Details | N/A | N/A | 0 | 0
5.4.6 | Cooling Distribution - Flex Duct Installation | N/A | N/A | 0 | 0
5.4.7 | Cooling System - HVAC Contractor Checklist | N/A | N/A | 0 | 0
5.4.8 | Cooling Distribution - In-Unit Duct Leakage Testing | N/A | N/A | 0 | 0
5.4.9 | Cooling System - True Flow Pressure Plate | N/A | N/A | 0 | 0
COOLING SYSTEMS MISC
5.5.1 | Cooling - A/C Sleeves | N/A | N/A | 0 | 0
5.5.2 | Cooling Distribution - Thermostat | N/A | N/A | 0 | 0
5.5.3 | Cooling - Training and Manuals | N/A | N/A | 0 | 0
5.5.4 | Cooling - Manuafacturer's Product Data | N/A | N/A | 0 | 0
5.5.5 | Statement of Substantial Completion - HVAC | N/A | N/A | 0 | 0
6 | LIGHTING
6.1.1 | Lighting Power Density | N/A | N/A | 0 | 0
6.1.2 | Lighting - General | See below | See below | 0 | 0
6.1.3 | Lighting Controls - Verification | 0 | Baseline: N/A Proposed: | 0 | 0
6.1.4 | Common Area Lighting - 24/7 | 0 | Baseline: Proposed: | 0 | 0
6.1.5 | Emergency Lighting - Exit Signs | kW | Baseline: kW Proposed: kW | 0 | 0
6.1.6 | Exterior, Security & Decorative Lighting | kW | Baseline: kW, 12 hr/day Proposed: kW, 12 hr/day | 0 | 0
6.1.7 | Garage Lighting | W/SF | Baseline: W/SF, 24 hr/day Proposed: W/SF, 24 hr/day | 0 | 0
6.1.8 | In-Unit Lighting | W/SF | Baseline: 0.7 W/SF, 2.34 hr/day Proposed: W/SF, 2.34 hr/day | 0 | 0
INSPECTION ONLY
6.2.1 | Lighting - Ballasts | N/A | N/A | 0 | 0
6.2.2 | Lighting - Type | N/A | N/A | 0 | 0
6.2.3 | Lighting - Statement of Substantial Completion - Non 24/7 Spaces | N/A | N/A | 0 | 0
6.2.4 | Lighting - Statement of Substantial Completion - 24/7 Spaces | N/A | N/A | 0 | 0
7 | MOTORS
7.1.1 | General | See below | See below | 0 | 0
7.1.2 | Heating Distribution - Motors | hp NEMA Standard Motor, 19 W/GPM | Baseline: 19 W/GPM Proposed: W/GPM | 0 | 0
7.1.3 | DHW Distribution - Motors | hp NEMA efficiency motor, 0.0% efficient | Baseline: 0.0% Proposed: 0.0% | 0 | 0
7.1.4 | Booster Pump Setpoints | N/A | N/A | 0 | 0
7.1.5 | Motors- Manuafacturer's Product Data | N/A | N/A | 0 | 0
7.1.6 | Heating and DHW - Training and Manuals | N/A | N/A | 0 | 0
7.1.7 | Statement of Substantial Completion | N/A | N/A | 0 | 0
8.1 | INFILTRATION
EXTERIOR AIR BARRIERS
8.1.1 | Exterior Air Barrier - General | N/A | N/A | 0 | 0
8.1.2 | Wood-Framed Construction | N/A | N/A | 0 | 0
8.1.3 | Masonry Wall Preparation | N/A | N/A | 0 | 0
8.1.4 | General Coverage - Liquid Membrane | N/A | N/A | 0 | 0
8.1.5 | General Coverage at Adjacent Building Conditions - Liquid Membrane | N/A | N/A | 0 | 0
8.1.6 | General Coverage / Transition Membrane - Seams | N/A | N/A | 0 | 0
8.1.7 | Air Barrier Penetrations | N/A | N/A | 0 | 0
8.1.8 | Rough Openings (Concrete Masonry Construction) - Windows and Doors | N/A | N/A | 0 | 0
8.1.9 | Rough Openings (Steel Stud Construction) - Windows and Doors | N/A | N/A | 0 | 0
8.1.10 | Rough Openings - Pipes, Conduits, Ducts, Etc | N/A | N/A | 0 | 0
8.1.11 | Rough Openings - Cast Stone Sills | N/A | N/A | 0 | 0
8.1.12 | Rough Openings - Gap at Window Frame | N/A | N/A | 0 | 0
8.1.13 | Rough Openings - Gap at Door Frame | N/A | N/A | 0 | 0
8.1.14 | Rough Openings - A/C Sleeves | N/A | N/A | 0 | 0
8.1.15 | Plank Edges (Steel Stud Construction) - At plank / exterior sheathing joint | N/A | N/A | 0 | 0
8.1.16 | Plank Edges (Concrete Masonry Construction) - At plank / CMU joint | N/A | N/A | 0 | 0
8.1.17 | Plank Edges - At plank / steel girder joint | N/A | N/A | 0 | 0
8.1.18 | Steel Columns - Steel / CMU joints | N/A | N/A | 0 | 0
8.1.19 | Wall to Roof Connections | N/A | N/A | 0 | 0
COMPARTMENTALIZATION - VISUAL INSPECTION
8.2.1 | Compartmentalization - general | N/A | N/A | 0 | 0
8.2.2 | Sample Unit - Visual Inspection | N/A | N/A | 0 | 0
8.2.3 | Inspect framing layout | N/A | N/A | 0 | 0
8.2.4 | Gypsum board to concrete floor plank connection | N/A | N/A | 0 | 0
8.2.5 | Gypsum board to concrete ceiling plank connection | N/A | N/A | 0 | 0
8.2.6 | Window to interior gypsum board | N/A | N/A | 0 | 0
8.2.7 | A/C Sleeve Cover (if A/Cs provided by building) | N/A | N/A | 0 | 0
8.2.8 | Air conditioner sleeve sealed to drywall | N/A | N/A | 0 | 0
8.2.9 | Outlet/Electrical Box - Exterior and Demising Walls | N/A | N/A | 0 | 0
8.2.10 | Heating pipe penetrations through exterior walls | N/A | N/A | 0 | 0
8.2.11 | Heating pipe penetrations through interior partitions | N/A | N/A | 0 | 0
8.2.12 | Plumbing / Sprinkler Pipe Penetrations | N/A | N/A | 0 | 0
8.2.13 | Range Gas Line Penetration | N/A | N/A | 0 | 0
8.2.14 | Gap between take off duct and gypsum board | N/A | N/A | 0 | 0
8.2.15 | Electrical Panel | N/A | N/A | 0 | 0
8.2.16 | HVAC Access Doors | N/A | N/A | 0 | 0
8.2.17 | Thermostats | N/A | N/A | 0 | 0
8.2.18 | Intercoms | N/A | N/A | 0 | 0
8.2.19 | Lighting Fixtures | N/A | N/A | 0 | 0
8.2.20 | Door Latch Hole | N/A | N/A | 0 | 0
8.2.21 | Medicine Cabinet | N/A | N/A | 0 | 0
BLOWER DOOR TESTING
8.3.1 | Blower Door Test - General | N/A | N/A | 0 | 0
8.3.4 | Blower Door Test | N/A | N/A | 0 | 0
8.2 | VENTILATION
MODELING INPUTS - SIZING AND BALANCING
8.5.1 | Non - Apartment Fan Efficiency | non-apt ventilation fans, CFM, hp, 0% | Baseline: kW Proposed: kW | 0 | 0
8.5.2 | Apartment Fan Efficiency (Roof) | hp fans, 0% ( CFM per fan) | Baseline: kW Proposed: kW | 0 | 0
8.5.3 | Apartment Fan Efficiency (In-Unit) | , CFM/W | Baseline: CFM/W Proposed: CFM/W | 0 | 0
8.5.4 | Apartment and Non-Corridor - Capacity, Testing and Balancing | Kitchen: CFM () Bathroom: CFM () | Baseline: 0 CFM Proposed: 0 CFM | 0 | 0
8.5.5 | Demand Controls | Demand control ventilation: | Baseline: kW, hr/day Proposed: kW, hr/day | 0 | 0
8.5.6 | Central Supply to Corridor | CFM | Baseline: CFM Proposed: CFM | 0 | 0
8.5.7 | Fresh Air Supply to Apartments | 0 | Baseline: 0 Proposed: | 0 | 0
8.5.8 | Heat Recovery | HRV/ERV: , 0% | Baseline: N/A Proposed: 0% | 0 | 0
GARAGE VENTILATION
8.6.1 | Garage Exhaust Fan CFM and Efficiency | N/A | N/A | 0 | 0
8.6.2 | Test Sensor Operation (Statement of Substantial Completion Accepted) | N/A | N/A | 0 | 0
8.6.3 | CO Sensor Locations | N/A | N/A | 0 | 0
8.6.4 | Garage Fan and CO Sensor - Manufacturer's Product Data | N/A | N/A | 0 | 0
VENTILATION MISC
8.7.1 | Toilet, Kitchen, General Exhaust Grilles and Corridor Supply Ventilation Grilles | N/A | N/A | 0 | 0
8.7.2 | Intake Systems - Operating Sequence | N/A | N/A | 0 | 0
8.7.3 | Make Up Air Systems | N/A | N/A | 0 | 0
8.7.4 | Common Area Supply Ventilation Controls | N/A | N/A | 0 | 0
8.7.5 | Smoke Vents | N/A | N/A | 0 | 0
8.7.6 | Passive Intake Systems (Trickle Vents) | N/A | N/A | 0 | 0
8.7.7 | Ventilation - Manuafacturer's Product Data | N/A | N/A | 0 | 0
8.7.8 | Ventilation - Training and Manuals | N/A | N/A | 0 | 0
DUCT TIGHTNESS
8.8.1 | Duct Tightness - General | CFM | Baseline: CFM Proposed: CFM | 0 | 0
8.8.2 | Duct Tightness - Roof Curb | N/A | N/A | 0 | 0
8.8.3 | Duct Leakage Testing - Cenral Exhaust Systems | N/A | N/A | 0 | 0
8.8.4 | Roof Curb (Central) | N/A | N/A | 0 | 0
8.8.5 | Transverse Joints (Central and Through Wall) | N/A | N/A | 0 | 0
8.8.6 | Transitions (Central and Through Wall) | N/A | N/A | 0 | 0
8.8.7 | Pinned Ducts (Central and Through Wall) | N/A | N/A | 0 | 0
8.8.8 | Elbow Joints (Round Duct Work) | N/A | N/A | 0 | 0
8.8.9 | Exterior Wall Connection (Through Wall) | N/A | N/A | 0 | 0
9 | HEALTH AND SAFTEY
9.1.1 | Location - Residential | N/A | N/A | 0 | 0
9.1.2 | Location - Non Residential | N/A | N/A | 0 | 0
9.1.3 | Statement of Substantial Completion | N/A | N/A | 0 | 0
10 | METERS
10.1.1 | Location - Residential | N/A | N/A | 0 | 0
10.1.2 | Location - Non Residential | N/A | N/A | 0 | 0
10.1.3 | Type | N/A | N/A | 0 | 0
10.1.4 | Configuration | N/A | N/A | 0 | 0
10.1.5 | Utility Release Forms | N/A | N/A | 0 | 0
10.1.6 | Statement of Substantial Completion | N/A | N/A | 0 | 0
Instructions
1) This tab serves as an overview of a project's energy efficiency components including modeling assumptions and inspection comments. It can also be used as the deliverable to provide feedback to the project team.
2) All the T&V Worksheets and the Model Inputs tab are linked here so they must be completed first.
3) Rows and columns can be hidden as review items become closed, or if the deliverable is being sent to the project Architect or Engineer and only certain items are applicable. This helps minimize the size and makes the document a more manageable discussion piece.

## 1.1 - APPLIANCES
TOC | Appliances - Protocol 1.1 | [13 empty] | Date | Field Verified By
| Project Name: | 0
Schedule
1) The developer or GC should ensure that deliveries are inspected prior to accepting them to verify that product substitutions by the distributor or manufacturer have not resulted in non-ENERGY STAR qualified appliances.
2) Minimum of one on-site inspection required, preferably immediately after installation so that corrective action can be taken if necessary. Delivery tickets may be used to verify complete shipments but on-site inspections of a sample of installed appliances is required.
Equipment and Documentation Needed
1) Camera
2) Installation Schedule
3) Floor Plans
Sampling Requirements
1) For spaces containing appliances, follow the modified RESNET sampling protocol outlined in the How to Use this Manual section of the Testing and Verification Protocols.
2) For buildings with common laundry rooms, RESNET sampling protocols are modified to require inspection of all the clothes washers in at least one laundry room.
3) *PHOTOS REQUIRED*
- Include a CLEAR photo of the nameplate of each type of appliance showing ENERGY STAR qualification
Notes to be Included in Drawings and Specifications
• Include a schedule with location and quantity.
• Require appliances are ENERGY STAR qualified.
|  | MINIMUM PERFORMANCE STANDARDS |  | PROPOSED ERM | ENERGY MODEL | MFR | MODEL # | QUANTITY | LOCATION | ENERGY STAR (Yes/No) | PLAN REVIEW COMMENTS | LOCATION (dwg/spec) | PLAN REVIEW | INSPECTION | INSPECTION COMMENTS (Problems, sample details/apt #s, etc.)
| General • All refrigerators, dishwashers and clothes washers are consistent with the project specifications and Proposed Design model or meet or exceed the requirements listed in the Prescriptive Path. | When provided in common areas and/or apartments, refrigerators, dishwashers, clothes washers, thermostats and vending machines must be ENERGY STAR qualified. | Refrigerators | N/A | N/A | General Electric | XRT2394JD | 46 | Apartments | No | Energy model assumes 423 kWh/yr, energy consultant recommends specifying Model XRT2837 which meets this criteria. | M-303 Spec 15349 | No
|  |  | Dishwashers | N/A | N/A | General Electric | ABC340982 | 46 | Apartments | Yes | No comment | M-303 Spec 15349 | Yes
|  |  | Clothes Washers | N/A | N/A | General Electric | FHF394873 | 5 | Laundry Room | Yes | Laundry room is on the second floor. | M-303 Spec 15349 | Yes
|  |  | Vending Machines | N/A | N/A
|  |  |  | PROPOSED ERM | ENERGY MODEL | PLAN REVIEW COMMENTS | [5 empty] | LOCATION (dwg/spec) | PLAN REVIEW | INSPECTION | INSPECTION COMMENTS (Problems, sample details/apt #s, etc.)
| Stoves • Electric or Gas |  |  | N/A | N/A | 46 stoves have been specified however they are gas. | [5 empty] | M-303 Spec 15349 | No
| Dryers • Electric or Gas |  |  | N/A | N/A | 4 dryers are specified however they are gas. | [5 empty] | M-303 Spec 15349 | No
Thermostats • Verify that all common area and/or apartment thermostats are ENERGY STAR qualified.
Statement of Substantial Completion • A Statement of Substantial Completion or approved proxy may be submitted to establish completion of the work associated with this protocol. A Statement of Substantial Completion is to be completed by the installation contractor or other qualified representative on company letter head and attached to all relevant T&V Worksheets complete with all required information, photographs, cut sheets, etc.
Yes
No
N/A

## 2.1-2.2, 5.1, 5.3 - HEATING&DHW
TOC | HVAC - Heating and DHW Systems - PROTOCOL 2.1, 2.2, 5.1, 5.3 | [10 empty] | Date: | Field Verified By:
| Project Name: | 0
Schedule
1) The testing & verification procedures occur during the pre-construction, construction, & post-construction phases of system installation. Refer to the appropriate standards (BPI, NFPA) to determine exact timing of inspections.
2) Inspection, testing, and commissioning are conducted upon completion of the installation of the system.
3) Training shall occur following installation of the system and completion of all quality assurance and verification procedures.
4) The developer or GC should ensure that deliveries are inspected prior to accepting them to verify that product substitutions by the distributor or manufacturer have not resulted in plumbing fixtures with higher flow rates than those in the Proposed Design or required by the Prescriptive Path.
5) Minimum of one on-site inspection required, preferably immediately after installation so that corrective action can be taken if necessary. Delivery tickets may be used to verify complete shipments but on-site inspections of a sample of installed plumbing fixtures is required.
Equipment and Documentation Needed
1) Mechanical Schedule and Floor Plans
2) Camera
Sampling Requirements
1) 100% of centralized primary equipment (i.e. heating and DHW plants) shall be inspected in the quality assurance and verification process.
2) Individual spaces or apartments containing electric or fossil-fuel heating and/or DHW systems shall be inspected and tested following the modified RESNET sampling protocol outlined in the How to Use this Manual section on page 10 of the T&V Protocols, including at least one of each unique type.
3) Spaces containing terminal devices (fan coils, PTHPS, unit heaters, VAV boxes) must be inspected following the modified RESNET sampling protocol outlined in the How to Use this Manual section on page 10 of the T&V Protocols, including at least one of each unique type.
4) *PHOTOS REQUIRED*
-Take photo of all primary equipment, should include a CLEAR photo of nameplate.
-Take photo of each type of plumbing fixture being inspected CLEARLY indicating the flowrate.
| ID | DESCRIPTION | LOCATION | QUANTITY | MFR | MODEL # | INPUT (BTU/H) (kW) | OUTPUT (BTU/H) (kW) | EFFICIENCY | HORSEPOWER (HP) | ENERGY STAR | INSPECTION | INSPECTION COMMENTS Problems, sample details/apt #s, etc.
|  |  |  | MINIMUM PERFORMANCE STANDARDS |  |  |  | PROPOSED ERM |  | ENERGY MODEL |  | INSPECTION | INSPECTION COMMENTS Problems, sample details/apt #s, etc.
| General • All heating systems are consistent with the project specifications and Proposed Design model or meet or exceed the requirements listed in the Prescriptive Path. |  |  | DHW Domestic water heating measures must comply with ASHRAE Standard 90.1-2007 Section 7.4 and NYS ECCC. Heating The heating and cooling measures must comply with ASHRAE 90.1-2007 Section 6.4. |  |  |  | See below |  | See below
MODELING INPUTS
| Space Heating - Type & Efficiency • If following the Prescriptive Path,based on the climate zone, the specified heating equipment must meet the Prescriptive requirements for efficiency. |  |  | Atmospherically vented gas furnaces and boilers shall not be specified. |  |  |  | Primary system: (0% AFUE); Tertiary System: (0% Et) |  | Baseline: 0% AFUE Proposed (Primary): 0% AFUE Proposed (Tertiary): 0% Et
The specified heating equipment shall be ENERGY STAR qualified, where applicable. For all other systems that are not covered by the ENERGY STAR labeling program, the specified heating equipment shall have a rated efficiency according to NYS ECCC.
| Heating Terminal Units - Electric Resistance or Freeze Protection • Avoidable electric resistance heating should not be specified in apartments or common areas (top of stairwells, vestibules and other common areas). • Supplemental heating systems should not be specified for pipe freeze protection in unconditioned spaces. If specified, their energy consumption must be modeled. |  |  | If following the Prescriptive Path, electric resistance heating is not permitted in any space. |  |  |  | N/A |  | N/A
| Space Heating Distribution - Fan Power |  |  | N/A |  |  |  | kW/CFM |  | Baseline: 0.0003 kW/CFM Proposed: kW/CFM
| Space Heating - Sizing • Sizing calculations meeting the standards set forth in the Air-Conditioning Contractors Association (ACCA) Manual J and S, the ASHRAE Handbook of Fundamentals, or equivalent procedure shall be detailed and provided by the design engineer to the Energy Consultant. For condensing boilers, plans must specify return water temperature at design conditions. |  |  | Provide load sizing calculations that reflect the design; installed capacity cannot exceed design by more than 20%. Outdoor temperatures shall be the 1.0% design temperatures as published by the ASHRAE Handbook of Fundamentals. Indoor temperatures shall be 70°F for heating. |  |  |  | Primary System: kBtu Secondary System: kBtu Tertiary System: kBtu |  | Baseline: kBtu Proposed: 0 kBtu
| Space Heating - Design Temperatures • Plans must specify supply and return water temperature at design conditions. • Verify installation of temperature gauges and temperature readings during inspection. |  |  | N/A |  |  |  | Hot Water Design Supply Temperature: °F Hot Water Design Return Temperature: °F |  | Baseline: 180°F, DELTA_T: 50°F Proposed: °F, DELTA_T: 0°F
| Space Heating - Controls • System controls and settings shall match operating assumptions made in the Proposed Design model. At a minimum, controls for central heating systems shall have the capability for outdoor reset of supply water temperature, warm weather shut down and night setback. Individual apartment heating system controls shall have the capability for night setback, which may be provided via a programmable thermostat. • Verify outdoor temperature sensor is functioning properly. • Verify supply temperature is set correctly and sensor is functioning properly. |  |  | N/A |  |  |  | , |  | Baseline :OA Reset, 180°F at 20°F and below, 150°F at 50°F and above Proposed: ,
| DHW - Type & Efficiency • Provide Proposed DHW system type, efficiency, capacity, fuel; include number, efficiency and HP of pumps, and whether VFD is specified in the MOTOR section below. If following the Prescriptive Path, these requirements must be met. Water Heater Efficiency • In-Unit Electric OR Gas Water Heaters (storage or instantaneous) - Gas (EF): 0.69-(0.002 x Tank Gallon Capacity) - Electric (EF): 0.97-(0.001 x Tank Gallon Capacity) • Hot Water Supply Boiler (Oil or Gas): 85% Et |  |  | Domestic water heating equipment shall be ENERGY STAR qualified, where applicable, and specified as dedicated or indirect fired, with or without storage. Atmospherically vented gas water heaters, tankless coils and side-arm water heaters shall not be specified. |  |  |  | ( kBtu) Et- 0% |  | Baseline: Et-0%, kBtu Proposed: Et-0%, kBtu
| DHW - Storage Insulation • Ensure storage tanks for central DHW systems are insulated per code. |  |  | The maximum storage tank capacity shall be specified based on occupancy. |  |  |  | gal Storage Tank, R- |  | Baseline: R-12.5, gal Proposed: R-, gal
| DHW - Low Flow fixtures • Plumbing fixture flow rates for all showerheads, bath aerators and kitchen aerators have been specified to match assumptions made in the Proposed Design model. If following the requirements listed in the Prescriptive Path, in-unit lavatory faucets must not exceed 1.0 GPM, shower stalls must not exceed 1.75 GPM. • A schedule showing plumbing fixtures with GPM, location and quantity has been included in the construction documents. |  |  | Common area and in-unit faucets and showerheads must not exceed 2.0 gpm. Toilets must not exceed 1.3 gallons per flush OR must be dual-flush OR must be WaterSense labeled. • Faucets • Showerheads • Toilets |  |  |  | Showerheads: gpm Kitchen Faucets: gpm Lavatory Faucets: gpm Toilets: gpf |  | Baseline: 0 gpm Proposed: 0 gpm
HEATING & DHW
Space Heating / DHW Central Plant - Boiler room location and venting • Boiler room location (i.e. cellar or roof), • Combustion air venting configuration (i.e. combustion air piped to boilers or boiler room air used for combustion) Venting Configuration: (if required, inducer fan specified and sequence of operation verified)
Space Heating / DHW - Insulation for Piping • Piping carrying fluid with temperatures greater than 105°F shall be insulated in accordance with NYS ECCC.
DHW
DHW - Temperature • Verify that domestic hot water system is set to deliver temperatures within the 120-125° F range. • Verify domestic hot water supply and return temperatures. • If a condensing boiler system is installed, verify return water temperature meets design conditions..
DHW - Controls • Verify a self-contained or electronic mixing valve is used to control hot water temperature for central domestic water heating systems. Mechanical valves should not be specified. Verify mixing valve temperature set point. • Verify that the booster pump is adjusted so that the maximum pressure is no more than 60 psi. This pressure can be measured at the faucet using a water pressure gauge and adapters found at a plumbing store.
HYDRONIC DISTRIBUTION
Heating - Temperature • If a condensing boiler system is installed, verify return water temperature meets design conditions.
Heating Distribution - Piping Configuration • Specifications for distribution system (supply and return) piping configuration, mixing valves, and zoning shall match assumptions made in Proposed Design model or meet or exceed the requirements listed in the Prescriptive Path. • All supply/return headers must be designed in a “reverse return” configuration (i.e. first riser supplied is the last returned, etc.) and/or sized based on a water velocity of less than 4 ft/s. Total pressure drop of terminal unit branch piping and fittings between a supply and return riser must be significantly greater than the total pressure drop from the top to the bottom of these risers.
Heating Distribution - Pump Sizing • Size circulating pumps to meet Chapter 43 of the ASHRAE Handbook.
Heating Distribution - Pressure Control Set-points • Although not required, EPA recommends adding a Note requiring heating circulator pressure controls to be adjusted to ensure that: (1) at terminal units furthest from the pump, sufficient GPM is achieved and (2) at terminal units closest to the pump, differential pressure across terminal unit zone valves when closed does not exceed valve manufacturer guidelines.
Heating Terminal Units - Thermostatic Controls • All terminal heating distribution equipment must be separated from the riser or distribution loop by a control valve or terminal distribution pump, so that heated fluid is not delivered to the apartment distribution equipment when there is no call from the apartment thermostats.
ALL FORCED AIR HEATING SYSTEMS
Heating Distribution - Outdoor Air Damper • For all outdoor air supply and exhaust systems, provide motorized dampers that will automatically shut when the systems or spaces served are not in use. This criteria also applies to heat pump units, and otherwise comply with ASHRAE 90.1 2007 6.4.3.4..
Heating Distribution - Flex Duct Installation • Heating ductwork that is specified as flex duct shall follow the Sheet Metal and Air Conditioning Contractors’ (SMACNA) installation standards for flex ducts (see Appendix A of Performance Path or Prescriptive Path). This criteria also applies to heat pump units.
Heating Distribution - Duct Insulation • Heating ductwork shall be insulated to a minimum R-4 in conditioned spaces and R-6 in unconditioned spaces . Ducts shall be insulated and sealed to the requirements of NYS ECCC. If following the Prescriptive Path, R-8 in unconditioned spaces. This criteria also applies to heat pump units.
Heating Distribution - Duct Sealing Details • Call out a preliminary list of duct sealing details to be integrated into the construction documents and inspected must include the following at a minimum. This criteria also applies to heat pump units: a Roof curb penetration has been sealed b. Mastic or other UL-181 compliant material has been applied within temperature range and according to all other manufacturer's requirements at ALL transverse joints and take offs. c. All duct transitional junctions have been sealed with mastic or other UL-181 compliant material. d. Gap between take off duct and gypsum board has been effectively sealed.
Heating System - Combustion Venting • Visual inspection of combustion venting system to verify conformance with Proposed Design model, the requirements listed in the Prescriptive Path, and appropriate National Fire Protection Association (NFPA) standards. This criteria also applies to heat pump units. • For gas systems reference NFPA 54 (National Fuel Gas Code). For oil systems reference NFPA 31.
IN-UNIT FORCED AIR HEATING SYSTEMS
Heating Distribution - In-Unit Duct Sizing • For in-unit forced air distribution systems, perform design calculations (using ACCA Manuals J and D, the ASHRAE Handbook of Fundamentals, or an equivalent procedure) and install ducts accordingly.
Heating Distribution - In-Unit Duct Design For in-unit foced air distribution systems, pressure-balance the bedrooms by: - providing 1 in2 of free area opening per 1 CFM of measured supply air using transfer grills and/or jump ducts; - using dedicated return ducts; or - achieving a measured pressure differential < 3 Pa (0.012 in. w.c.) with respect to the outside when bedroom doors are closed and the air handler is operating.
Heating Distribution - HVAC Contractor Checklist • Inspection procedures shall include the quality assurance and verification requirements outlined in Version 3.0 of the ENERGY STAR Qualified Homes HVAC System Quality Installation Contractor Checklist, where applicable to forced air heating systems. This criteria also applies to heat pump units.
Heating Distribution - In-Unit Duct Leakage Testing • Following the procedures outlined in Energy Conservatory's Minneapolis Duct Blaster Operation Manual (Series B Systems), a one-point test for total duct leakage in the main duct shaft using a calibrated fan measured under depressurization or pressurization is acceptable for this measurement. Per the Minimum Performance Standard, the duct leakage for in-unit heating and cooling duct systems system must not exceed 8 CFM25 per 100 ft2 of conditioned floor area, or 6 CFM25 per 100 ft2 of conditioned floor area for apartments larger than 1200 ft2. This criteria also applies to heat pump units. • When conducting a duct leakage depressurization test, the flow conditioner and one of the flow rings must always be installed. • Provide a summary of results of any duct leakage or ventilation performance testing; a sample table is provided below.
Heating System - True Flow Pressure Plate • Test for proper airflow over the heat exchanger by measuring the heat rise at steady state to verify compliance with the manufacturer’s specification. This criteria also applies to heat pump units.
HEATING SYSTEMS MISC
Heating Distribution - Thermostat • Terminal heating distribution equipment serving an apartment shall be controlled by a thermostat(s) within the same apartment.
Space Heating and DHW - Training and Manuals • Summarize the training performed and personnel involved. Confirm that all applicable operating and specification manuals are delivered to the building staff. Verify that staff members have been trained and are aware of their responsibilities to maintain and operate the systems properly.
Space Heating and DHW - Manuafacturer's Product Data • Provide manufacturer’s cut sheets or invoice detailing system manufacturer, model, size, and location (including all space heating systems, e.g. vestibule).
Statement of Substantial Completion - HVAC • A Statement of Substantial Completion or approved proxy may be submitted to establish completion of the work associated with this protocol. For HVAC protocols a Statement of Substantial Completion must be completed by a third party qualified representative on company letter head and attached to all relevant T&V Worksheets complete with all required information, photographs, cut sheets, etc.
Duct Leakage Summary: This section can be duplicated, copy and insert rows
| Apartment# |  | Equipment ID |  | Design CFM |  | CFM25 Total Leakage |  | % Leakage of Design CFM |  | Comments
#DIV/0!
#DIV/0!
#DIV/0!
#DIV/0!
#DIV/0!
#DIV/0!
#DIV/0!
#DIV/0!
#DIV/0!
Yes
No
N/A

## 3.1 - ENV_BELOW GRADE WALLS
TOC | Envelope - Below Grade Walls - PROTOCOL 3.1 |  |  |  |  | Date: |  | Field Verified By:
| Project Name: | 0
Schedule
1) Inspections must take place during construction: before pouring slab, before back-filling foundation walls, at framing (pre-insulation), post-insulation and pre-drywall, and post-completion.
2) Inspections of exterior insulation, air, vapor, and weather barrier systems must be completed prior to enclosure.
Equipment and Documentation Needed
1) Camera
2) Measuring Tape or ruler
3) Relevant Wall Sections and Details
4) Cellar Plan
Sampling Requirements
1) Each unique assembly shall be inspected. (For example: if unique sections of the building are constructed differently, all distinct areas must be inspected independently; also, if insulation specifications are different for living areas vs. common areas or other special use areas, each different specification shall be inspected independently.)
2) Sampling may be used to inspect assemblies that are consistent throughout large sections of the building. At each stage of the inspection process, a minimum of 15% of total wall area must be inspected for each unique wall type. If problems are found in the sample set, additional inspections must be conducted to determine the full extent of the problems and to ensure that repairs are completed in all areas of the building where they are needed.
3) Documentation of post-repair conditions is required for correction of problems that represent large surface areas (greater than 50 square feet) and/or systemic problems (e.g. all corner units are insulated improperly). On-site inspection to verify corrections is preferable, but if this is not possible/practical due to construction schedules, photographic documentation of repairs submitted to the Energy Consultant by the GC are an acceptable alternative.
4) *PHOTOS REQUIRED*
- Photo clearly identifying type of insulation to be installed and thickness using measuring tape or ruler (can do each individual piece of insulation or entire assembly)
- Photo showing continuous insulation around sample corner and other challenging details
- Photo of pre-insulation showing application of water/vapor/air barrier
- Photo of post-installation
Notes to be Included in Drawings and Specifications
• Interior and cavity insulation must be protected from air intrusion, moisture intrusion, and free of voids, gaps, and compression. • Cavity insulation must be in contact with the interior wall surface (i.e. drywall) and completely fill the interior wall cavity. • Batt insulation must be installed properly using splices to surround wires, electrical outlet/switch/junction boxes, pipes, and other obstructions within the insulated cavity. • Insulation that is intended to be continuous (interior or exterior) must be installed without breaks and at full thickness at all locations. • Vapor impermeable air barriers for general coverage should only be specified on the warm side of insulation (i.e. interior side of insulation in predominately heating dominated climates). Vapor permeable air barriers should be specified in other cases.
| WALL TYPE: This section can be duplicated, copy and insert rows |  |  | DESCRIPTION (Type/Thickness) |  | INSPECTION | INSPECTION COMMENTS (Problems, sample details/apt #s, etc.) |  | Insulation Type | Typical Thermal Resistance R-value per Inch | Application
| Wall Assembly |  | Layer 1 | [5 empty] | Extruded polystyrene (XPS) | 5 | Walls, Roof, Slab
|  |  | Layer 2 | [5 empty] | Extruded polystyrene Ultra (XPS Ultra) | 5.6 | Walls
|  |  | Layer 3 | [5 empty] | Mineral Wool Batts | 3.4 | Walls, Attic, Floor
|  |  | Layer 4 | [5 empty] | Fiberglass Batts | 3.4 | Walls, Attic, Floor
|  |  | Layer 5 | [5 empty] | Low-Density Sprayed Polyurethane Foam; “½ pound foam” (e.g. Icynene) | 3.2 | Walls, Attic, Floor
|  |  | Layer 6 | [5 empty] | High-Density Sprayed Polyurethane Foam; “2 pound foam” (e.g. Corbond) | 5.0-7.0 | Walls, Attic, Floor
|  |  | Overall R-value | [5 empty] | Cellulose | 3.2 | Walls, Attic, Floor
[9 empty] | Polyisocyanurate (Polyiso) | 6.5 | Walls, Roof
[9 empty] | Expanded Polystyrene (EPS) | 4 | Walls, Roof
|  |  | MINIMUM PERFORMANCE STANDARDS | PROPOSED ERM | ENERGY MODEL | INSPECTION | INSPECTION COMMENTS (Problems, sample details/apt #s, etc.)
| General • Assembly is consistent with the project specifications and Proposed Design model or meet or exceed the requirements listed in the Prescriptive Path. |  | The envelope components must comply with ASHRAE Standard 90.1-2007 Section 5.4 and NYS ECCC. Assembly U-value determinations must follow ASHRAE 90.1-2007 Appendix A. | see below | see below
| Below Grade Walls - Insulation and Initial Framing Inspection • Verify insulation type, thickness, location, coverage, and installation. Improperly installed insulation must be derated*. • Verify wall assembly is compliant with the proposed design model or requirements of the Prescriptive Path, including framing factor assumptions . The effective R-value of the installed insulation shall be used in the Proposed Design model (from exterior finish to interior finish). • Verify that insulation achieves RESNET-defined Grade I installation or, alternatively, Grade II for walls with continuous rigid insulation. • Verify location and continuity of air and vapor barriers (if specified). • Protection from air and moisture intrusion of interior and cavity insulation will also be verified. |  |  | , C- | Baseline: C- (res) & C- (non-res) Proposed: C-
Wood-Framed Construction • For wood-framed construction, Version 3.0 of the ENERGY STAR Qualified Homes Thermal Enclosure System Rater Checklist must be followed in addition to all applicable T&V Protocols.
Final Inspection • Verify proper enclosure of insulated cavities through visual inspection.
*Estimated R-values for insulation that is improperly installed must be derated using the standards and procedures described in the Mortgage Industry’s National Home Energy Rating Systems, Section 303.4.1.4.2 and Appendix A, “On-Site Inspection Procedures for Minimum Rated Features”.
Yes
No
N/A

## 3.1 - ENV_ABOVE GRADE WALLS
TOC | Envelope - Above Grade Walls - PROTOCOL 3.1 |  |  |  | Date: |  | Field Verified By:
Schedule
A minimum of three (3) and as many as five (5) separate site visits are required for most multifamily high-rise buildings.
1) Inspections of interior and cavity insulation must take place during construction: at framing pre-insulation, post-insulation and pre-drywall, and post-completion.
2) Inspections of exterior insulation, air, vapor, and weather barrier systems must be completed prior to enclosure.
Equipment and Documents Needed
1) Camera
2) Measuring Tape or ruler
3) Relevant Wall Sections and Details
4) Floor Plans
Sampling Requirements
1) Each unique wall assembly shall be inspected. (For example: if the basement walls are constructed differently from the upper floors, both areas must be inspected independently; also, if insulation specifications are different for living areas vs. common areas or other special use areas, each different specification shall be inspected independently.)
2) Sampling may be used to inspect wall assemblies that are consistent throughout large sections of the building. Inspections done from the exterior should sample at least 15% of each wall area. For inspections done from interior spaces, follow the modified RESNET sampling protocol outlined in the How to Use this Manual section on page 10 of the T&V Protocols, for each unique wall type. In addition, the sample set must include, at a minimum, all unique assemblies. If problems are found in the sample set, additional inspections must be conducted to determine the full extent of the problems and to ensure that repairs are completed in all areas of the building where they are needed.
3) Documentation of post-repair conditions is required for correction of problems that represent large surface areas (greater than 50 square feet) and/or systemic problems (e.g. all corner units are insulated improperly). On-site inspection to verify corrections is preferable, but if this is not possible/practical due to construction schedules, photographic documentation of repairs submitted to the Energy Consultant by the GC are an acceptable alternative.
4) *PHOTOS REQUIRED*
- Photo clearly identifying type of insulation to be installed and thickness using measuring tape or ruler (can do each individual piece of insulation or entire assembly)
- Photo showing continuous insulation around sample corner and other challenging details
- Photo of pre-insulation showing application of water/vapor/air barrier
- Photo of pre-installation to verify framing construction
- Photo of post insulation indicating proper installation
- Photo of completion showing proper drywall installation
- Photo of Plank/Slab Edge and Rim Joist Insulation between ceiling/floor levels before cladding is installed
Notes to be Included in Drawings and Specifications
• Interior and cavity insulation must be protected from air intrusion, moisture intrusion, and free of voids, gaps, and compression.
• Cavity insulation must be in contact with the interior wall surface (i.e. drywall) and completely fill the interior wall cavity.
• Batt insulation must be installed properly using splices to surround wires, electrical outlet/switch/junction boxes, pipes, and other obstructions within the insulated cavity.
• Insulation that is intended to be continuous (interior or exterior) must be installed without breaks and at full thickness at all locations.
• Vapor impermeable air barriers for general coverage should only be specified on the warm side of insulation (i.e. interior side of insulation in predominately heating dominated climates). Vapor permeable air barriers should be specified in other cases.
| WALL TYPE This section can be duplicated, copy and insert rows |  | DESCRIPTION (Type / Thickness) |  | INSPECTION | INSPECTION COMMENTS (Problems, sample details/apt #s, etc.) |  | Insulation Type | Typical Thermal Resistance R-value per Inch | Application
| WALL ASSEMBLY 1 Name: Location: | Layer 1 | [5 empty] | Extruded polystyrene (XPS) | 5 | Walls, Roof, Slab
|  | Layer 2 | [5 empty] | Extruded polystyrene Ultra (XPS Ultra) | 5.6 | Walls
|  | Layer 3 | [5 empty] | Mineral Wool Batts | 3.4 | Walls, Attic, Floor
|  | Layer 4 | [5 empty] | Fiberglass Batts | 3.4 | Walls, Attic, Floor
|  | Layer 5 | [5 empty] | Low-Density Sprayed Polyurethane Foam; “½ pound foam” (e.g. Icynene) | 3.2 | Walls, Attic, Floor
|  | Layer 6 | [5 empty] | High-Density Sprayed Polyurethane Foam; “2 pound foam” (e.g. Corbond) | 5.0-7.0 | Walls, Attic, Floor
[8 empty] | Cellulose | 3.2 | Walls, Attic, Floor
|  | Overall R-value | [5 empty] | Polyisocyanurate (Polyiso) | 6.5 | Walls, Roof
| PLANK EDGE ASSEMBLY | Layer 1 | [5 empty] | Expanded Polystyrene (EPS) | 4 | Walls, Roof
Layer 2
Layer 3
Layer 4
Overall R-value
WHOLE WALL R-Value
| WALL ASSEMBLY 2 Name: Location: | Layer 1
Layer 2
Layer 3
Layer 4
Layer 5
Layer 6
Overall R-value
| PLANK EDGE ASSEMBLY | Layer 1
Layer 2
Layer 3
Layer 4
Overall R-value
WHOLE WALL R-Value
|  | MINIMUM PERFORMANCE STANDARDS | PROPOSED ERM | ENERGY MODEL | INSPECTION | INSPECTION COMMENTS (Problems, sample details/apt #s, etc.)
| General • Assembly is consistent with the project specifications and Proposed Design model or meet or exceed the requirements listed in the Prescriptive Path. | The envelope components must comply with ASHRAE Standard 90.1-2007 Section 5.4 and NYS ECCC. Assembly U-value determinations must follow ASHRAE 90.1-2007 Appendix A. | see below | see below
Insulation shall achieve RESNET-defined Grade I installation, or, alternatively, Grade II for walls with continuous rigid insulation.
Continuous insulation is required for buildings utilizing metal framing.
| Above Grade Walls - Insulation and Initial Framing Inspection • Verify insulation type, thickness, location, coverage, and installation. Improperly installed insulation must be derated*. • Verify wall assembly is compliant with the proposed design model or requirements of the Prescriptive Path, including framing factor assumptions . The effective R-value of the installed insulation shall be used in the Proposed Design model (from exterior finish to interior finish). • Verify that insulation achieves RESNET-defined Grade I installation or, alternatively, Grade II for walls with continuous rigid insulation. • Verify location and continuity of air and vapor barriers (if specified). • Protection from air and moisture intrusion of interior and cavity insulation will also be verified. |  | , U- | Baseline: U- (res) & U- (non-res) Proposed: U-
| Floor Perimeter/Plank Edge - Insulation and Framing Inspection • Verify insulation type, thickness, location, coverage, and installation. Improperly installed insulation must be derated*. • Verify wall assembly is compliant with the proposed design model or requirements of the Prescriptive Path, including framing factor assumptions . The effective R-value of the installed insulation shall be used in the Proposed Design model (from exterior finish to interior finish). • Verify that insulation achieves RESNET-defined Grade I installation or, alternatively, Grade II for walls with continuous rigid insulation. • Verify location and continuity of air and vapor barriers (if specified). • Protection from air and moisture intrusion of interior and cavity insulation will also be verified. |  | , U- | Baseline: U- (res) & U- (non-res) Proposed: U-
Wood-Framed Construction • For wood-framed construction, Version 3.0 of the ENERGY STAR Qualified Homes Thermal Enclosure System Rater Checklist must be followed in addition to all applicable T&V Protocols.
Final Inspection • Verify proper enclosure of insulated cavities through visual inspection.
*Estimated R-values for insulation that is improperly installed must be derated using the standards and procedures described in the Mortgage Industry’s National Home Energy Rating Systems, Section 303.4.1.4.2 and Appendix A, “On-Site Inspection Procedures for Minimum Rated Features”.
Yes
No
N/A

## 3.2 - ENV_ROOF
TOC | Envelope - Roof - PROTOCOL 3.2 |  |  |  |  | Date: |  | Field Verified By:
| Project Name: | 0
Schedule
1) Inspections must take place during construction: pre-insulation, post-insulation and pre-drywall or prior to roof finish, and post-completion.
Equipment and Documentation Needed
1) Camera
2) Measuring Tape or ruler
3) Relevant Wall and Roof Sections and Details
4) Roof Plan
Sampling Requirements
1) Each unique roof assembly shall be inspected. (For example: if there are exposed roofs on lower levels, that are constructed differently from the upper floors, both areas must be inspected independently; also, if insulation specifications are different for living areas vs. common areas or other special use areas, each different specification shall be inspected independently.)
2) Sampling may be used to inspect roof assemblies that are consistent throughout large sections of the building. Inspections done from the exterior should sample at least 15% of each roof area. For inspections done from interior spaces, follow the modified RESNET sampling protocol outlined in the How to Use this Manual section on page 10 of the T&V Protocols, for each unique roof type. In addition, the sample set must include, at a minimum, all unique assemblies. If problems are found in the sample set, additional inspections must be conducted to determine the full extent of the problems and to ensure that repairs are completed in all areas of the building where they are needed.
3) To verify the predicted overall R-value, 100% of locations where roof insulation achieves the minimum thickness are to be inspected. Insulation thickness at roof perimeters should be inspected at 1 location per 70 feet of roof perimeter. This should include, at a minimum, two instances where the roof insulation achieves its maximum thickness. Each location inspected cannot be within 70 feet of each other along the roof perimeter.
4) Documentation of post-repair conditions is required for correction of problems that represent large surface areas (greater than 50 square feet) and/or systemic problems (e.g. all corner units are insulated improperly). On-site inspection to verify corrections is preferable, but if this is not possible/practical due to construction schedules, photographic documentation of repairs submitted to the Energy Consultant by the GC are an acceptable alternative.
5) *PHOTOS REQUIRED*
- Photo clearly identifying type of insulation to be installed and thickness using measuring tape or ruler (can do each individual piece of insulation or entire assembly)
- Photo showing continuous insulation around sample corner and other challenging details
- Post insulation photo (pre-drywall for cavity insulation, prior to roof finish for exterior rigid insulation) showing complete and even distribution of insulation
- Photo of proper enclosure of insulated cavities (if applicable)
Notes to be Included in Drawings and Specifications
• Interior and cavity insulation must be protected from air intrusion, moisture intrusion, and free of voids, gaps, and compression.
• Cavity insulation must be in contact with the interior wall surface (i.e. drywall) and completely fill the interior wall cavity.
• Batt insulation must be installed properly using splices to surround wires, electrical outlet/switch/junction boxes, pipes, and other obstructions within the insulated cavity.
• Insulation that is intended to be continuous (interior or exterior) must be installed without breaks and at full thickness at all locations.
• Vapor impermeable air barriers for general coverage should only be specified on the warm side of insulation (i.e. interior side of insulation in predominately heating dominated climates). Vapor permeable air barriers should be specified in other cases.
• Sprinkler systems to be designed to not interfere with the performance of thermal and air barriers
• For built up insulation on flat roofs, minimum and average R-value for roof surfaces must be specified. Specifications must require contractor to submit roof insulation software calculator results (e.g. ‘Taper Plus” or equivalent) which will be used to verify effective R-value.
| ROOF TYPE: This section can be duplicated, copy and insert rows (assembly name or number) |  |  | DESCRIPTION (Type and Thickness) |  | INSPECTION | INSPECTION COMMENTS (Problems, sample details/apt #s, etc.) |  | Insulation Type | Typical Thermal Resistance R-value per Inch | Application
| PITCH (Pitched Plank, Built Up Roof) | [7 empty] | Extruded polystyrene (XPS) | 5 | Walls, Roof, Slab
| ROOF ASSEMBLY |  | Layer 1 | [5 empty] | Extruded polystyrene Ultra (XPS Ultra) | 5.6 | Walls
|  |  | Layer 2 | [5 empty] | Mineral Wool Batts | 3.4 | Walls, Attic, Floor
|  |  | Layer 3 | [5 empty] | Fiberglass Batts | 3.4 | Walls, Attic, Floor
|  |  | Layer 4 | [5 empty] | Low-Density Sprayed Polyurethane Foam; “½ pound foam” (e.g. Icynene) | 3.2 | Walls, Attic, Floor
|  |  | Layer 5 | [5 empty] | High-Density Sprayed Polyurethane Foam; “2 pound foam” (e.g. Corbond) | 5.0-7.0 | Walls, Attic, Floor
|  |  | Layer 6 | [5 empty] | Cellulose | 3.2 | Walls, Attic, Floor
[9 empty] | Polyisocyanurate (Polyiso) | 6.5 | Walls, Roof
|  |  | Overall R-value | [5 empty] | Expanded Polystyrene (EPS) | 4 | Walls, Roof
|  |  | MINIMUM PERFORMANCE STANDARDS | PROPOSED ERM | ENERGY MODEL | INSPECTION | INSPECTION COMMENTS (Problems, sample details/apt #s, etc.)
| General • Assembly is consistent with the project specifications and Proposed Design model or meet or exceed the requirements listed in the Prescriptive Path. |  | The envelope components must comply with ASHRAE Standard 90.1-2007 Section 5.4 and NYS ECCC. Assembly U-value determinations must follow ASHRAE 90.1-2007 Appendix A. | see below | see below
Insulation shall achieve RESNET-defined Grade I installation, or, alternatively, Grade II for roofs with continuous rigid insulation.
| Roof - Insulation and Initial Framing Inspection • Verify insulation type, thickness, location, coverage, and installation. Improperly installed insulation must be derated*. • Verify roof assembly is compliant with the proposed design model or requirements of the Prescriptive Path, including framing factor assumptions . The effective R-value of the installed insulation shall be used in the Proposed Design model (from exterior finish to interior finish). • Verify location and continuity of air and vapor barriers (if specified). • Protection from air and moisture intrusion of interior and cavity insulation will also be verified. |  |  | , U- | Baseline: U- Proposed: U-
Wood-Framed Construction • For wood-framed construction, Version 3.0 of the ENERGY STAR Qualified Homes Thermal Enclosure System Rater Checklist must be followed in addition to all applicable T&V Protocols.
Final Inspection • Verify proper enclosure of insulated cavities through visual inspection.
*Estimated R-values for insulation that is improperly installed must be derated using the standards and procedures described in the Mortgage Industry’s National Home Energy Rating Systems, Section 303.4.1.4.2 and Appendix A, “On-Site Inspection Procedures for Minimum Rated Features”.
Yes
No
N/A

## 3.3 - ENV_FLOORS
TOC | Envelope - Floors above Unconditioned Space - PROTOCOL 3.3 |  |  |  |  | Date: |  | Field Verified By:
| Project Name: | 0
Schedule
1) Inspections must take place during construction: before pouring slab, before back-filling foundation walls, at framing (pre-insulation), post-insulation and pre-drywall, and post-completion.
Equipment and Documentation Needed
1) Camera
2) Measuring Tape or ruler
3) Relevant Floor Plan Sections and Details
Sampling Requirements
1) Each unique floor assembly shall be inspected. (For example: if unique sections of the building are constructed differently, all distinct areas must be inspected independently; also, if insulation specifications are different for living areas vs. common areas or other special use areas, each different specification shall be inspected independently.)
2) Sampling may be used to inspect floor assemblies that are consistent throughout large sections of the building. At each stage of the inspection process, a minimum of 15% of total floor area must be inspected for each unique floor type. If problems are found in the sample set, additional inspections must be conducted to determine the full extent of the problems and to ensure that repairs are completed in all areas of the building where they are needed.
3) Documentation of post-repair conditions is required for correction of problems that represent large surface areas (greater than 50 square feet) and/or systemic problems (e.g. all corner units are insulated improperly). On-site inspection to verify corrections is preferable, but if this is not possible/practical due to construction schedules, photographic documentation of repairs submitted to the Energy Consultant by the GC are an acceptable alternative.
4) *PHOTOS REQUIRED*
- Photo clearly identifying type of insulation to be installed and thickness using measuring tape or ruler (can do each individual piece of insulation or entire assembly)
- Photo showing continuous insulation around sample corner and/or trouble area
- Sub Slab insulation – Photo of insulation before pouring of concrete or backfill of foundation
- If moisture or insect protection is required, photo of proper installation is required
- Framed floors – Photo of post-insulation to show proper installation showing no signs of compromised R-Value
Notes to be Included in Drawings and Specifications
• Interior and cavity insulation must be protected from air intrusion, moisture intrusion, and free of voids, gaps, and compression.
• Cavity insulation must be in contact with the interior wall surface (i.e. drywall) and completely fill the interior wall cavity.
• Batt insulation must be installed properly using splices to surround wires, electrical outlet/switch/junction boxes, pipes, and other obstructions within the insulated cavity.
• Insulation that is intended to be continuous (interior or exterior) must be installed without breaks and at full thickness at all locations.
• Vapor impermeable air barriers for general coverage should only be specified on the warm side of insulation (i.e. interior side of insulation in predominately heating dominated climates). Vapor permeable air barriers should be specified in other cases.
• If specified, rim joists between ceiling/floor levels must be insulated around the entire perimeter, and necessity of shelf angles should be evaluated by structural engineer.
| FLOOR TYPE: This section can be duplicated, copy and insert rows |  |  | DESCRIPTION (Type/Thickness) |  | INSPECTION | INSPECTION COMMENTS (Problems, sample details/apt #s, etc.) |  | Insulation Type | Typical Thermal Resistance R-value per Inch | Application
| Floor Assembly |  | Layer 1 | [5 empty] | Extruded polystyrene (XPS) | 5 | Walls, Roof, Slab
|  |  | Layer 2 | [5 empty] | Extruded polystyrene Ultra (XPS Ultra) | 5.6 | Walls
|  |  | Layer 3 | [5 empty] | Mineral Wool Batts | 3.4 | Walls, Attic, Floor
|  |  | Layer 4 | [5 empty] | Fiberglass Batts | 3.4 | Walls, Attic, Floor
|  |  | Layer 5 | [5 empty] | Low-Density Sprayed Polyurethane Foam; “½ pound foam” (e.g. Icynene) | 3.2 | Walls, Attic, Floor
|  |  | Layer 6 | [5 empty] | High-Density Sprayed Polyurethane Foam; “2 pound foam” (e.g. Corbond) | 5.0-7.0 | Walls, Attic, Floor
|  |  | Overall R-value | [5 empty] | Cellulose | 3.2 | Walls, Attic, Floor
[9 empty] | Polyisocyanurate (Polyiso) | 6.5 | Walls, Roof
| Floor Over Unconditioned Space Assembly |  | Layer 1 | [5 empty] | Expanded Polystyrene (EPS) | 4 | Walls, Roof
Layer 2
Layer 3
Layer 4
Layer 5
Layer 6
Overall R-value
|  |  | MINIMUM PERFORMANCE STANDARDS | PROPOSED ERM | ENERGY MODEL | INSPECTION | INSPECTION COMMENTS (Problems, sample details/apt #s, etc.)
| General • Assembly is consistent with the project specifications and Proposed Design model or meet or exceed the requirements listed in the Prescriptive Path. |  | The envelope components must comply with ASHRAE Standard 90.1-2007 Section 5.4 and NYS ECCC. Assembly U-value determinations must follow ASHRAE 90.1-2007 Appendix A. | see below | see below
Insulation shall achieve RESNET-defined Grade I installation, or, alternatively, Grade II for floors with continuous rigid insulation.
| Floor Insulation Above Unconditioned Space - Insulation and Initial Framing Inspection • Verify insulation type, thickness, location, coverage, and installation. Improperly installed insulation must be derated*. • Verify floor assembly is compliant with the proposed design model or requirements of the Prescriptive Path, including framing factor assumptions . The effective R-value of the installed insulation shall be used in the Proposed Design model (from exterior finish to interior finish). • Verify location and continuity of air and vapor barriers (if specified). • Protection from air and moisture intrusion of interior and cavity insulation will also be verified. |  |  | , U- | Baseline: U- (res) & U- (non-res) Proposed: U-
| Below Grade Slab Floor- Insulation Inspection • Verify insulation type, thickness, location, coverage, and installation. Improperly installed insulation must be derated*. • Verify wall assembly is compliant with the proposed design model or requirements of the Prescriptive Path. The effective R-value of the installed insulation shall be used in the Proposed Design model (from exterior finish to interior finish). • Verify location and continuity of air and vapor barriers (if specified). |  |  | , C- | Baseline: C- Proposed: C-
| Slab-on-Grade (unheated) - Insulation Inspection • Verify insulation type, thickness, location, coverage, and installation. Improperly installed insulation must be derated*. • Verify wall assembly is compliant with the proposed design model or requirements of the Prescriptive Path. The effective R-value of the installed insulation shall be used in the Proposed Design model (from exterior finish to interior finish). • Verify location and continuity of air and vapor barriers (if specified). |  |  | , F- | Baseline: F- (res) & F- (non-res) Proposed: F-
| Slab-on-Grade (embedded heated only) - Insulation Inspection • Verify insulation type, thickness, location, coverage, and installation. Improperly installed insulation must be derated*. • Verify wall assembly is compliant with the proposed design model or requirements of the Prescriptive Path. The effective R-value of the installed insulation shall be used in the Proposed Design model (from exterior finish to interior finish). • Verify location and continuity of air and vapor barriers (if specified). |  |  | , F- | Baseline: F- (res) & F- (non-res) Proposed: F-
Wood-Framed Construction • For wood-framed construction, Version 3.0 of the ENERGY STAR Qualified Homes Thermal Enclosure System Rater Checklist must be followed in addition to all applicable T&V Protocols.
Final Inspection • Verify proper enclosure of insulated cavities through visual inspection.
*Estimated R-values for insulation that is improperly installed must be derated using the standards and procedures described in the Mortgage Industry’s National Home Energy Rating Systems, Section 303.4.1.4.2 and Appendix A, “On-Site Inspection Procedures for Minimum Rated Features”.
Yes
No
N/A

## 3.4 - ENV_WINDOWS
TOC | Envelope - Windows - PROTOCOL 3.4 | [9 empty] | Date: |  | Field Verified By:
| Project Name: | 0
Schedule
1) If the developer has elected, the initial sample installation shall be inspected upon completion. If problems are identified with the sample installation, a return site visit may be necessary to verify that the problems were properly addressed and corrected before proceeding with the installation of windows building-wide.
2) All other window inspections will take place on an on-going basis during construction at the same time that other building envelope components are inspected to ensure specifications are being met throughout the construction process.
Equipment and Documentation Needed
1) Camera
2) Measuring Tape or ruler
3) Window Schedule and Relevant Details
Sampling Requirements
1) For spaces containing windows, follow the modified RESNET sampling protocol outlined in the How to Use this Manual section on page 10 of the T&V Protocols, which shall include, at a minimum, one of each different type of window installation based on different window types (fixed, double hung, etc.) and different energy performance specifications (e.g. if low e glass is specified on part of the building but not all of it).
2) In addition, the sample set shall include, at a minimum, the inspection of all windows in a representative apartment from each apartment style or type.
3) If problems are identified, additional windows must be inspected to determine if problems are systemic. Problems found will be reported to the GC for correction and re-inspection on an on-going basis throughout construction.
4) *PHOTOS REQUIRED*
- Photo of each unique window type with third party verification (NFRC label if applicable) of U-Value, SHGC, and ENERGY STAR qualification (if applicable)
- Photo of installed window that verifies proper fit and effective connections to envelope’s weather and air barriers
- Photo with low-e sensor device verifying low-e
Notes to be Included in Drawings and Specifications
• Include selection of window type (by operation, e.g. double-hung, single-hung, casement, fixed, etc.), dimensions, frame, U-value factor, low-emissivity, gas fill, SHGC, visual transmittance, and labeling by an independent third party (e.g. NFRC).
• The specified windows shall be double or triple-pane, with low-emissivity glass or coatings.
• Windows shall be installed properly to ensure weather tightness and air tightness performance within manufacturer’s specifications in addition to proper operation.
• All joints between window frame and rough opening must be sealed with minimum 25 year sealant compatible with all surfaces.
• Specifications could include, at the discretion of the developer, the inspection of a sample mock-up installation by the Energy Consultant prior to installation of windows building-wide.
| ID | WINDOW TYPE (Double hung, awning, casement, fixed) | QUANTITY | MFR/MODEL | WINDOW FRAME (Alum, Fiberglass) | GAS FILL (Air / Argon) | CENTER OF GLASS U-VALUE | ASSEMBLY U-VALUE | SHGC | LOW-E (Yes/No) | ENERGY STAR (Yes/No) | INSPECTION | INSPECTION COMMENTS (Window has proper orientation, fit, and is easily opened)
[6 empty] | MINIMUM PERFORMANCE STANDARDS |  | PROPOSED ERM |  | ENERGY MODEL |  | INSPECTION | INSPECTION COMMENTS (Window has proper orientation, fit, and is easily opened)
| General • Assembly is consistent with the project specifications and Proposed Design model • If following the Prescriptive Path confirm assembly U-values and SHGC for the climate zone are met. Maximum Window to Wall ratio: 30% |  |  |  |  | Specified windows must be double or triple-pane, with low-emissivity glass or coatings and comply with NYS ECCC. |  | , , U-, SHGC- |  | Baseline: U-, SHGC- Proposed: U-, SHGC-
Thermal Break • Window frames should be separated from conductive framing (metal and masonry studs, lintels and sills) with insulation designed to serve as a thermal break.
Rough Openings • The installation sub-contractor is responsible for verifying that rough openings are properly constructed including: structural soundness of sill, header, and jambs; opening should be square, level, and plumb; and building materials should be protected from moisture damage prior to window installation. Construction deficiencies should be reported to the developer or GC and corrected prior to installation of windows.
Window/Wall Mock Up • If approved by the developer, the Energy Consultant shall inspect a sample installation of the window prior to the installation of windows building-wide. The manufacturer’s data shall be inspected to verify energy performance specifications (window type, frame, U-value factor, gas fill, SHGC). In addition, the installed window must be inspected for proper fit and operation and effective connections to the building envelope weather barrier and air barrier. Low-e glass must be verified using a low-e meter.
On-Going Site Inspections • On inspection site visits, the Energy Consultant shall check newly installed windows for compliance with the installation specifications and confirm the assumptions in the Proposed Design model. As an alternative to the modeling approach, verify all window requirements listed in the Prescriptive Path have been met or exceeded.
Air Tightness • Visually confirm all joints between window frame and rough opening have been sealed. Optional: To verify air tightness of the weather-stripping and window installation, use a smoke pencil around the window, casing, and frame.
Windows - Manufacturer's Product Data • Review manufacturer’s cut sheet or invoice detailing window construction, U-Value, SHGC, low–e, and ENERGY STAR qualification (if applicable)
Statement of Substantial Completion • A Statement of Substantial Completion or approved proxy may be submitted to establish completion of the work associated with this protocol. A Statement of Substantial Completion is to be completed by the installation contractor or other qualified representative on company letter head and attached to all relevant T&V Worksheets complete with all required information, photographs, cut sheets, etc.
Yes
No
N/A

## 3.5 - ENV_EXTERIOR DOORS
TOC | Envelope - Exterior Doors - PROTOCOL 3.5 | [7 empty] | Date: |  | Field Verified By:
| Project Name: | 0
Schedule
1) Final inspection may occur anytime following completion of installations .
Equipment and Documentation Needed
1) Camera
2) Measuring Tape or ruler
3) Floor Plans
4) Door Manufacturer's Specifications
5) As-built Door Schedule provided by the developer
6) Smoke Pencil (Optional)
Sampling Requirements
1) 100% of entryways and designed vestibule areas shall be inspected.
2) Visually verify proper installation of at least 50% of all common area exterior doors and check the manufacturer and model of all doors using the final building door schedule provided by the developer. For garden-style apartments with doors to the exterior, follow the modified RESNET sampling protocol outlined in the How to Use this Manual section on page 10 of theTesting and Verification Protocol.
3) *PHOTOS REQUIRED*
- Photo of installed door that verifies proper fit and effective connections to envelope’s weather and air barriers.
- Photo of each unique door type with third party verification, NFRC and/or ENERGY STAR qualification (if applicable).
Notes to be Included in Drawings and Specifications
• The specified exterior doors shall be ENERGY STAR qualified, where applicable.
• Weather-stripping should be applied on all cellar/mechanical doors, doors between corridors and stairwells, all exterior doors, doors between apartments and corridors, doors separating unconditioned or vented spaces.
• Weather-stripping with a rigid fastener and replaceable foam gasket specified for durability and less maintenance.
• Weather-stripping shall be installed to not interfere with door closing properly.
| ID | FLOOR / LOCATION | MFR/MODEL | ENERGY STAR (Yes/No) | U-VALUE | WEATHERSTRIPPING (Yes/No) | SELF CLOSING DEVICE (Yes/No) | VESTIBULE (Yes/No) | INSPECTION | INSPECTION COMMENTS (Door has proper orientation, fit, and weather-stripping)
|  |  | MINIMUM PERFORMANCE STANDARDS |  | ERM |  | ENERGY MODEL |  | INSPECTION | INSPECTION COMMENTS (Door has proper orientation, fit, and weather-stripping)
| General • Assembly is consistent with the project specifications and Proposed Design model or meet or exceed the requirements listed in the Prescriptive Path. |  | When required by local building code, entranceways shall be designed with vestibules with weather-stripping hard-fastened to the door or frame. |  | , U- |  | Baseline: U- Proposed: U-
Vestibules and Entryways • Inspect vestibule and entryway areas to verify construction is consistent with design specifications.
Operation and Fit • Inspect exterior doors for proper operation, fit
Weather-Stripping • When required by local building code, verify entranceways contain vestibules with weather-stripping hard-fastened to the door or frame. • Weather-stripping should be applied on all cellar/mechanical doors, doors between corridors and stairwells, all exterior doors, doors between apartments and corridors, doors seperating unconditioned or vented spaces. • Weather-stripping with a rigid fastener and replaceable foam gasket specified for durability and less maintenance.
Smoke Testing • Option: Use a smoke pencil with the building under pressurization (or depressurization) from the ventilation system to verify air tightness of components.
Statement of Substantial Completion • A Statement of Substantial Completion or approved proxy may be submitted to establish completion of the work associated with this protocol. A Statement of Substantial Completion is to be completed by the installation contractor or other qualified representative on company letter head and attached to all relevant T&V Worksheets complete with all required information, photographs, cut sheets, etc.
Yes
No
N/A

## 4.2 - GARAGES_CMPTZ & HEATING
TOC | Garages - Heating & Compartmentalizing - PROTOCOL 4.2 |  | Date: |  | Field Verified By:
| Project Name: | 0
Schedule
1) Inspect air sealing details at framing before insulation is installed.
2) Inspect insulation after installation and prior to enclosure with finish materials.
3) Final inspection may occur anytime following completion of installations.
Equipment and Documentation Needed
1) Relevant floor plans and wall sections
2) Camera
Sampling Requirements
1) Inspect 100% of the connections between the garage and the conditioned space of the building for air sealing.
2) Inspect 100% of heating elements and controls.
Notes to be Included in Drawings and Specifications
• Provide piping layout or insulation details that do not demonstrate heating of garage space. Radiant heating, either wall or ceiling-mounted or within the garage floor (or sidewalks) may be used to prevent ice formation on the ground as a safety feature only.
• Include a list of elements to be sealed in the garage based on the plan review and the requirements listed in the Minimum Performance Standards that would minimize air flow between the garage and the rest of the building, including entrance door(s) leading into building from garage.
|  |  |  | INSPECTION | INSPECTION COMMENTS (Problems, sample details/floor #s, etc.)
Garage Heating • Confirm that space is not intentionally conditioned. • Verify that limited heating systems, if present, are used only for safety considerations, such as ice melting, and are properly controlled and locked.
Compartmentalization • Visually confirm that garage is properly air-sealed and fully compartmentalized from rest of building. • Verify all pipe and conduit penetrations have been sealed with material compatible with the surface and resilient to temperature fluctuations.
Wood-Framed Construction • For wood-framed construction, Version 3.0 of the ENERGY STAR Qualified Homes Thermal Enclosure System Rater Checklist must be followed in addition to all applicable T&V Protocols.
Doors Between Garage and Building • Inspect the door(s) leading into the building from the garage for proper operation, fit, and weather-stripping. Optional: Use a smoke pencil around the door, casing, and frame with the garage ventilation system running.
Yes
No
N/A

## 5.2, 5.4 - COOLING
TOC | HVAC - Cooling - PROTOCOL 5.2, 5.4 | [8 empty] | Date: |  | Field Verified By:
| Project Name: | 0
Schedule
1) The quality assurance and verification procedures occur during the pre-construction, construction, and post-construction phases of system installation. Refer to the appropriate standards (BPI, NFPA) to determine exact timing of inspections.
2) Inspection, testing, and commissioning are conducted upon completion of the installation of the system.
3) Training shall occur following installation of the system and completion of all quality assurance and verification procedures.
Equipment and Documentation Needed
1) Mechanical Schedule, relevant floor plans and details
2) Camera
Sampling Requirements
1) 100% of centralized primary equipment (i.e. cooling plants) shall be inspected in the quality assurance and verification process.
2) Spaces containing terminal devices (fan coils, PTHPS, unit heaters, VAV boxes) must be inspected following the modified RESNET sampling protocol outlined in the How to Use this Manual section on page 10 of the T&V Protocols, including at least one of each unique type.
3) *PHOTOS REQUIRED*
-Take a photo of all primary equipment, should include a CLEAR photo of nameplate.
| ID | DESCRIPTION | LOCATION | QUANTITY | MFR | MODEL # | INPUT (BTU/H) | OUTPUT (BTU/H) | EFFICIENCY | HORSEPOWER (HP) /Watts | ENERGY STAR / NEMA PREMIUM | INSPECTION | INSPECTION COMMENTS (Problems, sample details/apt #s, etc.)
[5 empty] | MINIMUM PERFORMANCE STANDARD |  |  | PROPOSED ERM |  | ENERGY MODEL |  | INSPECTION | INSPECTION COMMENTS (Problems, sample details/apt #s, etc.)
| General • All cooling systems are consistent with the project specifications and Proposed Design model or meet or exceed the requirements listed in the Prescriptive Path. |  |  |  | The heating and cooling measures must comply with ASHRAE 90.1-2007 Section 6.4. |  |  | see below |  | see below
MODELING INPUTS
| Space Cooling - Type and Efficiency • Specifications for the cooling system type, location and efficiency shall match the assumptions made in the Proposed Design model or meet or exceed the requirements listed in the Prescriptive Path. |  |  |  | The specified cooling equipment shall be ENERGY STAR qualified, where applicable. For all other systems that are not covered by the ENERGY STAR labeling program, the specified cooling equipment shall have a rated efficiency according to NYS ECCC. |  |  | Primary System: serving , SEER Secondary system: serving , SEER |  | Baseline: SEER Proposed (Primary): SEER Proposed (Secondary): SEER
| Space Cooling - Sizing • Sizing calculations meeting the standards set forth in the Air-Conditioning Contractors Association (ACCA) Manual J and S, the ASHRAE Handbook of Fundamentals or equivalent procedure shall be detailed and provided by the design engineer to the Energy Consultant. |  |  |  | Provide load sizing calculations that reflect the design; installed capacity cannot exceed design by more than 20%, except when smaller sizes are not available. Outdoor temperatures shall be the 99.0% design temperatures as published by the ASHRAE Handbook of Fundamentals. Indoor temperatures shall be 75°F for cooling. |  |  | Primary system: tons Secondary system: tons |  | Baseline: tons Proposed (primary): tons Proposed (secondary): tons
| Space Cooling - Controls • System controls and settings shall match operating assumptions made in the Proposed Design model or meet or exceed the requirements listed in the Prescriptive Path. • If following the Prescriptive Path, cooling tower fan motor is equipped with VFD controlled by temperature sensor on condenser water supply pipe. | [6 empty] | None |  | Baseline: None Proposed:
HYDRONIC DISTRIBUTION
Cooling Distribution - Piping Configuration • Specifications for distribution system (supply and return) piping configuration, mixing valves, and zoning shall match assumptions made in Proposed Design model. As an alternative to the modeling approach, verify all window requirements listed in the Prescriptive Path have been met or exceeded. • All supply/return headers must be designed in a “reverse return” configuration (i.e. first riser supplied is the last returned, etc.) and/or sized based on a water velocity of less than 4 ft/s. Total pressure drop of terminal unit branch piping and fittings between a supply and return riser must be significantly greater than the total pressure drop from the top to the bottom of these risers.
Cooling Distribution - Pump Sizing • Size circulating pumps to meet Chapter 43 of the ASHRAE Handbook.
Cooling Distribution - Pressure Control Set-points • Although not required, EPA recommends adding a Note requiring cooling circulator pressure controls to be adjusted to ensure that: (1) at terminal units furthest from the pump, sufficient GPM is achieved and (2) at terminal units closest to the pump, differential pressure across terminal unit zone valves when closed does not exceed valve manufacturer guidelines.
Cooling Distribution - Pipe Insulation • Piping carrying fluids with temperatures less than 60°F shall be insulated in accordance with NYS ECCC.
Cooling Terminal Units - Thermostatic Controls • All terminal cooling distribution equipment must be separated from the riser or distribution loop by a control valve or terminal distribution pump, so that cooled fluid is not delivered to the apartment distribution equipment when there is no call from the apartment thermostats.
Cooling Distribution - Refrigerant Charge • The installing contractor shall provide verification of proper refrigerant charge based on manufacturer’s specifications.
ALL FORCED AIR COOLING SYSTEMS
Cooling Distribution System - In-Unit Duct Sizing • For in-unit forced air distribution systems, perform design calculations (using ACCA Manuals J and D, the ASHRAE Handbook of Fundamentals, or an equivalent procedure) and install ducts accordingly.
Cooling Distribution - In-Unit Duct Design For in-unit foced air distribution systems, pressure-balance the bedrooms by: - providing 1 in2 of free area opening per 1 CFM of measured supply air using transfer grills and/or jump ducts; - using dedicated return ducts; or - achieving a measured pressure differential < 3 Pa (0.012 in. w.c.) with respect to the outside when bedroom doors are closed and the air handler is operating.
Cooling Distribution - Duct Insulation • Cooling ductwork shall be insulated to a minimum R-4 in conditioned spaces and R-6 in unconditioned spaces . Ducts shall be insulated and sealed to the requirements of NYS ECCC. If following the Prescriptive Path, R-8 in unconditioned spaces.
Cooling Distribution - Outdoor Air Damper • For all outdoor air supply and exhaust systems, provide motorized dampers that will automatically shut when the systems or spaces served are not in use. This criteria also applies to heat pump units, and otherwise comply with ASHRAE 90.1 2007 6.4.3.4..
Cooling Distribution - Duct Sealing Details • Call out a preliminary list of duct sealing details to be integrated into the construction documents and inspected must include the following at a minimum: a Roof curb penetration has been sealed b. Mastic or other UL-181 compliant material has been applied within temperature range and according to all other manufacturer's requirements at ALL transverse joints and take offs. c. All duct transitional junctions have been sealed with mastic or other UL-181 compliant material. d. Gap between take off duct and gypsum board has been effectively sealed.
Cooling Distribution - Flex Duct Installation • Cooling ductwork that is specified as flex duct shall follow the Sheet Metal and Air Conditioning Contractors’ (SMACNA) installation standards for flex ducts (see Appendix A of Performance Path or Prescriptive Path).
Cooling System - HVAC Contractor Checklist • Inspection procedures shall include the quality assurance and verification requirements outlined in Version 3.0 of the ENERGY STAR Qualified Homes HVAC System Quality Installation Contractor Checklist, where applicable to forced air cooling systems.
Cooling Distribution - In-Unit Duct Leakage Testing • Following the procedures outlined in Energy Conservatory's Minneapolis Duct Blaster Operation Manual (Series B Systems), a one-point test for total duct leakage in the main duct shaft using a calibrated fan measured under depressurization or pressurization is acceptable for this measurement. Per the Minimum Performance Standard, the duct leakage for in-unit heating and cooling duct systems system must not exceed 8 CFM25 per 100 ft2 of conditioned floor area, or 6 CFM25 per 100 ft2 of conditioned floor area for apartments larger than 1200 ft2. This criteria also applies to heat pump units. • When conducting a duct leakage depressurization test, the flow conditioner and one of the flow rings must always be installed. • Provide a summary of results of any duct leakage or ventilation performance testing; a sample table is provided below.
Cooling System - True Flow Pressure Plate • Test for proper airflow over the evaporator coil to verify compliance with the manufacturer’s specification.
COOLING SYSTEMS MISC
Cooling - A/C Sleeves • Sleeves for future installation of through-wall AC units shall be insulated to achieve a minimum of R-7. Insulated covers for these sleeves must be provided by the building for use during heating season and when AC units are not installed.
Cooling Distribution - Thermostat • Terminal cooling distribution equipment serving an apartment shall be controlled by a thermostat(s) within the same apartment.
Cooling - Training and Manuals • Summarize the training performed and personnel involved. Confirm that all applicable operating and specification manuals are delivered to the building staff. Verify that staff members have been trained and are aware of their responsibilities to maintain and operate the systems properly.
Cooling - Manufacturer's Product Data • Review manufacturer’s cut sheets or invoice detailing system manufacturer model, size, and location (including all space cooling systems, e.g. lobby). These should also be used to prove ENERGY STAR qualification and efficiency rating.
Statement of Substantial Completion - HVAC • A Statement of Substantial Completion or approved proxy may be submitted to establish completion of the work associated with this protocol. For HVAC protocols a Statement of Substantial Completion must be completed by a third party qualified representative on company letter head and attached to all relevant T&V Worksheets complete with all required information, photographs, cut sheets, etc.
Duct Leakage Summary: This section can be duplicated, copy and insert rows
| Apartment# | Equipment ID | Design CFM |  |  | CFM25 Total Leakage |  | % Leakage of Design CFM |  | Comments
#DIV/0!
#DIV/0!
#DIV/0!
#DIV/0!
#DIV/0!
#DIV/0!
#DIV/0!
#DIV/0!
#DIV/0!
Yes
No
N/A

## 6.1, 6.2, 6.3 - LIGHTING
TOC | Lighting - Common Area, In-unit, Outdoor & Emergency Lighting - PROTOCOL 6.1-6.3 | [8 empty] | Date: | Field Verified By:
| Project Name: | 0
Schedule
1) Begin lighting inspections as early in the construction process as possible. Verify manufacturer, model, ENERGY STAR qualification, and rated wattage upon delivery or when lighting installations commence or during construction if earlier access (before ceiling closure) is needed to check circuiting layouts (e.g. for day lighting control). This will allow time for corrections before all of the fixtures have been installed.
2) If possible, ask to have a sample installation completed for verification and testing before the electrician proceeds with all installations.
Equipment and Documentation Needed
1) Lighting Schedule (with fixture type and lamp wattage)
2) Floor Plans (with fixture locations)
3) Contractor Submittals
4) Camera
Sampling Requirements
1) Inspect 100% of unique common areas (basements, lobbies) with 24/7 lighting and follow the modified RESNET sampling protocol outlined in the How to Use this Manual section on page 10 of the T&V Protocols for similar, or repetitive spaces (stairwells, corridors, trash chute rooms, etc.).
2) For all other spaces with non-24/7 lighting (apartments, storage rooms, mechanical rooms, etc.) follow the modified RESNET sampling protocol outlined in the How to Use this Manual section on page 10 of the T&V Protocols. This shall include, at a minimum, one representative apartment from each floor.
3) *PHOTOS REQUIRED*
- Photo of one sample of each fixture type with ENERGY STAR qualification affixed, where applicable.
- Photo of CFLs demonstrating that they are pin based, where applicable.
- Photo of each type of lighting control specified for each unique space (motion sensors, timers, and daylight sensors).
- Photo of each space with sensors, with their location clearly labeled, if there are sensors in the stairwell and corridor.
- Photo showing bi-level lighting is installed (half the lamps on in a fixture, or all fixtures dimmed)
- Photo of exterior lighting timers and provide lighting schedule that demonstrates hours of operation.
- Photo showing daylight sensors, if used - one photo with the light fixture off during the day and another photo showing the fixture is on when the daylight sensor is covered.
Notes to be Included in Drawings and Specifications
Common Area, In-Unit, Garage and Exterior Lighting
• Include a schedule with manufacturer, model, total wattage, bulb type, control, location, and count of each type of lighting fixture.
• Include location of fixtures on plans.
• Type and wattage of fixtures and lamps, on lighting schedule, specifications, submittals to conform with modeled power density in Proposed Design or meet or exceed the requirements listed in the Prescriptive Path.
• When ENERGY STAR fixtures are specified, label to remain affixed to fixture.
• Specify that lighting performance (illumination levels) will be expected to meet the requirements specified in the Illumination Engineering Society Lighting Handbook. http://lpd.ies.org/cgi-bin/lpd/ShowSpaceTypes.pl
Emergency Lighting - Exit Signs
• All illuminated exit signs shall meet or exceed LED efficiency levels and conform to local building code
• Fixtures located above stairwell doors and other forms of egress shall contain a battery back-up feature.
Controls
• All non-apartment spaces, except those intended for 24-hour operation or where automatic shutoff would endanger the safety of occupants, must have occupancy sensors or automatic bi-level lighting controls.
• Exterior fixtures shall include automatic switching on timers or photocell controls for lighting not intended for 24-hour operation or required for security.
• Operational sensitivity settings (adjust so lights turn on when occupant enters controlled area, but remain off while unoccupied, i.e. unaffected by HVAC and VAV systems, etc.) Shut-off delay period (5 minutes or owner preference).
• Power settings (as low as possible while still meeting any code requirements).
• Include type and count of controls and associated fixtures in lighting schedule.
• Note all locations of sensors on plans, and indicate which fixtures each sensor controls.
LIGHT FIXTURE SCHEDULE (copy columns from modeler's Performance Path Calculator file, insert rows as necessary)
| FIXTURE CODE (from Arch. Dwgs) Issue Date: | FIXTURE WATTAGE | MANUFACTURER AND MODEL |  | LOCATION | ESTAR | 24/7? | INSPECTION | INSPECTION COMMENTS (Problems, sample details/apt #s, etc.)
(Add rows above if needed.)
COMMON AREA: (copy columns from modeler's Performance Path Calculator file, insert rows as necessary)
| FLOOR | ROOM NAME | QUANTITY | FIXTURE CODE | FIXTURE WATTAGE | TOTAL INSTALLED WATTAGE | TYPE OF CONTROL / RECOMMENDATIONS | INSPECTION | INSPECTION COMMENTS (Problems, sample details/apt #s, etc.)
[5 empty] | #N/A | #N/A
[5 empty] | #N/A | #N/A
[5 empty] | #N/A | #N/A
[5 empty] | #N/A | #N/A
[5 empty] | #N/A | #N/A
[5 empty] | #N/A | #N/A
[5 empty] | #N/A | #N/A
[5 empty] | #N/A | #N/A
[5 empty] | #N/A | #N/A
[5 empty] | #N/A | #N/A
[5 empty] | #N/A | #N/A
[5 empty] | #N/A | #N/A
[5 empty] | #N/A | #N/A
[5 empty] | #N/A | #N/A
[5 empty] | #N/A | #N/A
APARTMENTS: (copy columns from modeler's Performance Path Calculator file, insert rows as necessary)
| FLOOR | ROOM NAME | QUANTITY | FIXTURE CODE | FIXTURE WATTAGE | TOTAL INSTALLED WATTAGE | TYPE OF CONTROL / RECOMMENDATIONS | INSPECTION | INSPECTION COMMENTS (Problems, sample details/apt #s, etc.)
[5 empty] | #N/A | #N/A
[5 empty] | #N/A | #N/A
[5 empty] | #N/A | #N/A
[5 empty] | #N/A | #N/A
[5 empty] | #N/A | #N/A
[5 empty] | #N/A | #N/A
[5 empty] | #N/A | #N/A
[5 empty] | #N/A | #N/A
[5 empty] | #N/A | #N/A
[5 empty] | #N/A | #N/A
[5 empty] | #N/A | #N/A
[5 empty] | #N/A | #N/A
[5 empty] | #N/A | #N/A
[5 empty] | #N/A | #N/A
[5 empty] | #N/A | #N/A
Lighting Power Density • Assemble documentation from plans, specs and submittals. • Determine power density of each modeled space by calculating the luminaire wattage as indicated in ASHRAE 90.1-2007, Section 9.1.4 to verify assumptions in the Proposed Design model. As an alternative to the modeling approach, ensure the requirements listed in the Prescriptive Path have been met.
|  |  | MINIMUM PERFORMANCE STANDARDS |  |  | PROPOSED ERM | ENERGY MODEL | INSPECTION | INSPECTION COMMENTS (Problems, sample details/apt #s, etc.)
| Lighting - General |  | The lighting measures must comply with ASHRAE 90.1-2007 Section 9.4. |  |  | See below | See below
| Lighting Controls - Verification • Check location of control types for conformance/deviation and count total number of controls in that space. • Confirm that each control type is operable: • For occupancy sensors, step in and out of the zone, check for blind spots • For timers, set timer to current time and confirm control of fixture. • For photocells, cover or black-out photocell and confirm control of fixture. • For daylighting controls, dim or black-out location to observe change in fixture light level. • For occupancy dimmers, check lower power limit and on-time settings. • If following the Prescriptive Path automatic controls must be specified for spaces intended for 24-hour operation such as lobbies, corridors and stairwells. |  | All non-apartment spaces, except those intended for 24-hour operation or where automatic shutoff would endanger the safety of occupants, must have occupancy sensors or automatic bi-level lighting controls. |  |  | 0 | Baseline: N/A Proposed:
| Common Area Lighting • Check quantity, locations, unit specifications for conformance/deviation including types of fixtures, wattages of lamps, etc. • Collect manufacturer and model data to confirm combined lamp and ballast efficacies meet or exceed ENERGY STAR efficacies. • Take photo of one sample of each fixture type with ENERGY STAR qualification affixed, where applicable. • Collect submittals/invoices for each unique fixture type showing ENERGY STAR qualification (where applicable) and wattage. • Check location of control types for conformance/deviation. • Confirm that each control type is operable, see below for detailed instructions. • If following Prescriptive Path, total specified lighting power for the combined non-apartment spaces should not exceed ASHRAE allowances for those combined spaces. |  | All light fixtures in non-apartment spaces, including hallways, stairwells, lobbies, elevators, garages and decorative fixtures, shall have combined lamp and ballast efficacies meeting or exceeding ENERGY STAR specifications. Alternatively, T-5 or T-8 lamps with electronic ballasts or ENERGY STAR screw-in lamps may be used. Total specified lighting power for the combined non-apartment spaces should not exceed ASHRAE allowances for those combined spaces by more than 20%. |  |  | 0 | Baseline: Proposed:
| Emergency Lighting - Exit Signs • Confirm all Exit Signs are LED type • Fixtures located above stairwell doors and other forms of egress shall contain a battery back-up |  | All exit signs shall be LED or photo-luminescent and shall conform to local building code; fixtures located above stairwell doors and other forms of egress shall contain a battery back-up feature. |  |  | kW | Baseline: kW Proposed: kW
| Exterior Lighting • Check quantity, locations, unit specifications for conformance/deviation including types of fixtures, wattages of lamps, etc. • Check location of control types for conformance/deviation. • Confirm that each control type is operable, see above for detailed instructions. |  | All outdoor lighting fixtures shall have combined lamp and ballast efficacies meeting or exceeding ENERGY STAR specifications. Fixtures must include automatic switching on timers or photocell controls except fixtures intended for 24-hour operation, required for security, or located on apartment balconies. |  |  | kW | Baseline: kW, 12 hr/day Proposed: kW, 12 hr/day
| Garage Lighting • Check quantity, locations, unit specifications for conformance/deviation including types of fixtures, wattages of lamps, etc. • Check location of control types for conformance/deviation. • Confirm that each control type is operable, see above for detailed instructions. |  | All light fixtures in non-apartment spaces, including hallways, stairwells, lobbies, elevators, garages and decorative fixtures, shall have combined lamp and ballast efficacies meeting or exceeding ENERGY STAR specifications. ENERGY STAR qualified screw-in lamps may be used for the Performance Path only, however, per ASHRAE 90.1-2007, Section 9.1.4, they MUST be modeled with the maximum labeled wattage of the fixture . Total specified lighting power for the combined non-apartment spaces should not exceed ASHRAE allowances for those combined spaces by more than 20%. |  |  | W/SF | Baseline: W/SF, 24 hr/day Proposed: W/SF, 24 hr/day
| In-Unit Lighting • Check quantity, locations, unit specifications for conformance/deviation including types of fixtures, wattages of lamps, etc. • Collect manufacturer and model data to confirm combined lamp and ballast efficacies meet or exceed ENERGY STAR efficacies. • Take photo of one sample of each fixture type with ENERGY STAR qualification affixed, where applicable. • Collect submittals/invoices for each unique fixture type showing ENERGY STAR qualification (where applicable) and wattage. • If following the Prescriptive Path, hard-wired light fixtures must be specified in in living rooms and bedrooms and fixtures with screw-base lamps are not permitted. |  | All hard-wired lighting fixtures and ceiling fans installed within apartments shall meet or exceed ENERGY STAR specifications. ENERGY STAR qualified screw-in lamps may be used in the following applications: • Closets, storage spaces, and other locations that are not within habitable living space • Decorative fixtures such as chandeliers |  |  | W/SF | Baseline: 0.7 W/SF, 2.34 hr/day Proposed: W/SF, 2.34 hr/day
Lighting - Ballasts • Fixtures specified with electronic ballasts must be confirmed in the field using an electronic ballast tester.
Lighting - Type • Verify that lighting fixtures are pin-based, where applicable.
Lighting - Statement of Substantial Completion - Non 24/7 Spaces • A Statement of Substantial Completion or approved proxy must be submitted to establish completion of the work associated in all spaces with lighting not operating 24/7 associated with this protocol. A Statement of Substantial Completion is to be completed by the installation contractor or other qualified representative on company letter head and attached to all relevant T&V Worksheets complete with all required information, photographs, cut sheets, etc.
Lighting - Statement of Substantial Completion - 24/7 Spaces • A Statement of Substantial Completion or approved proxy may be submitted to establish completion of all other work associated with this protocol. A Statement of Substantial Completion is to be completed by the installation contractor or other qualified representative on company letter head and attached to all relevant T&V Worksheets complete with all required information, photographs, cut sheets, etc.
Yes
No
N/A

## 7.1 - MOTORS
TOC | HVAC - Motors - PROTOCOL 7.1 | [5 empty] | Date: |  | Field Verified By:
| Project Name: | 0
Schedule
1) The developer or GC should ensure that deliveries are inspected prior to accepting them to verify that product substitutions by the distributor or manufacturer have not resulted in motors with lower efficiencies than those in the Proposed Design.
2) Minimum of one on-site inspection required, preferably immediately after installation so that corrective action can be taken if necessary. Delivery tickets may be used to verify complete shipments but on-site inspections of a sample of installed motors is required.
3) Commissioning is conducted upon completion of the installation of the system.
4) Training shall occur following installation of the system and completion of all quality assurance and verification procedures.
Equipment and Documentation Needed
1) Commissioning Report
2) Mechanical Schedule and Floor Plans
3) Camera
Sampling Requirements
1) 100% of motors over 1 HP and all those servicing primary HVAC equipment (e.g. heating/cooling plants, DHW systems, etc.) shall be inspected in the quality assurance and verification process.
2) *PHOTOS REQUIRED*
- Photo faceplate of one representative motor of each size. Given the number of motors and pumps in any given building make sure to clearly identify location and use of each motor represented.
Notes to be Included in Drawings and Specifications
• All three-phase motors 1 horse-power or larger shall meet or exceed efficiency standards for NEMA Premium™ motors.
• Motor size, type, design, and rated efficiency shall match assumptions made in the Proposed Design model or meet or exceed the requirements listed in the Prescriptive Path.
Motor Schedule: Record manufacturer and model number of all non-ventilation motors over 1 HP (they are covered in the ventilation section, Protocol 8.2 - Common Area and In-Unit Ventilation (CFM), Intake Source, and Intake/Exhaust Fan Efficiency).
| ID | DESCRIPTION | LOCATION | QUANTITY | MFR | MODEL # | HORSEPOWER (HP) | ENERGY STAR / NEMA PREMIUM | INSPECTION | INSPECTION COMMENTS (Problems, sample details/apt #s, etc.)
[5 empty] | MINIMUM PERFORMANCE STANDARDS |  | PROPOSED ERM | ENERGY MODEL | INSPECTION | INSPECTION COMMENTS (Problems, sample details/apt #s, etc.)
| General • Compare the performance data of the inspected motors (http://www.nema.org/stds/complimentary-docs/upload/MG1premium.pdf) to the assumptions made in the Proposed Design model and adjust data inputs for Final Building model as necessary. As an alternative to the modeling approach, ensure the motor requirements listed in the Prescriptive Path have been met or exceeded. |  |  |  | See below |  | See below | See below
| Heating Distribution - Pump Motors • Confirm manufacturer and model number is NEMA Premium* labeled and/or complies with minimum performance criteria established by that program. Pressure Controls • VFD on heating circulator pumps. Note VFD pressure location. Self Contained Pressure Differential Bypass Valve between supply and return lines. |  |  |  | All three-phase pump motors 1 horse-power or larger shall meet or exceed efficiency standards for NEMA Premium™ motors. |  | hp NEMA Standard Motor, 19 W/GPM | Baseline: 19 W/GPM Proposed: W/GPM
| DHW Distribution - Pump Motors • Confirm manufacturer and model number is NEMA Premium* labeled and/or complies with minimum performance criteria established by that program. Pressure Controls • VFD on DHW circulator pumps. Note VFD pressure location. Self Contained Pressure Differential Bypass Valve between supply and return lines. |  |  |  | All three-phase pump motors 1 horse-power or larger shall meet or exceed efficiency standards for NEMA Premium™ motors. |  | hp NEMA efficiency motor, 0.0% efficient | Baseline: 0.0% Proposed: 0.0%
Booster Pump Set points • Booster pump should be adjusted so pressure at top floor apartments is no more then 35 psi. This pressure can be measured at the faucet using a water pressure gauge and adapters found at a plumbing store. Faucet thread style and size should be found on product specification and data sheets.
Motors- Manufacturer's Product Data • Review manufacturer’s cut sheets or invoice verifying motor size and efficiency.
Heating and DHW - Training and Manuals • Summarize the training performed and personnel involved. Confirm that all applicable operating and specification manuals are delivered to the building staff. Verify that staff members have been trained and are aware of their responsibilities to maintain and operate the systems properly.
Statement of Substantial Completion • A Statement of Substantial Completion or approved proxy may be submitted to establish completion of the work associated with this protocol. A Statement of Substantial Completion is to be completed by the installation contractor or other qualified representative on company letter head and attached to all relevant T&V Worksheets complete with all required information, photographs, cut sheets, etc.
*Many motors are NEMA labeled and this label alone, does not ensure that a motor is energy-efficient. This requirement refers specifically to the NEMA Premium energy efficient motors program. Product specifications for NEMA Premium Motors may be found at http://www.nema.org/stds/complimentary-docs/upload/MG1premium.pdf
Yes
No
N/A

## 8.1 - INF_EXT AIR BARRIER
TOC | Envelope - Exterior Air Barrier - PROTOCOL 3.1 & 8.1 |  |  |  | Date: |  | Field Verified By:
| Project Name: | 0
Schedule
This process begins with the construction documentation. A minimum of 3 site visits are recommended to properly inspect air sealing details:
1) Window/Wall Mock Up Inspection (If applicable)
2) Load-bearing wall and slab-edge/rim-joist inspection: air/vapor/weather barrier prior to enclosure
3) Pre-drywall visual inspection of penetrations
Equipment and Documentation Needed
1) Camera
2) Measuring Tape or ruler
3) Floor Plans
4) Relevant Wall and Window Sections and Details
Sampling Requirements
1) Each unique wall assembly shall be inspected. (For example: if the basement walls are constructed differently from the upper floors, both areas must be inspected independently; also, if insulation specifications are different for living areas vs. common areas or other special use areas, each different specification shall be inspected independently.)
2) Sampling may be used to inspect wall assemblies that are consistent throughout large sections of the building. Inspections done from the exterior should sample at least 15% of each wall area. For inspections done from interior spaces, follow the modified RESNET sampling protocol outlined in the How to Use this Manual section on page 10 of the T&V Protocols, for each unique wall type. In addition, the sample set must include, at a minimum, all unique assemblies. If problems are found in the sample set, additional inspections must be conducted to determine the full extent of the problems and to ensure that repairs are completed in all areas of the building where they are needed.
3) For elements that provide central services to the building (i.e. entry doors, central duct chases, utility service penetrations, etc.) a minimum 50% sample shall be inspected. For elements that are repeated throughout the building or occur in every living unit (i.e. windows, wall/floor connections, air conditioner sleeves, etc.) follow RESNET sampling protocol. If problems are identified, additional units must be inspected to determine if the problems are systemic so an appropriate repair order can be issued.
4) Documentation of post-repair conditions is required for correction of problems that represent large surface areas (greater than 50 square feet) and/or systemic problems (e.g. all corner units are insulated improperly). On-site inspection to verify corrections is preferable, but if this is not possible/practical due to construction schedules, photographic documentation of repairs submitted to the Energy Consultant by the GC are an acceptable alternative.
5) *PHOTOS REQUIRED*
Provide one representative photographs of continuous air barrier at all types of typical joints, junctions, and general coverage areas to include the following at a minimum:
-Inspected from the exterior: Areas with liquid-applied membranes showing appropriate thickness; A/C openings; Windows, Door openings, and Door frame; Transition between wall and roof barrier; Transition between wall and foundation barrier; Plank/Slab Edge (Masonry and Steel Construction) or Rim Joist (Wood Framed Construction)
- Inspected from the interior: Rough openings to windows and doors, A/C openings
Notes to be Included in Drawings and Specifications
• Include list of elements to be sealed in construction documents. List must include all elements identified in ASHRAE 90.1-2007, Section 5.4.3.1, or applicable state code, all elements listed in the Testing & Verification Protocols, and any additional site-specific elements identified during plan review that should be addressed to ensure air leakage in the exterior building envelope is effectively controlled. Bid and contract documents must include locations to be sealed as well as acceptable methods and materials.
• Bid and contract documents must include detailed information that shows the air barrier continuity through the various conditions of the exterior enclosure (e.g. transitions between dissimilar materials and penetrations) and that serves as an index to relevant details.
• Bid and contract documents shall demonstrate a continuous, unbroken air barrier separating the conditioned space of the building from the exterior, unconditioned spaces within the building, non-residential spaces, vented mechanical rooms, mechanical chases opening to unconditioned spaces, elevator shafts, and garages or other vehicle/equipment storage facilities.
• Vapor impermeable air barriers for general coverage are only permitted on the warm side of insulation (i.e. interior side of insulation in predominately heating dominated climates). Vapor permeable air barriers should be specified in other cases.
• Air-barrier must be continuous around the entire building. Air barrier must be detailed at all penetrations and transitions including structural components, connections between dissimilar materials, and window rough openings. Flashing materials and sealants must be used at window openings, through-wall duct penetrations, the transition between the wall and roof barrier, and the transition between the wall and foundation barrier.
| WALL TYPE: This section can be duplicated, copy and insert rows |  |  | PLAN REVIEW COMMENTS |  | INSPECTION | INSPECTION COMMENTS (Problems, sample details/apt #s, etc)
| Air Barrier Component |  | General Coverage
Through Wall Flashing
Transition Membrane
Primer (For Transition Membrane)
Sealant for Seams and Air Barrier Penetrations
Sealant for Gap Between Window Frame and Rough Opening
Sealant for System for Expansion Gaps
Interior General Coverage at Adjacent Building Conditions
|  |  | MINIMUM PERFORMANCE STANDARD |  |  | INSPECTION | INSPECTION COMMENTS (Problems, sample details/apt #s, etc)
| General • Assembly is consistent with the project specifications and Proposed Design model or meet or exceed the requirements listed in the Prescriptive Path. |  | The building plans shall demonstrate a continuous, unbroken air barrier separating the conditioned space of the building from the exterior, unconditioned spaces within the building, non-residential spaces, vented mechanical rooms, mechanical chases opening to unconditioned spaces, elevator shafts, and garages or other vehicle/equipment storage facilities.
Wood-Framed Construction • For wood-framed construction, Version 3.0 of the ENERGY STAR Qualified Homes Thermal Enclosure Rater Checklist must be followed in addition to all applicable T&V Protocols.
Masonry Wall Preparation • Gaps are filled, Joints struck, CMU is dry, all snags are gone.
General Coverage - Liquid Membrane • Verify proper thickness of liquid-applied membranes using a wet mil gauge; at a minimum, substrate must not be visible.
General Coverage at Adjacent Building Conditions - Liquid Membrane • Where unable to install air barrier on the exterior of the building, a low VOC product should be installed on the interior at full height (top of plank to bottom of plank at each floor). This should happen before any interior framing is installed.
General Coverage / Transition Membrane - Seams • All transition membranes are installed and sealed before insulation is installed overtop. Seams are sealed with mastic type liquid membrane or with minimum 25 year compatible sealant.
Air Barrier Penetrations • Post air barrier penetrations should be sealed with minimum 25 year sealant compatible with all surfaces. Transition membranes should be used to patch as necessary with seams sealed appropriately.
Rough Openings (Concrete Masonry Construction) - Windows and Doors • Liquid air barrier should wrap in at masonry rough openings to be flush with inside edge of window or door frame. • Sheet membrane or metal panel enclosure can be used as alternative as long as it is clear the air barrier is continuous and any gaps are sealed with back rod as necessary and mminimum 25 year sealant compatible with all surfaces.
Rough Openings (Steel Stud Construction) - Windows and Doors • Rough opening must be wrapped with sheet membrane all the way inside to be flush with inside edge.
Rough Openings - Pipes, Conduits, Ducts, Etc • Gaps should be filled with backer rod as necessary and minimum 25 year sealant compatible with all surfaces (Where smooth surfaces are present, mechanical gasket seals can be used)
Rough Openings - Cast Stone Sills • Cast stone sill should be sealed to sill pan using minimum 25 year compatible sealant where not sealed by grout
Rough Openings - Gap at Window Frames • Gaps between window frame (header, jambs, sill) and rough opening to be sealed on the interior with backer rod as necessary and minimum 25 year sealant that is compatible with all surfaces applied to.
Rough Openings - Gap at Exterior Door Frames • Gaps between window frame (header, jambs, threshhold) and rough opening to be sealed on the interior with backer rod as necessary and minimum 25 year sealant that is compatible with all surfaces applied to.
Rough Openings - A/C Sleeves • Gaps between A/C sleeves and rough openings to be sealed on the interior with backer rod as necessary and minimum 25 year sealant that is compatible with all surfaces applied to.
Plank Edges (Steel Stud Construction) - At plank / exterior sheathing joint • Transition Membrane must be installed over top spanning the sheathing / plank edge joint creating a bellows with backer rod • (All termination seams must be sealed with minimum 25 year compatible sealant). Insulated interior cover with compressible gasket must be provided
Plank Edges (Concrete Masonry Construction) - At plank / CMU joint • Option 1 - If gap is greater then 1/4" Transition Membrane must be used to seal the gap with minimum 3" over lap • Option 2 - If gap is less then 1/4" Liquid Membrane can be used to seal the gap • Option 3 - When shelf angles are to be installed, through wall flashing must be draped from above to completely cover the joints at top and bottom edges of the plank and sealed to the shelf angle. The Liquid Membrane should be applied up to and continuing on the underside of the shelf angle to achieve continuity.
Plank Edges - At plank / steel girder joint • Through wall flashing must be draped from above to completely cover this joint and the entire face of the girder and sealed to the shelf angle. • This can be sealed with a transition membrane from the interior underside of the plank if the girder is solid and is allowed by local code.
Steel Columns - Steel / CMU joints • If allowed by local code, EPA suggests gaps should be filled with backer rod as necessary and minimum 25 year sealant that is compatible with all surfaces applied to.
Wall to Roof Connections • Liquid air barrier must be brought up over grout edge part of roof plank and should be sealed over the plank / grout joint
Yes
No
N/A

## 8.1-INF_COMPTZN VIS INSPECTION
TOC | Infiltration - Compartmentalization - PROTOCOL 8.1 |  | Date: |  | Field Verified By:
| Project Name: | 0
Schedule
This process begins with the construction documentation. Each common area and in-unit element on the air sealing checklist must be inspected during construction, prior to drywall, to ensure use of proper materials and complete seals exist for each juncture or penetration. A minimum of 3-5 site visits are recommended to properly inspect air sealing details:
1) Interior framing layout
2) Pre-drywall visual inspection of penetrations
3) Sample apartment inspection and blower door test
4) Post-correction testing of sample apartment
5) Final inspection and testing of apartments post completion
Equipment and Documentation Needed
1) Camera
2) Measuring Tape or ruler
3) Floor Plans and Relavant Details
Sampling Requirements
1) For elements that provide central services to the building (i.e. entry doors, central duct chases, utility service penetrations, etc.) a minimum 50% sample shall be inspected. For elements that are repeated throughout the building or occur in every living unit (i.e. windows, wall/floor connections, air conditioner sleeves, etc.) follow RESNET sampling protocol. If problems are identified, additional units must be inspected to determine if the problems are systemic so an appropriate repair order can be issued.
2) One sample apartment will be inspected and tested to ensure air sealing details are correct before building-wide installations continue.
3) During construction, apartment units must be visually inspected prior to drywall and upon final completion following RESNET sampling protocol. The sample set shall be representative of the variety of apartment types in the building, including: end/corner units and inside units; top-floor, middle-floor, bottom-floor units; and at least one unit of each size/type (i.e., studios, 1-bed, 2-bed, etc.).
4) *PHOTOS REQUIRED*
Provide one representative photograph of continuous air barrier at all types of typical joints, junctions, and general coverage areas. Include the following at a minimum:
- Inspected from the interior: Window to interior gypsum board, Air conditioner sleeve sealed to drywall (cover is installed if A/Cs provided by building), Outlet/Electrical Box - Exterior and Demising Walls, Heating pipe penetrations through exterior walls, Heating pipe penetrations through interior partitions, Plumbing / Sprinkler Pipe Penetrations, Range Gas Line Penetration, Gypsum board to concrete ceiling plank connection - Exterior walls and all interior partition walls, Gap between take off duct and gypsum board, Electrical Panel, HVAC Access Doors, Thermostats, Intercoms, Lighting Fixtures, Door Latch Hole, Medicine Cabinet
Notes to be Included in Drawings and Specifications
• Include list of elements to be sealed in construction documents. List must include all elements identified in ASHRAE 90.1-2007, Section 5.4.3.1, or applicable state code, all elements listed in the Testing & Verification Protocols, and any additional site-specific elements identified during plan review that should be addressed to ensure air leakage in the exterior building envelope is effectively controlled. Bid and contract documents must include locations to be sealed as well as acceptable methods and materials.
• Bid and contract documents shall demonstrate a continuous, unbroken air barrier separating the conditioned space of the building from the exterior, unconditioned spaces within the building, non-residential spaces, vented mechanical rooms, mechanical chases opening to unconditioned spaces, elevator shafts, and garages or other vehicle/equipment storage facilities.
|  |  |  | INSPECTION | INSPECTION COMMENTS (Problems, sample details/apt #s, etc.)
General • Assembly is consistent with the project specifications and Proposed Design model or meet or exceed the requirements listed in the Prescriptive Path.
Sample Unit - Visual Inspection • The developer shall set up a sample unit with pre-drywall air sealing details completed for initial inspection. The sample unit inspection will be used to identify problems with the air sealing approach before building-wide construction and air sealing of apartments is completed.
Inspect framing layout • Demising wall gypsum board extends completely to all adjacent walls. • Demising wall gypsum board extends completely to ceiling plank (or other solid ceiling material) where drop ceilings are present.
Gypsum board to concrete ceiling plank connection • Exterior walls and all interior partition walls
Gypsum board to concrete floor plank connection • Exterior walls and all interior partition walls
A/C Sleeve Cover (if A/Cs provided by building) • Verify that insulated covers for through-wall AC sleeves have been provided by the building for use during heating season and when AC units are not installed. Ensure the cover is equipped with a gasket so when installed it will have an air tight seal against the drywall. As an alternative to a gasket, sealant may be used but will have to be re-sealed each time it is installed.
Window to interior gypsum board
Air conditioner sleeve sealed to drywall
Outlet/Electrical Box - Exterior and Demising Walls
Heating pipe penetrations through exterior walls
Heating pipe penetrations through interior partitions
Plumbing / Sprinkler Pipe Penetrations
Range Gas Line Penetration
Gap between take off duct and gypsum board
Electrical Panel
HVAC Access Doors
Thermostats
Intercoms
Lighting Fixtures
Door Latch Hole
Medicine Cabinet
Yes
No
N/A

## 8.1 - INF_BLOWER DOOR TEST
TOC | Infiltration - Blower Door Test - PROTOCOL 8.1 | [6 empty] | Date: | Field Verified By:
| Project Name: | 0
Schedule
This process begins with the construction documentation. Each common area and in-unit element on the air sealing checklist must be inspected during construction, prior to drywall, to ensure use of proper materials and complete seals exist for each juncture or penetration. A minimum of 3-5 site visits are recommended to properly inspect air sealing details:
1) Interior framing layout
2) Pre-drywall visual inspection of penetrations
3) Sample apartment inspection and blower door test
4) Post-correction testing of sample apartment
5) Final inspection and testing of apartments post completion
Equipment and Documentation Needed
1) Camera
2) Measuring Tape or ruler
3) Knife
4) Screwdrivers (Hex, Phillips, Flat)
5) Duct Mask
6) Blue Painter's Tape
7) Metal Tape
8) Floor Plans
9) Riser Diagrams
10) Duct Blaster
11) Manometer
Sampling Requirements
1) For elements that provide central services to the building (i.e. entry doors, central duct chases, utility service penetrations, etc.) a minimum 50% sample shall be inspected. For elements that are repeated throughout the building or occur in every living unit (i.e. windows, wall/floor connections, air conditioner sleeves, etc.) follow RESNET sampling protocol. If problems are identified, additional units must be inspected to determine if the problems are systemic so an appropriate repair order can be issued.
2) One sample apartment will be inspected and tested to ensure air sealing details are correct before building-wide installations continue.
3) During construction, apartment units must be visually inspected prior to drywall and upon final completion following RESNET sampling protocol. The sample set shall be representative of the variety of apartment types in the building, including: end/corner units and inside units; top-floor, middle-floor, bottom-floor units; and at least one unit of each size/type (i.e., studios, 1-bed, 2-bed, etc.).
4) Post-construction, single point blower door testing of apartment units must be conducted following RESNET sampling protocol. The sample set shall require testing of at least 5 units and be representative of the variety of apartment types in the building, including: end/corner units and inside units; top-floor, middle-floor, bottom-floor units; and at least one unit of each size/type (i.e., studios, 1-bed, 2-bed, etc.). Any apartment that exceeds the allowed leakage rate (1.75 ELA at 4 Pascals per 100 square feet of enclosure or 0.315 CFM50 per square foot of enclosure), must confirm that all items below have been properly sealed prior to retesting. Per RESNET Section 603.7.8, until the failure is corrected in all identified (failed) apartments in the sample set, none of the apartments shall be deemed to meet the threshold or labeling criteria.
- Window to interior gypsum board; Air conditioner sleeve sealed to drywall (cover is installed if A/Cs provided by building); Outlet/Electrical Box - Exterior and Demising Walls; Heating pipe penetrations through exterior walls; Heating pipe penetrations through interior partitions; Plumbing / Sprinkler Pipe Penetrations; Range Gas Line Penetration; Gypsum board to concrete ceiling plank connection - Exterior walls and all interior partition walls; Gap between take off duct and gypsum board; Electrical Panel; HVAC Access Doors; Thermostats; Intercoms; Lighting Fixtures; Door Latch Hole; Medicine Cabinet.
4) *PHOTOS REQUIRED*
Provide one representative photograph of continuous air barrier at all types of typical joints, junctions, and general coverage areas. Include the following at a minimum:
- Inspected from the interior: Window to interior gypsum board, Air conditioner sleeve sealed to drywall (cover is installed if A/Cs provided by building), Outlet/Electrical Box - Exterior and Demising Walls, Heating pipe penetrations through exterior walls, Heating pipe penetrations through interior partitions, Plumbing / Sprinkler Pipe Penetrations, Range Gas Line Penetration, Gypsum board to concrete ceiling plank connection - Exterior walls and all interior partition walls, Gap between take off duct and gypsum board, Electrical Panel, HVAC Access Doors, Thermostats, Intercoms, Lighting Fixtures, Door Latch Hole, Medicine Cabinet
|  |  | MINIMUM PERFORMANCE STANDARD |  |  |  |  | INSPECTION | INSPECTION COMMENTS (Problems, sample details/apt #s, etc.)
| General • Assembly is consistent with the project specifications and Proposed Design model or meet or exceed the requirements listed in the Prescriptive Path. |  | Apartments shall be sealed to reduce air exchange between the apartment and outside as well as the apartment and other adjacent spaces. A maximum air leakage rate of 0.30 CFM50 per 100 square feet of enclosure is allowed. Sampling procedures and tolerances are described in the T&V Protocols. Specific apartment air leakage paths to be sealed are listed in the T&V Worksheet 8.1-INF_COMPTZN VIS INSPECTION.
Blower Door Test • Measure the infiltration of a sample apartment unit using a blower door before building-wide air sealing of apartments is completed. Following the procedures outlined in Energy Conservatory's Minneapolis Blower Door Operation Manual for Model 3 and Model 4 Systems, a one-point test at 50 Pascals using the average CFM50 measured under depressurization or pressurization is acceptable for this measurement. • When performing this test, the calibrated blower door fan should be located in the entry door of the apartment. Windows in adjacent apartments should be open during the test. If the apartment entry door opens to a corridor or other enclosed space, that space should be well ventilated to the outside during the test. • It is very important to ensure that the fan flow is in the proper direction for flow measurement (e.g. from the ring-side towards the screen-side if using a Minneapolis Blower Door). “Backwards” fan operation does not provide accurate flow measurements. To switch between pressurization and depressurization tests, physically turn the fan around in the shroud. • Ensure that the air leakage rate is less than 1.75 ELA per 100 square feet of enclosure (i.e. all surfaces enclosing the apartment, including exterior and party walls, floors, ceiling) . Use the results of these tests to develop a punch list of details to be modified as construction continues. Post-construction, follow the same procedure and the sampling requirements below to test infiltration in a sample of apartments. • Note: This test does not distinguish between leakage from the apartment to outside and leakage from the apartment to other interior and/or interstitial spaces. The allowable limit for measured leakage is for the total enclosure of the apartment unit.
*1.75 square inches of leakage (ELA @ 4 Pascals) per 100 square feet of enclosure OR 0.315 CFM50/sqft of enclosure. These limits are consistent with other energy efficiency, green, and IAQ related programs including LEED, the American Lung Association’s Health House standard, and the Battery Park City Authority Green Building Guidelines.
Apartment Tightness Summary: This section can be duplicated, copy and insert rows
| Apt # | # of Bedrooms | Floor Area (FA) | Perimeter Wall Length (PWL) | Ceiling Height (CH) | Enclosure Area (2* FA) + (PWL*CH) | CFM50 | CFM50 SF of Enclosure Area (Criteria is <=.315) | ELA/100 SF of Enclosure Area @ 4 Pascals (Criteria is <=1.75) | Comments
[6 empty] | 0 |  | #DIV/0! | #DIV/0!
[6 empty] | 0 |  | #DIV/0! | #DIV/0!
[6 empty] | 0 |  | #DIV/0! | #DIV/0!
[6 empty] | 0 |  | #DIV/0! | #DIV/0!
[6 empty] | 0 |  | #DIV/0! | #DIV/0!
[6 empty] | 0 |  | #DIV/0! | #DIV/0!
[6 empty] | 0 |  | #DIV/0! | #DIV/0!
[6 empty] | 0 |  | #DIV/0! | #DIV/0!
[6 empty] | 0 |  | #DIV/0! | #DIV/0!
Yes
No
N/A

## 8.2,4.1 - VENT_SCHEDULE&TAB
TOC | Ventilation - Schedule and Operation - PROTOCOL 8.2 and 4.1 | [9 empty] | Date: |  | Field Verified By:
| Project Name: | 0
Schedule
1) The developer or GC should ensure that deliveries are inspected prior to accepting them to verify that product substitutions by the distributor or manufacturer have not resulted in non-ENERGY STAR qualified exhaust fans for in-unit ventilation systems.
2) Minimum of one on-site inspection required, preferably immediately after installation so that corrective action can be taken if necessary. Delivery tickets may be used to verify complete shipments but on-site inspections of a sample of installed appliances is required.
3) Flow measurements cannot be verified until the building envelope including interior partitions are completed.
Equipment and Documentation Needed
1) Camera
2) Measuring Tape or ruler
3) Screwdrivers (Hex, Phillips, Flat)
4) Floor Plans (preferably with mechanicals)
5) Roof Plans (preferably with mechanicals)
6) Mechanical Schedule
7) Cut Sheets from Contractor Submittals
8) Pressure Pan
9) Manometer
10) Quantified CO release (if applicable)
Sampling Requirements
1) 100% of common area ventilation equipment must be inspected and verified for system performance. System performance at the delivery location (register) can be sampled at every other floor.
2) Apartment ventilation risers must be inspected and verified for system performance following the modified RESNET sampling protocol outlined in the How to Use this Manual section on page 10 of the T&V Protocols. For each ventilation riser in the sample set, take measurements at every other floor to obtain a representative profile. The sample should include at least one riser for each type/size of fan installed in the building.
3) *PHOTOS REQUIRED*
- Photo of fan installation and duct work insulation
- Photo of fan faceplates
- If applicable, photograph location of CO sensors and air intake point.
Notes to be Included in Drawings and Specifications
Construction documents must include performance criteria for common area and in-unit ventilation systems including :
• All transverse joints in ducts to be sealed with mastic or other UL-181 compliant material
• Total exhaust shaft leakage shall not exceed 10 CFM50 per floor per shaft at a pressure of 0.2 in WC (5 CFM50 per floor per shaft if following the Prescriptive Path).
• All connections between gypsum board and ductwork must be sealed.
• Contractor shall adjust roof fan to provide a pressure of 0.2 – 0.3 inches WC at the shaft farthest from the fan.
• In-unit exhaust fans must be ENERGY STAR qualified.
The following notes apply to projects using the Prescriptive Path however EPA suggests all projects include the following notes in their design as they are critical to help ensure the system performs according to project specifications and Proposed Design model.
• Central exhaust and in-line exhaust systems serving apartments must have self-balancing dampers at each shaft.
• Central exhaust fans up to 300 design CFM must be installed with direct-drive and variable speed control.
• Central exhaust fans between 300 and 2,000 design CFM must be installed with direct-drive, variable speed control, and ECM motors.
For buildings with garages:
• If following the Prescriptive Path, when garage exhaust is required by code, CO sensors must be installed that control exhaust fan operation.
• Specify threshold criteria for CO concentration which activates sensors.
• Include a schedule of CO controls with manufacturer, model, location and count.
• Include locations, powering of sensors, and connecting wiring on plans.
• Include fan size (CFM capacity) in ventilation schedule and air intake points on plans to properly ventilate throughout garage area.
| ID | DESCRIPTION | LOCATION | QUANTITY | MFR | MODEL # | DESIGN CFM | DESIGN PRESSURE (Pa) | BRAKE HORSEPOWER (HP) | ENERGY STAR / NEMA PREMIUM | INSPECTION | INSPECTION COMMENTS Problems, sample details/apt #s, etc.
[6 empty] | MINIMUM PERFORMANCE STANDARDS |  | PROPOSED ERM |  | ENERGY MODEL | INSPECTION | INSPECTION COMMENTS Problems, sample details/apt #s, etc.
MODELING INPUTS - SIZING & BALANCING
| Non - Apartment Fan Efficiency • Design specifications should include fan energy efficiency criteria (BHP and motor efficiency) for the fans themselves. • If following the Prescriptive Path, central exhaust fans up to 300 design CFM must be installed with direct-drive and variable speed control. Central exhaust fans between 300 and 2,000 design CFM must be installed with direct-drive, variable speed control, and ECM motors. |  |  |  |  | NA |  | non-apt ventilation fans, CFM, hp, 0% |  | Baseline: kW Proposed: kW
| Apartment Fan Efficiency (Roof) • Specifications also include fan energy efficiency criteria (BHP and motor efficiency) for the fans themselves. • If following the Prescriptive Path, central exhaust fans up to 300 design CFM must be installed with direct-drive and variable speed control. Central exhaust fans between 300 and 2,000 design CFM must be installed with direct-drive, variable speed control, and ECM motors. |  |  |  |  | NA |  | hp fans, 0% ( CFM per fan) |  | Baseline: kW Proposed: kW
| Apartment Fan Efficiency (In-Unit) • Specifications should also include energy efficiency criteria (Watts/CFM) for the fans themselves. |  |  |  |  | In-unit exhaust fans must be ENERGY STAR qualified. |  | , CFM/W |  | Baseline: CFM/W Proposed: CFM/W
| Apartment and Non-Corridor - Capacity, Testing and Balancing • Rooftop fan sizing should include total fan flow CFM capacity and account for duct leakage at 5 CFM per floor per shaft. • In-unit fan sizing should include total fan flow CFM capacity and account for duct leakage at 5 CFM per shaft. • The developer may choose to hire a Test and Balance (TAB) contractor to commission the system or any part thereof. Either the TAB contractor or the Energy Consultant shall provide a balancing report for each shaft with operating pressures at the shaft furthest from the fan and with airflow (CFM) measurements at apartment and common area shafts following RESNET sampling protocol. • Average supply and exhaust CFM measurement shall be updated in the As-Built model where applicable. • If following the Prescriptive Path, common area ventilation systems cannot exceed ASHRAE 62.1-2007 by more than 50%. Apartment ventilation systems cannot exceed ASHRAE 62.2-2007 by more than 50%. Airflow shall be measured with a capture hood that fully encloses the shafts and is able to measure as low as 20 CFM ± 5 CFM. Air intake point should also be inspected. |  |  |  |  | Common area ventilation systems shall be designed and tested to satisfy minimum requirements of ASHRAE 62.1-2007. Apartment ventilation systems shall be designed and tested to satisfy minimum requirements of ASHRAE 62.2-2007 based upon the anticipated occupancy. Compliance with ASHRAE 62.2-2007 Sections 4.3 and 5.3.1 is recommended but not required. |  | Kitchen: CFM () Bathroom: CFM () |  | Baseline: 0 CFM Proposed: 0 CFM
[8 empty] | Non-Corridor: CFM |  | Baseline: CFM Proposed: CFM
| Demand Controls • Verify control systems including timing devices, demand control sensors, or other devices match project specifications and Proposed Design model or meet or exceed the requirements listed in the Prescriptive Path. EPA suggests including the following in the design where applicable: • Controls to allow for intermittent (ON/OFF) operation of central exhaust fans are not permitted. • Public/Office Bathroom Exhaust Configuration and Control: • If vented to the roof with a central fan: Motorized damper controlled by light switch to open when occupied (normally tightly closed). • If vented thru-wall: ENERGY STAR qualified fan vented through-wall controlled by light switch to activate when occupied. • Dryer Exhaust Controls - Controls to limit dryer exhaust boost fan when all dryers are not operating. Fresh air intake interlocked with dryers to only open when dryers are operating. |  |  |  |  | NA |  | Demand control ventilation: |  | Baseline: kW, hr/day Proposed: kW, hr/day
| Central Supply to Corridor • Common area ventilation systems shall be designed and tested to satisfy minimum requirements of ASHRAE 62.1-2007. |  |  |  |  | NA |  | CFM |  | Baseline: CFM Proposed: CFM
| Fresh Air Supply to Apartments • Exhaust fans that provide the local exhaust for kitchens and bathrooms can simultaneously facilitate the outdoor air ventilation system for the apartment, with sufficient make-up air provided mechanically or by a dedicated make up outdoor air source (e.g., trickle ventilators). |  |  |  |  | Outdoor air must be provided to each unit directly from the outdoors. Projects using exhaust ventilation systems must specify how outside air is delivered at the flow rate required by ASHRAE 62.2-2007. Systems that rely on transfer air from pressurized hallways or corridors, adjacent dwelling units, attics, etc. are prohibited. |  | 0 |  | Baseline: 0 Proposed:
| Heat Recovery • Consider heat recovery for 100% of space heating conditioning of corridor supply air. Capacity of heat recovery unit should match the design corridor ventilation rates. |  |  |  |  | NA |  | HRV/ERV: , 0% |  | Baseline: N/A Proposed: 0%
GARAGE VENTILATION
| Garage Exhaust Fan CFM and Efficiency • Equipment is consistent with the project specifications and Proposed Design model or meet or exceed the requirements listed in the Prescriptive Path. • Provide Testing and balancing (TAB) report showing fan’s performance and balance at intake points. TAB to be provided by the installing contractor, Energy Consultant or commissioning agent. |  |  |  |  | NA |  | N/A |  | N/A
Test Sensor Operation (Statement of Substantial Completion Accepted) • If following the Prescriptive Path, when garage exhaust is required by code, CO sensors must be installed that control exhaust fan operation. • Using quantified CO tracer gas release (obtain specifications from chemical test suppliers), confirm performance of sensor and activation of fans. • A Statement of Substantial Completion or approved proxy may be submitted to establish completion of the work associated with this protocol. A Statement of Substantial Completion is to be completed by the installation contractor or other qualified representative on company letter head and attached to all relevant T&V Worksheets complete with all required information, photographs, cut sheets, etc.
CO Sensor Locations • Record sensor locations and confirm conformance with plans.
Garage Fan and CO Sensor - Manufacturer's Product Data • Include cut sheet showing fan and sensor specifications such as CFM and CO concentration threshold.
VENTILATION MISC
Toilet, Kitchen, General Exhaust shafts and Corridor Supply Ventilation shafts • EPA suggests that each exhaust and supply shaft assembly should be equipped with a self-balancing damper that responds to changes in duct pressure to allow a constant airflow (+/- 20%) over a range of operating pressures from 0.2 in WC to the greater of: 0.5 in WC or the maximum system operating pressure at the particular exhaust register/shaft. This is critical to helping ensure the system performs according to project specifications and Proposed Design model and is a requirement listed in the Prescriptive Path. • Adjustable register assemblies that allow for the free area to be manually adjusted in the field should not be used to meet this requirement. Self balancing dampers shall be designed and installed in any situation where more than one exhaust point is connected to a fan so that they may be easily removed for cleaning or replacement. • For inspection: Self regulating dampers have been installed in correct position and are functioning properly.
Intake Systems - Operating Sequence • For both active and passive intake systems, design specifications must indicate operation sequence as it relates to controls, sensors, fans, dampers, etc.
Make Up Air Systems • For all make up air systems, ensure pollutants are not being drawn into the building unintentionally from the supply air source.
Common Area Supply Ventilation Controls • For systems designed with outdoor-air supplied to the ventilation distribution system, provide motorized damper control of outside air damper; provide for shutoff of outside air when distribution system is not actively providing space conditioning or ventilation.
Smoke Vents • If allowed by local code, EPA suggests stairwell bulkhead and elevator hoist way smoke vents be normally closed and interlocked with motorized damper and smoke detector/fire alarm system.
Passive Intake Systems (Trickle Vents) • In passive intake systems (i.e. trickle vents), airflow measurements shall be taken using a capture hood and rotating vane or hot-wire anemometer to verify flow rates within design specifications under the range of conditions anticipated for system operation. Rotating vane or hot-wire anemometer shall have an accuracy better than +/- 15% of rated flow. If air flow can not be directly measured, pressure measurements shall be used to verify that conditions exist to allow the intake apparatus to operate as intended.
Ventilation - Manufacturer's Product Data • Review manufacturer’s cut sheets or invoice detailing system manufacturer, model, HP and CFM.
Ventilation - Training and Manuals • Summarize the training performed and personnel involved. Confirm that all applicable operating and specification manuals are delivered to the building staff. Verify that staff members have been trained and are aware of their responsibilities to maintain and operate the systems properly.
Fan/Shaft ID
Total Design CFM
| Floor | Apt # | CFM | Apt # | CFM | Apt # | CFM | Apt # | CFM | Apt # | CFM |  | Apt # | CFM
Bottom Floor Pressure (Pa)
Yes
No
N/A

## 8.2 - VENT_DUCT TIGHTNESS
TOC | Ventilation - Duct Tightness Test - PROTOCOL 8.2 | [5 empty] | Date: |  | Field Verified By:
| Project Name: | 0
Schedule
1) Inspect and test duct systems for leakage upon installation and prior to enclosure with drywall.
2) Ducts should be tested after takeoffs, bottom caps, and permanent roof curbs are on and sealed. Takeoffs are typically installed floor by floor.
Equipment and Documentation Needed
1) Camera
2) Measuring Tape or ruler
3) Knife
4) Screwdrivers (Hex, Phillips, Flat)
5) Duct Mask
6) Foam Blocks (***If dry wall has started)
7) Metal Tape
8) Floor and Roof Plans (preferably with mechanicals)
9) Riser Diagrams
10) Duct Blaster
11) Manometer
Sampling Requirements
1) Apartment ventilation risers must be inspected and verified for system performance following the modified RESNET sampling protocol outlined in the How to Use this Manual section on page 10 of the T&V Protocols. For each ventilation riser in the sample set, conduct inspections at every other floor to obtain a representative profile. The sample should include at least one riser for each type/size of fan installed in the building.
2) *PHOTOS REQUIRED*
- One representative photo of each duct sealing detail outlined below.
Notes to be Included in Drawings and Specifications
Call out a preliminary list of duct sealing details to be integrated into the construction documents. At a minimum, must include the following:
For central ventilation systems:
• Roof curb penetration has been sealed.
• Mastic or other UL-181 compliant material has been applied within temperature range and according to all other manufacturer's requirements at ALL transverse joints and take offs.
• All duct transitional junctions have been sealed with mastic or other UL-181 compliant material.
• Gap between take off duct and gypsum board has been effectively sealed.
For in line fan exhaust systems:
• Mastic or other UL-181 compliant material has been applied within temperature range and according to all other manufacturer's requirements at ALL transverse joints and take offs.
• All duct transitional junctions have been sealed with mastic or other UL-181 compliant material.
• If plank core is to be used as duct, ceiling plank penetration has been sealed.
• If plank core is to be used as duct, plank core has been effectively connected to exterior of the building.
• The appropriate plank core was selected that aligns with exterior louver.
|  |  | MINIMUM PERFORMANCE STANDARDS |  |  | PROPOSED ERM | ENERGY MODEL | INSPECTION | INSPECTION COMMENTS Problems, sample details/apt #s, etc.
| General • Assembly is consistent with the project specifications and Proposed Design. Central exhaust systems must be tested for duct leakage, which cannot exceed 10 CFM50 per floor per shaft. For projects using the Prescriptive Path, leakage cannot exceed 5 CFM50 per floor per shaft. |  | Ventilation system ductwork shall be sealed at all transverse joints and connections including boot to wall/ceiling connections through drywall using UL-181 compliant materials and methods. Central exhaust systems must be tested for duct leakage, which cannot exceed 10 CFM50 per floor per shaft. See T&V Protocols for details. |  |  | CFM | Baseline: CFM Proposed: CFM
Ductwork penetrations shall be sealed at the roof curb to prevent air leakage through the duct system and/or the building envelope.
Duct Leakage Testing (Central Exhaust) • Following the procedures outlined in Energy Conservatory's Minneapolis Duct Blaster Operation Manual (Series B Systems), a five-point test for total duct leakage in the main duct shaft using a calibrated fan between -50 and -100 Pascals measured under depressurization. Alternatively, 50 and 100 Pascals under pressurization is acceptable for this measurement. • When conducting a duct leakage depressurization test, the flow conditioner and one of the flow rings must always be installed. • Use the Linear Regression Assistant below to find the CFM50 leakage. Per the Minimum Performance Standards, the CFM50 duct leakage for central exhaust systems must not exceed 10 CFM50 leakage per floor per shaft. • If credit is being taken for improved energy efficiency of the ventilation duct system, adjust Final Building energy model based on actual duct leakage rates as described in the Simulation Guidelines. Provide a summary of results of any duct leakage or ventilation performance testing; a sample table is provided below.
Roof Curb (Central) • Roof curb penetration sealing.
Transverse Joints (Central and Through Wall) • All transverse joints sealed air-tight with mastic applied according to manufacturers requirements (i.e. application temperature).
Transitions (Central and Through Wall) • All duct transitional junctions have been sealed with mastic.
Pinned Ducts (Central and Through Wall) • All joints have been completely sealed around the entire perimeter including those tight against a wall or ceiling. Before connecting ductwork at this condition, ample mastic needs to be applied to both sections and then connected while the mastic is still wet to achieve the seal.
Elbow Joints (Round Duct Work) • All elbow joints have been effectively sealed with mastic.
Exterior Wall Connection (Through Wall) • Ductwork connection with exterior shaft termination has been sealed air-tight.
|  |  | Fan ID / Apt # | Design CFM | Grills Served | Design CFM per grill | CFM 50 leakage per grill | % Leakage
|  |  | #REF! | #REF! | #REF! | #REF! | #REF! | #REF!
|  |  | #REF! | #REF! | #REF! | #REF! | #REF! | #REF!
|  |  | #REF! | #REF! | #REF! | #REF! | #REF! | #REF!
|  |  | #REF! | #REF! | #REF! | #REF! | #REF! | #REF!
Duct Leakage Summary: This section can be duplicated, copy and insert rows
| Fan/Shaft ID | # of Floors Served | Design CFM | CFM50 Leakage from Linear Regression Assistant | % Leakage of Design CFM | CFM50 Leakage/Flr | Comments
[5 empty] | #DIV/0! | #DIV/0!
[5 empty] | #DIV/0! | #DIV/0!
[5 empty] | #DIV/0! | #DIV/0!
[5 empty] | #DIV/0! | #DIV/0!
[5 empty] | #DIV/0! | #DIV/0!
[5 empty] | #DIV/0! | #DIV/0!
[5 empty] | #DIV/0! | #DIV/0!
[5 empty] | #DIV/0! | #DIV/0!
[5 empty] | #DIV/0! | #DIV/0!
Linear Regression Assistant: This section can be duplicated, copy and insert rows
Approximate Indoor Temp (F):
Approximate Outdoor Temp (F):
Baseline Pressure (Pa):
|  | Shaft Pressure | Fan Pressure (Pa) | Plate Position | Flow Rate (cfm) | Temp Corc Flo (cfm) | Log (Duct Curb Press) | Log (Flowrate)
[5 empty] | Enter Plate Position | #VALUE! | #NUM! | #VALUE!
[5 empty] | Enter Plate Position | #VALUE! | #NUM! | #VALUE!
[5 empty] | Enter Plate Position | #VALUE! | #NUM! | #VALUE!
[5 empty] | Enter Plate Position | #VALUE! | #NUM! | #VALUE!
[5 empty] | Enter Plate Position | #VALUE! | #NUM! | #VALUE!
|  | Slope: | #VALUE!
|  | Intercept: | #VALUE!
|  | C: | #VALUE!
|  | n: | #VALUE!
|  | R: | #VALUE!
From Regression:
|  | CFM50: | #VALUE!
[10 empty] | Yes | Pressurization
[10 empty] | No | Depressurization
N/A

## 9.1- H&S
TOC | HEALTH AND SAFETY - PROTOCOL 9.1 |  | Date: |  | Field Verified By:
| Project Name: | 0
Schedule
1) Project completion
Equipment and Documentation Needed
1) Camera
2) Plans and Specifications
Sampling Requirements
1) Inspect 100% of unique common areas (basements, lobbies)
2) inspect apartments following modified RESNET sampling protocol.
3) *PHOTOS REQUIRED*
- Provide photographs of at least one (1) representative detector of each type being inspected.
Notes to be Included in Drawings and Specifications
• Specify smoke and carbon monoxide detectors per local building code in common area and apartments.
|  |  |  | INSPECTION | INSPECTION COMMENTS Problems, sample details/apt #s, etc.
Location - Residential • Confirm location and existence of smoke and CO detectors in relation to plans and specifications.
Location - Nonresidential • Confirm location and existence of ssmoke and Co detectors that serve the nonresidential associated areas of the building.
Statement of Substantial Completion • A Statement of Substantial Completion or approved proxy may be submitted to establish completion of the work associated with this protocol. A Statement of Substantial Completion is to be completed by the installation contractor or other qualified representative on company letter head and attached to all relevant T&V Worksheets complete with all required information, photographs, cut sheets, etc.
Yes
No
N/A

## 10.1 - METERS
TOC | METERS - CONFIGURATION - PROTOCOL 10.1 |  |  |  | Date: |  | Field Verified By:
| Project Name: | 0
Schedule
1) After piping and wiring are complete
2) After installation, hook-up, and activation of meters for sub-metering tests
Equipment and Documentation Needed
1) Camera
2) Plans and Specifications
Sampling Requirements
1) Where metering is in basement or central location, check all meter banks. Where metering is distributed in common areas, such as hallway utility closets or is inside individual apartments, follow the modified RESNET sampling protocol outlined in the How to Use this Manual section on page 10 of the T&V Protocols to include, at a minimum, one apartment from each line.
2) Conduct sub-metering tests on apartments following modified RESNET sampling protocol.
3) *PHOTOS REQUIRED*
- Provide photographs of all types of meters (electrical, gas, water) for building. Be sure to properly label location and type of meter represented.
Notes to be Included in Drawings and Specifications
• Specify separate utility meters for any non-residential associated areas of the buildings (i.e. leased commercial spaces).
| METER TYPE: | Electric | Gas | Water
Location
Utility Company (National Grid)
Configuration (Direct, Master, Sub)
# of Meters
Areas Served (Common, Apts, Retail)
[6 empty] | INSPECTION | INSPECTION COMMENTS Problems, sample details/apt #s, etc.
Location - Residential • Confirm location and existence of electric, gas, and water meters and observe configurations (areas served) in relation to plans and specifications.
Location - Nonresidential • Confirm location and existence of separate meters that serve the nonresidential associated areas of the building.
Type • Check meter types against specifications (and/or utility correspondence).
Configuration • Confirm metering configuration: master meter, sub-metered, direct metered.
Utility Release Forms • For buildings that are direct-metered for utilities to the apartments, verify the building owner has secured signed releases from individual apartment occupants to allow EPA, or their designated official, to assess the building’s energy performance.
Statement of Substantial Completion • A Statement of Substantial Completion or approved proxy may be submitted to establish completion of the work associated with this protocol. A Statement of Substantial Completion is to be completed by the installation contractor or other qualified representative on company letter head and attached to all relevant T&V Worksheets complete with all required information, photographs, cut sheets, etc.
Yes
No
N/A

## RECS - Baseline (hidden)
Designed for ENERGY STAR
Multi-Family Building Design Assistant
Building Description | [6 empty] | PROTOTYPE
Building Name | 0 | [5 empty] | 2005-02-15
5-digit Zip Code: | 0 | [6 empty] | TEST BUILDING:
Mapping Location: | #N/A | [6 empty] | DOEID #: | 1053
[8 empty] | Location: | Watertown, NY
| Floor Area (ft2) | Heated Floor Area (ft2) | Air Conditioned Floor Area (ft2) | Number of Units in Building | Total Number of Bedrooms in Building |  |  | Unit SF: | 695
Residential | 0 | 0 | 0 | 0 | 0 |  |  | Resid SF: | 80000
Common Space | 0 | - Optional (potential large impact to score) | [5 empty] | # Units: | 115.1079
Commercial Space | 0 | - Optional (potential large impact to score) | [5 empty] | Unit kWh: | 1428
Under Ground Garage | 0 | - Optional (limited impact to score) | [5 empty] | Unit NG kBtu | 61322
Above Ground Garage | 0 | - Optional (minimal impact to score) | [5 empty] | Bldg kWh | 164374.1007 | (# units x unit kWh)
Parking Lot | 0 | - Optional (minimal impact to score) | [5 empty] | Bldg NG kBtu | 7058647.482 | (# units x unit NG kBtu)
Building Total | 0 | - Excludes garage and parking lot areas | [5 empty] | (estimates assume common & commercial use same as residential)
Estimated Annual Consumption
| Electricity | Gas | Fuel Oil | Steam | Chilled Water |  |  | at | in | at | in | cost in
Select Units: | kBTU | kBTU | [5 empty] | $0.08/kWh | $/SF | $8/MMBtu | $/SF | $/SF
Energy | #DIV/0! | #DIV/0! |  |  |  | (Required) |  | #DIV/0! | #DIV/0! | #DIV/0! | #DIV/0! | #DIV/0!
| Electricity |  | Fuel Oil | Steam | Chilled Water
Cost ($) | #DIV/0! | #DIV/0! |  |  |  | **Optional**
Results
|  | ENERGY STAR Design |  | Average | Your Building |  | Delta to Minimum Energy Star Design
| Score | 75 |  | 50 | #DIV/0!
| Building Site Energy Use (kBtu/year) | #DIV/0! |  | #DIV/0! | #DIV/0! |  | #DIV/0!
| Site Energy Use Intensity (kBtu/ft2-year) | #DIV/0! |  |  | #DIV/0!
| Energy Cost Intensity ($/ft2-year) | #DIV/0! |  | #DIV/0! | #DIV/0!
| Total Annual Energy Cost ($/year) | #DIV/0! |  | #DIV/0! | #DIV/0!
Web Site: | www.epa.gov/buildings/label |  |  | E-Mail: energystar.buildings@epa.gov
Disclaimer: Values represented herein are approximations and are not intended to represent official ENERGY STAR values.
The Multi-Family Building Design Assistant quantifies the projected performance of a user defined multi-family building relative to ENERGY STAR where a score of 75 or greater denotes performance among the nation's top 25%. For definitions or help on the terms below, simply click-on any underlined text. Click-on "Return" text to come back to this page. To use this tool you will need to have previously calculated the building's annual energy consumption by fuel type. Provide entries for your building below.
The Multi-Family Building Design Assistant quantifies the projected performance of a user defined multi-family building relative to ENERGY STAR where a score of 75 or greater denotes performance among the nation's top 25%. To use this tool you will need to have previously calculated the building's annual energy consumption by fuel type. Provide entries for your building below.

## RECS - Proposed (hidden)
Designed for ENERGY STAR
Multi-Family Building Design Assistant
Building Description | [6 empty] | PROTOTYPE
Building Name | 0 | [5 empty] | 2005-02-15
5-digit Zip Code: | 0 | [6 empty] | TEST BUILDING:
Mapping Location: | #N/A | [6 empty] | DOEID #: | 1053
[8 empty] | Location: | Watertown, NY
| Floor Area (ft2) | Heated Floor Area (ft2) | Air Conditioned Floor Area (ft2) | Number of Units in Building | Total Number of Bedrooms in Building |  |  | Unit SF: | 695
Residential | 0 | 0 | 0 | 0 | 0 |  |  | Resid SF: | 80000
Common Space | 0 | - Optional (potential large impact to score) | [5 empty] | # Units: | 115.1079
Commercial Space | 0 | - Optional (potential large impact to score) | [5 empty] | Unit kWh: | 1428
Under Ground Garage | 0 | - Optional (limited impact to score) | [5 empty] | Unit NG kBtu | 61322
Above Ground Garage | 0 | - Optional (minimal impact to score) | [5 empty] | Bldg kWh | 164374.1007 | (# units x unit kWh)
Parking Lot | 0 | - Optional (minimal impact to score) | [5 empty] | Bldg NG kBtu | 7058647.482 | (# units x unit NG kBtu)
Building Total | 0 | - Excludes garage and parking lot areas | [5 empty] | (estimates assume common & commercial use same as residential)
Estimated Annual Consumption
| Electricity | Gas | Fuel Oil | Steam | Chilled Water |  |  | at | in | at | in | cost in
Select Units: | kBTU | kBTU | [5 empty] | $0.08/kWh | $/SF | $8/MMBtu | $/SF | $/SF
Energy | 0 | 0 |  |  |  | (Required) |  | 0 | #DIV/0! | 0 | #DIV/0! | #DIV/0!
| Electricity | Gas | Fuel Oil | Steam | Chilled Water
Cost ($) | 0 | 0 |  |  |  | **Optional**
Results
|  | ENERGY STAR Design |  | Average | Your Building |  | Delta to Minimum Energy Star Design
| Score | 75 |  | 50 | #DIV/0!
| Building Site Energy Use (kBtu/year) |  |  |  | 0 |  | #VALUE!
| Site Energy Use Intensity (kBtu/ft2-year) | #VALUE! |  |  | #DIV/0!
| Energy Cost Intensity ($/ft2-year) |  |  |  | #DIV/0!
| Total Annual Energy Cost ($/year) |  |  |  | 0
Web Site: | www.epa.gov/buildings/label |  |  | E-Mail: energystar.buildings@epa.gov
Disclaimer: Values represented herein are approximations and are not intended to represent official ENERGY STAR values.
The Multi-Family Building Design Assistant quantifies the projected performance of a user defined multi-family building relative to ENERGY STAR where a score of 75 or greater denotes performance among the nation's top 25%. For definitions or help on the terms below, simply click-on any underlined text. Click-on "Return" text to come back to this page. To use this tool you will need to have previously calculated the building's annual energy consumption by fuel type. Provide entries for your building below.
The Multi-Family Building Design Assistant quantifies the projected performance of a user defined multi-family building relative to ENERGY STAR where a score of 75 or greater denotes performance among the nation's top 25%. To use this tool you will need to have previously calculated the building's annual energy consumption by fuel type. Provide entries for your building below.

## Tables of Values (hidden)
Baseline Fixtures, per EPAct 1992
Fixture | Flow Rate
Baseline Toilets (GPF) | 1.6
Baseline Urinals (GPF) | 1
Baseline Showerheads (GPM) | 2.5
Baseline Bathroom Faucets (GPM) | 2.5
Baseline Kitchen Faucets (GPM) | 2.5
Fixture Use
Fixture Type | Duration (sec) | Uses/Day/Occupant
Toilets | - | 5
Urinals | - | -
Showerheads | 450 | 0.75
Bathroom Faucets | 15 | 5
Kitchen Faucets | 60 | 4

## Locator Map (hidden)
| actual | actual |  | actual |  |  |  | climate mapped |  |  |  | weather normalization mapped
| zip_code | zip_state |  | zip_city |  |  |  | city state | state | CDD | HDD | city | state | file name
User | #REF! | [5 empty] | #REF!
| 574 | "South_Dakota" | SD | "Aberdeen" | 10 | Aberdeen | Aberdeen, SD | ABERDEEN SD | SD | 633 | 8446 | Fargo | ND | NDFARGO.txt
| 795 | "Texas" | TX | "Abilene" | 9 | Abilene | Abilene, TX | ABILENE TX | TX | 2451 | 2584 | Abilene | TX | TXABILEN.txt
| 796 | "Texas" | TX | "Abilene" | 9 | Abilene | Abilene, TX | ABILENE TX | TX | 2451 | 2584 | Abilene | TX | TXABILEN.txt
| 036 | "New_Hampshire" | NH | "Acworth" | 9 | Acworth | Acworth, NH | CONCORD NH | NH | 328 | 7554 | Concord | NH | NHCONCOR.txt
| 790 | "Texas" | TX | "Adrian" | 8 | Adrian | Adrian, TX | AMARILLO TX | TX | 1354 | 4258 | Amarillo | TX | TXAMARIL.txt
| 298 | "South_Carolina" | SC | "Aiken" | 7 | Aiken | Aiken, SC | COLUMBIA SC | SC | 1966 | 2649 | Columbia | SC | SCCOLMBA.txt
| 714 | "Louisiana" | LA | "Aimwell" | 9 | Aimwell | Aimwell, LA | SHREVEPORT LA | LA | 2368 | 2264 | Shreveport | LA | LASHREVE.txt
| 442 | "Ohio" | OH | "Akron" | 7 | Akron | Akron, OH | AKRON OH | OH | 625 | 6160 | Akron Canton | OH | OHAKRON.txt
| 443 | "Ohio" | OH | "Akron" | 7 | Akron | Akron, OH | AKRON OH | OH | 625 | 6160 | Akron Canton | OH | OHAKRON.txt
| 811 | "Colorado" | CO | "Alamosa" | 9 | Alamosa | Alamosa, CO | ALAMOSA CO | CO | 62 | 8749 | Colorado Springs | CO | COCOSPGS.txt
| 317 | "Georgia" | GA | "Albany" | 8 | Albany | Albany, GA | COLUMBUS GA | GA | 2284 | 2261 | Columbus | GA | GACOLMBS.txt
| 120 | "New_York" | NY | "Albany" | 8 | Albany | Albany, NY | ALBANY NY | NY | 507 | 6894 | Albany | NY | NYALBANY.txt
| 121 | "New_York" | NY | "Albany" | 8 | Albany | Albany, NY | ALBANY NY | NY | 507 | 6894 | Albany | NY | NYALBANY.txt
| 122 | "New_York" | NY | "Albany" | 8 | Albany | Albany, NY | ALBANY NY | NY | 507 | 6894 | Albany | NY | NYALBANY.txt
| 871 | "New_Mexico" | NM | "Albuquerque" | 13 | Albuquerque | Albuquerque, NM | ALBUQUERQUE NM | NM | 1244 | 4425 | Albuquerque | NM | NMALBUQU.txt
| 872 | "New_Mexico" | NM | "Albuquerque" | 13 | Albuquerque | Albuquerque, NM | ALBUQUERQUE NM | NM | 1244 | 4425 | Albuquerque | NM | NMALBUQU.txt
| 713 | "Louisiana" | LA | "Alexandria" | 12 | Alexandria | Alexandria, LA | SHREVEPORT LA | LA | 2368 | 2264 | Shreveport | LA | LASHREVE.txt
| 223 | "Virginia" | VA | "Alexandria" | 12 | Alexandria | Alexandria, VA | WASHINGTON NAT'L AP DC | DC | 1549 | 4047 | Washington | MD | MDWASHDC.txt
| 918 | "California" | CA | "Alhambra" | 10 | Alhambra | Alhambra, CA | LOS ANGELES C.O. CA | CA | 1537 | 1154 | Los Angeles | CA | CALOSANG.txt
| 181 | "Pennsylvania" | PA | "Allentown" | 11 | Allentown | Allentown, PA | ALLENTOWN PA | PA | 773 | 5785 | Allentown | PA | PAALLENT.txt
| 693 | "Nebraska" | NE | "Alliance" | 10 | Alliance | Alliance, NE | RAPID CITY SD | SD | 611 | 7301 | Rapid City | SD | SDRAPCTY.txt
| 166 | "Pennsylvania" | PA | "Altoona" | 9 | Altoona | Altoona, PA | PITTSBURGH PA | PA | 654 | 5968 | Pittsburgh | PA | PAPITTSB.txt
| 791 | "Texas" | TX | "Amarillo" | 10 | Amarillo | Amarillo, TX | AMARILLO TX | TX | 1354 | 4258 | Amarillo | TX | TXAMARIL.txt
| 928 | "California" | CA | "Anaheim" | 9 | Anaheim | Anaheim, CA | LONG BEACH CA | CA | 1201 | 1430 | Los Angeles | CA | CALOSANG.txt
| 995 | "Alaska" | AK | "Anchorage" | 11 | Anchorage | Anchorage, AK | ANCHORAGE AK | AK | 0 | 10570 | Anchorage | AK | AKANCHOR.txt
| 996 | "Alaska" | AK | "Anchorage" | 11 | Anchorage | Anchorage, AK | ANCHORAGE AK | AK | 0 | 10570 | Anchorage | AK | AKANCHOR.txt
| 289 | "North_Carolina" | NC | "Andrews" | 9 | Andrews | Andrews, NC | KNOXVILLE TN | TN | 1266 | 3937 | Knoxville | TN | TNKNOXVI.txt
| 481 | "Michigan" | MI | "Ann Arbor" | 11 | Ann Arbor | Ann Arbor, MI | DETROIT MI | MI | 626 | 6569 | Detroit | MI | MIDETROI.txt
| 214 | "Maryland" | MD | "Annapolis" | 11 | Annapolis | Annapolis, MD | BALTIMORE MD | MD | 1137 | 4707 | Baltimore | MD | MDBALTIM.txt
| 362 | "Alabama" | AL | "Anniston" | 10 | Anniston | Anniston, AL | BIRMINGHAM AP AL | AL | 1797 | 2918 | Birmingham | AL | ALBIRMIN.txt
| 734 | "Oklahoma" | OK | "Ardmore" | 9 | Ardmore | Ardmore, OK | DALLAS-FORT WORTH TX | TX | 2603 | 2407 | Dallas Ft Worth | TX | TXDALLAS.txt
| 222 | "Virginia" | VA | "Arlington" | 11 | Arlington | Arlington, VA | WASHINGTON NAT'L AP DC | DC | 1549 | 4047 | Washington | MD | MDWASHDC.txt
| 287 | "North_Carolina" | NC | "Asheville" | 11 | Asheville | Asheville, NC | BRISTOL-JHNSN CTY-KNGSPRT TN | TN | 972 | 4406 | Asheville | NC | NCASHEVI.txt
| 288 | "North_Carolina" | NC | "Asheville" | 11 | Asheville | Asheville, NC | ASHEVILLE NC | NC | 787 | 4308 | Asheville | NC | NCASHEVI.txt
| 411 | "Kentucky" | KY | "Ashland" | 9 | Ashland | Ashland, KY | LEXINGTON KY | KY | 1140 | 4783 | Lexington | KY | KYLEXING.txt
| 412 | "Kentucky" | KY | "Ashland" | 9 | Ashland | Ashland, KY | HUNTINGTON WV | WV | 1005 | 4665 | Charleston | WV | WVCHARLE.txt
| 306 | "Georgia" | GA | "Athens" | 8 | Athens | Athens, GA | ATHENS GA | GA | 1709 | 2893 | Atlanta | GA | GAATLANT.txt
| 457 | "Ohio" | OH | "Athens" | 8 | Athens | Athens, OH | COLUMBUS OH | OH | 797 | 5708 | Columbus | OH | OHCOLMBS.txt
| 300 | "Georgia" | GA | "Atlanta" | 9 | Atlanta | Atlanta, GA | ATLANTA GA | GA | 1667 | 2991 | Atlanta | GA | GAATLANT.txt
| 301 | "Georgia" | GA | "Atlanta" | 9 | Atlanta | Atlanta, GA | ATLANTA GA | GA | 1667 | 2991 | Atlanta | GA | GAATLANT.txt
| 302 | "Georgia" | GA | "Atlanta" | 9 | Atlanta | Atlanta, GA | ATLANTA GA | GA | 1667 | 2991 | Atlanta | GA | GAATLANT.txt
| 303 | "Georgia" | GA | "Atlanta" | 9 | Atlanta | Atlanta, GA | ATLANTA GA | GA | 1667 | 2991 | Atlanta | GA | GAATLANT.txt
| 084 | "New_Jersey" | NJ | "Atlantic City" | 15 | Atlantic City | Atlantic City, NJ | ATLANTIC CITY AP NJ | NJ | 826 | 5169 | Atlantic City | NJ | NJATLCTY.txt
| 042 | "Maine" | ME | "Auburn" | 8 | Auburn | Auburn, ME | PORTLAND ME | ME | 268 | 7378 | Portland | ME | MEPORTLA.txt
| 308 | "Georgia" | GA | "Augusta" | 9 | Augusta | Augusta, GA | ATHENS GA | GA | 1709 | 2893 | Columbia | SC | SCCOLMBA.txt
| 309 | "Georgia" | GA | "Augusta" | 9 | Augusta | Augusta, GA | AUGUSTA GA | GA | 1948 | 2565 | Columbia | SC | SCCOLMBA.txt
| 043 | "Maine" | ME | "Augusta" | 9 | Augusta | Augusta, ME | PORTLAND ME | ME | 268 | 7378 | Portland | ME | MEPORTLA.txt
| 786 | "Texas" | TX | "Austin" | 8 | Austin | Austin, TX | SAN ANTONIO TX | TX | 2996 | 1644 | Austin | TX | TXAUSTIN.txt
| 787 | "Texas" | TX | "Austin" | 8 | Austin | Austin, TX | AUSTIN TX | TX | 3016 | 1688 | Austin | TX | TXAUSTIN.txt
| 933 | "California" | CA | "Bakersfield" | 13 | Bakersfield | Bakersfield, CA | BAKERSFIELD CA | CA | 2365 | 2182 | Fresno | CA | CAFRESNO.txt
| 932 | "California" | CA | "Bakersfield/Visalia" | 21 | Bakersfield/Visalia | Bakersfield/Visalia, CA | FRESNO CA | CA | 1967 | 2556 | Fresno | CA | CAFRESNO.txt
| 210 | "Maryland" | MD | "Baltimore" | 11 | Baltimore | Baltimore, MD | BALTIMORE MD | MD | 1137 | 4707 | Baltimore | MD | MDBALTIM.txt
| 211 | "Maryland" | MD | "Baltimore" | 11 | Baltimore | Baltimore, MD | BALTIMORE MD | MD | 1137 | 4707 | Baltimore | MD | MDBALTIM.txt
| 212 | "Maryland" | MD | "Baltimore" | 11 | Baltimore | Baltimore, MD | BALTIMORE MD | MD | 1137 | 4707 | Baltimore | MD | MDBALTIM.txt
| 213 | "Maryland" | MD | "Baltimore" | 11 | Baltimore | Baltimore, MD | BALTIMORE MD | MD | 1137 | 4707 | Baltimore | MD | MDBALTIM.txt
| 044 | "Maine" | ME | "Bangor" | 8 | Bangor | Bangor, ME | PORTLAND ME | ME | 268 | 7378 | Portland | ME | MEPORTLA.txt
| 725 | "Arkansas" | AR | "Batesville" | 12 | Batesville | Batesville, AR | NORTH LITTLE ROCK AR | AR | 1916 | 3228 | Little Rock | AR | ARLIROCK.txt
| 045 | "Maine" | ME | "Bath" | 6 | Bath | Bath, ME | PORTLAND ME | ME | 268 | 7378 | Portland | ME | MEPORTLA.txt
| 707 | "Louisiana" | LA | "Baton Rouge" | 13 | Baton Rouge | Baton Rouge, LA | BATON ROUGE LA | LA | 2690 | 1669 | Baton Rouge | LA | LABATONR.txt
| 708 | "Louisiana" | LA | "Baton Rouge" | 13 | Baton Rouge | Baton Rouge, LA | BATON ROUGE LA | LA | 2690 | 1669 | Baton Rouge | LA | LABATONR.txt
| 408 | "Kentucky" | KY | "Baxter" | 8 | Baxter | Baxter, KY | BRISTOL-JHNSN CTY-KNGSPRT TN | TN | 972 | 4406 | Knoxville | TN | TNKNOXVI.txt
| 299 | "South_Carolina" | SC | "Beaufort" | 10 | Beaufort | Beaufort, SC | SAVANNAH GA | GA | 2365 | 1847 | Savannah | GA | GASAVANN.txt
| 776 | "Texas" | TX | "Beaumont" | 10 | Beaumont | Beaumont, TX | PORT ARTHUR TX | TX | 2764 | 1499 | Houston | TX | TXHOUSTO.txt
| 777 | "Texas" | TX | "Beaumont" | 10 | Beaumont | Beaumont, TX | PORT ARTHUR TX | TX | 2764 | 1499 | Houston | TX | TXHOUSTO.txt
| 258 | "West_Virginia" | WV | "Beckley" | 9 | Beckley | Beckley, WV | BECKLEY WV | WV | 463 | 5558 | Charleston | WV | WVCHARLE.txt
| 259 | "West_Virginia" | WV | "Beckley" | 9 | Beckley | Beckley, WV | BECKLEY WV | WV | 463 | 5558 | Charleston | WV | WVCHARLE.txt
| 051 | "Vermont" | VT | "Bellows Falls" | 15 | Bellows Falls | Bellows Falls, VT | CONCORD NH | NH | 328 | 7554 | Concord | NH | NHCONCOR.txt
| 566 | "Minnesota" | MN | "Bemidji" | 9 | Bemidji | Bemidji, MN | INTERNATIONAL FALLS MN | MN | 249 | 10487 | Duluth | MN | MNDULUTH.txt
| 977 | "Oregon" | OR | "Bend" | 6 | Bend | Bend, OR | BURNS OR | OR | 202 | 7785 | Yakima | WA | WAYAKIMA.txt
| 052 | "Vermont" | VT | "Bennington" | 12 | Bennington | Bennington, VT | ALBANY NY | NY | 507 | 6894 | Albany | NY | NYALBANY.txt
| 947 | "California" | CA | "Berkeley" | 10 | Berkeley | Berkeley, CA | SAN FRANCISCO AP CA | CA | 145 | 3016 | San Jose | CA | CASANJOS.txt
| 870 | "New_Mexico" | NM | "Bernalillo" | 12 | Bernalillo | Bernalillo, NM | ALBUQUERQUE NM | NM | 1244 | 4425 | Albuquerque | NM | NMALBUQU.txt
| 590 | "Montana" | MT | "Billings" | 10 | Billings | Billings, MT | BILLINGS MT | MT | 652 | 7164 | Billings | MT | MTBILLIN.txt
| 591 | "Montana" | MT | "Billings" | 10 | Billings | Billings, MT | BILLINGS MT | MT | 652 | 7164 | Billings | MT | MTBILLIN.txt
| 137 | "New_York" | NY | "Binghamton" | 12 | Binghamton | Binghamton, NY | ALBANY NY | NY | 507 | 6894 | Albany | NY | NYALBANY.txt
| 138 | "New_York" | NY | "Binghamton" | 12 | Binghamton | Binghamton, NY | ALBANY NY | NY | 507 | 6894 | Albany | NY | NYALBANY.txt
| 139 | "New_York" | NY | "Binghamton" | 12 | Binghamton | Binghamton, NY | BINGHAMTON NY | NY | 337 | 7273 | Wilkes-Barre | PA | PAWILKES.txt
| 350 | "Alabama" | AL | "Birmingham" | 12 | Birmingham | Birmingham, AL | BIRMINGHAM AP AL | AL | 1797 | 2918 | Birmingham | AL | ALBIRMIN.txt
| 351 | "Alabama" | AL | "Birmingham" | 12 | Birmingham | Birmingham, AL | BIRMINGHAM AP AL | AL | 1797 | 2918 | Birmingham | AL | ALBIRMIN.txt
| 352 | "Alabama" | AL | "Birmingham" | 12 | Birmingham | Birmingham, AL | BIRMINGHAM AP AL | AL | 1797 | 2918 | Birmingham | AL | ALBIRMIN.txt
| 585 | "North_Dakota" | ND | "Bismarck" | 10 | Bismarck | Bismarck, ND | BISMARCK ND | ND | 488 | 8968 | Bismarck | ND | NDBISMAR.txt
| 617 | "Illinois" | IL | "Bloomington" | 13 | Bloomington | Bloomington, IL | SPRINGFIELD IL | IL | 1141 | 5688 | Springfield | IL | ILSPRING.txt
| 474 | "Indiana" | IN | "Bloomington" | 13 | Bloomington | Bloomington, IN | INDIANAPOLIS IN | IN | 1014 | 5615 | Indianapolis | IN | ININDIAN.txt
| 247 | "West_Virginia" | WV | "Bluefield" | 11 | Bluefield | Bluefield, WV | ROANOKE VA | VA | 1052 | 4360 | Roanoke | VA | VAROANOK.txt
| 836 | "Idaho" | ID | "Boise" | 7 | Boise | Boise, ID | BOISE ID | ID | 754 | 5861 | Boise | ID | IDBOISE.txt
| 837 | "Idaho" | ID | "Boise" | 7 | Boise | Boise, ID | BOISE ID | ID | 754 | 5861 | Boise | ID | IDBOISE.txt
| 020 | "Massachusetts" | MA | "Boston" | 8 | Boston | Boston, MA | WORCESTER MA | MA | 333 | 6979 | Boston | MA | MABOSTON.txt
| 021 | "Massachusetts" | MA | "Boston" | 8 | Boston | Boston, MA | BOSTON MA | MA | 678 | 5641 | Boston | MA | MABOSTON.txt
| 022 | "Massachusetts" | MA | "Boston" | 8 | Boston | Boston, MA | BOSTON MA | MA | 678 | 5641 | Boston | MA | MABOSTON.txt
| 803 | "Colorado" | CO | "Boulder" | 9 | Boulder | Boulder, CO | DENVER CO | CO | 679 | 6020 | Denver | CO | CODENVER.txt
| 421 | "Kentucky" | KY | "Bowling Green" | 15 | Bowling Green | Bowling Green, KY | LOUISVILLE KY | KY | 1288 | 4514 | Louisville | KY | KYLOUISV.txt
| 434 | "Ohio" | OH | "Bowling Green" | 15 | Bowling Green | Bowling Green, OH | TOLEDO OH | OH | 610 | 6579 | Toledo | OH | OHTOLEDO.txt
| 342 | "Florida" | FL | "Bradenton" | 11 | Bradenton | Bradenton, FL | TAMPA FL | FL | 3427 | 725 | Tampa St. Petersburg | FL | FLTAMPA.txt
| 167 | "Pennsylvania" | PA | "Bradford" | 10 | Bradford | Bradford, PA | ERIE PA | PA | 550 | 6279 | Erie | PA | PAERIE.txt
| 564 | "Minnesota" | MN | "Brainerd" | 10 | Brainerd | Brainerd, MN | SAINT CLOUD MN | MN | 415 | 8928 | Minneapolis St. Paul | MN | MNMINPLS.txt
| 053 | "Vermont" | VT | "Brattleboro" | 13 | Brattleboro | Brattleboro, VT | WORCESTER MA | MA | 333 | 6979 | Albany | NY | NYALBANY.txt
| 066 | "Connecticut" | CT | "Bridgeport" | 12 | Bridgeport | Bridgeport, CT | BRIDGEPORT CT | CT | 724 | 5537 | Bridgeport | CT | CTBRIDGE.txt
| 242 | "Virginia" | VA | "Bristol" | 9 | Bristol | Bristol, VA | ROANOKE VA | VA | 1052 | 4360 | Roanoke | VA | VAROANOK.txt
| 023 | "Massachusetts" | MA | "Brockton" | 10 | Brockton | Brockton, MA | PROVIDENCE RI | RI | 606 | 5884 | Rhode Island | RI | RIPROVID.txt
| 024 | "Massachusetts" | MA | "Brockton" | 10 | Brockton | Brockton, MA | BOSTON MA | MA | 678 | 5641 | Boston | MA | MABOSTON.txt
| 104 | "New_York" | NY | "Bronx" | 7 | Bronx | Bronx, NY | NEW YORK (LAGUARDIA AP) NY | NY | 1052 | 4910 | New York City | NY | NYNEWYOR.txt
| 112 | "New_York" | NY | "Brooklyn" | 10 | Brooklyn | Brooklyn, NY | NEW YORK (LAGUARDIA AP) NY | NY | 1052 | 4910 | New York City | NY | NYNEWYOR.txt
| 785 | "Texas" | TX | "Brownsville" | 13 | Brownsville | Brownsville, TX | BROWNSVILLE TX | TX | 3888 | 635 | Brownsville | TX | TXBROWNS.txt
| 768 | "Texas" | TX | "Brownwood" | 11 | Brownwood | Brownwood, TX | ABILENE TX | TX | 2451 | 2584 | Abilene | TX | TXABILEN.txt
| 778 | "Texas" | TX | "Bryan" | 7 | Bryan | Bryan, TX | AUSTIN TX | TX | 3016 | 1688 | Austin | TX | TXAUSTIN.txt
| 853 | "Arizona" | AZ | "Buckeye/Yuma" | 14 | Buckeye/Yuma | Buckeye/Yuma, AZ | YUMA AZ | AZ | 4305 | 927 | Yuma | AZ | AZYUMA.txt
| 262 | "West_Virginia" | WV | "Buckhannon" | 12 | Buckhannon | Buckhannon, WV | CHARLESTON WV | WV | 1031 | 4646 | Charleston | WV | WVCHARLE.txt
| 140 | "New_York" | NY | "Buffalo" | 9 | Buffalo | Buffalo, NY | ERIE PA | PA | 550 | 6279 | Erie | PA | PAERIE.txt
| 141 | "New_York" | NY | "Buffalo" | 9 | Buffalo | Buffalo, NY | ROCHESTER NY | NY | 425 | 6734 | Rochester | NY | NYROCHES.txt
| 142 | "New_York" | NY | "Buffalo" | 9 | Buffalo | Buffalo, NY | BUFFALO NY | NY | 477 | 6747 | Buffalo | NY | NTBUFFAL.txt
| 915 | "California" | CA | "Burbank" | 9 | Burbank | Burbank, CA | LOS ANGELES C.O. CA | CA | 1537 | 1154 | Los Angeles | CA | CALOSANG.txt
| 526 | "Iowa" | IA | "Burlington" | 12 | Burlington | Burlington, IA | MOLINE IL | IL | 911 | 6474 | Des Moines | IA | IADESMOI.txt
| 054 | "Vermont" | VT | "Burlington" | 12 | Burlington | Burlington, VT | BURLINGTON VT | VT | 388 | 7771 | Burlington | VT | VTBURLIN.txt
| 369 | "Alabama" | AL | "Butler" | 8 | Butler | Butler, AL | MERIDIAN MS | MS | 2138 | 2444 | Jackson | MS | MSJACKSO.txt
| 160 | "Pennsylvania" | PA | "Butler" | 8 | Butler | Butler, PA | YOUNGSTOWN OH | OH | 497 | 6544 | Youngstown | OH | OHYOUNGS.txt
| 597 | "Montana" | MT | "Butte" | 7 | Butte | Butte, MT | MISSOULA MT | MT | 280 | 7792 | Helena | MT | MTHELENA.txt
| 025 | "Massachusetts" | MA | "Buzzards Bay" | 14 | Buzzards Bay | Buzzards Bay, MA | PROVIDENCE RI | RI | 606 | 5884 | Rhode Island | RI | RIPROVID.txt
| 717 | "Arkansas" | AR | "Camden" | 8 | Camden | Camden, AR | LITTLE ROCK AR | AR | 2005 | 3155 | Little Rock | AR | ARLIROCK.txt
| 081 | "New_Jersey" | NJ | "Camden" | 8 | Camden | Camden, NJ | PHILADELPHIA PA | PA | 1101 | 4954 | Philadelphia | PA | PAPHILAD.txt
| 413 | "Kentucky" | KY | "Campton" | 9 | Campton | Campton, KY | JACKSON KY | KY | 1033 | 4393 | Lexington | KY | KYLEXING.txt
| 414 | "Kentucky" | KY | "Campton" | 9 | Campton | Campton, KY | LEXINGTON KY | KY | 1140 | 4783 | Lexington | KY | KYLEXING.txt
| 059 | "Vermont" | VT | "Canaan" | 8 | Canaan | Canaan, VT | BURLINGTON VT | VT | 388 | 7771 | Burlington | VT | VTBURLIN.txt
| 446 | "Ohio" | OH | "Canton" | 8 | Canton | Canton, OH | AKRON OH | OH | 625 | 6160 | Akron Canton | OH | OHAKRON.txt
| 447 | "Ohio" | OH | "Canton" | 8 | Canton | Canton, OH | AKRON OH | OH | 625 | 6160 | Akron Canton | OH | OHAKRON.txt
| 637 | "Missouri" | MO | "Cape Girardeau" | 16 | Cape Girardeau | Cape Girardeau, MO | ST. LOUIS MO | MO | 1534 | 4758 | St Louis | MO | MOSTLOUI.txt
| 629 | "Illinois" | IL | "Carbondale" | 12 | Carbondale | Carbondale, IL | EVANSVILLE IN | IN | 1376 | 4708 | Evansville | IN | INEVANSV.txt
| 047 | "Maine" | ME | "Caribou" | 9 | Caribou | Caribou, ME | CARIBOU ME | ME | 131 | 9651 | Caribou | ME | MECARIBO.txt
| 883 | "New_Mexico" | NM | "Carrizozo" | 11 | Carrizozo | Carrizozo, NM | ALBUQUERQUE NM | NM | 1244 | 4425 | Albuquerque | NM | NMALBUQU.txt
| 514 | "Iowa" | IA | "Carroll" | 9 | Carroll | Carroll, IA | SIOUX CITY IA | IA | 907 | 6893 | Sioux City | IA | IASIOCTY.txt
| 897 | "Nevada" | NV | "Carson City" | 13 | Carson City | Carson City, NV | RENO NV | NV | 508 | 5674 | Reno | NV | NVRENO.txt
| 852 | "Arizona" | AZ | "Casa Grande" | 13 | Casa Grande | Casa Grande, AZ | TUCSON AZ | AZ | 2954 | 1678 | Tucson | AZ | AZTUCSON.txt
| 826 | "Wyoming" | WY | "Casper" | 8 | Casper | Casper, WY | SHERIDAN WY | WY | 439 | 7804 | Casper | WY | WYCASPER.txt
| 522 | "Iowa" | IA | "Cedar Rapids" | 14 | Cedar Rapids | Cedar Rapids, IA | DES MOINES IA | IA | 1036 | 6497 | Des Moines | IA | IADESMOI.txt
| 523 | "Iowa" | IA | "Cedar Rapids" | 14 | Cedar Rapids | Cedar Rapids, IA | DES MOINES IA | IA | 1036 | 6497 | Des Moines | IA | IADESMOI.txt
| 524 | "Iowa" | IA | "Cedar Rapids" | 14 | Cedar Rapids | Cedar Rapids, IA | WATERLOO IA | IA | 702 | 7406 | Des Moines | IA | IADESMOI.txt
| 628 | "Illinois" | IL | "Centralia" | 11 | Centralia | Centralia, IL | EVANSVILLE IN | IN | 1376 | 4708 | Evansville | IN | INEVANSV.txt
| 172 | "Pennsylvania" | PA | "Chambersburg" | 14 | Chambersburg | Chambersburg, PA | HARRISBURG PA | PA | 962 | 5347 | Harrisburg | PA | PAHARRIS.txt
| 618 | "Illinois" | IL | "Champaign/Urbana" | 18 | Champaign/Urbana | Champaign/Urbana, IL | SPRINGFIELD IL | IL | 1141 | 5688 | Springfield | IL | ILSPRING.txt
| 619 | "Illinois" | IL | "Champaign/Urbana" | 18 | Champaign/Urbana | Champaign/Urbana, IL | SPRINGFIELD IL | IL | 1141 | 5688 | Springfield | IL | ILSPRING.txt
| 294 | "South_Carolina" | SC | "Charleston" | 12 | Charleston | Charleston, SC | CHARLESTON AP SC | SC | 2266 | 2013 | Charleston | SC | SCCHARLE.txt
| 250 | "West_Virginia" | WV | "Charleston" | 12 | Charleston | Charleston, WV | CHARLESTON WV | WV | 1031 | 4646 | Charleston | WV | WVCHARLE.txt
| 251 | "West_Virginia" | WV | "Charleston" | 12 | Charleston | Charleston, WV | CHARLESTON WV | WV | 1031 | 4646 | Charleston | WV | WVCHARLE.txt
| 252 | "West_Virginia" | WV | "Charleston" | 12 | Charleston | Charleston, WV | CHARLESTON WV | WV | 1031 | 4646 | Charleston | WV | WVCHARLE.txt
| 253 | "West_Virginia" | WV | "Charleston" | 12 | Charleston | Charleston, WV | CHARLESTON WV | WV | 1031 | 4646 | Charleston | WV | WVCHARLE.txt
| 280 | "North_Carolina" | NC | "Charlotte" | 11 | Charlotte | Charlotte, NC | GREENVILLE-SPARTANBURG AP SC | SC | 1473 | 3272 | Charlotte | NC | NCCHARLO.txt
| 281 | "North_Carolina" | NC | "Charlotte" | 11 | Charlotte | Charlotte, NC | GREENVILLE-SPARTANBURG AP SC | SC | 1473 | 3272 | Charlotte | NC | NCCHARLO.txt
| 282 | "North_Carolina" | NC | "Charlotte" | 11 | Charlotte | Charlotte, NC | CHARLOTTE NC | NC | 1582 | 3341 | Charlotte | NC | NCCHARLO.txt
| 229 | "Virginia" | VA | "Charlottesville" | 17 | Charlottesville | Charlottesville, VA | RICHMOND VA | VA | 1348 | 3963 | Richmond | VA | VARICHMO.txt
| 373 | "Tennessee" | TN | "Chattanooga" | 13 | Chattanooga | Chattanooga, TN | HUNTSVILLE AL | AL | 1651 | 3323 | Chattanooga | TN | TNCHATTA.txt
| 374 | "Tennessee" | TN | "Chattanooga" | 13 | Chattanooga | Chattanooga, TN | CHATTANOOGA TN | TN | 1544 | 3587 | Chattanooga | TN | TNCHATTA.txt
| 080 | "New_Jersey" | NJ | "Cherry Hill" | 13 | Cherry Hill | Cherry Hill, NJ | PHILADELPHIA PA | PA | 1101 | 4954 | Philadelphia | PA | PAPHILAD.txt
| 820 | "Wyoming" | WY | "Cheyenne" | 10 | Cheyenne | Cheyenne, WY | CHEYENNE WY | WY | 285 | 7326 | Cheyenne | WY | WYCHEYEN.txt
| 606 | "Illinois" | IL | "Chicago" | 9 | Chicago | Chicago, IL | CHICAGO IL | IL | 752 | 6536 | Chicago | IL | ILCHICAG.txt
| 607 | "Illinois" | IL | "Chicago" | 9 | Chicago | Chicago, IL | CHICAGO IL | IL | 752 | 6536 | Chicago | IL | ILCHICAG.txt
| 792 | "Texas" | TX | "Childress" | 11 | Childress | Childress, TX | LUBBOCK TX | TX | 1689 | 3431 | Lubbock | TX | TXLUBBOC.txt
| 646 | "Missouri" | MO | "Chillicothe" | 13 | Chillicothe | Chillicothe, MO | KANSAS CITY MO | MO | 1288 | 5393 | Kansas City | MO | MOKANCTY.txt
| 456 | "Ohio" | OH | "Chillicothe" | 13 | Chillicothe | Chillicothe, OH | GREATER CINCINNATI AP KY | KY | 996 | 5248 | Cincinnati | OH | OHCINCIN.txt
| 450 | "Ohio" | OH | "Cincinnati" | 12 | Cincinnati | Cincinnati, OH | GREATER CINCINNATI AP KY | KY | 996 | 5248 | Cincinnati | OH | OHCINCIN.txt
| 451 | "Ohio" | OH | "Cincinnati" | 12 | Cincinnati | Cincinnati, OH | GREATER CINCINNATI AP KY | KY | 996 | 5248 | Cincinnati | OH | OHCINCIN.txt
| 452 | "Ohio" | OH | "Cincinnati" | 12 | Cincinnati | Cincinnati, OH | GREATER CINCINNATI AP KY | KY | 996 | 5248 | Cincinnati | OH | OHCINCIN.txt
| 037 | "New_Hampshire" | NH | "Claremont" | 11 | Claremont | Claremont, NH | BURLINGTON VT | VT | 388 | 7771 | Burlington | VT | VTBURLIN.txt
| 263 | "West_Virginia" | WV | "Clarksburg" | 12 | Clarksburg | Clarksburg, WV | ELKINS WV | WV | 346 | 6120 | Elkins | WV | WVELKINS.txt
| 264 | "West_Virginia" | WV | "Clarksburg" | 12 | Clarksburg | Clarksburg, WV | ELKINS WV | WV | 346 | 6120 | Elkins | WV | WVELKINS.txt
| 994 | "Washington" | WA | "Clarkston" | 11 | Clarkston | Clarkston, WA | PENDLETON OR | OR | 701 | 5294 | Yakima | WA | WAYAKIMA.txt
| 346 | "Florida" | FL | "Clearwater" | 12 | Clearwater | Clearwater, FL | TAMPA FL | FL | 3427 | 725 | Tampa St. Petersburg | FL | FLTAMPA.txt
| 440 | "Ohio" | OH | "Cleveland" | 11 | Cleveland | Cleveland, OH | CLEVELAND OH | OH | 621 | 6201 | Cleveland | OH | OHCLEVEL.txt
| 441 | "Ohio" | OH | "Cleveland" | 11 | Cleveland | Cleveland, OH | CLEVELAND OH | OH | 621 | 6201 | Cleveland | OH | OHCLEVEL.txt
| 736 | "Oklahoma" | OK | "Clinton" | 9 | Clinton | Clinton, OK | OKLAHOMA CITY OK | OK | 1859 | 3659 | Oklahoma City | OK | OKOKLCTY.txt
| 881 | "New_Mexico" | NM | "Clovis" | 8 | Clovis | Clovis, NM | CLAYTON NM | NM | 772 | 5064 | Amarillo | TX | TXAMARIL.txt
| 838 | "Idaho" | ID | "Coeur D'Alene" | 15 | Coeur D'Alene | Coeur D'Alene, ID | SPOKANE WA | WA | 398 | 6842 | Spokane | WA | WASPOKAN.txt
| 677 | "Kansas" | KS | "Colby" | 7 | Colby | Colby, KS | GOODLAND KS | KS | 859 | 5974 | Goodland | KS | KSGOODLA.txt
| 808 | "Colorado" | CO | "Colorado Springs" | 18 | Colorado Springs | Colorado Springs, CO | COLORADO SPRINGS CO | CO | 419 | 6415 | Colorado Springs | CO | COCOSPGS.txt
| 809 | "Colorado" | CO | "Colorado Springs" | 18 | Colorado Springs | Colorado Springs, CO | COLORADO SPRINGS CO | CO | 419 | 6415 | Colorado Springs | CO | COCOSPGS.txt
| 652 | "Missouri" | MO | "Columbia" | 10 | Columbia | Columbia, MO | COLUMBIA MO | MO | 1189 | 5212 | St Louis | MO | MOSTLOUI.txt
| 290 | "South_Carolina" | SC | "Columbia" | 10 | Columbia | Columbia, SC | COLUMBIA SC | SC | 1966 | 2649 | Columbia | SC | SCCOLMBA.txt
| 291 | "South_Carolina" | SC | "Columbia" | 10 | Columbia | Columbia, SC | COLUMBIA SC | SC | 1966 | 2649 | Columbia | SC | SCCOLMBA.txt
| 292 | "South_Carolina" | SC | "Columbia" | 10 | Columbia | Columbia, SC | COLUMBIA SC | SC | 1966 | 2649 | Columbia | SC | SCCOLMBA.txt
| 384 | "Tennessee" | TN | "Columbia" | 10 | Columbia | Columbia, TN | NASHVILLE TN | TN | 1616 | 3729 | Nashville | TN | TNNASHVI.txt
| 318 | "Georgia" | GA | "Columbus" | 10 | Columbus | Columbus, GA | MACON GA | GA | 2125 | 2334 | Columbus | GA | GACOLMBS.txt
| 319 | "Georgia" | GA | "Columbus" | 10 | Columbus | Columbus, GA | COLUMBUS GA | GA | 2284 | 2261 | Columbus | GA | GACOLMBS.txt
| 472 | "Indiana" | IN | "Columbus" | 10 | Columbus | Columbus, IN | INDIANAPOLIS IN | IN | 1014 | 5615 | Indianapolis | IN | ININDIAN.txt
| 397 | "Mississippi" | MS | "Columbus" | 10 | Columbus | Columbus, MS | BIRMINGHAM AP AL | AL | 1797 | 2918 | Birmingham | AL | ALBIRMIN.txt
| 686 | "Nebraska" | NE | "Columbus" | 10 | Columbus | Columbus, NE | GRAND ISLAND NE | NE | 997 | 6421 | Lincoln | NE | NELINCOL.txt
| 430 | "Ohio" | OH | "Columbus" | 10 | Columbus | Columbus, OH | COLUMBUS OH | OH | 797 | 5708 | Columbus | OH | OHCOLMBS.txt
| 431 | "Ohio" | OH | "Columbus" | 10 | Columbus | Columbus, OH | COLUMBUS OH | OH | 797 | 5708 | Columbus | OH | OHCOLMBS.txt
| 432 | "Ohio" | OH | "Columbus" | 10 | Columbus | Columbus, OH | COLUMBUS OH | OH | 797 | 5708 | Columbus | OH | OHCOLMBS.txt
| 945 | "California" | CA | "Concord" | 9 | Concord | Concord, CA | SACRAMENTO CA | CA | 1237 | 2749 | Sacramento | CA | CASACRAM.txt
| 033 | "New_Hampshire" | NH | "Concord" | 9 | Concord | Concord, NH | CONCORD NH | NH | 328 | 7554 | Concord | NH | NHCONCOR.txt
| 669 | "Kansas" | KS | "Concordia" | 11 | Concordia | Concordia, KS | CONCORDIA KS | KS | 1317 | 5574 | Topeka | KS | KSTOPEKA.txt
| 773 | "Texas" | TX | "Conroe" | 8 | Conroe | Conroe, TX | HOUSTON TX | TX | 2700 | 1599 | Houston | TX | TXHOUSTO.txt
| 385 | "Tennessee" | TN | "Cookeville" | 12 | Cookeville | Cookeville, TN | NASHVILLE TN | TN | 1616 | 3729 | Nashville | TN | TNNASHVI.txt
| 407 | "Kentucky" | KY | "Corbin" | 8 | Corbin | Corbin, KY | KNOXVILLE TN | TN | 1266 | 3937 | Knoxville | TN | TNKNOXVI.txt
| 783 | "Texas" | TX | "Corpus Christi" | 16 | Corpus Christi | Corpus Christi, TX | CORPUS CHRISTI TX | TX | 3439 | 1016 | Corpus Christi | TX | TXCORPUS.txt
| 784 | "Texas" | TX | "Corpus Christi" | 16 | Corpus Christi | Corpus Christi, TX | CORPUS CHRISTI TX | TX | 3439 | 1016 | Corpus Christi | TX | TXCORPUS.txt
| 515 | "Iowa" | IA | "Council Bluffs" | 16 | Council Bluffs | Council Bluffs, IA | OMAHA (NORTH) NE | NE | 1037 | 6413 | Omaha | NE | NEOMAHA.txt
| 917 | "California" | CA | "Covina" | 8 | Covina | Covina, CA | LONG BEACH CA | CA | 1201 | 1430 | Los Angeles | CA | CALOSANG.txt
| 508 | "Iowa" | IA | "Creston" | 9 | Creston | Creston, IA | DES MOINES IA | IA | 1036 | 6497 | Des Moines | IA | IADESMOI.txt
| 227 | "Virginia" | VA | "Culpeper" | 10 | Culpeper | Culpeper, VA | WASHINGTON DULLES AP DC | DC | 973 | 5006 | Washington | MD | MDWASHDC.txt
| 215 | "Maryland" | MD | "Cumberland" | 12 | Cumberland | Cumberland, MD | PITTSBURGH PA | PA | 654 | 5968 | Pittsburgh | PA | PAPITTSB.txt
| 750 | "Texas" | TX | "Dallas" | 8 | Dallas | Dallas, TX | DALLAS-FORT WORTH TX | TX | 2603 | 2407 | Dallas Ft Worth | TX | TXDALLAS.txt
| 751 | "Texas" | TX | "Dallas" | 8 | Dallas | Dallas, TX | DALLAS-FORT WORTH TX | TX | 2603 | 2407 | Dallas Ft Worth | TX | TXDALLAS.txt
| 752 | "Texas" | TX | "Dallas" | 8 | Dallas | Dallas, TX | DALLAS-FORT WORTH TX | TX | 2603 | 2407 | Dallas Ft Worth | TX | TXDALLAS.txt
| 753 | "Texas" | TX | "Dallas" | 8 | Dallas | Dallas, TX | DALLAS-FORT WORTH TX | TX | 2603 | 2407 | Dallas Ft Worth | TX | TXDALLAS.txt
| 307 | "Georgia" | GA | "Dalton" | 8 | Dalton | Dalton, GA | CHATTANOOGA TN | TN | 1544 | 3587 | Chattanooga | TN | TNCHATTA.txt
| 527 | "Iowa" | IA | "Davenport" | 11 | Davenport | Davenport, IA | MOLINE IL | IL | 911 | 6474 | Des Moines | IA | IADESMOI.txt
| 528 | "Iowa" | IA | "Davenport" | 11 | Davenport | Davenport, IA | MOLINE IL | IL | 911 | 6474 | Des Moines | IA | IADESMOI.txt
| 453 | "Ohio" | OH | "Dayton" | 8 | Dayton | Dayton, OH | COLUMBUS OH | OH | 797 | 5708 | Dayton | OH | OHDAYTON.txt
| 454 | "Ohio" | OH | "Dayton" | 8 | Dayton | Dayton, OH | DAYTON OH | OH | 886 | 5708 | Dayton | OH | OHDAYTON.txt
| 356 | "Alabama" | AL | "Decatur/Florence" | 18 | Decatur/Florence | Decatur/Florence, AL | HUNTSVILLE AL | AL | 1651 | 3323 | Huntsville | AL | ALHUNTSV.txt
| 521 | "Iowa" | IA | "Decorah" | 9 | Decorah | Decorah, IA | LA CROSSE WI | WI | 692 | 7491 | Des Moines | IA | IADESMOI.txt
| 762 | "Texas" | TX | "Denton" | 8 | Denton | Denton, TX | DALLAS-FORT WORTH TX | TX | 2603 | 2407 | Dallas Ft Worth | TX | TXDALLAS.txt
| 800 | "Colorado" | CO | "Denver" | 8 | Denver | Denver, CO | DENVER CO | CO | 679 | 6020 | Denver | CO | CODENVER.txt
| 801 | "Colorado" | CO | "Denver" | 8 | Denver | Denver, CO | DENVER CO | CO | 679 | 6020 | Denver | CO | CODENVER.txt
| 802 | "Colorado" | CO | "Denver" | 8 | Denver | Denver, CO | DENVER CO | CO | 679 | 6020 | Denver | CO | CODENVER.txt
| 500 | "Iowa" | IA | "Des Moines" | 12 | Des Moines | Des Moines, IA | DES MOINES IA | IA | 1036 | 6497 | Des Moines | IA | IADESMOI.txt
| 501 | "Iowa" | IA | "Des Moines" | 12 | Des Moines | Des Moines, IA | DES MOINES IA | IA | 1036 | 6497 | Des Moines | IA | IADESMOI.txt
| 502 | "Iowa" | IA | "Des Moines" | 12 | Des Moines | Des Moines, IA | DES MOINES IA | IA | 1036 | 6497 | Des Moines | IA | IADESMOI.txt
| 503 | "Iowa" | IA | "Des Moines" | 12 | Des Moines | Des Moines, IA | DES MOINES IA | IA | 1036 | 6497 | Des Moines | IA | IADESMOI.txt
| 565 | "Minnesota" | MN | "Detroit Lakes" | 15 | Detroit Lakes | Detroit Lakes, MN | FARGO ND | ND | 537 | 9254 | Fargo | ND | NDFARGO.txt
| 482 | "Michigan" | MI | "Detroit" | 9 | Detroit | Detroit, MI | DETROIT MI | MI | 626 | 6569 | Detroit | MI | MIDETROI.txt
| 483 | "Michigan" | MI | "Detroit" | 9 | Detroit | Detroit, MI | DETROIT MI | MI | 626 | 6569 | Detroit | MI | MIDETROI.txt
| 583 | "North_Dakota" | ND | "Devils Lake" | 13 | Devils Lake | Devils Lake, ND | FARGO ND | ND | 537 | 9254 | Fargo | ND | NDFARGO.txt
| 586 | "North_Dakota" | ND | "Dickinson" | 11 | Dickinson | Dickinson, ND | BISMARCK ND | ND | 488 | 8968 | Bismarck | ND | NDBISMAR.txt
| 678 | "Kansas" | KS | "Dodge City" | 12 | Dodge City | Dodge City, KS | DODGE CITY KS | KS | 1465 | 5001 | Wichita | KS | KSWICHIT.txt
| 363 | "Alabama" | AL | "Dothan" | 8 | Dothan | Dothan, AL | MONTGOMERY AL | AL | 2212 | 2224 | Montgomery | AL | ALMONTGO.txt
| 199 | "Delaware" | DE | "Dover" | 7 | Dover | Dover, DE | BALTIMORE MD | MD | 1137 | 4707 | Baltimore | MD | MDBALTIM.txt
| 078 | "New_Jersey" | NJ | "Dover" | 7 | Dover | Dover, NJ | ALLENTOWN PA | PA | 773 | 5785 | Allentown | PA | PAALLENT.txt
| 189 | "Pennsylvania" | PA | "Doylestown" | 12 | Doylestown | Doylestown, PA | PHILADELPHIA PA | PA | 1101 | 4954 | Philadelphia | PA | PAPHILAD.txt
| 158 | "Pennsylvania" | PA | "Du Bois" | 9 | Du Bois | Du Bois, PA | WILLIAMSPORT PA | PA | 622 | 6087 | Pittsburgh | PA | PAPITTSB.txt
| 520 | "Iowa" | IA | "Dubuque" | 9 | Dubuque | Dubuque, IA | DUBUQUE IA | IA | 593 | 7327 | Des Moines | IA | IADESMOI.txt
| 556 | "Minnesota" | MN | "Duluth" | 8 | Duluth | Duluth, MN | DULUTH MN | MN | 180 | 9818 | Duluth | MN | MNDULUTH.txt
| 557 | "Minnesota" | MN | "Duluth" | 8 | Duluth | Duluth, MN | DULUTH MN | MN | 180 | 9818 | Duluth | MN | MNDULUTH.txt
| 558 | "Minnesota" | MN | "Duluth" | 8 | Duluth | Duluth, MN | DULUTH MN | MN | 180 | 9818 | Duluth | MN | MNDULUTH.txt
| 813 | "Colorado" | CO | "Durango" | 9 | Durango | Durango, CO | GRAND JUNCTION CO | CO | 1183 | 5548 | Grand Junction | CO | COGRNDJU.txt
| 747 | "Oklahoma" | OK | "Durant" | 8 | Durant | Durant, OK | DALLAS-FORT WORTH TX | TX | 2603 | 2407 | Dallas Ft Worth | TX | TXDALLAS.txt
| 277 | "North_Carolina" | NC | "Durham" | 8 | Durham | Durham, NC | RALEIGH NC | NC | 1417 | 3457 | Raleigh Durham | NC | NCRALEIG.txt
| 620 | "Illinois" | IL | "East Saint Louis" | 18 | East Saint Louis | East Saint Louis, IL | ST. LOUIS MO | MO | 1534 | 4758 | St Louis | MO | MOSTLOUI.txt
| 622 | "Illinois" | IL | "East Saint Louis" | 18 | East Saint Louis | East Saint Louis, IL | ST. LOUIS MO | MO | 1534 | 4758 | St Louis | MO | MOSTLOUI.txt
| 216 | "Maryland" | MD | "Easton" | 8 | Easton | Easton, MD | WASHINGTON NAT'L AP DC | DC | 1549 | 4047 | Washington | MD | MDWASHDC.txt
| 547 | "Wisconsin" | WI | "Eau Claire" | 12 | Eau Claire | Eau Claire, WI | MINNEAPOLIS-ST.PAUL MN | MN | 682 | 7981 | Minneapolis St. Paul | MN | MNMINPLS.txt
| 624 | "Illinois" | IL | "Effingham" | 11 | Effingham | Effingham, IL | ST. LOUIS MO | MO | 1534 | 4758 | St Louis | MO | MOSTLOUI.txt
| 798 | "Texas" | TX | "El Paso" | 9 | El Paso | El Paso, TX | MIDLAND-ODESSA TX | TX | 2163 | 2751 | El Paso | TX | TXELPASO.txt
| 799 | "Texas" | TX | "El Paso" | 9 | El Paso | El Paso, TX | EL PASO TX | TX | 2094 | 2708 | El Paso | TX | TXELPASO.txt
| 279 | "North_Carolina" | NC | "Elizabeth City" | 16 | Elizabeth City | Elizabeth City, NC | NORFOLK VA | VA | 1422 | 3495 | Norfolk | VA | VANORFOL.txt
| 072 | "New_Jersey" | NJ | "Elizabeth" | 11 | Elizabeth | Elizabeth, NJ | NEWARK NJ | NJ | 1201 | 4888 | Newark | NJ | NJNEWARK.txt
| 427 | "Kentucky" | KY | "Elizabethtown" | 15 | Elizabethtown | Elizabethtown, KY | NASHVILLE TN | TN | 1616 | 3729 | Nashville | TN | TNNASHVI.txt
| 898 | "Nevada" | NV | "Elko" | 6 | Elko | Elko, NV | ELKO NV | NV | 457 | 7077 | Reno | NV | NVRENO.txt
| 219 | "Maryland" | MD | "Elkton" | 8 | Elkton | Elkton, MD | WILMINGTON DE | DE | 1046 | 4937 | Wilmington | DE | DEWILMIN.txt
| 046 | "Maine" | ME | "Ellsworth" | 11 | Ellsworth | Ellsworth, ME | PORTLAND ME | ME | 268 | 7378 | Portland | ME | MEPORTLA.txt
| 149 | "New_York" | NY | "Elmira" | 8 | Elmira | Elmira, NY | BINGHAMTON NY | NY | 337 | 7273 | Syracuse | NY | NYSYRACU.txt
| 893 | "Nevada" | NV | "Ely" | 5 | Ely | Ely, NV | ELY NV | NV | 208 | 7621 | Reno | NV | NVRENO.txt
| 668 | "Kansas" | KS | "Emporia" | 9 | Emporia | Emporia, KS | WICHITA KS | KS | 1628 | 4791 | Wichita | KS | KSWICHIT.txt
| 737 | "Oklahoma" | OK | "Enid" | 6 | Enid | Enid, OK | OKLAHOMA CITY OK | OK | 1859 | 3659 | Oklahoma City | OK | OKOKLCTY.txt
| 164 | "Pennsylvania" | PA | "Erie" | 6 | Erie | Erie, PA | ERIE PA | PA | 550 | 6279 | Erie | PA | PAERIE.txt
| 165 | "Pennsylvania" | PA | "Erie" | 6 | Erie | Erie, PA | ERIE PA | PA | 550 | 6279 | Erie | PA | PAERIE.txt
| 974 | "Oregon" | OR | "Eugene" | 8 | Eugene | Eugene, OR | EUGENE OR | OR | 300 | 4546 | Eugene | OR | OREUGENE.txt
| 955 | "California" | CA | "Eureka" | 8 | Eureka | Eureka, CA | EUREKA CA | CA | 725 | 4496 | Medford | OR | ORMEDFOR.txt
| 602 | "Illinois" | IL | "Evanston" | 10 | Evanston | Evanston, IL | CHICAGO IL | IL | 752 | 6536 | Chicago | IL | ILCHICAG.txt
| 476 | "Indiana" | IN | "Evansville" | 12 | Evansville | Evansville, IN | EVANSVILLE IN | IN | 1376 | 4708 | Evansville | IN | INEVANSV.txt
| 477 | "Indiana" | IN | "Evansville" | 12 | Evansville | Evansville, IN | EVANSVILLE IN | IN | 1376 | 4708 | Evansville | IN | INEVANSV.txt
| 982 | "Washington" | WA | "Everett" | 9 | Everett | Everett, WA | QUILLAYUTE WA | WA | 6 | 5858 | Seattle | WA | WASEATTL.txt
| 364 | "Alabama" | AL | "Evergreen" | 11 | Evergreen | Evergreen, AL | MONTGOMERY AL | AL | 2212 | 2224 | Montgomery | AL | ALMONTGO.txt
| 997 | "Alaska" | AK | "Fairbanks" | 11 | Fairbanks | Fairbanks, AK | FAIRBANKS AK | AK | 84 | 13940 | Fairbanks | AK | AKFAIRBA.txt
| 116 | "New_York" | NY | "Far Rockaway" | 14 | Far Rockaway | Far Rockaway, NY | ISLIP NY | NY | 706 | 5647 | Bridgeport | CT | CTBRIDGE.txt
| 580 | "North_Dakota" | ND | "Fargo" | 7 | Fargo | Fargo, ND | FARGO ND | ND | 537 | 9254 | Fargo | ND | NDFARGO.txt
| 581 | "North_Dakota" | ND | "Fargo" | 7 | Fargo | Fargo, ND | FARGO ND | ND | 537 | 9254 | Fargo | ND | NDFARGO.txt
| 874 | "New_Mexico" | NM | "Farmington" | 12 | Farmington | Farmington, NM | GRAND JUNCTION CO | CO | 1183 | 5548 | Grand Junction | CO | COGRNDJU.txt
| 239 | "Virginia" | VA | "Farmville" | 11 | Farmville | Farmville, VA | RICHMOND VA | VA | 1348 | 3963 | Richmond | VA | VARICHMO.txt
| 727 | "Arkansas" | AR | "Fayetteville" | 14 | Fayetteville | Fayetteville, AR | SPRINGFIELD MO | MO | 1320 | 4638 | Springfield | MO | MOSPRING.txt
| 283 | "North_Carolina" | NC | "Fayetteville" | 14 | Fayetteville | Fayetteville, NC | CHARLOTTE NC | NC | 1582 | 3341 | Charlotte | NC | NCCHARLO.txt
| 860 | "Arizona" | AZ | "Flagstaff" | 11 | Flagstaff | Flagstaff, AZ | FLAGSTAFF AZ | AZ | 145 | 7131 | Flagstaff | AZ | AZFLAGST.txt
| 636 | "Missouri" | MO | "Flat River" | 12 | Flat River | Flat River, MO | ST. LOUIS MO | MO | 1534 | 4758 | St Louis | MO | MOSTLOUI.txt
| 484 | "Michigan" | MI | "Flint" | 7 | Flint | Flint, MI | LANSING MI | MI | 490 | 7101 | Flint | MI | MIFLINT.txt
| 485 | "Michigan" | MI | "Flint" | 7 | Flint | Flint, MI | FLINT MI | MI | 483 | 6979 | Flint | MI | MIFLINT.txt
| 295 | "South_Carolina" | SC | "Florence" | 10 | Florence | Florence, SC | WILMINGTON NC | NC | 1926 | 2470 | Columbia | SC | SCCOLMBA.txt
| 113 | "New_York" | NY | "Flushing" | 10 | Flushing | Flushing, NY | NEW YORK (JFK AP) NY | NY | 921 | 5027 | New York City | NY | NYNEWYOR.txt
| 505 | "Iowa" | IA | "Fort Dodge" | 12 | Fort Dodge | Fort Dodge, IA | SIOUX CITY IA | IA | 907 | 6893 | Sioux City | IA | IASIOCTY.txt
| 333 | "Florida" | FL | "Fort Lauderdale" | 17 | Fort Lauderdale | Fort Lauderdale, FL | MIAMI FL | FL | 4198 | 200 | Miami Beach | FL | FLMIAMIB.txt
| 807 | "Colorado" | CO | "Fort Morgan" | 13 | Fort Morgan | Fort Morgan, CO | COLORADO SPRINGS CO | CO | 419 | 6415 | Colorado Springs | CO | COCOSPGS.txt
| 339 | "Florida" | FL | "Fort Myers" | 12 | Fort Myers | Fort Myers, FL | FORT MYERS FL | FL | 3855 | 418 | Tampa St. Petersburg | FL | FLTAMPA.txt
| 349 | "Florida" | FL | "Fort Pierce" | 13 | Fort Pierce | Fort Pierce, FL | TAMPA FL | FL | 3427 | 725 | Tampa St. Petersburg | FL | FLTAMPA.txt
| 667 | "Kansas" | KS | "Fort Scott" | 12 | Fort Scott | Fort Scott, KS | SPRINGFIELD MO | MO | 1320 | 4638 | Springfield | MO | MOSPRING.txt
| 729 | "Arkansas" | AR | "Fort Smith" | 12 | Fort Smith | Fort Smith, AR | FORT SMITH AR | AR | 1894 | 3478 | Fort Smith | AR | ARFTSMIT.txt
| 467 | "Indiana" | IN | "Fort Wayne" | 12 | Fort Wayne | Fort Wayne, IN | SOUTH BEND IN | IN | 728 | 6331 | Fort Wayne | IN | INFTWAYN.txt
| 468 | "Indiana" | IN | "Fort Wayne" | 12 | Fort Wayne | Fort Wayne, IN | FORT WAYNE IN | IN | 824 | 6273 | Fort Wayne | IN | INFTWAYN.txt
| 760 | "Texas" | TX | "Fort Worth" | 12 | Fort Worth | Fort Worth, TX | DALLAS-FORT WORTH TX | TX | 2603 | 2407 | Dallas Ft Worth | TX | TXDALLAS.txt
| 761 | "Texas" | TX | "Fort Worth" | 12 | Fort Worth | Fort Worth, TX | DALLAS-FORT WORTH TX | TX | 2603 | 2407 | Dallas Ft Worth | TX | TXDALLAS.txt
| 017 | "Massachusetts" | MA | "Framingham" | 12 | Framingham | Framingham, MA | WORCESTER MA | MA | 333 | 6979 | Boston | MA | MABOSTON.txt
| 406 | "Kentucky" | KY | "Frankfort" | 11 | Frankfort | Frankfort, KY | LEXINGTON KY | KY | 1140 | 4783 | Lexington | KY | KYLEXING.txt
| 217 | "Maryland" | MD | "Frederick" | 11 | Frederick | Frederick, MD | BALTIMORE MD | MD | 1137 | 4707 | Baltimore | MD | MDBALTIM.txt
| 224 | "Virginia" | VA | "Fredericksburg" | 16 | Fredericksburg | Fredericksburg, VA | RICHMOND VA | VA | 1348 | 3963 | Richmond | VA | VARICHMO.txt
| 225 | "Virginia" | VA | "Fredericksburg" | 16 | Fredericksburg | Fredericksburg, VA | RICHMOND VA | VA | 1348 | 3963 | Richmond | VA | VARICHMO.txt
| 936 | "California" | CA | "Fresno" | 8 | Fresno | Fresno, CA | FRESNO CA | CA | 1967 | 2556 | Fresno | CA | CAFRESNO.txt
| 937 | "California" | CA | "Fresno" | 8 | Fresno | Fresno, CA | FRESNO CA | CA | 1967 | 2556 | Fresno | CA | CAFRESNO.txt
| 359 | "Alabama" | AL | "Gadsden" | 9 | Gadsden | Gadsden, AL | ATLANTA GA | GA | 1667 | 2991 | Atlanta | GA | GAATLANT.txt
| 326 | "Florida" | FL | "Gainesville" | 13 | Gainesville | Gainesville, FL | GAINESVILLE FL | FL | 2609 | 1267 | Jacksonville | FL | FLJACKSV.txt
| 305 | "Georgia" | GA | "Gainesville" | 13 | Gainesville | Gainesville, GA | GREENVILLE-SPARTANBURG AP SC | SC | 1473 | 3272 | Atlanta | GA | GAATLANT.txt
| 614 | "Illinois" | IL | "Galesburg" | 11 | Galesburg | Galesburg, IL | MOLINE IL | IL | 911 | 6474 | Peoria | IL | ILPEORIA.txt
| 873 | "New_Mexico" | NM | "Gallup" | 8 | Gallup | Gallup, NM | ALBUQUERQUE NM | NM | 1244 | 4425 | Albuquerque | NM | NMALBUQU.txt
| 775 | "Texas" | TX | "Galveston" | 11 | Galveston | Galveston, TX | GALVESTON TX | TX | 2994 | 1263 | Houston | TX | TXHOUSTO.txt
| 463 | "Indiana" | IN | "Gary" | 6 | Gary | Gary, IN | SOUTH BEND IN | IN | 728 | 6331 | South Bend | IN | INSOBEND.txt
| 464 | "Indiana" | IN | "Gary" | 6 | Gary | Gary, IN | CHICAGO IL | IL | 752 | 6536 | Chicago | IL | ILCHICAG.txt
| 266 | "West_Virginia" | WV | "Gassaway" | 10 | Gassaway | Gassaway, WV | CHARLESTON WV | WV | 1031 | 4646 | Charleston | WV | WVCHARLE.txt
| 789 | "Texas" | TX | "Giddings" | 10 | Giddings | Giddings, TX | AUSTIN TX | TX | 3016 | 1688 | Austin | TX | TXAUSTIN.txt
| 827 | "Wyoming" | WY | "Gillette" | 10 | Gillette | Gillette, WY | CASPER WY | WY | 445 | 7682 | Casper | WY | WYCASPER.txt
| 950 | "California" | CA | "Gilroy" | 8 | Gilroy | Gilroy, CA | SAN FRANCISCO AP CA | CA | 145 | 3016 | San Jose | CA | CASANJOS.txt
| 912 | "California" | CA | "Glendale" | 10 | Glendale | Glendale, CA | LOS ANGELES C.O. CA | CA | 1537 | 1154 | Los Angeles | CA | CALOSANG.txt
| 128 | "New_York" | NY | "Glens Falls" | 13 | Glens Falls | Glens Falls, NY | BURLINGTON VT | VT | 388 | 7771 | Burlington | VT | VTBURLIN.txt
| 816 | "Colorado" | CO | "Glenwood Springs" | 18 | Glenwood Springs | Glenwood Springs, CO | GRAND JUNCTION CO | CO | 1183 | 5548 | Grand Junction | CO | COGRNDJU.txt
| 855 | "Arizona" | AZ | "Globe" | 7 | Globe | Globe, AZ | TUCSON AZ | AZ | 2954 | 1678 | Tucson | AZ | AZTUCSON.txt
| 804 | "Colorado" | CO | "Golden/Dillon" | 15 | Golden/Dillon | Golden/Dillon, CO | DENVER CO | CO | 679 | 6020 | Denver | CO | CODENVER.txt
| 582 | "North_Dakota" | ND | "Grand Forks" | 13 | Grand Forks | Grand Forks, ND | FARGO ND | ND | 537 | 9254 | Fargo | ND | NDFARGO.txt
| 688 | "Nebraska" | NE | "Grand Island" | 14 | Grand Island | Grand Island, NE | GRAND ISLAND NE | NE | 997 | 6421 | Lincoln | NE | NELINCOL.txt
| 815 | "Colorado" | CO | "Grand Junction" | 16 | Grand Junction | Grand Junction, CO | GRAND JUNCTION CO | CO | 1183 | 5548 | Grand Junction | CO | COGRNDJU.txt
| 493 | "Michigan" | MI | "Grand Rapids" | 14 | Grand Rapids | Grand Rapids, MI | MUSKEGON MI | MI | 431 | 6924 | Grand Rapids | MI | MIGRNDRA.txt
| 495 | "Michigan" | MI | "Grand Rapids" | 14 | Grand Rapids | Grand Rapids, MI | GRAND RAPIDS MI | MI | 534 | 6973 | Grand Rapids | MI | MIGRNDRA.txt
| 594 | "Montana" | MT | "Great Falls" | 13 | Great Falls | Great Falls, MT | GREAT FALLS MT | MT | 388 | 7741 | Great Falls | MT | MTGRFALL.txt
| 110 | "New_York" | NY | "Great Neck" | 12 | Great Neck | Great Neck, NY | NEW YORK (LAGUARDIA AP) NY | NY | 1052 | 4910 | New York City | NY | NYNEWYOR.txt
| 806 | "Colorado" | CO | "Greeley" | 9 | Greeley | Greeley, CO | DENVER CO | CO | 679 | 6020 | Denver | CO | CODENVER.txt
| 541 | "Wisconsin" | WI | "Green Bay" | 11 | Green Bay | Green Bay, WI | GREEN BAY WI | WI | 381 | 8089 | Green Bay | WI | WIGREBAY.txt
| 542 | "Wisconsin" | WI | "Green Bay" | 11 | Green Bay | Green Bay, WI | GREEN BAY WI | WI | 381 | 8089 | Green Bay | WI | WIGREBAY.txt
| 543 | "Wisconsin" | WI | "Green Bay" | 11 | Green Bay | Green Bay, WI | GREEN BAY WI | WI | 381 | 8089 | Green Bay | WI | WIGREBAY.txt
| 013 | "Massachusetts" | MA | "Greenfield" | 12 | Greenfield | Greenfield, MA | WORCESTER MA | MA | 333 | 6979 | Boston | MA | MABOSTON.txt
| 272 | "North_Carolina" | NC | "Greensboro" | 12 | Greensboro | Greensboro, NC | GREENSBORO-WNSTN-SALM-HGHPT NC | NC | 1253 | 3865 | Greensboro | NC | NCGRNSBO.txt
| 273 | "North_Carolina" | NC | "Greensboro" | 12 | Greensboro | Greensboro, NC | GREENSBORO-WNSTN-SALM-HGHPT NC | NC | 1253 | 3865 | Greensboro | NC | NCGRNSBO.txt
| 274 | "North_Carolina" | NC | "Greensboro" | 12 | Greensboro | Greensboro, NC | GREENSBORO-WNSTN-SALM-HGHPT NC | NC | 1253 | 3865 | Greensboro | NC | NCGRNSBO.txt
| 156 | "Pennsylvania" | PA | "Greensburg" | 12 | Greensburg | Greensburg, PA | PITTSBURGH PA | PA | 654 | 5968 | Pittsburgh | PA | PAPITTSB.txt
| 387 | "Mississippi" | MS | "Greenville" | 12 | Greenville | Greenville, MS | JACKSON MS | MS | 2215 | 2467 | Jackson | MS | MSJACKSO.txt
| 296 | "South_Carolina" | SC | "Greenville" | 12 | Greenville | Greenville, SC | GREENVILLE-SPARTANBURG AP SC | SC | 1473 | 3272 | Charlotte | NC | NCCHARLO.txt
| 754 | "Texas" | TX | "Greenville" | 12 | Greenville | Greenville, TX | DALLAS-FORT WORTH TX | TX | 2603 | 2407 | Dallas Ft Worth | TX | TXDALLAS.txt
| 389 | "Mississippi" | MS | "Grenada" | 9 | Grenada | Grenada, MS | MERIDIAN MS | MS | 2138 | 2444 | Tupelo | MS | MSTUPELO.txt
| 395 | "Mississippi" | MS | "Gulfport" | 10 | Gulfport | Gulfport, MS | NEW ORLEANS LA | LA | 2655 | 1513 | New Orleans | LA | LANEWORL.txt
| 739 | "Oklahoma" | OK | "Guymon" | 8 | Guymon | Guymon, OK | AMARILLO TX | TX | 1354 | 4258 | Oklahoma City | OK | OKOKLCTY.txt
| 076 | "New_Jersey" | NJ | "Hackensack" | 12 | Hackensack | Hackensack, NJ | NEWARK NJ | NJ | 1201 | 4888 | Newark | NJ | NJNEWARK.txt
| 704 | "Louisiana" | LA | "Hammond" | 9 | Hammond | Hammond, LA | BATON ROUGE LA | LA | 2690 | 1669 | Baton Rouge | LA | LABATONR.txt
| 634 | "Missouri" | MO | "Hannibal" | 10 | Hannibal | Hannibal, MO | COLUMBIA MO | MO | 1189 | 5212 | St Louis | MO | MOSTLOUI.txt
| 170 | "Pennsylvania" | PA | "Harrisburg" | 12 | Harrisburg | Harrisburg, PA | HARRISBURG PA | PA | 962 | 5347 | Harrisburg | PA | PAHARRIS.txt
| 171 | "Pennsylvania" | PA | "Harrisburg" | 12 | Harrisburg | Harrisburg, PA | HARRISBURG PA | PA | 962 | 5347 | Harrisburg | PA | PAHARRIS.txt
| 726 | "Arkansas" | AR | "Harrison" | 10 | Harrison | Harrison, AR | FORT SMITH AR | AR | 1894 | 3478 | Fort Smith | AR | ARFTSMIT.txt
| 228 | "Virginia" | VA | "Harrisonburg" | 14 | Harrisonburg | Harrisonburg, VA | WASHINGTON DULLES AP DC | DC | 973 | 5006 | Washington | MD | MDWASHDC.txt
| 647 | "Missouri" | MO | "Harrisonville" | 15 | Harrisonville | Harrisonville, MO | SPRINGFIELD MO | MO | 1320 | 4638 | Springfield | MO | MOSPRING.txt
| 060 | "Connecticut" | CT | "Hartford" | 10 | Hartford | Hartford, CT | WORCESTER MA | MA | 333 | 6979 | Hartford-Springfield | CT | CTHARTFO.txt
| 061 | "Connecticut" | CT | "Hartford" | 10 | Hartford | Hartford, CT | HARTFORD CT | CT | 677 | 6151 | Hartford-Springfield | CT | CTHARTFO.txt
| 689 | "Nebraska" | NE | "Hastings" | 10 | Hastings | Hastings, NE | GRAND ISLAND NE | NE | 997 | 6421 | Lincoln | NE | NELINCOL.txt
| 394 | "Mississippi" | MS | "Hattiesburg" | 13 | Hattiesburg | Hattiesburg, MS | MOBILE AL | AL | 2627 | 1702 | Mobile | AL | ALMOBILE.txt
| 595 | "Montana" | MT | "Havre" | 7 | Havre | Havre, MT | GREAT FALLS MT | MT | 388 | 7741 | Great Falls | MT | MTGRFALL.txt
| 676 | "Kansas" | KS | "Hays" | 6 | Hays | Hays, KS | DODGE CITY KS | KS | 1465 | 5001 | Wichita | KS | KSWICHIT.txt
| 417 | "Kentucky" | KY | "Hazard" | 8 | Hazard | Hazard, KY | HUNTINGTON WV | WV | 1005 | 4665 | Charleston | WV | WVCHARLE.txt
| 418 | "Kentucky" | KY | "Hazard" | 8 | Hazard | Hazard, KY | HUNTINGTON WV | WV | 1005 | 4665 | Charleston | WV | WVCHARLE.txt
| 182 | "Pennsylvania" | PA | "Hazleton" | 10 | Hazleton | Hazleton, PA | AVOCA PA | PA | 539 | 6291 | Wilkes-Barre | PA | PAWILKES.txt
| 596 | "Montana" | MT | "Helena" | 8 | Helena | Helena, MT | HELENA MT | MT | 386 | 8031 | Helena | MT | MTHELENA.txt
| 424 | "Kentucky" | KY | "Henderson" | 11 | Henderson | Henderson, KY | EVANSVILLE IN | IN | 1376 | 4708 | Evansville | IN | INEVANSV.txt
| 286 | "North_Carolina" | NC | "Hickory" | 9 | Hickory | Hickory, NC | GREENSBORO-WNSTN-SALM-HGHPT NC | NC | 1253 | 3865 | Greensboro | NC | NCGRNSBO.txt
| 117 | "New_York" | NY | "Hicksville" | 12 | Hicksville | Hicksville, NY | ISLIP NY | NY | 706 | 5647 | Bridgeport | CT | CTBRIDGE.txt
| 118 | "New_York" | NY | "Hicksville" | 12 | Hicksville | Hicksville, NY | ISLIP NY | NY | 706 | 5647 | Bridgeport | CT | CTBRIDGE.txt
| 967 | "Hawaii" | HI | "Honolulu" | 10 | Honolulu | Honolulu, HI | HILO HI | HI | 3284 | 0 | Honolulu | HI | HIHONOLU.txt
| 968 | "Hawaii" | HI | "Honolulu" | 10 | Honolulu | Honolulu, HI | HONOLULU HI | HI | 4474 | 0 | Honolulu | HI | HIHONOLU.txt
| 970 | "Oregon" | OR | "Hood River" | 12 | Hood River | Hood River, OR | SALEM OR | OR | 247 | 4927 | Salem | OR | ORSALEM.txt
| 718 | "Arkansas" | AR | "Hope" | 6 | Hope | Hope, AR | LITTLE ROCK AR | AR | 2005 | 3155 | Little Rock | AR | ARLIROCK.txt
| 719 | "Arkansas" | AR | "Hot Springs" | 13 | Hot Springs | Hot Springs, AR | LITTLE ROCK AR | AR | 2005 | 3155 | Little Rock | AR | ARLIROCK.txt
| 499 | "Michigan" | MI | "Houghton" | 10 | Houghton | Houghton, MI | HOUGHTON LAKE MI | MI | 256 | 8218 | Sault Ste Marie | MI | MISTEMAR.txt
| 770 | "Texas" | TX | "Houston" | 9 | Houston | Houston, TX | HOUSTON TX | TX | 2700 | 1599 | Houston | TX | TXHOUSTO.txt
| 771 | "Texas" | TX | "Houston" | 9 | Houston | Houston, TX | HOUSTON TX | TX | 2700 | 1599 | Houston | TX | TXHOUSTO.txt
| 772 | "Texas" | TX | "Houston" | 9 | Houston | Houston, TX | HOUSTON TX | TX | 2700 | 1599 | Houston | TX | TXHOUSTO.txt
| 774 | "Texas" | TX | "Houston" | 9 | Houston | Houston, TX | HOUSTON TX | TX | 2700 | 1599 | Houston | TX | TXHOUSTO.txt
| 255 | "West_Virginia" | WV | "Huntington" | 12 | Huntington | Huntington, WV | CHARLESTON WV | WV | 1031 | 4646 | Charleston | WV | WVCHARLE.txt
| 257 | "West_Virginia" | WV | "Huntington" | 12 | Huntington | Huntington, WV | HUNTINGTON WV | WV | 1005 | 4665 | Charleston | WV | WVCHARLE.txt
| 357 | "Alabama" | AL | "Huntsville" | 12 | Huntsville | Huntsville, AL | CHATTANOOGA TN | TN | 1544 | 3587 | Chattanooga | TN | TNCHATTA.txt
| 358 | "Alabama" | AL | "Huntsville" | 12 | Huntsville | Huntsville, AL | HUNTSVILLE AL | AL | 1651 | 3323 | Huntsville | AL | ALHUNTSV.txt
| 675 | "Kansas" | KS | "Hutchinson" | 12 | Hutchinson | Hutchinson, KS | WICHITA KS | KS | 1628 | 4791 | Wichita | KS | KSWICHIT.txt
| 026 | "Massachusetts" | MA | "Hyannis" | 9 | Hyannis | Hyannis, MA | PROVIDENCE RI | RI | 606 | 5884 | Rhode Island | RI | RIPROVID.txt
| 834 | "Idaho" | ID | "Idaho Falls" | 13 | Idaho Falls | Idaho Falls, ID | POCATELLO ID | ID | 421 | 7180 | Pocatello | ID | IDPOCATE.txt
| 673 | "Kansas" | KS | "Independence" | 14 | Independence | Independence, KS | SPRINGFIELD MO | MO | 1320 | 4638 | Springfield | MO | MOSPRING.txt
| 157 | "Pennsylvania" | PA | "Indiana" | 9 | Indiana | Indiana, PA | PITTSBURGH PA | PA | 654 | 5968 | Pittsburgh | PA | PAPITTSB.txt
| 460 | "Indiana" | IN | "Indianapolis" | 14 | Indianapolis | Indianapolis, IN | INDIANAPOLIS IN | IN | 1014 | 5615 | Indianapolis | IN | ININDIAN.txt
| 461 | "Indiana" | IN | "Indianapolis" | 14 | Indianapolis | Indianapolis, IN | INDIANAPOLIS IN | IN | 1014 | 5615 | Indianapolis | IN | ININDIAN.txt
| 462 | "Indiana" | IN | "Indianapolis" | 14 | Indianapolis | Indianapolis, IN | INDIANAPOLIS IN | IN | 1014 | 5615 | Indianapolis | IN | ININDIAN.txt
| 903 | "California" | CA | "Inglewood" | 11 | Inglewood | Inglewood, CA | LOS ANGELES AP CA | CA | 727 | 1458 | Los Angeles | CA | CALOSANG.txt
| 498 | "Michigan" | MI | "Iron Mountain" | 15 | Iron Mountain | Iron Mountain, MI | MARQUETTE MI | MI | 155 | 9567 | Sault Ste Marie | MI | MISTEMAR.txt
| 148 | "New_York" | NY | "Ithaca" | 8 | Ithaca | Ithaca, NY | SYRACUSE NY | NY | 438 | 6834 | Syracuse | NY | NYSYRACU.txt
| 492 | "Michigan" | MI | "Jackson" | 9 | Jackson | Jackson, MI | TOLEDO OH | OH | 610 | 6579 | Toledo | OH | OHTOLEDO.txt
| 390 | "Mississippi" | MS | "Jackson" | 9 | Jackson | Jackson, MS | JACKSON MS | MS | 2215 | 2467 | Jackson | MS | MSJACKSO.txt
| 391 | "Mississippi" | MS | "Jackson" | 9 | Jackson | Jackson, MS | JACKSON MS | MS | 2215 | 2467 | Jackson | MS | MSJACKSO.txt
| 392 | "Mississippi" | MS | "Jackson" | 9 | Jackson | Jackson, MS | JACKSON MS | MS | 2215 | 2467 | Jackson | MS | MSJACKSO.txt
| 383 | "Tennessee" | TN | "Jackson" | 9 | Jackson | Jackson, TN | HUNTSVILLE AL | AL | 1651 | 3323 | Huntsville | AL | ALHUNTSV.txt
| 830 | "Wyoming" | WY | "Jackson" | 9 | Jackson | Jackson, WY | LANDER WY | WY | 479 | 7889 | Casper | WY | WYCASPER.txt
| 320 | "Florida" | FL | "Jacksonville" | 14 | Jacksonville | Jacksonville, FL | JACKSONVILLE FL | FL | 2551 | 1434 | Jacksonville | FL | FLJACKSV.txt
| 321 | "Florida" | FL | "Jacksonville" | 14 | Jacksonville | Jacksonville, FL | JACKSONVILLE FL | FL | 2551 | 1434 | Jacksonville | FL | FLJACKSV.txt
| 322 | "Florida" | FL | "Jacksonville" | 14 | Jacksonville | Jacksonville, FL | JACKSONVILLE FL | FL | 2551 | 1434 | Jacksonville | FL | FLJACKSV.txt
| 114 | "New_York" | NY | "Jamaica" | 9 | Jamaica | Jamaica, NY | NEW YORK (JFK AP) NY | NY | 921 | 5027 | New York City | NY | NYNEWYOR.txt
| 584 | "North_Dakota" | ND | "Jamestown" | 11 | Jamestown | Jamestown, ND | BISMARCK ND | ND | 488 | 8968 | Bismarck | ND | NDBISMAR.txt
| 147 | "New_York" | NY | "Jamestown" | 11 | Jamestown | Jamestown, NY | ERIE PA | PA | 550 | 6279 | Erie | PA | PAERIE.txt
| 355 | "Alabama" | AL | "Jasper" | 8 | Jasper | Jasper, AL | HUNTSVILLE AL | AL | 1651 | 3323 | Huntsville | AL | ALHUNTSV.txt
| 650 | "Missouri" | MO | "Jefferson_City" | 16 | Jefferson_City | Jefferson_City, MO | ST. LOUIS MO | MO | 1534 | 4758 | St Louis | MO | MOSTLOUI.txt
| 651 | "Missouri" | MO | "Jefferson_City" | 16 | Jefferson_City | Jefferson_City, MO | COLUMBIA MO | MO | 1189 | 5212 | St Louis | MO | MOSTLOUI.txt
| 073 | "New_Jersey" | NJ | "Jersey_City" | 13 | Jersey_City | Jersey_City, NJ | NEWARK NJ | NJ | 1201 | 4888 | Newark | NJ | NJNEWARK.txt
| 376 | "Tennessee" | TN | "Johnson City" | 14 | Johnson City | Johnson City, TN | BRISTOL-JHNSN CTY-KNGSPRT TN | TN | 972 | 4406 | Knoxville | TN | TNKNOXVI.txt
| 159 | "Pennsylvania" | PA | "Johnstown" | 11 | Johnstown | Johnstown, PA | PITTSBURGH PA | PA | 654 | 5968 | Pittsburgh | PA | PAPITTSB.txt
| 724 | "Arkansas" | AR | "Jonesboro" | 11 | Jonesboro | Jonesboro, AR | NORTH LITTLE ROCK AR | AR | 1916 | 3228 | Little Rock | AR | ARLIROCK.txt
| 648 | "Missouri" | MO | "Joplin" | 8 | Joplin | Joplin, MO | SPRINGFIELD MO | MO | 1320 | 4638 | Springfield | MO | MOSPRING.txt
| 998 | "Alaska" | AK | "Juneau" | 8 | Juneau | Juneau, AK | JUNEAU AK | AK | 0 | 8897 | Juneau | AK | AKJUNEAU.txt
| 490 | "Michigan" | MI | "Kalamazoo" | 11 | Kalamazoo | Kalamazoo, MI | SOUTH BEND IN | IN | 728 | 6331 | South Bend | IN | INSOBEND.txt
| 491 | "Michigan" | MI | "Kalamazoo" | 11 | Kalamazoo | Kalamazoo, MI | SOUTH BEND IN | IN | 728 | 6331 | South Bend | IN | INSOBEND.txt
| 599 | "Montana" | MT | "Kalispell" | 11 | Kalispell | Kalispell, MT | KALISPELL MT | MT | 149 | 8378 | Great Falls | MT | MTGRFALL.txt
| 609 | "Illinois" | IL | "Kankakee" | 10 | Kankakee | Kankakee, IL | PEORIA IL | IL | 982 | 6148 | Peoria | IL | ILPEORIA.txt
| 660 | "Kansas" | KS | "Kansas City" | 13 | Kansas City | Kansas City, KS | TOPEKA KS | KS | 1304 | 5265 | Kansas City | MO | MOKANCTY.txt
| 661 | "Kansas" | KS | "Kansas City" | 13 | Kansas City | Kansas City, KS | KANSAS CITY MO | MO | 1288 | 5393 | Kansas City | MO | MOKANCTY.txt
| 640 | "Missouri" | MO | "Kansas City" | 13 | Kansas City | Kansas City, MO | KANSAS CITY MO | MO | 1288 | 5393 | Kansas City | MO | MOKANCTY.txt
| 641 | "Missouri" | MO | "Kansas City" | 13 | Kansas City | Kansas City, MO | KANSAS CITY MO | MO | 1288 | 5393 | Kansas City | MO | MOKANCTY.txt
| 034 | "New_Hampshire" | NH | "Keene" | 7 | Keene | Keene, NH | WORCESTER MA | MA | 333 | 6979 | Concord | NH | NHCONCOR.txt
| 831 | "Wyoming" | WY | "Kemmerer" | 10 | Kemmerer | Kemmerer, WY | LANDER WY | WY | 479 | 7889 | Casper | WY | WYCASPER.txt
| 999 | "Alaska" | AK | "Ketchikan" | 11 | Ketchikan | Ketchikan, AK | KING SALMON AK | AK | 0 | 11456 | Juneau | AK | AKJUNEAU.txt
| 267 | "West_Virginia" | WV | "Keyser" | 8 | Keyser | Keyser, WV | ELKINS WV | WV | 346 | 6120 | Elkins | WV | WVELKINS.txt
| 864 | "Arizona" | AZ | "Kingman" | 9 | Kingman | Kingman, AZ | LAS VEGAS NV | NV | 3201 | 2407 | Las Vegas | NV | NVLASVEG.txt
| 124 | "New_York" | NY | "Kingston" | 10 | Kingston | Kingston, NY | ALBANY NY | NY | 507 | 6894 | Albany | NY | NYALBANY.txt
| 285 | "North_Carolina" | NC | "Kinston" | 9 | Kinston | Kinston, NC | WILMINGTON NC | NC | 1926 | 2470 | Charlotte | NC | NCCHARLO.txt
| 635 | "Missouri" | MO | "Kirksville" | 12 | Kirksville | Kirksville, MO | MOLINE IL | IL | 911 | 6474 | Peoria | IL | ILPEORIA.txt
| 162 | "Pennsylvania" | PA | "Kittanning" | 12 | Kittanning | Kittanning, PA | YOUNGSTOWN OH | OH | 497 | 6544 | Youngstown | OH | OHYOUNGS.txt
| 039 | "Maine" | ME | "Kittery" | 9 | Kittery | Kittery, ME | PORTLAND ME | ME | 268 | 7378 | Portland | ME | MEPORTLA.txt
| 976 | "Oregon" | OR | "Klamath Falls" | 15 | Klamath Falls | Klamath Falls, OR | MEDFORD OR | OR | 725 | 4611 | Medford | OR | ORMEDFOR.txt
| 377 | "Tennessee" | TN | "Knoxville" | 11 | Knoxville | Knoxville, TN | KNOXVILLE TN | TN | 1266 | 3937 | Knoxville | TN | TNKNOXVI.txt
| 378 | "Tennessee" | TN | "Knoxville" | 11 | Knoxville | Knoxville, TN | KNOXVILLE TN | TN | 1266 | 3937 | Knoxville | TN | TNKNOXVI.txt
| 379 | "Tennessee" | TN | "Knoxville" | 11 | Knoxville | Knoxville, TN | KNOXVILLE TN | TN | 1266 | 3937 | Knoxville | TN | TNKNOXVI.txt
| 469 | "Indiana" | IN | "Kokomo" | 8 | Kokomo | Kokomo, IN | SOUTH BEND IN | IN | 728 | 6331 | South Bend | IN | INSOBEND.txt
| 546 | "Wisconsin" | WI | "La Crosse" | 11 | La Crosse | La Crosse, WI | MADISON WI | WI | 485 | 7673 | Madison | WI | WIMADISO.txt
| 613 | "Illinois" | IL | "La Salle" | 10 | La Salle | La Salle, IL | MOLINE IL | IL | 911 | 6474 | Peoria | IL | ILPEORIA.txt
| 479 | "Indiana" | IN | "Lafayette" | 11 | Lafayette | Lafayette, IN | SOUTH BEND IN | IN | 728 | 6331 | South Bend | IN | INSOBEND.txt
| 705 | "Louisiana" | LA | "Lafayette" | 11 | Lafayette | Lafayette, LA | BATON ROUGE LA | LA | 2690 | 1669 | Baton Rouge | LA | LABATONR.txt
| 706 | "Louisiana" | LA | "Lake Charles" | 14 | Lake Charles | Lake Charles, LA | LAKE CHARLES LA | LA | 2650 | 1616 | Lake Charles | LA | LALAKECH.txt
| 338 | "Florida" | FL | "Lakeland" | 10 | Lakeland | Lakeland, FL | TAMPA FL | FL | 3427 | 725 | Tampa St. Petersburg | FL | FLTAMPA.txt
| 087 | "New_Jersey" | NJ | "Lakewood" | 10 | Lakewood | Lakewood, NJ | ATLANTIC CITY AP NJ | NJ | 826 | 5169 | Atlantic City | NJ | NJATLCTY.txt
| 935 | "California" | CA | "Lancaster" | 11 | Lancaster | Lancaster, CA | BISHOP CA | CA | 1039 | 4310 | Reno | NV | NVRENO.txt
| 175 | "Pennsylvania" | PA | "Lancaster" | 11 | Lancaster | Lancaster, PA | HARRISBURG PA | PA | 962 | 5347 | Harrisburg | PA | PAHARRIS.txt
| 176 | "Pennsylvania" | PA | "Lancaster" | 11 | Lancaster | Lancaster, PA | HARRISBURG PA | PA | 962 | 5347 | Harrisburg | PA | PAHARRIS.txt
| 488 | "Michigan" | MI | "Lansing" | 9 | Lansing | Lansing, MI | FLINT MI | MI | 483 | 6979 | Lansing | MI | MILANSIN.txt
| 489 | "Michigan" | MI | "Lansing" | 9 | Lansing | Lansing, MI | LANSING MI | MI | 490 | 7101 | Lansing | MI | MILANSIN.txt
| 780 | "Texas" | TX | "Laredo/Pearsall" | 17 | Laredo/Pearsall | Laredo/Pearsall, TX | VICTORIA TX | TX | 3118 | 1296 | San Antonio | TX | TXSANANT.txt
| 880 | "New_Mexico" | NM | "Las Cruces" | 12 | Las Cruces | Las Cruces, NM | EL PASO TX | TX | 2094 | 2708 | El Paso | TX | TXELPASO.txt
| 877 | "New_Mexico" | NM | "Las Vegas" | 11 | Las Vegas | Las Vegas, NM | PUEBLO CO | CO | 973 | 5413 | Pueblo | CO | COPUEBLO.txt
| 891 | "Nevada" | NV | "Las Vegas" | 11 | Las Vegas | Las Vegas, NV | LAS VEGAS NV | NV | 3201 | 2407 | Las Vegas | NV | NVLASVEG.txt
| 207 | "Maryland" | MD | "Laurel" | 8 | Laurel | Laurel, MD | BALTIMORE MD | MD | 1137 | 4707 | Baltimore | MD | MDBALTIM.txt
| 470 | "Indiana" | IN | "Lawrenceburg" | 14 | Lawrenceburg | Lawrenceburg, IN | GREATER CINCINNATI AP KY | KY | 996 | 5248 | Cincinnati | OH | OHCINCIN.txt
| 735 | "Oklahoma" | OK | "Lawton" | 8 | Lawton | Lawton, OK | WICHITA FALLS TX | TX | 2340 | 3042 | Wichita Falls | TX | TXWICHFA.txt
| 180 | "Pennsylvania" | PA | "Lehigh_Valley" | 15 | Lehigh_Valley | Lehigh_Valley, PA | ALLENTOWN PA | PA | 773 | 5785 | Allentown | PA | PAALLENT.txt
| 249 | "West_Virginia" | WV | "Lewisburg" | 11 | Lewisburg | Lewisburg, WV | CHARLESTON WV | WV | 1031 | 4646 | Charleston | WV | WVCHARLE.txt
| 835 | "Idaho" | ID | "Lewiston" | 10 | Lewiston | Lewiston, ID | LEWISTON ID | ID | 814 | 5270 | Spokane | WA | WASPOKAN.txt
| 403 | "Kentucky" | KY | "Lexington" | 11 | Lexington | Lexington, KY | LEXINGTON KY | KY | 1140 | 4783 | Lexington | KY | KYLEXING.txt
| 404 | "Kentucky" | KY | "Lexington" | 11 | Lexington | Lexington, KY | LEXINGTON KY | KY | 1140 | 4783 | Lexington | KY | KYLEXING.txt
| 405 | "Kentucky" | KY | "Lexington" | 11 | Lexington | Lexington, KY | LEXINGTON KY | KY | 1140 | 4783 | Lexington | KY | KYLEXING.txt
| 679 | "Kansas" | KS | "Liberal" | 9 | Liberal | Liberal, KS | DODGE CITY KS | KS | 1465 | 5001 | Wichita | KS | KSWICHIT.txt
| 458 | "Ohio" | OH | "Lima" | 6 | Lima | Lima, OH | DAYTON OH | OH | 886 | 5708 | Dayton | OH | OHDAYTON.txt
| 683 | "Nebraska" | NE | "Lincoln" | 9 | Lincoln | Lincoln, NE | LINCOLN NE | NE | 1134 | 6278 | Lincoln | NE | NELINCOL.txt
| 684 | "Nebraska" | NE | "Lincoln" | 9 | Lincoln | Lincoln, NE | LINCOLN NE | NE | 1134 | 6278 | Lincoln | NE | NELINCOL.txt
| 685 | "Nebraska" | NE | "Lincoln" | 9 | Lincoln | Lincoln, NE | LINCOLN NE | NE | 1134 | 6278 | Lincoln | NE | NELINCOL.txt
| 720 | "Arkansas" | AR | "Little Rock" | 13 | Little Rock | Little Rock, AR | LITTLE ROCK AR | AR | 2005 | 3155 | Little Rock | AR | ARLIROCK.txt
| 721 | "Arkansas" | AR | "Little Rock" | 13 | Little Rock | Little Rock, AR | LITTLE ROCK AR | AR | 2005 | 3155 | Little Rock | AR | ARLIROCK.txt
| 722 | "Arkansas" | AR | "Little Rock" | 13 | Little Rock | Little Rock, AR | LITTLE ROCK AR | AR | 2005 | 3155 | Little Rock | AR | ARLIROCK.txt
| 035 | "New_Hampshire" | NH | "Littleton" | 11 | Littleton | Littleton, NH | BURLINGTON VT | VT | 388 | 7771 | Burlington | VT | VTBURLIN.txt
| 256 | "West_Virginia" | WV | "Logan" | 7 | Logan | Logan, WV | CHARLESTON WV | WV | 1031 | 4646 | Charleston | WV | WVCHARLE.txt
| 908 | "California" | CA | "Long Beach" | 12 | Long Beach | Long Beach, CA | LONG BEACH CA | CA | 1201 | 1430 | Los Angeles | CA | CALOSANG.txt
| 805 | "Colorado" | CO | "Longmont" | 10 | Longmont | Longmont, CO | DENVER CO | CO | 679 | 6020 | Denver | CO | CODENVER.txt
| 756 | "Texas" | TX | "Longview" | 10 | Longview | Longview, TX | SHREVEPORT LA | LA | 2368 | 2264 | Shreveport | LA | LASHREVE.txt
| 900 | "California" | CA | "Los Angeles" | 13 | Los Angeles | Los Angeles, CA | LOS ANGELES AP CA | CA | 727 | 1458 | Los Angeles | CA | CALOSANG.txt
| 901 | "California" | CA | "Los Angeles" | 13 | Los Angeles | Los Angeles, CA | LOS ANGELES AP CA | CA | 727 | 1458 | Los Angeles | CA | CALOSANG.txt
| 902 | "California" | CA | "Los Angeles" | 13 | Los Angeles | Los Angeles, CA | LOS ANGELES AP CA | CA | 727 | 1458 | Los Angeles | CA | CALOSANG.txt
| 400 | "Kentucky" | KY | "Louisville" | 12 | Louisville | Louisville, KY | LOUISVILLE KY | KY | 1288 | 4514 | Louisville | KY | KYLOUISV.txt
| 401 | "Kentucky" | KY | "Louisville" | 12 | Louisville | Louisville, KY | LOUISVILLE KY | KY | 1288 | 4514 | Louisville | KY | KYLOUISV.txt
| 402 | "Kentucky" | KY | "Louisville" | 12 | Louisville | Louisville, KY | LOUISVILLE KY | KY | 1288 | 4514 | Louisville | KY | KYLOUISV.txt
| 793 | "Texas" | TX | "Lubbock" | 9 | Lubbock | Lubbock, TX | LUBBOCK TX | TX | 1689 | 3431 | Lubbock | TX | TXLUBBOC.txt
| 794 | "Texas" | TX | "Lubbock" | 9 | Lubbock | Lubbock, TX | LUBBOCK TX | TX | 1689 | 3431 | Lubbock | TX | TXLUBBOC.txt
| 759 | "Texas" | TX | "Lufkin" | 8 | Lufkin | Lufkin, TX | WACO TX | TX | 2816 | 2179 | Waco | TX | TXWACO.txt
| 245 | "Virginia" | VA | "Lynchburg" | 11 | Lynchburg | Lynchburg, VA | LYNCHBURG VA | VA | 1048 | 4340 | Roanoke | VA | VAROANOK.txt
| 019 | "Massachusetts" | MA | "Lynn" | 6 | Lynn | Lynn, MA | BOSTON MA | MA | 678 | 5641 | Boston | MA | MABOSTON.txt
| 497 | "Michigan" | MI | "Mackinaw City" | 15 | Mackinaw City | Mackinaw City, MI | SAULT STE. MARIE MI | MI | 131 | 9316 | Sault Ste Marie | MI | MISTEMAR.txt
| 310 | "Georgia" | GA | "Macon" | 7 | Macon | Macon, GA | COLUMBUS GA | GA | 2284 | 2261 | Macon | GA | GAMACON.txt
| 311 | "Georgia" | GA | "Macon" | 7 | Macon | Macon, GA | COLUMBUS GA | GA | 2284 | 2261 | Macon | GA | GAMACON.txt
| 312 | "Georgia" | GA | "Macon" | 7 | Macon | Macon, GA | MACON GA | GA | 2125 | 2334 | Macon | GA | GAMACON.txt
| 535 | "Wisconsin" | WI | "Madison" | 9 | Madison | Madison, WI | LA CROSSE WI | WI | 692 | 7491 | Madison | WI | WIMADISO.txt
| 536 | "Wisconsin" | WI | "Madison" | 9 | Madison | Madison, WI | LA CROSSE WI | WI | 692 | 7491 | Madison | WI | WIMADISO.txt
| 537 | "Wisconsin" | WI | "Madison" | 9 | Madison | Madison, WI | MADISON WI | WI | 485 | 7673 | Madison | WI | WIMADISO.txt
| 030 | "New_Hampshire" | NH | "Manchester" | 12 | Manchester | Manchester, NH | WORCESTER MA | MA | 333 | 6979 | Concord | NH | NHCONCOR.txt
| 031 | "New_Hampshire" | NH | "Manchester" | 12 | Manchester | Manchester, NH | CONCORD NH | NH | 328 | 7554 | Concord | NH | NHCONCOR.txt
| 969 | "Guam" | GU | "Mangilao" | 10 | Mangilao | Mangilao, GU | GUAM PC | PC | 5034 | 0 | Honolulu | HI | HIHONOLU.txt
| 560 | "Minnesota" | MN | "Mankato" | 9 | Mankato | Mankato, MN | ROCHESTER MN | MN | 472 | 8250 | Minneapolis St. Paul | MN | MNMINPLS.txt
| 448 | "Ohio" | OH | "Mansfield" | 11 | Mansfield | Mansfield, OH | MANSFIELD OH | OH | 666 | 6258 | Akron Canton | OH | OHAKRON.txt
| 449 | "Ohio" | OH | "Mansfield" | 11 | Mansfield | Mansfield, OH | MANSFIELD OH | OH | 666 | 6258 | Akron Canton | OH | OHAKRON.txt
| 433 | "Ohio" | OH | "Marion" | 8 | Marion | Marion, OH | DAYTON OH | OH | 886 | 5708 | Dayton | OH | OHDAYTON.txt
| 254 | "West_Virginia" | WV | "Martinsburg" | 13 | Martinsburg | Martinsburg, WV | WASHINGTON DULLES AP DC | DC | 973 | 5006 | Washington | MD | MDWASHDC.txt
| 959 | "California" | CA | "Marysville" | 12 | Marysville | Marysville, CA | SACRAMENTO CA | CA | 1237 | 2749 | Sacramento | CA | CASACRAM.txt
| 504 | "Iowa" | IA | "Mason City" | 12 | Mason City | Mason City, IA | WATERLOO IA | IA | 702 | 7406 | Des Moines | IA | IADESMOI.txt
| 382 | "Tennessee" | TN | "Mc_Kenzie" | 11 | Mc_Kenzie | Mc_Kenzie, TN | NASHVILLE TN | TN | 1616 | 3729 | Nashville | TN | TNNASHVI.txt
| 745 | "Oklahoma" | OK | "McAlester" | 11 | McAlester | McAlester, OK | FORT SMITH AR | AR | 1894 | 3478 | Fort Smith | AR | ARFTSMIT.txt
| 396 | "Mississippi" | MS | "McComb" | 8 | McComb | McComb, MS | JACKSON MS | MS | 2215 | 2467 | Jackson | MS | MSJACKSO.txt
| 690 | "Nebraska" | NE | "McCook" | 8 | McCook | McCook, NE | GOODLAND KS | KS | 859 | 5974 | Goodland | KS | KSGOODLA.txt
| 975 | "Oregon" | OR | "Medford" | 9 | Medford | Medford, OR | MEDFORD OR | OR | 725 | 4611 | Medford | OR | ORMEDFOR.txt
| 329 | "Florida" | FL | "Melbourne" | 11 | Melbourne | Melbourne, FL | VERO BEACH FL | FL | 3278 | 548 | Orlando | FL | FLORLAND.txt
| 380 | "Tennessee" | TN | "Memphis" | 9 | Memphis | Memphis, TN | MEMPHIS TN | TN | 2118 | 3082 | Memphis | TN | TNMEMPHI.txt
| 381 | "Tennessee" | TN | "Memphis" | 9 | Memphis | Memphis, TN | MEMPHIS TN | TN | 2118 | 3082 | Memphis | TN | TNMEMPHI.txt
| 953 | "California" | CA | "Merced" | 8 | Merced | Merced, CA | SACRAMENTO CA | CA | 1237 | 2749 | Sacramento | CA | CASACRAM.txt
| 393 | "Mississippi" | MS | "Meridian" | 10 | Meridian | Meridian, MS | MERIDIAN MS | MS | 2138 | 2444 | Jackson | MS | MSJACKSO.txt
| 330 | "Florida" | FL | "Miami" | 7 | Miami | Miami, FL | KEY WEST FL | FL | 4798 | 100 | Miami Beach | FL | FLMIAMIB.txt
| 331 | "Florida" | FL | "Miami" | 7 | Miami | Miami, FL | MIAMI FL | FL | 4198 | 200 | Miami Beach | FL | FLMIAMIB.txt
| 332 | "Florida" | FL | "Miami" | 7 | Miami | Miami, FL | MIAMI FL | FL | 4198 | 200 | Miami Beach | FL | FLMIAMIB.txt
| 409 | "Kentucky" | KY | "Middlesboro" | 13 | Middlesboro | Middlesboro, KY | BRISTOL-JHNSN CTY-KNGSPRT TN | TN | 972 | 4406 | Knoxville | TN | TNKNOXVI.txt
| 797 | "Texas" | TX | "Midland" | 9 | Midland | Midland, TX | EL PASO TX | TX | 2094 | 2708 | Midland Odessa | TX | TXMIDLAN.txt
| 593 | "Montana" | MT | "Miles City" | 12 | Miles City | Miles City, MT | GLASGOW MT | MT | 558 | 8745 | Great Falls | MT | MTGRFALL.txt
| 530 | "Wisconsin" | WI | "Milwaukee" | 11 | Milwaukee | Milwaukee, WI | MADISON WI | WI | 485 | 7673 | Milwaukee | WI | WIMILWAU.txt
| 531 | "Wisconsin" | WI | "Milwaukee" | 11 | Milwaukee | Milwaukee, WI | MADISON WI | WI | 485 | 7673 | Milwaukee | WI | WIMILWAU.txt
| 532 | "Wisconsin" | WI | "Milwaukee" | 11 | Milwaukee | Milwaukee, WI | MILWAUKEE WI | WI | 479 | 7324 | Milwaukee | WI | WIMILWAU.txt
| 533 | "Wisconsin" | WI | "Milwaukee" | 11 | Milwaukee | Milwaukee, WI | MILWAUKEE WI | WI | 479 | 7324 | Milwaukee | WI | WIMILWAU.txt
| 553 | "Minnesota" | MN | "Minneapolis" | 13 | Minneapolis | Minneapolis, MN | MINNEAPOLIS-ST.PAUL MN | MN | 682 | 7981 | Minneapolis St. Paul | MN | MNMINPLS.txt
| 554 | "Minnesota" | MN | "Minneapolis" | 13 | Minneapolis | Minneapolis, MN | MINNEAPOLIS-ST.PAUL MN | MN | 682 | 7981 | Minneapolis St. Paul | MN | MNMINPLS.txt
| 115 | "New_York" | NY | "Minneola" | 10 | Minneola | Minneola, NY | NEW YORK (JFK AP) NY | NY | 921 | 5027 | New York City | NY | NYNEWYOR.txt
| 587 | "North_Dakota" | ND | "Minot" | 7 | Minot | Minot, ND | WILLISTON ND | ND | 548 | 9090 | Bismarck | ND | NDBISMAR.txt
| 598 | "Montana" | MT | "Missoula" | 10 | Missoula | Missoula, MT | MISSOULA MT | MT | 280 | 7792 | Helena | MT | MTHELENA.txt
| 573 | "South_Dakota" | SD | "Mitchell" | 10 | Mitchell | Mitchell, SD | RAPID CITY SD | SD | 611 | 7301 | Rapid City | SD | SDRAPCTY.txt
| 365 | "Alabama" | AL | "Mobile" | 8 | Mobile | Mobile, AL | MOBILE AL | AL | 2627 | 1702 | Mobile | AL | ALMOBILE.txt
| 366 | "Alabama" | AL | "Mobile" | 8 | Mobile | Mobile, AL | MOBILE AL | AL | 2627 | 1702 | Mobile | AL | ALMOBILE.txt
| 576 | "South_Dakota" | SD | "Mobridge" | 10 | Mobridge | Mobridge, SD | BISMARCK ND | ND | 488 | 8968 | Bismarck | ND | NDBISMAR.txt
| 712 | "Louisiana" | LA | "Monroe" | 8 | Monroe | Monroe, LA | JACKSON MS | MS | 2215 | 2467 | Jackson | MS | MSJACKSO.txt
| 939 | "California" | CA | "Monterey" | 10 | Monterey | Monterey, CA | SAN FRANCISCO C.O. CA | CA | 65 | 3005 | San Francisco | CA | CASANFRA.txt
| 360 | "Alabama" | AL | "Montgomery" | 12 | Montgomery | Montgomery, AL | COLUMBUS GA | GA | 2284 | 2261 | Montgomery | AL | ALMONTGO.txt
| 361 | "Alabama" | AL | "Montgomery" | 12 | Montgomery | Montgomery, AL | MONTGOMERY AL | AL | 2212 | 2224 | Montgomery | AL | ALMONTGO.txt
| 127 | "New_York" | NY | "Monticello" | 12 | Monticello | Monticello, NY | BINGHAMTON NY | NY | 337 | 7273 | Wilkes-Barre | PA | PAWILKES.txt
| 056 | "Vermont" | VT | "Montpelier" | 12 | Montpelier | Montpelier, VT | BURLINGTON VT | VT | 388 | 7771 | Burlington | VT | VTBURLIN.txt
| 814 | "Colorado" | CO | "Montrose" | 10 | Montrose | Montrose, CO | GRAND JUNCTION CO | CO | 1183 | 5548 | Grand Junction | CO | COGRNDJU.txt
| 188 | "Pennsylvania" | PA | "Montrose" | 10 | Montrose | Montrose, PA | BINGHAMTON NY | NY | 337 | 7273 | Wilkes-Barre | PA | PAWILKES.txt
| 265 | "West_Virginia" | WV | "Morgantown" | 12 | Morgantown | Morgantown, WV | PITTSBURGH PA | PA | 654 | 5968 | Pittsburgh | PA | PAPITTSB.txt
| 473 | "Indiana" | IN | "Muncie" | 8 | Muncie | Muncie, IN | DAYTON OH | OH | 886 | 5708 | Dayton | OH | OHDAYTON.txt
| 494 | "Michigan" | MI | "Muskegon" | 10 | Muskegon | Muskegon, MI | MUSKEGON MI | MI | 431 | 6924 | Grand Rapids | MI | MIGRNDRA.txt
| 744 | "Oklahoma" | OK | "Muskogee" | 10 | Muskogee | Muskogee, OK | FORT SMITH AR | AR | 1894 | 3478 | Fort Smith | AR | ARFTSMIT.txt
| 435 | "Ohio" | OH | "Napoleon" | 10 | Napoleon | Napoleon, OH | FORT WAYNE IN | IN | 824 | 6273 | Fort Wayne | IN | INFTWAYN.txt
| 370 | "Tennessee" | TN | "Nashville" | 11 | Nashville | Nashville, TN | NASHVILLE TN | TN | 1616 | 3729 | Nashville | TN | TNNASHVI.txt
| 371 | "Tennessee" | TN | "Nashville" | 11 | Nashville | Nashville, TN | NASHVILLE TN | TN | 1616 | 3729 | Nashville | TN | TNNASHVI.txt
| 372 | "Tennessee" | TN | "Nashville" | 11 | Nashville | Nashville, TN | NASHVILLE TN | TN | 1616 | 3729 | Nashville | TN | TNNASHVI.txt
| 471 | "Indiana" | IN | "New Albany" | 12 | New Albany | New Albany, IN | LOUISVILLE KY | KY | 1288 | 4514 | Louisville | KY | KYLOUISV.txt
| 027 | "Massachusetts" | MA | "New Bedford" | 13 | New Bedford | New Bedford, MA | PROVIDENCE RI | RI | 606 | 5884 | Rhode Island | RI | RIPROVID.txt
| 088 | "New_Jersey" | NJ | "New Brunswick" | 15 | New Brunswick | New Brunswick, NJ | NEWARK NJ | NJ | 1201 | 4888 | Newark | NJ | NJNEWARK.txt
| 089 | "New_Jersey" | NJ | "New Brunswick" | 15 | New Brunswick | New Brunswick, NJ | NEWARK NJ | NJ | 1201 | 4888 | Newark | NJ | NJNEWARK.txt
| 161 | "Pennsylvania" | PA | "New Castle" | 12 | New Castle | New Castle, PA | PITTSBURGH PA | PA | 654 | 5968 | Pittsburgh | PA | PAPITTSB.txt
| 064 | "Connecticut" | CT | "New Haven" | 11 | New Haven | New Haven, CT | HARTFORD CT | CT | 677 | 6151 | Hartford-Springfield | CT | CTHARTFO.txt
| 065 | "Connecticut" | CT | "New Haven" | 11 | New Haven | New Haven, CT | HARTFORD CT | CT | 677 | 6151 | Hartford-Springfield | CT | CTHARTFO.txt
| 063 | "Connecticut" | CT | "New London" | 12 | New London | New London, CT | PROVIDENCE RI | RI | 606 | 5884 | Rhode Island | RI | RIPROVID.txt
| 700 | "Louisiana" | LA | "New Orleans" | 13 | New Orleans | New Orleans, LA | NEW ORLEANS LA | LA | 2655 | 1513 | New Orleans | LA | LANEWORL.txt
| 701 | "Louisiana" | LA | "New Orleans" | 13 | New Orleans | New Orleans, LA | NEW ORLEANS LA | LA | 2655 | 1513 | New Orleans | LA | LANEWORL.txt
| 108 | "New_York" | NY | "New Rochelle" | 14 | New Rochelle | New Rochelle, NY | NEW YORK (LAGUARDIA AP) NY | NY | 1052 | 4910 | New York City | NY | NYNEWYOR.txt
| 100 | "New_York" | NY | "New York" | 10 | New York | New York, NY | NEW YORK C.PARK NY | NY | 1096 | 4805 | New York City | NY | NYNEWYOR.txt
| 101 | "New_York" | NY | "New York" | 10 | New York | New York, NY | NEW YORK C.PARK NY | NY | 1096 | 4805 | New York City | NY | NYNEWYOR.txt
| 102 | "New_York" | NY | "New York" | 10 | New York | New York, NY | NEW YORK C.PARK NY | NY | 1096 | 4805 | New York City | NY | NYNEWYOR.txt
| 070 | "New_Jersey" | NJ | "Newark" | 8 | Newark | Newark, NJ | NEW YORK (LAGUARDIA AP) NY | NY | 1052 | 4910 | Newark | NJ | NJNEWARK.txt
| 071 | "New_Jersey" | NJ | "Newark" | 8 | Newark | Newark, NJ | NEWARK NJ | NJ | 1201 | 4888 | Newark | NJ | NJNEWARK.txt
| 410 | "Kentucky" | KY | "Newport" | 9 | Newport | Newport, KY | GREATER CINCINNATI AP KY | KY | 996 | 5248 | Cincinnati | OH | OHCINCIN.txt
| 143 | "New_York" | NY | "Niagara Falls" | 15 | Niagara Falls | Niagara Falls, NY | BUFFALO NY | NY | 477 | 6747 | Buffalo | NY | NTBUFFAL.txt
| 687 | "Nebraska" | NE | "Norfolk" | 9 | Norfolk | Norfolk, NE | NORFOLK NE | NE | 877 | 6873 | Sioux City | IA | IASIOCTY.txt
| 233 | "Virginia" | VA | "Norfolk" | 9 | Norfolk | Norfolk, VA | NORFOLK VA | VA | 1422 | 3495 | Norfolk | VA | VANORFOL.txt
| 234 | "Virginia" | VA | "Norfolk" | 9 | Norfolk | Norfolk, VA | NORFOLK VA | VA | 1422 | 3495 | Norfolk | VA | VANORFOL.txt
| 235 | "Virginia" | VA | "Norfolk" | 9 | Norfolk | Norfolk, VA | NORFOLK VA | VA | 1422 | 3495 | Norfolk | VA | VANORFOL.txt
| 236 | "Virginia" | VA | "Norfolk" | 9 | Norfolk | Norfolk, VA | NORFOLK VA | VA | 1422 | 3495 | Norfolk | VA | VANORFOL.txt
| 600 | "Illinois" | IL | "North Chicago Sub." | 20 | North Chicago Sub. | North Chicago Sub., IL | ROCKFORD IL | IL | 702 | 6969 | Rockford | IL | ILROCKFO.txt
| 601 | "Illinois" | IL | "North Chicago Sub." | 20 | North Chicago Sub. | North Chicago Sub., IL | ROCKFORD IL | IL | 702 | 6969 | Rockford | IL | ILROCKFO.txt
| 916 | "California" | CA | "North Hollywood" | 17 | North Hollywood | North Hollywood, CA | LOS ANGELES C.O. CA | CA | 1537 | 1154 | Los Angeles | CA | CALOSANG.txt
| 691 | "Nebraska" | NE | "North_Platte" | 14 | North_Platte | North_Platte, NE | NORTH PLATTE NE | NE | 713 | 6859 | North Platte | NE | NENPLATT.txt
| 220 | "Virginia" | VA | "Northern VA" | 13 | Northern VA | Northern VA, VA | WASHINGTON DULLES AP DC | DC | 973 | 5006 | Washington | MD | MDWASHDC.txt
| 221 | "Virginia" | VA | "Northern VA" | 13 | Northern VA | Northern VA, VA | WASHINGTON DULLES AP DC | DC | 973 | 5006 | Washington | MD | MDWASHDC.txt
| 603 | "Illinois" | IL | "Oak Park" | 10 | Oak Park | Oak Park, IL | CHICAGO IL | IL | 752 | 6536 | Chicago | IL | ILCHICAG.txt
| 946 | "California" | CA | "Oakland" | 9 | Oakland | Oakland, CA | SAN FRANCISCO AP CA | CA | 145 | 3016 | San Jose | CA | CASANJOS.txt
| 344 | "Florida" | FL | "Ocala" | 7 | Ocala | Ocala, FL | DAYTONA BEACH FL | FL | 2919 | 909 | Daytona Beach | FL | FLDAYTNA.txt
| 844 | "Utah" | UT | "Ogden" | 7 | Ogden | Ogden, UT | SALT LAKE CITY UT | UT | 1047 | 5765 | Salt Lake City | UT | UTSALTLK.txt
| 843 | "Utah" | UT | "Ogden/Logan" | 13 | Ogden/Logan | Ogden/Logan, UT | SALT LAKE CITY UT | UT | 1047 | 5765 | Salt Lake City | UT | UTSALTLK.txt
| 163 | "Pennsylvania" | PA | "Oil City" | 10 | Oil City | Oil City, PA | YOUNGSTOWN OH | OH | 497 | 6544 | Youngstown | OH | OHYOUNGS.txt
| 730 | "Oklahoma" | OK | "Oklahoma City" | 15 | Oklahoma City | Oklahoma City, OK | OKLAHOMA CITY OK | OK | 1859 | 3659 | Oklahoma City | OK | OKOKLCTY.txt
| 731 | "Oklahoma" | OK | "Oklahoma City" | 15 | Oklahoma City | Oklahoma City, OK | OKLAHOMA CITY OK | OK | 1859 | 3659 | Oklahoma City | OK | OKOKLCTY.txt
| 985 | "Washington" | WA | "Olympia" | 9 | Olympia | Olympia, WA | OLYMPIA WA | WA | 101 | 5655 | Seattle | WA | WASEATTL.txt
| 680 | "Nebraska" | NE | "Omaha" | 7 | Omaha | Omaha, NE | OMAHA EPPLEY AP NE | NE | 1072 | 6300 | Omaha | NE | NEOMAHA.txt
| 681 | "Nebraska" | NE | "Omaha" | 7 | Omaha | Omaha, NE | OMAHA EPPLEY AP NE | NE | 1072 | 6300 | Omaha | NE | NEOMAHA.txt
| 979 | "Oregon" | OR | "Ontario" | 9 | Ontario | Ontario, OR | BOISE ID | ID | 754 | 5861 | Boise | ID | IDBOISE.txt
| 368 | "Alabama" | AL | "Opelika" | 9 | Opelika | Opelika, AL | COLUMBUS GA | GA | 2284 | 2261 | Columbus | GA | GACOLMBS.txt
| 328 | "Florida" | FL | "Orlando" | 9 | Orlando | Orlando, FL | ORLANDO FL | FL | 3381 | 686 | Orlando | FL | FLORLAND.txt
| 347 | "Florida" | FL | "Orlando" | 9 | Orlando | Orlando, FL | ORLANDO FL | FL | 3381 | 686 | Orlando | FL | FLORLAND.txt
| 549 | "Wisconsin" | WI | "Oshkosh" | 9 | Oshkosh | Oshkosh, WI | LA CROSSE WI | WI | 692 | 7491 | Madison | WI | WIMADISO.txt
| 525 | "Iowa" | IA | "Ottumwa" | 9 | Ottumwa | Ottumwa, IA | MOLINE IL | IL | 911 | 6474 | Des Moines | IA | IADESMOI.txt
| 423 | "Kentucky" | KY | "Owensboro" | 11 | Owensboro | Owensboro, KY | NASHVILLE TN | TN | 1616 | 3729 | Nashville | TN | TNNASHVI.txt
| 386 | "Mississippi" | MS | "Oxford" | 8 | Oxford | Oxford, MS | MEMPHIS TN | TN | 2118 | 3082 | Memphis | TN | TNMEMPHI.txt
| 420 | "Kentucky" | KY | "Paducah" | 9 | Paducah | Paducah, KY | PADUCAH KY | KY | 1475 | 4279 | Paducah | KY | KYPADUCA.txt
| 758 | "Texas" | TX | "Palestine" | 11 | Palestine | Palestine, TX | WACO TX | TX | 2816 | 2179 | Waco | TX | TXWACO.txt
| 922 | "California" | CA | "Palm Springs" | 14 | Palm Springs | Palm Springs, CA | SAN DIEGO CA | CA | 984 | 1256 | San Diego | CA | CASANDIE.txt
| 943 | "California" | CA | "Palo Alto" | 11 | Palo Alto | Palo Alto, CA | SAN FRANCISCO AP CA | CA | 145 | 3016 | San Jose | CA | CASANJOS.txt
| 324 | "Florida" | FL | "Panama City" | 13 | Panama City | Panama City, FL | APALACHICOLA FL | FL | 2582 | 1429 | Tallahassee | FL | FLTALLAH.txt
| 261 | "West_Virginia" | WV | "Parkersburg" | 13 | Parkersburg | Parkersburg, WV | CHARLESTON WV | WV | 1031 | 4646 | Charleston | WV | WVCHARLE.txt
| 910 | "California" | CA | "Pasadena" | 10 | Pasadena | Pasadena, CA | LOS ANGELES C.O. CA | CA | 1537 | 1154 | Los Angeles | CA | CALOSANG.txt
| 911 | "California" | CA | "Pasadena" | 10 | Pasadena | Pasadena, CA | LOS ANGELES C.O. CA | CA | 1537 | 1154 | Los Angeles | CA | CALOSANG.txt
| 074 | "New_Jersey" | NJ | "Paterson" | 10 | Paterson | Paterson, NJ | NEWARK NJ | NJ | 1201 | 4888 | Newark | NJ | NJNEWARK.txt
| 075 | "New_Jersey" | NJ | "Paterson" | 10 | Paterson | Paterson, NJ | NEWARK NJ | NJ | 1201 | 4888 | Newark | NJ | NJNEWARK.txt
| 978 | "Oregon" | OR | "Pendleton" | 11 | Pendleton | Pendleton, OR | PENDLETON OR | OR | 701 | 5294 | Yakima | WA | WAYAKIMA.txt
| 325 | "Florida" | FL | "Pensacola" | 11 | Pensacola | Pensacola, FL | PENSACOLA FL | FL | 2636 | 1617 | Mobile | AL | ALMOBILE.txt
| 615 | "Illinois" | IL | "Peoria" | 8 | Peoria | Peoria, IL | PEORIA IL | IL | 982 | 6148 | Peoria | IL | ILPEORIA.txt
| 616 | "Illinois" | IL | "Peoria" | 8 | Peoria | Peoria, IL | PEORIA IL | IL | 982 | 6148 | Peoria | IL | ILPEORIA.txt
| 238 | "Virginia" | VA | "Petersburg" | 12 | Petersburg | Petersburg, VA | NORFOLK VA | VA | 1422 | 3495 | Norfolk | VA | VANORFOL.txt
| 268 | "West_Virginia" | WV | "Petersburg" | 12 | Petersburg | Petersburg, WV | ELKINS WV | WV | 346 | 6120 | Elkins | WV | WVELKINS.txt
| 190 | "Pennsylvania" | PA | "Philadelphia" | 14 | Philadelphia | Philadelphia, PA | WILMINGTON DE | DE | 1046 | 4937 | Philadelphia | PA | PAPHILAD.txt
| 191 | "Pennsylvania" | PA | "Philadelphia" | 14 | Philadelphia | Philadelphia, PA | PHILADELPHIA PA | PA | 1101 | 4954 | Philadelphia | PA | PAPHILAD.txt
| 850 | "Arizona" | AZ | "Phoenix" | 9 | Phoenix | Phoenix, AZ | PHOENIX AZ | AZ | 4162 | 1350 | Phoenix | AZ | AZPHOENI.txt
| 851 | "Arizona" | AZ | "Phoenix" | 9 | Phoenix | Phoenix, AZ | PHOENIX AZ | AZ | 4162 | 1350 | Phoenix | AZ | AZPHOENI.txt
| 575 | "South_Dakota" | SD | "Pierre" | 8 | Pierre | Pierre, SD | RAPID CITY SD | SD | 611 | 7301 | Rapid City | SD | SDRAPCTY.txt
| 415 | "Kentucky" | KY | "Pikeville" | 11 | Pikeville | Pikeville, KY | CHARLESTON WV | WV | 1031 | 4646 | Charleston | WV | WVCHARLE.txt
| 416 | "Kentucky" | KY | "Pikeville" | 11 | Pikeville | Pikeville, KY | HUNTINGTON WV | WV | 1005 | 4665 | Charleston | WV | WVCHARLE.txt
| 716 | "Arkansas" | AR | "Pine Bluff" | 12 | Pine Bluff | Pine Bluff, AR | JACKSON MS | MS | 2215 | 2467 | Jackson | MS | MSJACKSO.txt
| 150 | "Pennsylvania" | PA | "Pittsburgh" | 12 | Pittsburgh | Pittsburgh, PA | PITTSBURGH PA | PA | 654 | 5968 | Pittsburgh | PA | PAPITTSB.txt
| 151 | "Pennsylvania" | PA | "Pittsburgh" | 12 | Pittsburgh | Pittsburgh, PA | PITTSBURGH PA | PA | 654 | 5968 | Pittsburgh | PA | PAPITTSB.txt
| 152 | "Pennsylvania" | PA | "Pittsburgh" | 12 | Pittsburgh | Pittsburgh, PA | PITTSBURGH PA | PA | 654 | 5968 | Pittsburgh | PA | PAPITTSB.txt
| 012 | "Massachusetts" | MA | "Pittsfield" | 12 | Pittsfield | Pittsfield, MA | ALBANY NY | NY | 507 | 6894 | Albany | NY | NYALBANY.txt
| 032 | "New_Hampshire" | NH | "Pittsfield" | 12 | Pittsfield | Pittsfield, NH | CONCORD NH | NH | 328 | 7554 | Concord | NH | NHCONCOR.txt
| 538 | "Wisconsin" | WI | "Platteville" | 13 | Platteville | Platteville, WI | WATERLOO IA | IA | 702 | 7406 | Madison | WI | WIMADISO.txt
| 129 | "New_York" | NY | "Plattsburgh" | 13 | Plattsburgh | Plattsburgh, NY | BURLINGTON VT | VT | 388 | 7771 | Burlington | VT | VTBURLIN.txt
| 832 | "Idaho" | ID | "Pocatello" | 11 | Pocatello | Pocatello, ID | POCATELLO ID | ID | 421 | 7180 | Pocatello | ID | IDPOCATE.txt
| 957 | "California" | CA | "Pollock Pines" | 15 | Pollock Pines | Pollock Pines, CA | RENO NV | NV | 508 | 5674 | Reno | NV | NVRENO.txt
| 746 | "Oklahoma" | OK | "Ponca City" | 12 | Ponca City | Ponca City, OK | TULSA OK | OK | 2017 | 3691 | Tulsa | OK | OKTULSA.txt
| 639 | "Missouri" | MO | "Poplar Bluff" | 14 | Poplar Bluff | Poplar Bluff, MO | SPRINGFIELD MO | MO | 1320 | 4638 | Springfield | MO | MOSPRING.txt
| 539 | "Wisconsin" | WI | "Portage" | 9 | Portage | Portage, WI | MADISON WI | WI | 485 | 7673 | Madison | WI | WIMADISO.txt
| 040 | "Maine" | ME | "Portland" | 10 | Portland | Portland, ME | PORTLAND ME | ME | 268 | 7378 | Portland | ME | MEPORTLA.txt
| 041 | "Maine" | ME | "Portland" | 10 | Portland | Portland, ME | PORTLAND ME | ME | 268 | 7378 | Portland | ME | MEPORTLA.txt
| 971 | "Oregon" | OR | "Portland" | 10 | Portland | Portland, OR | PORTLAND OR | OR | 371 | 4522 | Portland | OR | ORPORTLA.txt
| 972 | "Oregon" | OR | "Portland" | 10 | Portland | Portland, OR | PORTLAND OR | OR | 371 | 4522 | Portland | OR | ORPORTLA.txt
| 038 | "New_Hampshire" | NH | "Portsmouth" | 12 | Portsmouth | Portsmouth, NH | PORTLAND ME | ME | 268 | 7378 | Portland | ME | MEPORTLA.txt
| 237 | "Virginia" | VA | "Portsmouth" | 12 | Portsmouth | Portsmouth, VA | NORFOLK VA | VA | 1422 | 3495 | Norfolk | VA | VANORFOL.txt
| 749 | "Oklahoma" | OK | "Poteau" | 8 | Poteau | Poteau, OK | FORT SMITH AR | AR | 1894 | 3478 | Fort Smith | AR | ARFTSMIT.txt
| 179 | "Pennsylvania" | PA | "Pottsville" | 12 | Pottsville | Pottsville, PA | ALLENTOWN PA | PA | 773 | 5785 | Allentown | PA | PAALLENT.txt
| 125 | "New_York" | NY | "Poughkeepsie" | 14 | Poughkeepsie | Poughkeepsie, NY | HARTFORD CT | CT | 677 | 6151 | Hartford-Springfield | CT | CTHARTFO.txt
| 126 | "New_York" | NY | "Poughkeepsie" | 14 | Poughkeepsie | Poughkeepsie, NY | BRIDGEPORT CT | CT | 724 | 5537 | Bridgeport | CT | CTBRIDGE.txt
| 863 | "Arizona" | AZ | "Prescott" | 10 | Prescott | Prescott, AZ | FLAGSTAFF AZ | AZ | 145 | 7131 | Flagstaff | AZ | AZFLAGST.txt
| 028 | "Rhode_Island" | RI | "Providence" | 12 | Providence | Providence, RI | WORCESTER MA | MA | 333 | 6979 | Rhode Island | RI | RIPROVID.txt
| 029 | "Rhode_Island" | RI | "Providence" | 12 | Providence | Providence, RI | PROVIDENCE RI | RI | 606 | 5884 | Rhode Island | RI | RIPROVID.txt
| 846 | "Utah" | UT | "Provo" | 7 | Provo | Provo, UT | SALT LAKE CITY UT | UT | 1047 | 5765 | Salt Lake City | UT | UTSALTLK.txt
| 810 | "Colorado" | CO | "Pueblo" | 8 | Pueblo | Pueblo, CO | PUEBLO CO | CO | 973 | 5413 | Pueblo | CO | COPUEBLO.txt
| 243 | "Virginia" | VA | "Pulaski" | 9 | Pulaski | Pulaski, VA | ROANOKE VA | VA | 1052 | 4360 | Roanoke | VA | VAROANOK.txt
| 111 | "New_York" | NY | "Queens" | 8 | Queens | Queens, NY | NEW YORK (LAGUARDIA AP) NY | NY | 1052 | 4910 | New York City | NY | NYNEWYOR.txt
| 623 | "Illinois" | IL | "Quincy" | 8 | Quincy | Quincy, IL | SPRINGFIELD IL | IL | 1141 | 5688 | Springfield | IL | ILSPRING.txt
| 534 | "Wisconsin" | WI | "Racine" | 8 | Racine | Racine, WI | MILWAUKEE WI | WI | 479 | 7324 | Milwaukee | WI | WIMILWAU.txt
| 275 | "North_Carolina" | NC | "Raleigh" | 9 | Raleigh | Raleigh, NC | RALEIGH NC | NC | 1417 | 3457 | Raleigh Durham | NC | NCRALEIG.txt
| 276 | "North_Carolina" | NC | "Raleigh" | 9 | Raleigh | Raleigh, NC | RALEIGH NC | NC | 1417 | 3457 | Raleigh Durham | NC | NCRALEIG.txt
| 577 | "South_Dakota" | SD | "Rapid City" | 12 | Rapid City | Rapid City, SD | RAPID CITY SD | SD | 611 | 7301 | Rapid City | SD | SDRAPCTY.txt
| 823 | "Wyoming" | WY | "Rawlins" | 9 | Rawlins | Rawlins, WY | CHEYENNE WY | WY | 285 | 7326 | Cheyenne | WY | WYCHEYEN.txt
| 195 | "Pennsylvania" | PA | "Reading" | 9 | Reading | Reading, PA | ALLENTOWN PA | PA | 773 | 5785 | Allentown | PA | PAALLENT.txt
| 196 | "Pennsylvania" | PA | "Reading" | 9 | Reading | Reading, PA | ALLENTOWN PA | PA | 773 | 5785 | Allentown | PA | PAALLENT.txt
| 077 | "New_Jersey" | NJ | "Red Bank" | 10 | Red Bank | Red Bank, NJ | NEWARK NJ | NJ | 1201 | 4888 | Newark | NJ | NJNEWARK.txt
| 960 | "California" | CA | "Redding" | 9 | Redding | Redding, CA | REDDING CA | CA | 1797 | 2855 | Sacramento | CA | CASACRAM.txt
| 894 | "Nevada" | NV | "Reno" | 6 | Reno | Reno, NV | RENO NV | NV | 508 | 5674 | Reno | NV | NVRENO.txt
| 895 | "Nevada" | NV | "Reno" | 6 | Reno | Reno, NV | RENO NV | NV | 508 | 5674 | Reno | NV | NVRENO.txt
| 896 | "Nevada" | NV | "Reno" | 6 | Reno | Reno, NV | RENO NV | NV | 508 | 5674 | Reno | NV | NVRENO.txt
| 545 | "Wisconsin" | WI | "Rhinelander" | 13 | Rhinelander | Rhinelander, WI | HOUGHTON LAKE MI | MI | 256 | 8218 | Green Bay | WI | WIGREBAY.txt
| 993 | "Washington" | WA | "Richland" | 10 | Richland | Richland, WA | PENDLETON OR | OR | 701 | 5294 | Yakima | WA | WAYAKIMA.txt
| 948 | "California" | CA | "Richmond" | 10 | Richmond | Richmond, CA | SAN FRANCISCO AP CA | CA | 145 | 3016 | San Jose | CA | CASANJOS.txt
| 230 | "Virginia" | VA | "Richmond" | 10 | Richmond | Richmond, VA | RICHMOND VA | VA | 1348 | 3963 | Richmond | VA | VARICHMO.txt
| 231 | "Virginia" | VA | "Richmond" | 10 | Richmond | Richmond, VA | RICHMOND VA | VA | 1348 | 3963 | Richmond | VA | VARICHMO.txt
| 232 | "Virginia" | VA | "Richmond" | 10 | Richmond | Richmond, VA | RICHMOND VA | VA | 1348 | 3963 | Richmond | VA | VARICHMO.txt
| 540 | "Wisconsin" | WI | "River Falls" | 13 | River Falls | River Falls, WI | MINNEAPOLIS-ST.PAUL MN | MN | 682 | 7981 | Minneapolis St. Paul | MN | MNMINPLS.txt
| 119 | "New_York" | NY | "Riverhead" | 11 | Riverhead | Riverhead, NY | BRIDGEPORT CT | CT | 724 | 5537 | Bridgeport | CT | CTBRIDGE.txt
| 925 | "California" | CA | "Riverside" | 11 | Riverside | Riverside, CA | LOS ANGELES C.O. CA | CA | 1537 | 1154 | Los Angeles | CA | CALOSANG.txt
| 825 | "Wyoming" | WY | "Riverton" | 10 | Riverton | Riverton, WY | LANDER WY | WY | 479 | 7889 | Casper | WY | WYCASPER.txt
| 240 | "Virginia" | VA | "Roanoke" | 9 | Roanoke | Roanoke, VA | ROANOKE VA | VA | 1052 | 4360 | Roanoke | VA | VAROANOK.txt
| 241 | "Virginia" | VA | "Roanoke" | 9 | Roanoke | Roanoke, VA | ROANOKE VA | VA | 1052 | 4360 | Roanoke | VA | VAROANOK.txt
| 559 | "Minnesota" | MN | "Rochester" | 11 | Rochester | Rochester, MN | ROCHESTER MN | MN | 472 | 8250 | Minneapolis St. Paul | MN | MNMINPLS.txt
| 144 | "New_York" | NY | "Rochester" | 11 | Rochester | Rochester, NY | BUFFALO NY | NY | 477 | 6747 | Buffalo | NY | NTBUFFAL.txt
| 145 | "New_York" | NY | "Rochester" | 11 | Rochester | Rochester, NY | BUFFALO NY | NY | 477 | 6747 | Buffalo | NY | NTBUFFAL.txt
| 146 | "New_York" | NY | "Rochester" | 11 | Rochester | Rochester, NY | ROCHESTER NY | NY | 425 | 6734 | Rochester | NY | NYROCHES.txt
| 612 | "Illinois" | IL | "Rock Island" | 13 | Rock Island | Rock Island, IL | MOLINE IL | IL | 911 | 6474 | Peoria | IL | ILPEORIA.txt
| 829 | "Wyoming" | WY | "Rock Springs" | 14 | Rock Springs | Rock Springs, WY | LANDER WY | WY | 479 | 7889 | Casper | WY | WYCASPER.txt
| 297 | "South_Carolina" | SC | "Rock_Hill" | 11 | Rock_Hill | Rock_Hill, SC | COLUMBIA SC | SC | 1966 | 2649 | Columbia | SC | SCCOLMBA.txt
| 610 | "Illinois" | IL | "Rockford" | 10 | Rockford | Rockford, IL | ROCKFORD IL | IL | 702 | 6969 | Rockford | IL | ILROCKFO.txt
| 611 | "Illinois" | IL | "Rockford" | 10 | Rockford | Rockford, IL | ROCKFORD IL | IL | 702 | 6969 | Rockford | IL | ILROCKFO.txt
| 048 | "Maine" | ME | "Rockland" | 10 | Rockland | Rockland, ME | PORTLAND ME | ME | 268 | 7378 | Portland | ME | MEPORTLA.txt
| 208 | "Maryland" | MD | "Rockville" | 11 | Rockville | Rockville, MD | BALTIMORE MD | MD | 1137 | 4707 | Baltimore | MD | MDBALTIM.txt
| 278 | "North_Carolina" | NC | "Rocky Mount" | 13 | Rocky Mount | Rocky Mount, NC | RALEIGH NC | NC | 1417 | 3457 | Raleigh Durham | NC | NCRALEIG.txt
| 654 | "Missouri" | MO | "Rolla" | 7 | Rolla | Rolla, MO | SPRINGFIELD MO | MO | 1320 | 4638 | Springfield | MO | MOSPRING.txt
| 655 | "Missouri" | MO | "Rolla" | 7 | Rolla | Rolla, MO | SPRINGFIELD MO | MO | 1320 | 4638 | Springfield | MO | MOSPRING.txt
| 882 | "New_Mexico" | NM | "Roswell" | 9 | Roswell | Roswell, NM | ROSWELL NM | NM | 1776 | 3267 | Lubbock | TX | TXLUBBOC.txt
| 480 | "Michigan" | MI | "Royal Oak" | 11 | Royal Oak | Royal Oak, MI | DETROIT MI | MI | 626 | 6569 | Detroit | MI | MIDETROI.txt
| 728 | "Arkansas" | AR | "Russellville" | 14 | Russellville | Russellville, AR | FORT SMITH AR | AR | 1894 | 3478 | Fort Smith | AR | ARFTSMIT.txt
| 422 | "Kentucky" | KY | "Russellville" | 14 | Russellville | Russellville, KY | LOUISVILLE KY | KY | 1288 | 4514 | Louisville | KY | KYLOUISV.txt
| 057 | "Vermont" | VT | "Rutland" | 9 | Rutland | Rutland, VT | ALBANY NY | NY | 507 | 6894 | Albany | NY | NYALBANY.txt
| 958 | "California" | CA | "Sacramento" | 12 | Sacramento | Sacramento, CA | SACRAMENTO CA | CA | 1237 | 2749 | Sacramento | CA | CASACRAM.txt
| 942 | "California" | CA | "Sacramento/Placerville" | 24 | Sacramento/Placerville | Sacramento/Placerville, CA | SAN FRANCISCO AP CA | CA | 145 | 3016 | Sacramento | CA | CASACRAM.txt
| 956 | "California" | CA | "Sacramento/Placerville" | 24 | Sacramento/Placerville | Sacramento/Placerville, CA | SACRAMENTO CA | CA | 1237 | 2749 | Sacramento | CA | CASACRAM.txt
| 486 | "Michigan" | MI | "Saginaw" | 9 | Saginaw | Saginaw, MI | LANSING MI | MI | 490 | 7101 | Lansing | MI | MILANSIN.txt
| 487 | "Michigan" | MI | "Saginaw" | 9 | Saginaw | Saginaw, MI | FLINT MI | MI | 483 | 6979 | Flint | MI | MIFLINT.txt
| 633 | "Missouri" | MO | "Saint Charles" | 15 | Saint Charles | Saint Charles, MO | ST. LOUIS MO | MO | 1534 | 4758 | St Louis | MO | MOSTLOUI.txt
| 563 | "Minnesota" | MN | "Saint Cloud" | 13 | Saint Cloud | Saint Cloud, MN | SAINT CLOUD MN | MN | 415 | 8928 | Minneapolis St. Paul | MN | MNMINPLS.txt
| 644 | "Missouri" | MO | "Saint Joseph" | 14 | Saint Joseph | Saint Joseph, MO | TOPEKA KS | KS | 1304 | 5265 | Topeka | KS | KSTOPEKA.txt
| 645 | "Missouri" | MO | "Saint Joseph" | 14 | Saint Joseph | Saint Joseph, MO | KANSAS CITY MO | MO | 1288 | 5393 | Kansas City | MO | MOKANCTY.txt
| 630 | "Missouri" | MO | "Saint Louis" | 13 | Saint Louis | Saint Louis, MO | ST. LOUIS MO | MO | 1534 | 4758 | St Louis | MO | MOSTLOUI.txt
| 631 | "Missouri" | MO | "Saint Louis" | 13 | Saint Louis | Saint Louis, MO | ST. LOUIS MO | MO | 1534 | 4758 | St Louis | MO | MOSTLOUI.txt
| 632 | "Missouri" | MO | "Saint Louis" | 13 | Saint Louis | Saint Louis, MO | ST. LOUIS MO | MO | 1534 | 4758 | St Louis | MO | MOSTLOUI.txt
| 550 | "Minnesota" | MN | "Saint Paul" | 12 | Saint Paul | Saint Paul, MN | MINNEAPOLIS-ST.PAUL MN | MN | 682 | 7981 | Minneapolis St. Paul | MN | MNMINPLS.txt
| 551 | "Minnesota" | MN | "Saint Paul" | 12 | Saint Paul | Saint Paul, MN | MINNEAPOLIS-ST.PAUL MN | MN | 682 | 7981 | Minneapolis St. Paul | MN | MNMINPLS.txt
| 973 | "Oregon" | OR | "Salem" | 7 | Salem | Salem, OR | SALEM OR | OR | 247 | 4927 | Salem | OR | ORSALEM.txt
| 812 | "Colorado" | CO | "Salida" | 8 | Salida | Salida, CO | ALAMOSA CO | CO | 62 | 8749 | Pueblo | CO | COPUEBLO.txt
| 674 | "Kansas" | KS | "Salina" | 8 | Salina | Salina, KS | TOPEKA KS | KS | 1304 | 5265 | Topeka | KS | KSTOPEKA.txt
| 218 | "Maryland" | MD | "Salisbury" | 11 | Salisbury | Salisbury, MD | WALLOPS ISLAND VA | VA | 1096 | 4261 | Richmond | VA | VARICHMO.txt
| 841 | "Utah" | UT | "Salt Lake City" | 16 | Salt Lake City | Salt Lake City, UT | SALT LAKE CITY UT | UT | 1047 | 5765 | Salt Lake City | UT | UTSALTLK.txt
| 840 | "Utah" | UT | "Salt Lake City/Heber City" | 27 | Salt Lake City/Heber City | Salt Lake City/Heber City, UT | SALT LAKE CITY UT | UT | 1047 | 5765 | Salt Lake City | UT | UTSALTLK.txt
| 769 | "Texas" | TX | "San Angelo" | 12 | San Angelo | San Angelo, TX | SAN ANGELO TX | TX | 2400 | 2414 | San Angelo | TX | TXSANANG.txt
| 781 | "Texas" | TX | "San Antonio" | 13 | San Antonio | San Antonio, TX | AUSTIN TX | TX | 3016 | 1688 | San Antonio | TX | TXSANANT.txt
| 782 | "Texas" | TX | "San Antonio" | 13 | San Antonio | San Antonio, TX | SAN ANTONIO TX | TX | 2996 | 1644 | San Antonio | TX | TXSANANT.txt
| 923 | "California" | CA | "San Bern./Victorville/Redlands" | 32 | San Bern./Victorville/Redlands | San Bern./Victorville/Redlands, CA | LAS VEGAS NV | NV | 3201 | 2407 | Las Vegas | NV | NVLASVEG.txt
| 924 | "California" | CA | "San Bernardino" | 16 | San Bernardino | San Bernardino, CA | LOS ANGELES C.O. CA | CA | 1537 | 1154 | Los Angeles | CA | CALOSANG.txt
| 919 | "California" | CA | "San Diego" | 11 | San Diego | San Diego, CA | SAN DIEGO CA | CA | 984 | 1256 | San Diego | CA | CASANDIE.txt
| 920 | "California" | CA | "San Diego" | 11 | San Diego | San Diego, CA | LONG BEACH CA | CA | 1201 | 1430 | San Diego | CA | CASANDIE.txt
| 921 | "California" | CA | "San Diego" | 11 | San Diego | San Diego, CA | SAN DIEGO CA | CA | 984 | 1256 | San Diego | CA | CASANDIE.txt
| 941 | "California" | CA | "San Francisco" | 15 | San Francisco | San Francisco, CA | SAN FRANCISCO C.O. CA | CA | 65 | 3005 | San Francisco | CA | CASANFRA.txt
| 951 | "California" | CA | "San Jose" | 10 | San Jose | San Jose, CA | SAN FRANCISCO AP CA | CA | 145 | 3016 | San Jose | CA | CASANJOS.txt
| 009 | "Puerto_Rico" | PR | "San Juan" | 10 | San Juan | San Juan, PR | SAN JUAN PR | PR | 5558 | 0 | San Juan Puerto Rico | PR | XXSANJUA.txt
| 934 | "California" | CA | "San Luis Obispo" | 17 | San Luis Obispo | San Luis Obispo, CA | SANTA MARIA CA | CA | 169 | 2984 | Fresno | CA | CAFRESNO.txt
| 944 | "California" | CA | "San Mateo" | 11 | San Mateo | San Mateo, CA | SAN FRANCISCO AP CA | CA | 145 | 3016 | San Jose | CA | CASANJOS.txt
| 907 | "California" | CA | "San Pedro" | 11 | San Pedro | San Pedro, CA | LONG BEACH CA | CA | 1201 | 1430 | Los Angeles | CA | CALOSANG.txt
| 949 | "California" | CA | "San Rafael" | 12 | San Rafael | San Rafael, CA | SAN FRANCISCO AP CA | CA | 145 | 3016 | San Jose | CA | CASANJOS.txt
| 926 | "California" | CA | "Santa Ana" | 11 | Santa Ana | Santa Ana, CA | LONG BEACH CA | CA | 1201 | 1430 | Los Angeles | CA | CALOSANG.txt
| 927 | "California" | CA | "Santa Ana" | 11 | Santa Ana | Santa Ana, CA | LONG BEACH CA | CA | 1201 | 1430 | Los Angeles | CA | CALOSANG.txt
| 931 | "California" | CA | "Santa Barbara" | 15 | Santa Barbara | Santa Barbara, CA | SANTA BARBARA CA | CA | 289 | 2438 | Los Angeles | CA | CALOSANG.txt
| 875 | "New_Mexico" | NM | "Santa Fe" | 10 | Santa Fe | Santa Fe, NM | ALBUQUERQUE NM | NM | 1244 | 4425 | Santa Fe | NM | NMSANTAF.txt
| 904 | "California" | CA | "Santa Monica" | 14 | Santa Monica | Santa Monica, CA | LOS ANGELES AP CA | CA | 727 | 1458 | Los Angeles | CA | CALOSANG.txt
| 954 | "California" | CA | "Santa Rosa" | 12 | Santa Rosa | Santa Rosa, CA | SACRAMENTO CA | CA | 1237 | 2749 | Sacramento | CA | CASACRAM.txt
| 313 | "Georgia" | GA | "Savannah" | 10 | Savannah | Savannah, GA | SAVANNAH GA | GA | 2365 | 1847 | Savannah | GA | GASAVANN.txt
| 314 | "Georgia" | GA | "Savannah" | 10 | Savannah | Savannah, GA | SAVANNAH GA | GA | 2365 | 1847 | Savannah | GA | GASAVANN.txt
| 123 | "New_York" | NY | "Schenectady" | 13 | Schenectady | Schenectady, NY | ALBANY NY | NY | 507 | 6894 | Albany | NY | NYALBANY.txt
| 184 | "Pennsylvania" | PA | "Scranton" | 10 | Scranton | Scranton, PA | AVOCA PA | PA | 539 | 6291 | Wilkes-Barre | PA | PAWILKES.txt
| 185 | "Pennsylvania" | PA | "Scranton" | 10 | Scranton | Scranton, PA | AVOCA PA | PA | 539 | 6291 | Wilkes-Barre | PA | PAWILKES.txt
| 980 | "Washington" | WA | "Seattle" | 9 | Seattle | Seattle, WA | SEATTLE C.O. WA | WA | 167 | 4611 | Seattle | WA | WASEATTL.txt
| 981 | "Washington" | WA | "Seattle" | 9 | Seattle | Seattle, WA | SEATTLE C.O. WA | WA | 167 | 4611 | Seattle | WA | WASEATTL.txt
| 653 | "Missouri" | MO | "Sedalia" | 9 | Sedalia | Sedalia, MO | COLUMBIA MO | MO | 1189 | 5212 | St Louis | MO | MOSTLOUI.txt
| 367 | "Alabama" | AL | "Selma" | 7 | Selma | Selma, AL | MONTGOMERY AL | AL | 2212 | 2224 | Montgomery | AL | ALMONTGO.txt
| 748 | "Oklahoma" | OK | "Shawnee" | 9 | Shawnee | Shawnee, OK | WICHITA FALLS TX | TX | 2340 | 3042 | Wichita Falls | TX | TXWICHFA.txt
| 662 | "Kansas" | KS | "Shawnee/Mission" | 17 | Shawnee/Mission | Shawnee/Mission, KS | KANSAS CITY MO | MO | 1288 | 5393 | Kansas City | MO | MOKANCTY.txt
| 512 | "Iowa" | IA | "Sheldon" | 9 | Sheldon | Sheldon, IA | SIOUX FALLS SD | SD | 744 | 7809 | Sioux Falls | SD | SDSIOFAL.txt
| 516 | "Iowa" | IA | "Shenandoah" | 12 | Shenandoah | Shenandoah, IA | OMAHA (NORTH) NE | NE | 1037 | 6413 | Omaha | NE | NEOMAHA.txt
| 828 | "Wyoming" | WY | "Sheridan" | 10 | Sheridan | Sheridan, WY | SHERIDAN WY | WY | 439 | 7804 | Casper | WY | WYCASPER.txt
| 859 | "Arizona" | AZ | "Show Low" | 10 | Show Low | Show Low, AZ | ALBUQUERQUE NM | NM | 1244 | 4425 | Albuquerque | NM | NMALBUQU.txt
| 710 | "Louisiana" | LA | "Shreveport" | 12 | Shreveport | Shreveport, LA | SHREVEPORT LA | LA | 2368 | 2264 | Shreveport | LA | LASHREVE.txt
| 711 | "Louisiana" | LA | "Shreveport" | 12 | Shreveport | Shreveport, LA | SHREVEPORT LA | LA | 2368 | 2264 | Shreveport | LA | LASHREVE.txt
| 856 | "Arizona" | AZ | "Sierra Vista/Nogales" | 22 | Sierra Vista/Nogales | Sierra Vista/Nogales, AZ | TUCSON AZ | AZ | 2954 | 1678 | Tucson | AZ | AZTUCSON.txt
| 638 | "Missouri" | MO | "Sikeston" | 10 | Sikeston | Sikeston, MO | EVANSVILLE IN | IN | 1376 | 4708 | Evansville | IN | INEVANSV.txt
| 209 | "Maryland" | MD | "Silver Spring" | 15 | Silver Spring | Silver Spring, MD | WASHINGTON NAT'L AP DC | DC | 1549 | 4047 | Washington | MD | MDWASHDC.txt
| 510 | "Iowa" | IA | "Sioux City" | 12 | Sioux City | Sioux City, IA | SIOUX CITY IA | IA | 907 | 6893 | Sioux City | IA | IASIOCTY.txt
| 511 | "Iowa" | IA | "Sioux City" | 12 | Sioux City | Sioux City, IA | SIOUX CITY IA | IA | 907 | 6893 | Sioux City | IA | IASIOCTY.txt
| 570 | "South_Dakota" | SD | "Sioux Falls" | 13 | Sioux Falls | Sioux Falls, SD | SIOUX FALLS SD | SD | 744 | 7809 | Sioux Falls | SD | SDSIOFAL.txt
| 571 | "South_Dakota" | SD | "Sioux Falls" | 13 | Sioux Falls | Sioux Falls, SD | SIOUX FALLS SD | SD | 744 | 7809 | Sioux Falls | SD | SDSIOFAL.txt
| 940 | "California" | CA | "So. San Francisco" | 19 | So. San Francisco | So. San Francisco, CA | SAN FRANCISCO C.O. CA | CA | 65 | 3005 | San Francisco | CA | CASANFRA.txt
| 878 | "New_Mexico" | NM | "Socorro" | 9 | Socorro | Socorro, NM | ALBUQUERQUE NM | NM | 1244 | 4425 | Albuquerque | NM | NMALBUQU.txt
| 425 | "Kentucky" | KY | "Somerset" | 10 | Somerset | Somerset, KY | LEXINGTON KY | KY | 1140 | 4783 | Lexington | KY | KYLEXING.txt
| 426 | "Kentucky" | KY | "Somerset" | 10 | Somerset | Somerset, KY | LEXINGTON KY | KY | 1140 | 4783 | Lexington | KY | KYLEXING.txt
| 155 | "Pennsylvania" | PA | "Somerset" | 10 | Somerset | Somerset, PA | PITTSBURGH PA | PA | 654 | 5968 | Pittsburgh | PA | PAPITTSB.txt
| 465 | "Indiana" | IN | "South Bend" | 12 | South Bend | South Bend, IN | FORT WAYNE IN | IN | 824 | 6273 | South Bend | IN | INSOBEND.txt
| 466 | "Indiana" | IN | "South Bend" | 12 | South Bend | South Bend, IN | SOUTH BEND IN | IN | 728 | 6331 | South Bend | IN | INSOBEND.txt
| 604 | "Illinois" | IL | "South Chicago Sub." | 20 | South Chicago Sub. | South Chicago Sub., IL | CHICAGO IL | IL | 752 | 6536 | Chicago | IL | ILCHICAG.txt
| 605 | "Illinois" | IL | "South Chicago Sub." | 20 | South Chicago Sub. | South Chicago Sub., IL | CHICAGO IL | IL | 752 | 6536 | Chicago | IL | ILCHICAG.txt
| 082 | "New_Jersey" | NJ | "South Jersey" | 14 | South Jersey | South Jersey, NJ | ATLANTIC CITY AP NJ | NJ | 826 | 5169 | Atlantic City | NJ | NJATLCTY.txt
| 083 | "New_Jersey" | NJ | "South Jersey" | 14 | South Jersey | South Jersey, NJ | WILMINGTON DE | DE | 1046 | 4937 | Wilmington | DE | DEWILMIN.txt
| 845 | "Utah" | UT | "Southeast Utah/Green River" | 28 | Southeast Utah/Green River | Southeast Utah/Green River, UT | GRAND JUNCTION CO | CO | 1183 | 5548 | Grand Junction | CO | COGRNDJU.txt
| 193 | "Pennsylvania" | PA | "Southeastern" | 14 | Southeastern | Southeastern, PA | WILMINGTON DE | DE | 1046 | 4937 | Wilmington | DE | DEWILMIN.txt
| 194 | "Pennsylvania" | PA | "Southeastern" | 14 | Southeastern | Southeastern, PA | WILMINGTON DE | DE | 1046 | 4937 | Wilmington | DE | DEWILMIN.txt
| 847 | "Utah" | UT | "Southwest Utah/Cedar City" | 27 | Southwest Utah/Cedar City | Southwest Utah/Cedar City, UT | MILFORD UT | UT | 647 | 6511 | Grand Junction | CO | COGRNDJU.txt
| 293 | "South_Carolina" | SC | "Spartanburg" | 13 | Spartanburg | Spartanburg, SC | GREENVILLE-SPARTANBURG AP SC | SC | 1473 | 3272 | Charlotte | NC | NCCHARLO.txt
| 513 | "Iowa" | IA | "Spencer" | 9 | Spencer | Spencer, IA | SIOUX FALLS SD | SD | 744 | 7809 | Sioux Falls | SD | SDSIOFAL.txt
| 990 | "Washington" | WA | "Spokane" | 9 | Spokane | Spokane, WA | SPOKANE WA | WA | 398 | 6842 | Spokane | WA | WASPOKAN.txt
| 991 | "Washington" | WA | "Spokane" | 9 | Spokane | Spokane, WA | SPOKANE WA | WA | 398 | 6842 | Spokane | WA | WASPOKAN.txt
| 992 | "Washington" | WA | "Spokane" | 9 | Spokane | Spokane, WA | SPOKANE WA | WA | 398 | 6842 | Spokane | WA | WASPOKAN.txt
| 548 | "Wisconsin" | WI | "Spooner" | 9 | Spooner | Spooner, WI | SAINT CLOUD MN | MN | 415 | 8928 | Madison | WI | WIMADISO.txt
| 625 | "Illinois" | IL | "Springfield" | 13 | Springfield | Springfield, IL | SPRINGFIELD IL | IL | 1141 | 5688 | Springfield | IL | ILSPRING.txt
| 626 | "Illinois" | IL | "Springfield" | 13 | Springfield | Springfield, IL | SPRINGFIELD IL | IL | 1141 | 5688 | Springfield | IL | ILSPRING.txt
| 627 | "Illinois" | IL | "Springfield" | 13 | Springfield | Springfield, IL | SPRINGFIELD IL | IL | 1141 | 5688 | Springfield | IL | ILSPRING.txt
| 010 | "Massachusetts" | MA | "Springfield" | 13 | Springfield | Springfield, MA | WORCESTER MA | MA | 333 | 6979 | Hartford-Springfield | CT | CTHARTFO.txt
| 011 | "Massachusetts" | MA | "Springfield" | 13 | Springfield | Springfield, MA | HARTFORD CT | CT | 677 | 6151 | Hartford-Springfield | CT | CTHARTFO.txt
| 656 | "Missouri" | MO | "Springfield" | 13 | Springfield | Springfield, MO | SPRINGFIELD MO | MO | 1320 | 4638 | Springfield | MO | MOSPRING.txt
| 657 | "Missouri" | MO | "Springfield" | 13 | Springfield | Springfield, MO | SPRINGFIELD MO | MO | 1320 | 4638 | Springfield | MO | MOSPRING.txt
| 658 | "Missouri" | MO | "Springfield" | 13 | Springfield | Springfield, MO | SPRINGFIELD MO | MO | 1320 | 4638 | Springfield | MO | MOSPRING.txt
| 455 | "Ohio" | OH | "Springfield" | 13 | Springfield | Springfield, OH | DAYTON OH | OH | 886 | 5708 | Dayton | OH | OHDAYTON.txt
| 058 | "Vermont" | VT | "St. Johnsbury" | 15 | St. Johnsbury | St. Johnsbury, VT | BURLINGTON VT | VT | 388 | 7771 | Burlington | VT | VTBURLIN.txt
| 337 | "Florida" | FL | "St. Petersburg" | 16 | St. Petersburg | St. Petersburg, FL | TAMPA FL | FL | 3427 | 725 | Tampa St. Petersburg | FL | FLTAMPA.txt
| 068 | "Connecticut" | CT | "Stamford" | 10 | Stamford | Stamford, CT | BRIDGEPORT CT | CT | 724 | 5537 | Bridgeport | CT | CTBRIDGE.txt
| 069 | "Connecticut" | CT | "Stamford" | 10 | Stamford | Stamford, CT | BRIDGEPORT CT | CT | 724 | 5537 | Bridgeport | CT | CTBRIDGE.txt
| 168 | "Pennsylvania" | PA | "State College" | 15 | State College | State College, PA | WILLIAMSPORT PA | PA | 622 | 6087 | Harrisburg | PA | PAHARRIS.txt
| 103 | "New_York" | NY | "Staten Island" | 15 | Staten Island | Staten Island, NY | NEW YORK (LAGUARDIA AP) NY | NY | 1052 | 4910 | New York City | NY | NYNEWYOR.txt
| 244 | "Virginia" | VA | "Staunton" | 10 | Staunton | Staunton, VA | ROANOKE VA | VA | 1052 | 4360 | Roanoke | VA | VAROANOK.txt
| 764 | "Texas" | TX | "Stephenville" | 14 | Stephenville | Stephenville, TX | ABILENE TX | TX | 2451 | 2584 | Abilene | TX | TXABILEN.txt
| 952 | "California" | CA | "Stockton" | 10 | Stockton | Stockton, CA | STOCKTON CA | CA | 1470 | 2707 | Sacramento | CA | CASACRAM.txt
| 183 | "Pennsylvania" | PA | "Stroudsburg" | 13 | Stroudsburg | Stroudsburg, PA | ALLENTOWN PA | PA | 773 | 5785 | Allentown | PA | PAALLENT.txt
| 439 | "Ohio" | OH | "Stuebenville" | 14 | Stuebenville | Stuebenville, OH | PITTSBURGH PA | PA | 654 | 5968 | Pittsburgh | PA | PAPITTSB.txt
| 109 | "New_York" | NY | "Suffern" | 9 | Suffern | Suffern, NY | BRIDGEPORT CT | CT | 724 | 5537 | Bridgeport | CT | CTBRIDGE.txt
| 079 | "New_Jersey" | NJ | "Summit" | 8 | Summit | Summit, NJ | NEWARK NJ | NJ | 1201 | 4888 | Newark | NJ | NJNEWARK.txt
| 178 | "Pennsylvania" | PA | "Sunbury" | 9 | Sunbury | Sunbury, PA | WILLIAMSPORT PA | PA | 622 | 6087 | Harrisburg | PA | PAHARRIS.txt
| 961 | "California" | CA | "Susanville" | 12 | Susanville | Susanville, CA | WINNEMUCCA NV | NV | 538 | 6315 | Sacramento | CA | CASACRAM.txt
| 304 | "Georgia" | GA | "Swainsboro" | 12 | Swainsboro | Swainsboro, GA | SAVANNAH GA | GA | 2365 | 1847 | Savannah | GA | GASAVANN.txt
| 130 | "New_York" | NY | "Syracuse" | 10 | Syracuse | Syracuse, NY | SYRACUSE NY | NY | 438 | 6834 | Syracuse | NY | NYSYRACU.txt
| 131 | "New_York" | NY | "Syracuse" | 10 | Syracuse | Syracuse, NY | ROCHESTER NY | NY | 425 | 6734 | Syracuse | NY | NYSYRACU.txt
| 132 | "New_York" | NY | "Syracuse" | 10 | Syracuse | Syracuse, NY | SYRACUSE NY | NY | 438 | 6834 | Syracuse | NY | NYSYRACU.txt
| 983 | "Washington" | WA | "Tacoma" | 8 | Tacoma | Tacoma, WA | SEATTLE SEA-TAC AP WA | WA | 190 | 4908 | Seattle | WA | WASEATTL.txt
| 984 | "Washington" | WA | "Tacoma" | 8 | Tacoma | Tacoma, WA | SEATTLE SEA-TAC AP WA | WA | 190 | 4908 | Seattle | WA | WASEATTL.txt
| 323 | "Florida" | FL | "Tallahassee" | 13 | Tallahassee | Tallahassee, FL | TALLAHASSEE FL | FL | 2518 | 1705 | Tallahassee | FL | FLTALLAH.txt
| 335 | "Florida" | FL | "Tampa" | 7 | Tampa | Tampa, FL | TAMPA FL | FL | 3427 | 725 | Tampa St. Petersburg | FL | FLTAMPA.txt
| 336 | "Florida" | FL | "Tampa" | 7 | Tampa | Tampa, FL | TAMPA FL | FL | 3427 | 725 | Tampa St. Petersburg | FL | FLTAMPA.txt
| 246 | "Virginia" | VA | "Tazewell" | 10 | Tazewell | Tazewell, VA | ROANOKE VA | VA | 1052 | 4360 | Roanoke | VA | VAROANOK.txt
| 765 | "Texas" | TX | "Temple" | 8 | Temple | Temple, TX | WACO TX | TX | 2816 | 2179 | Waco | TX | TXWACO.txt
| 478 | "Indiana" | IN | "Terre Haute" | 13 | Terre Haute | Terre Haute, IN | INDIANAPOLIS IN | IN | 1014 | 5615 | Indianapolis | IN | ININDIAN.txt
| 755 | "Texas" | TX | "Texarkana" | 11 | Texarkana | Texarkana, TX | SHREVEPORT LA | LA | 2368 | 2264 | Shreveport | LA | LASHREVE.txt
| 703 | "Louisiana" | LA | "Thibodaux" | 11 | Thibodaux | Thibodaux, LA | NEW ORLEANS LA | LA | 2655 | 1513 | New Orleans | LA | LANEWORL.txt
| 567 | "Minnesota" | MN | "Thief River Falls" | 19 | Thief River Falls | Thief River Falls, MN | FARGO ND | ND | 537 | 9254 | Fargo | ND | NDFARGO.txt
| 327 | "Florida" | FL | "Titusville" | 12 | Titusville | Titusville, FL | DAYTONA BEACH FL | FL | 2919 | 909 | Daytona Beach | FL | FLDAYTNA.txt
| 436 | "Ohio" | OH | "Toledo" | 8 | Toledo | Toledo, OH | TOLEDO OH | OH | 610 | 6579 | Toledo | OH | OHTOLEDO.txt
| 890 | "Nevada" | NV | "Tonopah" | 9 | Tonopah | Tonopah, NV | MILFORD UT | UT | 647 | 6511 | Las Vegas | NV | NVLASVEG.txt
| 664 | "Kansas" | KS | "Topeka" | 8 | Topeka | Topeka, KS | TOPEKA KS | KS | 1304 | 5265 | Topeka | KS | KSTOPEKA.txt
| 665 | "Kansas" | KS | "Topeka" | 8 | Topeka | Topeka, KS | TOPEKA KS | KS | 1304 | 5265 | Topeka | KS | KSTOPEKA.txt
| 666 | "Kansas" | KS | "Topeka" | 8 | Topeka | Topeka, KS | TOPEKA KS | KS | 1304 | 5265 | Topeka | KS | KSTOPEKA.txt
| 905 | "California" | CA | "Torrance" | 10 | Torrance | Torrance, CA | LONG BEACH CA | CA | 1201 | 1430 | Los Angeles | CA | CALOSANG.txt
| 496 | "Michigan" | MI | "Traverse City" | 15 | Traverse City | Traverse City, MI | ALPENA MI | MI | 231 | 8284 | Sault Ste Marie | MI | MISTEMAR.txt
| 085 | "New_Jersey" | NJ | "Trenton" | 9 | Trenton | Trenton, NJ | NEWARK NJ | NJ | 1201 | 4888 | Newark | NJ | NJNEWARK.txt
| 086 | "New_Jersey" | NJ | "Trenton" | 9 | Trenton | Trenton, NJ | NEWARK NJ | NJ | 1201 | 4888 | Newark | NJ | NJNEWARK.txt
| 879 | "New_Mexico" | NM | "Truth or Conseq." | 18 | Truth or Conseq. | Truth or Conseq., NM | EL PASO TX | TX | 2094 | 2708 | El Paso | TX | TXELPASO.txt
| 857 | "Arizona" | AZ | "Tucson" | 8 | Tucson | Tucson, AZ | TUCSON AZ | AZ | 2954 | 1678 | Tucson | AZ | AZTUCSON.txt
| 884 | "New_Mexico" | NM | "Tucumcari" | 11 | Tucumcari | Tucumcari, NM | CLAYTON NM | NM | 772 | 5064 | Amarillo | TX | TXAMARIL.txt
| 740 | "Oklahoma" | OK | "Tulsa" | 7 | Tulsa | Tulsa, OK | OKLAHOMA CITY OK | OK | 1859 | 3659 | Tulsa | OK | OKTULSA.txt
| 741 | "Oklahoma" | OK | "Tulsa" | 7 | Tulsa | Tulsa, OK | TULSA OK | OK | 2017 | 3691 | Tulsa | OK | OKTULSA.txt
| 388 | "Mississippi" | MS | "Tupelo" | 8 | Tupelo | Tupelo, MS | TUPELO MS | MS | 1908 | 3079 | Tupelo | MS | MSTUPELO.txt
| 354 | "Alabama" | AL | "Tuscaloosa" | 12 | Tuscaloosa | Tuscaloosa, AL | MERIDIAN MS | MS | 2138 | 2444 | Birmingham | AL | ALBIRMIN.txt
| 833 | "Idaho" | ID | "Twin Falls" | 12 | Twin Falls | Twin Falls, ID | POCATELLO ID | ID | 421 | 7180 | Pocatello | ID | IDPOCATE.txt
| 757 | "Texas" | TX | "Tyler" | 7 | Tyler | Tyler, TX | DALLAS-FORT WORTH TX | TX | 2603 | 2407 | Dallas Ft Worth | TX | TXDALLAS.txt
| 154 | "Pennsylvania" | PA | "Uniontown" | 11 | Uniontown | Uniontown, PA | PITTSBURGH PA | PA | 654 | 5968 | Pittsburgh | PA | PAPITTSB.txt
| 133 | "New_York" | NY | "Utica" | 7 | Utica | Utica, NY | BINGHAMTON NY | NY | 337 | 7273 | Wilkes-Barre | PA | PAWILKES.txt
| 134 | "New_York" | NY | "Utica" | 7 | Utica | Utica, NY | BINGHAMTON NY | NY | 337 | 7273 | Wilkes-Barre | PA | PAWILKES.txt
| 135 | "New_York" | NY | "Utica" | 7 | Utica | Utica, NY | SYRACUSE NY | NY | 438 | 6834 | Syracuse | NY | NYSYRACU.txt
| 788 | "Texas" | TX | "Uvalde" | 8 | Uvalde | Uvalde, TX | DEL RIO TX | TX | 3142 | 1506 | San Antonio | TX | TXSANANT.txt
| 316 | "Georgia" | GA | "Valdosta" | 10 | Valdosta | Valdosta, GA | TALLAHASSEE FL | FL | 2518 | 1705 | Tallahassee | FL | FLTALLAH.txt
| 692 | "Nebraska" | NE | "Valentine" | 11 | Valentine | Valentine, NE | VALENTINE NE | NE | 752 | 7282 | North Platte | NE | NENPLATT.txt
| 913 | "California" | CA | "Van Nuys" | 10 | Van Nuys | Van Nuys, CA | BAKERSFIELD CA | CA | 2365 | 2182 | Los Angeles | CA | CALOSANG.txt
| 914 | "California" | CA | "Van Nuys" | 10 | Van Nuys | Van Nuys, CA | LOS ANGELES C.O. CA | CA | 1537 | 1154 | Los Angeles | CA | CALOSANG.txt
| 986 | "Washington" | WA | "Vancouver" | 11 | Vancouver | Vancouver, WA | PORTLAND OR | OR | 371 | 4522 | Portland | OR | ORPORTLA.txt
| 930 | "California" | CA | "Ventura/Oxnard" | 16 | Ventura/Oxnard | Ventura/Oxnard, CA | BAKERSFIELD CA | CA | 2365 | 2182 | Los Angeles | CA | CALOSANG.txt
| 779 | "Texas" | TX | "Victoria" | 10 | Victoria | Victoria, TX | VICTORIA TX | TX | 3118 | 1296 | Corpus Christi | TX | TXCORPUS.txt
| 743 | "Oklahoma" | OK | "Vinita" | 8 | Vinita | Vinita, OK | TULSA OK | OK | 2017 | 3691 | Tulsa | OK | OKTULSA.txt
| 766 | "Texas" | TX | "Waco" | 6 | Waco | Waco, TX | WACO TX | TX | 2816 | 2179 | Waco | TX | TXWACO.txt
| 767 | "Texas" | TX | "Waco" | 6 | Waco | Waco, TX | WACO TX | TX | 2816 | 2179 | Waco | TX | TXWACO.txt
| 206 | "Maryland" | MD | "Waldorf" | 9 | Waldorf | Waldorf, MD | WASHINGTON NAT'L AP DC | DC | 1549 | 4047 | Washington | MD | MDWASHDC.txt
| 200 | "DC" | DC | "Washington" | 12 | Washington | Washington, DC | WASHINGTON NAT'L AP DC | DC | 1549 | 4047 | Washington | MD | MDWASHDC.txt
| 201 | "DC" | DC | "Washington" | 12 | Washington | Washington, DC | WASHINGTON NAT'L AP DC | DC | 1549 | 4047 | Washington | MD | MDWASHDC.txt
| 202 | "DC" | DC | "Washington" | 12 | Washington | Washington, DC | WASHINGTON NAT'L AP DC | DC | 1549 | 4047 | Washington | MD | MDWASHDC.txt
| 203 | "DC" | DC | "Washington" | 12 | Washington | Washington, DC | WASHINGTON NAT'L AP DC | DC | 1549 | 4047 | Washington | MD | MDWASHDC.txt
| 204 | "DC" | DC | "Washington" | 12 | Washington | Washington, DC | WASHINGTON NAT'L AP DC | DC | 1549 | 4047 | Washington | MD | MDWASHDC.txt
| 205 | "DC" | DC | "Washington" | 12 | Washington | Washington, DC | WASHINGTON NAT'L AP DC | DC | 1549 | 4047 | Washington | MD | MDWASHDC.txt
| 475 | "Indiana" | IN | "Washington" | 12 | Washington | Washington, IN | EVANSVILLE IN | IN | 1376 | 4708 | Evansville | IN | INEVANSV.txt
| 153 | "Pennsylvania" | PA | "Washington" | 12 | Washington | Washington, PA | PITTSBURGH PA | PA | 654 | 5968 | Pittsburgh | PA | PAPITTSB.txt
| 067 | "Connecticut" | CT | "Waterbury" | 11 | Waterbury | Waterbury, CT | HARTFORD CT | CT | 677 | 6151 | Hartford-Springfield | CT | CTHARTFO.txt
| 506 | "Iowa" | IA | "Waterloo" | 10 | Waterloo | Waterloo, IA | WATERLOO IA | IA | 702 | 7406 | Des Moines | IA | IADESMOI.txt
| 507 | "Iowa" | IA | "Waterloo" | 10 | Waterloo | Waterloo, IA | WATERLOO IA | IA | 702 | 7406 | Des Moines | IA | IADESMOI.txt
| 136 | "New_York" | NY | "Watertown" | 11 | Watertown | Watertown, NY | SYRACUSE NY | NY | 438 | 6834 | Syracuse | NY | NYSYRACU.txt
| 572 | "South_Dakota" | SD | "Watertown" | 11 | Watertown | Watertown, SD | FARGO ND | ND | 537 | 9254 | Fargo | ND | NDFARGO.txt
| 049 | "Maine" | ME | "Waterville" | 12 | Waterville | Waterville, ME | PORTLAND ME | ME | 268 | 7378 | Portland | ME | MEPORTLA.txt
| 544 | "Wisconsin" | WI | "Wausau" | 8 | Wausau | Wausau, WI | GREEN BAY WI | WI | 381 | 8089 | Green Bay | WI | WIGREBAY.txt
| 315 | "Georgia" | GA | "Waycross" | 10 | Waycross | Waycross, GA | SAVANNAH GA | GA | 2365 | 1847 | Savannah | GA | GASAVANN.txt
| 248 | "West_Virginia" | WV | "Welch" | 7 | Welch | Welch, WV | CHARLESTON WV | WV | 1031 | 4646 | Charleston | WV | WVCHARLE.txt
| 169 | "Pennsylvania" | PA | "Wellsboro" | 11 | Wellsboro | Wellsboro, PA | BINGHAMTON NY | NY | 337 | 7273 | Wilkes-Barre | PA | PAWILKES.txt
| 988 | "Washington" | WA | "Wenatchee" | 11 | Wenatchee | Wenatchee, WA | YAKIMA WA | WA | 458 | 5967 | Yakima | WA | WAYAKIMA.txt
| 723 | "Arkansas" | AR | "West Memphis" | 14 | West Memphis | West Memphis, AR | NORTH LITTLE ROCK AR | AR | 1916 | 3228 | Little Rock | AR | ARLIROCK.txt
| 334 | "Florida" | FL | "West Palm Beach" | 17 | West Palm Beach | West Palm Beach, FL | WEST PALM BEACH FL | FL | 3891 | 323 | West Palm Beach | FL | FLWPALMB.txt
| 105 | "New_York" | NY | "Westchester" | 13 | Westchester | Westchester, NY | BRIDGEPORT CT | CT | 724 | 5537 | Bridgeport | CT | CTBRIDGE.txt
| 822 | "Wyoming" | WY | "Wheatland" | 11 | Wheatland | Wheatland, WY | SCOTTSBLUFF NE | NE | 713 | 6729 | Cheyenne | WY | WYCHEYEN.txt
| 260 | "West_Virginia" | WV | "Wheeling" | 10 | Wheeling | Wheeling, WV | PITTSBURGH PA | PA | 654 | 5968 | Pittsburgh | PA | PAPITTSB.txt
| 106 | "New_York" | NY | "White Plains" | 14 | White Plains | White Plains, NY | BRIDGEPORT CT | CT | 724 | 5537 | Bridgeport | CT | CTBRIDGE.txt
| 050 | "Vermont" | VT | "White River Junction" | 22 | White River Junction | White River Junction, VT | BURLINGTON VT | VT | 388 | 7771 | Burlington | VT | VTBURLIN.txt
| 906 | "California" | CA | "Whittier" | 10 | Whittier | Whittier, CA | LONG BEACH CA | CA | 1201 | 1430 | Los Angeles | CA | CALOSANG.txt
| 763 | "Texas" | TX | "Wichita Falls" | 15 | Wichita Falls | Wichita Falls, TX | WICHITA FALLS TX | TX | 2340 | 3042 | Wichita Falls | TX | TXWICHFA.txt
| 670 | "Kansas" | KS | "Wichita" | 9 | Wichita | Wichita, KS | WICHITA KS | KS | 1628 | 4791 | Wichita | KS | KSWICHIT.txt
| 671 | "Kansas" | KS | "Wichita" | 9 | Wichita | Wichita, KS | WICHITA KS | KS | 1628 | 4791 | Wichita | KS | KSWICHIT.txt
| 672 | "Kansas" | KS | "Wichita" | 9 | Wichita | Wichita, KS | WICHITA KS | KS | 1628 | 4791 | Wichita | KS | KSWICHIT.txt
| 186 | "Pennsylvania" | PA | "Wilkes-Barre" | 14 | Wilkes-Barre | Wilkes-Barre, PA | AVOCA PA | PA | 539 | 6291 | Wilkes-Barre | PA | PAWILKES.txt
| 187 | "Pennsylvania" | PA | "Wilkes-Barre" | 14 | Wilkes-Barre | Wilkes-Barre, PA | AVOCA PA | PA | 539 | 6291 | Wilkes-Barre | PA | PAWILKES.txt
| 177 | "Pennsylvania" | PA | "Williamsport" | 14 | Williamsport | Williamsport, PA | WILLIAMSPORT PA | PA | 622 | 6087 | Harrisburg | PA | PAHARRIS.txt
| 062 | "Connecticut" | CT | "Willimantic" | 13 | Willimantic | Willimantic, CT | WORCESTER MA | MA | 333 | 6979 | Hartford-Springfield | CT | CTHARTFO.txt
| 588 | "North_Dakota" | ND | "Williston" | 11 | Williston | Williston, ND | WILLISTON ND | ND | 548 | 9090 | Bismarck | ND | NDBISMAR.txt
| 562 | "Minnesota" | MN | "Willmar" | 9 | Willmar | Willmar, MN | HURON SD | SD | 743 | 7923 | Minneapolis St. Paul | MN | MNMINPLS.txt
| 197 | "Delaware" | DE | "Wilmington" | 12 | Wilmington | Wilmington, DE | WILMINGTON DE | DE | 1046 | 4937 | Wilmington | DE | DEWILMIN.txt
| 198 | "Delaware" | DE | "Wilmington" | 12 | Wilmington | Wilmington, DE | WILMINGTON DE | DE | 1046 | 4937 | Wilmington | DE | DEWILMIN.txt
| 284 | "North_Carolina" | NC | "Wilmington" | 12 | Wilmington | Wilmington, NC | WILMINGTON NC | NC | 1926 | 2470 | Charlotte | NC | NCCHARLO.txt
| 226 | "Virginia" | VA | "Winchester" | 12 | Winchester | Winchester, VA | WASHINGTON DULLES AP DC | DC | 973 | 5006 | Washington | MD | MDWASHDC.txt
| 561 | "Minnesota" | MN | "Windom" | 8 | Windom | Windom, MN | SIOUX FALLS SD | SD | 744 | 7809 | Sioux Falls | SD | SDSIOFAL.txt
| 865 | "Arizona" | AZ | "Window Rock" | 13 | Window Rock | Window Rock, AZ | FLAGSTAFF AZ | AZ | 145 | 7131 | Flagstaff | AZ | AZFLAGST.txt
| 270 | "North_Carolina" | NC | "Winston-Salem" | 15 | Winston-Salem | Winston-Salem, NC | GREENSBORO-WNSTN-SALM-HGHPT NC | NC | 1253 | 3865 | Greensboro | NC | NCGRNSBO.txt
| 271 | "North_Carolina" | NC | "Winston-Salem" | 15 | Winston-Salem | Winston-Salem, NC | GREENSBORO-WNSTN-SALM-HGHPT NC | NC | 1253 | 3865 | Greensboro | NC | NCGRNSBO.txt
| 018 | "Massachusetts" | MA | "Woburn" | 8 | Woburn | Woburn, MA | WORCESTER MA | MA | 333 | 6979 | Boston | MA | MABOSTON.txt
| 592 | "Montana" | MT | "Wolf Point" | 12 | Wolf Point | Wolf Point, MT | GLASGOW MT | MT | 558 | 8745 | Great Falls | MT | MTGRFALL.txt
| 738 | "Oklahoma" | OK | "Woodward" | 10 | Woodward | Woodward, OK | AMARILLO TX | TX | 1354 | 4258 | Amarillo | TX | TXAMARIL.txt
| 014 | "Massachusetts" | MA | "Worcester" | 11 | Worcester | Worcester, MA | WORCESTER MA | MA | 333 | 6979 | Boston | MA | MABOSTON.txt
| 015 | "Massachusetts" | MA | "Worcester" | 11 | Worcester | Worcester, MA | WORCESTER MA | MA | 333 | 6979 | Boston | MA | MABOSTON.txt
| 016 | "Massachusetts" | MA | "Worcester" | 11 | Worcester | Worcester, MA | WORCESTER MA | MA | 333 | 6979 | Boston | MA | MABOSTON.txt
| 824 | "Wyoming" | WY | "Worland" | 9 | Worland | Worland, WY | LANDER WY | WY | 479 | 7889 | Casper | WY | WYCASPER.txt
| 989 | "Washington" | WA | "Yakima" | 8 | Yakima | Yakima, WA | YAKIMA WA | WA | 458 | 5967 | Yakima | WA | WAYAKIMA.txt
| 821 | "Wyoming" | WY | "Yellowstone Nat Pk" | 20 | Yellowstone Nat Pk | Yellowstone Nat Pk, WY | HELENA MT | MT | 386 | 8031 | Helena | MT | MTHELENA.txt
| 107 | "New_York" | NY | "Yonkers" | 9 | Yonkers | Yonkers, NY | NEW YORK (LAGUARDIA AP) NY | NY | 1052 | 4910 | New York City | NY | NYNEWYOR.txt
| 173 | "Pennsylvania" | PA | "York" | 6 | York | York, PA | HARRISBURG PA | PA | 962 | 5347 | Harrisburg | PA | PAHARRIS.txt
| 174 | "Pennsylvania" | PA | "York" | 6 | York | York, PA | HARRISBURG PA | PA | 962 | 5347 | Harrisburg | PA | PAHARRIS.txt
| 444 | "Ohio" | OH | "Youngstown" | 12 | Youngstown | Youngstown, OH | YOUNGSTOWN OH | OH | 497 | 6544 | Youngstown | OH | OHYOUNGS.txt
| 445 | "Ohio" | OH | "Youngstown" | 12 | Youngstown | Youngstown, OH | YOUNGSTOWN OH | OH | 497 | 6544 | Youngstown | OH | OHYOUNGS.txt
| 437 | "Ohio" | OH | "Zanesville" | 12 | Zanesville | Zanesville, OH | PITTSBURGH PA | PA | 654 | 5968 | Pittsburgh | PA | PAPITTSB.txt
| 438 | "Ohio" | OH | "Zanesville" | 12 | Zanesville | Zanesville, OH | COLUMBUS OH | OH | 797 | 5708 | Columbus | OH | OHCOLMBS.txt
| 901 Unique Zip Codes | [6 empty] | 242 Unique Climates |  |  |  | 159 IWIN - NCDC Sites

## Side Calcs - Baseline (hidden)
|  |  | Elec. Units |  |  |  | Gas Units |  |  |  | Oil Units |  |  |  | Steam Units |  |  |  | Chilled Water Units |  |  |  | Cooking |  |  | Cooling |  | Months in Use
[5 empty] | Source | Site |  |  | Source | Site |  |  | Source | Site |  |  | Source | Site |  |  | Source | Site |  |  | Value |  | Value |  | Value
|  |  | 2 | kBTU | 3.0188 | 1 | 2 | kBTU | 1.024 | 1 | 0 | 0 | 0 | 0 | 0 | 0 | 0 | 0 | 0 | 0 | 0 | 0 | 1 | Yes | 1 | 1 | 0 | 2 | 10
|  |  | 5 |  |  |  | 5 |  |  |  | 5 |  |  |  | 5 |  |  |  | 5 |  |  |  | 5 |  |  | 5 |  | 5
|  |  |  | kWh | 10.3 | 3.412 |  | Therms | 102.4 | 100 |  | Gal | 138.6 | 138.6 |  | MLbs | 14.8764 | 10.78 |  | Ton-Hrs | 12000 | 12000 |  | Yes | 1 |  | 0 |  | 9
|  |  |  | kBTU | 3.0188 | 1 |  | kBTU | 1.024 | 1 |  | kBTU | 1 | 1 |  | kBTU | 1.38 | 1 |  | kBTU | 1 | 1 |  | No | 0 |  | 10 |  | 10
[27 empty] | 20 |  | 11
Old Below Ground EUI = | 131.4 | kBtu/ft2-yr | [24 empty] | 30 |  | 12
New Below Ground EUI = | 76.3 | kBtu/ft2-yr | [24 empty] | 40
50
[5 empty] | Electricity | Gas | Oil | Steam | Chilled Water | Total | [16 empty] | 60
[5 empty] | kBtu | kBtu | kBtu | kBtu | kBtu | kBtu | [16 empty] | 70
|  |  |  | Source | #DIV/0! | #DIV/0! | 0 | 0 | 0 | #DIV/0! | [16 empty] | 80
|  |  |  | Site | #DIV/0! | #DIV/0! | 0 | 0 | 0 | #DIV/0! | [16 empty] | 90
|  |  |  | %Source | #DIV/0! | #DIV/0! | #DIV/0! | #DIV/0! | #DIV/0! | [17 empty] | 100
|  |  |  | %Site | #DIV/0! | #DIV/0!

## ZipCode Map (hidden)
| actual | actual |  | actual |  |  |  | climate mapped |  |  |  | weather normalization mapped
| zip_code | zip_state |  | zip_city |  |  |  | city state | state | CDD | HDD | city | state | file name
User Data: | 0 | #N/A | #N/A | #N/A |  | #N/A | #N/A | #N/A | #N/A | #N/A | #N/A | #N/A | #N/A | #N/A
| 009 | "Puerto_Rico" | PR | "San Juan" | 10 | San Juan |  | SAN JUAN PR | PR | 5558 | 0 | San Juan Puerto Rico | PR | XXSANJUA.txt
| 010 | "Massachusetts" | MA | "Springfield" | 13 | Springfield |  | WORCESTER MA | MA | 333 | 6979 | Hartford-Springfield | CT | CTHARTFO.txt
| 011 | "Massachusetts" | MA | "Springfield" | 13 | Springfield |  | HARTFORD CT | CT | 677 | 6151 | Hartford-Springfield | CT | CTHARTFO.txt
| 012 | "Massachusetts" | MA | "Pittsfield" | 12 | Pittsfield |  | ALBANY NY | NY | 507 | 6894 | Albany | NY | NYALBANY.txt
| 013 | "Massachusetts" | MA | "Greenfield" | 12 | Greenfield |  | WORCESTER MA | MA | 333 | 6979 | Boston | MA | MABOSTON.txt
| 014 | "Massachusetts" | MA | "Worcester" | 11 | Worcester |  | WORCESTER MA | MA | 333 | 6979 | Boston | MA | MABOSTON.txt
| 015 | "Massachusetts" | MA | "Worcester" | 11 | Worcester |  | WORCESTER MA | MA | 333 | 6979 | Boston | MA | MABOSTON.txt
| 016 | "Massachusetts" | MA | "Worcester" | 11 | Worcester |  | WORCESTER MA | MA | 333 | 6979 | Boston | MA | MABOSTON.txt
| 017 | "Massachusetts" | MA | "Framingham" | 12 | Framingham |  | WORCESTER MA | MA | 333 | 6979 | Boston | MA | MABOSTON.txt
| 018 | "Massachusetts" | MA | "Woburn" | 8 | Woburn |  | WORCESTER MA | MA | 333 | 6979 | Boston | MA | MABOSTON.txt
| 019 | "Massachusetts" | MA | "Lynn" | 6 | Lynn |  | BOSTON MA | MA | 678 | 5641 | Boston | MA | MABOSTON.txt
| 020 | "Massachusetts" | MA | "Boston" | 8 | Boston |  | WORCESTER MA | MA | 333 | 6979 | Boston | MA | MABOSTON.txt
| 021 | "Massachusetts" | MA | "Boston" | 8 | Boston |  | BOSTON MA | MA | 678 | 5641 | Boston | MA | MABOSTON.txt
| 022 | "Massachusetts" | MA | "Boston" | 8 | Boston |  | BOSTON MA | MA | 678 | 5641 | Boston | MA | MABOSTON.txt
| 023 | "Massachusetts" | MA | "Brockton" | 10 | Brockton |  | PROVIDENCE RI | RI | 606 | 5884 | Rhode Island | RI | RIPROVID.txt
| 024 | "Massachusetts" | MA | "Brockton" | 10 | Brockton |  | BOSTON MA | MA | 678 | 5641 | Boston | MA | MABOSTON.txt
| 025 | "Massachusetts" | MA | "Buzzards Bay" | 14 | Buzzards Bay |  | PROVIDENCE RI | RI | 606 | 5884 | Rhode Island | RI | RIPROVID.txt
| 026 | "Massachusetts" | MA | "Hyannis" | 9 | Hyannis |  | PROVIDENCE RI | RI | 606 | 5884 | Rhode Island | RI | RIPROVID.txt
| 027 | "Massachusetts" | MA | "New Bedford" | 13 | New Bedford |  | PROVIDENCE RI | RI | 606 | 5884 | Rhode Island | RI | RIPROVID.txt
| 028 | "Rhode_Island" | RI | "Providence" | 12 | Providence |  | WORCESTER MA | MA | 333 | 6979 | Rhode Island | RI | RIPROVID.txt
| 029 | "Rhode_Island" | RI | "Providence" | 12 | Providence |  | PROVIDENCE RI | RI | 606 | 5884 | Rhode Island | RI | RIPROVID.txt
| 030 | "New_Hampshire" | NH | "Manchester" | 12 | Manchester |  | WORCESTER MA | MA | 333 | 6979 | Concord | NH | NHCONCOR.txt
| 031 | "New_Hampshire" | NH | "Manchester" | 12 | Manchester |  | CONCORD NH | NH | 328 | 7554 | Concord | NH | NHCONCOR.txt
| 032 | "New_Hampshire" | NH | "Pittsfield" | 12 | Pittsfield |  | CONCORD NH | NH | 328 | 7554 | Concord | NH | NHCONCOR.txt
| 033 | "New_Hampshire" | NH | "Concord" | 9 | Concord |  | CONCORD NH | NH | 328 | 7554 | Concord | NH | NHCONCOR.txt
| 034 | "New_Hampshire" | NH | "Keene" | 7 | Keene |  | WORCESTER MA | MA | 333 | 6979 | Concord | NH | NHCONCOR.txt
| 035 | "New_Hampshire" | NH | "Littleton" | 11 | Littleton |  | BURLINGTON VT | VT | 388 | 7771 | Burlington | VT | VTBURLIN.txt
| 036 | "New_Hampshire" | NH | "Acworth" | 9 | Acworth |  | CONCORD NH | NH | 328 | 7554 | Concord | NH | NHCONCOR.txt
| 037 | "New_Hampshire" | NH | "Claremont" | 11 | Claremont |  | BURLINGTON VT | VT | 388 | 7771 | Burlington | VT | VTBURLIN.txt
| 038 | "New_Hampshire" | NH | "Portsmouth" | 12 | Portsmouth |  | PORTLAND ME | ME | 268 | 7378 | Portland | ME | MEPORTLA.txt
| 039 | "Maine" | ME | "Kittery" | 9 | Kittery |  | PORTLAND ME | ME | 268 | 7378 | Portland | ME | MEPORTLA.txt
| 040 | "Maine" | ME | "Portland" | 10 | Portland |  | PORTLAND ME | ME | 268 | 7378 | Portland | ME | MEPORTLA.txt
| 041 | "Maine" | ME | "Portland" | 10 | Portland |  | PORTLAND ME | ME | 268 | 7378 | Portland | ME | MEPORTLA.txt
| 042 | "Maine" | ME | "Auburn" | 8 | Auburn |  | PORTLAND ME | ME | 268 | 7378 | Portland | ME | MEPORTLA.txt
| 043 | "Maine" | ME | "Augusta" | 9 | Augusta |  | PORTLAND ME | ME | 268 | 7378 | Portland | ME | MEPORTLA.txt
| 044 | "Maine" | ME | "Bangor" | 8 | Bangor |  | PORTLAND ME | ME | 268 | 7378 | Portland | ME | MEPORTLA.txt
| 045 | "Maine" | ME | "Bath" | 6 | Bath |  | PORTLAND ME | ME | 268 | 7378 | Portland | ME | MEPORTLA.txt
| 046 | "Maine" | ME | "Ellsworth" | 11 | Ellsworth |  | PORTLAND ME | ME | 268 | 7378 | Portland | ME | MEPORTLA.txt
| 047 | "Maine" | ME | "Caribou" | 9 | Caribou |  | CARIBOU ME | ME | 131 | 9651 | Caribou | ME | MECARIBO.txt
| 048 | "Maine" | ME | "Rockland" | 10 | Rockland |  | PORTLAND ME | ME | 268 | 7378 | Portland | ME | MEPORTLA.txt
| 049 | "Maine" | ME | "Waterville" | 12 | Waterville |  | PORTLAND ME | ME | 268 | 7378 | Portland | ME | MEPORTLA.txt
| 050 | "Vermont" | VT | "White River Junction" | 22 | White River Junction |  | BURLINGTON VT | VT | 388 | 7771 | Burlington | VT | VTBURLIN.txt
| 051 | "Vermont" | VT | "Bellows Falls" | 15 | Bellows Falls |  | CONCORD NH | NH | 328 | 7554 | Concord | NH | NHCONCOR.txt
| 052 | "Vermont" | VT | "Bennington" | 12 | Bennington |  | ALBANY NY | NY | 507 | 6894 | Albany | NY | NYALBANY.txt
| 053 | "Vermont" | VT | "Brattleboro" | 13 | Brattleboro |  | WORCESTER MA | MA | 333 | 6979 | Albany | NY | NYALBANY.txt
| 054 | "Vermont" | VT | "Burlington" | 12 | Burlington |  | BURLINGTON VT | VT | 388 | 7771 | Burlington | VT | VTBURLIN.txt
| 056 | "Vermont" | VT | "Montpelier" | 12 | Montpelier |  | BURLINGTON VT | VT | 388 | 7771 | Burlington | VT | VTBURLIN.txt
| 057 | "Vermont" | VT | "Rutland" | 9 | Rutland |  | ALBANY NY | NY | 507 | 6894 | Albany | NY | NYALBANY.txt
| 058 | "Vermont" | VT | "St. Johnsbury" | 15 | St. Johnsbury |  | BURLINGTON VT | VT | 388 | 7771 | Burlington | VT | VTBURLIN.txt
| 059 | "Vermont" | VT | "Canaan" | 8 | Canaan |  | BURLINGTON VT | VT | 388 | 7771 | Burlington | VT | VTBURLIN.txt
| 060 | "Connecticut" | CT | "Hartford" | 10 | Hartford |  | WORCESTER MA | MA | 333 | 6979 | Hartford-Springfield | CT | CTHARTFO.txt
| 061 | "Connecticut" | CT | "Hartford" | 10 | Hartford |  | HARTFORD CT | CT | 677 | 6151 | Hartford-Springfield | CT | CTHARTFO.txt
| 062 | "Connecticut" | CT | "Willimantic" | 13 | Willimantic |  | WORCESTER MA | MA | 333 | 6979 | Hartford-Springfield | CT | CTHARTFO.txt
| 063 | "Connecticut" | CT | "New London" | 12 | New London |  | PROVIDENCE RI | RI | 606 | 5884 | Rhode Island | RI | RIPROVID.txt
| 064 | "Connecticut" | CT | "New Haven" | 11 | New Haven |  | HARTFORD CT | CT | 677 | 6151 | Hartford-Springfield | CT | CTHARTFO.txt
| 065 | "Connecticut" | CT | "New Haven" | 11 | New Haven |  | HARTFORD CT | CT | 677 | 6151 | Hartford-Springfield | CT | CTHARTFO.txt
| 066 | "Connecticut" | CT | "Bridgeport" | 12 | Bridgeport |  | BRIDGEPORT CT | CT | 724 | 5537 | Bridgeport | CT | CTBRIDGE.txt
| 067 | "Connecticut" | CT | "Waterbury" | 11 | Waterbury |  | HARTFORD CT | CT | 677 | 6151 | Hartford-Springfield | CT | CTHARTFO.txt
| 068 | "Connecticut" | CT | "Stamford" | 10 | Stamford |  | BRIDGEPORT CT | CT | 724 | 5537 | Bridgeport | CT | CTBRIDGE.txt
| 069 | "Connecticut" | CT | "Stamford" | 10 | Stamford |  | BRIDGEPORT CT | CT | 724 | 5537 | Bridgeport | CT | CTBRIDGE.txt
| 070 | "New_Jersey" | NJ | "Newark" | 8 | Newark |  | NEW YORK (LAGUARDIA AP) NY | NY | 1052 | 4910 | Newark | NJ | NJNEWARK.txt
| 071 | "New_Jersey" | NJ | "Newark" | 8 | Newark |  | NEWARK NJ | NJ | 1201 | 4888 | Newark | NJ | NJNEWARK.txt
| 072 | "New_Jersey" | NJ | "Elizabeth" | 11 | Elizabeth |  | NEWARK NJ | NJ | 1201 | 4888 | Newark | NJ | NJNEWARK.txt
| 073 | "New_Jersey" | NJ | "Jersey_City" | 13 | Jersey_City |  | NEWARK NJ | NJ | 1201 | 4888 | Newark | NJ | NJNEWARK.txt
| 074 | "New_Jersey" | NJ | "Paterson" | 10 | Paterson |  | NEWARK NJ | NJ | 1201 | 4888 | Newark | NJ | NJNEWARK.txt
| 075 | "New_Jersey" | NJ | "Paterson" | 10 | Paterson |  | NEWARK NJ | NJ | 1201 | 4888 | Newark | NJ | NJNEWARK.txt
| 076 | "New_Jersey" | NJ | "Hackensack" | 12 | Hackensack |  | NEWARK NJ | NJ | 1201 | 4888 | Newark | NJ | NJNEWARK.txt
| 077 | "New_Jersey" | NJ | "Red Bank" | 10 | Red Bank |  | NEWARK NJ | NJ | 1201 | 4888 | Newark | NJ | NJNEWARK.txt
| 078 | "New_Jersey" | NJ | "Dover" | 7 | Dover |  | ALLENTOWN PA | PA | 773 | 5785 | Allentown | PA | PAALLENT.txt
| 079 | "New_Jersey" | NJ | "Summit" | 8 | Summit |  | NEWARK NJ | NJ | 1201 | 4888 | Newark | NJ | NJNEWARK.txt
| 080 | "New_Jersey" | NJ | "Cherry Hill" | 13 | Cherry Hill |  | PHILADELPHIA PA | PA | 1101 | 4954 | Philadelphia | PA | PAPHILAD.txt
| 081 | "New_Jersey" | NJ | "Camden" | 8 | Camden |  | PHILADELPHIA PA | PA | 1101 | 4954 | Philadelphia | PA | PAPHILAD.txt
| 082 | "New_Jersey" | NJ | "South Jersey" | 14 | South Jersey |  | ATLANTIC CITY AP NJ | NJ | 826 | 5169 | Atlantic City | NJ | NJATLCTY.txt
| 083 | "New_Jersey" | NJ | "South Jersey" | 14 | South Jersey |  | WILMINGTON DE | DE | 1046 | 4937 | Wilmington | DE | DEWILMIN.txt
| 084 | "New_Jersey" | NJ | "Atlantic City" | 15 | Atlantic City |  | ATLANTIC CITY AP NJ | NJ | 826 | 5169 | Atlantic City | NJ | NJATLCTY.txt
| 085 | "New_Jersey" | NJ | "Trenton" | 9 | Trenton |  | NEWARK NJ | NJ | 1201 | 4888 | Newark | NJ | NJNEWARK.txt
| 086 | "New_Jersey" | NJ | "Trenton" | 9 | Trenton |  | NEWARK NJ | NJ | 1201 | 4888 | Newark | NJ | NJNEWARK.txt
| 087 | "New_Jersey" | NJ | "Lakewood" | 10 | Lakewood |  | ATLANTIC CITY AP NJ | NJ | 826 | 5169 | Atlantic City | NJ | NJATLCTY.txt
| 088 | "New_Jersey" | NJ | "New Brunswick" | 15 | New Brunswick |  | NEWARK NJ | NJ | 1201 | 4888 | Newark | NJ | NJNEWARK.txt
| 089 | "New_Jersey" | NJ | "New Brunswick" | 15 | New Brunswick |  | NEWARK NJ | NJ | 1201 | 4888 | Newark | NJ | NJNEWARK.txt
| 100 | "New_York" | NY | "New York" | 10 | New York |  | NEW YORK C.PARK NY | NY | 1096 | 4805 | New York City | NY | NYNEWYOR.txt
| 101 | "New_York" | NY | "New York" | 10 | New York |  | NEW YORK C.PARK NY | NY | 1096 | 4805 | New York City | NY | NYNEWYOR.txt
| 102 | "New_York" | NY | "New York" | 10 | New York |  | NEW YORK C.PARK NY | NY | 1096 | 4805 | New York City | NY | NYNEWYOR.txt
| 103 | "New_York" | NY | "Staten Island" | 15 | Staten Island |  | NEW YORK (LAGUARDIA AP) NY | NY | 1052 | 4910 | New York City | NY | NYNEWYOR.txt
| 104 | "New_York" | NY | "Bronx" | 7 | Bronx |  | NEW YORK (LAGUARDIA AP) NY | NY | 1052 | 4910 | New York City | NY | NYNEWYOR.txt
| 105 | "New_York" | NY | "Westchester" | 13 | Westchester |  | BRIDGEPORT CT | CT | 724 | 5537 | Bridgeport | CT | CTBRIDGE.txt
| 106 | "New_York" | NY | "White Plains" | 14 | White Plains |  | BRIDGEPORT CT | CT | 724 | 5537 | Bridgeport | CT | CTBRIDGE.txt
| 107 | "New_York" | NY | "Yonkers" | 9 | Yonkers |  | NEW YORK (LAGUARDIA AP) NY | NY | 1052 | 4910 | New York City | NY | NYNEWYOR.txt
| 108 | "New_York" | NY | "New Rochelle" | 14 | New Rochelle |  | NEW YORK (LAGUARDIA AP) NY | NY | 1052 | 4910 | New York City | NY | NYNEWYOR.txt
| 109 | "New_York" | NY | "Suffern" | 9 | Suffern |  | BRIDGEPORT CT | CT | 724 | 5537 | Bridgeport | CT | CTBRIDGE.txt
| 110 | "New_York" | NY | "Great Neck" | 12 | Great Neck |  | NEW YORK (LAGUARDIA AP) NY | NY | 1052 | 4910 | New York City | NY | NYNEWYOR.txt
| 111 | "New_York" | NY | "Queens" | 8 | Queens |  | NEW YORK (LAGUARDIA AP) NY | NY | 1052 | 4910 | New York City | NY | NYNEWYOR.txt
| 112 | "New_York" | NY | "Brooklyn" | 10 | Brooklyn |  | NEW YORK (LAGUARDIA AP) NY | NY | 1052 | 4910 | New York City | NY | NYNEWYOR.txt
| 113 | "New_York" | NY | "Flushing" | 10 | Flushing |  | NEW YORK (JFK AP) NY | NY | 921 | 5027 | New York City | NY | NYNEWYOR.txt
| 114 | "New_York" | NY | "Jamaica" | 9 | Jamaica |  | NEW YORK (JFK AP) NY | NY | 921 | 5027 | New York City | NY | NYNEWYOR.txt
| 115 | "New_York" | NY | "Minneola" | 10 | Minneola |  | NEW YORK (JFK AP) NY | NY | 921 | 5027 | New York City | NY | NYNEWYOR.txt
| 116 | "New_York" | NY | "Far Rockaway" | 14 | Far Rockaway |  | ISLIP NY | NY | 706 | 5647 | Bridgeport | CT | CTBRIDGE.txt
| 117 | "New_York" | NY | "Hicksville" | 12 | Hicksville |  | ISLIP NY | NY | 706 | 5647 | Bridgeport | CT | CTBRIDGE.txt
| 118 | "New_York" | NY | "Hicksville" | 12 | Hicksville |  | ISLIP NY | NY | 706 | 5647 | Bridgeport | CT | CTBRIDGE.txt
| 119 | "New_York" | NY | "Riverhead" | 11 | Riverhead |  | BRIDGEPORT CT | CT | 724 | 5537 | Bridgeport | CT | CTBRIDGE.txt
| 120 | "New_York" | NY | "Albany" | 8 | Albany |  | ALBANY NY | NY | 507 | 6894 | Albany | NY | NYALBANY.txt
| 121 | "New_York" | NY | "Albany" | 8 | Albany |  | ALBANY NY | NY | 507 | 6894 | Albany | NY | NYALBANY.txt
| 122 | "New_York" | NY | "Albany" | 8 | Albany |  | ALBANY NY | NY | 507 | 6894 | Albany | NY | NYALBANY.txt
| 123 | "New_York" | NY | "Schenectady" | 13 | Schenectady |  | ALBANY NY | NY | 507 | 6894 | Albany | NY | NYALBANY.txt
| 124 | "New_York" | NY | "Kingston" | 10 | Kingston |  | ALBANY NY | NY | 507 | 6894 | Albany | NY | NYALBANY.txt
| 125 | "New_York" | NY | "Poughkeepsie" | 14 | Poughkeepsie |  | HARTFORD CT | CT | 677 | 6151 | Hartford-Springfield | CT | CTHARTFO.txt
| 126 | "New_York" | NY | "Poughkeepsie" | 14 | Poughkeepsie |  | BRIDGEPORT CT | CT | 724 | 5537 | Bridgeport | CT | CTBRIDGE.txt
| 127 | "New_York" | NY | "Monticello" | 12 | Monticello |  | BINGHAMTON NY | NY | 337 | 7273 | Wilkes-Barre | PA | PAWILKES.txt
| 128 | "New_York" | NY | "Glens Falls" | 13 | Glens Falls |  | BURLINGTON VT | VT | 388 | 7771 | Burlington | VT | VTBURLIN.txt
| 129 | "New_York" | NY | "Plattsburgh" | 13 | Plattsburgh |  | BURLINGTON VT | VT | 388 | 7771 | Burlington | VT | VTBURLIN.txt
| 130 | "New_York" | NY | "Syracuse" | 10 | Syracuse |  | SYRACUSE NY | NY | 438 | 6834 | Syracuse | NY | NYSYRACU.txt
| 131 | "New_York" | NY | "Syracuse" | 10 | Syracuse |  | ROCHESTER NY | NY | 425 | 6734 | Syracuse | NY | NYSYRACU.txt
| 132 | "New_York" | NY | "Syracuse" | 10 | Syracuse |  | SYRACUSE NY | NY | 438 | 6834 | Syracuse | NY | NYSYRACU.txt
| 133 | "New_York" | NY | "Utica" | 7 | Utica |  | BINGHAMTON NY | NY | 337 | 7273 | Wilkes-Barre | PA | PAWILKES.txt
| 134 | "New_York" | NY | "Utica" | 7 | Utica |  | BINGHAMTON NY | NY | 337 | 7273 | Wilkes-Barre | PA | PAWILKES.txt
| 135 | "New_York" | NY | "Utica" | 7 | Utica |  | SYRACUSE NY | NY | 438 | 6834 | Syracuse | NY | NYSYRACU.txt
| 136 | "New_York" | NY | "Watertown" | 11 | Watertown |  | SYRACUSE NY | NY | 438 | 6834 | Syracuse | NY | NYSYRACU.txt
| 137 | "New_York" | NY | "Binghamton" | 12 | Binghamton |  | ALBANY NY | NY | 507 | 6894 | Albany | NY | NYALBANY.txt
| 138 | "New_York" | NY | "Binghamton" | 12 | Binghamton |  | ALBANY NY | NY | 507 | 6894 | Albany | NY | NYALBANY.txt
| 139 | "New_York" | NY | "Binghamton" | 12 | Binghamton |  | BINGHAMTON NY | NY | 337 | 7273 | Wilkes-Barre | PA | PAWILKES.txt
| 140 | "New_York" | NY | "Buffalo" | 9 | Buffalo |  | ERIE PA | PA | 550 | 6279 | Erie | PA | PAERIE.txt
| 141 | "New_York" | NY | "Buffalo" | 9 | Buffalo |  | ROCHESTER NY | NY | 425 | 6734 | Rochester | NY | NYROCHES.txt
| 142 | "New_York" | NY | "Buffalo" | 9 | Buffalo |  | BUFFALO NY | NY | 477 | 6747 | Buffalo | NY | NTBUFFAL.txt
| 143 | "New_York" | NY | "Niagara Falls" | 15 | Niagara Falls |  | BUFFALO NY | NY | 477 | 6747 | Buffalo | NY | NTBUFFAL.txt
| 144 | "New_York" | NY | "Rochester" | 11 | Rochester |  | BUFFALO NY | NY | 477 | 6747 | Buffalo | NY | NTBUFFAL.txt
| 145 | "New_York" | NY | "Rochester" | 11 | Rochester |  | BUFFALO NY | NY | 477 | 6747 | Buffalo | NY | NTBUFFAL.txt
| 146 | "New_York" | NY | "Rochester" | 11 | Rochester |  | ROCHESTER NY | NY | 425 | 6734 | Rochester | NY | NYROCHES.txt
| 147 | "New_York" | NY | "Jamestown" | 11 | Jamestown |  | ERIE PA | PA | 550 | 6279 | Erie | PA | PAERIE.txt
| 148 | "New_York" | NY | "Ithaca" | 8 | Ithaca |  | SYRACUSE NY | NY | 438 | 6834 | Syracuse | NY | NYSYRACU.txt
| 149 | "New_York" | NY | "Elmira" | 8 | Elmira |  | BINGHAMTON NY | NY | 337 | 7273 | Syracuse | NY | NYSYRACU.txt
| 150 | "Pennsylvania" | PA | "Pittsburgh" | 12 | Pittsburgh |  | PITTSBURGH PA | PA | 654 | 5968 | Pittsburgh | PA | PAPITTSB.txt
| 151 | "Pennsylvania" | PA | "Pittsburgh" | 12 | Pittsburgh |  | PITTSBURGH PA | PA | 654 | 5968 | Pittsburgh | PA | PAPITTSB.txt
| 152 | "Pennsylvania" | PA | "Pittsburgh" | 12 | Pittsburgh |  | PITTSBURGH PA | PA | 654 | 5968 | Pittsburgh | PA | PAPITTSB.txt
| 153 | "Pennsylvania" | PA | "Washington" | 12 | Washington |  | PITTSBURGH PA | PA | 654 | 5968 | Pittsburgh | PA | PAPITTSB.txt
| 154 | "Pennsylvania" | PA | "Uniontown" | 11 | Uniontown |  | PITTSBURGH PA | PA | 654 | 5968 | Pittsburgh | PA | PAPITTSB.txt
| 155 | "Pennsylvania" | PA | "Somerset" | 10 | Somerset |  | PITTSBURGH PA | PA | 654 | 5968 | Pittsburgh | PA | PAPITTSB.txt
| 156 | "Pennsylvania" | PA | "Greensburg" | 12 | Greensburg |  | PITTSBURGH PA | PA | 654 | 5968 | Pittsburgh | PA | PAPITTSB.txt
| 157 | "Pennsylvania" | PA | "Indiana" | 9 | Indiana |  | PITTSBURGH PA | PA | 654 | 5968 | Pittsburgh | PA | PAPITTSB.txt
| 158 | "Pennsylvania" | PA | "Du Bois" | 9 | Du Bois |  | WILLIAMSPORT PA | PA | 622 | 6087 | Pittsburgh | PA | PAPITTSB.txt
| 159 | "Pennsylvania" | PA | "Johnstown" | 11 | Johnstown |  | PITTSBURGH PA | PA | 654 | 5968 | Pittsburgh | PA | PAPITTSB.txt
| 160 | "Pennsylvania" | PA | "Butler" | 8 | Butler |  | YOUNGSTOWN OH | OH | 497 | 6544 | Youngstown | OH | OHYOUNGS.txt
| 161 | "Pennsylvania" | PA | "New Castle" | 12 | New Castle |  | PITTSBURGH PA | PA | 654 | 5968 | Pittsburgh | PA | PAPITTSB.txt
| 162 | "Pennsylvania" | PA | "Kittanning" | 12 | Kittanning |  | YOUNGSTOWN OH | OH | 497 | 6544 | Youngstown | OH | OHYOUNGS.txt
| 163 | "Pennsylvania" | PA | "Oil City" | 10 | Oil City |  | YOUNGSTOWN OH | OH | 497 | 6544 | Youngstown | OH | OHYOUNGS.txt
| 164 | "Pennsylvania" | PA | "Erie" | 6 | Erie |  | ERIE PA | PA | 550 | 6279 | Erie | PA | PAERIE.txt
| 165 | "Pennsylvania" | PA | "Erie" | 6 | Erie |  | ERIE PA | PA | 550 | 6279 | Erie | PA | PAERIE.txt
| 166 | "Pennsylvania" | PA | "Altoona" | 9 | Altoona |  | PITTSBURGH PA | PA | 654 | 5968 | Pittsburgh | PA | PAPITTSB.txt
| 167 | "Pennsylvania" | PA | "Bradford" | 10 | Bradford |  | ERIE PA | PA | 550 | 6279 | Erie | PA | PAERIE.txt
| 168 | "Pennsylvania" | PA | "State College" | 15 | State College |  | WILLIAMSPORT PA | PA | 622 | 6087 | Harrisburg | PA | PAHARRIS.txt
| 169 | "Pennsylvania" | PA | "Wellsboro" | 11 | Wellsboro |  | BINGHAMTON NY | NY | 337 | 7273 | Wilkes-Barre | PA | PAWILKES.txt
| 170 | "Pennsylvania" | PA | "Harrisburg" | 12 | Harrisburg |  | HARRISBURG PA | PA | 962 | 5347 | Harrisburg | PA | PAHARRIS.txt
| 171 | "Pennsylvania" | PA | "Harrisburg" | 12 | Harrisburg |  | HARRISBURG PA | PA | 962 | 5347 | Harrisburg | PA | PAHARRIS.txt
| 172 | "Pennsylvania" | PA | "Chambersburg" | 14 | Chambersburg |  | HARRISBURG PA | PA | 962 | 5347 | Harrisburg | PA | PAHARRIS.txt
| 173 | "Pennsylvania" | PA | "York" | 6 | York |  | HARRISBURG PA | PA | 962 | 5347 | Harrisburg | PA | PAHARRIS.txt
| 174 | "Pennsylvania" | PA | "York" | 6 | York |  | HARRISBURG PA | PA | 962 | 5347 | Harrisburg | PA | PAHARRIS.txt
| 175 | "Pennsylvania" | PA | "Lancaster" | 11 | Lancaster |  | HARRISBURG PA | PA | 962 | 5347 | Harrisburg | PA | PAHARRIS.txt
| 176 | "Pennsylvania" | PA | "Lancaster" | 11 | Lancaster |  | HARRISBURG PA | PA | 962 | 5347 | Harrisburg | PA | PAHARRIS.txt
| 177 | "Pennsylvania" | PA | "Williamsport" | 14 | Williamsport |  | WILLIAMSPORT PA | PA | 622 | 6087 | Harrisburg | PA | PAHARRIS.txt
| 178 | "Pennsylvania" | PA | "Sunbury" | 9 | Sunbury |  | WILLIAMSPORT PA | PA | 622 | 6087 | Harrisburg | PA | PAHARRIS.txt
| 179 | "Pennsylvania" | PA | "Pottsville" | 12 | Pottsville |  | ALLENTOWN PA | PA | 773 | 5785 | Allentown | PA | PAALLENT.txt
| 180 | "Pennsylvania" | PA | "Lehigh_Valley" | 15 | Lehigh_Valley |  | ALLENTOWN PA | PA | 773 | 5785 | Allentown | PA | PAALLENT.txt
| 181 | "Pennsylvania" | PA | "Allentown" | 11 | Allentown |  | ALLENTOWN PA | PA | 773 | 5785 | Allentown | PA | PAALLENT.txt
| 182 | "Pennsylvania" | PA | "Hazleton" | 10 | Hazleton |  | AVOCA PA | PA | 539 | 6291 | Wilkes-Barre | PA | PAWILKES.txt
| 183 | "Pennsylvania" | PA | "Stroudsburg" | 13 | Stroudsburg |  | ALLENTOWN PA | PA | 773 | 5785 | Allentown | PA | PAALLENT.txt
| 184 | "Pennsylvania" | PA | "Scranton" | 10 | Scranton |  | AVOCA PA | PA | 539 | 6291 | Wilkes-Barre | PA | PAWILKES.txt
| 185 | "Pennsylvania" | PA | "Scranton" | 10 | Scranton |  | AVOCA PA | PA | 539 | 6291 | Wilkes-Barre | PA | PAWILKES.txt
| 186 | "Pennsylvania" | PA | "Wilkes-Barre" | 14 | Wilkes-Barre |  | AVOCA PA | PA | 539 | 6291 | Wilkes-Barre | PA | PAWILKES.txt
| 187 | "Pennsylvania" | PA | "Wilkes-Barre" | 14 | Wilkes-Barre |  | AVOCA PA | PA | 539 | 6291 | Wilkes-Barre | PA | PAWILKES.txt
| 188 | "Pennsylvania" | PA | "Montrose" | 10 | Montrose |  | BINGHAMTON NY | NY | 337 | 7273 | Wilkes-Barre | PA | PAWILKES.txt
| 189 | "Pennsylvania" | PA | "Doylestown" | 12 | Doylestown |  | PHILADELPHIA PA | PA | 1101 | 4954 | Philadelphia | PA | PAPHILAD.txt
| 190 | "Pennsylvania" | PA | "Philadelphia" | 14 | Philadelphia |  | WILMINGTON DE | DE | 1046 | 4937 | Philadelphia | PA | PAPHILAD.txt
| 191 | "Pennsylvania" | PA | "Philadelphia" | 14 | Philadelphia |  | PHILADELPHIA PA | PA | 1101 | 4954 | Philadelphia | PA | PAPHILAD.txt
| 193 | "Pennsylvania" | PA | "Southeastern" | 14 | Southeastern |  | WILMINGTON DE | DE | 1046 | 4937 | Wilmington | DE | DEWILMIN.txt
| 194 | "Pennsylvania" | PA | "Southeastern" | 14 | Southeastern |  | WILMINGTON DE | DE | 1046 | 4937 | Wilmington | DE | DEWILMIN.txt
| 195 | "Pennsylvania" | PA | "Reading" | 9 | Reading |  | ALLENTOWN PA | PA | 773 | 5785 | Allentown | PA | PAALLENT.txt
| 196 | "Pennsylvania" | PA | "Reading" | 9 | Reading |  | ALLENTOWN PA | PA | 773 | 5785 | Allentown | PA | PAALLENT.txt
| 197 | "Delaware" | DE | "Wilmington" | 12 | Wilmington |  | WILMINGTON DE | DE | 1046 | 4937 | Wilmington | DE | DEWILMIN.txt
| 198 | "Delaware" | DE | "Wilmington" | 12 | Wilmington |  | WILMINGTON DE | DE | 1046 | 4937 | Wilmington | DE | DEWILMIN.txt
| 199 | "Delaware" | DE | "Dover" | 7 | Dover |  | BALTIMORE MD | MD | 1137 | 4707 | Baltimore | MD | MDBALTIM.txt
| 200 | "DC" | DC | "Washington" | 12 | Washington |  | WASHINGTON NAT'L AP DC | DC | 1549 | 4047 | Washington | MD | MDWASHDC.txt
| 201 | "DC" | DC | "Washington" | 12 | Washington |  | WASHINGTON NAT'L AP DC | DC | 1549 | 4047 | Washington | MD | MDWASHDC.txt
| 202 | "DC" | DC | "Washington" | 12 | Washington |  | WASHINGTON NAT'L AP DC | DC | 1549 | 4047 | Washington | MD | MDWASHDC.txt
| 203 | "DC" | DC | "Washington" | 12 | Washington |  | WASHINGTON NAT'L AP DC | DC | 1549 | 4047 | Washington | MD | MDWASHDC.txt
| 204 | "DC" | DC | "Washington" | 12 | Washington |  | WASHINGTON NAT'L AP DC | DC | 1549 | 4047 | Washington | MD | MDWASHDC.txt
| 205 | "DC" | DC | "Washington" | 12 | Washington |  | WASHINGTON NAT'L AP DC | DC | 1549 | 4047 | Washington | MD | MDWASHDC.txt
| 206 | "Maryland" | MD | "Waldorf" | 9 | Waldorf |  | WASHINGTON NAT'L AP DC | DC | 1549 | 4047 | Washington | MD | MDWASHDC.txt
| 207 | "Maryland" | MD | "Laurel" | 8 | Laurel |  | BALTIMORE MD | MD | 1137 | 4707 | Baltimore | MD | MDBALTIM.txt
| 208 | "Maryland" | MD | "Rockville" | 11 | Rockville |  | BALTIMORE MD | MD | 1137 | 4707 | Baltimore | MD | MDBALTIM.txt
| 209 | "Maryland" | MD | "Silver Spring" | 15 | Silver Spring |  | WASHINGTON NAT'L AP DC | DC | 1549 | 4047 | Washington | MD | MDWASHDC.txt
| 210 | "Maryland" | MD | "Baltimore" | 11 | Baltimore |  | BALTIMORE MD | MD | 1137 | 4707 | Baltimore | MD | MDBALTIM.txt
| 211 | "Maryland" | MD | "Baltimore" | 11 | Baltimore |  | BALTIMORE MD | MD | 1137 | 4707 | Baltimore | MD | MDBALTIM.txt
| 212 | "Maryland" | MD | "Baltimore" | 11 | Baltimore |  | BALTIMORE MD | MD | 1137 | 4707 | Baltimore | MD | MDBALTIM.txt
| 213 | "Maryland" | MD | "Baltimore" | 11 | Baltimore |  | BALTIMORE MD | MD | 1137 | 4707 | Baltimore | MD | MDBALTIM.txt
| 214 | "Maryland" | MD | "Annapolis" | 11 | Annapolis |  | BALTIMORE MD | MD | 1137 | 4707 | Baltimore | MD | MDBALTIM.txt
| 215 | "Maryland" | MD | "Cumberland" | 12 | Cumberland |  | PITTSBURGH PA | PA | 654 | 5968 | Pittsburgh | PA | PAPITTSB.txt
| 216 | "Maryland" | MD | "Easton" | 8 | Easton |  | WASHINGTON NAT'L AP DC | DC | 1549 | 4047 | Washington | MD | MDWASHDC.txt
| 217 | "Maryland" | MD | "Frederick" | 11 | Frederick |  | BALTIMORE MD | MD | 1137 | 4707 | Baltimore | MD | MDBALTIM.txt
| 218 | "Maryland" | MD | "Salisbury" | 11 | Salisbury |  | WALLOPS ISLAND VA | VA | 1096 | 4261 | Richmond | VA | VARICHMO.txt
| 219 | "Maryland" | MD | "Elkton" | 8 | Elkton |  | WILMINGTON DE | DE | 1046 | 4937 | Wilmington | DE | DEWILMIN.txt
| 220 | "Virginia" | VA | "Northern VA" | 13 | Northern VA |  | WASHINGTON DULLES AP DC | DC | 973 | 5006 | Washington | MD | MDWASHDC.txt
| 221 | "Virginia" | VA | "Northern VA" | 13 | Northern VA |  | WASHINGTON DULLES AP DC | DC | 973 | 5006 | Washington | MD | MDWASHDC.txt
| 222 | "Virginia" | VA | "Arlington" | 11 | Arlington |  | WASHINGTON NAT'L AP DC | DC | 1549 | 4047 | Washington | MD | MDWASHDC.txt
| 223 | "Virginia" | VA | "Alexandria" | 12 | Alexandria |  | WASHINGTON NAT'L AP DC | DC | 1549 | 4047 | Washington | MD | MDWASHDC.txt
| 224 | "Virginia" | VA | "Fredericksburg" | 16 | Fredericksburg |  | RICHMOND VA | VA | 1348 | 3963 | Richmond | VA | VARICHMO.txt
| 225 | "Virginia" | VA | "Fredericksburg" | 16 | Fredericksburg |  | RICHMOND VA | VA | 1348 | 3963 | Richmond | VA | VARICHMO.txt
| 226 | "Virginia" | VA | "Winchester" | 12 | Winchester |  | WASHINGTON DULLES AP DC | DC | 973 | 5006 | Washington | MD | MDWASHDC.txt
| 227 | "Virginia" | VA | "Culpeper" | 10 | Culpeper |  | WASHINGTON DULLES AP DC | DC | 973 | 5006 | Washington | MD | MDWASHDC.txt
| 228 | "Virginia" | VA | "Harrisonburg" | 14 | Harrisonburg |  | WASHINGTON DULLES AP DC | DC | 973 | 5006 | Washington | MD | MDWASHDC.txt
| 229 | "Virginia" | VA | "Charlottesville" | 17 | Charlottesville |  | RICHMOND VA | VA | 1348 | 3963 | Richmond | VA | VARICHMO.txt
| 230 | "Virginia" | VA | "Richmond" | 10 | Richmond |  | RICHMOND VA | VA | 1348 | 3963 | Richmond | VA | VARICHMO.txt
| 231 | "Virginia" | VA | "Richmond" | 10 | Richmond |  | RICHMOND VA | VA | 1348 | 3963 | Richmond | VA | VARICHMO.txt
| 232 | "Virginia" | VA | "Richmond" | 10 | Richmond |  | RICHMOND VA | VA | 1348 | 3963 | Richmond | VA | VARICHMO.txt
| 233 | "Virginia" | VA | "Norfolk" | 9 | Norfolk |  | NORFOLK VA | VA | 1422 | 3495 | Norfolk | VA | VANORFOL.txt
| 234 | "Virginia" | VA | "Norfolk" | 9 | Norfolk |  | NORFOLK VA | VA | 1422 | 3495 | Norfolk | VA | VANORFOL.txt
| 235 | "Virginia" | VA | "Norfolk" | 9 | Norfolk |  | NORFOLK VA | VA | 1422 | 3495 | Norfolk | VA | VANORFOL.txt
| 236 | "Virginia" | VA | "Norfolk" | 9 | Norfolk |  | NORFOLK VA | VA | 1422 | 3495 | Norfolk | VA | VANORFOL.txt
| 237 | "Virginia" | VA | "Portsmouth" | 12 | Portsmouth |  | NORFOLK VA | VA | 1422 | 3495 | Norfolk | VA | VANORFOL.txt
| 238 | "Virginia" | VA | "Petersburg" | 12 | Petersburg |  | NORFOLK VA | VA | 1422 | 3495 | Norfolk | VA | VANORFOL.txt
| 239 | "Virginia" | VA | "Farmville" | 11 | Farmville |  | RICHMOND VA | VA | 1348 | 3963 | Richmond | VA | VARICHMO.txt
| 240 | "Virginia" | VA | "Roanoke" | 9 | Roanoke |  | ROANOKE VA | VA | 1052 | 4360 | Roanoke | VA | VAROANOK.txt
| 241 | "Virginia" | VA | "Roanoke" | 9 | Roanoke |  | ROANOKE VA | VA | 1052 | 4360 | Roanoke | VA | VAROANOK.txt
| 242 | "Virginia" | VA | "Bristol" | 9 | Bristol |  | ROANOKE VA | VA | 1052 | 4360 | Roanoke | VA | VAROANOK.txt
| 243 | "Virginia" | VA | "Pulaski" | 9 | Pulaski |  | ROANOKE VA | VA | 1052 | 4360 | Roanoke | VA | VAROANOK.txt
| 244 | "Virginia" | VA | "Staunton" | 10 | Staunton |  | ROANOKE VA | VA | 1052 | 4360 | Roanoke | VA | VAROANOK.txt
| 245 | "Virginia" | VA | "Lynchburg" | 11 | Lynchburg |  | LYNCHBURG VA | VA | 1048 | 4340 | Roanoke | VA | VAROANOK.txt
| 246 | "Virginia" | VA | "Tazewell" | 10 | Tazewell |  | ROANOKE VA | VA | 1052 | 4360 | Roanoke | VA | VAROANOK.txt
| 247 | "West_Virginia" | WV | "Bluefield" | 11 | Bluefield |  | ROANOKE VA | VA | 1052 | 4360 | Roanoke | VA | VAROANOK.txt
| 248 | "West_Virginia" | WV | "Welch" | 7 | Welch |  | CHARLESTON WV | WV | 1031 | 4646 | Charleston | WV | WVCHARLE.txt
| 249 | "West_Virginia" | WV | "Lewisburg" | 11 | Lewisburg |  | CHARLESTON WV | WV | 1031 | 4646 | Charleston | WV | WVCHARLE.txt
| 250 | "West_Virginia" | WV | "Charleston" | 12 | Charleston |  | CHARLESTON WV | WV | 1031 | 4646 | Charleston | WV | WVCHARLE.txt
| 251 | "West_Virginia" | WV | "Charleston" | 12 | Charleston |  | CHARLESTON WV | WV | 1031 | 4646 | Charleston | WV | WVCHARLE.txt
| 252 | "West_Virginia" | WV | "Charleston" | 12 | Charleston |  | CHARLESTON WV | WV | 1031 | 4646 | Charleston | WV | WVCHARLE.txt
| 253 | "West_Virginia" | WV | "Charleston" | 12 | Charleston |  | CHARLESTON WV | WV | 1031 | 4646 | Charleston | WV | WVCHARLE.txt
| 254 | "West_Virginia" | WV | "Martinsburg" | 13 | Martinsburg |  | WASHINGTON DULLES AP DC | DC | 973 | 5006 | Washington | MD | MDWASHDC.txt
| 255 | "West_Virginia" | WV | "Huntington" | 12 | Huntington |  | CHARLESTON WV | WV | 1031 | 4646 | Charleston | WV | WVCHARLE.txt
| 256 | "West_Virginia" | WV | "Logan" | 7 | Logan |  | CHARLESTON WV | WV | 1031 | 4646 | Charleston | WV | WVCHARLE.txt
| 257 | "West_Virginia" | WV | "Huntington" | 12 | Huntington |  | HUNTINGTON WV | WV | 1005 | 4665 | Charleston | WV | WVCHARLE.txt
| 258 | "West_Virginia" | WV | "Beckley" | 9 | Beckley |  | BECKLEY WV | WV | 463 | 5558 | Charleston | WV | WVCHARLE.txt
| 259 | "West_Virginia" | WV | "Beckley" | 9 | Beckley |  | BECKLEY WV | WV | 463 | 5558 | Charleston | WV | WVCHARLE.txt
| 260 | "West_Virginia" | WV | "Wheeling" | 10 | Wheeling |  | PITTSBURGH PA | PA | 654 | 5968 | Pittsburgh | PA | PAPITTSB.txt
| 261 | "West_Virginia" | WV | "Parkersburg" | 13 | Parkersburg |  | CHARLESTON WV | WV | 1031 | 4646 | Charleston | WV | WVCHARLE.txt
| 262 | "West_Virginia" | WV | "Buckhannon" | 12 | Buckhannon |  | CHARLESTON WV | WV | 1031 | 4646 | Charleston | WV | WVCHARLE.txt
| 263 | "West_Virginia" | WV | "Clarksburg" | 12 | Clarksburg |  | ELKINS WV | WV | 346 | 6120 | Elkins | WV | WVELKINS.txt
| 264 | "West_Virginia" | WV | "Clarksburg" | 12 | Clarksburg |  | ELKINS WV | WV | 346 | 6120 | Elkins | WV | WVELKINS.txt
| 265 | "West_Virginia" | WV | "Morgantown" | 12 | Morgantown |  | PITTSBURGH PA | PA | 654 | 5968 | Pittsburgh | PA | PAPITTSB.txt
| 266 | "West_Virginia" | WV | "Gassaway" | 10 | Gassaway |  | CHARLESTON WV | WV | 1031 | 4646 | Charleston | WV | WVCHARLE.txt
| 267 | "West_Virginia" | WV | "Keyser" | 8 | Keyser |  | ELKINS WV | WV | 346 | 6120 | Elkins | WV | WVELKINS.txt
| 268 | "West_Virginia" | WV | "Petersburg" | 12 | Petersburg |  | ELKINS WV | WV | 346 | 6120 | Elkins | WV | WVELKINS.txt
| 270 | "North_Carolina" | NC | "Winston-Salem" | 15 | Winston-Salem |  | GREENSBORO-WNSTN-SALM-HGHPT NC | NC | 1253 | 3865 | Greensboro | NC | NCGRNSBO.txt
| 271 | "North_Carolina" | NC | "Winston-Salem" | 15 | Winston-Salem |  | GREENSBORO-WNSTN-SALM-HGHPT NC | NC | 1253 | 3865 | Greensboro | NC | NCGRNSBO.txt
| 272 | "North_Carolina" | NC | "Greensboro" | 12 | Greensboro |  | GREENSBORO-WNSTN-SALM-HGHPT NC | NC | 1253 | 3865 | Greensboro | NC | NCGRNSBO.txt
| 273 | "North_Carolina" | NC | "Greensboro" | 12 | Greensboro |  | GREENSBORO-WNSTN-SALM-HGHPT NC | NC | 1253 | 3865 | Greensboro | NC | NCGRNSBO.txt
| 274 | "North_Carolina" | NC | "Greensboro" | 12 | Greensboro |  | GREENSBORO-WNSTN-SALM-HGHPT NC | NC | 1253 | 3865 | Greensboro | NC | NCGRNSBO.txt
| 275 | "North_Carolina" | NC | "Raleigh" | 9 | Raleigh |  | RALEIGH NC | NC | 1417 | 3457 | Raleigh Durham | NC | NCRALEIG.txt
| 276 | "North_Carolina" | NC | "Raleigh" | 9 | Raleigh |  | RALEIGH NC | NC | 1417 | 3457 | Raleigh Durham | NC | NCRALEIG.txt
| 277 | "North_Carolina" | NC | "Durham" | 8 | Durham |  | RALEIGH NC | NC | 1417 | 3457 | Raleigh Durham | NC | NCRALEIG.txt
| 278 | "North_Carolina" | NC | "Rocky Mount" | 13 | Rocky Mount |  | RALEIGH NC | NC | 1417 | 3457 | Raleigh Durham | NC | NCRALEIG.txt
| 279 | "North_Carolina" | NC | "Elizabeth City" | 16 | Elizabeth City |  | NORFOLK VA | VA | 1422 | 3495 | Norfolk | VA | VANORFOL.txt
| 280 | "North_Carolina" | NC | "Charlotte" | 11 | Charlotte |  | GREENVILLE-SPARTANBURG AP SC | SC | 1473 | 3272 | Charlotte | NC | NCCHARLO.txt
| 281 | "North_Carolina" | NC | "Charlotte" | 11 | Charlotte |  | GREENVILLE-SPARTANBURG AP SC | SC | 1473 | 3272 | Charlotte | NC | NCCHARLO.txt
| 282 | "North_Carolina" | NC | "Charlotte" | 11 | Charlotte |  | CHARLOTTE NC | NC | 1582 | 3341 | Charlotte | NC | NCCHARLO.txt
| 283 | "North_Carolina" | NC | "Fayetteville" | 14 | Fayetteville |  | CHARLOTTE NC | NC | 1582 | 3341 | Charlotte | NC | NCCHARLO.txt
| 284 | "North_Carolina" | NC | "Wilmington" | 12 | Wilmington |  | WILMINGTON NC | NC | 1926 | 2470 | Charlotte | NC | NCCHARLO.txt
| 285 | "North_Carolina" | NC | "Kinston" | 9 | Kinston |  | WILMINGTON NC | NC | 1926 | 2470 | Charlotte | NC | NCCHARLO.txt
| 286 | "North_Carolina" | NC | "Hickory" | 9 | Hickory |  | GREENSBORO-WNSTN-SALM-HGHPT NC | NC | 1253 | 3865 | Greensboro | NC | NCGRNSBO.txt
| 287 | "North_Carolina" | NC | "Asheville" | 11 | Asheville |  | BRISTOL-JHNSN CTY-KNGSPRT TN | TN | 972 | 4406 | Asheville | NC | NCASHEVI.txt
| 288 | "North_Carolina" | NC | "Asheville" | 11 | Asheville |  | ASHEVILLE NC | NC | 787 | 4308 | Asheville | NC | NCASHEVI.txt
| 289 | "North_Carolina" | NC | "Andrews" | 9 | Andrews |  | KNOXVILLE TN | TN | 1266 | 3937 | Knoxville | TN | TNKNOXVI.txt
| 290 | "South_Carolina" | SC | "Columbia" | 10 | Columbia |  | COLUMBIA SC | SC | 1966 | 2649 | Columbia | SC | SCCOLMBA.txt
| 291 | "South_Carolina" | SC | "Columbia" | 10 | Columbia |  | COLUMBIA SC | SC | 1966 | 2649 | Columbia | SC | SCCOLMBA.txt
| 292 | "South_Carolina" | SC | "Columbia" | 10 | Columbia |  | COLUMBIA SC | SC | 1966 | 2649 | Columbia | SC | SCCOLMBA.txt
| 293 | "South_Carolina" | SC | "Spartanburg" | 13 | Spartanburg |  | GREENVILLE-SPARTANBURG AP SC | SC | 1473 | 3272 | Charlotte | NC | NCCHARLO.txt
| 294 | "South_Carolina" | SC | "Charleston" | 12 | Charleston |  | CHARLESTON AP SC | SC | 2266 | 2013 | Charleston | SC | SCCHARLE.txt
| 295 | "South_Carolina" | SC | "Florence" | 10 | Florence |  | WILMINGTON NC | NC | 1926 | 2470 | Columbia | SC | SCCOLMBA.txt
| 296 | "South_Carolina" | SC | "Greenville" | 12 | Greenville |  | GREENVILLE-SPARTANBURG AP SC | SC | 1473 | 3272 | Charlotte | NC | NCCHARLO.txt
| 297 | "South_Carolina" | SC | "Rock_Hill" | 11 | Rock_Hill |  | COLUMBIA SC | SC | 1966 | 2649 | Columbia | SC | SCCOLMBA.txt
| 298 | "South_Carolina" | SC | "Aiken" | 7 | Aiken |  | COLUMBIA SC | SC | 1966 | 2649 | Columbia | SC | SCCOLMBA.txt
| 299 | "South_Carolina" | SC | "Beaufort" | 10 | Beaufort |  | SAVANNAH GA | GA | 2365 | 1847 | Savannah | GA | GASAVANN.txt
| 300 | "Georgia" | GA | "Atlanta" | 9 | Atlanta |  | ATLANTA GA | GA | 1667 | 2991 | Atlanta | GA | GAATLANT.txt
| 301 | "Georgia" | GA | "Atlanta" | 9 | Atlanta |  | ATLANTA GA | GA | 1667 | 2991 | Atlanta | GA | GAATLANT.txt
| 302 | "Georgia" | GA | "Atlanta" | 9 | Atlanta |  | ATLANTA GA | GA | 1667 | 2991 | Atlanta | GA | GAATLANT.txt
| 303 | "Georgia" | GA | "Atlanta" | 9 | Atlanta |  | ATLANTA GA | GA | 1667 | 2991 | Atlanta | GA | GAATLANT.txt
| 304 | "Georgia" | GA | "Swainsboro" | 12 | Swainsboro |  | SAVANNAH GA | GA | 2365 | 1847 | Savannah | GA | GASAVANN.txt
| 305 | "Georgia" | GA | "Gainesville" | 13 | Gainesville |  | GREENVILLE-SPARTANBURG AP SC | SC | 1473 | 3272 | Atlanta | GA | GAATLANT.txt
| 306 | "Georgia" | GA | "Athens" | 8 | Athens |  | ATHENS GA | GA | 1709 | 2893 | Atlanta | GA | GAATLANT.txt
| 307 | "Georgia" | GA | "Dalton" | 8 | Dalton |  | CHATTANOOGA TN | TN | 1544 | 3587 | Chattanooga | TN | TNCHATTA.txt
| 308 | "Georgia" | GA | "Augusta" | 9 | Augusta |  | ATHENS GA | GA | 1709 | 2893 | Columbia | SC | SCCOLMBA.txt
| 309 | "Georgia" | GA | "Augusta" | 9 | Augusta |  | AUGUSTA GA | GA | 1948 | 2565 | Columbia | SC | SCCOLMBA.txt
| 310 | "Georgia" | GA | "Macon" | 7 | Macon |  | COLUMBUS GA | GA | 2284 | 2261 | Macon | GA | GAMACON.txt
| 311 | "Georgia" | GA | "Macon" | 7 | Macon |  | COLUMBUS GA | GA | 2284 | 2261 | Macon | GA | GAMACON.txt
| 312 | "Georgia" | GA | "Macon" | 7 | Macon |  | MACON GA | GA | 2125 | 2334 | Macon | GA | GAMACON.txt
| 313 | "Georgia" | GA | "Savannah" | 10 | Savannah |  | SAVANNAH GA | GA | 2365 | 1847 | Savannah | GA | GASAVANN.txt
| 314 | "Georgia" | GA | "Savannah" | 10 | Savannah |  | SAVANNAH GA | GA | 2365 | 1847 | Savannah | GA | GASAVANN.txt
| 315 | "Georgia" | GA | "Waycross" | 10 | Waycross |  | SAVANNAH GA | GA | 2365 | 1847 | Savannah | GA | GASAVANN.txt
| 316 | "Georgia" | GA | "Valdosta" | 10 | Valdosta |  | TALLAHASSEE FL | FL | 2518 | 1705 | Tallahassee | FL | FLTALLAH.txt
| 317 | "Georgia" | GA | "Albany" | 8 | Albany |  | COLUMBUS GA | GA | 2284 | 2261 | Columbus | GA | GACOLMBS.txt
| 318 | "Georgia" | GA | "Columbus" | 10 | Columbus |  | MACON GA | GA | 2125 | 2334 | Columbus | GA | GACOLMBS.txt
| 319 | "Georgia" | GA | "Columbus" | 10 | Columbus |  | COLUMBUS GA | GA | 2284 | 2261 | Columbus | GA | GACOLMBS.txt
| 320 | "Florida" | FL | "Jacksonville" | 14 | Jacksonville |  | JACKSONVILLE FL | FL | 2551 | 1434 | Jacksonville | FL | FLJACKSV.txt
| 321 | "Florida" | FL | "Jacksonville" | 14 | Jacksonville |  | JACKSONVILLE FL | FL | 2551 | 1434 | Jacksonville | FL | FLJACKSV.txt
| 322 | "Florida" | FL | "Jacksonville" | 14 | Jacksonville |  | JACKSONVILLE FL | FL | 2551 | 1434 | Jacksonville | FL | FLJACKSV.txt
| 323 | "Florida" | FL | "Tallahassee" | 13 | Tallahassee |  | TALLAHASSEE FL | FL | 2518 | 1705 | Tallahassee | FL | FLTALLAH.txt
| 324 | "Florida" | FL | "Panama City" | 13 | Panama City |  | APALACHICOLA FL | FL | 2582 | 1429 | Tallahassee | FL | FLTALLAH.txt
| 325 | "Florida" | FL | "Pensacola" | 11 | Pensacola |  | PENSACOLA FL | FL | 2636 | 1617 | Mobile | AL | ALMOBILE.txt
| 326 | "Florida" | FL | "Gainesville" | 13 | Gainesville |  | GAINESVILLE FL | FL | 2609 | 1267 | Jacksonville | FL | FLJACKSV.txt
| 327 | "Florida" | FL | "Titusville" | 12 | Titusville |  | DAYTONA BEACH FL | FL | 2919 | 909 | Daytona Beach | FL | FLDAYTNA.txt
| 328 | "Florida" | FL | "Orlando" | 9 | Orlando |  | ORLANDO FL | FL | 3381 | 686 | Orlando | FL | FLORLAND.txt
| 329 | "Florida" | FL | "Melbourne" | 11 | Melbourne |  | VERO BEACH FL | FL | 3278 | 548 | Orlando | FL | FLORLAND.txt
| 330 | "Florida" | FL | "Miami" | 7 | Miami |  | KEY WEST FL | FL | 4798 | 100 | Miami Beach | FL | FLMIAMIB.txt
| 331 | "Florida" | FL | "Miami" | 7 | Miami |  | MIAMI FL | FL | 4198 | 200 | Miami Beach | FL | FLMIAMIB.txt
| 332 | "Florida" | FL | "Miami" | 7 | Miami |  | MIAMI FL | FL | 4198 | 200 | Miami Beach | FL | FLMIAMIB.txt
| 333 | "Florida" | FL | "Fort Lauderdale" | 17 | Fort Lauderdale |  | MIAMI FL | FL | 4198 | 200 | Miami Beach | FL | FLMIAMIB.txt
| 334 | "Florida" | FL | "West Palm Beach" | 17 | West Palm Beach |  | WEST PALM BEACH FL | FL | 3891 | 323 | West Palm Beach | FL | FLWPALMB.txt
| 335 | "Florida" | FL | "Tampa" | 7 | Tampa |  | TAMPA FL | FL | 3427 | 725 | Tampa St. Petersburg | FL | FLTAMPA.txt
| 336 | "Florida" | FL | "Tampa" | 7 | Tampa |  | TAMPA FL | FL | 3427 | 725 | Tampa St. Petersburg | FL | FLTAMPA.txt
| 337 | "Florida" | FL | "St. Petersburg" | 16 | St. Petersburg |  | TAMPA FL | FL | 3427 | 725 | Tampa St. Petersburg | FL | FLTAMPA.txt
| 338 | "Florida" | FL | "Lakeland" | 10 | Lakeland |  | TAMPA FL | FL | 3427 | 725 | Tampa St. Petersburg | FL | FLTAMPA.txt
| 339 | "Florida" | FL | "Fort Myers" | 12 | Fort Myers |  | FORT MYERS FL | FL | 3855 | 418 | Tampa St. Petersburg | FL | FLTAMPA.txt
| 342 | "Florida" | FL | "Bradenton" | 11 | Bradenton |  | TAMPA FL | FL | 3427 | 725 | Tampa St. Petersburg | FL | FLTAMPA.txt
| 344 | "Florida" | FL | "Ocala" | 7 | Ocala |  | DAYTONA BEACH FL | FL | 2919 | 909 | Daytona Beach | FL | FLDAYTNA.txt
| 346 | "Florida" | FL | "Clearwater" | 12 | Clearwater |  | TAMPA FL | FL | 3427 | 725 | Tampa St. Petersburg | FL | FLTAMPA.txt
| 347 | "Florida" | FL | "Orlando" | 9 | Orlando |  | ORLANDO FL | FL | 3381 | 686 | Orlando | FL | FLORLAND.txt
| 349 | "Florida" | FL | "Fort Pierce" | 13 | Fort Pierce |  | TAMPA FL | FL | 3427 | 725 | Tampa St. Petersburg | FL | FLTAMPA.txt
| 350 | "Alabama" | AL | "Birmingham" | 12 | Birmingham |  | BIRMINGHAM AP AL | AL | 1797 | 2918 | Birmingham | AL | ALBIRMIN.txt
| 351 | "Alabama" | AL | "Birmingham" | 12 | Birmingham |  | BIRMINGHAM AP AL | AL | 1797 | 2918 | Birmingham | AL | ALBIRMIN.txt
| 352 | "Alabama" | AL | "Birmingham" | 12 | Birmingham |  | BIRMINGHAM AP AL | AL | 1797 | 2918 | Birmingham | AL | ALBIRMIN.txt
| 354 | "Alabama" | AL | "Tuscaloosa" | 12 | Tuscaloosa |  | MERIDIAN MS | MS | 2138 | 2444 | Birmingham | AL | ALBIRMIN.txt
| 355 | "Alabama" | AL | "Jasper" | 8 | Jasper |  | HUNTSVILLE AL | AL | 1651 | 3323 | Huntsville | AL | ALHUNTSV.txt
| 356 | "Alabama" | AL | "Decatur/Florence" | 18 | Decatur/Florence |  | HUNTSVILLE AL | AL | 1651 | 3323 | Huntsville | AL | ALHUNTSV.txt
| 357 | "Alabama" | AL | "Huntsville" | 12 | Huntsville |  | CHATTANOOGA TN | TN | 1544 | 3587 | Chattanooga | TN | TNCHATTA.txt
| 358 | "Alabama" | AL | "Huntsville" | 12 | Huntsville |  | HUNTSVILLE AL | AL | 1651 | 3323 | Huntsville | AL | ALHUNTSV.txt
| 359 | "Alabama" | AL | "Gadsden" | 9 | Gadsden |  | ATLANTA GA | GA | 1667 | 2991 | Atlanta | GA | GAATLANT.txt
| 360 | "Alabama" | AL | "Montgomery" | 12 | Montgomery |  | COLUMBUS GA | GA | 2284 | 2261 | Montgomery | AL | ALMONTGO.txt
| 361 | "Alabama" | AL | "Montgomery" | 12 | Montgomery |  | MONTGOMERY AL | AL | 2212 | 2224 | Montgomery | AL | ALMONTGO.txt
| 362 | "Alabama" | AL | "Anniston" | 10 | Anniston |  | BIRMINGHAM AP AL | AL | 1797 | 2918 | Birmingham | AL | ALBIRMIN.txt
| 363 | "Alabama" | AL | "Dothan" | 8 | Dothan |  | MONTGOMERY AL | AL | 2212 | 2224 | Montgomery | AL | ALMONTGO.txt
| 364 | "Alabama" | AL | "Evergreen" | 11 | Evergreen |  | MONTGOMERY AL | AL | 2212 | 2224 | Montgomery | AL | ALMONTGO.txt
| 365 | "Alabama" | AL | "Mobile" | 8 | Mobile |  | MOBILE AL | AL | 2627 | 1702 | Mobile | AL | ALMOBILE.txt
| 366 | "Alabama" | AL | "Mobile" | 8 | Mobile |  | MOBILE AL | AL | 2627 | 1702 | Mobile | AL | ALMOBILE.txt
| 367 | "Alabama" | AL | "Selma" | 7 | Selma |  | MONTGOMERY AL | AL | 2212 | 2224 | Montgomery | AL | ALMONTGO.txt
| 368 | "Alabama" | AL | "Opelika" | 9 | Opelika |  | COLUMBUS GA | GA | 2284 | 2261 | Columbus | GA | GACOLMBS.txt
| 369 | "Alabama" | AL | "Butler" | 8 | Butler |  | MERIDIAN MS | MS | 2138 | 2444 | Jackson | MS | MSJACKSO.txt
| 370 | "Tennessee" | TN | "Nashville" | 11 | Nashville |  | NASHVILLE TN | TN | 1616 | 3729 | Nashville | TN | TNNASHVI.txt
| 371 | "Tennessee" | TN | "Nashville" | 11 | Nashville |  | NASHVILLE TN | TN | 1616 | 3729 | Nashville | TN | TNNASHVI.txt
| 372 | "Tennessee" | TN | "Nashville" | 11 | Nashville |  | NASHVILLE TN | TN | 1616 | 3729 | Nashville | TN | TNNASHVI.txt
| 373 | "Tennessee" | TN | "Chattanooga" | 13 | Chattanooga |  | HUNTSVILLE AL | AL | 1651 | 3323 | Chattanooga | TN | TNCHATTA.txt
| 374 | "Tennessee" | TN | "Chattanooga" | 13 | Chattanooga |  | CHATTANOOGA TN | TN | 1544 | 3587 | Chattanooga | TN | TNCHATTA.txt
| 376 | "Tennessee" | TN | "Johnson City" | 14 | Johnson City |  | BRISTOL-JHNSN CTY-KNGSPRT TN | TN | 972 | 4406 | Knoxville | TN | TNKNOXVI.txt
| 377 | "Tennessee" | TN | "Knoxville" | 11 | Knoxville |  | KNOXVILLE TN | TN | 1266 | 3937 | Knoxville | TN | TNKNOXVI.txt
| 378 | "Tennessee" | TN | "Knoxville" | 11 | Knoxville |  | KNOXVILLE TN | TN | 1266 | 3937 | Knoxville | TN | TNKNOXVI.txt
| 379 | "Tennessee" | TN | "Knoxville" | 11 | Knoxville |  | KNOXVILLE TN | TN | 1266 | 3937 | Knoxville | TN | TNKNOXVI.txt
| 380 | "Tennessee" | TN | "Memphis" | 9 | Memphis |  | MEMPHIS TN | TN | 2118 | 3082 | Memphis | TN | TNMEMPHI.txt
| 381 | "Tennessee" | TN | "Memphis" | 9 | Memphis |  | MEMPHIS TN | TN | 2118 | 3082 | Memphis | TN | TNMEMPHI.txt
| 382 | "Tennessee" | TN | "Mc_Kenzie" | 11 | Mc_Kenzie |  | NASHVILLE TN | TN | 1616 | 3729 | Nashville | TN | TNNASHVI.txt
| 383 | "Tennessee" | TN | "Jackson" | 9 | Jackson |  | HUNTSVILLE AL | AL | 1651 | 3323 | Huntsville | AL | ALHUNTSV.txt
| 384 | "Tennessee" | TN | "Columbia" | 10 | Columbia |  | NASHVILLE TN | TN | 1616 | 3729 | Nashville | TN | TNNASHVI.txt
| 385 | "Tennessee" | TN | "Cookeville" | 12 | Cookeville |  | NASHVILLE TN | TN | 1616 | 3729 | Nashville | TN | TNNASHVI.txt
| 386 | "Mississippi" | MS | "Oxford" | 8 | Oxford |  | MEMPHIS TN | TN | 2118 | 3082 | Memphis | TN | TNMEMPHI.txt
| 387 | "Mississippi" | MS | "Greenville" | 12 | Greenville |  | JACKSON MS | MS | 2215 | 2467 | Jackson | MS | MSJACKSO.txt
| 388 | "Mississippi" | MS | "Tupelo" | 8 | Tupelo |  | TUPELO MS | MS | 1908 | 3079 | Tupelo | MS | MSTUPELO.txt
| 389 | "Mississippi" | MS | "Grenada" | 9 | Grenada |  | MERIDIAN MS | MS | 2138 | 2444 | Tupelo | MS | MSTUPELO.txt
| 390 | "Mississippi" | MS | "Jackson" | 9 | Jackson |  | JACKSON MS | MS | 2215 | 2467 | Jackson | MS | MSJACKSO.txt
| 391 | "Mississippi" | MS | "Jackson" | 9 | Jackson |  | JACKSON MS | MS | 2215 | 2467 | Jackson | MS | MSJACKSO.txt
| 392 | "Mississippi" | MS | "Jackson" | 9 | Jackson |  | JACKSON MS | MS | 2215 | 2467 | Jackson | MS | MSJACKSO.txt
| 393 | "Mississippi" | MS | "Meridian" | 10 | Meridian |  | MERIDIAN MS | MS | 2138 | 2444 | Jackson | MS | MSJACKSO.txt
| 394 | "Mississippi" | MS | "Hattiesburg" | 13 | Hattiesburg |  | MOBILE AL | AL | 2627 | 1702 | Mobile | AL | ALMOBILE.txt
| 395 | "Mississippi" | MS | "Gulfport" | 10 | Gulfport |  | NEW ORLEANS LA | LA | 2655 | 1513 | New Orleans | LA | LANEWORL.txt
| 396 | "Mississippi" | MS | "McComb" | 8 | McComb |  | JACKSON MS | MS | 2215 | 2467 | Jackson | MS | MSJACKSO.txt
| 397 | "Mississippi" | MS | "Columbus" | 10 | Columbus |  | BIRMINGHAM AP AL | AL | 1797 | 2918 | Birmingham | AL | ALBIRMIN.txt
| 400 | "Kentucky" | KY | "Louisville" | 12 | Louisville |  | LOUISVILLE KY | KY | 1288 | 4514 | Louisville | KY | KYLOUISV.txt
| 401 | "Kentucky" | KY | "Louisville" | 12 | Louisville |  | LOUISVILLE KY | KY | 1288 | 4514 | Louisville | KY | KYLOUISV.txt
| 402 | "Kentucky" | KY | "Louisville" | 12 | Louisville |  | LOUISVILLE KY | KY | 1288 | 4514 | Louisville | KY | KYLOUISV.txt
| 403 | "Kentucky" | KY | "Lexington" | 11 | Lexington |  | LEXINGTON KY | KY | 1140 | 4783 | Lexington | KY | KYLEXING.txt
| 404 | "Kentucky" | KY | "Lexington" | 11 | Lexington |  | LEXINGTON KY | KY | 1140 | 4783 | Lexington | KY | KYLEXING.txt
| 405 | "Kentucky" | KY | "Lexington" | 11 | Lexington |  | LEXINGTON KY | KY | 1140 | 4783 | Lexington | KY | KYLEXING.txt
| 406 | "Kentucky" | KY | "Frankfort" | 11 | Frankfort |  | LEXINGTON KY | KY | 1140 | 4783 | Lexington | KY | KYLEXING.txt
| 407 | "Kentucky" | KY | "Corbin" | 8 | Corbin |  | KNOXVILLE TN | TN | 1266 | 3937 | Knoxville | TN | TNKNOXVI.txt
| 408 | "Kentucky" | KY | "Baxter" | 8 | Baxter |  | BRISTOL-JHNSN CTY-KNGSPRT TN | TN | 972 | 4406 | Knoxville | TN | TNKNOXVI.txt
| 409 | "Kentucky" | KY | "Middlesboro" | 13 | Middlesboro |  | BRISTOL-JHNSN CTY-KNGSPRT TN | TN | 972 | 4406 | Knoxville | TN | TNKNOXVI.txt
| 410 | "Kentucky" | KY | "Newport" | 9 | Newport |  | GREATER CINCINNATI AP KY | KY | 996 | 5248 | Cincinnati | OH | OHCINCIN.txt
| 411 | "Kentucky" | KY | "Ashland" | 9 | Ashland |  | LEXINGTON KY | KY | 1140 | 4783 | Lexington | KY | KYLEXING.txt
| 412 | "Kentucky" | KY | "Ashland" | 9 | Ashland |  | HUNTINGTON WV | WV | 1005 | 4665 | Charleston | WV | WVCHARLE.txt
| 413 | "Kentucky" | KY | "Campton" | 9 | Campton |  | JACKSON KY | KY | 1033 | 4393 | Lexington | KY | KYLEXING.txt
| 414 | "Kentucky" | KY | "Campton" | 9 | Campton |  | LEXINGTON KY | KY | 1140 | 4783 | Lexington | KY | KYLEXING.txt
| 415 | "Kentucky" | KY | "Pikeville" | 11 | Pikeville |  | CHARLESTON WV | WV | 1031 | 4646 | Charleston | WV | WVCHARLE.txt
| 416 | "Kentucky" | KY | "Pikeville" | 11 | Pikeville |  | HUNTINGTON WV | WV | 1005 | 4665 | Charleston | WV | WVCHARLE.txt
| 417 | "Kentucky" | KY | "Hazard" | 8 | Hazard |  | HUNTINGTON WV | WV | 1005 | 4665 | Charleston | WV | WVCHARLE.txt
| 418 | "Kentucky" | KY | "Hazard" | 8 | Hazard |  | HUNTINGTON WV | WV | 1005 | 4665 | Charleston | WV | WVCHARLE.txt
| 420 | "Kentucky" | KY | "Paducah" | 9 | Paducah |  | PADUCAH KY | KY | 1475 | 4279 | Paducah | KY | KYPADUCA.txt
| 421 | "Kentucky" | KY | "Bowling Green" | 15 | Bowling Green |  | LOUISVILLE KY | KY | 1288 | 4514 | Louisville | KY | KYLOUISV.txt
| 422 | "Kentucky" | KY | "Russellville" | 14 | Russellville |  | LOUISVILLE KY | KY | 1288 | 4514 | Louisville | KY | KYLOUISV.txt
| 423 | "Kentucky" | KY | "Owensboro" | 11 | Owensboro |  | NASHVILLE TN | TN | 1616 | 3729 | Nashville | TN | TNNASHVI.txt
| 424 | "Kentucky" | KY | "Henderson" | 11 | Henderson |  | EVANSVILLE IN | IN | 1376 | 4708 | Evansville | IN | INEVANSV.txt
| 425 | "Kentucky" | KY | "Somerset" | 10 | Somerset |  | LEXINGTON KY | KY | 1140 | 4783 | Lexington | KY | KYLEXING.txt
| 426 | "Kentucky" | KY | "Somerset" | 10 | Somerset |  | LEXINGTON KY | KY | 1140 | 4783 | Lexington | KY | KYLEXING.txt
| 427 | "Kentucky" | KY | "Elizabethtown" | 15 | Elizabethtown |  | NASHVILLE TN | TN | 1616 | 3729 | Nashville | TN | TNNASHVI.txt
| 430 | "Ohio" | OH | "Columbus" | 10 | Columbus |  | COLUMBUS OH | OH | 797 | 5708 | Columbus | OH | OHCOLMBS.txt
| 431 | "Ohio" | OH | "Columbus" | 10 | Columbus |  | COLUMBUS OH | OH | 797 | 5708 | Columbus | OH | OHCOLMBS.txt
| 432 | "Ohio" | OH | "Columbus" | 10 | Columbus |  | COLUMBUS OH | OH | 797 | 5708 | Columbus | OH | OHCOLMBS.txt
| 433 | "Ohio" | OH | "Marion" | 8 | Marion |  | DAYTON OH | OH | 886 | 5708 | Dayton | OH | OHDAYTON.txt
| 434 | "Ohio" | OH | "Bowling Green" | 15 | Bowling Green |  | TOLEDO OH | OH | 610 | 6579 | Toledo | OH | OHTOLEDO.txt
| 435 | "Ohio" | OH | "Napoleon" | 10 | Napoleon |  | FORT WAYNE IN | IN | 824 | 6273 | Fort Wayne | IN | INFTWAYN.txt
| 436 | "Ohio" | OH | "Toledo" | 8 | Toledo |  | TOLEDO OH | OH | 610 | 6579 | Toledo | OH | OHTOLEDO.txt
| 437 | "Ohio" | OH | "Zanesville" | 12 | Zanesville |  | PITTSBURGH PA | PA | 654 | 5968 | Pittsburgh | PA | PAPITTSB.txt
| 438 | "Ohio" | OH | "Zanesville" | 12 | Zanesville |  | COLUMBUS OH | OH | 797 | 5708 | Columbus | OH | OHCOLMBS.txt
| 439 | "Ohio" | OH | "Stuebenville" | 14 | Stuebenville |  | PITTSBURGH PA | PA | 654 | 5968 | Pittsburgh | PA | PAPITTSB.txt
| 440 | "Ohio" | OH | "Cleveland" | 11 | Cleveland |  | CLEVELAND OH | OH | 621 | 6201 | Cleveland | OH | OHCLEVEL.txt
| 441 | "Ohio" | OH | "Cleveland" | 11 | Cleveland |  | CLEVELAND OH | OH | 621 | 6201 | Cleveland | OH | OHCLEVEL.txt
| 442 | "Ohio" | OH | "Akron" | 7 | Akron |  | AKRON OH | OH | 625 | 6160 | Akron Canton | OH | OHAKRON.txt
| 443 | "Ohio" | OH | "Akron" | 7 | Akron |  | AKRON OH | OH | 625 | 6160 | Akron Canton | OH | OHAKRON.txt
| 444 | "Ohio" | OH | "Youngstown" | 12 | Youngstown |  | YOUNGSTOWN OH | OH | 497 | 6544 | Youngstown | OH | OHYOUNGS.txt
| 445 | "Ohio" | OH | "Youngstown" | 12 | Youngstown |  | YOUNGSTOWN OH | OH | 497 | 6544 | Youngstown | OH | OHYOUNGS.txt
| 446 | "Ohio" | OH | "Canton" | 8 | Canton |  | AKRON OH | OH | 625 | 6160 | Akron Canton | OH | OHAKRON.txt
| 447 | "Ohio" | OH | "Canton" | 8 | Canton |  | AKRON OH | OH | 625 | 6160 | Akron Canton | OH | OHAKRON.txt
| 448 | "Ohio" | OH | "Mansfield" | 11 | Mansfield |  | MANSFIELD OH | OH | 666 | 6258 | Akron Canton | OH | OHAKRON.txt
| 449 | "Ohio" | OH | "Mansfield" | 11 | Mansfield |  | MANSFIELD OH | OH | 666 | 6258 | Akron Canton | OH | OHAKRON.txt
| 450 | "Ohio" | OH | "Cincinnati" | 12 | Cincinnati |  | GREATER CINCINNATI AP KY | KY | 996 | 5248 | Cincinnati | OH | OHCINCIN.txt
| 451 | "Ohio" | OH | "Cincinnati" | 12 | Cincinnati |  | GREATER CINCINNATI AP KY | KY | 996 | 5248 | Cincinnati | OH | OHCINCIN.txt
| 452 | "Ohio" | OH | "Cincinnati" | 12 | Cincinnati |  | GREATER CINCINNATI AP KY | KY | 996 | 5248 | Cincinnati | OH | OHCINCIN.txt
| 453 | "Ohio" | OH | "Dayton" | 8 | Dayton |  | COLUMBUS OH | OH | 797 | 5708 | Dayton | OH | OHDAYTON.txt
| 454 | "Ohio" | OH | "Dayton" | 8 | Dayton |  | DAYTON OH | OH | 886 | 5708 | Dayton | OH | OHDAYTON.txt
| 455 | "Ohio" | OH | "Springfield" | 13 | Springfield |  | DAYTON OH | OH | 886 | 5708 | Dayton | OH | OHDAYTON.txt
| 456 | "Ohio" | OH | "Chillicothe" | 13 | Chillicothe |  | GREATER CINCINNATI AP KY | KY | 996 | 5248 | Cincinnati | OH | OHCINCIN.txt
| 457 | "Ohio" | OH | "Athens" | 8 | Athens |  | COLUMBUS OH | OH | 797 | 5708 | Columbus | OH | OHCOLMBS.txt
| 458 | "Ohio" | OH | "Lima" | 6 | Lima |  | DAYTON OH | OH | 886 | 5708 | Dayton | OH | OHDAYTON.txt
| 460 | "Indiana" | IN | "Indianapolis" | 14 | Indianapolis |  | INDIANAPOLIS IN | IN | 1014 | 5615 | Indianapolis | IN | ININDIAN.txt
| 461 | "Indiana" | IN | "Indianapolis" | 14 | Indianapolis |  | INDIANAPOLIS IN | IN | 1014 | 5615 | Indianapolis | IN | ININDIAN.txt
| 462 | "Indiana" | IN | "Indianapolis" | 14 | Indianapolis |  | INDIANAPOLIS IN | IN | 1014 | 5615 | Indianapolis | IN | ININDIAN.txt
| 463 | "Indiana" | IN | "Gary" | 6 | Gary |  | SOUTH BEND IN | IN | 728 | 6331 | South Bend | IN | INSOBEND.txt
| 464 | "Indiana" | IN | "Gary" | 6 | Gary |  | CHICAGO IL | IL | 752 | 6536 | Chicago | IL | ILCHICAG.txt
| 465 | "Indiana" | IN | "South Bend" | 12 | South Bend |  | FORT WAYNE IN | IN | 824 | 6273 | South Bend | IN | INSOBEND.txt
| 466 | "Indiana" | IN | "South Bend" | 12 | South Bend |  | SOUTH BEND IN | IN | 728 | 6331 | South Bend | IN | INSOBEND.txt
| 467 | "Indiana" | IN | "Fort Wayne" | 12 | Fort Wayne |  | SOUTH BEND IN | IN | 728 | 6331 | Fort Wayne | IN | INFTWAYN.txt
| 468 | "Indiana" | IN | "Fort Wayne" | 12 | Fort Wayne |  | FORT WAYNE IN | IN | 824 | 6273 | Fort Wayne | IN | INFTWAYN.txt
| 469 | "Indiana" | IN | "Kokomo" | 8 | Kokomo |  | SOUTH BEND IN | IN | 728 | 6331 | South Bend | IN | INSOBEND.txt
| 470 | "Indiana" | IN | "Lawrenceburg" | 14 | Lawrenceburg |  | GREATER CINCINNATI AP KY | KY | 996 | 5248 | Cincinnati | OH | OHCINCIN.txt
| 471 | "Indiana" | IN | "New Albany" | 12 | New Albany |  | LOUISVILLE KY | KY | 1288 | 4514 | Louisville | KY | KYLOUISV.txt
| 472 | "Indiana" | IN | "Columbus" | 10 | Columbus |  | INDIANAPOLIS IN | IN | 1014 | 5615 | Indianapolis | IN | ININDIAN.txt
| 473 | "Indiana" | IN | "Muncie" | 8 | Muncie |  | DAYTON OH | OH | 886 | 5708 | Dayton | OH | OHDAYTON.txt
| 474 | "Indiana" | IN | "Bloomington" | 13 | Bloomington |  | INDIANAPOLIS IN | IN | 1014 | 5615 | Indianapolis | IN | ININDIAN.txt
| 475 | "Indiana" | IN | "Washington" | 12 | Washington |  | EVANSVILLE IN | IN | 1376 | 4708 | Evansville | IN | INEVANSV.txt
| 476 | "Indiana" | IN | "Evansville" | 12 | Evansville |  | EVANSVILLE IN | IN | 1376 | 4708 | Evansville | IN | INEVANSV.txt
| 477 | "Indiana" | IN | "Evansville" | 12 | Evansville |  | EVANSVILLE IN | IN | 1376 | 4708 | Evansville | IN | INEVANSV.txt
| 478 | "Indiana" | IN | "Terre Haute" | 13 | Terre Haute |  | INDIANAPOLIS IN | IN | 1014 | 5615 | Indianapolis | IN | ININDIAN.txt
| 479 | "Indiana" | IN | "Lafayette" | 11 | Lafayette |  | SOUTH BEND IN | IN | 728 | 6331 | South Bend | IN | INSOBEND.txt
| 480 | "Michigan" | MI | "Royal Oak" | 11 | Royal Oak |  | DETROIT MI | MI | 626 | 6569 | Detroit | MI | MIDETROI.txt
| 481 | "Michigan" | MI | "Ann Arbor" | 11 | Ann Arbor |  | DETROIT MI | MI | 626 | 6569 | Detroit | MI | MIDETROI.txt
| 482 | "Michigan" | MI | "Detroit" | 9 | Detroit |  | DETROIT MI | MI | 626 | 6569 | Detroit | MI | MIDETROI.txt
| 483 | "Michigan" | MI | "Detroit" | 9 | Detroit |  | DETROIT MI | MI | 626 | 6569 | Detroit | MI | MIDETROI.txt
| 484 | "Michigan" | MI | "Flint" | 7 | Flint |  | LANSING MI | MI | 490 | 7101 | Flint | MI | MIFLINT.txt
| 485 | "Michigan" | MI | "Flint" | 7 | Flint |  | FLINT MI | MI | 483 | 6979 | Flint | MI | MIFLINT.txt
| 486 | "Michigan" | MI | "Saginaw" | 9 | Saginaw |  | LANSING MI | MI | 490 | 7101 | Lansing | MI | MILANSIN.txt
| 487 | "Michigan" | MI | "Saginaw" | 9 | Saginaw |  | FLINT MI | MI | 483 | 6979 | Flint | MI | MIFLINT.txt
| 488 | "Michigan" | MI | "Lansing" | 9 | Lansing |  | FLINT MI | MI | 483 | 6979 | Lansing | MI | MILANSIN.txt
| 489 | "Michigan" | MI | "Lansing" | 9 | Lansing |  | LANSING MI | MI | 490 | 7101 | Lansing | MI | MILANSIN.txt
| 490 | "Michigan" | MI | "Kalamazoo" | 11 | Kalamazoo |  | SOUTH BEND IN | IN | 728 | 6331 | South Bend | IN | INSOBEND.txt
| 491 | "Michigan" | MI | "Kalamazoo" | 11 | Kalamazoo |  | SOUTH BEND IN | IN | 728 | 6331 | South Bend | IN | INSOBEND.txt
| 492 | "Michigan" | MI | "Jackson" | 9 | Jackson |  | TOLEDO OH | OH | 610 | 6579 | Toledo | OH | OHTOLEDO.txt
| 493 | "Michigan" | MI | "Grand Rapids" | 14 | Grand Rapids |  | MUSKEGON MI | MI | 431 | 6924 | Grand Rapids | MI | MIGRNDRA.txt
| 494 | "Michigan" | MI | "Muskegon" | 10 | Muskegon |  | MUSKEGON MI | MI | 431 | 6924 | Grand Rapids | MI | MIGRNDRA.txt
| 495 | "Michigan" | MI | "Grand Rapids" | 14 | Grand Rapids |  | GRAND RAPIDS MI | MI | 534 | 6973 | Grand Rapids | MI | MIGRNDRA.txt
| 496 | "Michigan" | MI | "Traverse City" | 15 | Traverse City |  | ALPENA MI | MI | 231 | 8284 | Sault Ste Marie | MI | MISTEMAR.txt
| 497 | "Michigan" | MI | "Mackinaw City" | 15 | Mackinaw City |  | SAULT STE. MARIE MI | MI | 131 | 9316 | Sault Ste Marie | MI | MISTEMAR.txt
| 498 | "Michigan" | MI | "Iron Mountain" | 15 | Iron Mountain |  | MARQUETTE MI | MI | 155 | 9567 | Sault Ste Marie | MI | MISTEMAR.txt
| 499 | "Michigan" | MI | "Houghton" | 10 | Houghton |  | HOUGHTON LAKE MI | MI | 256 | 8218 | Sault Ste Marie | MI | MISTEMAR.txt
| 500 | "Iowa" | IA | "Des Moines" | 12 | Des Moines |  | DES MOINES IA | IA | 1036 | 6497 | Des Moines | IA | IADESMOI.txt
| 501 | "Iowa" | IA | "Des Moines" | 12 | Des Moines |  | DES MOINES IA | IA | 1036 | 6497 | Des Moines | IA | IADESMOI.txt
| 502 | "Iowa" | IA | "Des Moines" | 12 | Des Moines |  | DES MOINES IA | IA | 1036 | 6497 | Des Moines | IA | IADESMOI.txt
| 503 | "Iowa" | IA | "Des Moines" | 12 | Des Moines |  | DES MOINES IA | IA | 1036 | 6497 | Des Moines | IA | IADESMOI.txt
| 504 | "Iowa" | IA | "Mason City" | 12 | Mason City |  | WATERLOO IA | IA | 702 | 7406 | Des Moines | IA | IADESMOI.txt
| 505 | "Iowa" | IA | "Fort Dodge" | 12 | Fort Dodge |  | SIOUX CITY IA | IA | 907 | 6893 | Sioux City | IA | IASIOCTY.txt
| 506 | "Iowa" | IA | "Waterloo" | 10 | Waterloo |  | WATERLOO IA | IA | 702 | 7406 | Des Moines | IA | IADESMOI.txt
| 507 | "Iowa" | IA | "Waterloo" | 10 | Waterloo |  | WATERLOO IA | IA | 702 | 7406 | Des Moines | IA | IADESMOI.txt
| 508 | "Iowa" | IA | "Creston" | 9 | Creston |  | DES MOINES IA | IA | 1036 | 6497 | Des Moines | IA | IADESMOI.txt
| 510 | "Iowa" | IA | "Sioux City" | 12 | Sioux City |  | SIOUX CITY IA | IA | 907 | 6893 | Sioux City | IA | IASIOCTY.txt
| 511 | "Iowa" | IA | "Sioux City" | 12 | Sioux City |  | SIOUX CITY IA | IA | 907 | 6893 | Sioux City | IA | IASIOCTY.txt
| 512 | "Iowa" | IA | "Sheldon" | 9 | Sheldon |  | SIOUX FALLS SD | SD | 744 | 7809 | Sioux Falls | SD | SDSIOFAL.txt
| 513 | "Iowa" | IA | "Spencer" | 9 | Spencer |  | SIOUX FALLS SD | SD | 744 | 7809 | Sioux Falls | SD | SDSIOFAL.txt
| 514 | "Iowa" | IA | "Carroll" | 9 | Carroll |  | SIOUX CITY IA | IA | 907 | 6893 | Sioux City | IA | IASIOCTY.txt
| 515 | "Iowa" | IA | "Council Bluffs" | 16 | Council Bluffs |  | OMAHA (NORTH) NE | NE | 1037 | 6413 | Omaha | NE | NEOMAHA.txt
| 516 | "Iowa" | IA | "Shenandoah" | 12 | Shenandoah |  | OMAHA (NORTH) NE | NE | 1037 | 6413 | Omaha | NE | NEOMAHA.txt
| 520 | "Iowa" | IA | "Dubuque" | 9 | Dubuque |  | DUBUQUE IA | IA | 593 | 7327 | Des Moines | IA | IADESMOI.txt
| 521 | "Iowa" | IA | "Decorah" | 9 | Decorah |  | LA CROSSE WI | WI | 692 | 7491 | Des Moines | IA | IADESMOI.txt
| 522 | "Iowa" | IA | "Cedar Rapids" | 14 | Cedar Rapids |  | DES MOINES IA | IA | 1036 | 6497 | Des Moines | IA | IADESMOI.txt
| 523 | "Iowa" | IA | "Cedar Rapids" | 14 | Cedar Rapids |  | DES MOINES IA | IA | 1036 | 6497 | Des Moines | IA | IADESMOI.txt
| 524 | "Iowa" | IA | "Cedar Rapids" | 14 | Cedar Rapids |  | WATERLOO IA | IA | 702 | 7406 | Des Moines | IA | IADESMOI.txt
| 525 | "Iowa" | IA | "Ottumwa" | 9 | Ottumwa |  | MOLINE IL | IL | 911 | 6474 | Des Moines | IA | IADESMOI.txt
| 526 | "Iowa" | IA | "Burlington" | 12 | Burlington |  | MOLINE IL | IL | 911 | 6474 | Des Moines | IA | IADESMOI.txt
| 527 | "Iowa" | IA | "Davenport" | 11 | Davenport |  | MOLINE IL | IL | 911 | 6474 | Des Moines | IA | IADESMOI.txt
| 528 | "Iowa" | IA | "Davenport" | 11 | Davenport |  | MOLINE IL | IL | 911 | 6474 | Des Moines | IA | IADESMOI.txt
| 530 | "Wisconsin" | WI | "Milwaukee" | 11 | Milwaukee |  | MADISON WI | WI | 485 | 7673 | Milwaukee | WI | WIMILWAU.txt
| 531 | "Wisconsin" | WI | "Milwaukee" | 11 | Milwaukee |  | MADISON WI | WI | 485 | 7673 | Milwaukee | WI | WIMILWAU.txt
| 532 | "Wisconsin" | WI | "Milwaukee" | 11 | Milwaukee |  | MILWAUKEE WI | WI | 479 | 7324 | Milwaukee | WI | WIMILWAU.txt
| 533 | "Wisconsin" | WI | "Milwaukee" | 11 | Milwaukee |  | MILWAUKEE WI | WI | 479 | 7324 | Milwaukee | WI | WIMILWAU.txt
| 534 | "Wisconsin" | WI | "Racine" | 8 | Racine |  | MILWAUKEE WI | WI | 479 | 7324 | Milwaukee | WI | WIMILWAU.txt
| 535 | "Wisconsin" | WI | "Madison" | 9 | Madison |  | LA CROSSE WI | WI | 692 | 7491 | Madison | WI | WIMADISO.txt
| 536 | "Wisconsin" | WI | "Madison" | 9 | Madison |  | LA CROSSE WI | WI | 692 | 7491 | Madison | WI | WIMADISO.txt
| 537 | "Wisconsin" | WI | "Madison" | 9 | Madison |  | MADISON WI | WI | 485 | 7673 | Madison | WI | WIMADISO.txt
| 538 | "Wisconsin" | WI | "Platteville" | 13 | Platteville |  | WATERLOO IA | IA | 702 | 7406 | Madison | WI | WIMADISO.txt
| 539 | "Wisconsin" | WI | "Portage" | 9 | Portage |  | MADISON WI | WI | 485 | 7673 | Madison | WI | WIMADISO.txt
| 540 | "Wisconsin" | WI | "River Falls" | 13 | River Falls |  | MINNEAPOLIS-ST.PAUL MN | MN | 682 | 7981 | Minneapolis St. Paul | MN | MNMINPLS.txt
| 541 | "Wisconsin" | WI | "Green Bay" | 11 | Green Bay |  | GREEN BAY WI | WI | 381 | 8089 | Green Bay | WI | WIGREBAY.txt
| 542 | "Wisconsin" | WI | "Green Bay" | 11 | Green Bay |  | GREEN BAY WI | WI | 381 | 8089 | Green Bay | WI | WIGREBAY.txt
| 543 | "Wisconsin" | WI | "Green Bay" | 11 | Green Bay |  | GREEN BAY WI | WI | 381 | 8089 | Green Bay | WI | WIGREBAY.txt
| 544 | "Wisconsin" | WI | "Wausau" | 8 | Wausau |  | GREEN BAY WI | WI | 381 | 8089 | Green Bay | WI | WIGREBAY.txt
| 545 | "Wisconsin" | WI | "Rhinelander" | 13 | Rhinelander |  | HOUGHTON LAKE MI | MI | 256 | 8218 | Green Bay | WI | WIGREBAY.txt
| 546 | "Wisconsin" | WI | "La Crosse" | 11 | La Crosse |  | MADISON WI | WI | 485 | 7673 | Madison | WI | WIMADISO.txt
| 547 | "Wisconsin" | WI | "Eau Claire" | 12 | Eau Claire |  | MINNEAPOLIS-ST.PAUL MN | MN | 682 | 7981 | Minneapolis St. Paul | MN | MNMINPLS.txt
| 548 | "Wisconsin" | WI | "Spooner" | 9 | Spooner |  | SAINT CLOUD MN | MN | 415 | 8928 | Madison | WI | WIMADISO.txt
| 549 | "Wisconsin" | WI | "Oshkosh" | 9 | Oshkosh |  | LA CROSSE WI | WI | 692 | 7491 | Madison | WI | WIMADISO.txt
| 550 | "Minnesota" | MN | "Saint Paul" | 12 | Saint Paul |  | MINNEAPOLIS-ST.PAUL MN | MN | 682 | 7981 | Minneapolis St. Paul | MN | MNMINPLS.txt
| 551 | "Minnesota" | MN | "Saint Paul" | 12 | Saint Paul |  | MINNEAPOLIS-ST.PAUL MN | MN | 682 | 7981 | Minneapolis St. Paul | MN | MNMINPLS.txt
| 553 | "Minnesota" | MN | "Minneapolis" | 13 | Minneapolis |  | MINNEAPOLIS-ST.PAUL MN | MN | 682 | 7981 | Minneapolis St. Paul | MN | MNMINPLS.txt
| 554 | "Minnesota" | MN | "Minneapolis" | 13 | Minneapolis |  | MINNEAPOLIS-ST.PAUL MN | MN | 682 | 7981 | Minneapolis St. Paul | MN | MNMINPLS.txt
| 556 | "Minnesota" | MN | "Duluth" | 8 | Duluth |  | DULUTH MN | MN | 180 | 9818 | Duluth | MN | MNDULUTH.txt
| 557 | "Minnesota" | MN | "Duluth" | 8 | Duluth |  | DULUTH MN | MN | 180 | 9818 | Duluth | MN | MNDULUTH.txt
| 558 | "Minnesota" | MN | "Duluth" | 8 | Duluth |  | DULUTH MN | MN | 180 | 9818 | Duluth | MN | MNDULUTH.txt
| 559 | "Minnesota" | MN | "Rochester" | 11 | Rochester |  | ROCHESTER MN | MN | 472 | 8250 | Minneapolis St. Paul | MN | MNMINPLS.txt
| 560 | "Minnesota" | MN | "Mankato" | 9 | Mankato |  | ROCHESTER MN | MN | 472 | 8250 | Minneapolis St. Paul | MN | MNMINPLS.txt
| 561 | "Minnesota" | MN | "Windom" | 8 | Windom |  | SIOUX FALLS SD | SD | 744 | 7809 | Sioux Falls | SD | SDSIOFAL.txt
| 562 | "Minnesota" | MN | "Willmar" | 9 | Willmar |  | HURON SD | SD | 743 | 7923 | Minneapolis St. Paul | MN | MNMINPLS.txt
| 563 | "Minnesota" | MN | "Saint Cloud" | 13 | Saint Cloud |  | SAINT CLOUD MN | MN | 415 | 8928 | Minneapolis St. Paul | MN | MNMINPLS.txt
| 564 | "Minnesota" | MN | "Brainerd" | 10 | Brainerd |  | SAINT CLOUD MN | MN | 415 | 8928 | Minneapolis St. Paul | MN | MNMINPLS.txt
| 565 | "Minnesota" | MN | "Detroit Lakes" | 15 | Detroit Lakes |  | FARGO ND | ND | 537 | 9254 | Fargo | ND | NDFARGO.txt
| 566 | "Minnesota" | MN | "Bemidji" | 9 | Bemidji |  | INTERNATIONAL FALLS MN | MN | 249 | 10487 | Duluth | MN | MNDULUTH.txt
| 567 | "Minnesota" | MN | "Thief River Falls" | 19 | Thief River Falls |  | FARGO ND | ND | 537 | 9254 | Fargo | ND | NDFARGO.txt
| 570 | "South_Dakota" | SD | "Sioux Falls" | 13 | Sioux Falls |  | SIOUX FALLS SD | SD | 744 | 7809 | Sioux Falls | SD | SDSIOFAL.txt
| 571 | "South_Dakota" | SD | "Sioux Falls" | 13 | Sioux Falls |  | SIOUX FALLS SD | SD | 744 | 7809 | Sioux Falls | SD | SDSIOFAL.txt
| 572 | "South_Dakota" | SD | "Watertown" | 11 | Watertown |  | FARGO ND | ND | 537 | 9254 | Fargo | ND | NDFARGO.txt
| 573 | "South_Dakota" | SD | "Mitchell" | 10 | Mitchell |  | RAPID CITY SD | SD | 611 | 7301 | Rapid City | SD | SDRAPCTY.txt
| 574 | "South_Dakota" | SD | "Aberdeen" | 10 | Aberdeen |  | ABERDEEN SD | SD | 633 | 8446 | Fargo | ND | NDFARGO.txt
| 575 | "South_Dakota" | SD | "Pierre" | 8 | Pierre |  | RAPID CITY SD | SD | 611 | 7301 | Rapid City | SD | SDRAPCTY.txt
| 576 | "South_Dakota" | SD | "Mobridge" | 10 | Mobridge |  | BISMARCK ND | ND | 488 | 8968 | Bismarck | ND | NDBISMAR.txt
| 577 | "South_Dakota" | SD | "Rapid City" | 12 | Rapid City |  | RAPID CITY SD | SD | 611 | 7301 | Rapid City | SD | SDRAPCTY.txt
| 580 | "North_Dakota" | ND | "Fargo" | 7 | Fargo |  | FARGO ND | ND | 537 | 9254 | Fargo | ND | NDFARGO.txt
| 581 | "North_Dakota" | ND | "Fargo" | 7 | Fargo |  | FARGO ND | ND | 537 | 9254 | Fargo | ND | NDFARGO.txt
| 582 | "North_Dakota" | ND | "Grand Forks" | 13 | Grand Forks |  | FARGO ND | ND | 537 | 9254 | Fargo | ND | NDFARGO.txt
| 583 | "North_Dakota" | ND | "Devils Lake" | 13 | Devils Lake |  | FARGO ND | ND | 537 | 9254 | Fargo | ND | NDFARGO.txt
| 584 | "North_Dakota" | ND | "Jamestown" | 11 | Jamestown |  | BISMARCK ND | ND | 488 | 8968 | Bismarck | ND | NDBISMAR.txt
| 585 | "North_Dakota" | ND | "Bismarck" | 10 | Bismarck |  | BISMARCK ND | ND | 488 | 8968 | Bismarck | ND | NDBISMAR.txt
| 586 | "North_Dakota" | ND | "Dickinson" | 11 | Dickinson |  | BISMARCK ND | ND | 488 | 8968 | Bismarck | ND | NDBISMAR.txt
| 587 | "North_Dakota" | ND | "Minot" | 7 | Minot |  | WILLISTON ND | ND | 548 | 9090 | Bismarck | ND | NDBISMAR.txt
| 588 | "North_Dakota" | ND | "Williston" | 11 | Williston |  | WILLISTON ND | ND | 548 | 9090 | Bismarck | ND | NDBISMAR.txt
| 590 | "Montana" | MT | "Billings" | 10 | Billings |  | BILLINGS MT | MT | 652 | 7164 | Billings | MT | MTBILLIN.txt
| 591 | "Montana" | MT | "Billings" | 10 | Billings |  | BILLINGS MT | MT | 652 | 7164 | Billings | MT | MTBILLIN.txt
| 592 | "Montana" | MT | "Wolf Point" | 12 | Wolf Point |  | GLASGOW MT | MT | 558 | 8745 | Great Falls | MT | MTGRFALL.txt
| 593 | "Montana" | MT | "Miles City" | 12 | Miles City |  | GLASGOW MT | MT | 558 | 8745 | Great Falls | MT | MTGRFALL.txt
| 594 | "Montana" | MT | "Great Falls" | 13 | Great Falls |  | GREAT FALLS MT | MT | 388 | 7741 | Great Falls | MT | MTGRFALL.txt
| 595 | "Montana" | MT | "Havre" | 7 | Havre |  | GREAT FALLS MT | MT | 388 | 7741 | Great Falls | MT | MTGRFALL.txt
| 596 | "Montana" | MT | "Helena" | 8 | Helena |  | HELENA MT | MT | 386 | 8031 | Helena | MT | MTHELENA.txt
| 597 | "Montana" | MT | "Butte" | 7 | Butte |  | MISSOULA MT | MT | 280 | 7792 | Helena | MT | MTHELENA.txt
| 598 | "Montana" | MT | "Missoula" | 10 | Missoula |  | MISSOULA MT | MT | 280 | 7792 | Helena | MT | MTHELENA.txt
| 599 | "Montana" | MT | "Kalispell" | 11 | Kalispell |  | KALISPELL MT | MT | 149 | 8378 | Great Falls | MT | MTGRFALL.txt
| 600 | "Illinois" | IL | "North Chicago Sub." | 20 | North Chicago Sub. |  | ROCKFORD IL | IL | 702 | 6969 | Rockford | IL | ILROCKFO.txt
| 601 | "Illinois" | IL | "North Chicago Sub." | 20 | North Chicago Sub. |  | ROCKFORD IL | IL | 702 | 6969 | Rockford | IL | ILROCKFO.txt
| 602 | "Illinois" | IL | "Evanston" | 10 | Evanston |  | CHICAGO IL | IL | 752 | 6536 | Chicago | IL | ILCHICAG.txt
| 603 | "Illinois" | IL | "Oak Park" | 10 | Oak Park |  | CHICAGO IL | IL | 752 | 6536 | Chicago | IL | ILCHICAG.txt
| 604 | "Illinois" | IL | "South Chicago Sub." | 20 | South Chicago Sub. |  | CHICAGO IL | IL | 752 | 6536 | Chicago | IL | ILCHICAG.txt
| 605 | "Illinois" | IL | "South Chicago Sub." | 20 | South Chicago Sub. |  | CHICAGO IL | IL | 752 | 6536 | Chicago | IL | ILCHICAG.txt
| 606 | "Illinois" | IL | "Chicago" | 9 | Chicago |  | CHICAGO IL | IL | 752 | 6536 | Chicago | IL | ILCHICAG.txt
| 607 | "Illinois" | IL | "Chicago" | 9 | Chicago |  | CHICAGO IL | IL | 752 | 6536 | Chicago | IL | ILCHICAG.txt
| 609 | "Illinois" | IL | "Kankakee" | 10 | Kankakee |  | PEORIA IL | IL | 982 | 6148 | Peoria | IL | ILPEORIA.txt
| 610 | "Illinois" | IL | "Rockford" | 10 | Rockford |  | ROCKFORD IL | IL | 702 | 6969 | Rockford | IL | ILROCKFO.txt
| 611 | "Illinois" | IL | "Rockford" | 10 | Rockford |  | ROCKFORD IL | IL | 702 | 6969 | Rockford | IL | ILROCKFO.txt
| 612 | "Illinois" | IL | "Rock Island" | 13 | Rock Island |  | MOLINE IL | IL | 911 | 6474 | Peoria | IL | ILPEORIA.txt
| 613 | "Illinois" | IL | "La Salle" | 10 | La Salle |  | MOLINE IL | IL | 911 | 6474 | Peoria | IL | ILPEORIA.txt
| 614 | "Illinois" | IL | "Galesburg" | 11 | Galesburg |  | MOLINE IL | IL | 911 | 6474 | Peoria | IL | ILPEORIA.txt
| 615 | "Illinois" | IL | "Peoria" | 8 | Peoria |  | PEORIA IL | IL | 982 | 6148 | Peoria | IL | ILPEORIA.txt
| 616 | "Illinois" | IL | "Peoria" | 8 | Peoria |  | PEORIA IL | IL | 982 | 6148 | Peoria | IL | ILPEORIA.txt
| 617 | "Illinois" | IL | "Bloomington" | 13 | Bloomington |  | SPRINGFIELD IL | IL | 1141 | 5688 | Springfield | IL | ILSPRING.txt
| 618 | "Illinois" | IL | "Champaign/Urbana" | 18 | Champaign/Urbana |  | SPRINGFIELD IL | IL | 1141 | 5688 | Springfield | IL | ILSPRING.txt
| 619 | "Illinois" | IL | "Champaign/Urbana" | 18 | Champaign/Urbana |  | SPRINGFIELD IL | IL | 1141 | 5688 | Springfield | IL | ILSPRING.txt
| 620 | "Illinois" | IL | "East Saint Louis" | 18 | East Saint Louis |  | ST. LOUIS MO | MO | 1534 | 4758 | St Louis | MO | MOSTLOUI.txt
| 622 | "Illinois" | IL | "East Saint Louis" | 18 | East Saint Louis |  | ST. LOUIS MO | MO | 1534 | 4758 | St Louis | MO | MOSTLOUI.txt
| 623 | "Illinois" | IL | "Quincy" | 8 | Quincy |  | SPRINGFIELD IL | IL | 1141 | 5688 | Springfield | IL | ILSPRING.txt
| 624 | "Illinois" | IL | "Effingham" | 11 | Effingham |  | ST. LOUIS MO | MO | 1534 | 4758 | St Louis | MO | MOSTLOUI.txt
| 625 | "Illinois" | IL | "Springfield" | 13 | Springfield |  | SPRINGFIELD IL | IL | 1141 | 5688 | Springfield | IL | ILSPRING.txt
| 626 | "Illinois" | IL | "Springfield" | 13 | Springfield |  | SPRINGFIELD IL | IL | 1141 | 5688 | Springfield | IL | ILSPRING.txt
| 627 | "Illinois" | IL | "Springfield" | 13 | Springfield |  | SPRINGFIELD IL | IL | 1141 | 5688 | Springfield | IL | ILSPRING.txt
| 628 | "Illinois" | IL | "Centralia" | 11 | Centralia |  | EVANSVILLE IN | IN | 1376 | 4708 | Evansville | IN | INEVANSV.txt
| 629 | "Illinois" | IL | "Carbondale" | 12 | Carbondale |  | EVANSVILLE IN | IN | 1376 | 4708 | Evansville | IN | INEVANSV.txt
| 630 | "Missouri" | MO | "Saint Louis" | 13 | Saint Louis |  | ST. LOUIS MO | MO | 1534 | 4758 | St Louis | MO | MOSTLOUI.txt
| 631 | "Missouri" | MO | "Saint Louis" | 13 | Saint Louis |  | ST. LOUIS MO | MO | 1534 | 4758 | St Louis | MO | MOSTLOUI.txt
| 632 | "Missouri" | MO | "Saint Louis" | 13 | Saint Louis |  | ST. LOUIS MO | MO | 1534 | 4758 | St Louis | MO | MOSTLOUI.txt
| 633 | "Missouri" | MO | "Saint Charles" | 15 | Saint Charles |  | ST. LOUIS MO | MO | 1534 | 4758 | St Louis | MO | MOSTLOUI.txt
| 634 | "Missouri" | MO | "Hannibal" | 10 | Hannibal |  | COLUMBIA MO | MO | 1189 | 5212 | St Louis | MO | MOSTLOUI.txt
| 635 | "Missouri" | MO | "Kirksville" | 12 | Kirksville |  | MOLINE IL | IL | 911 | 6474 | Peoria | IL | ILPEORIA.txt
| 636 | "Missouri" | MO | "Flat River" | 12 | Flat River |  | ST. LOUIS MO | MO | 1534 | 4758 | St Louis | MO | MOSTLOUI.txt
| 637 | "Missouri" | MO | "Cape Girardeau" | 16 | Cape Girardeau |  | ST. LOUIS MO | MO | 1534 | 4758 | St Louis | MO | MOSTLOUI.txt
| 638 | "Missouri" | MO | "Sikeston" | 10 | Sikeston |  | EVANSVILLE IN | IN | 1376 | 4708 | Evansville | IN | INEVANSV.txt
| 639 | "Missouri" | MO | "Poplar Bluff" | 14 | Poplar Bluff |  | SPRINGFIELD MO | MO | 1320 | 4638 | Springfield | MO | MOSPRING.txt
| 640 | "Missouri" | MO | "Kansas City" | 13 | Kansas City |  | KANSAS CITY MO | MO | 1288 | 5393 | Kansas City | MO | MOKANCTY.txt
| 641 | "Missouri" | MO | "Kansas City" | 13 | Kansas City |  | KANSAS CITY MO | MO | 1288 | 5393 | Kansas City | MO | MOKANCTY.txt
| 644 | "Missouri" | MO | "Saint Joseph" | 14 | Saint Joseph |  | TOPEKA KS | KS | 1304 | 5265 | Topeka | KS | KSTOPEKA.txt
| 645 | "Missouri" | MO | "Saint Joseph" | 14 | Saint Joseph |  | KANSAS CITY MO | MO | 1288 | 5393 | Kansas City | MO | MOKANCTY.txt
| 646 | "Missouri" | MO | "Chillicothe" | 13 | Chillicothe |  | KANSAS CITY MO | MO | 1288 | 5393 | Kansas City | MO | MOKANCTY.txt
| 647 | "Missouri" | MO | "Harrisonville" | 15 | Harrisonville |  | SPRINGFIELD MO | MO | 1320 | 4638 | Springfield | MO | MOSPRING.txt
| 648 | "Missouri" | MO | "Joplin" | 8 | Joplin |  | SPRINGFIELD MO | MO | 1320 | 4638 | Springfield | MO | MOSPRING.txt
| 650 | "Missouri" | MO | "Jefferson_City" | 16 | Jefferson_City |  | ST. LOUIS MO | MO | 1534 | 4758 | St Louis | MO | MOSTLOUI.txt
| 651 | "Missouri" | MO | "Jefferson_City" | 16 | Jefferson_City |  | COLUMBIA MO | MO | 1189 | 5212 | St Louis | MO | MOSTLOUI.txt
| 652 | "Missouri" | MO | "Columbia" | 10 | Columbia |  | COLUMBIA MO | MO | 1189 | 5212 | St Louis | MO | MOSTLOUI.txt
| 653 | "Missouri" | MO | "Sedalia" | 9 | Sedalia |  | COLUMBIA MO | MO | 1189 | 5212 | St Louis | MO | MOSTLOUI.txt
| 654 | "Missouri" | MO | "Rolla" | 7 | Rolla |  | SPRINGFIELD MO | MO | 1320 | 4638 | Springfield | MO | MOSPRING.txt
| 655 | "Missouri" | MO | "Rolla" | 7 | Rolla |  | SPRINGFIELD MO | MO | 1320 | 4638 | Springfield | MO | MOSPRING.txt
| 656 | "Missouri" | MO | "Springfield" | 13 | Springfield |  | SPRINGFIELD MO | MO | 1320 | 4638 | Springfield | MO | MOSPRING.txt
| 657 | "Missouri" | MO | "Springfield" | 13 | Springfield |  | SPRINGFIELD MO | MO | 1320 | 4638 | Springfield | MO | MOSPRING.txt
| 658 | "Missouri" | MO | "Springfield" | 13 | Springfield |  | SPRINGFIELD MO | MO | 1320 | 4638 | Springfield | MO | MOSPRING.txt
| 660 | "Kansas" | KS | "Kansas City" | 13 | Kansas City |  | TOPEKA KS | KS | 1304 | 5265 | Kansas City | MO | MOKANCTY.txt
| 661 | "Kansas" | KS | "Kansas City" | 13 | Kansas City |  | KANSAS CITY MO | MO | 1288 | 5393 | Kansas City | MO | MOKANCTY.txt
| 662 | "Kansas" | KS | "Shawnee/Mission" | 17 | Shawnee/Mission |  | KANSAS CITY MO | MO | 1288 | 5393 | Kansas City | MO | MOKANCTY.txt
| 664 | "Kansas" | KS | "Topeka" | 8 | Topeka |  | TOPEKA KS | KS | 1304 | 5265 | Topeka | KS | KSTOPEKA.txt
| 665 | "Kansas" | KS | "Topeka" | 8 | Topeka |  | TOPEKA KS | KS | 1304 | 5265 | Topeka | KS | KSTOPEKA.txt
| 666 | "Kansas" | KS | "Topeka" | 8 | Topeka |  | TOPEKA KS | KS | 1304 | 5265 | Topeka | KS | KSTOPEKA.txt
| 667 | "Kansas" | KS | "Fort Scott" | 12 | Fort Scott |  | SPRINGFIELD MO | MO | 1320 | 4638 | Springfield | MO | MOSPRING.txt
| 668 | "Kansas" | KS | "Emporia" | 9 | Emporia |  | WICHITA KS | KS | 1628 | 4791 | Wichita | KS | KSWICHIT.txt
| 669 | "Kansas" | KS | "Concordia" | 11 | Concordia |  | CONCORDIA KS | KS | 1317 | 5574 | Topeka | KS | KSTOPEKA.txt
| 670 | "Kansas" | KS | "Wichita" | 9 | Wichita |  | WICHITA KS | KS | 1628 | 4791 | Wichita | KS | KSWICHIT.txt
| 671 | "Kansas" | KS | "Wichita" | 9 | Wichita |  | WICHITA KS | KS | 1628 | 4791 | Wichita | KS | KSWICHIT.txt
| 672 | "Kansas" | KS | "Wichita" | 9 | Wichita |  | WICHITA KS | KS | 1628 | 4791 | Wichita | KS | KSWICHIT.txt
| 673 | "Kansas" | KS | "Independence" | 14 | Independence |  | SPRINGFIELD MO | MO | 1320 | 4638 | Springfield | MO | MOSPRING.txt
| 674 | "Kansas" | KS | "Salina" | 8 | Salina |  | TOPEKA KS | KS | 1304 | 5265 | Topeka | KS | KSTOPEKA.txt
| 675 | "Kansas" | KS | "Hutchinson" | 12 | Hutchinson |  | WICHITA KS | KS | 1628 | 4791 | Wichita | KS | KSWICHIT.txt
| 676 | "Kansas" | KS | "Hays" | 6 | Hays |  | DODGE CITY KS | KS | 1465 | 5001 | Wichita | KS | KSWICHIT.txt
| 677 | "Kansas" | KS | "Colby" | 7 | Colby |  | GOODLAND KS | KS | 859 | 5974 | Goodland | KS | KSGOODLA.txt
| 678 | "Kansas" | KS | "Dodge City" | 12 | Dodge City |  | DODGE CITY KS | KS | 1465 | 5001 | Wichita | KS | KSWICHIT.txt
| 679 | "Kansas" | KS | "Liberal" | 9 | Liberal |  | DODGE CITY KS | KS | 1465 | 5001 | Wichita | KS | KSWICHIT.txt
| 680 | "Nebraska" | NE | "Omaha" | 7 | Omaha |  | OMAHA EPPLEY AP NE | NE | 1072 | 6300 | Omaha | NE | NEOMAHA.txt
| 681 | "Nebraska" | NE | "Omaha" | 7 | Omaha |  | OMAHA EPPLEY AP NE | NE | 1072 | 6300 | Omaha | NE | NEOMAHA.txt
| 683 | "Nebraska" | NE | "Lincoln" | 9 | Lincoln |  | LINCOLN NE | NE | 1134 | 6278 | Lincoln | NE | NELINCOL.txt
| 684 | "Nebraska" | NE | "Lincoln" | 9 | Lincoln |  | LINCOLN NE | NE | 1134 | 6278 | Lincoln | NE | NELINCOL.txt
| 685 | "Nebraska" | NE | "Lincoln" | 9 | Lincoln |  | LINCOLN NE | NE | 1134 | 6278 | Lincoln | NE | NELINCOL.txt
| 686 | "Nebraska" | NE | "Columbus" | 10 | Columbus |  | GRAND ISLAND NE | NE | 997 | 6421 | Lincoln | NE | NELINCOL.txt
| 687 | "Nebraska" | NE | "Norfolk" | 9 | Norfolk |  | NORFOLK NE | NE | 877 | 6873 | Sioux City | IA | IASIOCTY.txt
| 688 | "Nebraska" | NE | "Grand Island" | 14 | Grand Island |  | GRAND ISLAND NE | NE | 997 | 6421 | Lincoln | NE | NELINCOL.txt
| 689 | "Nebraska" | NE | "Hastings" | 10 | Hastings |  | GRAND ISLAND NE | NE | 997 | 6421 | Lincoln | NE | NELINCOL.txt
| 690 | "Nebraska" | NE | "McCook" | 8 | McCook |  | GOODLAND KS | KS | 859 | 5974 | Goodland | KS | KSGOODLA.txt
| 691 | "Nebraska" | NE | "North_Platte" | 14 | North_Platte |  | NORTH PLATTE NE | NE | 713 | 6859 | North Platte | NE | NENPLATT.txt
| 692 | "Nebraska" | NE | "Valentine" | 11 | Valentine |  | VALENTINE NE | NE | 752 | 7282 | North Platte | NE | NENPLATT.txt
| 693 | "Nebraska" | NE | "Alliance" | 10 | Alliance |  | RAPID CITY SD | SD | 611 | 7301 | Rapid City | SD | SDRAPCTY.txt
| 700 | "Louisiana" | LA | "New Orleans" | 13 | New Orleans |  | NEW ORLEANS LA | LA | 2655 | 1513 | New Orleans | LA | LANEWORL.txt
| 701 | "Louisiana" | LA | "New Orleans" | 13 | New Orleans |  | NEW ORLEANS LA | LA | 2655 | 1513 | New Orleans | LA | LANEWORL.txt
| 703 | "Louisiana" | LA | "Thibodaux" | 11 | Thibodaux |  | NEW ORLEANS LA | LA | 2655 | 1513 | New Orleans | LA | LANEWORL.txt
| 704 | "Louisiana" | LA | "Hammond" | 9 | Hammond |  | BATON ROUGE LA | LA | 2690 | 1669 | Baton Rouge | LA | LABATONR.txt
| 705 | "Louisiana" | LA | "Lafayette" | 11 | Lafayette |  | BATON ROUGE LA | LA | 2690 | 1669 | Baton Rouge | LA | LABATONR.txt
| 706 | "Louisiana" | LA | "Lake Charles" | 14 | Lake Charles |  | LAKE CHARLES LA | LA | 2650 | 1616 | Lake Charles | LA | LALAKECH.txt
| 707 | "Louisiana" | LA | "Baton Rouge" | 13 | Baton Rouge |  | BATON ROUGE LA | LA | 2690 | 1669 | Baton Rouge | LA | LABATONR.txt
| 708 | "Louisiana" | LA | "Baton Rouge" | 13 | Baton Rouge |  | BATON ROUGE LA | LA | 2690 | 1669 | Baton Rouge | LA | LABATONR.txt
| 710 | "Louisiana" | LA | "Shreveport" | 12 | Shreveport |  | SHREVEPORT LA | LA | 2368 | 2264 | Shreveport | LA | LASHREVE.txt
| 711 | "Louisiana" | LA | "Shreveport" | 12 | Shreveport |  | SHREVEPORT LA | LA | 2368 | 2264 | Shreveport | LA | LASHREVE.txt
| 712 | "Louisiana" | LA | "Monroe" | 8 | Monroe |  | JACKSON MS | MS | 2215 | 2467 | Jackson | MS | MSJACKSO.txt
| 713 | "Louisiana" | LA | "Alexandria" | 12 | Alexandria |  | SHREVEPORT LA | LA | 2368 | 2264 | Shreveport | LA | LASHREVE.txt
| 714 | "Louisiana" | LA | "Aimwell" | 9 | Aimwell |  | SHREVEPORT LA | LA | 2368 | 2264 | Shreveport | LA | LASHREVE.txt
| 716 | "Arkansas" | AR | "Pine Bluff" | 12 | Pine Bluff |  | JACKSON MS | MS | 2215 | 2467 | Jackson | MS | MSJACKSO.txt
| 717 | "Arkansas" | AR | "Camden" | 8 | Camden |  | LITTLE ROCK AR | AR | 2005 | 3155 | Little Rock | AR | ARLIROCK.txt
| 718 | "Arkansas" | AR | "Hope" | 6 | Hope |  | LITTLE ROCK AR | AR | 2005 | 3155 | Little Rock | AR | ARLIROCK.txt
| 719 | "Arkansas" | AR | "Hot Springs" | 13 | Hot Springs |  | LITTLE ROCK AR | AR | 2005 | 3155 | Little Rock | AR | ARLIROCK.txt
| 720 | "Arkansas" | AR | "Little Rock" | 13 | Little Rock |  | LITTLE ROCK AR | AR | 2005 | 3155 | Little Rock | AR | ARLIROCK.txt
| 721 | "Arkansas" | AR | "Little Rock" | 13 | Little Rock |  | LITTLE ROCK AR | AR | 2005 | 3155 | Little Rock | AR | ARLIROCK.txt
| 722 | "Arkansas" | AR | "Little Rock" | 13 | Little Rock |  | LITTLE ROCK AR | AR | 2005 | 3155 | Little Rock | AR | ARLIROCK.txt
| 723 | "Arkansas" | AR | "West Memphis" | 14 | West Memphis |  | NORTH LITTLE ROCK AR | AR | 1916 | 3228 | Little Rock | AR | ARLIROCK.txt
| 724 | "Arkansas" | AR | "Jonesboro" | 11 | Jonesboro |  | NORTH LITTLE ROCK AR | AR | 1916 | 3228 | Little Rock | AR | ARLIROCK.txt
| 725 | "Arkansas" | AR | "Batesville" | 12 | Batesville |  | NORTH LITTLE ROCK AR | AR | 1916 | 3228 | Little Rock | AR | ARLIROCK.txt
| 726 | "Arkansas" | AR | "Harrison" | 10 | Harrison |  | FORT SMITH AR | AR | 1894 | 3478 | Fort Smith | AR | ARFTSMIT.txt
| 727 | "Arkansas" | AR | "Fayetteville" | 14 | Fayetteville |  | SPRINGFIELD MO | MO | 1320 | 4638 | Springfield | MO | MOSPRING.txt
| 728 | "Arkansas" | AR | "Russellville" | 14 | Russellville |  | FORT SMITH AR | AR | 1894 | 3478 | Fort Smith | AR | ARFTSMIT.txt
| 729 | "Arkansas" | AR | "Fort Smith" | 12 | Fort Smith |  | FORT SMITH AR | AR | 1894 | 3478 | Fort Smith | AR | ARFTSMIT.txt
| 730 | "Oklahoma" | OK | "Oklahoma City" | 15 | Oklahoma City |  | OKLAHOMA CITY OK | OK | 1859 | 3659 | Oklahoma City | OK | OKOKLCTY.txt
| 731 | "Oklahoma" | OK | "Oklahoma City" | 15 | Oklahoma City |  | OKLAHOMA CITY OK | OK | 1859 | 3659 | Oklahoma City | OK | OKOKLCTY.txt
| 734 | "Oklahoma" | OK | "Ardmore" | 9 | Ardmore |  | DALLAS-FORT WORTH TX | TX | 2603 | 2407 | Dallas Ft Worth | TX | TXDALLAS.txt
| 735 | "Oklahoma" | OK | "Lawton" | 8 | Lawton |  | WICHITA FALLS TX | TX | 2340 | 3042 | Wichita Falls | TX | TXWICHFA.txt
| 736 | "Oklahoma" | OK | "Clinton" | 9 | Clinton |  | OKLAHOMA CITY OK | OK | 1859 | 3659 | Oklahoma City | OK | OKOKLCTY.txt
| 737 | "Oklahoma" | OK | "Enid" | 6 | Enid |  | OKLAHOMA CITY OK | OK | 1859 | 3659 | Oklahoma City | OK | OKOKLCTY.txt
| 738 | "Oklahoma" | OK | "Woodward" | 10 | Woodward |  | AMARILLO TX | TX | 1354 | 4258 | Amarillo | TX | TXAMARIL.txt
| 739 | "Oklahoma" | OK | "Guymon" | 8 | Guymon |  | AMARILLO TX | TX | 1354 | 4258 | Oklahoma City | OK | OKOKLCTY.txt
| 740 | "Oklahoma" | OK | "Tulsa" | 7 | Tulsa |  | OKLAHOMA CITY OK | OK | 1859 | 3659 | Tulsa | OK | OKTULSA.txt
| 741 | "Oklahoma" | OK | "Tulsa" | 7 | Tulsa |  | TULSA OK | OK | 2017 | 3691 | Tulsa | OK | OKTULSA.txt
| 743 | "Oklahoma" | OK | "Vinita" | 8 | Vinita |  | TULSA OK | OK | 2017 | 3691 | Tulsa | OK | OKTULSA.txt
| 744 | "Oklahoma" | OK | "Muskogee" | 10 | Muskogee |  | FORT SMITH AR | AR | 1894 | 3478 | Fort Smith | AR | ARFTSMIT.txt
| 745 | "Oklahoma" | OK | "McAlester" | 11 | McAlester |  | FORT SMITH AR | AR | 1894 | 3478 | Fort Smith | AR | ARFTSMIT.txt
| 746 | "Oklahoma" | OK | "Ponca City" | 12 | Ponca City |  | TULSA OK | OK | 2017 | 3691 | Tulsa | OK | OKTULSA.txt
| 747 | "Oklahoma" | OK | "Durant" | 8 | Durant |  | DALLAS-FORT WORTH TX | TX | 2603 | 2407 | Dallas Ft Worth | TX | TXDALLAS.txt
| 748 | "Oklahoma" | OK | "Shawnee" | 9 | Shawnee |  | WICHITA FALLS TX | TX | 2340 | 3042 | Wichita Falls | TX | TXWICHFA.txt
| 749 | "Oklahoma" | OK | "Poteau" | 8 | Poteau |  | FORT SMITH AR | AR | 1894 | 3478 | Fort Smith | AR | ARFTSMIT.txt
| 750 | "Texas" | TX | "Dallas" | 8 | Dallas |  | DALLAS-FORT WORTH TX | TX | 2603 | 2407 | Dallas Ft Worth | TX | TXDALLAS.txt
| 751 | "Texas" | TX | "Dallas" | 8 | Dallas |  | DALLAS-FORT WORTH TX | TX | 2603 | 2407 | Dallas Ft Worth | TX | TXDALLAS.txt
| 752 | "Texas" | TX | "Dallas" | 8 | Dallas |  | DALLAS-FORT WORTH TX | TX | 2603 | 2407 | Dallas Ft Worth | TX | TXDALLAS.txt
| 753 | "Texas" | TX | "Dallas" | 8 | Dallas |  | DALLAS-FORT WORTH TX | TX | 2603 | 2407 | Dallas Ft Worth | TX | TXDALLAS.txt
| 754 | "Texas" | TX | "Greenville" | 12 | Greenville |  | DALLAS-FORT WORTH TX | TX | 2603 | 2407 | Dallas Ft Worth | TX | TXDALLAS.txt
| 755 | "Texas" | TX | "Texarkana" | 11 | Texarkana |  | SHREVEPORT LA | LA | 2368 | 2264 | Shreveport | LA | LASHREVE.txt
| 756 | "Texas" | TX | "Longview" | 10 | Longview |  | SHREVEPORT LA | LA | 2368 | 2264 | Shreveport | LA | LASHREVE.txt
| 757 | "Texas" | TX | "Tyler" | 7 | Tyler |  | DALLAS-FORT WORTH TX | TX | 2603 | 2407 | Dallas Ft Worth | TX | TXDALLAS.txt
| 758 | "Texas" | TX | "Palestine" | 11 | Palestine |  | WACO TX | TX | 2816 | 2179 | Waco | TX | TXWACO.txt
| 759 | "Texas" | TX | "Lufkin" | 8 | Lufkin |  | WACO TX | TX | 2816 | 2179 | Waco | TX | TXWACO.txt
| 760 | "Texas" | TX | "Fort Worth" | 12 | Fort Worth |  | DALLAS-FORT WORTH TX | TX | 2603 | 2407 | Dallas Ft Worth | TX | TXDALLAS.txt
| 761 | "Texas" | TX | "Fort Worth" | 12 | Fort Worth |  | DALLAS-FORT WORTH TX | TX | 2603 | 2407 | Dallas Ft Worth | TX | TXDALLAS.txt
| 762 | "Texas" | TX | "Denton" | 8 | Denton |  | DALLAS-FORT WORTH TX | TX | 2603 | 2407 | Dallas Ft Worth | TX | TXDALLAS.txt
| 763 | "Texas" | TX | "Wichita Falls" | 15 | Wichita Falls |  | WICHITA FALLS TX | TX | 2340 | 3042 | Wichita Falls | TX | TXWICHFA.txt
| 764 | "Texas" | TX | "Stephenville" | 14 | Stephenville |  | ABILENE TX | TX | 2451 | 2584 | Abilene | TX | TXABILEN.txt
| 765 | "Texas" | TX | "Temple" | 8 | Temple |  | WACO TX | TX | 2816 | 2179 | Waco | TX | TXWACO.txt
| 766 | "Texas" | TX | "Waco" | 6 | Waco |  | WACO TX | TX | 2816 | 2179 | Waco | TX | TXWACO.txt
| 767 | "Texas" | TX | "Waco" | 6 | Waco |  | WACO TX | TX | 2816 | 2179 | Waco | TX | TXWACO.txt
| 768 | "Texas" | TX | "Brownwood" | 11 | Brownwood |  | ABILENE TX | TX | 2451 | 2584 | Abilene | TX | TXABILEN.txt
| 769 | "Texas" | TX | "San Angelo" | 12 | San Angelo |  | SAN ANGELO TX | TX | 2400 | 2414 | San Angelo | TX | TXSANANG.txt
| 770 | "Texas" | TX | "Houston" | 9 | Houston |  | HOUSTON TX | TX | 2700 | 1599 | Houston | TX | TXHOUSTO.txt
| 771 | "Texas" | TX | "Houston" | 9 | Houston |  | HOUSTON TX | TX | 2700 | 1599 | Houston | TX | TXHOUSTO.txt
| 772 | "Texas" | TX | "Houston" | 9 | Houston |  | HOUSTON TX | TX | 2700 | 1599 | Houston | TX | TXHOUSTO.txt
| 773 | "Texas" | TX | "Conroe" | 8 | Conroe |  | HOUSTON TX | TX | 2700 | 1599 | Houston | TX | TXHOUSTO.txt
| 774 | "Texas" | TX | "Houston" | 9 | Houston |  | HOUSTON TX | TX | 2700 | 1599 | Houston | TX | TXHOUSTO.txt
| 775 | "Texas" | TX | "Galveston" | 11 | Galveston |  | GALVESTON TX | TX | 2994 | 1263 | Houston | TX | TXHOUSTO.txt
| 776 | "Texas" | TX | "Beaumont" | 10 | Beaumont |  | PORT ARTHUR TX | TX | 2764 | 1499 | Houston | TX | TXHOUSTO.txt
| 777 | "Texas" | TX | "Beaumont" | 10 | Beaumont |  | PORT ARTHUR TX | TX | 2764 | 1499 | Houston | TX | TXHOUSTO.txt
| 778 | "Texas" | TX | "Bryan" | 7 | Bryan |  | AUSTIN TX | TX | 3016 | 1688 | Austin | TX | TXAUSTIN.txt
| 779 | "Texas" | TX | "Victoria" | 10 | Victoria |  | VICTORIA TX | TX | 3118 | 1296 | Corpus Christi | TX | TXCORPUS.txt
| 780 | "Texas" | TX | "Laredo/Pearsall" | 17 | Laredo/Pearsall |  | VICTORIA TX | TX | 3118 | 1296 | San Antonio | TX | TXSANANT.txt
| 781 | "Texas" | TX | "San Antonio" | 13 | San Antonio |  | AUSTIN TX | TX | 3016 | 1688 | San Antonio | TX | TXSANANT.txt
| 782 | "Texas" | TX | "San Antonio" | 13 | San Antonio |  | SAN ANTONIO TX | TX | 2996 | 1644 | San Antonio | TX | TXSANANT.txt
| 783 | "Texas" | TX | "Corpus Christi" | 16 | Corpus Christi |  | CORPUS CHRISTI TX | TX | 3439 | 1016 | Corpus Christi | TX | TXCORPUS.txt
| 784 | "Texas" | TX | "Corpus Christi" | 16 | Corpus Christi |  | CORPUS CHRISTI TX | TX | 3439 | 1016 | Corpus Christi | TX | TXCORPUS.txt
| 785 | "Texas" | TX | "Brownsville" | 13 | Brownsville |  | BROWNSVILLE TX | TX | 3888 | 635 | Brownsville | TX | TXBROWNS.txt
| 786 | "Texas" | TX | "Austin" | 8 | Austin |  | SAN ANTONIO TX | TX | 2996 | 1644 | Austin | TX | TXAUSTIN.txt
| 787 | "Texas" | TX | "Austin" | 8 | Austin |  | AUSTIN TX | TX | 3016 | 1688 | Austin | TX | TXAUSTIN.txt
| 788 | "Texas" | TX | "Uvalde" | 8 | Uvalde |  | DEL RIO TX | TX | 3142 | 1506 | San Antonio | TX | TXSANANT.txt
| 789 | "Texas" | TX | "Giddings" | 10 | Giddings |  | AUSTIN TX | TX | 3016 | 1688 | Austin | TX | TXAUSTIN.txt
| 790 | "Texas" | TX | "Adrian" | 8 | Adrian |  | AMARILLO TX | TX | 1354 | 4258 | Amarillo | TX | TXAMARIL.txt
| 791 | "Texas" | TX | "Amarillo" | 10 | Amarillo |  | AMARILLO TX | TX | 1354 | 4258 | Amarillo | TX | TXAMARIL.txt
| 792 | "Texas" | TX | "Childress" | 11 | Childress |  | LUBBOCK TX | TX | 1689 | 3431 | Lubbock | TX | TXLUBBOC.txt
| 793 | "Texas" | TX | "Lubbock" | 9 | Lubbock |  | LUBBOCK TX | TX | 1689 | 3431 | Lubbock | TX | TXLUBBOC.txt
| 794 | "Texas" | TX | "Lubbock" | 9 | Lubbock |  | LUBBOCK TX | TX | 1689 | 3431 | Lubbock | TX | TXLUBBOC.txt
| 795 | "Texas" | TX | "Abilene" | 9 | Abilene |  | ABILENE TX | TX | 2451 | 2584 | Abilene | TX | TXABILEN.txt
| 796 | "Texas" | TX | "Abilene" | 9 | Abilene |  | ABILENE TX | TX | 2451 | 2584 | Abilene | TX | TXABILEN.txt
| 797 | "Texas" | TX | "Midland" | 9 | Midland |  | EL PASO TX | TX | 2094 | 2708 | Midland Odessa | TX | TXMIDLAN.txt
| 798 | "Texas" | TX | "El Paso" | 9 | El Paso |  | MIDLAND-ODESSA TX | TX | 2163 | 2751 | El Paso | TX | TXELPASO.txt
| 799 | "Texas" | TX | "El Paso" | 9 | El Paso |  | EL PASO TX | TX | 2094 | 2708 | El Paso | TX | TXELPASO.txt
| 800 | "Colorado" | CO | "Denver" | 8 | Denver |  | DENVER CO | CO | 679 | 6020 | Denver | CO | CODENVER.txt
| 801 | "Colorado" | CO | "Denver" | 8 | Denver |  | DENVER CO | CO | 679 | 6020 | Denver | CO | CODENVER.txt
| 802 | "Colorado" | CO | "Denver" | 8 | Denver |  | DENVER CO | CO | 679 | 6020 | Denver | CO | CODENVER.txt
| 803 | "Colorado" | CO | "Boulder" | 9 | Boulder |  | DENVER CO | CO | 679 | 6020 | Denver | CO | CODENVER.txt
| 804 | "Colorado" | CO | "Golden/Dillon" | 15 | Golden/Dillon |  | DENVER CO | CO | 679 | 6020 | Denver | CO | CODENVER.txt
| 805 | "Colorado" | CO | "Longmont" | 10 | Longmont |  | DENVER CO | CO | 679 | 6020 | Denver | CO | CODENVER.txt
| 806 | "Colorado" | CO | "Greeley" | 9 | Greeley |  | DENVER CO | CO | 679 | 6020 | Denver | CO | CODENVER.txt
| 807 | "Colorado" | CO | "Fort Morgan" | 13 | Fort Morgan |  | COLORADO SPRINGS CO | CO | 419 | 6415 | Colorado Springs | CO | COCOSPGS.txt
| 808 | "Colorado" | CO | "Colorado Springs" | 18 | Colorado Springs |  | COLORADO SPRINGS CO | CO | 419 | 6415 | Colorado Springs | CO | COCOSPGS.txt
| 809 | "Colorado" | CO | "Colorado Springs" | 18 | Colorado Springs |  | COLORADO SPRINGS CO | CO | 419 | 6415 | Colorado Springs | CO | COCOSPGS.txt
| 810 | "Colorado" | CO | "Pueblo" | 8 | Pueblo |  | PUEBLO CO | CO | 973 | 5413 | Pueblo | CO | COPUEBLO.txt
| 811 | "Colorado" | CO | "Alamosa" | 9 | Alamosa |  | ALAMOSA CO | CO | 62 | 8749 | Colorado Springs | CO | COCOSPGS.txt
| 812 | "Colorado" | CO | "Salida" | 8 | Salida |  | ALAMOSA CO | CO | 62 | 8749 | Pueblo | CO | COPUEBLO.txt
| 813 | "Colorado" | CO | "Durango" | 9 | Durango |  | GRAND JUNCTION CO | CO | 1183 | 5548 | Grand Junction | CO | COGRNDJU.txt
| 814 | "Colorado" | CO | "Montrose" | 10 | Montrose |  | GRAND JUNCTION CO | CO | 1183 | 5548 | Grand Junction | CO | COGRNDJU.txt
| 815 | "Colorado" | CO | "Grand Junction" | 16 | Grand Junction |  | GRAND JUNCTION CO | CO | 1183 | 5548 | Grand Junction | CO | COGRNDJU.txt
| 816 | "Colorado" | CO | "Glenwood Springs" | 18 | Glenwood Springs |  | GRAND JUNCTION CO | CO | 1183 | 5548 | Grand Junction | CO | COGRNDJU.txt
| 820 | "Wyoming" | WY | "Cheyenne" | 10 | Cheyenne |  | CHEYENNE WY | WY | 285 | 7326 | Cheyenne | WY | WYCHEYEN.txt
| 821 | "Wyoming" | WY | "Yellowstone Nat Pk" | 20 | Yellowstone Nat Pk |  | HELENA MT | MT | 386 | 8031 | Helena | MT | MTHELENA.txt
| 822 | "Wyoming" | WY | "Wheatland" | 11 | Wheatland |  | SCOTTSBLUFF NE | NE | 713 | 6729 | Cheyenne | WY | WYCHEYEN.txt
| 823 | "Wyoming" | WY | "Rawlins" | 9 | Rawlins |  | CHEYENNE WY | WY | 285 | 7326 | Cheyenne | WY | WYCHEYEN.txt
| 824 | "Wyoming" | WY | "Worland" | 9 | Worland |  | LANDER WY | WY | 479 | 7889 | Casper | WY | WYCASPER.txt
| 825 | "Wyoming" | WY | "Riverton" | 10 | Riverton |  | LANDER WY | WY | 479 | 7889 | Casper | WY | WYCASPER.txt
| 826 | "Wyoming" | WY | "Casper" | 8 | Casper |  | SHERIDAN WY | WY | 439 | 7804 | Casper | WY | WYCASPER.txt
| 827 | "Wyoming" | WY | "Gillette" | 10 | Gillette |  | CASPER WY | WY | 445 | 7682 | Casper | WY | WYCASPER.txt
| 828 | "Wyoming" | WY | "Sheridan" | 10 | Sheridan |  | SHERIDAN WY | WY | 439 | 7804 | Casper | WY | WYCASPER.txt
| 829 | "Wyoming" | WY | "Rock Springs" | 14 | Rock Springs |  | LANDER WY | WY | 479 | 7889 | Casper | WY | WYCASPER.txt
| 830 | "Wyoming" | WY | "Jackson" | 9 | Jackson |  | LANDER WY | WY | 479 | 7889 | Casper | WY | WYCASPER.txt
| 831 | "Wyoming" | WY | "Kemmerer" | 10 | Kemmerer |  | LANDER WY | WY | 479 | 7889 | Casper | WY | WYCASPER.txt
| 832 | "Idaho" | ID | "Pocatello" | 11 | Pocatello |  | POCATELLO ID | ID | 421 | 7180 | Pocatello | ID | IDPOCATE.txt
| 833 | "Idaho" | ID | "Twin Falls" | 12 | Twin Falls |  | POCATELLO ID | ID | 421 | 7180 | Pocatello | ID | IDPOCATE.txt
| 834 | "Idaho" | ID | "Idaho Falls" | 13 | Idaho Falls |  | POCATELLO ID | ID | 421 | 7180 | Pocatello | ID | IDPOCATE.txt
| 835 | "Idaho" | ID | "Lewiston" | 10 | Lewiston |  | LEWISTON ID | ID | 814 | 5270 | Spokane | WA | WASPOKAN.txt
| 836 | "Idaho" | ID | "Boise" | 7 | Boise |  | BOISE ID | ID | 754 | 5861 | Boise | ID | IDBOISE.txt
| 837 | "Idaho" | ID | "Boise" | 7 | Boise |  | BOISE ID | ID | 754 | 5861 | Boise | ID | IDBOISE.txt
| 838 | "Idaho" | ID | "Coeur D'Alene" | 15 | Coeur D'Alene |  | SPOKANE WA | WA | 398 | 6842 | Spokane | WA | WASPOKAN.txt
| 840 | "Utah" | UT | "Salt Lake City/Heber City" | 27 | Salt Lake City/Heber City |  | SALT LAKE CITY UT | UT | 1047 | 5765 | Salt Lake City | UT | UTSALTLK.txt
| 841 | "Utah" | UT | "Salt Lake City" | 16 | Salt Lake City |  | SALT LAKE CITY UT | UT | 1047 | 5765 | Salt Lake City | UT | UTSALTLK.txt
| 843 | "Utah" | UT | "Ogden/Logan" | 13 | Ogden/Logan |  | SALT LAKE CITY UT | UT | 1047 | 5765 | Salt Lake City | UT | UTSALTLK.txt
| 844 | "Utah" | UT | "Ogden" | 7 | Ogden |  | SALT LAKE CITY UT | UT | 1047 | 5765 | Salt Lake City | UT | UTSALTLK.txt
| 845 | "Utah" | UT | "Southeast Utah/Green River" | 28 | Southeast Utah/Green River |  | GRAND JUNCTION CO | CO | 1183 | 5548 | Grand Junction | CO | COGRNDJU.txt
| 846 | "Utah" | UT | "Provo" | 7 | Provo |  | SALT LAKE CITY UT | UT | 1047 | 5765 | Salt Lake City | UT | UTSALTLK.txt
| 847 | "Utah" | UT | "Southwest Utah/Cedar City" | 27 | Southwest Utah/Cedar City |  | MILFORD UT | UT | 647 | 6511 | Grand Junction | CO | COGRNDJU.txt
| 850 | "Arizona" | AZ | "Phoenix" | 9 | Phoenix |  | PHOENIX AZ | AZ | 4162 | 1350 | Phoenix | AZ | AZPHOENI.txt
| 851 | "Arizona" | AZ | "Phoenix" | 9 | Phoenix |  | PHOENIX AZ | AZ | 4162 | 1350 | Phoenix | AZ | AZPHOENI.txt
| 852 | "Arizona" | AZ | "Casa Grande" | 13 | Casa Grande |  | TUCSON AZ | AZ | 2954 | 1678 | Tucson | AZ | AZTUCSON.txt
| 853 | "Arizona" | AZ | "Buckeye/Yuma" | 14 | Buckeye/Yuma |  | YUMA AZ | AZ | 4305 | 927 | Yuma | AZ | AZYUMA.txt
| 855 | "Arizona" | AZ | "Globe" | 7 | Globe |  | TUCSON AZ | AZ | 2954 | 1678 | Tucson | AZ | AZTUCSON.txt
| 856 | "Arizona" | AZ | "Sierra Vista/Nogales" | 22 | Sierra Vista/Nogales |  | TUCSON AZ | AZ | 2954 | 1678 | Tucson | AZ | AZTUCSON.txt
| 857 | "Arizona" | AZ | "Tucson" | 8 | Tucson |  | TUCSON AZ | AZ | 2954 | 1678 | Tucson | AZ | AZTUCSON.txt
| 859 | "Arizona" | AZ | "Show Low" | 10 | Show Low |  | ALBUQUERQUE NM | NM | 1244 | 4425 | Albuquerque | NM | NMALBUQU.txt
| 860 | "Arizona" | AZ | "Flagstaff" | 11 | Flagstaff |  | FLAGSTAFF AZ | AZ | 145 | 7131 | Flagstaff | AZ | AZFLAGST.txt
| 863 | "Arizona" | AZ | "Prescott" | 10 | Prescott |  | FLAGSTAFF AZ | AZ | 145 | 7131 | Flagstaff | AZ | AZFLAGST.txt
| 864 | "Arizona" | AZ | "Kingman" | 9 | Kingman |  | LAS VEGAS NV | NV | 3201 | 2407 | Las Vegas | NV | NVLASVEG.txt
| 865 | "Arizona" | AZ | "Window Rock" | 13 | Window Rock |  | FLAGSTAFF AZ | AZ | 145 | 7131 | Flagstaff | AZ | AZFLAGST.txt
| 870 | "New_Mexico" | NM | "Bernalillo" | 12 | Bernalillo |  | ALBUQUERQUE NM | NM | 1244 | 4425 | Albuquerque | NM | NMALBUQU.txt
| 871 | "New_Mexico" | NM | "Albuquerque" | 13 | Albuquerque |  | ALBUQUERQUE NM | NM | 1244 | 4425 | Albuquerque | NM | NMALBUQU.txt
| 872 | "New_Mexico" | NM | "Albuquerque" | 13 | Albuquerque |  | ALBUQUERQUE NM | NM | 1244 | 4425 | Albuquerque | NM | NMALBUQU.txt
| 873 | "New_Mexico" | NM | "Gallup" | 8 | Gallup |  | ALBUQUERQUE NM | NM | 1244 | 4425 | Albuquerque | NM | NMALBUQU.txt
| 874 | "New_Mexico" | NM | "Farmington" | 12 | Farmington |  | GRAND JUNCTION CO | CO | 1183 | 5548 | Grand Junction | CO | COGRNDJU.txt
| 875 | "New_Mexico" | NM | "Santa Fe" | 10 | Santa Fe |  | ALBUQUERQUE NM | NM | 1244 | 4425 | Santa Fe | NM | NMSANTAF.txt
| 877 | "New_Mexico" | NM | "Las Vegas" | 11 | Las Vegas |  | PUEBLO CO | CO | 973 | 5413 | Pueblo | CO | COPUEBLO.txt
| 878 | "New_Mexico" | NM | "Socorro" | 9 | Socorro |  | ALBUQUERQUE NM | NM | 1244 | 4425 | Albuquerque | NM | NMALBUQU.txt
| 879 | "New_Mexico" | NM | "Truth or Conseq." | 18 | Truth or Conseq. |  | EL PASO TX | TX | 2094 | 2708 | El Paso | TX | TXELPASO.txt
| 880 | "New_Mexico" | NM | "Las Cruces" | 12 | Las Cruces |  | EL PASO TX | TX | 2094 | 2708 | El Paso | TX | TXELPASO.txt
| 881 | "New_Mexico" | NM | "Clovis" | 8 | Clovis |  | CLAYTON NM | NM | 772 | 5064 | Amarillo | TX | TXAMARIL.txt
| 882 | "New_Mexico" | NM | "Roswell" | 9 | Roswell |  | ROSWELL NM | NM | 1776 | 3267 | Lubbock | TX | TXLUBBOC.txt
| 883 | "New_Mexico" | NM | "Carrizozo" | 11 | Carrizozo |  | ALBUQUERQUE NM | NM | 1244 | 4425 | Albuquerque | NM | NMALBUQU.txt
| 884 | "New_Mexico" | NM | "Tucumcari" | 11 | Tucumcari |  | CLAYTON NM | NM | 772 | 5064 | Amarillo | TX | TXAMARIL.txt
| 890 | "Nevada" | NV | "Tonopah" | 9 | Tonopah |  | MILFORD UT | UT | 647 | 6511 | Las Vegas | NV | NVLASVEG.txt
| 891 | "Nevada" | NV | "Las Vegas" | 11 | Las Vegas |  | LAS VEGAS NV | NV | 3201 | 2407 | Las Vegas | NV | NVLASVEG.txt
| 893 | "Nevada" | NV | "Ely" | 5 | Ely |  | ELY NV | NV | 208 | 7621 | Reno | NV | NVRENO.txt
| 894 | "Nevada" | NV | "Reno" | 6 | Reno |  | RENO NV | NV | 508 | 5674 | Reno | NV | NVRENO.txt
| 895 | "Nevada" | NV | "Reno" | 6 | Reno |  | RENO NV | NV | 508 | 5674 | Reno | NV | NVRENO.txt
| 896 | "Nevada" | NV | "Reno" | 6 | Reno |  | RENO NV | NV | 508 | 5674 | Reno | NV | NVRENO.txt
| 897 | "Nevada" | NV | "Carson City" | 13 | Carson City |  | RENO NV | NV | 508 | 5674 | Reno | NV | NVRENO.txt
| 898 | "Nevada" | NV | "Elko" | 6 | Elko |  | ELKO NV | NV | 457 | 7077 | Reno | NV | NVRENO.txt
| 900 | "California" | CA | "Los Angeles" | 13 | Los Angeles |  | LOS ANGELES AP CA | CA | 727 | 1458 | Los Angeles | CA | CALOSANG.txt
| 901 | "California" | CA | "Los Angeles" | 13 | Los Angeles |  | LOS ANGELES AP CA | CA | 727 | 1458 | Los Angeles | CA | CALOSANG.txt
| 902 | "California" | CA | "Los Angeles" | 13 | Los Angeles |  | LOS ANGELES AP CA | CA | 727 | 1458 | Los Angeles | CA | CALOSANG.txt
| 903 | "California" | CA | "Inglewood" | 11 | Inglewood |  | LOS ANGELES AP CA | CA | 727 | 1458 | Los Angeles | CA | CALOSANG.txt
| 904 | "California" | CA | "Santa Monica" | 14 | Santa Monica |  | LOS ANGELES AP CA | CA | 727 | 1458 | Los Angeles | CA | CALOSANG.txt
| 905 | "California" | CA | "Torrance" | 10 | Torrance |  | LONG BEACH CA | CA | 1201 | 1430 | Los Angeles | CA | CALOSANG.txt
| 906 | "California" | CA | "Whittier" | 10 | Whittier |  | LONG BEACH CA | CA | 1201 | 1430 | Los Angeles | CA | CALOSANG.txt
| 907 | "California" | CA | "San Pedro" | 11 | San Pedro |  | LONG BEACH CA | CA | 1201 | 1430 | Los Angeles | CA | CALOSANG.txt
| 908 | "California" | CA | "Long Beach" | 12 | Long Beach |  | LONG BEACH CA | CA | 1201 | 1430 | Los Angeles | CA | CALOSANG.txt
| 910 | "California" | CA | "Pasadena" | 10 | Pasadena |  | LOS ANGELES C.O. CA | CA | 1537 | 1154 | Los Angeles | CA | CALOSANG.txt
| 911 | "California" | CA | "Pasadena" | 10 | Pasadena |  | LOS ANGELES C.O. CA | CA | 1537 | 1154 | Los Angeles | CA | CALOSANG.txt
| 912 | "California" | CA | "Glendale" | 10 | Glendale |  | LOS ANGELES C.O. CA | CA | 1537 | 1154 | Los Angeles | CA | CALOSANG.txt
| 913 | "California" | CA | "Van Nuys" | 10 | Van Nuys |  | BAKERSFIELD CA | CA | 2365 | 2182 | Los Angeles | CA | CALOSANG.txt
| 914 | "California" | CA | "Van Nuys" | 10 | Van Nuys |  | LOS ANGELES C.O. CA | CA | 1537 | 1154 | Los Angeles | CA | CALOSANG.txt
| 915 | "California" | CA | "Burbank" | 9 | Burbank |  | LOS ANGELES C.O. CA | CA | 1537 | 1154 | Los Angeles | CA | CALOSANG.txt
| 916 | "California" | CA | "North Hollywood" | 17 | North Hollywood |  | LOS ANGELES C.O. CA | CA | 1537 | 1154 | Los Angeles | CA | CALOSANG.txt
| 917 | "California" | CA | "Covina" | 8 | Covina |  | LONG BEACH CA | CA | 1201 | 1430 | Los Angeles | CA | CALOSANG.txt
| 918 | "California" | CA | "Alhambra" | 10 | Alhambra |  | LOS ANGELES C.O. CA | CA | 1537 | 1154 | Los Angeles | CA | CALOSANG.txt
| 919 | "California" | CA | "San Diego" | 11 | San Diego |  | SAN DIEGO CA | CA | 984 | 1256 | San Diego | CA | CASANDIE.txt
| 920 | "California" | CA | "San Diego" | 11 | San Diego |  | LONG BEACH CA | CA | 1201 | 1430 | San Diego | CA | CASANDIE.txt
| 921 | "California" | CA | "San Diego" | 11 | San Diego |  | SAN DIEGO CA | CA | 984 | 1256 | San Diego | CA | CASANDIE.txt
| 922 | "California" | CA | "Palm Springs" | 14 | Palm Springs |  | SAN DIEGO CA | CA | 984 | 1256 | San Diego | CA | CASANDIE.txt
| 923 | "California" | CA | "San Bern./Victorville/Redlands" | 32 | San Bern./Victorville/Redlands |  | LAS VEGAS NV | NV | 3201 | 2407 | Las Vegas | NV | NVLASVEG.txt
| 924 | "California" | CA | "San Bernardino" | 16 | San Bernardino |  | LOS ANGELES C.O. CA | CA | 1537 | 1154 | Los Angeles | CA | CALOSANG.txt
| 925 | "California" | CA | "Riverside" | 11 | Riverside |  | LOS ANGELES C.O. CA | CA | 1537 | 1154 | Los Angeles | CA | CALOSANG.txt
| 926 | "California" | CA | "Santa Ana" | 11 | Santa Ana |  | LONG BEACH CA | CA | 1201 | 1430 | Los Angeles | CA | CALOSANG.txt
| 927 | "California" | CA | "Santa Ana" | 11 | Santa Ana |  | LONG BEACH CA | CA | 1201 | 1430 | Los Angeles | CA | CALOSANG.txt
| 928 | "California" | CA | "Anaheim" | 9 | Anaheim |  | LONG BEACH CA | CA | 1201 | 1430 | Los Angeles | CA | CALOSANG.txt
| 930 | "California" | CA | "Ventura/Oxnard" | 16 | Ventura/Oxnard |  | BAKERSFIELD CA | CA | 2365 | 2182 | Los Angeles | CA | CALOSANG.txt
| 931 | "California" | CA | "Santa Barbara" | 15 | Santa Barbara |  | SANTA BARBARA CA | CA | 289 | 2438 | Los Angeles | CA | CALOSANG.txt
| 932 | "California" | CA | "Bakersfield/Visalia" | 21 | Bakersfield/Visalia |  | FRESNO CA | CA | 1967 | 2556 | Fresno | CA | CAFRESNO.txt
| 933 | "California" | CA | "Bakersfield" | 13 | Bakersfield |  | BAKERSFIELD CA | CA | 2365 | 2182 | Fresno | CA | CAFRESNO.txt
| 934 | "California" | CA | "San Luis Obispo" | 17 | San Luis Obispo |  | SANTA MARIA CA | CA | 169 | 2984 | Fresno | CA | CAFRESNO.txt
| 935 | "California" | CA | "Lancaster" | 11 | Lancaster |  | BISHOP CA | CA | 1039 | 4310 | Reno | NV | NVRENO.txt
| 936 | "California" | CA | "Fresno" | 8 | Fresno |  | FRESNO CA | CA | 1967 | 2556 | Fresno | CA | CAFRESNO.txt
| 937 | "California" | CA | "Fresno" | 8 | Fresno |  | FRESNO CA | CA | 1967 | 2556 | Fresno | CA | CAFRESNO.txt
| 939 | "California" | CA | "Monterey" | 10 | Monterey |  | SAN FRANCISCO C.O. CA | CA | 65 | 3005 | San Francisco | CA | CASANFRA.txt
| 940 | "California" | CA | "So. San Francisco" | 19 | So. San Francisco |  | SAN FRANCISCO C.O. CA | CA | 65 | 3005 | San Francisco | CA | CASANFRA.txt
| 941 | "California" | CA | "San Francisco" | 15 | San Francisco |  | SAN FRANCISCO C.O. CA | CA | 65 | 3005 | San Francisco | CA | CASANFRA.txt
| 942 | "California" | CA | "Sacramento/Placerville" | 24 | Sacramento/Placerville |  | SAN FRANCISCO AP CA | CA | 145 | 3016 | Sacramento | CA | CASACRAM.txt
| 943 | "California" | CA | "Palo Alto" | 11 | Palo Alto |  | SAN FRANCISCO AP CA | CA | 145 | 3016 | San Jose | CA | CASANJOS.txt
| 944 | "California" | CA | "San Mateo" | 11 | San Mateo |  | SAN FRANCISCO AP CA | CA | 145 | 3016 | San Jose | CA | CASANJOS.txt
| 945 | "California" | CA | "Concord" | 9 | Concord |  | SACRAMENTO CA | CA | 1237 | 2749 | Sacramento | CA | CASACRAM.txt
| 946 | "California" | CA | "Oakland" | 9 | Oakland |  | SAN FRANCISCO AP CA | CA | 145 | 3016 | San Jose | CA | CASANJOS.txt
| 947 | "California" | CA | "Berkeley" | 10 | Berkeley |  | SAN FRANCISCO AP CA | CA | 145 | 3016 | San Jose | CA | CASANJOS.txt
| 948 | "California" | CA | "Richmond" | 10 | Richmond |  | SAN FRANCISCO AP CA | CA | 145 | 3016 | San Jose | CA | CASANJOS.txt
| 949 | "California" | CA | "San Rafael" | 12 | San Rafael |  | SAN FRANCISCO AP CA | CA | 145 | 3016 | San Jose | CA | CASANJOS.txt
| 950 | "California" | CA | "Gilroy" | 8 | Gilroy |  | SAN FRANCISCO AP CA | CA | 145 | 3016 | San Jose | CA | CASANJOS.txt
| 951 | "California" | CA | "San Jose" | 10 | San Jose |  | SAN FRANCISCO AP CA | CA | 145 | 3016 | San Jose | CA | CASANJOS.txt
| 952 | "California" | CA | "Stockton" | 10 | Stockton |  | STOCKTON CA | CA | 1470 | 2707 | Sacramento | CA | CASACRAM.txt
| 953 | "California" | CA | "Merced" | 8 | Merced |  | SACRAMENTO CA | CA | 1237 | 2749 | Sacramento | CA | CASACRAM.txt
| 954 | "California" | CA | "Santa Rosa" | 12 | Santa Rosa |  | SACRAMENTO CA | CA | 1237 | 2749 | Sacramento | CA | CASACRAM.txt
| 955 | "California" | CA | "Eureka" | 8 | Eureka |  | EUREKA CA | CA | 725 | 4496 | Medford | OR | ORMEDFOR.txt
| 956 | "California" | CA | "Sacramento/Placerville" | 24 | Sacramento/Placerville |  | SACRAMENTO CA | CA | 1237 | 2749 | Sacramento | CA | CASACRAM.txt
| 957 | "California" | CA | "Pollock Pines" | 15 | Pollock Pines |  | RENO NV | NV | 508 | 5674 | Reno | NV | NVRENO.txt
| 958 | "California" | CA | "Sacramento" | 12 | Sacramento |  | SACRAMENTO CA | CA | 1237 | 2749 | Sacramento | CA | CASACRAM.txt
| 959 | "California" | CA | "Marysville" | 12 | Marysville |  | SACRAMENTO CA | CA | 1237 | 2749 | Sacramento | CA | CASACRAM.txt
| 960 | "California" | CA | "Redding" | 9 | Redding |  | REDDING CA | CA | 1797 | 2855 | Sacramento | CA | CASACRAM.txt
| 961 | "California" | CA | "Susanville" | 12 | Susanville |  | WINNEMUCCA NV | NV | 538 | 6315 | Sacramento | CA | CASACRAM.txt
| 967 | "Hawaii" | HI | "Honolulu" | 10 | Honolulu |  | HILO HI | HI | 3284 | 0 | Honolulu | HI | HIHONOLU.txt
| 968 | "Hawaii" | HI | "Honolulu" | 10 | Honolulu |  | HONOLULU HI | HI | 4474 | 0 | Honolulu | HI | HIHONOLU.txt
| 969 | "Guam" | GU | "Mangilao" | 10 | Mangilao |  | GUAM PC | PC | 5034 | 0 | Honolulu | HI | HIHONOLU.txt
| 970 | "Oregon" | OR | "Hood River" | 12 | Hood River |  | SALEM OR | OR | 247 | 4927 | Salem | OR | ORSALEM.txt
| 971 | "Oregon" | OR | "Portland" | 10 | Portland |  | PORTLAND OR | OR | 371 | 4522 | Portland | OR | ORPORTLA.txt
| 972 | "Oregon" | OR | "Portland" | 10 | Portland |  | PORTLAND OR | OR | 371 | 4522 | Portland | OR | ORPORTLA.txt
| 973 | "Oregon" | OR | "Salem" | 7 | Salem |  | SALEM OR | OR | 247 | 4927 | Salem | OR | ORSALEM.txt
| 974 | "Oregon" | OR | "Eugene" | 8 | Eugene |  | EUGENE OR | OR | 300 | 4546 | Eugene | OR | OREUGENE.txt
| 975 | "Oregon" | OR | "Medford" | 9 | Medford |  | MEDFORD OR | OR | 725 | 4611 | Medford | OR | ORMEDFOR.txt
| 976 | "Oregon" | OR | "Klamath Falls" | 15 | Klamath Falls |  | MEDFORD OR | OR | 725 | 4611 | Medford | OR | ORMEDFOR.txt
| 977 | "Oregon" | OR | "Bend" | 6 | Bend |  | BURNS OR | OR | 202 | 7785 | Yakima | WA | WAYAKIMA.txt
| 978 | "Oregon" | OR | "Pendleton" | 11 | Pendleton |  | PENDLETON OR | OR | 701 | 5294 | Yakima | WA | WAYAKIMA.txt
| 979 | "Oregon" | OR | "Ontario" | 9 | Ontario |  | BOISE ID | ID | 754 | 5861 | Boise | ID | IDBOISE.txt
| 980 | "Washington" | WA | "Seattle" | 9 | Seattle |  | SEATTLE C.O. WA | WA | 167 | 4611 | Seattle | WA | WASEATTL.txt
| 981 | "Washington" | WA | "Seattle" | 9 | Seattle |  | SEATTLE C.O. WA | WA | 167 | 4611 | Seattle | WA | WASEATTL.txt
| 982 | "Washington" | WA | "Everett" | 9 | Everett |  | QUILLAYUTE WA | WA | 6 | 5858 | Seattle | WA | WASEATTL.txt
| 983 | "Washington" | WA | "Tacoma" | 8 | Tacoma |  | SEATTLE SEA-TAC AP WA | WA | 190 | 4908 | Seattle | WA | WASEATTL.txt
| 984 | "Washington" | WA | "Tacoma" | 8 | Tacoma |  | SEATTLE SEA-TAC AP WA | WA | 190 | 4908 | Seattle | WA | WASEATTL.txt
| 985 | "Washington" | WA | "Olympia" | 9 | Olympia |  | OLYMPIA WA | WA | 101 | 5655 | Seattle | WA | WASEATTL.txt
| 986 | "Washington" | WA | "Vancouver" | 11 | Vancouver |  | PORTLAND OR | OR | 371 | 4522 | Portland | OR | ORPORTLA.txt
| 988 | "Washington" | WA | "Wenatchee" | 11 | Wenatchee |  | YAKIMA WA | WA | 458 | 5967 | Yakima | WA | WAYAKIMA.txt
| 989 | "Washington" | WA | "Yakima" | 8 | Yakima |  | YAKIMA WA | WA | 458 | 5967 | Yakima | WA | WAYAKIMA.txt
| 990 | "Washington" | WA | "Spokane" | 9 | Spokane |  | SPOKANE WA | WA | 398 | 6842 | Spokane | WA | WASPOKAN.txt
| 991 | "Washington" | WA | "Spokane" | 9 | Spokane |  | SPOKANE WA | WA | 398 | 6842 | Spokane | WA | WASPOKAN.txt
| 992 | "Washington" | WA | "Spokane" | 9 | Spokane |  | SPOKANE WA | WA | 398 | 6842 | Spokane | WA | WASPOKAN.txt
| 993 | "Washington" | WA | "Richland" | 10 | Richland |  | PENDLETON OR | OR | 701 | 5294 | Yakima | WA | WAYAKIMA.txt
| 994 | "Washington" | WA | "Clarkston" | 11 | Clarkston |  | PENDLETON OR | OR | 701 | 5294 | Yakima | WA | WAYAKIMA.txt
| 995 | "Alaska" | AK | "Anchorage" | 11 | Anchorage |  | ANCHORAGE AK | AK | 0 | 10570 | Anchorage | AK | AKANCHOR.txt
| 996 | "Alaska" | AK | "Anchorage" | 11 | Anchorage |  | ANCHORAGE AK | AK | 0 | 10570 | Anchorage | AK | AKANCHOR.txt
| 997 | "Alaska" | AK | "Fairbanks" | 11 | Fairbanks |  | FAIRBANKS AK | AK | 84 | 13940 | Fairbanks | AK | AKFAIRBA.txt
| 998 | "Alaska" | AK | "Juneau" | 8 | Juneau |  | JUNEAU AK | AK | 0 | 8897 | Juneau | AK | AKJUNEAU.txt
| 999 | "Alaska" | AK | "Ketchikan" | 11 | Ketchikan |  | KING SALMON AK | AK | 0 | 11456 | Juneau | AK | AKJUNEAU.txt
| 901 Unique Zip Codes | [6 empty] | 242 Unique Climates |  |  |  | 159 IWIN - NCDC Sites

## Worksheet - Design - Baseline (hidden)
Multi-Family Residential Building
Design Assistant Worksheet
Design Assistant Worksheet
| Unit | Building | Expected Results |  |  |  | Side Calculations |  |  |  |  | ='Design Assistant'!I17
Residential SQFT | #DIV/0! | 0 |  | Resid ES Target Site EU | #DIV/0! | kBtu/year |  | Mean LnEUSo = | 11.2469 | kBtu/yr |  |  |  |  | Bdrms
CDDCOOLP | #N/A |  |  | Resid ES Target Source EU | #DIV/0! | kBtu/year | [6 empty] | Units | Bdrms | /Unit
HDDHEATP | #N/A | [11 empty] | 0 | 0 | #DIV/0!
Bedrooms/unit | #DIV/0!
CDD | #N/A |  |  | Actual Score | #DIV/0!
[8 empty] | Predicted LnEUSo = | #DIV/0! | kBtu/yr |  | Secondary Space | SF | Wkly Hrs | SF Un- heat- ed | SF Not Cool -ed | W/sf | Source kBtu | Source kBtu / unit | Source kBtu @ 168 hours
|  |  |  | Bldg ES Target Site EU | #DIV/0! | kBtu/year | [5 empty] | Under Ground Garage | 0 |  |  | 0 |  | #DIV/0! | #DIV/0!
|  |  |  | Bldg ES Target Source EU | #DIV/0! | kBtu/year | [5 empty] | Above Ground Garage | 0 |  |  | 0 |  | #DIV/0! |  | Assumed 0.75 times residental kBtu/SF.
COOLP | #DIV/0! | [10 empty] | Parking Lot | 0 |  |  | 0 |  | 0 |  | Based on CBECS 99 averages (~200 kBtu/sqft).
HDD | #N/A | [6 empty] | Adjustment Factor = | #DIV/0! |  |  | Building Total | 0 | 168 | NA | NA | 1.46 | 0
HEATP | #DIV/0! | [10 empty] | 0 | 0 | 168 | NA | NA | 0.26 | 0
[12 empty] | 0 | 0 | 84 | NA | NA | 0.12 | 0 |  | Assume parking light operating hrs are 84
Bldg Site Total | #DIV/0! | kBtu | [9 empty] | Source Total | [5 empty] | #DIV/0!
Site EUI | [11 empty] | Bldg Source Total minus Commercial, Garage, Parking Lot | [5 empty] | #DIV/0!
Bldg Source Total | #DIV/0! | kBtu | [9 empty] | Residential & common | 0 |  |  |  |  | #DIV/0!
Source EUI |  |  |  | Resid Site EU (50) = | #DIV/0! | kBtu/year | [5 empty] | Commercial, Garage, and Parking | [5 empty] | 0
Adj Source EUI |  |  |  | Resid Source EU (50) = | #DIV/0! | kBtu/year
Ln Resid So kBtu | #DIV/0! |  |  | Building Site EU (50) = | #DIV/0! | kBtu/year | [6 empty] | Per CBECS 1999, average energy use for commercial space
|  |  |  | Building Source EU (50) = | #DIV/0! | kBtu/year | [6 empty] | is about 200 source kBtu/sqft (office - 213, store - 182)
Model: | [12 empty] | Thus, calc commercial space EU above by sqft x 200.
Ln Source Total = C0 + C1*LN (sqftreg) + C2*CDDcoolp + C3*hddheatp + C4*Bedrooms/unit
Assume common space EU is 75% of residential.
Parameter Estimates | [12 empty] | (Reference: Answers to Ques. 10 in 10/6/2004 email response
|  |  | Parameter |  | Variable | Mean | Minimum | Maximum |  |  |  |  | to Stephanie Jones at CEE)
Variable | DF | Parameter | Estimate |  | LNSRCEUI | 11.2469 | 9.7328 | 12.2078 | N=217
Intercept | 1 | C0 | 6.4144
Lsqftreg | 1 | C1 | 0.69636 |  | LSQFTREG | 6.5995 | 5.7991 | 7.4025 | mean sqftreg= |  | 734.7126
cddcoolp | 1 | C2 | 5.3e-05 |  | CDDCOOLP | 569.0782 | 0 | 5736
hddheatp | 1 | C3 | 2.779e-05 |  | HDDHEATP | 4484.58 | 0 | 8200
bedrooms | 1 | C4 | 0.06205 |  | BEDROOMS | 1.3226 | 0 | 4
Benchmark Score | Adj Ln Source kBtu | Customized Adj Ln Source kBtu | Gamma Fitting Not Done
100 | 10.2945 | #DIV/0!
99 | 10.5118 | #DIV/0!
98 | 10.541 | #DIV/0! |  |  |  |  | E Star Design |  | Average | Your Bldg |  | Delta to min E Star design
97 | 10.557 | #DIV/0! |  |  |  | Building Source Energy Use (kBtu/year) | #DIV/0! |  | #DIV/0! | #DIV/0! |  | #DIV/0!
96 | 10.5913 | #DIV/0!
95 | 10.6156 | #DIV/0! |  |  |  | Building Source E Use Intensity (kBtu/ft2-year) | #DIV/0! |  | #DIV/0! | #DIV/0!
94 | 10.6668 | #DIV/0!
93 | 10.6964 | #DIV/0!
92 | 10.7109 | #DIV/0!
91 | 10.7665 | #DIV/0!
90 | 10.7783 | #DIV/0!
89 | 10.807 | #DIV/0!
88 | 10.8187 | #DIV/0!
87 | 10.8301 | #DIV/0!
86 | 10.8486 | #DIV/0!
85 | 10.8575 | #DIV/0!
84 | 10.8618 | #DIV/0!
83 | 10.8934 | #DIV/0!
82 | 10.9044 | #DIV/0!
81 | 10.9231 | #DIV/0!
80 | 10.9439 | #DIV/0!
79 | 10.9624 | #DIV/0!
78 | 10.9723 | #DIV/0!
77 | 11.0154 | #DIV/0!
76 | 11.0216 | #DIV/0!
75 | 11.0238 | #DIV/0!
74 | 11.0437 | #DIV/0!
73 | 11.0555 | #DIV/0!
72 | 11.0592 | #DIV/0!
71 | 11.0682 | #DIV/0!
70 | 11.0939 | #DIV/0!
69 | 11.1029 | #DIV/0!
68 | 11.1143 | #DIV/0!
67 | 11.1171 | #DIV/0!
66 | 11.1279 | #DIV/0!
65 | 11.1391 | #DIV/0!
64 | 11.148 | #DIV/0!
63 | 11.1523 | #DIV/0!
62 | 11.1552 | #DIV/0!
61 | 11.16 | #DIV/0!
60 | 11.1669 | #DIV/0!
59 | 11.1756 | #DIV/0!
58 | 11.1818 | #DIV/0!
57 | 11.195 | #DIV/0!
56 | 11.1976 | #DIV/0!
55 | 11.2301 | #DIV/0!
54 | 11.2381 | #DIV/0!
53 | 11.2619 | #DIV/0!
52 | 11.2724 | #DIV/0!
51 | 11.2976 | #DIV/0!
50 | 11.302 | #DIV/0!
49 | 11.3027 | #DIV/0!
48 | 11.3279 | #DIV/0!
47 | 11.3328 | #DIV/0!
46 | 11.337 | #DIV/0!
45 | 11.344 | #DIV/0!
44 | 11.3496 | #DIV/0!
43 | 11.3588 | #DIV/0!
42 | 11.3714 | #DIV/0!
41 | 11.3793 | #DIV/0!
40 | 11.3861 | #DIV/0!
39 | 11.3913 | #DIV/0!
38 | 11.3954 | #DIV/0!
37 | 11.4142 | #DIV/0!
36 | 11.428 | #DIV/0!
35 | 11.4427 | #DIV/0!
34 | 11.4482 | #DIV/0!
33 | 11.4499 | #DIV/0!
32 | 11.4548 | #DIV/0!
31 | 11.4699 | #DIV/0!
30 | 11.4771 | #DIV/0!
29 | 11.4821 | #DIV/0!
28 | 11.484 | #DIV/0!
27 | 11.5034 | #DIV/0!
26 | 11.5049 | #DIV/0!
25 | 11.5263 | #DIV/0!
24 | 11.5544 | #DIV/0!
23 | 11.5636 | #DIV/0!
22 | 11.5652 | #DIV/0!
21 | 11.5938 | #DIV/0!
20 | 11.5994 | #DIV/0!
19 | 11.6093 | #DIV/0!
18 | 11.6181 | #DIV/0!
17 | 11.6285 | #DIV/0!
16 | 11.6298 | #DIV/0!
15 | 11.6335 | #DIV/0!
14 | 11.6473 | #DIV/0!
13 | 11.6615 | #DIV/0!
12 | 11.6857 | #DIV/0!
11 | 11.6906 | #DIV/0!
10 | 11.7051 | #DIV/0!
9 | 11.7213 | #DIV/0!
8 | 11.7473 | #DIV/0!
7 | 11.7664 | #DIV/0!
6 | 11.7947 | #DIV/0!
5 | 11.8014 | #DIV/0!
4 | 11.8092 | #DIV/0!
3 | 11.8416 | #DIV/0!
2 | 11.8572 | #DIV/0!
1 | 11.9504 | #DIV/0!
|  |  | 10.1785 | 10.2945 | 10.5118 | 10.541 | 10.557 | 10.5913 | 10.6156 | 10.6668 | 10.6964 | 10.7665 | 10.7783 | 10.807 | 10.8187 | 10.8301 | 10.8486 | 10.8575 |  | 10.8618 | 10.8934 | 10.9044 | 10.9231 | 10.9439 | 10.9624 | 10.9723 | 11.0154 | 11.0216
|  |  | 11.0238 | 11.0437 | 11.0555 | 11.0592 | 11.0682 | 11.0939 | 11.1029 | 11.1143 | 11.1171 | 11.1391 | 11.148 | 11.1523 | 11.1552 | 11.16 | 11.1669 | 11.1756 |  | 11.1818 | 11.195 | 11.1976 | 11.2301 | 11.2381 | 11.2619 | 11.2724 | 11.2976 | 11.302
|  |  | 11.3027 | 11.3279 | 11.3328 | 11.337 | 11.344 | 11.3496 | 11.3588 | 11.3714 | 11.3793 | 11.3913 | 11.3954 | 11.4142 | 11.428 | 11.4427 | 11.4482 | 11.4499 |  | 11.4548 | 11.4699 | 11.4771 | 11.4821 | 11.484 | 11.5034 | 11.5049 | 11.5263 | 11.5544
|  |  | 11.5636 | 11.5652 | 11.5938 | 11.5994 | 11.6093 | 11.6181 | 11.6285 | 11.6298 | 11.6335 | 11.6615 | 11.6857 | 11.6906 | 11.7051 | 11.7213 | 11.7473 | 11.7664 |  | 11.7947 | 11.8014 | 11.8092 | 11.8416 | 11.8572 | 11.9504
|  | 100 | 10.2945
|  | 99 | 10.5118
|  | 98 | 10.541
|  | 97 | 10.557
|  | 96 | 10.5913
|  | 95 | 10.6156
|  | 94 | 10.6668
|  | 93 | 10.6964
|  | 92 | 10.7109
|  | 91 | 10.7665
|  | 90 | 10.7783
|  | 89 | 10.807
|  | 88 | 10.8187
|  | 87 | 10.8301
|  | 86 | 10.8486
|  | 85 | 10.8575
|  | 84 | 10.8618
|  | 83 | 10.8934
|  | 82 | 10.9044
|  | 81 | 10.9231
|  | 80 | 10.9439
|  | 79 | 10.9624
|  | 78 | 10.9723
|  | 77 | 11.0154
|  | 76 | 11.0216
|  | 75 | 11.0238
|  | 74 | 11.0437
|  | 73 | 11.0555
|  | 72 | 11.0592
|  | 71 | 11.0682
|  | 70 | 11.0939
|  | 69 | 11.1029
|  | 68 | 11.1143
|  | 67 | 11.1171
|  | 66 | 11.1279
|  | 65 | 11.1391
|  | 64 | 11.148
|  | 63 | 11.1523
|  | 62 | 11.1552
|  | 61 | 11.16
|  | 60 | 11.1669
|  | 59 | 11.1756
|  | 58 | 11.1818
|  | 57 | 11.195
|  | 56 | 11.1976
|  | 55 | 11.2301
|  | 54 | 11.2381
|  | 53 | 11.2619
|  | 52 | 11.2724
|  | 51 | 11.2976
|  | 50 | 11.302
|  | 49 | 11.3027
|  | 48 | 11.3279
|  | 47 | 11.3328
|  | 46 | 11.337
|  | 45 | 11.344
|  | 44 | 11.3496
|  | 43 | 11.3588
|  | 42 | 11.3714
|  | 41 | 11.3793
|  | 40 | 11.3861
|  | 39 | 11.3913
|  | 38 | 11.3954
|  | 37 | 11.4142
|  | 36 | 11.428
|  | 35 | 11.4427
|  | 34 | 11.4482
|  | 33 | 11.4499
|  | 32 | 11.4548
|  | 31 | 11.4699
|  | 30 | 11.4771
|  | 29 | 11.4821
|  | 28 | 11.484
|  | 27 | 11.5034
|  | 26 | 11.5049
|  | 25 | 11.5263
|  | 24 | 11.5544
|  | 23 | 11.5636
|  | 22 | 11.5652
|  | 21 | 11.5938
|  | 20 | 11.5994
|  | 19 | 11.6093
|  | 18 | 11.6181
|  | 17 | 11.6285
|  | 16 | 11.6298
|  | 15 | 11.6335
|  | 14 | 11.6473
|  | 13 | 11.6615
|  | 12 | 11.6857
|  | 11 | 11.6906
|  | 10 | 11.7051
|  | 9 | 11.7213
|  | 8 | 11.7473
|  | 7 | 11.7664
|  | 6 | 11.7947
|  | 5 | 11.8014
|  | 4 | 11.8092
|  | 3 | 11.8416
|  | 2 | 11.8572
|  | 1 | 11.9504

## Worksheet - Design - Proposed (hidden)
Multi-Family Residential Building
Design Assistant Worksheet
Design Assistant Worksheet
| Unit | Building | Expected Results |  |  |  | Side Calculations
Residential SQFT | #DIV/0! | 0 |  | Resid ES Target Site EU | #DIV/0! | kBtu/year |  | Mean LnEUSo = | 11.2469 | kBtu/yr |  |  |  |  | Bdrms
CDDCOOLP | #N/A |  |  | Resid ES Target Source EU | #DIV/0! | kBtu/year | [6 empty] | Units | Bdrms | /Unit
HDDHEATP | #N/A | [11 empty] | 0 | 0 | #DIV/0!
Bedrooms/unit | #DIV/0!
CDD | #N/A |  |  | Actual Score | #DIV/0!
[8 empty] | Predicted LnEUSo = | #DIV/0! | kBtu/yr |  | Secondary Space | SF | Wkly Hrs | SF Un- heat- ed | SF Not Cool -ed | W/sf | Source kBtu | Source kBtu / unit | Source kBtu @ 168 hours
|  |  |  | Bldg ES Target Site EU | #DIV/0! | kBtu/year | [5 empty] | Commercial Space | 0 |  |  | 0 |  | #DIV/0! | #DIV/0!
|  |  |  | Bldg ES Target Source EU | #DIV/0! | kBtu/year | [5 empty] | Under Ground Garage | 0 |  |  | 0 |  | #DIV/0! |  | Assumed 0.75 times residental kBtu/SF.
COOLP | #DIV/0! | [10 empty] | Above Ground Garage | 0 |  |  | 0 |  | 0 |  | Based on CBECS 99 averages (~200 kBtu/sqft).
HDD | #N/A | [6 empty] | Adjustment Factor = | #DIV/0! |  |  | Parking Lot | 0 | 168 | NA | NA | 1.46 | 0
HEATP | #DIV/0! | [10 empty] | Building Total | 0 | 168 | NA | NA | 0.26 | 0
[12 empty] | 0 | 0 | 84 | NA | NA | 0.12 | 0 |  | Assume parking light operating hrs are 84
Bldg Site Total | 0 | kBtu | [9 empty] | Source Total | [5 empty] | 0
Site EUI | [11 empty] | Bldg Source Total minus Commercial, Garage, Parking Lot | [5 empty] | 0
Bldg Source Total | 0 | kBtu | [9 empty] | Residential & common | 0 |  |  |  |  | #DIV/0!
Source EUI |  |  |  | Resid Site EU (50) = | #DIV/0! | kBtu/year | [5 empty] | Commercial, Garage, and Parking | [5 empty] | 0
Adj Source EUI |  |  |  | Resid Source EU (50) = | #DIV/0! | kBtu/year
Ln Resid So kBtu | #DIV/0! |  |  | Building Site EU (50) = | #DIV/0! | kBtu/year | [6 empty] | Per CBECS 1999, average energy use for commercial space
|  |  |  | Building Source EU (50) = | #DIV/0! | kBtu/year | [6 empty] | is about 200 source kBtu/sqft (office - 213, store - 182)
Model: | [12 empty] | Thus, calc commercial space EU above by sqft x 200.
Ln Source Total = C0 + C1*LN (sqftreg) + C2*CDDcoolp + C3*hddheatp + C4*Bedrooms/unit
Assume common space EU is 75% of residential.
Parameter Estimates | [12 empty] | (Reference: Answers to Ques. 10 in 10/6/2004 email response
|  |  | Parameter |  | Variable | Mean | Minimum | Maximum |  |  |  |  | to Stephanie Jones at CEE)
Variable | DF | Parameter | Estimate |  | LNSRCEUI | 11.2469 | 9.7328 | 12.2078 | N=217
Intercept | 1 | C0 | 6.4144
Lsqftreg | 1 | C1 | 0.69636 |  | LSQFTREG | 6.5995 | 5.7991 | 7.4025 | mean sqftreg= |  | 734.7126
cddcoolp | 1 | C2 | 5.3e-05 |  | CDDCOOLP | 569.0782 | 0 | 5736
hddheatp | 1 | C3 | 2.779e-05 |  | HDDHEATP | 4484.58 | 0 | 8200
bedrooms | 1 | C4 | 0.06205 |  | BEDROOMS | 1.3226 | 0 | 4
Benchmark Score | Adj Ln Source kBtu | Customized Adj Ln Source kBtu | Gamma Fitting Not Done
100 | 10.2945 | #DIV/0!
99 | 10.5118 | #DIV/0!
98 | 10.541 | #DIV/0! |  |  |  |  | E Star Design |  | Average | Your Bldg |  | Delta to min E Star design
97 | 10.557 | #DIV/0! |  |  |  | Building Source Energy Use (kBtu/year) | #DIV/0! |  | #DIV/0! | 0 |  | #DIV/0!
96 | 10.5913 | #DIV/0!
95 | 10.6156 | #DIV/0! |  |  |  | Building Source E Use Intensity (kBtu/ft2-year) | #DIV/0! |  | #DIV/0! | #DIV/0!
94 | 10.6668 | #DIV/0!
93 | 10.6964 | #DIV/0!
92 | 10.7109 | #DIV/0!
91 | 10.7665 | #DIV/0!
90 | 10.7783 | #DIV/0!
89 | 10.807 | #DIV/0!
88 | 10.8187 | #DIV/0!
87 | 10.8301 | #DIV/0!
86 | 10.8486 | #DIV/0!
85 | 10.8575 | #DIV/0!
84 | 10.8618 | #DIV/0!
83 | 10.8934 | #DIV/0!
82 | 10.9044 | #DIV/0!
81 | 10.9231 | #DIV/0!
80 | 10.9439 | #DIV/0!
79 | 10.9624 | #DIV/0!
78 | 10.9723 | #DIV/0!
77 | 11.0154 | #DIV/0!
76 | 11.0216 | #DIV/0!
75 | 11.0238 | #DIV/0!
74 | 11.0437 | #DIV/0!
73 | 11.0555 | #DIV/0!
72 | 11.0592 | #DIV/0!
71 | 11.0682 | #DIV/0!
70 | 11.0939 | #DIV/0!
69 | 11.1029 | #DIV/0!
68 | 11.1143 | #DIV/0!
67 | 11.1171 | #DIV/0!
66 | 11.1279 | #DIV/0!
65 | 11.1391 | #DIV/0!
64 | 11.148 | #DIV/0!
63 | 11.1523 | #DIV/0!
62 | 11.1552 | #DIV/0!
61 | 11.16 | #DIV/0!
60 | 11.1669 | #DIV/0!
59 | 11.1756 | #DIV/0!
58 | 11.1818 | #DIV/0!
57 | 11.195 | #DIV/0!
56 | 11.1976 | #DIV/0!
55 | 11.2301 | #DIV/0!
54 | 11.2381 | #DIV/0!
53 | 11.2619 | #DIV/0!
52 | 11.2724 | #DIV/0!
51 | 11.2976 | #DIV/0!
50 | 11.302 | #DIV/0!
49 | 11.3027 | #DIV/0!
48 | 11.3279 | #DIV/0!
47 | 11.3328 | #DIV/0!
46 | 11.337 | #DIV/0!
45 | 11.344 | #DIV/0!
44 | 11.3496 | #DIV/0!
43 | 11.3588 | #DIV/0!
42 | 11.3714 | #DIV/0!
41 | 11.3793 | #DIV/0!
40 | 11.3861 | #DIV/0!
39 | 11.3913 | #DIV/0!
38 | 11.3954 | #DIV/0!
37 | 11.4142 | #DIV/0!
36 | 11.428 | #DIV/0!
35 | 11.4427 | #DIV/0!
34 | 11.4482 | #DIV/0!
33 | 11.4499 | #DIV/0!
32 | 11.4548 | #DIV/0!
31 | 11.4699 | #DIV/0!
30 | 11.4771 | #DIV/0!
29 | 11.4821 | #DIV/0!
28 | 11.484 | #DIV/0!
27 | 11.5034 | #DIV/0!
26 | 11.5049 | #DIV/0!
25 | 11.5263 | #DIV/0!
24 | 11.5544 | #DIV/0!
23 | 11.5636 | #DIV/0!
22 | 11.5652 | #DIV/0!
21 | 11.5938 | #DIV/0!
20 | 11.5994 | #DIV/0!
19 | 11.6093 | #DIV/0!
18 | 11.6181 | #DIV/0!
17 | 11.6285 | #DIV/0!
16 | 11.6298 | #DIV/0!
15 | 11.6335 | #DIV/0!
14 | 11.6473 | #DIV/0!
13 | 11.6615 | #DIV/0!
12 | 11.6857 | #DIV/0!
11 | 11.6906 | #DIV/0!
10 | 11.7051 | #DIV/0!
9 | 11.7213 | #DIV/0!
8 | 11.7473 | #DIV/0!
7 | 11.7664 | #DIV/0!
6 | 11.7947 | #DIV/0!
5 | 11.8014 | #DIV/0!
4 | 11.8092 | #DIV/0!
3 | 11.8416 | #DIV/0!
2 | 11.8572 | #DIV/0!
1 | 11.9504 | #DIV/0!
|  |  | 10.1785 | 10.2945 | 10.5118 | 10.541 | 10.557 | 10.5913 | 10.6156 | 10.6668 | 10.6964 | 10.7665 | 10.7783 | 10.807 | 10.8187 | 10.8301 | 10.8486 | 10.8575 |  | 10.8618 | 10.8934 | 10.9044 | 10.9231 | 10.9439 | 10.9624 | 10.9723 | 11.0154 | 11.0216
|  |  | 11.0238 | 11.0437 | 11.0555 | 11.0592 | 11.0682 | 11.0939 | 11.1029 | 11.1143 | 11.1171 | 11.1391 | 11.148 | 11.1523 | 11.1552 | 11.16 | 11.1669 | 11.1756 |  | 11.1818 | 11.195 | 11.1976 | 11.2301 | 11.2381 | 11.2619 | 11.2724 | 11.2976 | 11.302
|  |  | 11.3027 | 11.3279 | 11.3328 | 11.337 | 11.344 | 11.3496 | 11.3588 | 11.3714 | 11.3793 | 11.3913 | 11.3954 | 11.4142 | 11.428 | 11.4427 | 11.4482 | 11.4499 |  | 11.4548 | 11.4699 | 11.4771 | 11.4821 | 11.484 | 11.5034 | 11.5049 | 11.5263 | 11.5544
|  |  | 11.5636 | 11.5652 | 11.5938 | 11.5994 | 11.6093 | 11.6181 | 11.6285 | 11.6298 | 11.6335 | 11.6615 | 11.6857 | 11.6906 | 11.7051 | 11.7213 | 11.7473 | 11.7664 |  | 11.7947 | 11.8014 | 11.8092 | 11.8416 | 11.8572 | 11.9504
|  | 100 | 10.2945
|  | 99 | 10.5118
|  | 98 | 10.541
|  | 97 | 10.557
|  | 96 | 10.5913
|  | 95 | 10.6156
|  | 94 | 10.6668
|  | 93 | 10.6964
|  | 92 | 10.7109
|  | 91 | 10.7665
|  | 90 | 10.7783
|  | 89 | 10.807
|  | 88 | 10.8187
|  | 87 | 10.8301
|  | 86 | 10.8486
|  | 85 | 10.8575
|  | 84 | 10.8618
|  | 83 | 10.8934
|  | 82 | 10.9044
|  | 81 | 10.9231
|  | 80 | 10.9439
|  | 79 | 10.9624
|  | 78 | 10.9723
|  | 77 | 11.0154
|  | 76 | 11.0216
|  | 75 | 11.0238
|  | 74 | 11.0437
|  | 73 | 11.0555
|  | 72 | 11.0592
|  | 71 | 11.0682
|  | 70 | 11.0939
|  | 69 | 11.1029
|  | 68 | 11.1143
|  | 67 | 11.1171
|  | 66 | 11.1279
|  | 65 | 11.1391
|  | 64 | 11.148
|  | 63 | 11.1523
|  | 62 | 11.1552
|  | 61 | 11.16
|  | 60 | 11.1669
|  | 59 | 11.1756
|  | 58 | 11.1818
|  | 57 | 11.195
|  | 56 | 11.1976
|  | 55 | 11.2301
|  | 54 | 11.2381
|  | 53 | 11.2619
|  | 52 | 11.2724
|  | 51 | 11.2976
|  | 50 | 11.302
|  | 49 | 11.3027
|  | 48 | 11.3279
|  | 47 | 11.3328
|  | 46 | 11.337
|  | 45 | 11.344
|  | 44 | 11.3496
|  | 43 | 11.3588
|  | 42 | 11.3714
|  | 41 | 11.3793
|  | 40 | 11.3861
|  | 39 | 11.3913
|  | 38 | 11.3954
|  | 37 | 11.4142
|  | 36 | 11.428
|  | 35 | 11.4427
|  | 34 | 11.4482
|  | 33 | 11.4499
|  | 32 | 11.4548
|  | 31 | 11.4699
|  | 30 | 11.4771
|  | 29 | 11.4821
|  | 28 | 11.484
|  | 27 | 11.5034
|  | 26 | 11.5049
|  | 25 | 11.5263
|  | 24 | 11.5544
|  | 23 | 11.5636
|  | 22 | 11.5652
|  | 21 | 11.5938
|  | 20 | 11.5994
|  | 19 | 11.6093
|  | 18 | 11.6181
|  | 17 | 11.6285
|  | 16 | 11.6298
|  | 15 | 11.6335
|  | 14 | 11.6473
|  | 13 | 11.6615
|  | 12 | 11.6857
|  | 11 | 11.6906
|  | 10 | 11.7051
|  | 9 | 11.7213
|  | 8 | 11.7473
|  | 7 | 11.7664
|  | 6 | 11.7947
|  | 5 | 11.8014
|  | 4 | 11.8092
|  | 3 | 11.8416
|  | 2 | 11.8572
|  | 1 | 11.9504

## Side Calcs - Proposed (hidden)
|  |  | Elec. Units |  |  |  | Gas Units |  |  |  | Oil Units |  |  |  | Steam Units |  |  |  | Chilled Water Units |  |  |  | Cooking |  |  | Cooling |  | Months in Use
[5 empty] | Source | Site |  |  | Source | Site |  |  | Source | Site |  |  | Source | Site |  |  | Source | Site |  |  | Value |  | Value |  | Value
|  |  | 2 | kBTU | 3.0188 | 1 | 2 | kBTU | 1.024 | 1 | 0 | 0 | 0 | 0 | 0 | 0 | 0 | 0 | 0 | 0 | 0 | 0 | 1 | Yes | 1 | 1 | 0 | 2 | 10
|  |  | 5 |  |  |  | 5 |  |  |  | 5 |  |  |  | 5 |  |  |  | 5 |  |  |  | 5 |  |  | 5 |  | 5
|  |  |  | kWh | 10.3 | 3.412 |  | Therms | 102.4 | 100 |  | Gal | 138.6 | 138.6 |  | MLbs | 14.8764 | 10.78 |  | Ton-Hrs | 12000 | 12000 |  | Yes | 1 |  | 0 |  | 9
|  |  |  | kBTU | 3.0188 | 1 |  | kBTU | 1.024 | 1 |  | kBTU | 1 | 1 |  | kBTU | 1.38 | 1 |  | kBTU | 1 | 1 |  | No | 0 |  | 10 |  | 10
[27 empty] | 20 |  | 11
Old Below Ground EUI = | 131.4 | kBtu/ft2-yr | [24 empty] | 30 |  | 12
New Below Ground EUI = | 76.3 | kBtu/ft2-yr | [24 empty] | 40
50
[5 empty] | Electricity | Gas | Oil | Steam | Chilled Water | Total | [16 empty] | 60
[5 empty] | kBtu | kBtu | kBtu | kBtu | kBtu | kBtu | [16 empty] | 70
|  |  |  | Source | 0 | 0 | 0 | 0 | 0 | 0 | [16 empty] | 80
|  |  |  | Site | 0 | 0 | 0 | 0 | 0 | 0 | [16 empty] | 90
|  |  |  | %Source | #DIV/0! | #DIV/0! | #DIV/0! | #DIV/0! | #DIV/0! | [17 empty] | 100
|  |  |  | %Site | #DIV/0! | #DIV/0!