## NYSERDA Reporting (hidden)
Project Energy Savings and Financial Summary per Building
Projected Annual Cost Savings ($) | #DIV/0!
Projected Annual Cost Savings (%) | #DIV/0!
Minimum Performance Target (%) | 15%
Project Exceeds Performance Target By | #DIV/0!
Baseline Design RECS Score | #DIV/0!
RECS Score | #DIV/0!
Total Projected Incremental Costs | 0
Project Level TRC | #DIV/0!
Simple Payback Period (SPP in years) | #DIV/0!
Savings-to-Investment Ratio (SIR) | 0
Weighted Average Lifetime | #DIV/0!
Simulation Summary
| Baseline Simulation | Simulation | Difference | Percent Difference
Total Annual Energy Cost (All Fuels) | #DIV/0! | 0 | #DIV/0! | #DIV/0!
Electricity Consumption (kWh/yr) | #DIV/0! | 0 | #DIV/0! | #DIV/0!
Fuel Consumption (MMBtu/yr) | #DIV/0! | 0 | #DIV/0! | #DIV/0!
Total Energy Consumption (MMBtu/yr) | #DIV/0! | 0 | #DIV/0! | #DIV/0!
Energy Use by End Use
End use | Predominent Energy Source | Baseline Energy (MMBtu) | Energy (MMBtu) | Percent Improvement | Baseline Electricity (kWh/yr) | Baseline Fuel (MMBtu/yr) | Electricity (kWh/yr) | Fuel (MMBtu/yr)
Lighting | #DIV/0! | #DIV/0! | 0 | #DIV/0! | #DIV/0! | #DIV/0! | 0 | 0
Space Heating | #DIV/0! | #DIV/0! | 0 | #DIV/0! | #DIV/0! | #DIV/0! | 0 | 0
Space Cooling | #DIV/0! | #DIV/0! | 0 | #DIV/0! | #DIV/0! | #DIV/0! | 0 | 0
Pumps | #DIV/0! | #DIV/0! | 0 | #DIV/0! | #DIV/0! | #DIV/0! | 0 | 0
Heat rejection | #DIV/0! | #DIV/0! | 0 | #DIV/0! | #DIV/0! | #DIV/0! | 0 | 0
Fans - interior | #DIV/0! | #DIV/0! | 0 | #DIV/0! | #DIV/0! | #DIV/0! | 0 | 0
Service water heating | #DIV/0! | #DIV/0! | 0 | #DIV/0! | #DIV/0! | #DIV/0! | 0 | 0
Other equipment/plug loads | #DIV/0! | #DIV/0! | 0 | #DIV/0! | #DIV/0! | #DIV/0! | 0 | 0
Total |  | #DIV/0! | 0 | #DIV/0! | #DIV/0! | #DIV/0! | 0 | 0
Designs
Building Component | 0 | Baseline Design
Wall (above and below grade wall construction and U-value) | AGW: , U-; BGW: , C- | AGW: Per ASHRAE, U- (res) & U- (non-res); BGW: Per ASHRAE, C- (res); C- (non-res)
Doors | , U- | Exterior doors: , U-
Windows (window-to-wall-ratio,frame material, U-Value and SHGC) | , , U-, SHGC-, window to wall ratio | Windows: Per ASHRAE, , U-, SHGC-, window to wall ratio
Floor (U-Value and construction for exposed floor and slabs) | Slab-below-grade: , C-; Slab-on-grade: , F-; Floor Perimeter: , U-; Floor above cond. Space: , U- | Slab-below-grade: Per ASHRAE, C-; Slab-on-grade: Per ASHRAE, F- (res) & F- (non-res); Floor Perimeter: Per ASHRAE, U- (res) & U- (non-res); Floor above cond. Space: Per ASHRAE, U- (res) & U- (non-res)
Roof (U-Value and construction) | , U- | Roof Insulation: Per ASHRAE, U-
Lighting Power Density | Common area: Corridors: , ; In-unit: In-unit Lighting: W/SF; Garage Lighting: Garage Lighting: W/SF; Exit Signs: Exit Signs: kW | Common Area: Corridors - 0.66, ; In-unit Lighting: 0.60 W/SF W/SF; Garage Lighting: W/SF; Exit Signs: kW
Lighting Controls | 0 | Lighting Controls: N/A
Exterior Lighting | Exterior Lighting: kW | Exterior Lighting: kW
Appliances | N/A; N/A; N/A; N/A ;N/A; N/A | N/A; N/A; N/A; N/A; N/A; N/A
Misc. Plug Loads | 0 | 0
Renewable Systems | , | N/A
Heating/Cooling system type and efficiency (include all heating systems) | Primary system: (0% AFUE); Tertiary System: (0% Et) | (0% AFUE)
Mechanical Ventilation (include exhaust/supply CFM and system description) | Kitchen: 110 CFM (Intermittent) Bathroom: 150 CFM (Continuous); Non-corridor: NA CFM; Corridor: 0 CFM; 0 | Kitchen: 100 CFM (Intermittent) Bathroom: 20 CFM (Continuous); Non-corridor Exhaust: NA CFM; Corridor Supply Ventilation: 0 CFM; Fresh air supplied to apts by:
Fan and Pump descriptino | Heating pump: NEMA Motor, W/GPM; DHW pump: hp NEMA efficient motor, 0.0%; kW/CFM | Heating pump: NEMA Standard Motor, 19 W/GPM; DHW pump: hp NEMA efficiency motor, 0.0% efficient; Space heating fan power: 0.0003 kW/CFM
Domestic Water Heating (include system type, efficiency, and hot water demand) | ( kBtu) Et- 0%; Hot Water Demand: | Et-0%; Hot Water Demand:

## ERMs (hidden)
Building Components
| Measure # | Proposed Method of Compliance (by PM/client) | Values Used in Energy Model (Modeling Submittal Notes) | Baseline
APPLIANCES
Refrigerator | 0 | N/A | N/A | N/A
Dishwasher | 0 | N/A | N/A | N/A
Clothes Washer | 0 | N/A | N/A | N/A
Stove | 0 | N/A | N/A | N/A
Dryer | 0 | N/A | N/A | N/A
Elevator | 0 | N/A | N/A | N/A
<Other Appliance> (kWh/yr) | 0 | N/A | N/A | N/A
DOMESTIC HOT WATER
Domestic Hot Water-Type & Efficiency | 0 | ( kBtu) Et- 0% | Baseline: Et-0%, kBtu Proposed: Et-0%, kBtu | Et-0%
Domestic Hot Water - Storage Insulation | 0 | gal Storage Tank, R- | Baseline: R-12.5, gal Proposed: R-, gal | gal storage tank, R-12.5
Domestic Hot Water - Low Flow Fixtures | 0 | Showerheads: gpm Kitchen Faucets: gpm Lavatory Faucets: gpm Toilets: gpf | Baseline: 0 gpm Proposed: 0 gpm | Showerheads: 2.5 gpm Kitchen Faucets: 2.5 gpm Lavatory Faucets: 2.5 gpm Toilets: 1.6 gpf
ENVELOPE |  | The envelope measures listed below must comply with ASHRAE Standard 90.1-2007 Section 5.4 in addition to the listed requirements.
Below Grade Wall Insulation | 0 | , C- | Baseline: C- (res) & C- (non-res) Proposed: C- | BGW: Per ASHRAE, C- (res); C- (non-res)
Above Grade Wall Insulation | 0 | , U- | Baseline: U- (res) & U- (non-res) Proposed: U- | AGW: Per ASHRAE, U- (res) & U- (non-res)
Floor Perimeter/Plank Edge Insulation | 0 | , U- | Baseline: U- (res) & U- (non-res) Proposed: U- | Floor Perimeter: Per ASHRAE, U- (res) & U- (non-res)
Roof Insulation | 0 | , U- | Baseline: U- Proposed: U- | Roof Insulation: Per ASHRAE, U-
Floor Insulation Above Unconditioned Space | 0 | , U- | Baseline: U- (res) & U- (non-res) Proposed: U- | Floor above cond. Space: Per ASHRAE, U- (res) & U- (non-res)
Below Grade Slab Floor Insulation | 0 | , C- | Baseline: C- Proposed: C- | Slab-below-grade: Per ASHRAE, C-
Slab-on-Grade Insulation (Unheated) | 0 | , F- | Baseline: F- (res) & F- (non-res) Proposed: F- | Slab-on-grade: Per ASHRAE, F- (res) & F- (non-res)
Slab-on-Grade Insulation (Embedded Heat) | 0 | , F- | Baseline: F- (res) & F- (non-res) Proposed: F- | Slab-on-grade: Per ASHRAE, F- (res) & F- (non-res)
Windows | 0 | , , U-, SHGC- | Baseline: U-, SHGC- Proposed: U-, SHGC- | Windows: Per ASHRAE, , U-, SHGC-
Shading Devices | 0 | 0 | Baseline: Proposed: | 0
Exterior Doors | 0 | , U- | Baseline: U- Proposed: U- | Exterior doors: , U-
HEATING & COOLING |  | The Heating and Cooling measures listed below must comply with ASHRAE Standard 90.1-2007 Section 6.4 in addition to the listed requirements below.
Space Heating - Type & Efficiency | NA | Primary system: (0% AFUE); Tertiary System: (0% Et) | Baseline: 0% AFUE Proposed (Primary): 0% AFUE Proposed (Tertiary): 0% Et | (0% AFUE)
Space Heating - Type & Efficiency (Primary) | 0 | , 0% AFUE serving | Baseline: 0% AFUE Proposed: 0% AFUE | , 0% AFUE
Space Heating - Type & Efficiency (Secondary) | 0 | , 0% Et serving | Baseline: 0% AFUE Proposed: 0% Et | , 0% AFUE
Space Heating - Type & Efficiency (Tertiary) | 0 | , 0% Et serving | Baseline: 0% AFUE Proposed: 0% Et | , 0% AFUE
Heating Terminal Units - Electric or Freeze Protection | NA | N/A | N/A | N/A
Space Heating Distribution -Fan Power | 0 | kW/CFM | Baseline: 0.0003 kW/CFM Proposed: kW/CFM | Space heating fan power: 0.0003 kW/CFM
Space Heating Distribution - Fan Control | 0 | Space heating fan controls: | Baseline: Proposed: | Space heating fan controls:
Space Cooling Distribution - Fan Control | 0 | Space cooling fan controls: | Baseline: Constant Volume Proposed: | Space cooling fan controls: Constant Volume
Space Cooling Distribution - Fan Power | 0 | kW/CFM | Baseline: 0.0003 kW/CFM Proposed: kW/CFM | Space cooling fan power: 0.0003 kW/CFM
Space Heating - Sizing | NA | Primary System: kBtu Secondary System: kBtu Tertiary System: kBtu | Baseline: kBtu Proposed: 0 kBtu | kBtu
Space Heating - Design Temperatures | 0 | Hot Water Design Supply Temperature: °F Hot Water Design Return Temperature: °F | Baseline: 180°F, DELTA_T: 50°F Proposed: °F, DELTA_T: 0°F | Hot Water Design Supply Temperature: 180 °F Hot Water Design Return Temperature: 130 °F
Space Heating - Controls | 0 | , | Baseline :OA Reset, 180°F at 20°F and below, 150°F at 50°F and above Proposed: , | OA Reset, 180°F at 20°F and below, 150°F at 50°F and above
Thermostat Setting | NA | Heating: 70 °F/72 °F Cooling: 78 °F/80 °F | Heating: 70 °F/72 °F Cooling: 78 °F/80 °F | Heating: 70 °F/72 °F Cooling: 78 °F/80 °F
Space Cooling - Type and Efficiency | NA | Primary System: serving , SEER Secondary system: serving , EER Secondary system: serving , EER | Baseline: SEER Proposed (Primary): SEER Proposed (Secondary): EER Proposed (Secondary): EER | Primary System: serving whole building, SEER
Space Cooling - Type and Efficiency (Primary) | 0 | , SEER serving | Baseline: SEER Proposed: SEER | , SEER
Space Cooling - Type and Efficiency (Secondary) | 0 | N/A | N/A | N/A
Space Cooling - Type and Efficiency (Tertiary) | 0 | N/A | N/A | N/A
Space Cooling - Sizing | NA | Primary system: tons Secondary system: tons | Baseline: tons Proposed (primary): tons Proposed (secondary): tons | tons
Space Cooling - Controls | NA | None | Baseline: None Proposed: | 0
LIGHTING
Lighting Controls | 0 | 0 | Baseline: N/A Proposed: | Lighting Controls: N/A
Common Area Lighting | 0 | Corridors: , | Baseline: Corridors - 0.66, Proposed: Corridors - , | Corridors - 0.66,
Exit Signs | 0 | Exit Signs: kW | Baseline: kW Proposed: kW | Exit Signs: kW
Exterior Lights | 0 | Exterior Lighting: kW | Baseline: kW, 12 hr/day Proposed: kW, 12 hr/day | Exterior Lighting: kW
Garage Lighting | 0 | Garage Lighting: W/SF | Baseline: W/SF, 24 hr/day Proposed: W/SF, 24 hr/day | Garage Lighting: W/SF
In-Unit Lighting | 0 | In-unit Lighting: W/SF | Baseline: 0.6 W/SF, 2.34 hr/day Proposed: W/SF, 2.34 hr/day | In-unit Lighting: 0.60 W/SF W/SF
MOTORS (3-PHASE , > 1 HP)
Heating Circulating Pumps | 0 | NEMA Motor, W/GPM | Baseline: 19 W/GPM Proposed: W/GPM | NEMA Standard Motor, 19 W/GPM
Heating Circulating Pumps - Control | 0 | Heating pump motor: hp | Baseline: hp One-Speed motor Proposed: hp motor | Heating pump motor: hp One-Speed
DHW Circulating Pumps | 0 | hp NEMA efficient motor, 0.0% | Baseline: 0.0% Proposed: 0.0% | hp NEMA efficiency motor, 0.0% efficient
DHW Circulating Pumps - Control | 0 | DHW pump control: hp | Baseline: hp control Proposed: hp control | DHW pump control: hp
VENTILATION
Ventilation: Thermal (Apartments) | 0 | Kitchen: 110 CFM (Intermittent) Bathroom: 150 CFM (Continuous) | Baseline: 0 CFM Proposed: 0 CFM | Kitchen: 100 CFM (Intermittent) Bathroom: 20 CFM (Continuous)
Ventilation: Thermal (Non-apt, Non-corridor spaces) | 0 | Non-corridor: NA CFM | Baseline: NA CFM Proposed: CFM | Non-corridor Exhaust: NA CFM
Ventilation: Thermal Corridors | 0 | Corridor: 0 CFM | Baseline: 0 CFM Proposed: 0 CFM | Corridor Supply Ventilation: 0 CFM
Ventilation: Supply to Apartments (Fresh Air) | NA | 0 | Baseline: Proposed: | Fresh air supplied to apts by:
Ventilation: Infiltration | 0 | Proposed infiltration rate: ACH | Baseline: ACH Proposed: ACH | Baseline infiltration rate: ACH
Ventilation: Efficiency Other Fans | 0 | Proposed fan efficiency: 0% | Baseline: Included in baseline allowance Proposed: 0% | Included in W/CFM baseline allowance per ASHRAE 90.1 Appx G3.1.2.10
Ventilation: Supply Airflow (CFM) Primary System | 0 | Proposed supply airflow (primary system): CFM | Baseline: CFM Proposed: CFM | Baseline supply airflow (primary system): CFM
Ventilation: Supply Airflow (CFM) Secondary System | 0 | Proposed supply airflow (secondary system): CFM | Baseline: CFM Proposed: CFM | Baseline supply airflow (secondary system): CFM
Ventilation: Supply Airflow (CFM) Tertiary System | 0 | Proposed supply airflow (tertiary system): CFM | Baseline: CFM Proposed: CFM | Baseline supply airflow (tertiary system): CFM
Ventilation: Thermal (Heat Recovery) | 0 | HRV/ERV: , 0% | Baseline: N/A Proposed: 0% | HRV/ERV: N/A
Ventilation: Thermal (Duct Sealing - Apts) | 0 | N/A | N/A | N/A
Ventilation Thermal (Duct Sealing - Corridors) | 0 | N/A | N/A | N/A
Ventilation Thermal (Duct Sealing - Other) | 0 | N/A | N/A | N/A
Ventilation: Electric (Apartments) | 0 | Intermittent Fan Power: 1 kW | Baseline: 0.5 kW Proposed: 1 kW | Intermittent fan power: 0.5 kW
| 0 | Continuous Fan Power: 3 kW | Baseline: 0 kW Proposed: 3 kW | Included in 0.3 W/CFM baseline PTAC/PTHP fan power allowance
Ventilation: Electric (Non-Apartment) | 0 | non-apt ventilation fans, CFM, hp, 0% | Baseline: NA kW Proposed: kW | Included in W/CFM baseline allowance per ASHRAE 90.1 Appx G3.1.2.10
Ventilation: Demand Control | 0 | Demand control ventilation: | Baseline: kW, hr/day Proposed: kW, hr/day | Demand Control Ventilation: N/A
Ventilation: Garage Demand Control | 0 | Garage Demand Ventilation: 8.4 hr/day | Baseline: 8.4 hr/day Proposed: hr/day | Baseline Garage Demand Ventilation: 8.4 hr/day
Ventilation: Thermal & Electric (Garage Exhaust fan) | 0 | N/A | N/A | N/A
MISC.
Renewables | N/A | , | Baseline: None Proposed: | N/A
Motors | 0 | 0 | Baseline: Proposed: | 0
Motors | 0 | 0 | Baseline: Proposed: | 0
Motors | 0 | 0 | Baseline: Proposed: | 0

## GHSF Calculator (hidden)
Building Area | Total Square Ft | Conditioned? | GHSF
Apartment | 0 | N/A | 0
Storage, active | 0 | N/A | 0
Storage, inactive | 0 | N/A | 0
Lobby | 0 | N/A | 0
Corridor/Transition | 0 | N/A | 0
Stairs - Active | 0 | N/A | 0
Restroom | 0 | N/A | 0
Office | 0 | N/A | 0
Conference/meeting/multipurpose | 0 | N/A | 0
Electrical/Mechanical | 0 | N/A | 0
Workshop | 0 | N/A | 0
Lounge/Recreation | 0 | N/A | 0
Exercise Area | 0 | N/A | 0
Parking garage | 0 | N/A | 0
Non-Residential Associated Spaces | 0 | N/A | 0
|  | TOTAL GHSF | 0

## Tables of Values (hidden)
Baseline Fixtures, per EPAct 1992
Fixture | Flow Rate
Baseline Toilets (GPF) | 1.6
Baseline Urinals (GPF) | 1
Baseline Showerheads (GPM) | 2.2
Baseline Bathroom Faucets (GPM) | 2.2
Baseline Kitchen Faucets (GPM) | 2.2
Fixture Use
Fixture Type | Duration (sec) |  |  | Uses/Day/Occupant
| Low | Medium | High
Toilets | - |  |  | 5
Urinals | - |  |  | -
HW gallons/day/occupant | 12 | 25 | 44
Showerheads | 150 | 300 | 600 | 1
Bathroom Faucets | 8 | 15 | 30 | 5
Kitchen Faucets | 30 | 60 | 80 | 4
|  |  |  | V6.1 |  |  | V6.2 |  |  | V6.3
Version 6, 5-49 Units | Affordable | Market Rate |  | Version 6, 5-49 Units | Affordable | Market Rate | Version 6, 5-49 Units | Affordable | Market Rate | Version 6, 5-49 Units | Affordable | Market Rate
Incentive 1 |  |  |  | Incentive 1 | 250 | 175 | Incentive 1 | 225 | 125 | Incentive 1 | 175 | 75
Incentive 2 |  |  |  | Incentive 2 | 250 | 175 | Incentive 2 | 225 | 125 | Incentive 2 | 175 | 75
Incentive 3 |  |  |  | Incentive 3 | 500 | 350 | Incentive 3 | 450 | 250 | Incentive 3 | 350 | 150
Total Incentive |  |  |  | Total Incentive | 1000 | 700 | Total Incentive | 900 | 500 | Total Incentive | 700 | 300
Version 6, 50+ units | Affordable | Market Rate |  | Version 6, 50+ units | Affordable | Market Rate | Version 6, 50+ units | Affordable | Market Rate | Version 6, 50+ units | Affordable | Market Rate
Incentive 1 |  |  |  | Incentive 1 | 170 | 120 | Incentive 1 | 150 | 75 | Incentive 1 | 120 | 50
Incentive 2 |  |  |  | Incentive 2 | 330 | 230 | Incentive 2 | 300 | 175 | Incentive 2 | 230 | 100
Incentive 3 |  |  |  | Incentive 3 | 500 | 350 | Incentive 3 | 450 | 250 | Incentive 3 | 350 | 150
Total Incentive |  |  |  | Total Incentive | 1000 | 700 | Total Incentive | 900 | 500 | Total Incentive | 700 | 300

## Avoided Costs (hidden)
Present Value Factor Calculations
Electric Utility: ; Gas Utility: | Discount rate: | 5.5% |  | #N/A | #N/A | 0
Avoided Cost Forecast
Year | 2010 | 2011 | 2012 | 2013 | 2014 | 2015 | 2016 | 2017 | 2018 | 2019 | 2020 | 2021 | 2022 | 2023 | 2024 | 2025 | 2026 | 2027 | 2028 | 2029 | 2030 | 2031 | 2032 | 2033 | 2034 | 2035 | 2036 | 2037 | 2038 | 2039 | 2040 | 2041 | 2042 | 2043 | 2044 | 2045 | 2046 | 2047 | 2048 | 2049 | 2050 | 2051 | 2052 | 2053 | 2054 | 2055 | 2056 | 2057 | 2058 | 2059
Avoided energy per kWh with line loss | #N/A | #N/A | #N/A | #N/A | #N/A | #N/A | #N/A | #N/A | #N/A | #N/A | #N/A | #N/A | #N/A | #N/A | #N/A | #N/A | #N/A | #N/A | #N/A | #N/A | #N/A | #N/A | #N/A | #N/A | #N/A | #N/A | #N/A | #N/A | #N/A | #N/A | #N/A | #N/A | #N/A | #N/A | #N/A | #N/A | #N/A | #N/A | #N/A | #N/A | #N/A | #N/A | #N/A | #N/A | #N/A | #N/A | #N/A | #N/A | #N/A | #N/A
Avoided Capacity per KW with reserve margin, line loss and avoided distribution | #N/A | #N/A | #N/A | #N/A | #N/A | #N/A | #N/A | #N/A | #N/A | #N/A | #N/A | #N/A | #N/A | #N/A | #N/A | #N/A | #N/A | #N/A | #N/A | #N/A | #N/A | #N/A | #N/A | #N/A | #N/A | #N/A | #N/A | #N/A | #N/A | #N/A | #N/A | #N/A | #N/A | #N/A | #N/A | #N/A | #N/A | #N/A | #N/A | #N/A | #N/A | #N/A | #N/A | #N/A | #N/A | #N/A | #N/A | #N/A | #N/A | #N/A
Avoided gas $/MMBtu (Heating) | #N/A | #N/A | #N/A | #N/A | #N/A | #N/A | #N/A | #N/A | #N/A | #N/A | #N/A | #N/A | #N/A | #N/A | #N/A | #N/A | #N/A | #N/A | #N/A | #N/A | #N/A | #N/A | #N/A | #N/A | #N/A | #N/A | #N/A | #N/A | #N/A | #N/A | #N/A | #N/A | #N/A | #N/A | #N/A | #N/A | #N/A | #N/A | #N/A | #N/A | #N/A | #N/A | #N/A | #N/A | #N/A | #N/A | #N/A | #N/A | #N/A | #N/A
Natural gas $ per MMBtu (Hot Water) | #N/A | #N/A | #N/A | #N/A | #N/A | #N/A | #N/A | #N/A | #N/A | #N/A | #N/A | #N/A | #N/A | #N/A | #N/A | #N/A | #N/A | #N/A | #N/A | #N/A | #N/A | #N/A | #N/A | #N/A | #N/A | #N/A | #N/A | #N/A | #N/A | #N/A | #N/A | #N/A | #N/A | #N/A | #N/A | #N/A | #N/A | #N/A | #N/A | #N/A | #N/A | #N/A | #N/A | #N/A | #N/A | #N/A | #N/A | #N/A | #N/A | #N/A
Residual Oil | #N/A | #N/A | #N/A | #N/A | #N/A | #N/A | #N/A | #N/A | #N/A | #N/A | #N/A | #N/A | #N/A | #N/A | #N/A | #N/A | #N/A | #N/A | #N/A | #N/A | #N/A | #N/A | #N/A | #N/A | #N/A | #N/A | #N/A | #N/A | #N/A | #N/A | #N/A | #N/A | #N/A | #N/A | #N/A | #N/A | #N/A | #N/A | #N/A | #N/A | #N/A | #N/A | #N/A | #N/A | #N/A | #N/A | #N/A | #N/A | #N/A | #N/A
Co2 Adder per KWh | #N/A | #N/A | #N/A | #N/A | #N/A | #N/A | #N/A | #N/A | #N/A | #N/A | #N/A | #N/A | #N/A | #N/A | #N/A | #N/A | #N/A | #N/A | #N/A | #N/A | #N/A | #N/A | #N/A | #N/A | #N/A | #N/A | #N/A | #N/A | #N/A | #N/A | #N/A | #N/A | #N/A | #N/A | #N/A | #N/A | #N/A | #N/A | #N/A | #N/A | #N/A | #N/A | #N/A | #N/A | #N/A | #N/A | #N/A | #N/A | #N/A | #N/A
Co2 Adder per MMBtu Nat Gas | #N/A | #N/A | #N/A | #N/A | #N/A | #N/A | #N/A | #N/A | #N/A | #N/A | #N/A | #N/A | #N/A | #N/A | #N/A | #N/A | #N/A | #N/A | #N/A | #N/A | #N/A | #N/A | #N/A | #N/A | #N/A | #N/A | #N/A | #N/A | #N/A | #N/A | #N/A | #N/A | #N/A | #N/A | #N/A | #N/A | #N/A | #N/A | #N/A | #N/A | #N/A | #N/A | #N/A | #N/A | #N/A | #N/A | #N/A | #N/A | #N/A | #N/A
Co2 Adder per MMBtu Oil (place holder values) | #N/A | #N/A | #N/A | #N/A | #N/A | #N/A | #N/A | #N/A | #N/A | #N/A | #N/A | #N/A | #N/A | #N/A | #N/A | #N/A | #N/A | #N/A | #N/A | #N/A | #N/A | #N/A | #N/A | #N/A | #N/A | #N/A | #N/A | #N/A | #N/A | #N/A | #N/A | #N/A | #N/A | #N/A | #N/A | #N/A | #N/A | #N/A | #N/A | #N/A | #N/A | #N/A | #N/A | #N/A | #N/A | #N/A | #N/A | #N/A | #N/A | #N/A
Avoided Cost Present Value Forecast
Year | 1 | 2 | 3 | 4 | 5 | 6 | 7 | 8 | 9 | 10 | 11 | 12 | 13 | 14 | 15 | 16 | 17 | 18 | 19 | 20 | 21 | 22 | 23 | 24 | 25 | 26 | 27 | 28 | 29 | 30 | 31 | 32 | 33 | 34 | 35 | 36 | 37 | 38 | 39 | 40 | 41 | 42 | 43 | 44 | 45 | 46 | 47 | 48 | 49 | 50
Avoided energy per kWh with line loss (PV) | #N/A | #N/A | #N/A | #N/A | #N/A | #N/A | #N/A | #N/A | #N/A | #N/A | #N/A | #N/A | #N/A | #N/A | #N/A | #N/A | #N/A | #N/A | #N/A | #N/A | #N/A | #N/A | #N/A | #N/A | #N/A | #N/A | #N/A | #N/A | #N/A | #N/A | #N/A | #N/A | #N/A | #N/A | #N/A | #N/A | #N/A | #N/A | #N/A | #N/A | #N/A | #N/A | #N/A | #N/A | #N/A | #N/A | #N/A | #N/A | #N/A | #N/A
Avoided Capacity per KW with reserve margin, line loss and avoided distribution (PV) | #N/A | #N/A | #N/A | #N/A | #N/A | #N/A | #N/A | #N/A | #N/A | #N/A | #N/A | #N/A | #N/A | #N/A | #N/A | #N/A | #N/A | #N/A | #N/A | #N/A | #N/A | #N/A | #N/A | #N/A | #N/A | #N/A | #N/A | #N/A | #N/A | #N/A | #N/A | #N/A | #N/A | #N/A | #N/A | #N/A | #N/A | #N/A | #N/A | #N/A | #N/A | #N/A | #N/A | #N/A | #N/A | #N/A | #N/A | #N/A | #N/A | #N/A
Avoided gas $/MMBtu (Heating) (PV) | #N/A | #N/A | #N/A | #N/A | #N/A | #N/A | #N/A | #N/A | #N/A | #N/A | #N/A | #N/A | #N/A | #N/A | #N/A | #N/A | #N/A | #N/A | #N/A | #N/A | #N/A | #N/A | #N/A | #N/A | #N/A | #N/A | #N/A | #N/A | #N/A | #N/A | #N/A | #N/A | #N/A | #N/A | #N/A | #N/A | #N/A | #N/A | #N/A | #N/A | #N/A | #N/A | #N/A | #N/A | #N/A | #N/A | #N/A | #N/A | #N/A | #N/A
Natural gas $ per MMBtu (Hot Water) (PV) | #N/A | #N/A | #N/A | #N/A | #N/A | #N/A | #N/A | #N/A | #N/A | #N/A | #N/A | #N/A | #N/A | #N/A | #N/A | #N/A | #N/A | #N/A | #N/A | #N/A | #N/A | #N/A | #N/A | #N/A | #N/A | #N/A | #N/A | #N/A | #N/A | #N/A | #N/A | #N/A | #N/A | #N/A | #N/A | #N/A | #N/A | #N/A | #N/A | #N/A | #N/A | #N/A | #N/A | #N/A | #N/A | #N/A | #N/A | #N/A | #N/A | #N/A
Residual Oil (PV) | #N/A | #N/A | #N/A | #N/A | #N/A | #N/A | #N/A | #N/A | #N/A | #N/A | #N/A | #N/A | #N/A | #N/A | #N/A | #N/A | #N/A | #N/A | #N/A | #N/A | #N/A | #N/A | #N/A | #N/A | #N/A | #N/A | #N/A | #N/A | #N/A | #N/A | #N/A | #N/A | #N/A | #N/A | #N/A | #N/A | #N/A | #N/A | #N/A | #N/A | #N/A | #N/A | #N/A | #N/A | #N/A | #N/A | #N/A | #N/A | #N/A | #N/A
Co2 Adder per kWh ($2008) | #N/A | #N/A | #N/A | #N/A | #N/A | #N/A | #N/A | #N/A | #N/A | #N/A | #N/A | #N/A | #N/A | #N/A | #N/A | #N/A | #N/A | #N/A | #N/A | #N/A | #N/A | #N/A | #N/A | #N/A | #N/A | #N/A | #N/A | #N/A | #N/A | #N/A | #N/A | #N/A | #N/A | #N/A | #N/A | #N/A | #N/A | #N/A | #N/A | #N/A | #N/A | #N/A | #N/A | #N/A | #N/A | #N/A | #N/A | #N/A | #N/A | #N/A
Co2 Adder per MMBtu | #N/A | #N/A | #N/A | #N/A | #N/A | #N/A | #N/A | #N/A | #N/A | #N/A | #N/A | #N/A | #N/A | #N/A | #N/A | #N/A | #N/A | #N/A | #N/A | #N/A | #N/A | #N/A | #N/A | #N/A | #N/A | #N/A | #N/A | #N/A | #N/A | #N/A | #N/A | #N/A | #N/A | #N/A | #N/A | #N/A | #N/A | #N/A | #N/A | #N/A | #N/A | #N/A | #N/A | #N/A | #N/A | #N/A | #N/A | #N/A | #N/A | #N/A
Co2 Adder per MMBtu Oil | #N/A | #N/A | #N/A | #N/A | #N/A | #N/A | #N/A | #N/A | #N/A | #N/A | #N/A | #N/A | #N/A | #N/A | #N/A | #N/A | #N/A | #N/A | #N/A | #N/A | #N/A | #N/A | #N/A | #N/A | #N/A | #N/A | #N/A | #N/A | #N/A | #N/A | #N/A | #N/A | #N/A | #N/A | #N/A | #N/A | #N/A | #N/A | #N/A | #N/A | #N/A | #N/A | #N/A | #N/A | #N/A | #N/A | #N/A | #N/A | #N/A | #N/A
CENTRAL HUDSON
Avoided Cost Forecast
Year | 2010 | 2011 | 2012 | 2013 | 2014 | 2015 | 2016 | 2017 | 2018 | 2019 | 2020 | 2021 | 2022 | 2023 | 2024 | 2025 | 2026 | 2027 | 2028 | 2029 | 2030 | 2031 | 2032 | 2033 | 2034 | 2035 | 2036 | 2037 | 2038 | 2039 | 2040 | 2041 | 2042 | 2043 | 2044 | 2045 | 2046 | 2047 | 2048 | 2049 | 2050 | 2051 | 2052 | 2053 | 2054 | 2055 | 2056 | 2057 | 2058 | 2059
Avoided energy per kWh with line loss | 0.085399 | 0.084052 | 0.082737 | 0.082091 | 0.081455 | 0.080819 | 0.081024 | 0.081218 | 0.081422 | 0.081616 | 0.081821 | 0.082015 | 0.08222 | 0.082425 | 0.082629 | 0.082629 | 0.082629 | 0.082629 | 0.082629 | 0.082629 | 0.082629 | 0.082629 | 0.082629 | 0.082629 | 0.082629 | 0.082629 | 0.082629 | 0.082629 | 0.082629 | 0.082629 | 0.082629 | 0.082629 | 0.082629 | 0.082629 | 0.082629 | 0.082629 | 0.082629 | 0.082629 | 0.082629 | 0.082629 | 0.082629 | 0.082629 | 0.082629 | 0.082629 | 0.082629 | 0.082629 | 0.082629 | 0.082629 | 0.082629 | 0.082629
Avoided Capacity per KW with reserve margin, line loss and avoided distribution | 85.3987 | 92.5323 | 99.2349 | 105.5496 | 111.4871 | 117.069 | 122.3276 | 127.2629 | 131.9073 | 136.2716 | 140.3664 | 144.2134 | 144.2134 | 144.2134 | 144.2134 | 144.2134 | 144.2134 | 144.2134 | 144.2134 | 144.2134 | 144.2134 | 144.2134 | 144.2134 | 144.2134 | 144.2134 | 144.2134 | 144.2134 | 144.2134 | 144.2134 | 144.2134 | 144.2134 | 144.2134 | 144.2134 | 144.2134 | 144.2134 | 144.2134 | 144.2134 | 144.2134 | 144.2134 | 144.2134 | 144.2134 | 144.2134 | 144.2134 | 144.2134 | 144.2134 | 144.2134 | 144.2134 | 144.2134 | 144.2134 | 144.2134
Avoided gas $/MMBtu (Heating) | 10.24 | 10.01 | 9.79 | 9.79 | 9.79 | 9.79 | 9.87 | 9.94 | 10.02 | 10.02 | 10.02 | 10.02 | 10.02 | 10.02 | 10.02 | 10.02 | 10.02 | 10.02 | 10.02 | 10.02 | 10.02 | 10.02 | 10.02 | 10.02 | 10.02 | 10.02 | 10.02 | 10.02 | 10.02 | 10.02 | 10.02 | 10.02 | 10.02 | 10.02 | 10.02 | 10.02 | 10.02 | 10.02 | 10.02 | 10.02 | 10.02 | 10.02 | 10.02 | 10.02 | 10.02 | 10.02 | 10.02 | 10.02 | 10.02 | 10.02
Natural gas $ per MMBtu (Hot Water) | 9.4525 | 9.2342 | 9.02 | 9.02 | 9.02 | 9.02 | 9.0942 | 9.2442 | 9.2442 | 9.2442 | 9.2442 | 9.2442 | 9.2442 | 9.2442 | 9.2442 | 9.2442 | 9.2442 | 9.2442 | 9.2442 | 9.2442 | 9.2442 | 9.2442 | 9.2442 | 9.2442 | 9.2442 | 9.2442 | 9.2442 | 9.2442 | 9.2442 | 9.2442 | 9.2442 | 9.2442 | 9.2442 | 9.2442 | 9.2442 | 9.2442 | 9.2442 | 9.2442 | 9.2442 | 9.2442 | 9.2442 | 9.2442 | 9.2442 | 9.2442 | 9.2442 | 9.2442 | 9.2442 | 9.2442 | 9.2442 | 9.2442
Residual Oil | 7.2607 | 7.9113 | 8.1995 | 8.4074 | 8.5736 | 8.7208 | 8.8285 | 8.883 | 9.0101 | 9.05 | 9.1559 | 9.245 | 9.2425 | 9.3135 | 9.3834 | 9.4458 | 9.4294 | 9.4066 | 9.3719 | 9.3719 | 9.3719 | 9.3719 | 9.3719 | 9.3719 | 9.3719 | 9.3719 | 9.3719 | 9.3719 | 9.3719 | 9.3719 | 9.3719 | 9.3719 | 9.3719 | 9.3719 | 9.3719 | 9.3719 | 9.3719 | 9.3719 | 9.3719 | 9.3719 | 9.3719 | 9.3719 | 9.3719 | 9.3719 | 9.3719 | 9.3719 | 9.3719 | 9.3719 | 9.3719 | 9.3719
Co2 Adder per KWh | 0.00628 | 0.0062 | 0.00612 | 0.006 | 0.00588 | 0.00577 | 0.00577 | 0.00576 | 0.00576 | 0.00575 | 0.00575 | 0.00575 | 0.00574 | 0.00574 | 0.00573 | 0.00573 | 0.00573 | 0.00573 | 0.00573 | 0.00573 | 0.00573 | 0.00573 | 0.00573 | 0.00573 | 0.00573 | 0.00573 | 0.00573 | 0.00573 | 0.00573 | 0.00573 | 0.00573 | 0.00573 | 0.00573 | 0.00573 | 0.00573 | 0.00573 | 0.00573 | 0.00573 | 0.00573 | 0.00573 | 0.00573 | 0.00573 | 0.00573 | 0.00573 | 0.00573 | 0.00573 | 0.00573 | 0.00573 | 0.00573 | 0.00573
Co2 Adder per MMBtu Nat Gas | 0.8775 | 0.8775 | 0.8775 | 0.8775 | 0.8775 | 0.8775 | 0.8775 | 0.8775 | 0.8775 | 0.8775 | 0.8775 | 0.8775 | 0.8775 | 0.8775 | 0.8775 | 0.8775 | 0.8775 | 0.8775 | 0.8775 | 0.8775 | 0.8775 | 0.8775 | 0.8775 | 0.8775 | 0.8775 | 0.8775 | 0.8775 | 0.8775 | 0.8775 | 0.8775 | 0.8775 | 0.8775 | 0.8775 | 0.8775 | 0.8775 | 0.8775 | 0.8775 | 0.8775 | 0.8775 | 0.8775 | 0.8775 | 0.8775 | 0.8775 | 0.8775 | 0.8775 | 0.8775 | 0.8775 | 0.8775 | 0.8775 | 0.8775
Co2 Adder per MMBtu Oil (place holder values) | 0.8775 | 0.8775 | 0.8775 | 0.8775 | 0.8775 | 0.8775 | 0.8775 | 0.8775 | 0.8775 | 0.8775 | 0.8775 | 0.8775 | 0.8775 | 0.8775 | 0.8775 | 0.8775 | 0.8775 | 0.8775 | 0.8775 | 0.8775 | 0.8775 | 0.8775 | 0.8775 | 0.8775 | 0.8775 | 0.8775 | 0.8775 | 0.8775 | 0.8775 | 0.8775 | 0.8775 | 0.8775 | 0.8775 | 0.8775 | 0.8775 | 0.8775 | 0.8775 | 0.8775 | 0.8775 | 0.8775 | 0.8775 | 0.8775 | 0.8775 | 0.8775 | 0.8775 | 0.8775 | 0.8775 | 0.8775 | 0.8775 | 0.8775
Avoided Cost Present Value Forecast
Year | 1 | 2 | 3 | 4 | 5 | 6 | 7 | 8 | 9 | 10 | 11 | 12 | 13 | 14 | 15 | 16 | 17 | 18 | 19 | 20 | 21 | 22 | 23 | 24 | 25 | 26 | 27 | 28 | 29 | 30 | 31 | 32 | 33 | 34 | 35 | 36 | 37 | 38 | 39 | 40 | 41 | 42 | 43 | 44 | 45 | 46 | 47 | 48 | 49 | 50
Avoided energy per kWh with line loss (PV) | 0.083143 | 0.16071 | 0.23308 | 0.30114 | 0.36516 | 0.42536 | 0.48257 | 0.53693 | 0.58858 | 0.63766 | 0.68429 | 0.7286 | 0.77071 | 0.81071 | 0.84873 | 0.88477 | 0.91892 | 0.9513 | 0.98199 | 1.0111 | 1.0386 | 1.0648 | 1.0896 | 1.113 | 1.1353 | 1.1564 | 1.1764 | 1.1953 | 1.2133 | 1.2303 | 1.2465 | 1.2618 | 1.2763 | 1.29 | 1.303 | 1.3154 | 1.3271 | 1.3382 | 1.3487 | 1.3587 | 1.3681 | 1.3771 | 1.3856 | 1.3936 | 1.4013 | 1.4085 | 1.4153 | 1.4218 | 1.428 | 1.4338
Avoided Capacity per KW with reserve margin, line loss and avoided distribution (PV) | 83.1429 | 168.5344 | 255.3371 | 342.8502 | 430.4672 | 517.6746 | 604.0487 | 689.2229 | 772.9032 | 854.8453 | 934.8494 | 1012.761 | 1086.6108 | 1156.6107 | 1222.9613 | 1285.8529 | 1345.4657 | 1401.9708 | 1455.5301 | 1506.2973 | 1554.4177 | 1600.0296 | 1643.2636 | 1684.2436 | 1723.0873 | 1759.9059 | 1794.8051 | 1827.8849 | 1859.2402 | 1888.9608 | 1917.132 | 1943.8346 | 1969.1451 | 1993.1361 | 2015.8763 | 2037.4311 | 2057.8622 | 2077.2281 | 2095.5844 | 2112.9838 | 2129.4761 | 2145.1086 | 2159.9261 | 2173.9711 | 2187.284 | 2199.9028 | 2211.8638 | 2223.2012 | 2233.9475 | 2244.1337
Avoided gas $/MMBtu (Heating) (PV) | 9.9695 | 19.207 | 27.7705 | 35.8876 | 43.5815 | 50.8743 | 57.8434 | 64.496 | 70.8526 | 76.8777 | 82.5888 | 88.0021 | 93.1332 | 97.9969 | 102.6069 | 106.9767 | 111.1186 | 115.0446 | 118.7659 | 122.2932 | 125.6367 | 128.8058 | 131.8097 | 134.657 | 137.3559 | 139.9141 | 142.3389 | 144.6373 | 146.8158 | 148.8808 | 150.8382 | 152.6935 | 154.4521 | 156.119 | 157.699 | 159.1966 | 160.6162 | 161.9617 | 163.2371 | 164.446 | 165.5919 | 166.6781 | 167.7076 | 168.6835 | 169.6084 | 170.4852 | 171.3163 | 172.104 | 172.8506 | 173.5584
Natural gas $ per MMBtu (Hot Water) (PV) | 9.2028 | 17.7244 | 25.6143 | 33.093 | 40.1817 | 46.901 | 53.3222 | 59.5092 | 65.3735 | 70.9322 | 76.201 | 81.1952 | 85.9291 | 90.4161 | 94.6692 | 98.7006 | 102.5218 | 106.1438 | 109.577 | 112.8312 | 115.9158 | 118.8395 | 121.6108 | 124.2377 | 126.7276 | 129.0877 | 131.3248 | 133.4452 | 135.4551 | 137.3602 | 139.166 | 140.8776 | 142.5 | 144.0379 | 145.4956 | 146.8772 | 148.1869 | 149.4282 | 150.6049 | 151.7202 | 152.7774 | 153.7794 | 154.7292 | 155.6295 | 156.4829 | 157.2918 | 158.0585 | 158.7852 | 159.4741 | 160.127
Residual Oil (PV) | 7.0689 | 14.3697 | 21.542 | 28.5127 | 35.2506 | 41.747 | 47.9807 | 53.9259 | 59.6417 | 65.0836 | 70.3022 | 75.2968 | 80.0298 | 84.5505 | 88.8677 | 92.987 | 96.8848 | 100.5704 | 104.051 | 107.3502 | 110.4774 | 113.4415 | 116.2511 | 118.9143 | 121.4386 | 123.8313 | 126.0993 | 128.249 | 130.2867 | 132.2181 | 134.0488 | 135.7841 | 137.429 | 138.9881 | 140.4659 | 141.8666 | 143.1944 | 144.4529 | 145.6458 | 146.7765 | 147.8483 | 148.8642 | 149.8271 | 150.7399 | 151.605 | 152.4251 | 153.2024 | 153.9391 | 154.6375 | 155.2995
Co2 Adder per kWh ($2008) | 0.0061141 | 0.011836 | 0.017189 | 0.022164 | 0.026785 | 0.031083 | 0.035157 | 0.039012 | 0.042666 | 0.046124 | 0.049401 | 0.052507 | 0.055447 | 0.058233 | 0.060869 | 0.063368 | 0.065737 | 0.067982 | 0.07011 | 0.072127 | 0.074039 | 0.075851 | 0.077569 | 0.079197 | 0.080741 | 0.082204 | 0.08359 | 0.084905 | 0.08615 | 0.087331 | 0.088451 | 0.089512 | 0.090517 | 0.09147 | 0.092374 | 0.09323 | 0.094042 | 0.094812 | 0.095541 | 0.096232 | 0.096888 | 0.097509 | 0.098098 | 0.098656 | 0.099185 | 0.099686 | 0.10016 | 0.10061 | 0.10104 | 0.10144
Co2 Adder per MMBtu | 0.85432 | 1.6641 | 2.4317 | 3.1592 | 3.8488 | 4.5025 | 5.1221 | 5.7094 | 6.2661 | 6.7937 | 7.2939 | 7.7679 | 8.2173 | 8.6432 | 9.047 | 9.4296 | 9.7924 | 10.1362 | 10.4621 | 10.771 | 11.0638 | 11.3413 | 11.6044 | 11.8537 | 12.0901 | 12.3141 | 12.5265 | 12.7278 | 12.9185 | 13.0994 | 13.2708 | 13.4333 | 13.5873 | 13.7333 | 13.8716 | 14.0028 | 14.1271 | 14.2449 | 14.3566 | 14.4625 | 14.5629 | 14.658 | 14.7481 | 14.8336 | 14.9146 | 14.9914 | 15.0642 | 15.1331 | 15.1985 | 15.2605
Co2 Adder per MMBtu Oil | 0.85432 | 1.6641 | 2.4317 | 3.1592 | 3.8488 | 4.5025 | 5.1221 | 5.7094 | 6.2661 | 6.7937 | 7.2939 | 7.7679 | 8.2173 | 8.6432 | 9.047 | 9.4296 | 9.7924 | 10.1362 | 10.4621 | 10.771 | 11.0638 | 11.3413 | 11.6044 | 11.8537 | 12.0901 | 12.3141 | 12.5265 | 12.7278 | 12.9185 | 13.0994 | 13.2708 | 13.4333 | 13.5873 | 13.7333 | 13.8716 | 14.0028 | 14.1271 | 14.2449 | 14.3566 | 14.4625 | 14.5629 | 14.658 | 14.7481 | 14.8336 | 14.9146 | 14.9914 | 15.0642 | 15.1331 | 15.1985 | 15.2605
CON ED
Avoided Cost Forecast
Year | 2010 | 2011 | 2012 | 2013 | 2014 | 2015 | 2016 | 2017 | 2018 | 2019 | 2020 | 2021 | 2022 | 2023 | 2024 | 2025 | 2026 | 2027 | 2028 | 2029 | 2030 | 2031 | 2032 | 2033 | 2034 | 2035 | 2036 | 2037 | 2038 | 2039 | 2040 | 2041 | 2042 | 2043 | 2044 | 2045 | 2046 | 2047 | 2048 | 2049 | 2050 | 2051 | 2052 | 2053 | 2054 | 2055 | 2056 | 2057 | 2058 | 2059
Avoided energy per kWh with line loss | 0.085399 | 0.084052 | 0.082737 | 0.082091 | 0.081455 | 0.080819 | 0.081024 | 0.081218 | 0.081422 | 0.081616 | 0.081821 | 0.082015 | 0.08222 | 0.082425 | 0.082629 | 0.082629 | 0.082629 | 0.082629 | 0.082629 | 0.082629 | 0.082629 | 0.082629 | 0.082629 | 0.082629 | 0.082629 | 0.082629 | 0.082629 | 0.082629 | 0.082629 | 0.082629 | 0.082629 | 0.082629 | 0.082629 | 0.082629 | 0.082629 | 0.082629 | 0.082629 | 0.082629 | 0.082629 | 0.082629 | 0.082629 | 0.082629 | 0.082629 | 0.082629 | 0.082629 | 0.082629 | 0.082629 | 0.082629 | 0.082629 | 0.082629
Avoided Capacity per KW with reserve margin, line loss and avoided distribution | 85.3987 | 92.5323 | 99.2349 | 105.5496 | 111.4871 | 117.069 | 122.3276 | 127.2629 | 131.9073 | 136.2716 | 140.3664 | 144.2134 | 144.2134 | 144.2134 | 144.2134 | 144.2134 | 144.2134 | 144.2134 | 144.2134 | 144.2134 | 144.2134 | 144.2134 | 144.2134 | 144.2134 | 144.2134 | 144.2134 | 144.2134 | 144.2134 | 144.2134 | 144.2134 | 144.2134 | 144.2134 | 144.2134 | 144.2134 | 144.2134 | 144.2134 | 144.2134 | 144.2134 | 144.2134 | 144.2134 | 144.2134 | 144.2134 | 144.2134 | 144.2134 | 144.2134 | 144.2134 | 144.2134 | 144.2134 | 144.2134 | 144.2134
Avoided gas $/MMBtu (Heating) | 13.64 | 13.41 | 13.19 | 13.19 | 13.19 | 13.19 | 13.27 | 13.34 | 13.42 | 13.42 | 13.42 | 13.42 | 13.42 | 13.42 | 13.42 | 13.42 | 13.42 | 13.42 | 13.42 | 13.42 | 13.42 | 13.42 | 13.42 | 13.42 | 13.42 | 13.42 | 13.42 | 13.42 | 13.42 | 13.42 | 13.42 | 13.42 | 13.42 | 13.42 | 13.42 | 13.42 | 13.42 | 13.42 | 13.42 | 13.42 | 13.42 | 13.42 | 13.42 | 13.42 | 13.42 | 13.42 | 13.42 | 13.42 | 13.42 | 13.42
Natural gas $ per MMBtu (Hot Water) | 12.0125 | 11.7942 | 11.5858 | 11.5858 | 11.5858 | 11.5858 | 11.66 | 11.73 | 11.8042 | 11.8042 | 11.8042 | 11.8042 | 11.8042 | 11.8042 | 11.8042 | 11.8042 | 11.8042 | 11.8042 | 11.8042 | 11.8042 | 11.8042 | 11.8042 | 11.8042 | 11.8042 | 11.8042 | 11.8042 | 11.8042 | 11.8042 | 11.8042 | 11.8042 | 11.8042 | 11.8042 | 11.8042 | 11.8042 | 11.8042 | 11.8042 | 11.8042 | 11.8042 | 11.8042 | 11.8042 | 11.8042 | 11.8042 | 11.8042 | 11.8042 | 11.8042 | 11.8042 | 11.8042 | 11.8042 | 11.8042 | 11.8042
Residual Oil | 7.2607 | 7.9113 | 8.1995 | 8.4074 | 8.5736 | 8.7208 | 8.8285 | 8.883 | 9.0101 | 9.05 | 9.1559 | 9.245 | 9.2425 | 9.3135 | 9.3834 | 9.4458 | 9.4294 | 9.4066 | 9.3719 | 9.3719 | 9.3719 | 9.3719 | 9.3719 | 9.3719 | 9.3719 | 9.3719 | 9.3719 | 9.3719 | 9.3719 | 9.3719 | 9.3719 | 9.3719 | 9.3719 | 9.3719 | 9.3719 | 9.3719 | 9.3719 | 9.3719 | 9.3719 | 9.3719 | 9.3719 | 9.3719 | 9.3719 | 9.3719 | 9.3719 | 9.3719 | 9.3719 | 9.3719 | 9.3719 | 9.3719
Co2 Adder per KWh | 0.00628 | 0.0062 | 0.00612 | 0.006 | 0.00588 | 0.00577 | 0.00577 | 0.00576 | 0.00576 | 0.00575 | 0.00575 | 0.00575 | 0.00574 | 0.00574 | 0.00573 | 0.00573 | 0.00573 | 0.00573 | 0.00573 | 0.00573 | 0.00573 | 0.00573 | 0.00573 | 0.00573 | 0.00573 | 0.00573 | 0.00573 | 0.00573 | 0.00573 | 0.00573 | 0.00573 | 0.00573 | 0.00573 | 0.00573 | 0.00573 | 0.00573 | 0.00573 | 0.00573 | 0.00573 | 0.00573 | 0.00573 | 0.00573 | 0.00573 | 0.00573 | 0.00573 | 0.00573 | 0.00573 | 0.00573 | 0.00573 | 0.00573
Co2 Adder per MMBtu Nat Gas | 0.8775 | 0.8775 | 0.8775 | 0.8775 | 0.8775 | 0.8775 | 0.8775 | 0.8775 | 0.8775 | 0.8775 | 0.8775 | 0.8775 | 0.8775 | 0.8775 | 0.8775 | 0.8775 | 0.8775 | 0.8775 | 0.8775 | 0.8775 | 0.8775 | 0.8775 | 0.8775 | 0.8775 | 0.8775 | 0.8775 | 0.8775 | 0.8775 | 0.8775 | 0.8775 | 0.8775 | 0.8775 | 0.8775 | 0.8775 | 0.8775 | 0.8775 | 0.8775 | 0.8775 | 0.8775 | 0.8775 | 0.8775 | 0.8775 | 0.8775 | 0.8775 | 0.8775 | 0.8775 | 0.8775 | 0.8775 | 0.8775 | 0.8775
Co2 Adder per MMBtu Oil (place holder values) | 0.8775 | 0.8775 | 0.8775 | 0.8775 | 0.8775 | 0.8775 | 0.8775 | 0.8775 | 0.8775 | 0.8775 | 0.8775 | 0.8775 | 0.8775 | 0.8775 | 0.8775 | 0.8775 | 0.8775 | 0.8775 | 0.8775 | 0.8775 | 0.8775 | 0.8775 | 0.8775 | 0.8775 | 0.8775 | 0.8775 | 0.8775 | 0.8775 | 0.8775 | 0.8775 | 0.8775 | 0.8775 | 0.8775 | 0.8775 | 0.8775 | 0.8775 | 0.8775 | 0.8775 | 0.8775 | 0.8775 | 0.8775 | 0.8775 | 0.8775 | 0.8775 | 0.8775 | 0.8775 | 0.8775 | 0.8775 | 0.8775 | 0.8775
Avoided Cost Present Value Forecast
Year | 1 | 2 | 3 | 4 | 5 | 6 | 7 | 8 | 9 | 10 | 11 | 12 | 13 | 14 | 15 | 16 | 17 | 18 | 19 | 20 | 21 | 22 | 23 | 24 | 25 | 26 | 27 | 28 | 29 | 30 | 31 | 32 | 33 | 34 | 35 | 36 | 37 | 38 | 39 | 40 | 41 | 42 | 43 | 44 | 45 | 46 | 47 | 48 | 49 | 50
Avoided energy per kWh with line loss (PV) | 0.083143 | 0.16071 | 0.23308 | 0.30114 | 0.36516 | 0.42536 | 0.48257 | 0.53693 | 0.58858 | 0.63766 | 0.68429 | 0.7286 | 0.77071 | 0.81071 | 0.84873 | 0.88477 | 0.91892 | 0.9513 | 0.98199 | 1.0111 | 1.0386 | 1.0648 | 1.0896 | 1.113 | 1.1353 | 1.1564 | 1.1764 | 1.1953 | 1.2133 | 1.2303 | 1.2465 | 1.2618 | 1.2763 | 1.29 | 1.303 | 1.3154 | 1.3271 | 1.3382 | 1.3487 | 1.3587 | 1.3681 | 1.3771 | 1.3856 | 1.3936 | 1.4013 | 1.4085 | 1.4153 | 1.4218 | 1.428 | 1.4338
Avoided Capacity per KW with reserve margin, line loss and avoided distribution (PV) | 83.1429 | 168.5344 | 255.3371 | 342.8502 | 430.4672 | 517.6746 | 604.0487 | 689.2229 | 772.9032 | 854.8453 | 934.8494 | 1012.761 | 1086.6108 | 1156.6107 | 1222.9613 | 1285.8529 | 1345.4657 | 1401.9708 | 1455.5301 | 1506.2973 | 1554.4177 | 1600.0296 | 1643.2636 | 1684.2436 | 1723.0873 | 1759.9059 | 1794.8051 | 1827.8849 | 1859.2402 | 1888.9608 | 1917.132 | 1943.8346 | 1969.1451 | 1993.1361 | 2015.8763 | 2037.4311 | 2057.8622 | 2077.2281 | 2095.5844 | 2112.9838 | 2129.4761 | 2145.1086 | 2159.9261 | 2173.9711 | 2187.284 | 2199.9028 | 2211.8638 | 2223.2012 | 2233.9475 | 2244.1337
Avoided gas $/MMBtu (Heating) (PV) | 13.2797 | 25.6548 | 37.1924 | 48.1285 | 58.4944 | 68.3199 | 77.6897 | 86.6179 | 95.1314 | 103.201 | 110.8499 | 118.1001 | 124.9724 | 131.4863 | 137.6607 | 143.5131 | 149.0605 | 154.3187 | 159.3027 | 164.0269 | 168.5049 | 172.7493 | 176.7725 | 180.586 | 184.2007 | 187.6269 | 190.8745 | 193.9528 | 196.8706 | 199.6363 | 202.2578 | 204.7426 | 207.098 | 209.3305 | 211.4466 | 213.4524 | 215.3537 | 217.1558 | 218.864 | 220.4831 | 222.0178 | 223.4725 | 224.8514 | 226.1584 | 227.3972 | 228.5715 | 229.6845 | 230.7395 | 231.7396 | 232.6874
Natural gas $ per MMBtu (Hot Water) (PV) | 11.6952 | 22.5792 | 32.7135 | 42.3196 | 51.4248 | 60.0554 | 68.2883 | 76.139 | 83.6274 | 90.7254 | 97.4534 | 103.8306 | 109.8754 | 115.605 | 121.0359 | 126.1838 | 131.0632 | 135.6883 | 140.0722 | 144.2276 | 148.1664 | 151.8998 | 155.4386 | 158.7929 | 161.9723 | 164.986 | 167.8426 | 170.5502 | 173.1167 | 175.5494 | 177.8553 | 180.0409 | 182.1127 | 184.0764 | 185.9377 | 187.702 | 189.3743 | 190.9595 | 192.462 | 193.8862 | 195.2361 | 196.5156 | 197.7285 | 198.8781 | 199.9678 | 201.0007 | 201.9797 | 202.9077 | 203.7873 | 204.621
Residual Oil (PV) | 7.0689 | 14.3697 | 21.542 | 28.5127 | 35.2506 | 41.747 | 47.9807 | 53.9259 | 59.6417 | 65.0836 | 70.3022 | 75.2968 | 80.0298 | 84.5505 | 88.8677 | 92.987 | 96.8848 | 100.5704 | 104.051 | 107.3502 | 110.4774 | 113.4415 | 116.2511 | 118.9143 | 121.4386 | 123.8313 | 126.0993 | 128.249 | 130.2867 | 132.2181 | 134.0488 | 135.7841 | 137.429 | 138.9881 | 140.4659 | 141.8666 | 143.1944 | 144.4529 | 145.6458 | 146.7765 | 147.8483 | 148.8642 | 149.8271 | 150.7399 | 151.605 | 152.4251 | 153.2024 | 153.9391 | 154.6375 | 155.2995
Co2 Adder per kWh ($2008) | 0.0061141 | 0.011836 | 0.017189 | 0.022164 | 0.026785 | 0.031083 | 0.035157 | 0.039012 | 0.042666 | 0.046124 | 0.049401 | 0.052507 | 0.055447 | 0.058233 | 0.060869 | 0.063368 | 0.065737 | 0.067982 | 0.07011 | 0.072127 | 0.074039 | 0.075851 | 0.077569 | 0.079197 | 0.080741 | 0.082204 | 0.08359 | 0.084905 | 0.08615 | 0.087331 | 0.088451 | 0.089512 | 0.090517 | 0.09147 | 0.092374 | 0.09323 | 0.094042 | 0.094812 | 0.095541 | 0.096232 | 0.096888 | 0.097509 | 0.098098 | 0.098656 | 0.099185 | 0.099686 | 0.10016 | 0.10061 | 0.10104 | 0.10144
Co2 Adder per MMBtu | 0.85432 | 1.6641 | 2.4317 | 3.1592 | 3.8488 | 4.5025 | 5.1221 | 5.7094 | 6.2661 | 6.7937 | 7.2939 | 7.7679 | 8.2173 | 8.6432 | 9.047 | 9.4296 | 9.7924 | 10.1362 | 10.4621 | 10.771 | 11.0638 | 11.3413 | 11.6044 | 11.8537 | 12.0901 | 12.3141 | 12.5265 | 12.7278 | 12.9185 | 13.0994 | 13.2708 | 13.4333 | 13.5873 | 13.7333 | 13.8716 | 14.0028 | 14.1271 | 14.2449 | 14.3566 | 14.4625 | 14.5629 | 14.658 | 14.7481 | 14.8336 | 14.9146 | 14.9914 | 15.0642 | 15.1331 | 15.1985 | 15.2605
Co2 Adder per MMBtu Oil | 0.85432 | 1.6641 | 2.4317 | 3.1592 | 3.8488 | 4.5025 | 5.1221 | 5.7094 | 6.2661 | 6.7937 | 7.2939 | 7.7679 | 8.2173 | 8.6432 | 9.047 | 9.4296 | 9.7924 | 10.1362 | 10.4621 | 10.771 | 11.0638 | 11.3413 | 11.6044 | 11.8537 | 12.0901 | 12.3141 | 12.5265 | 12.7278 | 12.9185 | 13.0994 | 13.2708 | 13.4333 | 13.5873 | 13.7333 | 13.8716 | 14.0028 | 14.1271 | 14.2449 | 14.3566 | 14.4625 | 14.5629 | 14.658 | 14.7481 | 14.8336 | 14.9146 | 14.9914 | 15.0642 | 15.1331 | 15.1985 | 15.2605
National Grid
Avoided Cost Forecast
Year | 2010 | 2011 | 2012 | 2013 | 2014 | 2015 | 2016 | 2017 | 2018 | 2019 | 2020 | 2021 | 2022 | 2023 | 2024 | 2025 | 2026 | 2027 | 2028 | 2029 | 2030 | 2031 | 2032 | 2033 | 2034 | 2035 | 2036 | 2037 | 2038 | 2039 | 2040 | 2041 | 2042 | 2043 | 2044 | 2045 | 2046 | 2047 | 2048 | 2049 | 2050 | 2051 | 2052 | 2053 | 2054 | 2055 | 2056 | 2057 | 2058 | 2059
Avoided energy per kWh with line loss | 0.06831 | 0.066934 | 0.065592 | 0.065436 | 0.065279 | 0.065132 | 0.065288 | 0.065452 | 0.065606 | 0.065772 | 0.065935 | 0.066092 | 0.066255 | 0.066421 | 0.066586 | 0.066586 | 0.066586 | 0.066586 | 0.066586 | 0.066586 | 0.066586 | 0.066586 | 0.066586 | 0.066586 | 0.066586 | 0.066586 | 0.066586 | 0.066586 | 0.066586 | 0.066586 | 0.066586 | 0.066586 | 0.066586 | 0.066586 | 0.066586 | 0.066586 | 0.066586 | 0.066586 | 0.066586 | 0.066586 | 0.066586 | 0.066586 | 0.066586 | 0.066586 | 0.066586 | 0.066586 | 0.066586 | 0.066586 | 0.066586 | 0.066586
Avoided Capacity per KW with reserve margin, line loss and avoided distribution | 85.3987 | 92.5323 | 99.2349 | 105.5496 | 111.4871 | 117.069 | 122.3276 | 127.2629 | 131.9073 | 136.2716 | 140.3664 | 144.2134 | 144.2134 | 144.2134 | 144.2134 | 144.2134 | 144.2134 | 144.2134 | 144.2134 | 144.2134 | 144.2134 | 144.2134 | 144.2134 | 144.2134 | 144.2134 | 144.2134 | 144.2134 | 144.2134 | 144.2134 | 144.2134 | 144.2134 | 144.2134 | 144.2134 | 144.2134 | 144.2134 | 144.2134 | 144.2134 | 144.2134 | 144.2134 | 144.2134 | 144.2134 | 144.2134 | 144.2134 | 144.2134 | 144.2134 | 144.2134 | 144.2134 | 144.2134 | 144.2134 | 144.2134
Avoided gas $/MMBtu (Heating) | 10.24 | 10.01 | 9.79 | 9.79 | 9.79 | 9.79 | 9.87 | 9.94 | 10.02 | 10.02 | 10.02 | 10.02 | 10.02 | 10.02 | 10.02 | 10.02 | 10.02 | 10.02 | 10.02 | 10.02 | 10.02 | 10.02 | 10.02 | 10.02 | 10.02 | 10.02 | 10.02 | 10.02 | 10.02 | 10.02 | 10.02 | 10.02 | 10.02 | 10.02 | 10.02 | 10.02 | 10.02 | 10.02 | 10.02 | 10.02 | 10.02 | 10.02 | 10.02 | 10.02 | 10.02 | 10.02 | 10.02 | 10.02 | 10.02 | 10.02
Natural gas $ per MMBtu (Hot Water) | 9.4525 | 9.2342 | 9.02 | 9.02 | 9.02 | 9.02 | 9.0942 | 9.2442 | 9.2442 | 9.2442 | 9.2442 | 9.2442 | 9.2442 | 9.2442 | 9.2442 | 9.2442 | 9.2442 | 9.2442 | 9.2442 | 9.2442 | 9.2442 | 9.2442 | 9.2442 | 9.2442 | 9.2442 | 9.2442 | 9.2442 | 9.2442 | 9.2442 | 9.2442 | 9.2442 | 9.2442 | 9.2442 | 9.2442 | 9.2442 | 9.2442 | 9.2442 | 9.2442 | 9.2442 | 9.2442 | 9.2442 | 9.2442 | 9.2442 | 9.2442 | 9.2442 | 9.2442 | 9.2442 | 9.2442 | 9.2442 | 9.2442
Residual Oil | 7.2607 | 7.9113 | 8.1995 | 8.4074 | 8.5736 | 8.7208 | 8.8285 | 8.883 | 9.0101 | 9.05 | 9.1559 | 9.245 | 9.2425 | 9.3135 | 9.3834 | 9.4458 | 9.4294 | 9.4066 | 9.3719 | 9.3719 | 9.3719 | 9.3719 | 9.3719 | 9.3719 | 9.3719 | 9.3719 | 9.3719 | 9.3719 | 9.3719 | 9.3719 | 9.3719 | 9.3719 | 9.3719 | 9.3719 | 9.3719 | 9.3719 | 9.3719 | 9.3719 | 9.3719 | 9.3719 | 9.3719 | 9.3719 | 9.3719 | 9.3719 | 9.3719 | 9.3719 | 9.3719 | 9.3719 | 9.3719 | 9.3719
Co2 Adder per KWh | 0.00628 | 0.0062 | 0.00612 | 0.006 | 0.00588 | 0.00577 | 0.00577 | 0.00576 | 0.00576 | 0.00575 | 0.00575 | 0.00575 | 0.00574 | 0.00574 | 0.00573 | 0.00573 | 0.00573 | 0.00573 | 0.00573 | 0.00573 | 0.00573 | 0.00573 | 0.00573 | 0.00573 | 0.00573 | 0.00573 | 0.00573 | 0.00573 | 0.00573 | 0.00573 | 0.00573 | 0.00573 | 0.00573 | 0.00573 | 0.00573 | 0.00573 | 0.00573 | 0.00573 | 0.00573 | 0.00573 | 0.00573 | 0.00573 | 0.00573 | 0.00573 | 0.00573 | 0.00573 | 0.00573 | 0.00573 | 0.00573 | 0.00573
Co2 Adder per MMBtu Nat Gas | 0.8775 | 0.8775 | 0.8775 | 0.8775 | 0.8775 | 0.8775 | 0.8775 | 0.8775 | 0.8775 | 0.8775 | 0.8775 | 0.8775 | 0.8775 | 0.8775 | 0.8775 | 0.8775 | 0.8775 | 0.8775 | 0.8775 | 0.8775 | 0.8775 | 0.8775 | 0.8775 | 0.8775 | 0.8775 | 0.8775 | 0.8775 | 0.8775 | 0.8775 | 0.8775 | 0.8775 | 0.8775 | 0.8775 | 0.8775 | 0.8775 | 0.8775 | 0.8775 | 0.8775 | 0.8775 | 0.8775 | 0.8775 | 0.8775 | 0.8775 | 0.8775 | 0.8775 | 0.8775 | 0.8775 | 0.8775 | 0.8775 | 0.8775
Co2 Adder per MMBtu Oil (place holder values) | 0.8775 | 0.8775 | 0.8775 | 0.8775 | 0.8775 | 0.8775 | 0.8775 | 0.8775 | 0.8775 | 0.8775 | 0.8775 | 0.8775 | 0.8775 | 0.8775 | 0.8775 | 0.8775 | 0.8775 | 0.8775 | 0.8775 | 0.8775 | 0.8775 | 0.8775 | 0.8775 | 0.8775 | 0.8775 | 0.8775 | 0.8775 | 0.8775 | 0.8775 | 0.8775 | 0.8775 | 0.8775 | 0.8775 | 0.8775 | 0.8775 | 0.8775 | 0.8775 | 0.8775 | 0.8775 | 0.8775 | 0.8775 | 0.8775 | 0.8775 | 0.8775 | 0.8775 | 0.8775 | 0.8775 | 0.8775 | 0.8775 | 0.8775
Avoided Cost Present Value Forecast
Year | 1 | 2 | 3 | 4 | 5 | 6 | 7 | 8 | 9 | 10 | 11 | 12 | 13 | 14 | 15 | 16 | 17 | 18 | 19 | 20 | 21 | 22 | 23 | 24 | 25 | 26 | 27 | 28 | 29 | 30 | 31 | 32 | 33 | 34 | 35 | 36 | 37 | 38 | 39 | 40 | 41 | 42 | 43 | 44 | 45 | 46 | 47 | 48 | 49 | 50
Avoided energy per kWh with line loss (PV) | 0.066506 | 0.12827 | 0.18565 | 0.2399 | 0.29121 | 0.33972 | 0.38582 | 0.42963 | 0.47125 | 0.5108 | 0.54838 | 0.58409 | 0.61801 | 0.65025 | 0.68089 | 0.70993 | 0.73745 | 0.76354 | 0.78827 | 0.81171 | 0.83393 | 0.85499 | 0.87495 | 0.89387 | 0.91181 | 0.92881 | 0.94492 | 0.96019 | 0.97467 | 0.98839 | 1.0014 | 1.0137 | 1.0254 | 1.0365 | 1.047 | 1.0569 | 1.0664 | 1.0753 | 1.0838 | 1.0918 | 1.0994 | 1.1067 | 1.1135 | 1.12 | 1.1261 | 1.132 | 1.1375 | 1.1427 | 1.1477 | 1.1524
Avoided Capacity per KW with reserve margin, line loss and avoided distribution (PV) | 83.1429 | 168.5344 | 255.3371 | 342.8502 | 430.4672 | 517.6746 | 604.0487 | 689.2229 | 772.9032 | 854.8453 | 934.8494 | 1012.761 | 1086.6108 | 1156.6107 | 1222.9613 | 1285.8529 | 1345.4657 | 1401.9708 | 1455.5301 | 1506.2973 | 1554.4177 | 1600.0296 | 1643.2636 | 1684.2436 | 1723.0873 | 1759.9059 | 1794.8051 | 1827.8849 | 1859.2402 | 1888.9608 | 1917.132 | 1943.8346 | 1969.1451 | 1993.1361 | 2015.8763 | 2037.4311 | 2057.8622 | 2077.2281 | 2095.5844 | 2112.9838 | 2129.4761 | 2145.1086 | 2159.9261 | 2173.9711 | 2187.284 | 2199.9028 | 2211.8638 | 2223.2012 | 2233.9475 | 2244.1337
Avoided gas $/MMBtu (Heating) (PV) | 9.9695 | 19.207 | 27.7705 | 35.8876 | 43.5815 | 50.8743 | 57.8434 | 64.496 | 70.8526 | 76.8777 | 82.5888 | 88.0021 | 93.1332 | 97.9969 | 102.6069 | 106.9767 | 111.1186 | 115.0446 | 118.7659 | 122.2932 | 125.6367 | 128.8058 | 131.8097 | 134.657 | 137.3559 | 139.9141 | 142.3389 | 144.6373 | 146.8158 | 148.8808 | 150.8382 | 152.6935 | 154.4521 | 156.119 | 157.699 | 159.1966 | 160.6162 | 161.9617 | 163.2371 | 164.446 | 165.5919 | 166.6781 | 167.7076 | 168.6835 | 169.6084 | 170.4852 | 171.3163 | 172.104 | 172.8506 | 173.5584
Natural gas $ per MMBtu (Hot Water) (PV) | 9.2028 | 17.7244 | 25.6143 | 33.093 | 40.1817 | 46.901 | 53.3222 | 59.5092 | 65.3735 | 70.9322 | 76.201 | 81.1952 | 85.9291 | 90.4161 | 94.6692 | 98.7006 | 102.5218 | 106.1438 | 109.577 | 112.8312 | 115.9158 | 118.8395 | 121.6108 | 124.2377 | 126.7276 | 129.0877 | 131.3248 | 133.4452 | 135.4551 | 137.3602 | 139.166 | 140.8776 | 142.5 | 144.0379 | 145.4956 | 146.8772 | 148.1869 | 149.4282 | 150.6049 | 151.7202 | 152.7774 | 153.7794 | 154.7292 | 155.6295 | 156.4829 | 157.2918 | 158.0585 | 158.7852 | 159.4741 | 160.127
Residual Oil (PV) | 7.0689 | 14.3697 | 21.542 | 28.5127 | 35.2506 | 41.747 | 47.9807 | 53.9259 | 59.6417 | 65.0836 | 70.3022 | 75.2968 | 80.0298 | 84.5505 | 88.8677 | 92.987 | 96.8848 | 100.5704 | 104.051 | 107.3502 | 110.4774 | 113.4415 | 116.2511 | 118.9143 | 121.4386 | 123.8313 | 126.0993 | 128.249 | 130.2867 | 132.2181 | 134.0488 | 135.7841 | 137.429 | 138.9881 | 140.4659 | 141.8666 | 143.1944 | 144.4529 | 145.6458 | 146.7765 | 147.8483 | 148.8642 | 149.8271 | 150.7399 | 151.605 | 152.4251 | 153.2024 | 153.9391 | 154.6375 | 155.2995
Co2 Adder per kWh ($2008) | 0.0061141 | 0.011836 | 0.017189 | 0.022164 | 0.026785 | 0.031083 | 0.035157 | 0.039012 | 0.042666 | 0.046124 | 0.049401 | 0.052507 | 0.055447 | 0.058233 | 0.060869 | 0.063368 | 0.065737 | 0.067982 | 0.07011 | 0.072127 | 0.074039 | 0.075851 | 0.077569 | 0.079197 | 0.080741 | 0.082204 | 0.08359 | 0.084905 | 0.08615 | 0.087331 | 0.088451 | 0.089512 | 0.090517 | 0.09147 | 0.092374 | 0.09323 | 0.094042 | 0.094812 | 0.095541 | 0.096232 | 0.096888 | 0.097509 | 0.098098 | 0.098656 | 0.099185 | 0.099686 | 0.10016 | 0.10061 | 0.10104 | 0.10144
Co2 Adder per MMBtu | 0.85432 | 1.6641 | 2.4317 | 3.1592 | 3.8488 | 4.5025 | 5.1221 | 5.7094 | 6.2661 | 6.7937 | 7.2939 | 7.7679 | 8.2173 | 8.6432 | 9.047 | 9.4296 | 9.7924 | 10.1362 | 10.4621 | 10.771 | 11.0638 | 11.3413 | 11.6044 | 11.8537 | 12.0901 | 12.3141 | 12.5265 | 12.7278 | 12.9185 | 13.0994 | 13.2708 | 13.4333 | 13.5873 | 13.7333 | 13.8716 | 14.0028 | 14.1271 | 14.2449 | 14.3566 | 14.4625 | 14.5629 | 14.658 | 14.7481 | 14.8336 | 14.9146 | 14.9914 | 15.0642 | 15.1331 | 15.1985 | 15.2605
Co2 Adder per MMBtu Oil | 0.85432 | 1.6641 | 2.4317 | 3.1592 | 3.8488 | 4.5025 | 5.1221 | 5.7094 | 6.2661 | 6.7937 | 7.2939 | 7.7679 | 8.2173 | 8.6432 | 9.047 | 9.4296 | 9.7924 | 10.1362 | 10.4621 | 10.771 | 11.0638 | 11.3413 | 11.6044 | 11.8537 | 12.0901 | 12.3141 | 12.5265 | 12.7278 | 12.9185 | 13.0994 | 13.2708 | 13.4333 | 13.5873 | 13.7333 | 13.8716 | 14.0028 | 14.1271 | 14.2449 | 14.3566 | 14.4625 | 14.5629 | 14.658 | 14.7481 | 14.8336 | 14.9146 | 14.9914 | 15.0642 | 15.1331 | 15.1985 | 15.2605
NYSEG
Avoided Cost Forecast
Year | 2010 | 2011 | 2012 | 2013 | 2014 | 2015 | 2016 | 2017 | 2018 | 2019 | 2020 | 2021 | 2022 | 2023 | 2024 | 2025 | 2026 | 2027 | 2028 | 2029 | 2030 | 2031 | 2032 | 2033 | 2034 | 2035 | 2036 | 2037 | 2038 | 2039 | 2040 | 2041 | 2042 | 2043 | 2044 | 2045 | 2046 | 2047 | 2048 | 2049 | 2050 | 2051 | 2052 | 2053 | 2054 | 2055 | 2056 | 2057 | 2058 | 2059
Avoided energy per kWh with line loss | 0.06831 | 0.066934 | 0.065592 | 0.065436 | 0.065279 | 0.065132 | 0.065288 | 0.065452 | 0.065606 | 0.065772 | 0.065935 | 0.066092 | 0.066255 | 0.066421 | 0.066586 | 0.066586 | 0.066586 | 0.066586 | 0.066586 | 0.066586 | 0.066586 | 0.066586 | 0.066586 | 0.066586 | 0.066586 | 0.066586 | 0.066586 | 0.066586 | 0.066586 | 0.066586 | 0.066586 | 0.066586 | 0.066586 | 0.066586 | 0.066586 | 0.066586 | 0.066586 | 0.066586 | 0.066586 | 0.066586 | 0.066586 | 0.066586 | 0.066586 | 0.066586 | 0.066586 | 0.066586 | 0.066586 | 0.066586 | 0.066586 | 0.066586
Avoided Capacity per KW with reserve margin, line loss and avoided distribution | 85.3987 | 92.5323 | 99.2349 | 105.5496 | 111.4871 | 117.069 | 122.3276 | 127.2629 | 131.9073 | 136.2716 | 140.3664 | 144.2134 | 144.2134 | 144.2134 | 144.2134 | 144.2134 | 144.2134 | 144.2134 | 144.2134 | 144.2134 | 144.2134 | 144.2134 | 144.2134 | 144.2134 | 144.2134 | 144.2134 | 144.2134 | 144.2134 | 144.2134 | 144.2134 | 144.2134 | 144.2134 | 144.2134 | 144.2134 | 144.2134 | 144.2134 | 144.2134 | 144.2134 | 144.2134 | 144.2134 | 144.2134 | 144.2134 | 144.2134 | 144.2134 | 144.2134 | 144.2134 | 144.2134 | 144.2134 | 144.2134 | 144.2134
Avoided gas $/MMBtu (Heating) | 10.24 | 10.01 | 9.79 | 9.79 | 9.79 | 9.79 | 9.87 | 9.94 | 10.02 | 10.02 | 10.02 | 10.02 | 10.02 | 10.02 | 10.02 | 10.02 | 10.02 | 10.02 | 10.02 | 10.02 | 10.02 | 10.02 | 10.02 | 10.02 | 10.02 | 10.02 | 10.02 | 10.02 | 10.02 | 10.02 | 10.02 | 10.02 | 10.02 | 10.02 | 10.02 | 10.02 | 10.02 | 10.02 | 10.02 | 10.02 | 10.02 | 10.02 | 10.02 | 10.02 | 10.02 | 10.02 | 10.02 | 10.02 | 10.02 | 10.02
Natural gas $ per MMBtu (Hot Water) | 9.4525 | 9.2342 | 9.02 | 9.02 | 9.02 | 9.02 | 9.0942 | 9.2442 | 9.2442 | 9.2442 | 9.2442 | 9.2442 | 9.2442 | 9.2442 | 9.2442 | 9.2442 | 9.2442 | 9.2442 | 9.2442 | 9.2442 | 9.2442 | 9.2442 | 9.2442 | 9.2442 | 9.2442 | 9.2442 | 9.2442 | 9.2442 | 9.2442 | 9.2442 | 9.2442 | 9.2442 | 9.2442 | 9.2442 | 9.2442 | 9.2442 | 9.2442 | 9.2442 | 9.2442 | 9.2442 | 9.2442 | 9.2442 | 9.2442 | 9.2442 | 9.2442 | 9.2442 | 9.2442 | 9.2442 | 9.2442 | 9.2442
Residual Oil | 7.2607 | 7.9113 | 8.1995 | 8.4074 | 8.5736 | 8.7208 | 8.8285 | 8.883 | 9.0101 | 9.05 | 9.1559 | 9.245 | 9.2425 | 9.3135 | 9.3834 | 9.4458 | 9.4294 | 9.4066 | 9.3719 | 9.3719 | 9.3719 | 9.3719 | 9.3719 | 9.3719 | 9.3719 | 9.3719 | 9.3719 | 9.3719 | 9.3719 | 9.3719 | 9.3719 | 9.3719 | 9.3719 | 9.3719 | 9.3719 | 9.3719 | 9.3719 | 9.3719 | 9.3719 | 9.3719 | 9.3719 | 9.3719 | 9.3719 | 9.3719 | 9.3719 | 9.3719 | 9.3719 | 9.3719 | 9.3719 | 9.3719
Co2 Adder per KWh | 0.00628 | 0.0062 | 0.00612 | 0.006 | 0.00588 | 0.00577 | 0.00577 | 0.00576 | 0.00576 | 0.00575 | 0.00575 | 0.00575 | 0.00574 | 0.00574 | 0.00573 | 0.00573 | 0.00573 | 0.00573 | 0.00573 | 0.00573 | 0.00573 | 0.00573 | 0.00573 | 0.00573 | 0.00573 | 0.00573 | 0.00573 | 0.00573 | 0.00573 | 0.00573 | 0.00573 | 0.00573 | 0.00573 | 0.00573 | 0.00573 | 0.00573 | 0.00573 | 0.00573 | 0.00573 | 0.00573 | 0.00573 | 0.00573 | 0.00573 | 0.00573 | 0.00573 | 0.00573 | 0.00573 | 0.00573 | 0.00573 | 0.00573
Co2 Adder per MMBtu Nat Gas | 0.8775 | 0.8775 | 0.8775 | 0.8775 | 0.8775 | 0.8775 | 0.8775 | 0.8775 | 0.8775 | 0.8775 | 0.8775 | 0.8775 | 0.8775 | 0.8775 | 0.8775 | 0.8775 | 0.8775 | 0.8775 | 0.8775 | 0.8775 | 0.8775 | 0.8775 | 0.8775 | 0.8775 | 0.8775 | 0.8775 | 0.8775 | 0.8775 | 0.8775 | 0.8775 | 0.8775 | 0.8775 | 0.8775 | 0.8775 | 0.8775 | 0.8775 | 0.8775 | 0.8775 | 0.8775 | 0.8775 | 0.8775 | 0.8775 | 0.8775 | 0.8775 | 0.8775 | 0.8775 | 0.8775 | 0.8775 | 0.8775 | 0.8775
Co2 Adder per MMBtu Oil (place holder values) | 0.8775 | 0.8775 | 0.8775 | 0.8775 | 0.8775 | 0.8775 | 0.8775 | 0.8775 | 0.8775 | 0.8775 | 0.8775 | 0.8775 | 0.8775 | 0.8775 | 0.8775 | 0.8775 | 0.8775 | 0.8775 | 0.8775 | 0.8775 | 0.8775 | 0.8775 | 0.8775 | 0.8775 | 0.8775 | 0.8775 | 0.8775 | 0.8775 | 0.8775 | 0.8775 | 0.8775 | 0.8775 | 0.8775 | 0.8775 | 0.8775 | 0.8775 | 0.8775 | 0.8775 | 0.8775 | 0.8775 | 0.8775 | 0.8775 | 0.8775 | 0.8775 | 0.8775 | 0.8775 | 0.8775 | 0.8775 | 0.8775 | 0.8775
Avoided Cost Present Value Forecast
Year | 1 | 2 | 3 | 4 | 5 | 6 | 7 | 8 | 9 | 10 | 11 | 12 | 13 | 14 | 15 | 16 | 17 | 18 | 19 | 20 | 21 | 22 | 23 | 24 | 25 | 26 | 27 | 28 | 29 | 30 | 31 | 32 | 33 | 34 | 35 | 36 | 37 | 38 | 39 | 40 | 41 | 42 | 43 | 44 | 45 | 46 | 47 | 48 | 49 | 50
Avoided energy per kWh with line loss (PV) | 0.085 | 0.14677 | 0.20414 | 0.2584 | 0.3097 | 0.35822 | 0.40432 | 0.44812 | 0.48974 | 0.52929 | 0.56687 | 0.60258 | 0.63651 | 0.66875 | 0.69938 | 0.72842 | 0.75595 | 0.78203 | 0.80676 | 0.8302 | 0.85242 | 0.87348 | 0.89344 | 0.91237 | 0.9303 | 0.9473 | 0.96341 | 0.97869 | 0.99316 | 1.0069 | 1.0199 | 1.0322 | 1.0439 | 1.055 | 1.0655 | 1.0754 | 1.0849 | 1.0938 | 1.1023 | 1.1103 | 1.1179 | 1.1252 | 1.132 | 1.1385 | 1.1446 | 1.1505 | 1.156 | 1.1612 | 1.1662 | 1.1709
Avoided Capacity per KW with reserve margin, line loss and avoided distribution (PV) | 83.1429 | 168.5344 | 255.3371 | 342.8502 | 430.4672 | 517.6746 | 604.0487 | 689.2229 | 772.9032 | 854.8453 | 934.8494 | 1012.761 | 1086.6108 | 1156.6107 | 1222.9613 | 1285.8529 | 1345.4657 | 1401.9708 | 1455.5301 | 1506.2973 | 1554.4177 | 1600.0296 | 1643.2636 | 1684.2436 | 1723.0873 | 1759.9059 | 1794.8051 | 1827.8849 | 1859.2402 | 1888.9608 | 1917.132 | 1943.8346 | 1969.1451 | 1993.1361 | 2015.8763 | 2037.4311 | 2057.8622 | 2077.2281 | 2095.5844 | 2112.9838 | 2129.4761 | 2145.1086 | 2159.9261 | 2173.9711 | 2187.284 | 2199.9028 | 2211.8638 | 2223.2012 | 2233.9475 | 2244.1337
Avoided gas $/MMBtu (Heating) (PV) | 9.9695 | 19.207 | 27.7705 | 35.8876 | 43.5815 | 50.8743 | 57.8434 | 64.496 | 70.8526 | 76.8777 | 82.5888 | 88.0021 | 93.1332 | 97.9969 | 102.6069 | 106.9767 | 111.1186 | 115.0446 | 118.7659 | 122.2932 | 125.6367 | 128.8058 | 131.8097 | 134.657 | 137.3559 | 139.9141 | 142.3389 | 144.6373 | 146.8158 | 148.8808 | 150.8382 | 152.6935 | 154.4521 | 156.119 | 157.699 | 159.1966 | 160.6162 | 161.9617 | 163.2371 | 164.446 | 165.5919 | 166.6781 | 167.7076 | 168.6835 | 169.6084 | 170.4852 | 171.3163 | 172.104 | 172.8506 | 173.5584
Natural gas $ per MMBtu (Hot Water) (PV) | 9.2028 | 17.7244 | 25.6143 | 33.093 | 40.1817 | 46.901 | 53.3222 | 59.5092 | 65.3735 | 70.9322 | 76.201 | 81.1952 | 85.9291 | 90.4161 | 94.6692 | 98.7006 | 102.5218 | 106.1438 | 109.577 | 112.8312 | 115.9158 | 118.8395 | 121.6108 | 124.2377 | 126.7276 | 129.0877 | 131.3248 | 133.4452 | 135.4551 | 137.3602 | 139.166 | 140.8776 | 142.5 | 144.0379 | 145.4956 | 146.8772 | 148.1869 | 149.4282 | 150.6049 | 151.7202 | 152.7774 | 153.7794 | 154.7292 | 155.6295 | 156.4829 | 157.2918 | 158.0585 | 158.7852 | 159.4741 | 160.127
Residual Oil (PV) | 7.0689 | 14.3697 | 21.542 | 28.5127 | 35.2506 | 41.747 | 47.9807 | 53.9259 | 59.6417 | 65.0836 | 70.3022 | 75.2968 | 80.0298 | 84.5505 | 88.8677 | 92.987 | 96.8848 | 100.5704 | 104.051 | 107.3502 | 110.4774 | 113.4415 | 116.2511 | 118.9143 | 121.4386 | 123.8313 | 126.0993 | 128.249 | 130.2867 | 132.2181 | 134.0488 | 135.7841 | 137.429 | 138.9881 | 140.4659 | 141.8666 | 143.1944 | 144.4529 | 145.6458 | 146.7765 | 147.8483 | 148.8642 | 149.8271 | 150.7399 | 151.605 | 152.4251 | 153.2024 | 153.9391 | 154.6375 | 155.2995
Co2 Adder per kWh ($2008) | 0.0061141 | 0.011836 | 0.017189 | 0.022164 | 0.026785 | 0.031083 | 0.035157 | 0.039012 | 0.042666 | 0.046124 | 0.049401 | 0.052507 | 0.055447 | 0.058233 | 0.060869 | 0.063368 | 0.065737 | 0.067982 | 0.07011 | 0.072127 | 0.074039 | 0.075851 | 0.077569 | 0.079197 | 0.080741 | 0.082204 | 0.08359 | 0.084905 | 0.08615 | 0.087331 | 0.088451 | 0.089512 | 0.090517 | 0.09147 | 0.092374 | 0.09323 | 0.094042 | 0.094812 | 0.095541 | 0.096232 | 0.096888 | 0.097509 | 0.098098 | 0.098656 | 0.099185 | 0.099686 | 0.10016 | 0.10061 | 0.10104 | 0.10144
Co2 Adder per MMBtu | 0.85432 | 1.6641 | 2.4317 | 3.1592 | 3.8488 | 4.5025 | 5.1221 | 5.7094 | 6.2661 | 6.7937 | 7.2939 | 7.7679 | 8.2173 | 8.6432 | 9.047 | 9.4296 | 9.7924 | 10.1362 | 10.4621 | 10.771 | 11.0638 | 11.3413 | 11.6044 | 11.8537 | 12.0901 | 12.3141 | 12.5265 | 12.7278 | 12.9185 | 13.0994 | 13.2708 | 13.4333 | 13.5873 | 13.7333 | 13.8716 | 14.0028 | 14.1271 | 14.2449 | 14.3566 | 14.4625 | 14.5629 | 14.658 | 14.7481 | 14.8336 | 14.9146 | 14.9914 | 15.0642 | 15.1331 | 15.1985 | 15.2605
Co2 Adder per MMBtu Oil | 0.85432 | 1.6641 | 2.4317 | 3.1592 | 3.8488 | 4.5025 | 5.1221 | 5.7094 | 6.2661 | 6.7937 | 7.2939 | 7.7679 | 8.2173 | 8.6432 | 9.047 | 9.4296 | 9.7924 | 10.1362 | 10.4621 | 10.771 | 11.0638 | 11.3413 | 11.6044 | 11.8537 | 12.0901 | 12.3141 | 12.5265 | 12.7278 | 12.9185 | 13.0994 | 13.2708 | 13.4333 | 13.5873 | 13.7333 | 13.8716 | 14.0028 | 14.1271 | 14.2449 | 14.3566 | 14.4625 | 14.5629 | 14.658 | 14.7481 | 14.8336 | 14.9146 | 14.9914 | 15.0642 | 15.1331 | 15.1985 | 15.2605
O & R
Avoided Cost Forecast
Year | 2010 | 2011 | 2012 | 2013 | 2014 | 2015 | 2016 | 2017 | 2018 | 2019 | 2020 | 2021 | 2022 | 2023 | 2024 | 2025 | 2026 | 2027 | 2028 | 2029 | 2030 | 2031 | 2032 | 2033 | 2034 | 2035 | 2036 | 2037 | 2038 | 2039 | 2040 | 2041 | 2042 | 2043 | 2044 | 2045 | 2046 | 2047 | 2048 | 2049 | 2050 | 2051 | 2052 | 2053 | 2054 | 2055 | 2056 | 2057 | 2058 | 2059
Avoided energy per kWh with line loss | 0.085399 | 0.084052 | 0.082737 | 0.082091 | 0.081455 | 0.080819 | 0.081024 | 0.081218 | 0.081422 | 0.081616 | 0.081821 | 0.082015 | 0.08222 | 0.082425 | 0.082629 | 0.082629 | 0.082629 | 0.082629 | 0.082629 | 0.082629 | 0.082629 | 0.082629 | 0.082629 | 0.082629 | 0.082629 | 0.082629 | 0.082629 | 0.082629 | 0.082629 | 0.082629 | 0.082629 | 0.082629 | 0.082629 | 0.082629 | 0.082629 | 0.082629 | 0.082629 | 0.082629 | 0.082629 | 0.082629 | 0.082629 | 0.082629 | 0.082629 | 0.082629 | 0.082629 | 0.082629 | 0.082629 | 0.082629 | 0.082629 | 0.082629
Avoided Capacity per KW with reserve margin, line loss and avoided distribution | 85.3987 | 92.5323 | 99.2349 | 105.5496 | 111.4871 | 117.069 | 122.3276 | 127.2629 | 131.9073 | 136.2716 | 140.3664 | 144.2134 | 144.2134 | 144.2134 | 144.2134 | 144.2134 | 144.2134 | 144.2134 | 144.2134 | 144.2134 | 144.2134 | 144.2134 | 144.2134 | 144.2134 | 144.2134 | 144.2134 | 144.2134 | 144.2134 | 144.2134 | 144.2134 | 144.2134 | 144.2134 | 144.2134 | 144.2134 | 144.2134 | 144.2134 | 144.2134 | 144.2134 | 144.2134 | 144.2134 | 144.2134 | 144.2134 | 144.2134 | 144.2134 | 144.2134 | 144.2134 | 144.2134 | 144.2134 | 144.2134 | 144.2134
Avoided gas $/MMBtu (Heating) | 13.64 | 13.41 | 13.19 | 13.19 | 13.19 | 13.19 | 13.27 | 13.34 | 13.42 | 13.42 | 13.42 | 13.42 | 13.42 | 13.42 | 13.42 | 13.42 | 13.42 | 13.42 | 13.42 | 13.42 | 13.42 | 13.42 | 13.42 | 13.42 | 13.42 | 13.42 | 13.42 | 13.42 | 13.42 | 13.42 | 13.42 | 13.42 | 13.42 | 13.42 | 13.42 | 13.42 | 13.42 | 13.42 | 13.42 | 13.42 | 13.42 | 13.42 | 13.42 | 13.42 | 13.42 | 13.42 | 13.42 | 13.42 | 13.42 | 13.42
Natural gas $ per MMBtu (Hot Water) | 12.0125 | 11.7942 | 11.5858 | 11.5858 | 11.5858 | 11.5858 | 11.66 | 11.73 | 11.8042 | 11.8042 | 11.8042 | 11.8042 | 11.8042 | 11.8042 | 11.8042 | 11.8042 | 11.8042 | 11.8042 | 11.8042 | 11.8042 | 11.8042 | 11.8042 | 11.8042 | 11.8042 | 11.8042 | 11.8042 | 11.8042 | 11.8042 | 11.8042 | 11.8042 | 11.8042 | 11.8042 | 11.8042 | 11.8042 | 11.8042 | 11.8042 | 11.8042 | 11.8042 | 11.8042 | 11.8042 | 11.8042 | 11.8042 | 11.8042 | 11.8042 | 11.8042 | 11.8042 | 11.8042 | 11.8042 | 11.8042 | 11.8042
Residual Oil | 7.2607 | 7.9113 | 8.1995 | 8.4074 | 8.5736 | 8.7208 | 8.8285 | 8.883 | 9.0101 | 9.05 | 9.1559 | 9.245 | 9.2425 | 9.3135 | 9.3834 | 9.4458 | 9.4294 | 9.4066 | 9.3719 | 9.3719 | 9.3719 | 9.3719 | 9.3719 | 9.3719 | 9.3719 | 9.3719 | 9.3719 | 9.3719 | 9.3719 | 9.3719 | 9.3719 | 9.3719 | 9.3719 | 9.3719 | 9.3719 | 9.3719 | 9.3719 | 9.3719 | 9.3719 | 9.3719 | 9.3719 | 9.3719 | 9.3719 | 9.3719 | 9.3719 | 9.3719 | 9.3719 | 9.3719 | 9.3719 | 9.3719
Co2 Adder per KWh | 0.00628 | 0.0062 | 0.00612 | 0.006 | 0.00588 | 0.00577 | 0.00577 | 0.00576 | 0.00576 | 0.00575 | 0.00575 | 0.00575 | 0.00574 | 0.00574 | 0.00573 | 0.00573 | 0.00573 | 0.00573 | 0.00573 | 0.00573 | 0.00573 | 0.00573 | 0.00573 | 0.00573 | 0.00573 | 0.00573 | 0.00573 | 0.00573 | 0.00573 | 0.00573 | 0.00573 | 0.00573 | 0.00573 | 0.00573 | 0.00573 | 0.00573 | 0.00573 | 0.00573 | 0.00573 | 0.00573 | 0.00573 | 0.00573 | 0.00573 | 0.00573 | 0.00573 | 0.00573 | 0.00573 | 0.00573 | 0.00573 | 0.00573
Co2 Adder per MMBtu Nat Gas | 0.8775 | 0.8775 | 0.8775 | 0.8775 | 0.8775 | 0.8775 | 0.8775 | 0.8775 | 0.8775 | 0.8775 | 0.8775 | 0.8775 | 0.8775 | 0.8775 | 0.8775 | 0.8775 | 0.8775 | 0.8775 | 0.8775 | 0.8775 | 0.8775 | 0.8775 | 0.8775 | 0.8775 | 0.8775 | 0.8775 | 0.8775 | 0.8775 | 0.8775 | 0.8775 | 0.8775 | 0.8775 | 0.8775 | 0.8775 | 0.8775 | 0.8775 | 0.8775 | 0.8775 | 0.8775 | 0.8775 | 0.8775 | 0.8775 | 0.8775 | 0.8775 | 0.8775 | 0.8775 | 0.8775 | 0.8775 | 0.8775 | 0.8775
Co2 Adder per MMBtu Oil (place holder values) | 0.8775 | 0.8775 | 0.8775 | 0.8775 | 0.8775 | 0.8775 | 0.8775 | 0.8775 | 0.8775 | 0.8775 | 0.8775 | 0.8775 | 0.8775 | 0.8775 | 0.8775 | 0.8775 | 0.8775 | 0.8775 | 0.8775 | 0.8775 | 0.8775 | 0.8775 | 0.8775 | 0.8775 | 0.8775 | 0.8775 | 0.8775 | 0.8775 | 0.8775 | 0.8775 | 0.8775 | 0.8775 | 0.8775 | 0.8775 | 0.8775 | 0.8775 | 0.8775 | 0.8775 | 0.8775 | 0.8775 | 0.8775 | 0.8775 | 0.8775 | 0.8775 | 0.8775 | 0.8775 | 0.8775 | 0.8775 | 0.8775 | 0.8775
Avoided Cost Present Value Forecast
Year | 1 | 2 | 3 | 4 | 5 | 6 | 7 | 8 | 9 | 10 | 11 | 12 | 13 | 14 | 15 | 16 | 17 | 18 | 19 | 20 | 21 | 22 | 23 | 24 | 25 | 26 | 27 | 28 | 29 | 30 | 31 | 32 | 33 | 34 | 35 | 36 | 37 | 38 | 39 | 40 | 41 | 42 | 43 | 44 | 45 | 46 | 47 | 48 | 49 | 50
Avoided energy per kWh with line loss (PV) | 0.085 | 0.16257 | 0.23494 | 0.303 | 0.36701 | 0.42722 | 0.48443 | 0.53879 | 0.59044 | 0.63952 | 0.68615 | 0.73046 | 0.77256 | 0.81257 | 0.85059 | 0.88662 | 0.92078 | 0.95316 | 0.98384 | 1.0129 | 1.0405 | 1.0666 | 1.0914 | 1.1149 | 1.1371 | 1.1582 | 1.1782 | 1.1972 | 1.2152 | 1.2322 | 1.2483 | 1.2636 | 1.2781 | 1.2919 | 1.3049 | 1.3173 | 1.329 | 1.3401 | 1.3506 | 1.3605 | 1.37 | 1.3789 | 1.3874 | 1.3955 | 1.4031 | 1.4103 | 1.4172 | 1.4237 | 1.4298 | 1.4357
Avoided Capacity per KW with reserve margin, line loss and avoided distribution (PV) | 83.1429 | 168.5344 | 255.3371 | 342.8502 | 430.4672 | 517.6746 | 604.0487 | 689.2229 | 772.9032 | 854.8453 | 934.8494 | 1012.761 | 1086.6108 | 1156.6107 | 1222.9613 | 1285.8529 | 1345.4657 | 1401.9708 | 1455.5301 | 1506.2973 | 1554.4177 | 1600.0296 | 1643.2636 | 1684.2436 | 1723.0873 | 1759.9059 | 1794.8051 | 1827.8849 | 1859.2402 | 1888.9608 | 1917.132 | 1943.8346 | 1969.1451 | 1993.1361 | 2015.8763 | 2037.4311 | 2057.8622 | 2077.2281 | 2095.5844 | 2112.9838 | 2129.4761 | 2145.1086 | 2159.9261 | 2173.9711 | 2187.284 | 2199.9028 | 2211.8638 | 2223.2012 | 2233.9475 | 2244.1337
Avoided gas $/MMBtu (Heating) (PV) | 13.2797 | 25.6548 | 37.1924 | 48.1285 | 58.4944 | 68.3199 | 77.6897 | 86.6179 | 95.1314 | 103.201 | 110.8499 | 118.1001 | 124.9724 | 131.4863 | 137.6607 | 143.5131 | 149.0605 | 154.3187 | 159.3027 | 164.0269 | 168.5049 | 172.7493 | 176.7725 | 180.586 | 184.2007 | 187.6269 | 190.8745 | 193.9528 | 196.8706 | 199.6363 | 202.2578 | 204.7426 | 207.098 | 209.3305 | 211.4466 | 213.4524 | 215.3537 | 217.1558 | 218.864 | 220.4831 | 222.0178 | 223.4725 | 224.8514 | 226.1584 | 227.3972 | 228.5715 | 229.6845 | 230.7395 | 231.7396 | 232.6874
Natural gas $ per MMBtu (Hot Water) (PV) | 11.6952 | 22.5792 | 32.7135 | 42.3196 | 51.4248 | 60.0554 | 68.2883 | 76.139 | 83.6274 | 90.7254 | 97.4534 | 103.8306 | 109.8754 | 115.605 | 121.0359 | 126.1838 | 131.0632 | 135.6883 | 140.0722 | 144.2276 | 148.1664 | 151.8998 | 155.4386 | 158.7929 | 161.9723 | 164.986 | 167.8426 | 170.5502 | 173.1167 | 175.5494 | 177.8553 | 180.0409 | 182.1127 | 184.0764 | 185.9377 | 187.702 | 189.3743 | 190.9595 | 192.462 | 193.8862 | 195.2361 | 196.5156 | 197.7285 | 198.8781 | 199.9678 | 201.0007 | 201.9797 | 202.9077 | 203.7873 | 204.621
Residual Oil (PV) | 7.0689 | 14.3697 | 21.542 | 28.5127 | 35.2506 | 41.747 | 47.9807 | 53.9259 | 59.6417 | 65.0836 | 70.3022 | 75.2968 | 80.0298 | 84.5505 | 88.8677 | 92.987 | 96.8848 | 100.5704 | 104.051 | 107.3502 | 110.4774 | 113.4415 | 116.2511 | 118.9143 | 121.4386 | 123.8313 | 126.0993 | 128.249 | 130.2867 | 132.2181 | 134.0488 | 135.7841 | 137.429 | 138.9881 | 140.4659 | 141.8666 | 143.1944 | 144.4529 | 145.6458 | 146.7765 | 147.8483 | 148.8642 | 149.8271 | 150.7399 | 151.605 | 152.4251 | 153.2024 | 153.9391 | 154.6375 | 155.2995
Co2 Adder per kWh ($2008) | 0.0061141 | 0.011836 | 0.017189 | 0.022164 | 0.026785 | 0.031083 | 0.035157 | 0.039012 | 0.042666 | 0.046124 | 0.049401 | 0.052507 | 0.055447 | 0.058233 | 0.060869 | 0.063368 | 0.065737 | 0.067982 | 0.07011 | 0.072127 | 0.074039 | 0.075851 | 0.077569 | 0.079197 | 0.080741 | 0.082204 | 0.08359 | 0.084905 | 0.08615 | 0.087331 | 0.088451 | 0.089512 | 0.090517 | 0.09147 | 0.092374 | 0.09323 | 0.094042 | 0.094812 | 0.095541 | 0.096232 | 0.096888 | 0.097509 | 0.098098 | 0.098656 | 0.099185 | 0.099686 | 0.10016 | 0.10061 | 0.10104 | 0.10144
Co2 Adder per MMBtu | 0.85432 | 1.6641 | 2.4317 | 3.1592 | 3.8488 | 4.5025 | 5.1221 | 5.7094 | 6.2661 | 6.7937 | 7.2939 | 7.7679 | 8.2173 | 8.6432 | 9.047 | 9.4296 | 9.7924 | 10.1362 | 10.4621 | 10.771 | 11.0638 | 11.3413 | 11.6044 | 11.8537 | 12.0901 | 12.3141 | 12.5265 | 12.7278 | 12.9185 | 13.0994 | 13.2708 | 13.4333 | 13.5873 | 13.7333 | 13.8716 | 14.0028 | 14.1271 | 14.2449 | 14.3566 | 14.4625 | 14.5629 | 14.658 | 14.7481 | 14.8336 | 14.9146 | 14.9914 | 15.0642 | 15.1331 | 15.1985 | 15.2605
Co2 Adder per MMBtu Oil | 0.85432 | 1.6641 | 2.4317 | 3.1592 | 3.8488 | 4.5025 | 5.1221 | 5.7094 | 6.2661 | 6.7937 | 7.2939 | 7.7679 | 8.2173 | 8.6432 | 9.047 | 9.4296 | 9.7924 | 10.1362 | 10.4621 | 10.771 | 11.0638 | 11.3413 | 11.6044 | 11.8537 | 12.0901 | 12.3141 | 12.5265 | 12.7278 | 12.9185 | 13.0994 | 13.2708 | 13.4333 | 13.5873 | 13.7333 | 13.8716 | 14.0028 | 14.1271 | 14.2449 | 14.3566 | 14.4625 | 14.5629 | 14.658 | 14.7481 | 14.8336 | 14.9146 | 14.9914 | 15.0642 | 15.1331 | 15.1985 | 15.2605
RG & E
Avoided Cost Forecast
Year | 2010 | 2011 | 2012 | 2013 | 2014 | 2015 | 2016 | 2017 | 2018 | 2019 | 2020 | 2021 | 2022 | 2023 | 2024 | 2025 | 2026 | 2027 | 2028 | 2029 | 2030 | 2031 | 2032 | 2033 | 2034 | 2035 | 2036 | 2037 | 2038 | 2039 | 2040 | 2041 | 2042 | 2043 | 2044 | 2045 | 2046 | 2047 | 2048 | 2049 | 2050 | 2051 | 2052 | 2053 | 2054 | 2055 | 2056 | 2057 | 2058 | 2059
Avoided energy per kWh with line loss | 0.06831 | 0.066934 | 0.065592 | 0.065436 | 0.065279 | 0.065132 | 0.065288 | 0.065452 | 0.065606 | 0.065772 | 0.065935 | 0.066092 | 0.066255 | 0.066421 | 0.066586 | 0.066586 | 0.066586 | 0.066586 | 0.066586 | 0.066586 | 0.066586 | 0.066586 | 0.066586 | 0.066586 | 0.066586 | 0.066586 | 0.066586 | 0.066586 | 0.066586 | 0.066586 | 0.066586 | 0.066586 | 0.066586 | 0.066586 | 0.066586 | 0.066586 | 0.066586 | 0.066586 | 0.066586 | 0.066586 | 0.066586 | 0.066586 | 0.066586 | 0.066586 | 0.066586 | 0.066586 | 0.066586 | 0.066586 | 0.066586 | 0.066586
Avoided Capacity per KW with reserve margin, line loss and avoided distribution | 85.3987 | 92.5323 | 99.2349 | 105.5496 | 111.4871 | 117.069 | 122.3276 | 127.2629 | 131.9073 | 136.2716 | 140.3664 | 144.2134 | 144.2134 | 144.2134 | 144.2134 | 144.2134 | 144.2134 | 144.2134 | 144.2134 | 144.2134 | 144.2134 | 144.2134 | 144.2134 | 144.2134 | 144.2134 | 144.2134 | 144.2134 | 144.2134 | 144.2134 | 144.2134 | 144.2134 | 144.2134 | 144.2134 | 144.2134 | 144.2134 | 144.2134 | 144.2134 | 144.2134 | 144.2134 | 144.2134 | 144.2134 | 144.2134 | 144.2134 | 144.2134 | 144.2134 | 144.2134 | 144.2134 | 144.2134 | 144.2134 | 144.2134
Avoided gas $/MMBtu (Heating) | 10.24 | 10.01 | 9.79 | 9.79 | 9.79 | 9.79 | 9.87 | 9.94 | 10.02 | 10.02 | 10.02 | 10.02 | 10.02 | 10.02 | 10.02 | 10.02 | 10.02 | 10.02 | 10.02 | 10.02 | 10.02 | 10.02 | 10.02 | 10.02 | 10.02 | 10.02 | 10.02 | 10.02 | 10.02 | 10.02 | 10.02 | 10.02 | 10.02 | 10.02 | 10.02 | 10.02 | 10.02 | 10.02 | 10.02 | 10.02 | 10.02 | 10.02 | 10.02 | 10.02 | 10.02 | 10.02 | 10.02 | 10.02 | 10.02 | 10.02
Natural gas $ per MMBtu (Hot Water) | 9.4525 | 9.2342 | 9.02 | 9.02 | 9.02 | 9.02 | 9.0942 | 9.2442 | 9.2442 | 9.2442 | 9.2442 | 9.2442 | 9.2442 | 9.2442 | 9.2442 | 9.2442 | 9.2442 | 9.2442 | 9.2442 | 9.2442 | 9.2442 | 9.2442 | 9.2442 | 9.2442 | 9.2442 | 9.2442 | 9.2442 | 9.2442 | 9.2442 | 9.2442 | 9.2442 | 9.2442 | 9.2442 | 9.2442 | 9.2442 | 9.2442 | 9.2442 | 9.2442 | 9.2442 | 9.2442 | 9.2442 | 9.2442 | 9.2442 | 9.2442 | 9.2442 | 9.2442 | 9.2442 | 9.2442 | 9.2442 | 9.2442
Residual Oil | 7.2607 | 7.9113 | 8.1995 | 8.4074 | 8.5736 | 8.7208 | 8.8285 | 8.883 | 9.0101 | 9.05 | 9.1559 | 9.245 | 9.2425 | 9.3135 | 9.3834 | 9.4458 | 9.4294 | 9.4066 | 9.3719 | 9.3719 | 9.3719 | 9.3719 | 9.3719 | 9.3719 | 9.3719 | 9.3719 | 9.3719 | 9.3719 | 9.3719 | 9.3719 | 9.3719 | 9.3719 | 9.3719 | 9.3719 | 9.3719 | 9.3719 | 9.3719 | 9.3719 | 9.3719 | 9.3719 | 9.3719 | 9.3719 | 9.3719 | 9.3719 | 9.3719 | 9.3719 | 9.3719 | 9.3719 | 9.3719 | 9.3719
Co2 Adder per KWh | 0.00628 | 0.0062 | 0.00612 | 0.006 | 0.00588 | 0.00577 | 0.00577 | 0.00576 | 0.00576 | 0.00575 | 0.00575 | 0.00575 | 0.00574 | 0.00574 | 0.00573 | 0.00573 | 0.00573 | 0.00573 | 0.00573 | 0.00573 | 0.00573 | 0.00573 | 0.00573 | 0.00573 | 0.00573 | 0.00573 | 0.00573 | 0.00573 | 0.00573 | 0.00573 | 0.00573 | 0.00573 | 0.00573 | 0.00573 | 0.00573 | 0.00573 | 0.00573 | 0.00573 | 0.00573 | 0.00573 | 0.00573 | 0.00573 | 0.00573 | 0.00573 | 0.00573 | 0.00573 | 0.00573 | 0.00573 | 0.00573 | 0.00573
Co2 Adder per MMBtu Nat Gas | 0.8775 | 0.8775 | 0.8775 | 0.8775 | 0.8775 | 0.8775 | 0.8775 | 0.8775 | 0.8775 | 0.8775 | 0.8775 | 0.8775 | 0.8775 | 0.8775 | 0.8775 | 0.8775 | 0.8775 | 0.8775 | 0.8775 | 0.8775 | 0.8775 | 0.8775 | 0.8775 | 0.8775 | 0.8775 | 0.8775 | 0.8775 | 0.8775 | 0.8775 | 0.8775 | 0.8775 | 0.8775 | 0.8775 | 0.8775 | 0.8775 | 0.8775 | 0.8775 | 0.8775 | 0.8775 | 0.8775 | 0.8775 | 0.8775 | 0.8775 | 0.8775 | 0.8775 | 0.8775 | 0.8775 | 0.8775 | 0.8775 | 0.8775
Co2 Adder per MMBtu Oil (place holder values) | 0.8775 | 0.8775 | 0.8775 | 0.8775 | 0.8775 | 0.8775 | 0.8775 | 0.8775 | 0.8775 | 0.8775 | 0.8775 | 0.8775 | 0.8775 | 0.8775 | 0.8775 | 0.8775 | 0.8775 | 0.8775 | 0.8775 | 0.8775 | 0.8775 | 0.8775 | 0.8775 | 0.8775 | 0.8775 | 0.8775 | 0.8775 | 0.8775 | 0.8775 | 0.8775 | 0.8775 | 0.8775 | 0.8775 | 0.8775 | 0.8775 | 0.8775 | 0.8775 | 0.8775 | 0.8775 | 0.8775 | 0.8775 | 0.8775 | 0.8775 | 0.8775 | 0.8775 | 0.8775 | 0.8775 | 0.8775 | 0.8775 | 0.8775
Avoided Cost Present Value Forecast
Year | 1 | 2 | 3 | 4 | 5 | 6 | 7 | 8 | 9 | 10 | 11 | 12 | 13 | 14 | 15 | 16 | 17 | 18 | 19 | 20 | 21 | 22 | 23 | 24 | 25 | 26 | 27 | 28 | 29 | 30 | 31 | 32 | 33 | 34 | 35 | 36 | 37 | 38 | 39 | 40 | 41 | 42 | 43 | 44 | 45 | 46 | 47 | 48 | 49 | 50
Avoided energy per kWh with line loss (PV) | 0.066506 | 0.12827 | 0.18565 | 0.2399 | 0.29121 | 0.33972 | 0.38582 | 0.42963 | 0.47125 | 0.5108 | 0.54838 | 0.58409 | 0.61801 | 0.65025 | 0.68089 | 0.70993 | 0.73745 | 0.76354 | 0.78827 | 0.81171 | 0.83393 | 0.85499 | 0.87495 | 0.89387 | 0.91181 | 0.92881 | 0.94492 | 0.96019 | 0.97467 | 0.98839 | 1.0014 | 1.0137 | 1.0254 | 1.0365 | 1.047 | 1.0569 | 1.0664 | 1.0753 | 1.0838 | 1.0918 | 1.0994 | 1.1067 | 1.1135 | 1.12 | 1.1261 | 1.132 | 1.1375 | 1.1427 | 1.1477 | 1.1524
Avoided Capacity per KW with reserve margin, line loss and avoided distribution (PV) | 83.1429 | 168.5344 | 255.3371 | 342.8502 | 430.4672 | 517.6746 | 604.0487 | 689.2229 | 772.9032 | 854.8453 | 934.8494 | 1012.761 | 1086.6108 | 1156.6107 | 1222.9613 | 1285.8529 | 1345.4657 | 1401.9708 | 1455.5301 | 1506.2973 | 1554.4177 | 1600.0296 | 1643.2636 | 1684.2436 | 1723.0873 | 1759.9059 | 1794.8051 | 1827.8849 | 1859.2402 | 1888.9608 | 1917.132 | 1943.8346 | 1969.1451 | 1993.1361 | 2015.8763 | 2037.4311 | 2057.8622 | 2077.2281 | 2095.5844 | 2112.9838 | 2129.4761 | 2145.1086 | 2159.9261 | 2173.9711 | 2187.284 | 2199.9028 | 2211.8638 | 2223.2012 | 2233.9475 | 2244.1337
Avoided gas $/MMBtu (Heating) (PV) | 9.9695 | 19.207 | 27.7705 | 35.8876 | 43.5815 | 50.8743 | 57.8434 | 64.496 | 70.8526 | 76.8777 | 82.5888 | 88.0021 | 93.1332 | 97.9969 | 102.6069 | 106.9767 | 111.1186 | 115.0446 | 118.7659 | 122.2932 | 125.6367 | 128.8058 | 131.8097 | 134.657 | 137.3559 | 139.9141 | 142.3389 | 144.6373 | 146.8158 | 148.8808 | 150.8382 | 152.6935 | 154.4521 | 156.119 | 157.699 | 159.1966 | 160.6162 | 161.9617 | 163.2371 | 164.446 | 165.5919 | 166.6781 | 167.7076 | 168.6835 | 169.6084 | 170.4852 | 171.3163 | 172.104 | 172.8506 | 173.5584
Natural gas $ per MMBtu (Hot Water) (PV) | 9.2028 | 17.7244 | 25.6143 | 33.093 | 40.1817 | 46.901 | 53.3222 | 59.5092 | 65.3735 | 70.9322 | 76.201 | 81.1952 | 85.9291 | 90.4161 | 94.6692 | 98.7006 | 102.5218 | 106.1438 | 109.577 | 112.8312 | 115.9158 | 118.8395 | 121.6108 | 124.2377 | 126.7276 | 129.0877 | 131.3248 | 133.4452 | 135.4551 | 137.3602 | 139.166 | 140.8776 | 142.5 | 144.0379 | 145.4956 | 146.8772 | 148.1869 | 149.4282 | 150.6049 | 151.7202 | 152.7774 | 153.7794 | 154.7292 | 155.6295 | 156.4829 | 157.2918 | 158.0585 | 158.7852 | 159.4741 | 160.127
Residual Oil (PV) | 7.0689 | 14.3697 | 21.542 | 28.5127 | 35.2506 | 41.747 | 47.9807 | 53.9259 | 59.6417 | 65.0836 | 70.3022 | 75.2968 | 80.0298 | 84.5505 | 88.8677 | 92.987 | 96.8848 | 100.5704 | 104.051 | 107.3502 | 110.4774 | 113.4415 | 116.2511 | 118.9143 | 121.4386 | 123.8313 | 126.0993 | 128.249 | 130.2867 | 132.2181 | 134.0488 | 135.7841 | 137.429 | 138.9881 | 140.4659 | 141.8666 | 143.1944 | 144.4529 | 145.6458 | 146.7765 | 147.8483 | 148.8642 | 149.8271 | 150.7399 | 151.605 | 152.4251 | 153.2024 | 153.9391 | 154.6375 | 155.2995
Co2 Adder per kWh ($2008) | 0.0061141 | 0.011836 | 0.017189 | 0.022164 | 0.026785 | 0.031083 | 0.035157 | 0.039012 | 0.042666 | 0.046124 | 0.049401 | 0.052507 | 0.055447 | 0.058233 | 0.060869 | 0.063368 | 0.065737 | 0.067982 | 0.07011 | 0.072127 | 0.074039 | 0.075851 | 0.077569 | 0.079197 | 0.080741 | 0.082204 | 0.08359 | 0.084905 | 0.08615 | 0.087331 | 0.088451 | 0.089512 | 0.090517 | 0.09147 | 0.092374 | 0.09323 | 0.094042 | 0.094812 | 0.095541 | 0.096232 | 0.096888 | 0.097509 | 0.098098 | 0.098656 | 0.099185 | 0.099686 | 0.10016 | 0.10061 | 0.10104 | 0.10144
Co2 Adder per MMBtu | 0.85432 | 1.6641 | 2.4317 | 3.1592 | 3.8488 | 4.5025 | 5.1221 | 5.7094 | 6.2661 | 6.7937 | 7.2939 | 7.7679 | 8.2173 | 8.6432 | 9.047 | 9.4296 | 9.7924 | 10.1362 | 10.4621 | 10.771 | 11.0638 | 11.3413 | 11.6044 | 11.8537 | 12.0901 | 12.3141 | 12.5265 | 12.7278 | 12.9185 | 13.0994 | 13.2708 | 13.4333 | 13.5873 | 13.7333 | 13.8716 | 14.0028 | 14.1271 | 14.2449 | 14.3566 | 14.4625 | 14.5629 | 14.658 | 14.7481 | 14.8336 | 14.9146 | 14.9914 | 15.0642 | 15.1331 | 15.1985 | 15.2605
Co2 Adder per MMBtu Oil | 0.85432 | 1.6641 | 2.4317 | 3.1592 | 3.8488 | 4.5025 | 5.1221 | 5.7094 | 6.2661 | 6.7937 | 7.2939 | 7.7679 | 8.2173 | 8.6432 | 9.047 | 9.4296 | 9.7924 | 10.1362 | 10.4621 | 10.771 | 11.0638 | 11.3413 | 11.6044 | 11.8537 | 12.0901 | 12.3141 | 12.5265 | 12.7278 | 12.9185 | 13.0994 | 13.2708 | 13.4333 | 13.5873 | 13.7333 | 13.8716 | 14.0028 | 14.1271 | 14.2449 | 14.3566 | 14.4625 | 14.5629 | 14.658 | 14.7481 | 14.8336 | 14.9146 | 14.9914 | 15.0642 | 15.1331 | 15.1985 | 15.2605
KEDLI
Avoided Cost Forecast
Year | 2010 | 2011 | 2012 | 2013 | 2014 | 2015 | 2016 | 2017 | 2018 | 2019 | 2020 | 2021 | 2022 | 2023 | 2024 | 2025 | 2026 | 2027 | 2028 | 2029 | 2030 | 2031 | 2032 | 2033 | 2034 | 2035 | 2036 | 2037 | 2038 | 2039 | 2040 | 2041 | 2042 | 2043 | 2044 | 2045 | 2046 | 2047 | 2048 | 2049 | 2050 | 2051 | 2052 | 2053 | 2054 | 2055 | 2056 | 2057 | 2058 | 2059
Avoided energy per kWh with line loss | 0.06831 | 0.066934 | 0.065592 | 0.065436 | 0.065279 | 0.065132 | 0.065288 | 0.065452 | 0.065606 | 0.065772 | 0.065935 | 0.066092 | 0.066255 | 0.066421 | 0.066586 | 0.066586 | 0.066586 | 0.066586 | 0.066586 | 0.066586 | 0.066586 | 0.066586 | 0.066586 | 0.066586 | 0.066586 | 0.066586 | 0.066586 | 0.066586 | 0.066586 | 0.066586 | 0.066586 | 0.066586 | 0.066586 | 0.066586 | 0.066586 | 0.066586 | 0.066586 | 0.066586 | 0.066586 | 0.066586 | 0.066586 | 0.066586 | 0.066586 | 0.066586 | 0.066586 | 0.066586 | 0.066586 | 0.066586 | 0.066586 | 0.066586
Avoided Capacity per KW with reserve margin, line loss and avoided distribution | 85.3987 | 92.5323 | 99.2349 | 105.5496 | 111.4871 | 117.069 | 122.3276 | 127.2629 | 131.9073 | 136.2716 | 140.3664 | 144.2134 | 144.2134 | 144.2134 | 144.2134 | 144.2134 | 144.2134 | 144.2134 | 144.2134 | 144.2134 | 144.2134 | 144.2134 | 144.2134 | 144.2134 | 144.2134 | 144.2134 | 144.2134 | 144.2134 | 144.2134 | 144.2134 | 144.2134 | 144.2134 | 144.2134 | 144.2134 | 144.2134 | 144.2134 | 144.2134 | 144.2134 | 144.2134 | 144.2134 | 144.2134 | 144.2134 | 144.2134 | 144.2134 | 144.2134 | 144.2134 | 144.2134 | 144.2134 | 144.2134 | 144.2134
Avoided gas $/MMBtu (Heating) | 13.64 | 13.41 | 13.19 | 13.19 | 13.19 | 13.19 | 13.27 | 13.34 | 13.42 | 13.42 | 13.42 | 13.42 | 13.42 | 13.42 | 13.42 | 13.42 | 13.42 | 13.42 | 13.42 | 13.42 | 13.42 | 13.42 | 13.42 | 13.42 | 13.42 | 13.42 | 13.42 | 13.42 | 13.42 | 13.42 | 13.42 | 13.42 | 13.42 | 13.42 | 13.42 | 13.42 | 13.42 | 13.42 | 13.42 | 13.42 | 13.42 | 13.42 | 13.42 | 13.42 | 13.42 | 13.42 | 13.42 | 13.42 | 13.42 | 13.42
Natural gas $ per MMBtu (Hot Water) | 12.0125 | 11.7942 | 11.5858 | 11.5858 | 11.5858 | 11.5858 | 11.66 | 11.73 | 11.8042 | 11.8042 | 11.8042 | 11.8042 | 11.8042 | 11.8042 | 11.8042 | 11.8042 | 11.8042 | 11.8042 | 11.8042 | 11.8042 | 11.8042 | 11.8042 | 11.8042 | 11.8042 | 11.8042 | 11.8042 | 11.8042 | 11.8042 | 11.8042 | 11.8042 | 11.8042 | 11.8042 | 11.8042 | 11.8042 | 11.8042 | 11.8042 | 11.8042 | 11.8042 | 11.8042 | 11.8042 | 11.8042 | 11.8042 | 11.8042 | 11.8042 | 11.8042 | 11.8042 | 11.8042 | 11.8042 | 11.8042 | 11.8042
Residual Oil | 7.2607 | 7.9113 | 8.1995 | 8.4074 | 8.5736 | 8.7208 | 8.8285 | 8.883 | 9.0101 | 9.05 | 9.1559 | 9.245 | 9.2425 | 9.3135 | 9.3834 | 9.4458 | 9.4294 | 9.4066 | 9.3719 | 9.3719 | 9.3719 | 9.3719 | 9.3719 | 9.3719 | 9.3719 | 9.3719 | 9.3719 | 9.3719 | 9.3719 | 9.3719 | 9.3719 | 9.3719 | 9.3719 | 9.3719 | 9.3719 | 9.3719 | 9.3719 | 9.3719 | 9.3719 | 9.3719 | 9.3719 | 9.3719 | 9.3719 | 9.3719 | 9.3719 | 9.3719 | 9.3719 | 9.3719 | 9.3719 | 9.3719
Co2 Adder per KWh | 0.00628 | 0.0062 | 0.00612 | 0.006 | 0.00588 | 0.00577 | 0.00577 | 0.00576 | 0.00576 | 0.00575 | 0.00575 | 0.00575 | 0.00574 | 0.00574 | 0.00573 | 0.00573 | 0.00573 | 0.00573 | 0.00573 | 0.00573 | 0.00573 | 0.00573 | 0.00573 | 0.00573 | 0.00573 | 0.00573 | 0.00573 | 0.00573 | 0.00573 | 0.00573 | 0.00573 | 0.00573 | 0.00573 | 0.00573 | 0.00573 | 0.00573 | 0.00573 | 0.00573 | 0.00573 | 0.00573 | 0.00573 | 0.00573 | 0.00573 | 0.00573 | 0.00573 | 0.00573 | 0.00573 | 0.00573 | 0.00573 | 0.00573
Co2 Adder per MMBtu Nat Gas | 0.8775 | 0.8775 | 0.8775 | 0.8775 | 0.8775 | 0.8775 | 0.8775 | 0.8775 | 0.8775 | 0.8775 | 0.8775 | 0.8775 | 0.8775 | 0.8775 | 0.8775 | 0.8775 | 0.8775 | 0.8775 | 0.8775 | 0.8775 | 0.8775 | 0.8775 | 0.8775 | 0.8775 | 0.8775 | 0.8775 | 0.8775 | 0.8775 | 0.8775 | 0.8775 | 0.8775 | 0.8775 | 0.8775 | 0.8775 | 0.8775 | 0.8775 | 0.8775 | 0.8775 | 0.8775 | 0.8775 | 0.8775 | 0.8775 | 0.8775 | 0.8775 | 0.8775 | 0.8775 | 0.8775 | 0.8775 | 0.8775 | 0.8775
Co2 Adder per MMBtu Oil (place holder values) | 0.8775 | 0.8775 | 0.8775 | 0.8775 | 0.8775 | 0.8775 | 0.8775 | 0.8775 | 0.8775 | 0.8775 | 0.8775 | 0.8775 | 0.8775 | 0.8775 | 0.8775 | 0.8775 | 0.8775 | 0.8775 | 0.8775 | 0.8775 | 0.8775 | 0.8775 | 0.8775 | 0.8775 | 0.8775 | 0.8775 | 0.8775 | 0.8775 | 0.8775 | 0.8775 | 0.8775 | 0.8775 | 0.8775 | 0.8775 | 0.8775 | 0.8775 | 0.8775 | 0.8775 | 0.8775 | 0.8775 | 0.8775 | 0.8775 | 0.8775 | 0.8775 | 0.8775 | 0.8775 | 0.8775 | 0.8775 | 0.8775 | 0.8775
Avoided Cost Present Value Forecast
Year | 1 | 2 | 3 | 4 | 5 | 6 | 7 | 8 | 9 | 10 | 11 | 12 | 13 | 14 | 15 | 16 | 17 | 18 | 19 | 20 | 21 | 22 | 23 | 24 | 25 | 26 | 27 | 28 | 29 | 30 | 31 | 32 | 33 | 34 | 35 | 36 | 37 | 38 | 39 | 40 | 41 | 42 | 43 | 44 | 45 | 46 | 47 | 48 | 49 | 50
Avoided energy per kWh with line loss (PV) | 0.066506 | 0.12827 | 0.18565 | 0.2399 | 0.29121 | 0.33972 | 0.38582 | 0.42963 | 0.47125 | 0.5108 | 0.54838 | 0.58409 | 0.61801 | 0.65025 | 0.68089 | 0.70993 | 0.73745 | 0.76354 | 0.78827 | 0.81171 | 0.83393 | 0.85499 | 0.87495 | 0.89387 | 0.91181 | 0.92881 | 0.94492 | 0.96019 | 0.97467 | 0.98839 | 1.0014 | 1.0137 | 1.0254 | 1.0365 | 1.047 | 1.0569 | 1.0664 | 1.0753 | 1.0838 | 1.0918 | 1.0994 | 1.1067 | 1.1135 | 1.12 | 1.1261 | 1.132 | 1.1375 | 1.1427 | 1.1477 | 1.1524
Avoided Capacity per KW with reserve margin, line loss and avoided distribution (PV) | 83.1429 | 168.5344 | 255.3371 | 342.8502 | 430.4672 | 517.6746 | 604.0487 | 689.2229 | 772.9032 | 854.8453 | 934.8494 | 1012.761 | 1086.6108 | 1156.6107 | 1222.9613 | 1285.8529 | 1345.4657 | 1401.9708 | 1455.5301 | 1506.2973 | 1554.4177 | 1600.0296 | 1643.2636 | 1684.2436 | 1723.0873 | 1759.9059 | 1794.8051 | 1827.8849 | 1859.2402 | 1888.9608 | 1917.132 | 1943.8346 | 1969.1451 | 1993.1361 | 2015.8763 | 2037.4311 | 2057.8622 | 2077.2281 | 2095.5844 | 2112.9838 | 2129.4761 | 2145.1086 | 2159.9261 | 2173.9711 | 2187.284 | 2199.9028 | 2211.8638 | 2223.2012 | 2233.9475 | 2244.1337
Avoided gas $/MMBtu (Heating) (PV) | 13.2797 | 25.6548 | 37.1924 | 48.1285 | 58.4944 | 68.3199 | 77.6897 | 86.6179 | 95.1314 | 103.201 | 110.8499 | 118.1001 | 124.9724 | 131.4863 | 137.6607 | 143.5131 | 149.0605 | 154.3187 | 159.3027 | 164.0269 | 168.5049 | 172.7493 | 176.7725 | 180.586 | 184.2007 | 187.6269 | 190.8745 | 193.9528 | 196.8706 | 199.6363 | 202.2578 | 204.7426 | 207.098 | 209.3305 | 211.4466 | 213.4524 | 215.3537 | 217.1558 | 218.864 | 220.4831 | 222.0178 | 223.4725 | 224.8514 | 226.1584 | 227.3972 | 228.5715 | 229.6845 | 230.7395 | 231.7396 | 232.6874
Natural gas $ per MMBtu (Hot Water) (PV) | 11.6952 | 22.5792 | 32.7135 | 42.3196 | 51.4248 | 60.0554 | 68.2883 | 76.139 | 83.6274 | 90.7254 | 97.4534 | 103.8306 | 109.8754 | 115.605 | 121.0359 | 126.1838 | 131.0632 | 135.6883 | 140.0722 | 144.2276 | 148.1664 | 151.8998 | 155.4386 | 158.7929 | 161.9723 | 164.986 | 167.8426 | 170.5502 | 173.1167 | 175.5494 | 177.8553 | 180.0409 | 182.1127 | 184.0764 | 185.9377 | 187.702 | 189.3743 | 190.9595 | 192.462 | 193.8862 | 195.2361 | 196.5156 | 197.7285 | 198.8781 | 199.9678 | 201.0007 | 201.9797 | 202.9077 | 203.7873 | 204.621
Residual Oil (PV) | 7.0689 | 14.3697 | 21.542 | 28.5127 | 35.2506 | 41.747 | 47.9807 | 53.9259 | 59.6417 | 65.0836 | 70.3022 | 75.2968 | 80.0298 | 84.5505 | 88.8677 | 92.987 | 96.8848 | 100.5704 | 104.051 | 107.3502 | 110.4774 | 113.4415 | 116.2511 | 118.9143 | 121.4386 | 123.8313 | 126.0993 | 128.249 | 130.2867 | 132.2181 | 134.0488 | 135.7841 | 137.429 | 138.9881 | 140.4659 | 141.8666 | 143.1944 | 144.4529 | 145.6458 | 146.7765 | 147.8483 | 148.8642 | 149.8271 | 150.7399 | 151.605 | 152.4251 | 153.2024 | 153.9391 | 154.6375 | 155.2995
Co2 Adder per kWh ($2008) | 0.0061141 | 0.011836 | 0.017189 | 0.022164 | 0.026785 | 0.031083 | 0.035157 | 0.039012 | 0.042666 | 0.046124 | 0.049401 | 0.052507 | 0.055447 | 0.058233 | 0.060869 | 0.063368 | 0.065737 | 0.067982 | 0.07011 | 0.072127 | 0.074039 | 0.075851 | 0.077569 | 0.079197 | 0.080741 | 0.082204 | 0.08359 | 0.084905 | 0.08615 | 0.087331 | 0.088451 | 0.089512 | 0.090517 | 0.09147 | 0.092374 | 0.09323 | 0.094042 | 0.094812 | 0.095541 | 0.096232 | 0.096888 | 0.097509 | 0.098098 | 0.098656 | 0.099185 | 0.099686 | 0.10016 | 0.10061 | 0.10104 | 0.10144
Co2 Adder per MMBtu | 0.85432 | 1.6641 | 2.4317 | 3.1592 | 3.8488 | 4.5025 | 5.1221 | 5.7094 | 6.2661 | 6.7937 | 7.2939 | 7.7679 | 8.2173 | 8.6432 | 9.047 | 9.4296 | 9.7924 | 10.1362 | 10.4621 | 10.771 | 11.0638 | 11.3413 | 11.6044 | 11.8537 | 12.0901 | 12.3141 | 12.5265 | 12.7278 | 12.9185 | 13.0994 | 13.2708 | 13.4333 | 13.5873 | 13.7333 | 13.8716 | 14.0028 | 14.1271 | 14.2449 | 14.3566 | 14.4625 | 14.5629 | 14.658 | 14.7481 | 14.8336 | 14.9146 | 14.9914 | 15.0642 | 15.1331 | 15.1985 | 15.2605
Co2 Adder per MMBtu Oil | 0.85432 | 1.6641 | 2.4317 | 3.1592 | 3.8488 | 4.5025 | 5.1221 | 5.7094 | 6.2661 | 6.7937 | 7.2939 | 7.7679 | 8.2173 | 8.6432 | 9.047 | 9.4296 | 9.7924 | 10.1362 | 10.4621 | 10.771 | 11.0638 | 11.3413 | 11.6044 | 11.8537 | 12.0901 | 12.3141 | 12.5265 | 12.7278 | 12.9185 | 13.0994 | 13.2708 | 13.4333 | 13.5873 | 13.7333 | 13.8716 | 14.0028 | 14.1271 | 14.2449 | 14.3566 | 14.4625 | 14.5629 | 14.658 | 14.7481 | 14.8336 | 14.9146 | 14.9914 | 15.0642 | 15.1331 | 15.1985 | 15.2605
NYC
Avoided Cost Forecast
Year | 2010 | 2011 | 2012 | 2013 | 2014 | 2015 | 2016 | 2017 | 2018 | 2019 | 2020 | 2021 | 2022 | 2023 | 2024 | 2025 | 2026 | 2027 | 2028 | 2029 | 2030 | 2031 | 2032 | 2033 | 2034 | 2035 | 2036 | 2037 | 2038 | 2039 | 2040 | 2041 | 2042 | 2043 | 2044 | 2045 | 2046 | 2047 | 2048 | 2049 | 2050 | 2051 | 2052 | 2053 | 2054 | 2055 | 2056 | 2057 | 2058 | 2059
Avoided energy per kWh with line loss | 0.08786 | 0.08624 | 0.08465 | 0.08434 | 0.08402 | 0.08371 | 0.08392 | 0.08412 | 0.08433 | 0.08453 | 0.08474 | 0.08495 | 0.08516 | 0.08537 | 0.08558 | 0.08558 | 0.08558 | 0.08558 | 0.08558 | 0.08558 | 0.08558 | 0.08558 | 0.08558 | 0.08558 | 0.08558 | 0.08558 | 0.08558 | 0.08558 | 0.08558 | 0.08558 | 0.08558 | 0.08558 | 0.08558 | 0.08558 | 0.08558 | 0.08558 | 0.08558 | 0.08558 | 0.08558 | 0.08558 | 0.08558 | 0.08558 | 0.08558 | 0.08558 | 0.08558 | 0.08558 | 0.08558 | 0.08558 | 0.08558 | 0.08558
Avoided Capacity per KW with reserve margin, line loss and avoided distribution | 237.306 | 236.789 | 236.228 | 242.543 | 238.19 | 229.914 | 239.537 | 254.397 | 255.55 | 256.584 | 257.522 | 258.362 | 258.362 | 258.362 | 258.362 | 258.362 | 258.362 | 258.362 | 258.362 | 258.362 | 258.362 | 258.362 | 258.362 | 258.362 | 258.362 | 258.362 | 258.362 | 258.362 | 258.362 | 258.362 | 258.362 | 258.362 | 258.362 | 258.362 | 258.362 | 258.362 | 258.362 | 258.362 | 258.362 | 258.362 | 258.362 | 258.362 | 258.362 | 258.362 | 258.362 | 258.362 | 258.362 | 258.362 | 258.362 | 258.362
Avoided gas $/MMBtu (Heating) | 13.64 | 13.41 | 13.19 | 13.19 | 13.19 | 13.19 | 13.27 | 13.34 | 13.42 | 13.42 | 13.42 | 13.42 | 13.42 | 13.42 | 13.42 | 13.42 | 13.42 | 13.42 | 13.42 | 13.42 | 13.42 | 13.42 | 13.42 | 13.42 | 13.42 | 13.42 | 13.42 | 13.42 | 13.42 | 13.42 | 13.42 | 13.42 | 13.42 | 13.42 | 13.42 | 13.42 | 13.42 | 13.42 | 13.42 | 13.42 | 13.42 | 13.42 | 13.42 | 13.42 | 13.42 | 13.42 | 13.42 | 13.42 | 13.42 | 13.42
Natural gas $ per MMBtu (Hot Water) | 12.0125 | 11.7942 | 11.5858 | 11.5858 | 11.5858 | 11.5858 | 11.66 | 11.73 | 11.8042 | 11.8042 | 11.8042 | 11.8042 | 11.8042 | 11.8042 | 11.8042 | 11.8042 | 11.8042 | 11.8042 | 11.8042 | 11.8042 | 11.8042 | 11.8042 | 11.8042 | 11.8042 | 11.8042 | 11.8042 | 11.8042 | 11.8042 | 11.8042 | 11.8042 | 11.8042 | 11.8042 | 11.8042 | 11.8042 | 11.8042 | 11.8042 | 11.8042 | 11.8042 | 11.8042 | 11.8042 | 11.8042 | 11.8042 | 11.8042 | 11.8042 | 11.8042 | 11.8042 | 11.8042 | 11.8042 | 11.8042 | 11.8042
Residual Oil | 7.2607 | 7.9113 | 8.1995 | 8.4074 | 8.5736 | 8.7208 | 8.8285 | 8.883 | 9.0101 | 9.05 | 9.1559 | 9.245 | 9.2425 | 9.3135 | 9.3834 | 9.4458 | 9.4294 | 9.4066 | 9.3719 | 9.3719 | 9.3719 | 9.3719 | 9.3719 | 9.3719 | 9.3719 | 9.3719 | 9.3719 | 9.3719 | 9.3719 | 9.3719 | 9.3719 | 9.3719 | 9.3719 | 9.3719 | 9.3719 | 9.3719 | 9.3719 | 9.3719 | 9.3719 | 9.3719 | 9.3719 | 9.3719 | 9.3719 | 9.3719 | 9.3719 | 9.3719 | 9.3719 | 9.3719 | 9.3719 | 9.3719
Co2 Adder per KWh | 0.00628 | 0.0062 | 0.00612 | 0.006 | 0.00588 | 0.00577 | 0.00577 | 0.00576 | 0.00576 | 0.00575 | 0.00575 | 0.00575 | 0.00574 | 0.00574 | 0.00573 | 0.00573 | 0.00573 | 0.00573 | 0.00573 | 0.00573 | 0.00573 | 0.00573 | 0.00573 | 0.00573 | 0.00573 | 0.00573 | 0.00573 | 0.00573 | 0.00573 | 0.00573 | 0.00573 | 0.00573 | 0.00573 | 0.00573 | 0.00573 | 0.00573 | 0.00573 | 0.00573 | 0.00573 | 0.00573 | 0.00573 | 0.00573 | 0.00573 | 0.00573 | 0.00573 | 0.00573 | 0.00573 | 0.00573 | 0.00573 | 0.00573
Co2 Adder per MMBtu Nat Gas | 0.8775 | 0.8775 | 0.8775 | 0.8775 | 0.8775 | 0.8775 | 0.8775 | 0.8775 | 0.8775 | 0.8775 | 0.8775 | 0.8775 | 0.8775 | 0.8775 | 0.8775 | 0.8775 | 0.8775 | 0.8775 | 0.8775 | 0.8775 | 0.8775 | 0.8775 | 0.8775 | 0.8775 | 0.8775 | 0.8775 | 0.8775 | 0.8775 | 0.8775 | 0.8775 | 0.8775 | 0.8775 | 0.8775 | 0.8775 | 0.8775 | 0.8775 | 0.8775 | 0.8775 | 0.8775 | 0.8775 | 0.8775 | 0.8775 | 0.8775 | 0.8775 | 0.8775 | 0.8775 | 0.8775 | 0.8775 | 0.8775 | 0.8775
Co2 Adder per MMBtu Oil (place holder values) | 0.8775 | 0.8775 | 0.8775 | 0.8775 | 0.8775 | 0.8775 | 0.8775 | 0.8775 | 0.8775 | 0.8775 | 0.8775 | 0.8775 | 0.8775 | 0.8775 | 0.8775 | 0.8775 | 0.8775 | 0.8775 | 0.8775 | 0.8775 | 0.8775 | 0.8775 | 0.8775 | 0.8775 | 0.8775 | 0.8775 | 0.8775 | 0.8775 | 0.8775 | 0.8775 | 0.8775 | 0.8775 | 0.8775 | 0.8775 | 0.8775 | 0.8775 | 0.8775 | 0.8775 | 0.8775 | 0.8775 | 0.8775 | 0.8775 | 0.8775 | 0.8775 | 0.8775 | 0.8775 | 0.8775 | 0.8775 | 0.8775 | 0.8775
Avoided Cost Present Value Forecast
Year | 1 | 2 | 3 | 4 | 5 | 6 | 7 | 8 | 9 | 10 | 11 | 12 | 13 | 14 | 15 | 16 | 17 | 18 | 19 | 20 | 21 | 22 | 23 | 24 | 25 | 26 | 27 | 28 | 29 | 30 | 31 | 32 | 33 | 34 | 35 | 36 | 37 | 38 | 39 | 40 | 41 | 42 | 43 | 44 | 45 | 46 | 47 | 48 | 49 | 50
Avoided energy per kWh with line loss (PV) | 0.085539 | 0.16512 | 0.23917 | 0.3091 | 0.37513 | 0.43749 | 0.49674 | 0.55304 | 0.60654 | 0.65737 | 0.70567 | 0.75156 | 0.79517 | 0.83661 | 0.87598 | 0.9133 | 0.94868 | 0.98221 | 1.014 | 1.0441 | 1.0727 | 1.0997 | 1.1254 | 1.1497 | 1.1728 | 1.1946 | 1.2153 | 1.235 | 1.2536 | 1.2712 | 1.2879 | 1.3038 | 1.3188 | 1.333 | 1.3465 | 1.3593 | 1.3714 | 1.3829 | 1.3938 | 1.4041 | 1.4139 | 1.4232 | 1.432 | 1.4403 | 1.4482 | 1.4557 | 1.4628 | 1.4696 | 1.4759 | 1.482
Avoided Capacity per KW with reserve margin, line loss and avoided distribution (PV) | 231.0375 | 449.5533 | 656.1866 | 857.2833 | 1044.4754 | 1215.7437 | 1384.878 | 1555.1403 | 1717.2578 | 1871.5455 | 2018.3243 | 2157.905 | 2290.209 | 2415.6156 | 2534.4844 | 2647.1563 | 2753.9543 | 2855.1846 | 2951.1375 | 3042.0881 | 3128.2973 | 3210.0121 | 3287.4669 | 3360.8837 | 3430.4732 | 3496.4347 | 3558.9575 | 3618.2209 | 3674.3946 | 3727.6399 | 3778.1094 | 3825.9477 | 3871.2921 | 3914.2726 | 3955.0124 | 3993.6283 | 4030.231 | 4064.9256 | 4097.8114 | 4128.9829 | 4158.5292 | 4186.5353 | 4213.0813 | 4238.2433 | 4262.0937 | 4284.7006 | 4306.129 | 4326.4402 | 4345.6926 | 4363.9413
Avoided gas $/MMBtu (Heating) (PV) | 13.2797 | 25.6548 | 37.1924 | 48.1285 | 58.4944 | 68.3199 | 77.6897 | 86.6179 | 95.1314 | 103.201 | 110.8499 | 118.1001 | 124.9724 | 131.4863 | 137.6607 | 143.5131 | 149.0605 | 154.3187 | 159.3027 | 164.0269 | 168.5049 | 172.7493 | 176.7725 | 180.586 | 184.2007 | 187.6269 | 190.8745 | 193.9528 | 196.8706 | 199.6363 | 202.2578 | 204.7426 | 207.098 | 209.3305 | 211.4466 | 213.4524 | 215.3537 | 217.1558 | 218.864 | 220.4831 | 222.0178 | 223.4725 | 224.8514 | 226.1584 | 227.3972 | 228.5715 | 229.6845 | 230.7395 | 231.7396 | 232.6874
Natural gas $ per MMBtu (Hot Water) (PV) | 11.6952 | 22.5792 | 32.7135 | 42.3196 | 51.4248 | 60.0554 | 68.2883 | 76.139 | 83.6274 | 90.7254 | 97.4534 | 103.8306 | 109.8754 | 115.605 | 121.0359 | 126.1838 | 131.0632 | 135.6883 | 140.0722 | 144.2276 | 148.1664 | 151.8998 | 155.4386 | 158.7929 | 161.9723 | 164.986 | 167.8426 | 170.5502 | 173.1167 | 175.5494 | 177.8553 | 180.0409 | 182.1127 | 184.0764 | 185.9377 | 187.702 | 189.3743 | 190.9595 | 192.462 | 193.8862 | 195.2361 | 196.5156 | 197.7285 | 198.8781 | 199.9678 | 201.0007 | 201.9797 | 202.9077 | 203.7873 | 204.621
Residual Oil (PV) | 7.0689 | 14.3697 | 21.542 | 28.5127 | 35.2506 | 41.747 | 47.9807 | 53.9259 | 59.6417 | 65.0836 | 70.3022 | 75.2968 | 80.0298 | 84.5505 | 88.8677 | 92.987 | 96.8848 | 100.5704 | 104.051 | 107.3502 | 110.4774 | 113.4415 | 116.2511 | 118.9143 | 121.4386 | 123.8313 | 126.0993 | 128.249 | 130.2867 | 132.2181 | 134.0488 | 135.7841 | 137.429 | 138.9881 | 140.4659 | 141.8666 | 143.1944 | 144.4529 | 145.6458 | 146.7765 | 147.8483 | 148.8642 | 149.8271 | 150.7399 | 151.605 | 152.4251 | 153.2024 | 153.9391 | 154.6375 | 155.2995
Co2 Adder per kWh ($2008) | 0.0061141 | 0.011836 | 0.017189 | 0.022164 | 0.026785 | 0.031083 | 0.035157 | 0.039012 | 0.042666 | 0.046124 | 0.049401 | 0.052507 | 0.055447 | 0.058233 | 0.060869 | 0.063368 | 0.065737 | 0.067982 | 0.07011 | 0.072127 | 0.074039 | 0.075851 | 0.077569 | 0.079197 | 0.080741 | 0.082204 | 0.08359 | 0.084905 | 0.08615 | 0.087331 | 0.088451 | 0.089512 | 0.090517 | 0.09147 | 0.092374 | 0.09323 | 0.094042 | 0.094812 | 0.095541 | 0.096232 | 0.096888 | 0.097509 | 0.098098 | 0.098656 | 0.099185 | 0.099686 | 0.10016 | 0.10061 | 0.10104 | 0.10144
Co2 Adder per MMBtu | 0.85432 | 1.6641 | 2.4317 | 3.1592 | 3.8488 | 4.5025 | 5.1221 | 5.7094 | 6.2661 | 6.7937 | 7.2939 | 7.7679 | 8.2173 | 8.6432 | 9.047 | 9.4296 | 9.7924 | 10.1362 | 10.4621 | 10.771 | 11.0638 | 11.3413 | 11.6044 | 11.8537 | 12.0901 | 12.3141 | 12.5265 | 12.7278 | 12.9185 | 13.0994 | 13.2708 | 13.4333 | 13.5873 | 13.7333 | 13.8716 | 14.0028 | 14.1271 | 14.2449 | 14.3566 | 14.4625 | 14.5629 | 14.658 | 14.7481 | 14.8336 | 14.9146 | 14.9914 | 15.0642 | 15.1331 | 15.1985 | 15.2605
Co2 Adder per MMBtu Oil | 0.85432 | 1.6641 | 2.4317 | 3.1592 | 3.8488 | 4.5025 | 5.1221 | 5.7094 | 6.2661 | 6.7937 | 7.2939 | 7.7679 | 8.2173 | 8.6432 | 9.047 | 9.4296 | 9.7924 | 10.1362 | 10.4621 | 10.771 | 11.0638 | 11.3413 | 11.6044 | 11.8537 | 12.0901 | 12.3141 | 12.5265 | 12.7278 | 12.9185 | 13.0994 | 13.2708 | 13.4333 | 13.5873 | 13.7333 | 13.8716 | 14.0028 | 14.1271 | 14.2449 | 14.3566 | 14.4625 | 14.5629 | 14.658 | 14.7481 | 14.8336 | 14.9146 | 14.9914 | 15.0642 | 15.1331 | 15.1985 | 15.2605
| 2 | 3 | 4 | 5 | 6 | 7 | 8 | 9 | 10 | 11 | 12 | 13 | 14 | 15 | 16 | 17 | 18 | 19 | 20 | 21 | 22 | 23 | 24 | 25 | 26 | 27 | 28 | 29 | 30 | 31 | 32 | 33 | 34 | 35 | 36 | 37 | 38 | 39 | 40 | 41 | 42 | 43 | 44 | 45 | 46 | 47 | 48 | 49 | 50 | 51

## Demand Savings Lookup (hidden)
Measure | Upstate (non-cooling) | Upstate (cooling) | Downstate (non-cooling) | Downstate (cooling) | Measure Lifetime | Units
Appliances - Clothes washers | 0.0114% | 0.185% | 0.0114% | 0.113% | 14 | each
Appliances - Dishwashers | 0.0114% | 0.185% | 0.0114% | 0.113% | 13 | each
Appliances - Refrigerator | 0.0114% | 0.185% | 0.0114% | 0.113% | 15 | each
DHW - Condensing boiler | 0.0114% | 0.185% | 0.0114% | 0.113% | 13 | 1000 Btu/hr
DHW - Direct | 0.0114% | 0.185% | 0.0114% | 0.113% | 13 | 1000 Btu/hr
DHW - Indirect | 0.0114% | 0.185% | 0.0114% | 0.113% | 15 | 1000 Btu/hr
DHW - Low-flow Devices | 0.0114% | 0.185% | 0.0114% | 0.113% | 7 | each
Envelope - AGW Insulation | 0% | 0.185% | 0% | 0.113% | 25 | SqFt
Envelope - BGW Insulation | 0% | 0.185% | 0% | 0.113% | 25 | SqFt
Envelope - Exterior Doors | 0% | 0.185% | 0% | 0.113% | 20 | each
Envelope - Floor Insulation | 0% | 0.185% | 0% | 0.113% | 25 | SqFt
Envelope - Roof Insulation | 0% | 0.185% | 0% | 0.113% | 25 | SqFt
Envelope - Slab Insulation | 0% | 0.185% | 0% | 0.113% | 25 | SqFt
Envelope - Windows | 0% | 0.185% | 0% | 0.113% | 25 | each
HVAC - Boiler | 0.0114% | 0.185% | 0.0114% | 0.113% | 25 | 1000 Btu/hr
HVAC - Chiller | 0% | 0.185% | 0% | 0.113% | 24 | tons
HVAC - Controls | 0.0114% | 0.185% | 0.0114% | 0.113% | 10 | each
HVAC - Distribution System | 0% | 0.185% | 0% | 0.113% | 25 | each
HVAC - Duct Sealing | 0.0114% | 0.185% | 0.0114% | 0.113% | 25 | SqFt
HVAC - Fan/air handlers | 0.0114% | 0.185% | 0.0114% | 0.113% | 20 | 1000 Btu/hr
HVAC - Furnace | 0.0114% | 0.185% | 0.0114% | 0.113% | 20 | 1000 Btu/hr
HVAC - HRV | 0.0114% | 0.185% | 0.0114% | 0.113% | 15 | 1000 Btu/hr
HVAC - Split System AC/HP | 0.0114% | 0.185% | 0.0114% | 0.113% | 15 | 1000 Btu/hr
HVAC - VRF (cooling only) | 0% | 0.185% | 0% | 0.113% | 15 | 1000 Btu/hr
HVAC - VRF (heating and cooling) | 0.0114% | 0.185% | 0.0114% | 0.113% | 15 | 1000 Btu/hr
HVAC - VRF (heating only) | 0.0114% | 0.185% | 0.0114% | 0.113% | 15 | 1000 Btu/hr
HVAC - Water Source AC/HP | 0.0114% | 0.185% | 0.0114% | 0.113% | 15 | 1000 Btu/hr
HVAC - Window AC | 0% | 0.185% | 0% | 0.113% | 13 | each
Lighting - Common Fixtures | 0.021% | 0.185% | 0.021% | 0.113% | 12 | each
Lighting - Common Timers/Sensors | 0% | 0.185% | 0% | 0.113% | 10 | each
Lighting - Exterior Fixtures | 0% | 0.185% | 0% | 0.113% | 15 | each
Lighting - In-unit Fixtures | 0.021% | 0.185% | 0.021% | 0.113% | 15 | each
Lighting - LED Exit Signs | 0.0114% | 0.185% | 0.0114% | 0.113% | 15 | each
Other - EC Motors | 0.0114% | 0.185% | 0.0114% | 0.113% | 20 | CFM
Other - Elevators | 0.0114% | 0.185% | 0.0114% | 0.113% | 20 | each
Other - Exhaust fan demand control | 0.0114% | 0.185% | 0.0114% | 0.113% | 10 | CFM
Other - Exhaust fans (ENERGY STAR) | 0.0114% | 0.185% | 0.0114% | 0.113% | 10 | CFM
Other - Motors | 0.0114% | 0.185% | 0.0114% | 0.113% | 20 | each
Other - Var. Speed Drive | 0.0114% | 0.185% | 0.0114% | 0.113% | 15 | each
Other - Ventilation Fans | 0.0114% | 0.185% | 0.0114% | 0.113% | 10 | CFM
Other

## Lookup (hidden)
Only use 'Unconditioned' for spaces that have no active heating or cooling AND are not indirectly conditioned by adjacent conditioned spaces.
As per Minimum Performance Standards, garages shall not be heated for comfort or to prevent pipes from freezing.
You must fill in the conditioned column.
You must fill in the mechanical ventilation column.
|  |  | Space 2007 | Space 2010 | Building 2007 | Building 2010 | Base Min FC | RCR | Light Source & Distribution | CU at RCR=A | CU at RCR=B | CU at RCR=C | LLF | LE | IESNA fixture code
Storage, active | Apartment | Community or Computer Room | 1.2 | 1.11 | 0.7 | 0.6 | 30 | B | CF: Downlight Open | 0.634 | 0.459 | 0.381 | 0.66 | 58.8 | 521
Storage, inactive | Common Space | Conference/meeting/multipurpose | 1.3 | 1.23 | 0.7 | 0.6 | 30 | B | CF: Indirect Pendant | 0.545 | 0.325 | 0.26 | 0.61 | 58.8 | 523
Lobby | Exterior | Corridor/Transition | 0.5 | 0.66 | 0.7 | 0.6 | 10 | C | CF: Indirect Wall Sconce | 0.53 | 0.315 | 0.255 | 0.62 | 58.8 | 524
Corridor/Transition |  | Electrical/Mechanical | 1.5 | 0.95 | 0.7 | 0.6 | 30 | C | FL: Direct/Indirect-Non-VDT | 0.82 | 0.51 | 0.41 | 0.78 | 81.75 | 535
Stairs - Active |  | Exercise Area | 0.9 | 0.72 | 0.7 | 0.6 | 30 | B | FL: Fluorescent Industrial | 0.88 | 0.49 | 0.39 | 0.65 | 81.8 | 538
Restroom |  | Exit Signs | 5 W/face | 5 W/face | 5 W/face | 5 W/face | NA |  | FL: Linear Direct lensed | 0.77 | 0.5 | 0.4 | 0.79 | 81.75 | 530
Office |  | Lobby | 1.3 | 0.9 | 0.7 | 0.6 | 16 | B | FL: Linear Indirect w/louver | 0.72 | 0.48 | 0.4 | 0.79 | 81.75 | 531
Conference/meeting/multipurpose |  | Lounge/Recreation | 1.2 | 0.73 | 0.7 | 0.6 | 21 | B | FL: Linear Wall Cove | 0.26 | 0.19 | 0.16 | 0.79 | 81.75 | 534-2
Electrical/Mechanical |  | Office | 1.1 | 1.11 | 0.7 | 0.6 | 35 | B | FL: Linear WW Open 1 wall | 0.33 | 0.25 | 0.23 | 0.79 | 81.75 | 537-1
Workshop |  | Parking garage | 0.2 | 0.19 | 0.7 | 0.6 | 7 | A | FL: Linear WW open - 2 walls | 0.47 | 0.26 | 0.23 | 0.79 | 81.75 | 537-2
Parking Garage |  | Restroom | 0.9 | 0.98 | 0.7 | 0.6 | 12 | C | FL:Task | 0.64 | 0.64 | 0.64 | 0.79 | 81.75 | 539
Exit Signs |  | Stairs - Active | 0.6 | 0.69 | 0.7 | 0.6 | 15 | C | INC: Indirect Pendant | 0.506 | 0.288 | 0.223 | 0.69 | 16 | 503
Unlit Chases/Shafts |  | Storage, active | 0.8 | 0.63 | 0.7 | 0.6 | 20 | C | LED: | 0.89 | 0.86 | 0.83 | 0.9 | 70 | n/a
Lounge/Recreation |  | Storage, inactive | 0.3 | 0.63 | 0.7 | 0.6 | 8 | C | MH: Indirect Pendant | 0.45 | 0.26 | 0.2 | 0.53 | 94.17 | 553
Exercise Area |  | Unlit Chases/Shafts | 0 | 0 | 0 | 0 | NA |  | MH: Low Bay Lensed | 0.72 | 0.41 | 0.31 | 0.55 | 94.17 | 559-1
Community or Computer Room |  | Workshop | 1.9 | 1.59 | 0.7 | 0.6 | 50 | B | PAR: Downlight open - flood | 1 | 0.859 | 0.81 | 0.75 | 18.78 | 511

## Drop Down (hidden)
Garage | Condition | YN | Milestone | Rev | Standard | Income | Construction | Fuel | DHW Method | Units | Energy Star | Pump Type | Pump Class | Fan Control | Heating Control | Fan | FanRate | Climate Zone | Windows | SpaceType | LightCalcMethod | LightingSpaceType | LPD2007SS | LPD2010SS | LPD2007WB | LPD2010WB | Footcandles | YesNo | Utility | UtilityLookup | Fuel | Funding | GasUtility |  | Split type | BaseSite | ExtLightZone
N/A | N/A | N/A | Please Select | 0 | Please select | Please Select | Please Select | Please Select | Please Select |  | Please Select | Please Select | Please Select | Please Select | Please Select | Please Select | NA | 1 | Wood Frame | Storage, active | Space-By-Space (90.1-2007) | Conference/meeting/multipurpose | 1.3 | 1.23 | 0.7 | 0.6 | 30 | Please Select | Central Hudson | 1 | N/A | Please select | Con Ed | 2 | <Select one> | Tradable | Zone 2
Under Ground Garage | Heated & Cooled | Yes | Proposed Design | 1 | ASHRAE 90.1-2004 & Simulation Guidelines V4.0 | Market Rate | New Construction | natural gas | Apartment Method | kBtu/hr | Not Applicable | One-Speed | Standard | Variable Speed | Fixed | Ceiling ( 10-80 CFM) | 1.2 | 2 | Other | Storage, inactive | Building Area (90.1-2007) | Corridor/Transition | 0.5 | 0.66 | 0.7 | 0.6 | 10 | Yes | Con Ed | 2 | gas - firm | EEPS-Gas | O & R | 5 | Measure cost | Non-Tradable | Zone 3
Above Ground Garage | Heated-Only | No | As-Built | 2 | RESNET HERS Technical Guidelines Standard | Affordable | Gut-rehab | oil | Occupancy Method | cubic feet | None Installed | Two-Speed | High Efficiency | Inlet | OA Reset | Ceiling (90-500 CFM) | 2.3 | 3 |  | Lobby | Space-By-Space (90.1-2010) | Electrical/Mechanical | 1.5 | 0.95 | 0.7 | 0.6 | 30 | No | NatGrid | 3 | gas - non firm | EEPS-Electric | KEDLI | 7 | Measure savings |  | Zone 4
Parking Lot | Cooled-Only |  |  | 3 |  |  |  | propane |  | degrees | Non-Energy Star | Variable Speed | Premium | Discharge | Scheduled | Inline or Range Hood | 2.3 | 4 |  | Corridor/Transition | Building Area (90.1-2010) | Exercise Area | 0.9 | 0.72 | 0.7 | 0.6 | 30 |  | NYSEG | 4 | oil | RGGI | Other | 6
| Unconditioned |  |  | 4 |  |  |  | steam |  | each | Energy Star | Cycle |  | Cycling | Load Reset | Rooftop/Other | NA | 5 |  | Stairs - Active |  | Exit Signs | 5 W/face | 5 W/face | 5 W/face | 5 W/face | NA |  | O & R | 5 | propane | OHGAH
|  |  |  | 5 |  |  |  | electric |  | gallons |  |  |  | Two Speed | N/A |  |  | 6 |  | Restroom |  | Lobby | 1.3 | 0.9 | 0.7 | 0.6 | 16 |  | RG & E | 6 | steam | SBC - NC
|  |  |  | 6 | [5 empty] | linear feet |  |  |  | Constant Volume |  |  |  | 7 |  | Office |  | Lounge/Recreation | 1.2 | 0.73 | 0.7 | 0.6 | 20 |  |  |  |  | Owner
[10 empty] | square feet | [7 empty] | 8 |  | Conference/meeting/multipurpose |  | Office | 1.1 | 1.11 | 0.7 | 0.6 | 35
[10 empty] | tons | [9 empty] | Electrical/Mechanical |  | Parking garage | 0.2 | 0.19 | 0.7 | 0.6 | 7
[20 empty] | Workshop |  | Restroom | 0.9 | 0.98 | 0.7 | 0.6 | 12
[20 empty] | Parking Garage |  | Stairs - Active | 0.6 | 0.69 | 0.7 | 0.6 | 15
[20 empty] | Exit Signs |  | Storage, active | 0.8 | 0.63 | 0.7 | 0.6 | 20
[20 empty] | Unlit Chases/Shafts |  | Storage, inactive | 0.3 | 0.63 | 0.7 | 0.6 | 8
[20 empty] | Lounge/Recreation |  | Unlit Chases/Shafts | 0 | 0 | 0 | 0 | NA
[20 empty] | Exercise Area |  | Workshop | 1.9 | 1.59 | 0.7 | 0.6 | 50

## RECS - Baseline (hidden)
Designed for ENERGY STAR
Multi-Family Building Design Assistant
Building Description | [6 empty] | PROTOTYPE
Building Name | 0 | [5 empty] | 2005-02-15
5-digit Zip Code: | 0 | [6 empty] | TEST BUILDING:
Mapping Location: | #N/A | [6 empty] | DOEID #: | 1053
[8 empty] | Location: | Watertown, NY
| Floor Area (ft2) | Heated Floor Area (ft2) | Air Conditioned Floor Area (ft2) | Number of Units in Building | Total Number of Bedrooms in Building |  |  | Unit SF: | 695
Residential | 0 | 0 | 0 | 0 | 0 |  |  | Resid SF: | 80000
Common Space | 0 | - Optional (potential large impact to score) | [5 empty] | # Units: | 115.1079
Commercial Space | 0 | - Optional (potential large impact to score) | [5 empty] | Unit kWh: | 1428
Under Ground Garage | 0 | - Optional (limited impact to score) | [5 empty] | Unit NG kBtu | 61322
Above Ground Garage | 0 | - Optional (minimal impact to score) | [5 empty] | Bldg kWh | 164374.1007 | (# units x unit kWh)
Parking Lot | 0 | - Optional (minimal impact to score) | [5 empty] | Bldg NG kBtu | 7058647.482 | (# units x unit NG kBtu)
Building Total | 0 | - Excludes garage and parking lot areas | [5 empty] | (estimates assume common & commercial use same as residential)
Estimated Annual Consumption
| Electricity | Gas | Fuel Oil | Steam | Chilled Water |  |  | at | in | at | in | cost in
Select Units: | kBTU | kBTU | [5 empty] | $0.08/kWh | $/SF | $8/MMBtu | $/SF | $/SF
Energy | #DIV/0! | #DIV/0! |  |  |  | (Required) |  | #DIV/0! | #DIV/0! | #DIV/0! | #DIV/0! | #DIV/0!
| Electricity |  | Fuel Oil | Steam | Chilled Water
Cost ($) | #DIV/0! | #DIV/0! |  |  |  | **Optional**
Results
|  | ENERGY STAR Design |  | Average | Your Building |  | Delta to Minimum Energy Star Design
| Score | 75 |  | 50 | #DIV/0!
| Building Site Energy Use (kBtu/year) | #DIV/0! |  | #DIV/0! | #DIV/0! |  | #DIV/0!
| Site Energy Use Intensity (kBtu/ft2-year) | #DIV/0! |  |  | #DIV/0!
| Energy Cost Intensity ($/ft2-year) | #DIV/0! |  | #DIV/0! | #DIV/0!
| Total Annual Energy Cost ($/year) | #DIV/0! |  | #DIV/0! | #DIV/0!
Web Site: | www.epa.gov/buildings/label |  |  | E-Mail: energystar.buildings@epa.gov
Disclaimer: Values represented herein are approximations and are not intended to represent official ENERGY STAR values.
The Multi-Family Building Design Assistant quantifies the projected performance of a user defined multi-family building relative to ENERGY STAR where a score of 75 or greater denotes performance among the nation's top 25%. For definitions or help on the terms below, simply click-on any underlined text. Click-on "Return" text to come back to this page. To use this tool you will need to have previously calculated the building's annual energy consumption by fuel type. Provide entries for your building below.
The Multi-Family Building Design Assistant quantifies the projected performance of a user defined multi-family building relative to ENERGY STAR where a score of 75 or greater denotes performance among the nation's top 25%. To use this tool you will need to have previously calculated the building's annual energy consumption by fuel type. Provide entries for your building below.

## RECS - Proposed (hidden)
Designed for ENERGY STAR
Multi-Family Building Design Assistant
Building Description | [6 empty] | PROTOTYPE
Building Name | 0 | [5 empty] | 2005-02-15
5-digit Zip Code: | 0 | [6 empty] | TEST BUILDING:
Mapping Location: | #N/A | [6 empty] | DOEID #: | 1053
[8 empty] | Location: | Watertown, NY
| Floor Area (ft2) | Heated Floor Area (ft2) | Air Conditioned Floor Area (ft2) | Number of Units in Building | Total Number of Bedrooms in Building |  |  | Unit SF: | 695
Residential | 0 | 0 | 0 | 0 | 0 |  |  | Resid SF: | 80000
Common Space | 0 | - Optional (potential large impact to score) | [5 empty] | # Units: | 115.1079
Commercial Space | 0 | - Optional (potential large impact to score) | [5 empty] | Unit kWh: | 1428
Under Ground Garage | 0 | - Optional (limited impact to score) | [5 empty] | Unit NG kBtu | 61322
Above Ground Garage | 0 | - Optional (minimal impact to score) | [5 empty] | Bldg kWh | 164374.1007 | (# units x unit kWh)
Parking Lot | 0 | - Optional (minimal impact to score) | [5 empty] | Bldg NG kBtu | 7058647.482 | (# units x unit NG kBtu)
Building Total | 0 | - Excludes garage and parking lot areas | [5 empty] | (estimates assume common & commercial use same as residential)
Estimated Annual Consumption
| Electricity | Gas | Fuel Oil | Steam | Chilled Water |  |  | at | in | at | in | cost in
Select Units: | kBTU | kBTU | [5 empty] | $0.08/kWh | $/SF | $8/MMBtu | $/SF | $/SF
Energy | 0 | 0 |  |  |  | (Required) |  | 0 | #DIV/0! | 0 | #DIV/0! | #DIV/0!
| Electricity | Gas | Fuel Oil | Steam | Chilled Water
Cost ($) | 0 | 0 |  |  |  | **Optional**
Results
|  | ENERGY STAR Design |  | Average | Your Building |  | Delta to Minimum Energy Star Design
| Score | 75 |  | 50 | #DIV/0!
| Building Site Energy Use (kBtu/year) |  |  |  | 0 |  | #VALUE!
| Site Energy Use Intensity (kBtu/ft2-year) | #VALUE! |  |  | #DIV/0!
| Energy Cost Intensity ($/ft2-year) |  |  |  | #DIV/0!
| Total Annual Energy Cost ($/year) |  |  |  | 0
Web Site: | www.epa.gov/buildings/label |  |  | E-Mail: energystar.buildings@epa.gov
Disclaimer: Values represented herein are approximations and are not intended to represent official ENERGY STAR values.
The Multi-Family Building Design Assistant quantifies the projected performance of a user defined multi-family building relative to ENERGY STAR where a score of 75 or greater denotes performance among the nation's top 25%. For definitions or help on the terms below, simply click-on any underlined text. Click-on "Return" text to come back to this page. To use this tool you will need to have previously calculated the building's annual energy consumption by fuel type. Provide entries for your building below.
The Multi-Family Building Design Assistant quantifies the projected performance of a user defined multi-family building relative to ENERGY STAR where a score of 75 or greater denotes performance among the nation's top 25%. To use this tool you will need to have previously calculated the building's annual energy consumption by fuel type. Provide entries for your building below.

## ZipCode Map (hidden)
| actual | actual |  | actual |  |  |  | climate mapped |  |  |  | weather normalization mapped
| zip_code | zip_state |  | zip_city |  |  |  | city state | state | CDD | HDD | city | state | file name
User Data: | 0 | #N/A | #N/A | #N/A |  | #N/A | #N/A | #N/A | #N/A | #N/A | #N/A | #N/A | #N/A | #N/A
| 009 | "Puerto_Rico" | PR | "San Juan" | 10 | San Juan |  | SAN JUAN PR | PR | 5558 | 0 | San Juan Puerto Rico | PR | XXSANJUA.txt
| 010 | "Massachusetts" | MA | "Springfield" | 13 | Springfield |  | WORCESTER MA | MA | 333 | 6979 | Hartford-Springfield | CT | CTHARTFO.txt
| 011 | "Massachusetts" | MA | "Springfield" | 13 | Springfield |  | HARTFORD CT | CT | 677 | 6151 | Hartford-Springfield | CT | CTHARTFO.txt
| 012 | "Massachusetts" | MA | "Pittsfield" | 12 | Pittsfield |  | ALBANY NY | NY | 507 | 6894 | Albany | NY | NYALBANY.txt
| 013 | "Massachusetts" | MA | "Greenfield" | 12 | Greenfield |  | WORCESTER MA | MA | 333 | 6979 | Boston | MA | MABOSTON.txt
| 014 | "Massachusetts" | MA | "Worcester" | 11 | Worcester |  | WORCESTER MA | MA | 333 | 6979 | Boston | MA | MABOSTON.txt
| 015 | "Massachusetts" | MA | "Worcester" | 11 | Worcester |  | WORCESTER MA | MA | 333 | 6979 | Boston | MA | MABOSTON.txt
| 016 | "Massachusetts" | MA | "Worcester" | 11 | Worcester |  | WORCESTER MA | MA | 333 | 6979 | Boston | MA | MABOSTON.txt
| 017 | "Massachusetts" | MA | "Framingham" | 12 | Framingham |  | WORCESTER MA | MA | 333 | 6979 | Boston | MA | MABOSTON.txt
| 018 | "Massachusetts" | MA | "Woburn" | 8 | Woburn |  | WORCESTER MA | MA | 333 | 6979 | Boston | MA | MABOSTON.txt
| 019 | "Massachusetts" | MA | "Lynn" | 6 | Lynn |  | BOSTON MA | MA | 678 | 5641 | Boston | MA | MABOSTON.txt
| 020 | "Massachusetts" | MA | "Boston" | 8 | Boston |  | WORCESTER MA | MA | 333 | 6979 | Boston | MA | MABOSTON.txt
| 021 | "Massachusetts" | MA | "Boston" | 8 | Boston |  | BOSTON MA | MA | 678 | 5641 | Boston | MA | MABOSTON.txt
| 022 | "Massachusetts" | MA | "Boston" | 8 | Boston |  | BOSTON MA | MA | 678 | 5641 | Boston | MA | MABOSTON.txt
| 023 | "Massachusetts" | MA | "Brockton" | 10 | Brockton |  | PROVIDENCE RI | RI | 606 | 5884 | Rhode Island | RI | RIPROVID.txt
| 024 | "Massachusetts" | MA | "Brockton" | 10 | Brockton |  | BOSTON MA | MA | 678 | 5641 | Boston | MA | MABOSTON.txt
| 025 | "Massachusetts" | MA | "Buzzards Bay" | 14 | Buzzards Bay |  | PROVIDENCE RI | RI | 606 | 5884 | Rhode Island | RI | RIPROVID.txt
| 026 | "Massachusetts" | MA | "Hyannis" | 9 | Hyannis |  | PROVIDENCE RI | RI | 606 | 5884 | Rhode Island | RI | RIPROVID.txt
| 027 | "Massachusetts" | MA | "New Bedford" | 13 | New Bedford |  | PROVIDENCE RI | RI | 606 | 5884 | Rhode Island | RI | RIPROVID.txt
| 028 | "Rhode_Island" | RI | "Providence" | 12 | Providence |  | WORCESTER MA | MA | 333 | 6979 | Rhode Island | RI | RIPROVID.txt
| 029 | "Rhode_Island" | RI | "Providence" | 12 | Providence |  | PROVIDENCE RI | RI | 606 | 5884 | Rhode Island | RI | RIPROVID.txt
| 030 | "New_Hampshire" | NH | "Manchester" | 12 | Manchester |  | WORCESTER MA | MA | 333 | 6979 | Concord | NH | NHCONCOR.txt
| 031 | "New_Hampshire" | NH | "Manchester" | 12 | Manchester |  | CONCORD NH | NH | 328 | 7554 | Concord | NH | NHCONCOR.txt
| 032 | "New_Hampshire" | NH | "Pittsfield" | 12 | Pittsfield |  | CONCORD NH | NH | 328 | 7554 | Concord | NH | NHCONCOR.txt
| 033 | "New_Hampshire" | NH | "Concord" | 9 | Concord |  | CONCORD NH | NH | 328 | 7554 | Concord | NH | NHCONCOR.txt
| 034 | "New_Hampshire" | NH | "Keene" | 7 | Keene |  | WORCESTER MA | MA | 333 | 6979 | Concord | NH | NHCONCOR.txt
| 035 | "New_Hampshire" | NH | "Littleton" | 11 | Littleton |  | BURLINGTON VT | VT | 388 | 7771 | Burlington | VT | VTBURLIN.txt
| 036 | "New_Hampshire" | NH | "Acworth" | 9 | Acworth |  | CONCORD NH | NH | 328 | 7554 | Concord | NH | NHCONCOR.txt
| 037 | "New_Hampshire" | NH | "Claremont" | 11 | Claremont |  | BURLINGTON VT | VT | 388 | 7771 | Burlington | VT | VTBURLIN.txt
| 038 | "New_Hampshire" | NH | "Portsmouth" | 12 | Portsmouth |  | PORTLAND ME | ME | 268 | 7378 | Portland | ME | MEPORTLA.txt
| 039 | "Maine" | ME | "Kittery" | 9 | Kittery |  | PORTLAND ME | ME | 268 | 7378 | Portland | ME | MEPORTLA.txt
| 040 | "Maine" | ME | "Portland" | 10 | Portland |  | PORTLAND ME | ME | 268 | 7378 | Portland | ME | MEPORTLA.txt
| 041 | "Maine" | ME | "Portland" | 10 | Portland |  | PORTLAND ME | ME | 268 | 7378 | Portland | ME | MEPORTLA.txt
| 042 | "Maine" | ME | "Auburn" | 8 | Auburn |  | PORTLAND ME | ME | 268 | 7378 | Portland | ME | MEPORTLA.txt
| 043 | "Maine" | ME | "Augusta" | 9 | Augusta |  | PORTLAND ME | ME | 268 | 7378 | Portland | ME | MEPORTLA.txt
| 044 | "Maine" | ME | "Bangor" | 8 | Bangor |  | PORTLAND ME | ME | 268 | 7378 | Portland | ME | MEPORTLA.txt
| 045 | "Maine" | ME | "Bath" | 6 | Bath |  | PORTLAND ME | ME | 268 | 7378 | Portland | ME | MEPORTLA.txt
| 046 | "Maine" | ME | "Ellsworth" | 11 | Ellsworth |  | PORTLAND ME | ME | 268 | 7378 | Portland | ME | MEPORTLA.txt
| 047 | "Maine" | ME | "Caribou" | 9 | Caribou |  | CARIBOU ME | ME | 131 | 9651 | Caribou | ME | MECARIBO.txt
| 048 | "Maine" | ME | "Rockland" | 10 | Rockland |  | PORTLAND ME | ME | 268 | 7378 | Portland | ME | MEPORTLA.txt
| 049 | "Maine" | ME | "Waterville" | 12 | Waterville |  | PORTLAND ME | ME | 268 | 7378 | Portland | ME | MEPORTLA.txt
| 050 | "Vermont" | VT | "White River Junction" | 22 | White River Junction |  | BURLINGTON VT | VT | 388 | 7771 | Burlington | VT | VTBURLIN.txt
| 051 | "Vermont" | VT | "Bellows Falls" | 15 | Bellows Falls |  | CONCORD NH | NH | 328 | 7554 | Concord | NH | NHCONCOR.txt
| 052 | "Vermont" | VT | "Bennington" | 12 | Bennington |  | ALBANY NY | NY | 507 | 6894 | Albany | NY | NYALBANY.txt
| 053 | "Vermont" | VT | "Brattleboro" | 13 | Brattleboro |  | WORCESTER MA | MA | 333 | 6979 | Albany | NY | NYALBANY.txt
| 054 | "Vermont" | VT | "Burlington" | 12 | Burlington |  | BURLINGTON VT | VT | 388 | 7771 | Burlington | VT | VTBURLIN.txt
| 056 | "Vermont" | VT | "Montpelier" | 12 | Montpelier |  | BURLINGTON VT | VT | 388 | 7771 | Burlington | VT | VTBURLIN.txt
| 057 | "Vermont" | VT | "Rutland" | 9 | Rutland |  | ALBANY NY | NY | 507 | 6894 | Albany | NY | NYALBANY.txt
| 058 | "Vermont" | VT | "St. Johnsbury" | 15 | St. Johnsbury |  | BURLINGTON VT | VT | 388 | 7771 | Burlington | VT | VTBURLIN.txt
| 059 | "Vermont" | VT | "Canaan" | 8 | Canaan |  | BURLINGTON VT | VT | 388 | 7771 | Burlington | VT | VTBURLIN.txt
| 060 | "Connecticut" | CT | "Hartford" | 10 | Hartford |  | WORCESTER MA | MA | 333 | 6979 | Hartford-Springfield | CT | CTHARTFO.txt
| 061 | "Connecticut" | CT | "Hartford" | 10 | Hartford |  | HARTFORD CT | CT | 677 | 6151 | Hartford-Springfield | CT | CTHARTFO.txt
| 062 | "Connecticut" | CT | "Willimantic" | 13 | Willimantic |  | WORCESTER MA | MA | 333 | 6979 | Hartford-Springfield | CT | CTHARTFO.txt
| 063 | "Connecticut" | CT | "New London" | 12 | New London |  | PROVIDENCE RI | RI | 606 | 5884 | Rhode Island | RI | RIPROVID.txt
| 064 | "Connecticut" | CT | "New Haven" | 11 | New Haven |  | HARTFORD CT | CT | 677 | 6151 | Hartford-Springfield | CT | CTHARTFO.txt
| 065 | "Connecticut" | CT | "New Haven" | 11 | New Haven |  | HARTFORD CT | CT | 677 | 6151 | Hartford-Springfield | CT | CTHARTFO.txt
| 066 | "Connecticut" | CT | "Bridgeport" | 12 | Bridgeport |  | BRIDGEPORT CT | CT | 724 | 5537 | Bridgeport | CT | CTBRIDGE.txt
| 067 | "Connecticut" | CT | "Waterbury" | 11 | Waterbury |  | HARTFORD CT | CT | 677 | 6151 | Hartford-Springfield | CT | CTHARTFO.txt
| 068 | "Connecticut" | CT | "Stamford" | 10 | Stamford |  | BRIDGEPORT CT | CT | 724 | 5537 | Bridgeport | CT | CTBRIDGE.txt
| 069 | "Connecticut" | CT | "Stamford" | 10 | Stamford |  | BRIDGEPORT CT | CT | 724 | 5537 | Bridgeport | CT | CTBRIDGE.txt
| 070 | "New_Jersey" | NJ | "Newark" | 8 | Newark |  | NEW YORK (LAGUARDIA AP) NY | NY | 1052 | 4910 | Newark | NJ | NJNEWARK.txt
| 071 | "New_Jersey" | NJ | "Newark" | 8 | Newark |  | NEWARK NJ | NJ | 1201 | 4888 | Newark | NJ | NJNEWARK.txt
| 072 | "New_Jersey" | NJ | "Elizabeth" | 11 | Elizabeth |  | NEWARK NJ | NJ | 1201 | 4888 | Newark | NJ | NJNEWARK.txt
| 073 | "New_Jersey" | NJ | "Jersey_City" | 13 | Jersey_City |  | NEWARK NJ | NJ | 1201 | 4888 | Newark | NJ | NJNEWARK.txt
| 074 | "New_Jersey" | NJ | "Paterson" | 10 | Paterson |  | NEWARK NJ | NJ | 1201 | 4888 | Newark | NJ | NJNEWARK.txt
| 075 | "New_Jersey" | NJ | "Paterson" | 10 | Paterson |  | NEWARK NJ | NJ | 1201 | 4888 | Newark | NJ | NJNEWARK.txt
| 076 | "New_Jersey" | NJ | "Hackensack" | 12 | Hackensack |  | NEWARK NJ | NJ | 1201 | 4888 | Newark | NJ | NJNEWARK.txt
| 077 | "New_Jersey" | NJ | "Red Bank" | 10 | Red Bank |  | NEWARK NJ | NJ | 1201 | 4888 | Newark | NJ | NJNEWARK.txt
| 078 | "New_Jersey" | NJ | "Dover" | 7 | Dover |  | ALLENTOWN PA | PA | 773 | 5785 | Allentown | PA | PAALLENT.txt
| 079 | "New_Jersey" | NJ | "Summit" | 8 | Summit |  | NEWARK NJ | NJ | 1201 | 4888 | Newark | NJ | NJNEWARK.txt
| 080 | "New_Jersey" | NJ | "Cherry Hill" | 13 | Cherry Hill |  | PHILADELPHIA PA | PA | 1101 | 4954 | Philadelphia | PA | PAPHILAD.txt
| 081 | "New_Jersey" | NJ | "Camden" | 8 | Camden |  | PHILADELPHIA PA | PA | 1101 | 4954 | Philadelphia | PA | PAPHILAD.txt
| 082 | "New_Jersey" | NJ | "South Jersey" | 14 | South Jersey |  | ATLANTIC CITY AP NJ | NJ | 826 | 5169 | Atlantic City | NJ | NJATLCTY.txt
| 083 | "New_Jersey" | NJ | "South Jersey" | 14 | South Jersey |  | WILMINGTON DE | DE | 1046 | 4937 | Wilmington | DE | DEWILMIN.txt
| 084 | "New_Jersey" | NJ | "Atlantic City" | 15 | Atlantic City |  | ATLANTIC CITY AP NJ | NJ | 826 | 5169 | Atlantic City | NJ | NJATLCTY.txt
| 085 | "New_Jersey" | NJ | "Trenton" | 9 | Trenton |  | NEWARK NJ | NJ | 1201 | 4888 | Newark | NJ | NJNEWARK.txt
| 086 | "New_Jersey" | NJ | "Trenton" | 9 | Trenton |  | NEWARK NJ | NJ | 1201 | 4888 | Newark | NJ | NJNEWARK.txt
| 087 | "New_Jersey" | NJ | "Lakewood" | 10 | Lakewood |  | ATLANTIC CITY AP NJ | NJ | 826 | 5169 | Atlantic City | NJ | NJATLCTY.txt
| 088 | "New_Jersey" | NJ | "New Brunswick" | 15 | New Brunswick |  | NEWARK NJ | NJ | 1201 | 4888 | Newark | NJ | NJNEWARK.txt
| 089 | "New_Jersey" | NJ | "New Brunswick" | 15 | New Brunswick |  | NEWARK NJ | NJ | 1201 | 4888 | Newark | NJ | NJNEWARK.txt
| 100 | "New_York" | NY | "New York" | 10 | New York |  | NEW YORK C.PARK NY | NY | 1096 | 4805 | New York City | NY | NYNEWYOR.txt
| 101 | "New_York" | NY | "New York" | 10 | New York |  | NEW YORK C.PARK NY | NY | 1096 | 4805 | New York City | NY | NYNEWYOR.txt
| 102 | "New_York" | NY | "New York" | 10 | New York |  | NEW YORK C.PARK NY | NY | 1096 | 4805 | New York City | NY | NYNEWYOR.txt
| 103 | "New_York" | NY | "Staten Island" | 15 | Staten Island |  | NEW YORK (LAGUARDIA AP) NY | NY | 1052 | 4910 | New York City | NY | NYNEWYOR.txt
| 104 | "New_York" | NY | "Bronx" | 7 | Bronx |  | NEW YORK (LAGUARDIA AP) NY | NY | 1052 | 4910 | New York City | NY | NYNEWYOR.txt
| 105 | "New_York" | NY | "Westchester" | 13 | Westchester |  | BRIDGEPORT CT | CT | 724 | 5537 | Bridgeport | CT | CTBRIDGE.txt
| 106 | "New_York" | NY | "White Plains" | 14 | White Plains |  | BRIDGEPORT CT | CT | 724 | 5537 | Bridgeport | CT | CTBRIDGE.txt
| 107 | "New_York" | NY | "Yonkers" | 9 | Yonkers |  | NEW YORK (LAGUARDIA AP) NY | NY | 1052 | 4910 | New York City | NY | NYNEWYOR.txt
| 108 | "New_York" | NY | "New Rochelle" | 14 | New Rochelle |  | NEW YORK (LAGUARDIA AP) NY | NY | 1052 | 4910 | New York City | NY | NYNEWYOR.txt
| 109 | "New_York" | NY | "Suffern" | 9 | Suffern |  | BRIDGEPORT CT | CT | 724 | 5537 | Bridgeport | CT | CTBRIDGE.txt
| 110 | "New_York" | NY | "Great Neck" | 12 | Great Neck |  | NEW YORK (LAGUARDIA AP) NY | NY | 1052 | 4910 | New York City | NY | NYNEWYOR.txt
| 111 | "New_York" | NY | "Queens" | 8 | Queens |  | NEW YORK (LAGUARDIA AP) NY | NY | 1052 | 4910 | New York City | NY | NYNEWYOR.txt
| 112 | "New_York" | NY | "Brooklyn" | 10 | Brooklyn |  | NEW YORK (LAGUARDIA AP) NY | NY | 1052 | 4910 | New York City | NY | NYNEWYOR.txt
| 113 | "New_York" | NY | "Flushing" | 10 | Flushing |  | NEW YORK (JFK AP) NY | NY | 921 | 5027 | New York City | NY | NYNEWYOR.txt
| 114 | "New_York" | NY | "Jamaica" | 9 | Jamaica |  | NEW YORK (JFK AP) NY | NY | 921 | 5027 | New York City | NY | NYNEWYOR.txt
| 115 | "New_York" | NY | "Minneola" | 10 | Minneola |  | NEW YORK (JFK AP) NY | NY | 921 | 5027 | New York City | NY | NYNEWYOR.txt
| 116 | "New_York" | NY | "Far Rockaway" | 14 | Far Rockaway |  | ISLIP NY | NY | 706 | 5647 | Bridgeport | CT | CTBRIDGE.txt
| 117 | "New_York" | NY | "Hicksville" | 12 | Hicksville |  | ISLIP NY | NY | 706 | 5647 | Bridgeport | CT | CTBRIDGE.txt
| 118 | "New_York" | NY | "Hicksville" | 12 | Hicksville |  | ISLIP NY | NY | 706 | 5647 | Bridgeport | CT | CTBRIDGE.txt
| 119 | "New_York" | NY | "Riverhead" | 11 | Riverhead |  | BRIDGEPORT CT | CT | 724 | 5537 | Bridgeport | CT | CTBRIDGE.txt
| 120 | "New_York" | NY | "Albany" | 8 | Albany |  | ALBANY NY | NY | 507 | 6894 | Albany | NY | NYALBANY.txt
| 121 | "New_York" | NY | "Albany" | 8 | Albany |  | ALBANY NY | NY | 507 | 6894 | Albany | NY | NYALBANY.txt
| 122 | "New_York" | NY | "Albany" | 8 | Albany |  | ALBANY NY | NY | 507 | 6894 | Albany | NY | NYALBANY.txt
| 123 | "New_York" | NY | "Schenectady" | 13 | Schenectady |  | ALBANY NY | NY | 507 | 6894 | Albany | NY | NYALBANY.txt
| 124 | "New_York" | NY | "Kingston" | 10 | Kingston |  | ALBANY NY | NY | 507 | 6894 | Albany | NY | NYALBANY.txt
| 125 | "New_York" | NY | "Poughkeepsie" | 14 | Poughkeepsie |  | HARTFORD CT | CT | 677 | 6151 | Hartford-Springfield | CT | CTHARTFO.txt
| 126 | "New_York" | NY | "Poughkeepsie" | 14 | Poughkeepsie |  | BRIDGEPORT CT | CT | 724 | 5537 | Bridgeport | CT | CTBRIDGE.txt
| 127 | "New_York" | NY | "Monticello" | 12 | Monticello |  | BINGHAMTON NY | NY | 337 | 7273 | Wilkes-Barre | PA | PAWILKES.txt
| 128 | "New_York" | NY | "Glens Falls" | 13 | Glens Falls |  | BURLINGTON VT | VT | 388 | 7771 | Burlington | VT | VTBURLIN.txt
| 129 | "New_York" | NY | "Plattsburgh" | 13 | Plattsburgh |  | BURLINGTON VT | VT | 388 | 7771 | Burlington | VT | VTBURLIN.txt
| 130 | "New_York" | NY | "Syracuse" | 10 | Syracuse |  | SYRACUSE NY | NY | 438 | 6834 | Syracuse | NY | NYSYRACU.txt
| 131 | "New_York" | NY | "Syracuse" | 10 | Syracuse |  | ROCHESTER NY | NY | 425 | 6734 | Syracuse | NY | NYSYRACU.txt
| 132 | "New_York" | NY | "Syracuse" | 10 | Syracuse |  | SYRACUSE NY | NY | 438 | 6834 | Syracuse | NY | NYSYRACU.txt
| 133 | "New_York" | NY | "Utica" | 7 | Utica |  | BINGHAMTON NY | NY | 337 | 7273 | Wilkes-Barre | PA | PAWILKES.txt
| 134 | "New_York" | NY | "Utica" | 7 | Utica |  | BINGHAMTON NY | NY | 337 | 7273 | Wilkes-Barre | PA | PAWILKES.txt
| 135 | "New_York" | NY | "Utica" | 7 | Utica |  | SYRACUSE NY | NY | 438 | 6834 | Syracuse | NY | NYSYRACU.txt
| 136 | "New_York" | NY | "Watertown" | 11 | Watertown |  | SYRACUSE NY | NY | 438 | 6834 | Syracuse | NY | NYSYRACU.txt
| 137 | "New_York" | NY | "Binghamton" | 12 | Binghamton |  | ALBANY NY | NY | 507 | 6894 | Albany | NY | NYALBANY.txt
| 138 | "New_York" | NY | "Binghamton" | 12 | Binghamton |  | ALBANY NY | NY | 507 | 6894 | Albany | NY | NYALBANY.txt
| 139 | "New_York" | NY | "Binghamton" | 12 | Binghamton |  | BINGHAMTON NY | NY | 337 | 7273 | Wilkes-Barre | PA | PAWILKES.txt
| 140 | "New_York" | NY | "Buffalo" | 9 | Buffalo |  | ERIE PA | PA | 550 | 6279 | Erie | PA | PAERIE.txt
| 141 | "New_York" | NY | "Buffalo" | 9 | Buffalo |  | ROCHESTER NY | NY | 425 | 6734 | Rochester | NY | NYROCHES.txt
| 142 | "New_York" | NY | "Buffalo" | 9 | Buffalo |  | BUFFALO NY | NY | 477 | 6747 | Buffalo | NY | NTBUFFAL.txt
| 143 | "New_York" | NY | "Niagara Falls" | 15 | Niagara Falls |  | BUFFALO NY | NY | 477 | 6747 | Buffalo | NY | NTBUFFAL.txt
| 144 | "New_York" | NY | "Rochester" | 11 | Rochester |  | BUFFALO NY | NY | 477 | 6747 | Buffalo | NY | NTBUFFAL.txt
| 145 | "New_York" | NY | "Rochester" | 11 | Rochester |  | BUFFALO NY | NY | 477 | 6747 | Buffalo | NY | NTBUFFAL.txt
| 146 | "New_York" | NY | "Rochester" | 11 | Rochester |  | ROCHESTER NY | NY | 425 | 6734 | Rochester | NY | NYROCHES.txt
| 147 | "New_York" | NY | "Jamestown" | 11 | Jamestown |  | ERIE PA | PA | 550 | 6279 | Erie | PA | PAERIE.txt
| 148 | "New_York" | NY | "Ithaca" | 8 | Ithaca |  | SYRACUSE NY | NY | 438 | 6834 | Syracuse | NY | NYSYRACU.txt
| 149 | "New_York" | NY | "Elmira" | 8 | Elmira |  | BINGHAMTON NY | NY | 337 | 7273 | Syracuse | NY | NYSYRACU.txt
| 150 | "Pennsylvania" | PA | "Pittsburgh" | 12 | Pittsburgh |  | PITTSBURGH PA | PA | 654 | 5968 | Pittsburgh | PA | PAPITTSB.txt
| 151 | "Pennsylvania" | PA | "Pittsburgh" | 12 | Pittsburgh |  | PITTSBURGH PA | PA | 654 | 5968 | Pittsburgh | PA | PAPITTSB.txt
| 152 | "Pennsylvania" | PA | "Pittsburgh" | 12 | Pittsburgh |  | PITTSBURGH PA | PA | 654 | 5968 | Pittsburgh | PA | PAPITTSB.txt
| 153 | "Pennsylvania" | PA | "Washington" | 12 | Washington |  | PITTSBURGH PA | PA | 654 | 5968 | Pittsburgh | PA | PAPITTSB.txt
| 154 | "Pennsylvania" | PA | "Uniontown" | 11 | Uniontown |  | PITTSBURGH PA | PA | 654 | 5968 | Pittsburgh | PA | PAPITTSB.txt
| 155 | "Pennsylvania" | PA | "Somerset" | 10 | Somerset |  | PITTSBURGH PA | PA | 654 | 5968 | Pittsburgh | PA | PAPITTSB.txt
| 156 | "Pennsylvania" | PA | "Greensburg" | 12 | Greensburg |  | PITTSBURGH PA | PA | 654 | 5968 | Pittsburgh | PA | PAPITTSB.txt
| 157 | "Pennsylvania" | PA | "Indiana" | 9 | Indiana |  | PITTSBURGH PA | PA | 654 | 5968 | Pittsburgh | PA | PAPITTSB.txt
| 158 | "Pennsylvania" | PA | "Du Bois" | 9 | Du Bois |  | WILLIAMSPORT PA | PA | 622 | 6087 | Pittsburgh | PA | PAPITTSB.txt
| 159 | "Pennsylvania" | PA | "Johnstown" | 11 | Johnstown |  | PITTSBURGH PA | PA | 654 | 5968 | Pittsburgh | PA | PAPITTSB.txt
| 160 | "Pennsylvania" | PA | "Butler" | 8 | Butler |  | YOUNGSTOWN OH | OH | 497 | 6544 | Youngstown | OH | OHYOUNGS.txt
| 161 | "Pennsylvania" | PA | "New Castle" | 12 | New Castle |  | PITTSBURGH PA | PA | 654 | 5968 | Pittsburgh | PA | PAPITTSB.txt
| 162 | "Pennsylvania" | PA | "Kittanning" | 12 | Kittanning |  | YOUNGSTOWN OH | OH | 497 | 6544 | Youngstown | OH | OHYOUNGS.txt
| 163 | "Pennsylvania" | PA | "Oil City" | 10 | Oil City |  | YOUNGSTOWN OH | OH | 497 | 6544 | Youngstown | OH | OHYOUNGS.txt
| 164 | "Pennsylvania" | PA | "Erie" | 6 | Erie |  | ERIE PA | PA | 550 | 6279 | Erie | PA | PAERIE.txt
| 165 | "Pennsylvania" | PA | "Erie" | 6 | Erie |  | ERIE PA | PA | 550 | 6279 | Erie | PA | PAERIE.txt
| 166 | "Pennsylvania" | PA | "Altoona" | 9 | Altoona |  | PITTSBURGH PA | PA | 654 | 5968 | Pittsburgh | PA | PAPITTSB.txt
| 167 | "Pennsylvania" | PA | "Bradford" | 10 | Bradford |  | ERIE PA | PA | 550 | 6279 | Erie | PA | PAERIE.txt
| 168 | "Pennsylvania" | PA | "State College" | 15 | State College |  | WILLIAMSPORT PA | PA | 622 | 6087 | Harrisburg | PA | PAHARRIS.txt
| 169 | "Pennsylvania" | PA | "Wellsboro" | 11 | Wellsboro |  | BINGHAMTON NY | NY | 337 | 7273 | Wilkes-Barre | PA | PAWILKES.txt
| 170 | "Pennsylvania" | PA | "Harrisburg" | 12 | Harrisburg |  | HARRISBURG PA | PA | 962 | 5347 | Harrisburg | PA | PAHARRIS.txt
| 171 | "Pennsylvania" | PA | "Harrisburg" | 12 | Harrisburg |  | HARRISBURG PA | PA | 962 | 5347 | Harrisburg | PA | PAHARRIS.txt
| 172 | "Pennsylvania" | PA | "Chambersburg" | 14 | Chambersburg |  | HARRISBURG PA | PA | 962 | 5347 | Harrisburg | PA | PAHARRIS.txt
| 173 | "Pennsylvania" | PA | "York" | 6 | York |  | HARRISBURG PA | PA | 962 | 5347 | Harrisburg | PA | PAHARRIS.txt
| 174 | "Pennsylvania" | PA | "York" | 6 | York |  | HARRISBURG PA | PA | 962 | 5347 | Harrisburg | PA | PAHARRIS.txt
| 175 | "Pennsylvania" | PA | "Lancaster" | 11 | Lancaster |  | HARRISBURG PA | PA | 962 | 5347 | Harrisburg | PA | PAHARRIS.txt
| 176 | "Pennsylvania" | PA | "Lancaster" | 11 | Lancaster |  | HARRISBURG PA | PA | 962 | 5347 | Harrisburg | PA | PAHARRIS.txt
| 177 | "Pennsylvania" | PA | "Williamsport" | 14 | Williamsport |  | WILLIAMSPORT PA | PA | 622 | 6087 | Harrisburg | PA | PAHARRIS.txt
| 178 | "Pennsylvania" | PA | "Sunbury" | 9 | Sunbury |  | WILLIAMSPORT PA | PA | 622 | 6087 | Harrisburg | PA | PAHARRIS.txt
| 179 | "Pennsylvania" | PA | "Pottsville" | 12 | Pottsville |  | ALLENTOWN PA | PA | 773 | 5785 | Allentown | PA | PAALLENT.txt
| 180 | "Pennsylvania" | PA | "Lehigh_Valley" | 15 | Lehigh_Valley |  | ALLENTOWN PA | PA | 773 | 5785 | Allentown | PA | PAALLENT.txt
| 181 | "Pennsylvania" | PA | "Allentown" | 11 | Allentown |  | ALLENTOWN PA | PA | 773 | 5785 | Allentown | PA | PAALLENT.txt
| 182 | "Pennsylvania" | PA | "Hazleton" | 10 | Hazleton |  | AVOCA PA | PA | 539 | 6291 | Wilkes-Barre | PA | PAWILKES.txt
| 183 | "Pennsylvania" | PA | "Stroudsburg" | 13 | Stroudsburg |  | ALLENTOWN PA | PA | 773 | 5785 | Allentown | PA | PAALLENT.txt
| 184 | "Pennsylvania" | PA | "Scranton" | 10 | Scranton |  | AVOCA PA | PA | 539 | 6291 | Wilkes-Barre | PA | PAWILKES.txt
| 185 | "Pennsylvania" | PA | "Scranton" | 10 | Scranton |  | AVOCA PA | PA | 539 | 6291 | Wilkes-Barre | PA | PAWILKES.txt
| 186 | "Pennsylvania" | PA | "Wilkes-Barre" | 14 | Wilkes-Barre |  | AVOCA PA | PA | 539 | 6291 | Wilkes-Barre | PA | PAWILKES.txt
| 187 | "Pennsylvania" | PA | "Wilkes-Barre" | 14 | Wilkes-Barre |  | AVOCA PA | PA | 539 | 6291 | Wilkes-Barre | PA | PAWILKES.txt
| 188 | "Pennsylvania" | PA | "Montrose" | 10 | Montrose |  | BINGHAMTON NY | NY | 337 | 7273 | Wilkes-Barre | PA | PAWILKES.txt
| 189 | "Pennsylvania" | PA | "Doylestown" | 12 | Doylestown |  | PHILADELPHIA PA | PA | 1101 | 4954 | Philadelphia | PA | PAPHILAD.txt
| 190 | "Pennsylvania" | PA | "Philadelphia" | 14 | Philadelphia |  | WILMINGTON DE | DE | 1046 | 4937 | Philadelphia | PA | PAPHILAD.txt
| 191 | "Pennsylvania" | PA | "Philadelphia" | 14 | Philadelphia |  | PHILADELPHIA PA | PA | 1101 | 4954 | Philadelphia | PA | PAPHILAD.txt
| 193 | "Pennsylvania" | PA | "Southeastern" | 14 | Southeastern |  | WILMINGTON DE | DE | 1046 | 4937 | Wilmington | DE | DEWILMIN.txt
| 194 | "Pennsylvania" | PA | "Southeastern" | 14 | Southeastern |  | WILMINGTON DE | DE | 1046 | 4937 | Wilmington | DE | DEWILMIN.txt
| 195 | "Pennsylvania" | PA | "Reading" | 9 | Reading |  | ALLENTOWN PA | PA | 773 | 5785 | Allentown | PA | PAALLENT.txt
| 196 | "Pennsylvania" | PA | "Reading" | 9 | Reading |  | ALLENTOWN PA | PA | 773 | 5785 | Allentown | PA | PAALLENT.txt
| 197 | "Delaware" | DE | "Wilmington" | 12 | Wilmington |  | WILMINGTON DE | DE | 1046 | 4937 | Wilmington | DE | DEWILMIN.txt
| 198 | "Delaware" | DE | "Wilmington" | 12 | Wilmington |  | WILMINGTON DE | DE | 1046 | 4937 | Wilmington | DE | DEWILMIN.txt
| 199 | "Delaware" | DE | "Dover" | 7 | Dover |  | BALTIMORE MD | MD | 1137 | 4707 | Baltimore | MD | MDBALTIM.txt
| 200 | "DC" | DC | "Washington" | 12 | Washington |  | WASHINGTON NAT'L AP DC | DC | 1549 | 4047 | Washington | MD | MDWASHDC.txt
| 201 | "DC" | DC | "Washington" | 12 | Washington |  | WASHINGTON NAT'L AP DC | DC | 1549 | 4047 | Washington | MD | MDWASHDC.txt
| 202 | "DC" | DC | "Washington" | 12 | Washington |  | WASHINGTON NAT'L AP DC | DC | 1549 | 4047 | Washington | MD | MDWASHDC.txt
| 203 | "DC" | DC | "Washington" | 12 | Washington |  | WASHINGTON NAT'L AP DC | DC | 1549 | 4047 | Washington | MD | MDWASHDC.txt
| 204 | "DC" | DC | "Washington" | 12 | Washington |  | WASHINGTON NAT'L AP DC | DC | 1549 | 4047 | Washington | MD | MDWASHDC.txt
| 205 | "DC" | DC | "Washington" | 12 | Washington |  | WASHINGTON NAT'L AP DC | DC | 1549 | 4047 | Washington | MD | MDWASHDC.txt
| 206 | "Maryland" | MD | "Waldorf" | 9 | Waldorf |  | WASHINGTON NAT'L AP DC | DC | 1549 | 4047 | Washington | MD | MDWASHDC.txt
| 207 | "Maryland" | MD | "Laurel" | 8 | Laurel |  | BALTIMORE MD | MD | 1137 | 4707 | Baltimore | MD | MDBALTIM.txt
| 208 | "Maryland" | MD | "Rockville" | 11 | Rockville |  | BALTIMORE MD | MD | 1137 | 4707 | Baltimore | MD | MDBALTIM.txt
| 209 | "Maryland" | MD | "Silver Spring" | 15 | Silver Spring |  | WASHINGTON NAT'L AP DC | DC | 1549 | 4047 | Washington | MD | MDWASHDC.txt
| 210 | "Maryland" | MD | "Baltimore" | 11 | Baltimore |  | BALTIMORE MD | MD | 1137 | 4707 | Baltimore | MD | MDBALTIM.txt
| 211 | "Maryland" | MD | "Baltimore" | 11 | Baltimore |  | BALTIMORE MD | MD | 1137 | 4707 | Baltimore | MD | MDBALTIM.txt
| 212 | "Maryland" | MD | "Baltimore" | 11 | Baltimore |  | BALTIMORE MD | MD | 1137 | 4707 | Baltimore | MD | MDBALTIM.txt
| 213 | "Maryland" | MD | "Baltimore" | 11 | Baltimore |  | BALTIMORE MD | MD | 1137 | 4707 | Baltimore | MD | MDBALTIM.txt
| 214 | "Maryland" | MD | "Annapolis" | 11 | Annapolis |  | BALTIMORE MD | MD | 1137 | 4707 | Baltimore | MD | MDBALTIM.txt
| 215 | "Maryland" | MD | "Cumberland" | 12 | Cumberland |  | PITTSBURGH PA | PA | 654 | 5968 | Pittsburgh | PA | PAPITTSB.txt
| 216 | "Maryland" | MD | "Easton" | 8 | Easton |  | WASHINGTON NAT'L AP DC | DC | 1549 | 4047 | Washington | MD | MDWASHDC.txt
| 217 | "Maryland" | MD | "Frederick" | 11 | Frederick |  | BALTIMORE MD | MD | 1137 | 4707 | Baltimore | MD | MDBALTIM.txt
| 218 | "Maryland" | MD | "Salisbury" | 11 | Salisbury |  | WALLOPS ISLAND VA | VA | 1096 | 4261 | Richmond | VA | VARICHMO.txt
| 219 | "Maryland" | MD | "Elkton" | 8 | Elkton |  | WILMINGTON DE | DE | 1046 | 4937 | Wilmington | DE | DEWILMIN.txt
| 220 | "Virginia" | VA | "Northern VA" | 13 | Northern VA |  | WASHINGTON DULLES AP DC | DC | 973 | 5006 | Washington | MD | MDWASHDC.txt
| 221 | "Virginia" | VA | "Northern VA" | 13 | Northern VA |  | WASHINGTON DULLES AP DC | DC | 973 | 5006 | Washington | MD | MDWASHDC.txt
| 222 | "Virginia" | VA | "Arlington" | 11 | Arlington |  | WASHINGTON NAT'L AP DC | DC | 1549 | 4047 | Washington | MD | MDWASHDC.txt
| 223 | "Virginia" | VA | "Alexandria" | 12 | Alexandria |  | WASHINGTON NAT'L AP DC | DC | 1549 | 4047 | Washington | MD | MDWASHDC.txt
| 224 | "Virginia" | VA | "Fredericksburg" | 16 | Fredericksburg |  | RICHMOND VA | VA | 1348 | 3963 | Richmond | VA | VARICHMO.txt
| 225 | "Virginia" | VA | "Fredericksburg" | 16 | Fredericksburg |  | RICHMOND VA | VA | 1348 | 3963 | Richmond | VA | VARICHMO.txt
| 226 | "Virginia" | VA | "Winchester" | 12 | Winchester |  | WASHINGTON DULLES AP DC | DC | 973 | 5006 | Washington | MD | MDWASHDC.txt
| 227 | "Virginia" | VA | "Culpeper" | 10 | Culpeper |  | WASHINGTON DULLES AP DC | DC | 973 | 5006 | Washington | MD | MDWASHDC.txt
| 228 | "Virginia" | VA | "Harrisonburg" | 14 | Harrisonburg |  | WASHINGTON DULLES AP DC | DC | 973 | 5006 | Washington | MD | MDWASHDC.txt
| 229 | "Virginia" | VA | "Charlottesville" | 17 | Charlottesville |  | RICHMOND VA | VA | 1348 | 3963 | Richmond | VA | VARICHMO.txt
| 230 | "Virginia" | VA | "Richmond" | 10 | Richmond |  | RICHMOND VA | VA | 1348 | 3963 | Richmond | VA | VARICHMO.txt
| 231 | "Virginia" | VA | "Richmond" | 10 | Richmond |  | RICHMOND VA | VA | 1348 | 3963 | Richmond | VA | VARICHMO.txt
| 232 | "Virginia" | VA | "Richmond" | 10 | Richmond |  | RICHMOND VA | VA | 1348 | 3963 | Richmond | VA | VARICHMO.txt
| 233 | "Virginia" | VA | "Norfolk" | 9 | Norfolk |  | NORFOLK VA | VA | 1422 | 3495 | Norfolk | VA | VANORFOL.txt
| 234 | "Virginia" | VA | "Norfolk" | 9 | Norfolk |  | NORFOLK VA | VA | 1422 | 3495 | Norfolk | VA | VANORFOL.txt
| 235 | "Virginia" | VA | "Norfolk" | 9 | Norfolk |  | NORFOLK VA | VA | 1422 | 3495 | Norfolk | VA | VANORFOL.txt
| 236 | "Virginia" | VA | "Norfolk" | 9 | Norfolk |  | NORFOLK VA | VA | 1422 | 3495 | Norfolk | VA | VANORFOL.txt
| 237 | "Virginia" | VA | "Portsmouth" | 12 | Portsmouth |  | NORFOLK VA | VA | 1422 | 3495 | Norfolk | VA | VANORFOL.txt
| 238 | "Virginia" | VA | "Petersburg" | 12 | Petersburg |  | NORFOLK VA | VA | 1422 | 3495 | Norfolk | VA | VANORFOL.txt
| 239 | "Virginia" | VA | "Farmville" | 11 | Farmville |  | RICHMOND VA | VA | 1348 | 3963 | Richmond | VA | VARICHMO.txt
| 240 | "Virginia" | VA | "Roanoke" | 9 | Roanoke |  | ROANOKE VA | VA | 1052 | 4360 | Roanoke | VA | VAROANOK.txt
| 241 | "Virginia" | VA | "Roanoke" | 9 | Roanoke |  | ROANOKE VA | VA | 1052 | 4360 | Roanoke | VA | VAROANOK.txt
| 242 | "Virginia" | VA | "Bristol" | 9 | Bristol |  | ROANOKE VA | VA | 1052 | 4360 | Roanoke | VA | VAROANOK.txt
| 243 | "Virginia" | VA | "Pulaski" | 9 | Pulaski |  | ROANOKE VA | VA | 1052 | 4360 | Roanoke | VA | VAROANOK.txt
| 244 | "Virginia" | VA | "Staunton" | 10 | Staunton |  | ROANOKE VA | VA | 1052 | 4360 | Roanoke | VA | VAROANOK.txt
| 245 | "Virginia" | VA | "Lynchburg" | 11 | Lynchburg |  | LYNCHBURG VA | VA | 1048 | 4340 | Roanoke | VA | VAROANOK.txt
| 246 | "Virginia" | VA | "Tazewell" | 10 | Tazewell |  | ROANOKE VA | VA | 1052 | 4360 | Roanoke | VA | VAROANOK.txt
| 247 | "West_Virginia" | WV | "Bluefield" | 11 | Bluefield |  | ROANOKE VA | VA | 1052 | 4360 | Roanoke | VA | VAROANOK.txt
| 248 | "West_Virginia" | WV | "Welch" | 7 | Welch |  | CHARLESTON WV | WV | 1031 | 4646 | Charleston | WV | WVCHARLE.txt
| 249 | "West_Virginia" | WV | "Lewisburg" | 11 | Lewisburg |  | CHARLESTON WV | WV | 1031 | 4646 | Charleston | WV | WVCHARLE.txt
| 250 | "West_Virginia" | WV | "Charleston" | 12 | Charleston |  | CHARLESTON WV | WV | 1031 | 4646 | Charleston | WV | WVCHARLE.txt
| 251 | "West_Virginia" | WV | "Charleston" | 12 | Charleston |  | CHARLESTON WV | WV | 1031 | 4646 | Charleston | WV | WVCHARLE.txt
| 252 | "West_Virginia" | WV | "Charleston" | 12 | Charleston |  | CHARLESTON WV | WV | 1031 | 4646 | Charleston | WV | WVCHARLE.txt
| 253 | "West_Virginia" | WV | "Charleston" | 12 | Charleston |  | CHARLESTON WV | WV | 1031 | 4646 | Charleston | WV | WVCHARLE.txt
| 254 | "West_Virginia" | WV | "Martinsburg" | 13 | Martinsburg |  | WASHINGTON DULLES AP DC | DC | 973 | 5006 | Washington | MD | MDWASHDC.txt
| 255 | "West_Virginia" | WV | "Huntington" | 12 | Huntington |  | CHARLESTON WV | WV | 1031 | 4646 | Charleston | WV | WVCHARLE.txt
| 256 | "West_Virginia" | WV | "Logan" | 7 | Logan |  | CHARLESTON WV | WV | 1031 | 4646 | Charleston | WV | WVCHARLE.txt
| 257 | "West_Virginia" | WV | "Huntington" | 12 | Huntington |  | HUNTINGTON WV | WV | 1005 | 4665 | Charleston | WV | WVCHARLE.txt
| 258 | "West_Virginia" | WV | "Beckley" | 9 | Beckley |  | BECKLEY WV | WV | 463 | 5558 | Charleston | WV | WVCHARLE.txt
| 259 | "West_Virginia" | WV | "Beckley" | 9 | Beckley |  | BECKLEY WV | WV | 463 | 5558 | Charleston | WV | WVCHARLE.txt
| 260 | "West_Virginia" | WV | "Wheeling" | 10 | Wheeling |  | PITTSBURGH PA | PA | 654 | 5968 | Pittsburgh | PA | PAPITTSB.txt
| 261 | "West_Virginia" | WV | "Parkersburg" | 13 | Parkersburg |  | CHARLESTON WV | WV | 1031 | 4646 | Charleston | WV | WVCHARLE.txt
| 262 | "West_Virginia" | WV | "Buckhannon" | 12 | Buckhannon |  | CHARLESTON WV | WV | 1031 | 4646 | Charleston | WV | WVCHARLE.txt
| 263 | "West_Virginia" | WV | "Clarksburg" | 12 | Clarksburg |  | ELKINS WV | WV | 346 | 6120 | Elkins | WV | WVELKINS.txt
| 264 | "West_Virginia" | WV | "Clarksburg" | 12 | Clarksburg |  | ELKINS WV | WV | 346 | 6120 | Elkins | WV | WVELKINS.txt
| 265 | "West_Virginia" | WV | "Morgantown" | 12 | Morgantown |  | PITTSBURGH PA | PA | 654 | 5968 | Pittsburgh | PA | PAPITTSB.txt
| 266 | "West_Virginia" | WV | "Gassaway" | 10 | Gassaway |  | CHARLESTON WV | WV | 1031 | 4646 | Charleston | WV | WVCHARLE.txt
| 267 | "West_Virginia" | WV | "Keyser" | 8 | Keyser |  | ELKINS WV | WV | 346 | 6120 | Elkins | WV | WVELKINS.txt
| 268 | "West_Virginia" | WV | "Petersburg" | 12 | Petersburg |  | ELKINS WV | WV | 346 | 6120 | Elkins | WV | WVELKINS.txt
| 270 | "North_Carolina" | NC | "Winston-Salem" | 15 | Winston-Salem |  | GREENSBORO-WNSTN-SALM-HGHPT NC | NC | 1253 | 3865 | Greensboro | NC | NCGRNSBO.txt
| 271 | "North_Carolina" | NC | "Winston-Salem" | 15 | Winston-Salem |  | GREENSBORO-WNSTN-SALM-HGHPT NC | NC | 1253 | 3865 | Greensboro | NC | NCGRNSBO.txt
| 272 | "North_Carolina" | NC | "Greensboro" | 12 | Greensboro |  | GREENSBORO-WNSTN-SALM-HGHPT NC | NC | 1253 | 3865 | Greensboro | NC | NCGRNSBO.txt
| 273 | "North_Carolina" | NC | "Greensboro" | 12 | Greensboro |  | GREENSBORO-WNSTN-SALM-HGHPT NC | NC | 1253 | 3865 | Greensboro | NC | NCGRNSBO.txt
| 274 | "North_Carolina" | NC | "Greensboro" | 12 | Greensboro |  | GREENSBORO-WNSTN-SALM-HGHPT NC | NC | 1253 | 3865 | Greensboro | NC | NCGRNSBO.txt
| 275 | "North_Carolina" | NC | "Raleigh" | 9 | Raleigh |  | RALEIGH NC | NC | 1417 | 3457 | Raleigh Durham | NC | NCRALEIG.txt
| 276 | "North_Carolina" | NC | "Raleigh" | 9 | Raleigh |  | RALEIGH NC | NC | 1417 | 3457 | Raleigh Durham | NC | NCRALEIG.txt
| 277 | "North_Carolina" | NC | "Durham" | 8 | Durham |  | RALEIGH NC | NC | 1417 | 3457 | Raleigh Durham | NC | NCRALEIG.txt
| 278 | "North_Carolina" | NC | "Rocky Mount" | 13 | Rocky Mount |  | RALEIGH NC | NC | 1417 | 3457 | Raleigh Durham | NC | NCRALEIG.txt
| 279 | "North_Carolina" | NC | "Elizabeth City" | 16 | Elizabeth City |  | NORFOLK VA | VA | 1422 | 3495 | Norfolk | VA | VANORFOL.txt
| 280 | "North_Carolina" | NC | "Charlotte" | 11 | Charlotte |  | GREENVILLE-SPARTANBURG AP SC | SC | 1473 | 3272 | Charlotte | NC | NCCHARLO.txt
| 281 | "North_Carolina" | NC | "Charlotte" | 11 | Charlotte |  | GREENVILLE-SPARTANBURG AP SC | SC | 1473 | 3272 | Charlotte | NC | NCCHARLO.txt
| 282 | "North_Carolina" | NC | "Charlotte" | 11 | Charlotte |  | CHARLOTTE NC | NC | 1582 | 3341 | Charlotte | NC | NCCHARLO.txt
| 283 | "North_Carolina" | NC | "Fayetteville" | 14 | Fayetteville |  | CHARLOTTE NC | NC | 1582 | 3341 | Charlotte | NC | NCCHARLO.txt
| 284 | "North_Carolina" | NC | "Wilmington" | 12 | Wilmington |  | WILMINGTON NC | NC | 1926 | 2470 | Charlotte | NC | NCCHARLO.txt
| 285 | "North_Carolina" | NC | "Kinston" | 9 | Kinston |  | WILMINGTON NC | NC | 1926 | 2470 | Charlotte | NC | NCCHARLO.txt
| 286 | "North_Carolina" | NC | "Hickory" | 9 | Hickory |  | GREENSBORO-WNSTN-SALM-HGHPT NC | NC | 1253 | 3865 | Greensboro | NC | NCGRNSBO.txt
| 287 | "North_Carolina" | NC | "Asheville" | 11 | Asheville |  | BRISTOL-JHNSN CTY-KNGSPRT TN | TN | 972 | 4406 | Asheville | NC | NCASHEVI.txt
| 288 | "North_Carolina" | NC | "Asheville" | 11 | Asheville |  | ASHEVILLE NC | NC | 787 | 4308 | Asheville | NC | NCASHEVI.txt
| 289 | "North_Carolina" | NC | "Andrews" | 9 | Andrews |  | KNOXVILLE TN | TN | 1266 | 3937 | Knoxville | TN | TNKNOXVI.txt
| 290 | "South_Carolina" | SC | "Columbia" | 10 | Columbia |  | COLUMBIA SC | SC | 1966 | 2649 | Columbia | SC | SCCOLMBA.txt
| 291 | "South_Carolina" | SC | "Columbia" | 10 | Columbia |  | COLUMBIA SC | SC | 1966 | 2649 | Columbia | SC | SCCOLMBA.txt
| 292 | "South_Carolina" | SC | "Columbia" | 10 | Columbia |  | COLUMBIA SC | SC | 1966 | 2649 | Columbia | SC | SCCOLMBA.txt
| 293 | "South_Carolina" | SC | "Spartanburg" | 13 | Spartanburg |  | GREENVILLE-SPARTANBURG AP SC | SC | 1473 | 3272 | Charlotte | NC | NCCHARLO.txt
| 294 | "South_Carolina" | SC | "Charleston" | 12 | Charleston |  | CHARLESTON AP SC | SC | 2266 | 2013 | Charleston | SC | SCCHARLE.txt
| 295 | "South_Carolina" | SC | "Florence" | 10 | Florence |  | WILMINGTON NC | NC | 1926 | 2470 | Columbia | SC | SCCOLMBA.txt
| 296 | "South_Carolina" | SC | "Greenville" | 12 | Greenville |  | GREENVILLE-SPARTANBURG AP SC | SC | 1473 | 3272 | Charlotte | NC | NCCHARLO.txt
| 297 | "South_Carolina" | SC | "Rock_Hill" | 11 | Rock_Hill |  | COLUMBIA SC | SC | 1966 | 2649 | Columbia | SC | SCCOLMBA.txt
| 298 | "South_Carolina" | SC | "Aiken" | 7 | Aiken |  | COLUMBIA SC | SC | 1966 | 2649 | Columbia | SC | SCCOLMBA.txt
| 299 | "South_Carolina" | SC | "Beaufort" | 10 | Beaufort |  | SAVANNAH GA | GA | 2365 | 1847 | Savannah | GA | GASAVANN.txt
| 300 | "Georgia" | GA | "Atlanta" | 9 | Atlanta |  | ATLANTA GA | GA | 1667 | 2991 | Atlanta | GA | GAATLANT.txt
| 301 | "Georgia" | GA | "Atlanta" | 9 | Atlanta |  | ATLANTA GA | GA | 1667 | 2991 | Atlanta | GA | GAATLANT.txt
| 302 | "Georgia" | GA | "Atlanta" | 9 | Atlanta |  | ATLANTA GA | GA | 1667 | 2991 | Atlanta | GA | GAATLANT.txt
| 303 | "Georgia" | GA | "Atlanta" | 9 | Atlanta |  | ATLANTA GA | GA | 1667 | 2991 | Atlanta | GA | GAATLANT.txt
| 304 | "Georgia" | GA | "Swainsboro" | 12 | Swainsboro |  | SAVANNAH GA | GA | 2365 | 1847 | Savannah | GA | GASAVANN.txt
| 305 | "Georgia" | GA | "Gainesville" | 13 | Gainesville |  | GREENVILLE-SPARTANBURG AP SC | SC | 1473 | 3272 | Atlanta | GA | GAATLANT.txt
| 306 | "Georgia" | GA | "Athens" | 8 | Athens |  | ATHENS GA | GA | 1709 | 2893 | Atlanta | GA | GAATLANT.txt
| 307 | "Georgia" | GA | "Dalton" | 8 | Dalton |  | CHATTANOOGA TN | TN | 1544 | 3587 | Chattanooga | TN | TNCHATTA.txt
| 308 | "Georgia" | GA | "Augusta" | 9 | Augusta |  | ATHENS GA | GA | 1709 | 2893 | Columbia | SC | SCCOLMBA.txt
| 309 | "Georgia" | GA | "Augusta" | 9 | Augusta |  | AUGUSTA GA | GA | 1948 | 2565 | Columbia | SC | SCCOLMBA.txt
| 310 | "Georgia" | GA | "Macon" | 7 | Macon |  | COLUMBUS GA | GA | 2284 | 2261 | Macon | GA | GAMACON.txt
| 311 | "Georgia" | GA | "Macon" | 7 | Macon |  | COLUMBUS GA | GA | 2284 | 2261 | Macon | GA | GAMACON.txt
| 312 | "Georgia" | GA | "Macon" | 7 | Macon |  | MACON GA | GA | 2125 | 2334 | Macon | GA | GAMACON.txt
| 313 | "Georgia" | GA | "Savannah" | 10 | Savannah |  | SAVANNAH GA | GA | 2365 | 1847 | Savannah | GA | GASAVANN.txt
| 314 | "Georgia" | GA | "Savannah" | 10 | Savannah |  | SAVANNAH GA | GA | 2365 | 1847 | Savannah | GA | GASAVANN.txt
| 315 | "Georgia" | GA | "Waycross" | 10 | Waycross |  | SAVANNAH GA | GA | 2365 | 1847 | Savannah | GA | GASAVANN.txt
| 316 | "Georgia" | GA | "Valdosta" | 10 | Valdosta |  | TALLAHASSEE FL | FL | 2518 | 1705 | Tallahassee | FL | FLTALLAH.txt
| 317 | "Georgia" | GA | "Albany" | 8 | Albany |  | COLUMBUS GA | GA | 2284 | 2261 | Columbus | GA | GACOLMBS.txt
| 318 | "Georgia" | GA | "Columbus" | 10 | Columbus |  | MACON GA | GA | 2125 | 2334 | Columbus | GA | GACOLMBS.txt
| 319 | "Georgia" | GA | "Columbus" | 10 | Columbus |  | COLUMBUS GA | GA | 2284 | 2261 | Columbus | GA | GACOLMBS.txt
| 320 | "Florida" | FL | "Jacksonville" | 14 | Jacksonville |  | JACKSONVILLE FL | FL | 2551 | 1434 | Jacksonville | FL | FLJACKSV.txt
| 321 | "Florida" | FL | "Jacksonville" | 14 | Jacksonville |  | JACKSONVILLE FL | FL | 2551 | 1434 | Jacksonville | FL | FLJACKSV.txt
| 322 | "Florida" | FL | "Jacksonville" | 14 | Jacksonville |  | JACKSONVILLE FL | FL | 2551 | 1434 | Jacksonville | FL | FLJACKSV.txt
| 323 | "Florida" | FL | "Tallahassee" | 13 | Tallahassee |  | TALLAHASSEE FL | FL | 2518 | 1705 | Tallahassee | FL | FLTALLAH.txt
| 324 | "Florida" | FL | "Panama City" | 13 | Panama City |  | APALACHICOLA FL | FL | 2582 | 1429 | Tallahassee | FL | FLTALLAH.txt
| 325 | "Florida" | FL | "Pensacola" | 11 | Pensacola |  | PENSACOLA FL | FL | 2636 | 1617 | Mobile | AL | ALMOBILE.txt
| 326 | "Florida" | FL | "Gainesville" | 13 | Gainesville |  | GAINESVILLE FL | FL | 2609 | 1267 | Jacksonville | FL | FLJACKSV.txt
| 327 | "Florida" | FL | "Titusville" | 12 | Titusville |  | DAYTONA BEACH FL | FL | 2919 | 909 | Daytona Beach | FL | FLDAYTNA.txt
| 328 | "Florida" | FL | "Orlando" | 9 | Orlando |  | ORLANDO FL | FL | 3381 | 686 | Orlando | FL | FLORLAND.txt
| 329 | "Florida" | FL | "Melbourne" | 11 | Melbourne |  | VERO BEACH FL | FL | 3278 | 548 | Orlando | FL | FLORLAND.txt
| 330 | "Florida" | FL | "Miami" | 7 | Miami |  | KEY WEST FL | FL | 4798 | 100 | Miami Beach | FL | FLMIAMIB.txt
| 331 | "Florida" | FL | "Miami" | 7 | Miami |  | MIAMI FL | FL | 4198 | 200 | Miami Beach | FL | FLMIAMIB.txt
| 332 | "Florida" | FL | "Miami" | 7 | Miami |  | MIAMI FL | FL | 4198 | 200 | Miami Beach | FL | FLMIAMIB.txt
| 333 | "Florida" | FL | "Fort Lauderdale" | 17 | Fort Lauderdale |  | MIAMI FL | FL | 4198 | 200 | Miami Beach | FL | FLMIAMIB.txt
| 334 | "Florida" | FL | "West Palm Beach" | 17 | West Palm Beach |  | WEST PALM BEACH FL | FL | 3891 | 323 | West Palm Beach | FL | FLWPALMB.txt
| 335 | "Florida" | FL | "Tampa" | 7 | Tampa |  | TAMPA FL | FL | 3427 | 725 | Tampa St. Petersburg | FL | FLTAMPA.txt
| 336 | "Florida" | FL | "Tampa" | 7 | Tampa |  | TAMPA FL | FL | 3427 | 725 | Tampa St. Petersburg | FL | FLTAMPA.txt
| 337 | "Florida" | FL | "St. Petersburg" | 16 | St. Petersburg |  | TAMPA FL | FL | 3427 | 725 | Tampa St. Petersburg | FL | FLTAMPA.txt
| 338 | "Florida" | FL | "Lakeland" | 10 | Lakeland |  | TAMPA FL | FL | 3427 | 725 | Tampa St. Petersburg | FL | FLTAMPA.txt
| 339 | "Florida" | FL | "Fort Myers" | 12 | Fort Myers |  | FORT MYERS FL | FL | 3855 | 418 | Tampa St. Petersburg | FL | FLTAMPA.txt
| 342 | "Florida" | FL | "Bradenton" | 11 | Bradenton |  | TAMPA FL | FL | 3427 | 725 | Tampa St. Petersburg | FL | FLTAMPA.txt
| 344 | "Florida" | FL | "Ocala" | 7 | Ocala |  | DAYTONA BEACH FL | FL | 2919 | 909 | Daytona Beach | FL | FLDAYTNA.txt
| 346 | "Florida" | FL | "Clearwater" | 12 | Clearwater |  | TAMPA FL | FL | 3427 | 725 | Tampa St. Petersburg | FL | FLTAMPA.txt
| 347 | "Florida" | FL | "Orlando" | 9 | Orlando |  | ORLANDO FL | FL | 3381 | 686 | Orlando | FL | FLORLAND.txt
| 349 | "Florida" | FL | "Fort Pierce" | 13 | Fort Pierce |  | TAMPA FL | FL | 3427 | 725 | Tampa St. Petersburg | FL | FLTAMPA.txt
| 350 | "Alabama" | AL | "Birmingham" | 12 | Birmingham |  | BIRMINGHAM AP AL | AL | 1797 | 2918 | Birmingham | AL | ALBIRMIN.txt
| 351 | "Alabama" | AL | "Birmingham" | 12 | Birmingham |  | BIRMINGHAM AP AL | AL | 1797 | 2918 | Birmingham | AL | ALBIRMIN.txt
| 352 | "Alabama" | AL | "Birmingham" | 12 | Birmingham |  | BIRMINGHAM AP AL | AL | 1797 | 2918 | Birmingham | AL | ALBIRMIN.txt
| 354 | "Alabama" | AL | "Tuscaloosa" | 12 | Tuscaloosa |  | MERIDIAN MS | MS | 2138 | 2444 | Birmingham | AL | ALBIRMIN.txt
| 355 | "Alabama" | AL | "Jasper" | 8 | Jasper |  | HUNTSVILLE AL | AL | 1651 | 3323 | Huntsville | AL | ALHUNTSV.txt
| 356 | "Alabama" | AL | "Decatur/Florence" | 18 | Decatur/Florence |  | HUNTSVILLE AL | AL | 1651 | 3323 | Huntsville | AL | ALHUNTSV.txt
| 357 | "Alabama" | AL | "Huntsville" | 12 | Huntsville |  | CHATTANOOGA TN | TN | 1544 | 3587 | Chattanooga | TN | TNCHATTA.txt
| 358 | "Alabama" | AL | "Huntsville" | 12 | Huntsville |  | HUNTSVILLE AL | AL | 1651 | 3323 | Huntsville | AL | ALHUNTSV.txt
| 359 | "Alabama" | AL | "Gadsden" | 9 | Gadsden |  | ATLANTA GA | GA | 1667 | 2991 | Atlanta | GA | GAATLANT.txt
| 360 | "Alabama" | AL | "Montgomery" | 12 | Montgomery |  | COLUMBUS GA | GA | 2284 | 2261 | Montgomery | AL | ALMONTGO.txt
| 361 | "Alabama" | AL | "Montgomery" | 12 | Montgomery |  | MONTGOMERY AL | AL | 2212 | 2224 | Montgomery | AL | ALMONTGO.txt
| 362 | "Alabama" | AL | "Anniston" | 10 | Anniston |  | BIRMINGHAM AP AL | AL | 1797 | 2918 | Birmingham | AL | ALBIRMIN.txt
| 363 | "Alabama" | AL | "Dothan" | 8 | Dothan |  | MONTGOMERY AL | AL | 2212 | 2224 | Montgomery | AL | ALMONTGO.txt
| 364 | "Alabama" | AL | "Evergreen" | 11 | Evergreen |  | MONTGOMERY AL | AL | 2212 | 2224 | Montgomery | AL | ALMONTGO.txt
| 365 | "Alabama" | AL | "Mobile" | 8 | Mobile |  | MOBILE AL | AL | 2627 | 1702 | Mobile | AL | ALMOBILE.txt
| 366 | "Alabama" | AL | "Mobile" | 8 | Mobile |  | MOBILE AL | AL | 2627 | 1702 | Mobile | AL | ALMOBILE.txt
| 367 | "Alabama" | AL | "Selma" | 7 | Selma |  | MONTGOMERY AL | AL | 2212 | 2224 | Montgomery | AL | ALMONTGO.txt
| 368 | "Alabama" | AL | "Opelika" | 9 | Opelika |  | COLUMBUS GA | GA | 2284 | 2261 | Columbus | GA | GACOLMBS.txt
| 369 | "Alabama" | AL | "Butler" | 8 | Butler |  | MERIDIAN MS | MS | 2138 | 2444 | Jackson | MS | MSJACKSO.txt
| 370 | "Tennessee" | TN | "Nashville" | 11 | Nashville |  | NASHVILLE TN | TN | 1616 | 3729 | Nashville | TN | TNNASHVI.txt
| 371 | "Tennessee" | TN | "Nashville" | 11 | Nashville |  | NASHVILLE TN | TN | 1616 | 3729 | Nashville | TN | TNNASHVI.txt
| 372 | "Tennessee" | TN | "Nashville" | 11 | Nashville |  | NASHVILLE TN | TN | 1616 | 3729 | Nashville | TN | TNNASHVI.txt
| 373 | "Tennessee" | TN | "Chattanooga" | 13 | Chattanooga |  | HUNTSVILLE AL | AL | 1651 | 3323 | Chattanooga | TN | TNCHATTA.txt
| 374 | "Tennessee" | TN | "Chattanooga" | 13 | Chattanooga |  | CHATTANOOGA TN | TN | 1544 | 3587 | Chattanooga | TN | TNCHATTA.txt
| 376 | "Tennessee" | TN | "Johnson City" | 14 | Johnson City |  | BRISTOL-JHNSN CTY-KNGSPRT TN | TN | 972 | 4406 | Knoxville | TN | TNKNOXVI.txt
| 377 | "Tennessee" | TN | "Knoxville" | 11 | Knoxville |  | KNOXVILLE TN | TN | 1266 | 3937 | Knoxville | TN | TNKNOXVI.txt
| 378 | "Tennessee" | TN | "Knoxville" | 11 | Knoxville |  | KNOXVILLE TN | TN | 1266 | 3937 | Knoxville | TN | TNKNOXVI.txt
| 379 | "Tennessee" | TN | "Knoxville" | 11 | Knoxville |  | KNOXVILLE TN | TN | 1266 | 3937 | Knoxville | TN | TNKNOXVI.txt
| 380 | "Tennessee" | TN | "Memphis" | 9 | Memphis |  | MEMPHIS TN | TN | 2118 | 3082 | Memphis | TN | TNMEMPHI.txt
| 381 | "Tennessee" | TN | "Memphis" | 9 | Memphis |  | MEMPHIS TN | TN | 2118 | 3082 | Memphis | TN | TNMEMPHI.txt
| 382 | "Tennessee" | TN | "Mc_Kenzie" | 11 | Mc_Kenzie |  | NASHVILLE TN | TN | 1616 | 3729 | Nashville | TN | TNNASHVI.txt
| 383 | "Tennessee" | TN | "Jackson" | 9 | Jackson |  | HUNTSVILLE AL | AL | 1651 | 3323 | Huntsville | AL | ALHUNTSV.txt
| 384 | "Tennessee" | TN | "Columbia" | 10 | Columbia |  | NASHVILLE TN | TN | 1616 | 3729 | Nashville | TN | TNNASHVI.txt
| 385 | "Tennessee" | TN | "Cookeville" | 12 | Cookeville |  | NASHVILLE TN | TN | 1616 | 3729 | Nashville | TN | TNNASHVI.txt
| 386 | "Mississippi" | MS | "Oxford" | 8 | Oxford |  | MEMPHIS TN | TN | 2118 | 3082 | Memphis | TN | TNMEMPHI.txt
| 387 | "Mississippi" | MS | "Greenville" | 12 | Greenville |  | JACKSON MS | MS | 2215 | 2467 | Jackson | MS | MSJACKSO.txt
| 388 | "Mississippi" | MS | "Tupelo" | 8 | Tupelo |  | TUPELO MS | MS | 1908 | 3079 | Tupelo | MS | MSTUPELO.txt
| 389 | "Mississippi" | MS | "Grenada" | 9 | Grenada |  | MERIDIAN MS | MS | 2138 | 2444 | Tupelo | MS | MSTUPELO.txt
| 390 | "Mississippi" | MS | "Jackson" | 9 | Jackson |  | JACKSON MS | MS | 2215 | 2467 | Jackson | MS | MSJACKSO.txt
| 391 | "Mississippi" | MS | "Jackson" | 9 | Jackson |  | JACKSON MS | MS | 2215 | 2467 | Jackson | MS | MSJACKSO.txt
| 392 | "Mississippi" | MS | "Jackson" | 9 | Jackson |  | JACKSON MS | MS | 2215 | 2467 | Jackson | MS | MSJACKSO.txt
| 393 | "Mississippi" | MS | "Meridian" | 10 | Meridian |  | MERIDIAN MS | MS | 2138 | 2444 | Jackson | MS | MSJACKSO.txt
| 394 | "Mississippi" | MS | "Hattiesburg" | 13 | Hattiesburg |  | MOBILE AL | AL | 2627 | 1702 | Mobile | AL | ALMOBILE.txt
| 395 | "Mississippi" | MS | "Gulfport" | 10 | Gulfport |  | NEW ORLEANS LA | LA | 2655 | 1513 | New Orleans | LA | LANEWORL.txt
| 396 | "Mississippi" | MS | "McComb" | 8 | McComb |  | JACKSON MS | MS | 2215 | 2467 | Jackson | MS | MSJACKSO.txt
| 397 | "Mississippi" | MS | "Columbus" | 10 | Columbus |  | BIRMINGHAM AP AL | AL | 1797 | 2918 | Birmingham | AL | ALBIRMIN.txt
| 400 | "Kentucky" | KY | "Louisville" | 12 | Louisville |  | LOUISVILLE KY | KY | 1288 | 4514 | Louisville | KY | KYLOUISV.txt
| 401 | "Kentucky" | KY | "Louisville" | 12 | Louisville |  | LOUISVILLE KY | KY | 1288 | 4514 | Louisville | KY | KYLOUISV.txt
| 402 | "Kentucky" | KY | "Louisville" | 12 | Louisville |  | LOUISVILLE KY | KY | 1288 | 4514 | Louisville | KY | KYLOUISV.txt
| 403 | "Kentucky" | KY | "Lexington" | 11 | Lexington |  | LEXINGTON KY | KY | 1140 | 4783 | Lexington | KY | KYLEXING.txt
| 404 | "Kentucky" | KY | "Lexington" | 11 | Lexington |  | LEXINGTON KY | KY | 1140 | 4783 | Lexington | KY | KYLEXING.txt
| 405 | "Kentucky" | KY | "Lexington" | 11 | Lexington |  | LEXINGTON KY | KY | 1140 | 4783 | Lexington | KY | KYLEXING.txt
| 406 | "Kentucky" | KY | "Frankfort" | 11 | Frankfort |  | LEXINGTON KY | KY | 1140 | 4783 | Lexington | KY | KYLEXING.txt
| 407 | "Kentucky" | KY | "Corbin" | 8 | Corbin |  | KNOXVILLE TN | TN | 1266 | 3937 | Knoxville | TN | TNKNOXVI.txt
| 408 | "Kentucky" | KY | "Baxter" | 8 | Baxter |  | BRISTOL-JHNSN CTY-KNGSPRT TN | TN | 972 | 4406 | Knoxville | TN | TNKNOXVI.txt
| 409 | "Kentucky" | KY | "Middlesboro" | 13 | Middlesboro |  | BRISTOL-JHNSN CTY-KNGSPRT TN | TN | 972 | 4406 | Knoxville | TN | TNKNOXVI.txt
| 410 | "Kentucky" | KY | "Newport" | 9 | Newport |  | GREATER CINCINNATI AP KY | KY | 996 | 5248 | Cincinnati | OH | OHCINCIN.txt
| 411 | "Kentucky" | KY | "Ashland" | 9 | Ashland |  | LEXINGTON KY | KY | 1140 | 4783 | Lexington | KY | KYLEXING.txt
| 412 | "Kentucky" | KY | "Ashland" | 9 | Ashland |  | HUNTINGTON WV | WV | 1005 | 4665 | Charleston | WV | WVCHARLE.txt
| 413 | "Kentucky" | KY | "Campton" | 9 | Campton |  | JACKSON KY | KY | 1033 | 4393 | Lexington | KY | KYLEXING.txt
| 414 | "Kentucky" | KY | "Campton" | 9 | Campton |  | LEXINGTON KY | KY | 1140 | 4783 | Lexington | KY | KYLEXING.txt
| 415 | "Kentucky" | KY | "Pikeville" | 11 | Pikeville |  | CHARLESTON WV | WV | 1031 | 4646 | Charleston | WV | WVCHARLE.txt
| 416 | "Kentucky" | KY | "Pikeville" | 11 | Pikeville |  | HUNTINGTON WV | WV | 1005 | 4665 | Charleston | WV | WVCHARLE.txt
| 417 | "Kentucky" | KY | "Hazard" | 8 | Hazard |  | HUNTINGTON WV | WV | 1005 | 4665 | Charleston | WV | WVCHARLE.txt
| 418 | "Kentucky" | KY | "Hazard" | 8 | Hazard |  | HUNTINGTON WV | WV | 1005 | 4665 | Charleston | WV | WVCHARLE.txt
| 420 | "Kentucky" | KY | "Paducah" | 9 | Paducah |  | PADUCAH KY | KY | 1475 | 4279 | Paducah | KY | KYPADUCA.txt
| 421 | "Kentucky" | KY | "Bowling Green" | 15 | Bowling Green |  | LOUISVILLE KY | KY | 1288 | 4514 | Louisville | KY | KYLOUISV.txt
| 422 | "Kentucky" | KY | "Russellville" | 14 | Russellville |  | LOUISVILLE KY | KY | 1288 | 4514 | Louisville | KY | KYLOUISV.txt
| 423 | "Kentucky" | KY | "Owensboro" | 11 | Owensboro |  | NASHVILLE TN | TN | 1616 | 3729 | Nashville | TN | TNNASHVI.txt
| 424 | "Kentucky" | KY | "Henderson" | 11 | Henderson |  | EVANSVILLE IN | IN | 1376 | 4708 | Evansville | IN | INEVANSV.txt
| 425 | "Kentucky" | KY | "Somerset" | 10 | Somerset |  | LEXINGTON KY | KY | 1140 | 4783 | Lexington | KY | KYLEXING.txt
| 426 | "Kentucky" | KY | "Somerset" | 10 | Somerset |  | LEXINGTON KY | KY | 1140 | 4783 | Lexington | KY | KYLEXING.txt
| 427 | "Kentucky" | KY | "Elizabethtown" | 15 | Elizabethtown |  | NASHVILLE TN | TN | 1616 | 3729 | Nashville | TN | TNNASHVI.txt
| 430 | "Ohio" | OH | "Columbus" | 10 | Columbus |  | COLUMBUS OH | OH | 797 | 5708 | Columbus | OH | OHCOLMBS.txt
| 431 | "Ohio" | OH | "Columbus" | 10 | Columbus |  | COLUMBUS OH | OH | 797 | 5708 | Columbus | OH | OHCOLMBS.txt
| 432 | "Ohio" | OH | "Columbus" | 10 | Columbus |  | COLUMBUS OH | OH | 797 | 5708 | Columbus | OH | OHCOLMBS.txt
| 433 | "Ohio" | OH | "Marion" | 8 | Marion |  | DAYTON OH | OH | 886 | 5708 | Dayton | OH | OHDAYTON.txt
| 434 | "Ohio" | OH | "Bowling Green" | 15 | Bowling Green |  | TOLEDO OH | OH | 610 | 6579 | Toledo | OH | OHTOLEDO.txt
| 435 | "Ohio" | OH | "Napoleon" | 10 | Napoleon |  | FORT WAYNE IN | IN | 824 | 6273 | Fort Wayne | IN | INFTWAYN.txt
| 436 | "Ohio" | OH | "Toledo" | 8 | Toledo |  | TOLEDO OH | OH | 610 | 6579 | Toledo | OH | OHTOLEDO.txt
| 437 | "Ohio" | OH | "Zanesville" | 12 | Zanesville |  | PITTSBURGH PA | PA | 654 | 5968 | Pittsburgh | PA | PAPITTSB.txt
| 438 | "Ohio" | OH | "Zanesville" | 12 | Zanesville |  | COLUMBUS OH | OH | 797 | 5708 | Columbus | OH | OHCOLMBS.txt
| 439 | "Ohio" | OH | "Stuebenville" | 14 | Stuebenville |  | PITTSBURGH PA | PA | 654 | 5968 | Pittsburgh | PA | PAPITTSB.txt
| 440 | "Ohio" | OH | "Cleveland" | 11 | Cleveland |  | CLEVELAND OH | OH | 621 | 6201 | Cleveland | OH | OHCLEVEL.txt
| 441 | "Ohio" | OH | "Cleveland" | 11 | Cleveland |  | CLEVELAND OH | OH | 621 | 6201 | Cleveland | OH | OHCLEVEL.txt
| 442 | "Ohio" | OH | "Akron" | 7 | Akron |  | AKRON OH | OH | 625 | 6160 | Akron Canton | OH | OHAKRON.txt
| 443 | "Ohio" | OH | "Akron" | 7 | Akron |  | AKRON OH | OH | 625 | 6160 | Akron Canton | OH | OHAKRON.txt
| 444 | "Ohio" | OH | "Youngstown" | 12 | Youngstown |  | YOUNGSTOWN OH | OH | 497 | 6544 | Youngstown | OH | OHYOUNGS.txt
| 445 | "Ohio" | OH | "Youngstown" | 12 | Youngstown |  | YOUNGSTOWN OH | OH | 497 | 6544 | Youngstown | OH | OHYOUNGS.txt
| 446 | "Ohio" | OH | "Canton" | 8 | Canton |  | AKRON OH | OH | 625 | 6160 | Akron Canton | OH | OHAKRON.txt
| 447 | "Ohio" | OH | "Canton" | 8 | Canton |  | AKRON OH | OH | 625 | 6160 | Akron Canton | OH | OHAKRON.txt
| 448 | "Ohio" | OH | "Mansfield" | 11 | Mansfield |  | MANSFIELD OH | OH | 666 | 6258 | Akron Canton | OH | OHAKRON.txt
| 449 | "Ohio" | OH | "Mansfield" | 11 | Mansfield |  | MANSFIELD OH | OH | 666 | 6258 | Akron Canton | OH | OHAKRON.txt
| 450 | "Ohio" | OH | "Cincinnati" | 12 | Cincinnati |  | GREATER CINCINNATI AP KY | KY | 996 | 5248 | Cincinnati | OH | OHCINCIN.txt
| 451 | "Ohio" | OH | "Cincinnati" | 12 | Cincinnati |  | GREATER CINCINNATI AP KY | KY | 996 | 5248 | Cincinnati | OH | OHCINCIN.txt
| 452 | "Ohio" | OH | "Cincinnati" | 12 | Cincinnati |  | GREATER CINCINNATI AP KY | KY | 996 | 5248 | Cincinnati | OH | OHCINCIN.txt
| 453 | "Ohio" | OH | "Dayton" | 8 | Dayton |  | COLUMBUS OH | OH | 797 | 5708 | Dayton | OH | OHDAYTON.txt
| 454 | "Ohio" | OH | "Dayton" | 8 | Dayton |  | DAYTON OH | OH | 886 | 5708 | Dayton | OH | OHDAYTON.txt
| 455 | "Ohio" | OH | "Springfield" | 13 | Springfield |  | DAYTON OH | OH | 886 | 5708 | Dayton | OH | OHDAYTON.txt
| 456 | "Ohio" | OH | "Chillicothe" | 13 | Chillicothe |  | GREATER CINCINNATI AP KY | KY | 996 | 5248 | Cincinnati | OH | OHCINCIN.txt
| 457 | "Ohio" | OH | "Athens" | 8 | Athens |  | COLUMBUS OH | OH | 797 | 5708 | Columbus | OH | OHCOLMBS.txt
| 458 | "Ohio" | OH | "Lima" | 6 | Lima |  | DAYTON OH | OH | 886 | 5708 | Dayton | OH | OHDAYTON.txt
| 460 | "Indiana" | IN | "Indianapolis" | 14 | Indianapolis |  | INDIANAPOLIS IN | IN | 1014 | 5615 | Indianapolis | IN | ININDIAN.txt
| 461 | "Indiana" | IN | "Indianapolis" | 14 | Indianapolis |  | INDIANAPOLIS IN | IN | 1014 | 5615 | Indianapolis | IN | ININDIAN.txt
| 462 | "Indiana" | IN | "Indianapolis" | 14 | Indianapolis |  | INDIANAPOLIS IN | IN | 1014 | 5615 | Indianapolis | IN | ININDIAN.txt
| 463 | "Indiana" | IN | "Gary" | 6 | Gary |  | SOUTH BEND IN | IN | 728 | 6331 | South Bend | IN | INSOBEND.txt
| 464 | "Indiana" | IN | "Gary" | 6 | Gary |  | CHICAGO IL | IL | 752 | 6536 | Chicago | IL | ILCHICAG.txt
| 465 | "Indiana" | IN | "South Bend" | 12 | South Bend |  | FORT WAYNE IN | IN | 824 | 6273 | South Bend | IN | INSOBEND.txt
| 466 | "Indiana" | IN | "South Bend" | 12 | South Bend |  | SOUTH BEND IN | IN | 728 | 6331 | South Bend | IN | INSOBEND.txt
| 467 | "Indiana" | IN | "Fort Wayne" | 12 | Fort Wayne |  | SOUTH BEND IN | IN | 728 | 6331 | Fort Wayne | IN | INFTWAYN.txt
| 468 | "Indiana" | IN | "Fort Wayne" | 12 | Fort Wayne |  | FORT WAYNE IN | IN | 824 | 6273 | Fort Wayne | IN | INFTWAYN.txt
| 469 | "Indiana" | IN | "Kokomo" | 8 | Kokomo |  | SOUTH BEND IN | IN | 728 | 6331 | South Bend | IN | INSOBEND.txt
| 470 | "Indiana" | IN | "Lawrenceburg" | 14 | Lawrenceburg |  | GREATER CINCINNATI AP KY | KY | 996 | 5248 | Cincinnati | OH | OHCINCIN.txt
| 471 | "Indiana" | IN | "New Albany" | 12 | New Albany |  | LOUISVILLE KY | KY | 1288 | 4514 | Louisville | KY | KYLOUISV.txt
| 472 | "Indiana" | IN | "Columbus" | 10 | Columbus |  | INDIANAPOLIS IN | IN | 1014 | 5615 | Indianapolis | IN | ININDIAN.txt
| 473 | "Indiana" | IN | "Muncie" | 8 | Muncie |  | DAYTON OH | OH | 886 | 5708 | Dayton | OH | OHDAYTON.txt
| 474 | "Indiana" | IN | "Bloomington" | 13 | Bloomington |  | INDIANAPOLIS IN | IN | 1014 | 5615 | Indianapolis | IN | ININDIAN.txt
| 475 | "Indiana" | IN | "Washington" | 12 | Washington |  | EVANSVILLE IN | IN | 1376 | 4708 | Evansville | IN | INEVANSV.txt
| 476 | "Indiana" | IN | "Evansville" | 12 | Evansville |  | EVANSVILLE IN | IN | 1376 | 4708 | Evansville | IN | INEVANSV.txt
| 477 | "Indiana" | IN | "Evansville" | 12 | Evansville |  | EVANSVILLE IN | IN | 1376 | 4708 | Evansville | IN | INEVANSV.txt
| 478 | "Indiana" | IN | "Terre Haute" | 13 | Terre Haute |  | INDIANAPOLIS IN | IN | 1014 | 5615 | Indianapolis | IN | ININDIAN.txt
| 479 | "Indiana" | IN | "Lafayette" | 11 | Lafayette |  | SOUTH BEND IN | IN | 728 | 6331 | South Bend | IN | INSOBEND.txt
| 480 | "Michigan" | MI | "Royal Oak" | 11 | Royal Oak |  | DETROIT MI | MI | 626 | 6569 | Detroit | MI | MIDETROI.txt
| 481 | "Michigan" | MI | "Ann Arbor" | 11 | Ann Arbor |  | DETROIT MI | MI | 626 | 6569 | Detroit | MI | MIDETROI.txt
| 482 | "Michigan" | MI | "Detroit" | 9 | Detroit |  | DETROIT MI | MI | 626 | 6569 | Detroit | MI | MIDETROI.txt
| 483 | "Michigan" | MI | "Detroit" | 9 | Detroit |  | DETROIT MI | MI | 626 | 6569 | Detroit | MI | MIDETROI.txt
| 484 | "Michigan" | MI | "Flint" | 7 | Flint |  | LANSING MI | MI | 490 | 7101 | Flint | MI | MIFLINT.txt
| 485 | "Michigan" | MI | "Flint" | 7 | Flint |  | FLINT MI | MI | 483 | 6979 | Flint | MI | MIFLINT.txt
| 486 | "Michigan" | MI | "Saginaw" | 9 | Saginaw |  | LANSING MI | MI | 490 | 7101 | Lansing | MI | MILANSIN.txt
| 487 | "Michigan" | MI | "Saginaw" | 9 | Saginaw |  | FLINT MI | MI | 483 | 6979 | Flint | MI | MIFLINT.txt
| 488 | "Michigan" | MI | "Lansing" | 9 | Lansing |  | FLINT MI | MI | 483 | 6979 | Lansing | MI | MILANSIN.txt
| 489 | "Michigan" | MI | "Lansing" | 9 | Lansing |  | LANSING MI | MI | 490 | 7101 | Lansing | MI | MILANSIN.txt
| 490 | "Michigan" | MI | "Kalamazoo" | 11 | Kalamazoo |  | SOUTH BEND IN | IN | 728 | 6331 | South Bend | IN | INSOBEND.txt
| 491 | "Michigan" | MI | "Kalamazoo" | 11 | Kalamazoo |  | SOUTH BEND IN | IN | 728 | 6331 | South Bend | IN | INSOBEND.txt
| 492 | "Michigan" | MI | "Jackson" | 9 | Jackson |  | TOLEDO OH | OH | 610 | 6579 | Toledo | OH | OHTOLEDO.txt
| 493 | "Michigan" | MI | "Grand Rapids" | 14 | Grand Rapids |  | MUSKEGON MI | MI | 431 | 6924 | Grand Rapids | MI | MIGRNDRA.txt
| 494 | "Michigan" | MI | "Muskegon" | 10 | Muskegon |  | MUSKEGON MI | MI | 431 | 6924 | Grand Rapids | MI | MIGRNDRA.txt
| 495 | "Michigan" | MI | "Grand Rapids" | 14 | Grand Rapids |  | GRAND RAPIDS MI | MI | 534 | 6973 | Grand Rapids | MI | MIGRNDRA.txt
| 496 | "Michigan" | MI | "Traverse City" | 15 | Traverse City |  | ALPENA MI | MI | 231 | 8284 | Sault Ste Marie | MI | MISTEMAR.txt
| 497 | "Michigan" | MI | "Mackinaw City" | 15 | Mackinaw City |  | SAULT STE. MARIE MI | MI | 131 | 9316 | Sault Ste Marie | MI | MISTEMAR.txt
| 498 | "Michigan" | MI | "Iron Mountain" | 15 | Iron Mountain |  | MARQUETTE MI | MI | 155 | 9567 | Sault Ste Marie | MI | MISTEMAR.txt
| 499 | "Michigan" | MI | "Houghton" | 10 | Houghton |  | HOUGHTON LAKE MI | MI | 256 | 8218 | Sault Ste Marie | MI | MISTEMAR.txt
| 500 | "Iowa" | IA | "Des Moines" | 12 | Des Moines |  | DES MOINES IA | IA | 1036 | 6497 | Des Moines | IA | IADESMOI.txt
| 501 | "Iowa" | IA | "Des Moines" | 12 | Des Moines |  | DES MOINES IA | IA | 1036 | 6497 | Des Moines | IA | IADESMOI.txt
| 502 | "Iowa" | IA | "Des Moines" | 12 | Des Moines |  | DES MOINES IA | IA | 1036 | 6497 | Des Moines | IA | IADESMOI.txt
| 503 | "Iowa" | IA | "Des Moines" | 12 | Des Moines |  | DES MOINES IA | IA | 1036 | 6497 | Des Moines | IA | IADESMOI.txt
| 504 | "Iowa" | IA | "Mason City" | 12 | Mason City |  | WATERLOO IA | IA | 702 | 7406 | Des Moines | IA | IADESMOI.txt
| 505 | "Iowa" | IA | "Fort Dodge" | 12 | Fort Dodge |  | SIOUX CITY IA | IA | 907 | 6893 | Sioux City | IA | IASIOCTY.txt
| 506 | "Iowa" | IA | "Waterloo" | 10 | Waterloo |  | WATERLOO IA | IA | 702 | 7406 | Des Moines | IA | IADESMOI.txt
| 507 | "Iowa" | IA | "Waterloo" | 10 | Waterloo |  | WATERLOO IA | IA | 702 | 7406 | Des Moines | IA | IADESMOI.txt
| 508 | "Iowa" | IA | "Creston" | 9 | Creston |  | DES MOINES IA | IA | 1036 | 6497 | Des Moines | IA | IADESMOI.txt
| 510 | "Iowa" | IA | "Sioux City" | 12 | Sioux City |  | SIOUX CITY IA | IA | 907 | 6893 | Sioux City | IA | IASIOCTY.txt
| 511 | "Iowa" | IA | "Sioux City" | 12 | Sioux City |  | SIOUX CITY IA | IA | 907 | 6893 | Sioux City | IA | IASIOCTY.txt
| 512 | "Iowa" | IA | "Sheldon" | 9 | Sheldon |  | SIOUX FALLS SD | SD | 744 | 7809 | Sioux Falls | SD | SDSIOFAL.txt
| 513 | "Iowa" | IA | "Spencer" | 9 | Spencer |  | SIOUX FALLS SD | SD | 744 | 7809 | Sioux Falls | SD | SDSIOFAL.txt
| 514 | "Iowa" | IA | "Carroll" | 9 | Carroll |  | SIOUX CITY IA | IA | 907 | 6893 | Sioux City | IA | IASIOCTY.txt
| 515 | "Iowa" | IA | "Council Bluffs" | 16 | Council Bluffs |  | OMAHA (NORTH) NE | NE | 1037 | 6413 | Omaha | NE | NEOMAHA.txt
| 516 | "Iowa" | IA | "Shenandoah" | 12 | Shenandoah |  | OMAHA (NORTH) NE | NE | 1037 | 6413 | Omaha | NE | NEOMAHA.txt
| 520 | "Iowa" | IA | "Dubuque" | 9 | Dubuque |  | DUBUQUE IA | IA | 593 | 7327 | Des Moines | IA | IADESMOI.txt
| 521 | "Iowa" | IA | "Decorah" | 9 | Decorah |  | LA CROSSE WI | WI | 692 | 7491 | Des Moines | IA | IADESMOI.txt
| 522 | "Iowa" | IA | "Cedar Rapids" | 14 | Cedar Rapids |  | DES MOINES IA | IA | 1036 | 6497 | Des Moines | IA | IADESMOI.txt
| 523 | "Iowa" | IA | "Cedar Rapids" | 14 | Cedar Rapids |  | DES MOINES IA | IA | 1036 | 6497 | Des Moines | IA | IADESMOI.txt
| 524 | "Iowa" | IA | "Cedar Rapids" | 14 | Cedar Rapids |  | WATERLOO IA | IA | 702 | 7406 | Des Moines | IA | IADESMOI.txt
| 525 | "Iowa" | IA | "Ottumwa" | 9 | Ottumwa |  | MOLINE IL | IL | 911 | 6474 | Des Moines | IA | IADESMOI.txt
| 526 | "Iowa" | IA | "Burlington" | 12 | Burlington |  | MOLINE IL | IL | 911 | 6474 | Des Moines | IA | IADESMOI.txt
| 527 | "Iowa" | IA | "Davenport" | 11 | Davenport |  | MOLINE IL | IL | 911 | 6474 | Des Moines | IA | IADESMOI.txt
| 528 | "Iowa" | IA | "Davenport" | 11 | Davenport |  | MOLINE IL | IL | 911 | 6474 | Des Moines | IA | IADESMOI.txt
| 530 | "Wisconsin" | WI | "Milwaukee" | 11 | Milwaukee |  | MADISON WI | WI | 485 | 7673 | Milwaukee | WI | WIMILWAU.txt
| 531 | "Wisconsin" | WI | "Milwaukee" | 11 | Milwaukee |  | MADISON WI | WI | 485 | 7673 | Milwaukee | WI | WIMILWAU.txt
| 532 | "Wisconsin" | WI | "Milwaukee" | 11 | Milwaukee |  | MILWAUKEE WI | WI | 479 | 7324 | Milwaukee | WI | WIMILWAU.txt
| 533 | "Wisconsin" | WI | "Milwaukee" | 11 | Milwaukee |  | MILWAUKEE WI | WI | 479 | 7324 | Milwaukee | WI | WIMILWAU.txt
| 534 | "Wisconsin" | WI | "Racine" | 8 | Racine |  | MILWAUKEE WI | WI | 479 | 7324 | Milwaukee | WI | WIMILWAU.txt
| 535 | "Wisconsin" | WI | "Madison" | 9 | Madison |  | LA CROSSE WI | WI | 692 | 7491 | Madison | WI | WIMADISO.txt
| 536 | "Wisconsin" | WI | "Madison" | 9 | Madison |  | LA CROSSE WI | WI | 692 | 7491 | Madison | WI | WIMADISO.txt
| 537 | "Wisconsin" | WI | "Madison" | 9 | Madison |  | MADISON WI | WI | 485 | 7673 | Madison | WI | WIMADISO.txt
| 538 | "Wisconsin" | WI | "Platteville" | 13 | Platteville |  | WATERLOO IA | IA | 702 | 7406 | Madison | WI | WIMADISO.txt
| 539 | "Wisconsin" | WI | "Portage" | 9 | Portage |  | MADISON WI | WI | 485 | 7673 | Madison | WI | WIMADISO.txt
| 540 | "Wisconsin" | WI | "River Falls" | 13 | River Falls |  | MINNEAPOLIS-ST.PAUL MN | MN | 682 | 7981 | Minneapolis St. Paul | MN | MNMINPLS.txt
| 541 | "Wisconsin" | WI | "Green Bay" | 11 | Green Bay |  | GREEN BAY WI | WI | 381 | 8089 | Green Bay | WI | WIGREBAY.txt
| 542 | "Wisconsin" | WI | "Green Bay" | 11 | Green Bay |  | GREEN BAY WI | WI | 381 | 8089 | Green Bay | WI | WIGREBAY.txt
| 543 | "Wisconsin" | WI | "Green Bay" | 11 | Green Bay |  | GREEN BAY WI | WI | 381 | 8089 | Green Bay | WI | WIGREBAY.txt
| 544 | "Wisconsin" | WI | "Wausau" | 8 | Wausau |  | GREEN BAY WI | WI | 381 | 8089 | Green Bay | WI | WIGREBAY.txt
| 545 | "Wisconsin" | WI | "Rhinelander" | 13 | Rhinelander |  | HOUGHTON LAKE MI | MI | 256 | 8218 | Green Bay | WI | WIGREBAY.txt
| 546 | "Wisconsin" | WI | "La Crosse" | 11 | La Crosse |  | MADISON WI | WI | 485 | 7673 | Madison | WI | WIMADISO.txt
| 547 | "Wisconsin" | WI | "Eau Claire" | 12 | Eau Claire |  | MINNEAPOLIS-ST.PAUL MN | MN | 682 | 7981 | Minneapolis St. Paul | MN | MNMINPLS.txt
| 548 | "Wisconsin" | WI | "Spooner" | 9 | Spooner |  | SAINT CLOUD MN | MN | 415 | 8928 | Madison | WI | WIMADISO.txt
| 549 | "Wisconsin" | WI | "Oshkosh" | 9 | Oshkosh |  | LA CROSSE WI | WI | 692 | 7491 | Madison | WI | WIMADISO.txt
| 550 | "Minnesota" | MN | "Saint Paul" | 12 | Saint Paul |  | MINNEAPOLIS-ST.PAUL MN | MN | 682 | 7981 | Minneapolis St. Paul | MN | MNMINPLS.txt
| 551 | "Minnesota" | MN | "Saint Paul" | 12 | Saint Paul |  | MINNEAPOLIS-ST.PAUL MN | MN | 682 | 7981 | Minneapolis St. Paul | MN | MNMINPLS.txt
| 553 | "Minnesota" | MN | "Minneapolis" | 13 | Minneapolis |  | MINNEAPOLIS-ST.PAUL MN | MN | 682 | 7981 | Minneapolis St. Paul | MN | MNMINPLS.txt
| 554 | "Minnesota" | MN | "Minneapolis" | 13 | Minneapolis |  | MINNEAPOLIS-ST.PAUL MN | MN | 682 | 7981 | Minneapolis St. Paul | MN | MNMINPLS.txt
| 556 | "Minnesota" | MN | "Duluth" | 8 | Duluth |  | DULUTH MN | MN | 180 | 9818 | Duluth | MN | MNDULUTH.txt
| 557 | "Minnesota" | MN | "Duluth" | 8 | Duluth |  | DULUTH MN | MN | 180 | 9818 | Duluth | MN | MNDULUTH.txt
| 558 | "Minnesota" | MN | "Duluth" | 8 | Duluth |  | DULUTH MN | MN | 180 | 9818 | Duluth | MN | MNDULUTH.txt
| 559 | "Minnesota" | MN | "Rochester" | 11 | Rochester |  | ROCHESTER MN | MN | 472 | 8250 | Minneapolis St. Paul | MN | MNMINPLS.txt
| 560 | "Minnesota" | MN | "Mankato" | 9 | Mankato |  | ROCHESTER MN | MN | 472 | 8250 | Minneapolis St. Paul | MN | MNMINPLS.txt
| 561 | "Minnesota" | MN | "Windom" | 8 | Windom |  | SIOUX FALLS SD | SD | 744 | 7809 | Sioux Falls | SD | SDSIOFAL.txt
| 562 | "Minnesota" | MN | "Willmar" | 9 | Willmar |  | HURON SD | SD | 743 | 7923 | Minneapolis St. Paul | MN | MNMINPLS.txt
| 563 | "Minnesota" | MN | "Saint Cloud" | 13 | Saint Cloud |  | SAINT CLOUD MN | MN | 415 | 8928 | Minneapolis St. Paul | MN | MNMINPLS.txt
| 564 | "Minnesota" | MN | "Brainerd" | 10 | Brainerd |  | SAINT CLOUD MN | MN | 415 | 8928 | Minneapolis St. Paul | MN | MNMINPLS.txt
| 565 | "Minnesota" | MN | "Detroit Lakes" | 15 | Detroit Lakes |  | FARGO ND | ND | 537 | 9254 | Fargo | ND | NDFARGO.txt
| 566 | "Minnesota" | MN | "Bemidji" | 9 | Bemidji |  | INTERNATIONAL FALLS MN | MN | 249 | 10487 | Duluth | MN | MNDULUTH.txt
| 567 | "Minnesota" | MN | "Thief River Falls" | 19 | Thief River Falls |  | FARGO ND | ND | 537 | 9254 | Fargo | ND | NDFARGO.txt
| 570 | "South_Dakota" | SD | "Sioux Falls" | 13 | Sioux Falls |  | SIOUX FALLS SD | SD | 744 | 7809 | Sioux Falls | SD | SDSIOFAL.txt
| 571 | "South_Dakota" | SD | "Sioux Falls" | 13 | Sioux Falls |  | SIOUX FALLS SD | SD | 744 | 7809 | Sioux Falls | SD | SDSIOFAL.txt
| 572 | "South_Dakota" | SD | "Watertown" | 11 | Watertown |  | FARGO ND | ND | 537 | 9254 | Fargo | ND | NDFARGO.txt
| 573 | "South_Dakota" | SD | "Mitchell" | 10 | Mitchell |  | RAPID CITY SD | SD | 611 | 7301 | Rapid City | SD | SDRAPCTY.txt
| 574 | "South_Dakota" | SD | "Aberdeen" | 10 | Aberdeen |  | ABERDEEN SD | SD | 633 | 8446 | Fargo | ND | NDFARGO.txt
| 575 | "South_Dakota" | SD | "Pierre" | 8 | Pierre |  | RAPID CITY SD | SD | 611 | 7301 | Rapid City | SD | SDRAPCTY.txt
| 576 | "South_Dakota" | SD | "Mobridge" | 10 | Mobridge |  | BISMARCK ND | ND | 488 | 8968 | Bismarck | ND | NDBISMAR.txt
| 577 | "South_Dakota" | SD | "Rapid City" | 12 | Rapid City |  | RAPID CITY SD | SD | 611 | 7301 | Rapid City | SD | SDRAPCTY.txt
| 580 | "North_Dakota" | ND | "Fargo" | 7 | Fargo |  | FARGO ND | ND | 537 | 9254 | Fargo | ND | NDFARGO.txt
| 581 | "North_Dakota" | ND | "Fargo" | 7 | Fargo |  | FARGO ND | ND | 537 | 9254 | Fargo | ND | NDFARGO.txt
| 582 | "North_Dakota" | ND | "Grand Forks" | 13 | Grand Forks |  | FARGO ND | ND | 537 | 9254 | Fargo | ND | NDFARGO.txt
| 583 | "North_Dakota" | ND | "Devils Lake" | 13 | Devils Lake |  | FARGO ND | ND | 537 | 9254 | Fargo | ND | NDFARGO.txt
| 584 | "North_Dakota" | ND | "Jamestown" | 11 | Jamestown |  | BISMARCK ND | ND | 488 | 8968 | Bismarck | ND | NDBISMAR.txt
| 585 | "North_Dakota" | ND | "Bismarck" | 10 | Bismarck |  | BISMARCK ND | ND | 488 | 8968 | Bismarck | ND | NDBISMAR.txt
| 586 | "North_Dakota" | ND | "Dickinson" | 11 | Dickinson |  | BISMARCK ND | ND | 488 | 8968 | Bismarck | ND | NDBISMAR.txt
| 587 | "North_Dakota" | ND | "Minot" | 7 | Minot |  | WILLISTON ND | ND | 548 | 9090 | Bismarck | ND | NDBISMAR.txt
| 588 | "North_Dakota" | ND | "Williston" | 11 | Williston |  | WILLISTON ND | ND | 548 | 9090 | Bismarck | ND | NDBISMAR.txt
| 590 | "Montana" | MT | "Billings" | 10 | Billings |  | BILLINGS MT | MT | 652 | 7164 | Billings | MT | MTBILLIN.txt
| 591 | "Montana" | MT | "Billings" | 10 | Billings |  | BILLINGS MT | MT | 652 | 7164 | Billings | MT | MTBILLIN.txt
| 592 | "Montana" | MT | "Wolf Point" | 12 | Wolf Point |  | GLASGOW MT | MT | 558 | 8745 | Great Falls | MT | MTGRFALL.txt
| 593 | "Montana" | MT | "Miles City" | 12 | Miles City |  | GLASGOW MT | MT | 558 | 8745 | Great Falls | MT | MTGRFALL.txt
| 594 | "Montana" | MT | "Great Falls" | 13 | Great Falls |  | GREAT FALLS MT | MT | 388 | 7741 | Great Falls | MT | MTGRFALL.txt
| 595 | "Montana" | MT | "Havre" | 7 | Havre |  | GREAT FALLS MT | MT | 388 | 7741 | Great Falls | MT | MTGRFALL.txt
| 596 | "Montana" | MT | "Helena" | 8 | Helena |  | HELENA MT | MT | 386 | 8031 | Helena | MT | MTHELENA.txt
| 597 | "Montana" | MT | "Butte" | 7 | Butte |  | MISSOULA MT | MT | 280 | 7792 | Helena | MT | MTHELENA.txt
| 598 | "Montana" | MT | "Missoula" | 10 | Missoula |  | MISSOULA MT | MT | 280 | 7792 | Helena | MT | MTHELENA.txt
| 599 | "Montana" | MT | "Kalispell" | 11 | Kalispell |  | KALISPELL MT | MT | 149 | 8378 | Great Falls | MT | MTGRFALL.txt
| 600 | "Illinois" | IL | "North Chicago Sub." | 20 | North Chicago Sub. |  | ROCKFORD IL | IL | 702 | 6969 | Rockford | IL | ILROCKFO.txt
| 601 | "Illinois" | IL | "North Chicago Sub." | 20 | North Chicago Sub. |  | ROCKFORD IL | IL | 702 | 6969 | Rockford | IL | ILROCKFO.txt
| 602 | "Illinois" | IL | "Evanston" | 10 | Evanston |  | CHICAGO IL | IL | 752 | 6536 | Chicago | IL | ILCHICAG.txt
| 603 | "Illinois" | IL | "Oak Park" | 10 | Oak Park |  | CHICAGO IL | IL | 752 | 6536 | Chicago | IL | ILCHICAG.txt
| 604 | "Illinois" | IL | "South Chicago Sub." | 20 | South Chicago Sub. |  | CHICAGO IL | IL | 752 | 6536 | Chicago | IL | ILCHICAG.txt
| 605 | "Illinois" | IL | "South Chicago Sub." | 20 | South Chicago Sub. |  | CHICAGO IL | IL | 752 | 6536 | Chicago | IL | ILCHICAG.txt
| 606 | "Illinois" | IL | "Chicago" | 9 | Chicago |  | CHICAGO IL | IL | 752 | 6536 | Chicago | IL | ILCHICAG.txt
| 607 | "Illinois" | IL | "Chicago" | 9 | Chicago |  | CHICAGO IL | IL | 752 | 6536 | Chicago | IL | ILCHICAG.txt
| 609 | "Illinois" | IL | "Kankakee" | 10 | Kankakee |  | PEORIA IL | IL | 982 | 6148 | Peoria | IL | ILPEORIA.txt
| 610 | "Illinois" | IL | "Rockford" | 10 | Rockford |  | ROCKFORD IL | IL | 702 | 6969 | Rockford | IL | ILROCKFO.txt
| 611 | "Illinois" | IL | "Rockford" | 10 | Rockford |  | ROCKFORD IL | IL | 702 | 6969 | Rockford | IL | ILROCKFO.txt
| 612 | "Illinois" | IL | "Rock Island" | 13 | Rock Island |  | MOLINE IL | IL | 911 | 6474 | Peoria | IL | ILPEORIA.txt
| 613 | "Illinois" | IL | "La Salle" | 10 | La Salle |  | MOLINE IL | IL | 911 | 6474 | Peoria | IL | ILPEORIA.txt
| 614 | "Illinois" | IL | "Galesburg" | 11 | Galesburg |  | MOLINE IL | IL | 911 | 6474 | Peoria | IL | ILPEORIA.txt
| 615 | "Illinois" | IL | "Peoria" | 8 | Peoria |  | PEORIA IL | IL | 982 | 6148 | Peoria | IL | ILPEORIA.txt
| 616 | "Illinois" | IL | "Peoria" | 8 | Peoria |  | PEORIA IL | IL | 982 | 6148 | Peoria | IL | ILPEORIA.txt
| 617 | "Illinois" | IL | "Bloomington" | 13 | Bloomington |  | SPRINGFIELD IL | IL | 1141 | 5688 | Springfield | IL | ILSPRING.txt
| 618 | "Illinois" | IL | "Champaign/Urbana" | 18 | Champaign/Urbana |  | SPRINGFIELD IL | IL | 1141 | 5688 | Springfield | IL | ILSPRING.txt
| 619 | "Illinois" | IL | "Champaign/Urbana" | 18 | Champaign/Urbana |  | SPRINGFIELD IL | IL | 1141 | 5688 | Springfield | IL | ILSPRING.txt
| 620 | "Illinois" | IL | "East Saint Louis" | 18 | East Saint Louis |  | ST. LOUIS MO | MO | 1534 | 4758 | St Louis | MO | MOSTLOUI.txt
| 622 | "Illinois" | IL | "East Saint Louis" | 18 | East Saint Louis |  | ST. LOUIS MO | MO | 1534 | 4758 | St Louis | MO | MOSTLOUI.txt
| 623 | "Illinois" | IL | "Quincy" | 8 | Quincy |  | SPRINGFIELD IL | IL | 1141 | 5688 | Springfield | IL | ILSPRING.txt
| 624 | "Illinois" | IL | "Effingham" | 11 | Effingham |  | ST. LOUIS MO | MO | 1534 | 4758 | St Louis | MO | MOSTLOUI.txt
| 625 | "Illinois" | IL | "Springfield" | 13 | Springfield |  | SPRINGFIELD IL | IL | 1141 | 5688 | Springfield | IL | ILSPRING.txt
| 626 | "Illinois" | IL | "Springfield" | 13 | Springfield |  | SPRINGFIELD IL | IL | 1141 | 5688 | Springfield | IL | ILSPRING.txt
| 627 | "Illinois" | IL | "Springfield" | 13 | Springfield |  | SPRINGFIELD IL | IL | 1141 | 5688 | Springfield | IL | ILSPRING.txt
| 628 | "Illinois" | IL | "Centralia" | 11 | Centralia |  | EVANSVILLE IN | IN | 1376 | 4708 | Evansville | IN | INEVANSV.txt
| 629 | "Illinois" | IL | "Carbondale" | 12 | Carbondale |  | EVANSVILLE IN | IN | 1376 | 4708 | Evansville | IN | INEVANSV.txt
| 630 | "Missouri" | MO | "Saint Louis" | 13 | Saint Louis |  | ST. LOUIS MO | MO | 1534 | 4758 | St Louis | MO | MOSTLOUI.txt
| 631 | "Missouri" | MO | "Saint Louis" | 13 | Saint Louis |  | ST. LOUIS MO | MO | 1534 | 4758 | St Louis | MO | MOSTLOUI.txt
| 632 | "Missouri" | MO | "Saint Louis" | 13 | Saint Louis |  | ST. LOUIS MO | MO | 1534 | 4758 | St Louis | MO | MOSTLOUI.txt
| 633 | "Missouri" | MO | "Saint Charles" | 15 | Saint Charles |  | ST. LOUIS MO | MO | 1534 | 4758 | St Louis | MO | MOSTLOUI.txt
| 634 | "Missouri" | MO | "Hannibal" | 10 | Hannibal |  | COLUMBIA MO | MO | 1189 | 5212 | St Louis | MO | MOSTLOUI.txt
| 635 | "Missouri" | MO | "Kirksville" | 12 | Kirksville |  | MOLINE IL | IL | 911 | 6474 | Peoria | IL | ILPEORIA.txt
| 636 | "Missouri" | MO | "Flat River" | 12 | Flat River |  | ST. LOUIS MO | MO | 1534 | 4758 | St Louis | MO | MOSTLOUI.txt
| 637 | "Missouri" | MO | "Cape Girardeau" | 16 | Cape Girardeau |  | ST. LOUIS MO | MO | 1534 | 4758 | St Louis | MO | MOSTLOUI.txt
| 638 | "Missouri" | MO | "Sikeston" | 10 | Sikeston |  | EVANSVILLE IN | IN | 1376 | 4708 | Evansville | IN | INEVANSV.txt
| 639 | "Missouri" | MO | "Poplar Bluff" | 14 | Poplar Bluff |  | SPRINGFIELD MO | MO | 1320 | 4638 | Springfield | MO | MOSPRING.txt
| 640 | "Missouri" | MO | "Kansas City" | 13 | Kansas City |  | KANSAS CITY MO | MO | 1288 | 5393 | Kansas City | MO | MOKANCTY.txt
| 641 | "Missouri" | MO | "Kansas City" | 13 | Kansas City |  | KANSAS CITY MO | MO | 1288 | 5393 | Kansas City | MO | MOKANCTY.txt
| 644 | "Missouri" | MO | "Saint Joseph" | 14 | Saint Joseph |  | TOPEKA KS | KS | 1304 | 5265 | Topeka | KS | KSTOPEKA.txt
| 645 | "Missouri" | MO | "Saint Joseph" | 14 | Saint Joseph |  | KANSAS CITY MO | MO | 1288 | 5393 | Kansas City | MO | MOKANCTY.txt
| 646 | "Missouri" | MO | "Chillicothe" | 13 | Chillicothe |  | KANSAS CITY MO | MO | 1288 | 5393 | Kansas City | MO | MOKANCTY.txt
| 647 | "Missouri" | MO | "Harrisonville" | 15 | Harrisonville |  | SPRINGFIELD MO | MO | 1320 | 4638 | Springfield | MO | MOSPRING.txt
| 648 | "Missouri" | MO | "Joplin" | 8 | Joplin |  | SPRINGFIELD MO | MO | 1320 | 4638 | Springfield | MO | MOSPRING.txt
| 650 | "Missouri" | MO | "Jefferson_City" | 16 | Jefferson_City |  | ST. LOUIS MO | MO | 1534 | 4758 | St Louis | MO | MOSTLOUI.txt
| 651 | "Missouri" | MO | "Jefferson_City" | 16 | Jefferson_City |  | COLUMBIA MO | MO | 1189 | 5212 | St Louis | MO | MOSTLOUI.txt
| 652 | "Missouri" | MO | "Columbia" | 10 | Columbia |  | COLUMBIA MO | MO | 1189 | 5212 | St Louis | MO | MOSTLOUI.txt
| 653 | "Missouri" | MO | "Sedalia" | 9 | Sedalia |  | COLUMBIA MO | MO | 1189 | 5212 | St Louis | MO | MOSTLOUI.txt
| 654 | "Missouri" | MO | "Rolla" | 7 | Rolla |  | SPRINGFIELD MO | MO | 1320 | 4638 | Springfield | MO | MOSPRING.txt
| 655 | "Missouri" | MO | "Rolla" | 7 | Rolla |  | SPRINGFIELD MO | MO | 1320 | 4638 | Springfield | MO | MOSPRING.txt
| 656 | "Missouri" | MO | "Springfield" | 13 | Springfield |  | SPRINGFIELD MO | MO | 1320 | 4638 | Springfield | MO | MOSPRING.txt
| 657 | "Missouri" | MO | "Springfield" | 13 | Springfield |  | SPRINGFIELD MO | MO | 1320 | 4638 | Springfield | MO | MOSPRING.txt
| 658 | "Missouri" | MO | "Springfield" | 13 | Springfield |  | SPRINGFIELD MO | MO | 1320 | 4638 | Springfield | MO | MOSPRING.txt
| 660 | "Kansas" | KS | "Kansas City" | 13 | Kansas City |  | TOPEKA KS | KS | 1304 | 5265 | Kansas City | MO | MOKANCTY.txt
| 661 | "Kansas" | KS | "Kansas City" | 13 | Kansas City |  | KANSAS CITY MO | MO | 1288 | 5393 | Kansas City | MO | MOKANCTY.txt
| 662 | "Kansas" | KS | "Shawnee/Mission" | 17 | Shawnee/Mission |  | KANSAS CITY MO | MO | 1288 | 5393 | Kansas City | MO | MOKANCTY.txt
| 664 | "Kansas" | KS | "Topeka" | 8 | Topeka |  | TOPEKA KS | KS | 1304 | 5265 | Topeka | KS | KSTOPEKA.txt
| 665 | "Kansas" | KS | "Topeka" | 8 | Topeka |  | TOPEKA KS | KS | 1304 | 5265 | Topeka | KS | KSTOPEKA.txt
| 666 | "Kansas" | KS | "Topeka" | 8 | Topeka |  | TOPEKA KS | KS | 1304 | 5265 | Topeka | KS | KSTOPEKA.txt
| 667 | "Kansas" | KS | "Fort Scott" | 12 | Fort Scott |  | SPRINGFIELD MO | MO | 1320 | 4638 | Springfield | MO | MOSPRING.txt
| 668 | "Kansas" | KS | "Emporia" | 9 | Emporia |  | WICHITA KS | KS | 1628 | 4791 | Wichita | KS | KSWICHIT.txt
| 669 | "Kansas" | KS | "Concordia" | 11 | Concordia |  | CONCORDIA KS | KS | 1317 | 5574 | Topeka | KS | KSTOPEKA.txt
| 670 | "Kansas" | KS | "Wichita" | 9 | Wichita |  | WICHITA KS | KS | 1628 | 4791 | Wichita | KS | KSWICHIT.txt
| 671 | "Kansas" | KS | "Wichita" | 9 | Wichita |  | WICHITA KS | KS | 1628 | 4791 | Wichita | KS | KSWICHIT.txt
| 672 | "Kansas" | KS | "Wichita" | 9 | Wichita |  | WICHITA KS | KS | 1628 | 4791 | Wichita | KS | KSWICHIT.txt
| 673 | "Kansas" | KS | "Independence" | 14 | Independence |  | SPRINGFIELD MO | MO | 1320 | 4638 | Springfield | MO | MOSPRING.txt
| 674 | "Kansas" | KS | "Salina" | 8 | Salina |  | TOPEKA KS | KS | 1304 | 5265 | Topeka | KS | KSTOPEKA.txt
| 675 | "Kansas" | KS | "Hutchinson" | 12 | Hutchinson |  | WICHITA KS | KS | 1628 | 4791 | Wichita | KS | KSWICHIT.txt
| 676 | "Kansas" | KS | "Hays" | 6 | Hays |  | DODGE CITY KS | KS | 1465 | 5001 | Wichita | KS | KSWICHIT.txt
| 677 | "Kansas" | KS | "Colby" | 7 | Colby |  | GOODLAND KS | KS | 859 | 5974 | Goodland | KS | KSGOODLA.txt
| 678 | "Kansas" | KS | "Dodge City" | 12 | Dodge City |  | DODGE CITY KS | KS | 1465 | 5001 | Wichita | KS | KSWICHIT.txt
| 679 | "Kansas" | KS | "Liberal" | 9 | Liberal |  | DODGE CITY KS | KS | 1465 | 5001 | Wichita | KS | KSWICHIT.txt
| 680 | "Nebraska" | NE | "Omaha" | 7 | Omaha |  | OMAHA EPPLEY AP NE | NE | 1072 | 6300 | Omaha | NE | NEOMAHA.txt
| 681 | "Nebraska" | NE | "Omaha" | 7 | Omaha |  | OMAHA EPPLEY AP NE | NE | 1072 | 6300 | Omaha | NE | NEOMAHA.txt
| 683 | "Nebraska" | NE | "Lincoln" | 9 | Lincoln |  | LINCOLN NE | NE | 1134 | 6278 | Lincoln | NE | NELINCOL.txt
| 684 | "Nebraska" | NE | "Lincoln" | 9 | Lincoln |  | LINCOLN NE | NE | 1134 | 6278 | Lincoln | NE | NELINCOL.txt
| 685 | "Nebraska" | NE | "Lincoln" | 9 | Lincoln |  | LINCOLN NE | NE | 1134 | 6278 | Lincoln | NE | NELINCOL.txt
| 686 | "Nebraska" | NE | "Columbus" | 10 | Columbus |  | GRAND ISLAND NE | NE | 997 | 6421 | Lincoln | NE | NELINCOL.txt
| 687 | "Nebraska" | NE | "Norfolk" | 9 | Norfolk |  | NORFOLK NE | NE | 877 | 6873 | Sioux City | IA | IASIOCTY.txt
| 688 | "Nebraska" | NE | "Grand Island" | 14 | Grand Island |  | GRAND ISLAND NE | NE | 997 | 6421 | Lincoln | NE | NELINCOL.txt
| 689 | "Nebraska" | NE | "Hastings" | 10 | Hastings |  | GRAND ISLAND NE | NE | 997 | 6421 | Lincoln | NE | NELINCOL.txt
| 690 | "Nebraska" | NE | "McCook" | 8 | McCook |  | GOODLAND KS | KS | 859 | 5974 | Goodland | KS | KSGOODLA.txt
| 691 | "Nebraska" | NE | "North_Platte" | 14 | North_Platte |  | NORTH PLATTE NE | NE | 713 | 6859 | North Platte | NE | NENPLATT.txt
| 692 | "Nebraska" | NE | "Valentine" | 11 | Valentine |  | VALENTINE NE | NE | 752 | 7282 | North Platte | NE | NENPLATT.txt
| 693 | "Nebraska" | NE | "Alliance" | 10 | Alliance |  | RAPID CITY SD | SD | 611 | 7301 | Rapid City | SD | SDRAPCTY.txt
| 700 | "Louisiana" | LA | "New Orleans" | 13 | New Orleans |  | NEW ORLEANS LA | LA | 2655 | 1513 | New Orleans | LA | LANEWORL.txt
| 701 | "Louisiana" | LA | "New Orleans" | 13 | New Orleans |  | NEW ORLEANS LA | LA | 2655 | 1513 | New Orleans | LA | LANEWORL.txt
| 703 | "Louisiana" | LA | "Thibodaux" | 11 | Thibodaux |  | NEW ORLEANS LA | LA | 2655 | 1513 | New Orleans | LA | LANEWORL.txt
| 704 | "Louisiana" | LA | "Hammond" | 9 | Hammond |  | BATON ROUGE LA | LA | 2690 | 1669 | Baton Rouge | LA | LABATONR.txt
| 705 | "Louisiana" | LA | "Lafayette" | 11 | Lafayette |  | BATON ROUGE LA | LA | 2690 | 1669 | Baton Rouge | LA | LABATONR.txt
| 706 | "Louisiana" | LA | "Lake Charles" | 14 | Lake Charles |  | LAKE CHARLES LA | LA | 2650 | 1616 | Lake Charles | LA | LALAKECH.txt
| 707 | "Louisiana" | LA | "Baton Rouge" | 13 | Baton Rouge |  | BATON ROUGE LA | LA | 2690 | 1669 | Baton Rouge | LA | LABATONR.txt
| 708 | "Louisiana" | LA | "Baton Rouge" | 13 | Baton Rouge |  | BATON ROUGE LA | LA | 2690 | 1669 | Baton Rouge | LA | LABATONR.txt
| 710 | "Louisiana" | LA | "Shreveport" | 12 | Shreveport |  | SHREVEPORT LA | LA | 2368 | 2264 | Shreveport | LA | LASHREVE.txt
| 711 | "Louisiana" | LA | "Shreveport" | 12 | Shreveport |  | SHREVEPORT LA | LA | 2368 | 2264 | Shreveport | LA | LASHREVE.txt
| 712 | "Louisiana" | LA | "Monroe" | 8 | Monroe |  | JACKSON MS | MS | 2215 | 2467 | Jackson | MS | MSJACKSO.txt
| 713 | "Louisiana" | LA | "Alexandria" | 12 | Alexandria |  | SHREVEPORT LA | LA | 2368 | 2264 | Shreveport | LA | LASHREVE.txt
| 714 | "Louisiana" | LA | "Aimwell" | 9 | Aimwell |  | SHREVEPORT LA | LA | 2368 | 2264 | Shreveport | LA | LASHREVE.txt
| 716 | "Arkansas" | AR | "Pine Bluff" | 12 | Pine Bluff |  | JACKSON MS | MS | 2215 | 2467 | Jackson | MS | MSJACKSO.txt
| 717 | "Arkansas" | AR | "Camden" | 8 | Camden |  | LITTLE ROCK AR | AR | 2005 | 3155 | Little Rock | AR | ARLIROCK.txt
| 718 | "Arkansas" | AR | "Hope" | 6 | Hope |  | LITTLE ROCK AR | AR | 2005 | 3155 | Little Rock | AR | ARLIROCK.txt
| 719 | "Arkansas" | AR | "Hot Springs" | 13 | Hot Springs |  | LITTLE ROCK AR | AR | 2005 | 3155 | Little Rock | AR | ARLIROCK.txt
| 720 | "Arkansas" | AR | "Little Rock" | 13 | Little Rock |  | LITTLE ROCK AR | AR | 2005 | 3155 | Little Rock | AR | ARLIROCK.txt
| 721 | "Arkansas" | AR | "Little Rock" | 13 | Little Rock |  | LITTLE ROCK AR | AR | 2005 | 3155 | Little Rock | AR | ARLIROCK.txt
| 722 | "Arkansas" | AR | "Little Rock" | 13 | Little Rock |  | LITTLE ROCK AR | AR | 2005 | 3155 | Little Rock | AR | ARLIROCK.txt
| 723 | "Arkansas" | AR | "West Memphis" | 14 | West Memphis |  | NORTH LITTLE ROCK AR | AR | 1916 | 3228 | Little Rock | AR | ARLIROCK.txt
| 724 | "Arkansas" | AR | "Jonesboro" | 11 | Jonesboro |  | NORTH LITTLE ROCK AR | AR | 1916 | 3228 | Little Rock | AR | ARLIROCK.txt
| 725 | "Arkansas" | AR | "Batesville" | 12 | Batesville |  | NORTH LITTLE ROCK AR | AR | 1916 | 3228 | Little Rock | AR | ARLIROCK.txt
| 726 | "Arkansas" | AR | "Harrison" | 10 | Harrison |  | FORT SMITH AR | AR | 1894 | 3478 | Fort Smith | AR | ARFTSMIT.txt
| 727 | "Arkansas" | AR | "Fayetteville" | 14 | Fayetteville |  | SPRINGFIELD MO | MO | 1320 | 4638 | Springfield | MO | MOSPRING.txt
| 728 | "Arkansas" | AR | "Russellville" | 14 | Russellville |  | FORT SMITH AR | AR | 1894 | 3478 | Fort Smith | AR | ARFTSMIT.txt
| 729 | "Arkansas" | AR | "Fort Smith" | 12 | Fort Smith |  | FORT SMITH AR | AR | 1894 | 3478 | Fort Smith | AR | ARFTSMIT.txt
| 730 | "Oklahoma" | OK | "Oklahoma City" | 15 | Oklahoma City |  | OKLAHOMA CITY OK | OK | 1859 | 3659 | Oklahoma City | OK | OKOKLCTY.txt
| 731 | "Oklahoma" | OK | "Oklahoma City" | 15 | Oklahoma City |  | OKLAHOMA CITY OK | OK | 1859 | 3659 | Oklahoma City | OK | OKOKLCTY.txt
| 734 | "Oklahoma" | OK | "Ardmore" | 9 | Ardmore |  | DALLAS-FORT WORTH TX | TX | 2603 | 2407 | Dallas Ft Worth | TX | TXDALLAS.txt
| 735 | "Oklahoma" | OK | "Lawton" | 8 | Lawton |  | WICHITA FALLS TX | TX | 2340 | 3042 | Wichita Falls | TX | TXWICHFA.txt
| 736 | "Oklahoma" | OK | "Clinton" | 9 | Clinton |  | OKLAHOMA CITY OK | OK | 1859 | 3659 | Oklahoma City | OK | OKOKLCTY.txt
| 737 | "Oklahoma" | OK | "Enid" | 6 | Enid |  | OKLAHOMA CITY OK | OK | 1859 | 3659 | Oklahoma City | OK | OKOKLCTY.txt
| 738 | "Oklahoma" | OK | "Woodward" | 10 | Woodward |  | AMARILLO TX | TX | 1354 | 4258 | Amarillo | TX | TXAMARIL.txt
| 739 | "Oklahoma" | OK | "Guymon" | 8 | Guymon |  | AMARILLO TX | TX | 1354 | 4258 | Oklahoma City | OK | OKOKLCTY.txt
| 740 | "Oklahoma" | OK | "Tulsa" | 7 | Tulsa |  | OKLAHOMA CITY OK | OK | 1859 | 3659 | Tulsa | OK | OKTULSA.txt
| 741 | "Oklahoma" | OK | "Tulsa" | 7 | Tulsa |  | TULSA OK | OK | 2017 | 3691 | Tulsa | OK | OKTULSA.txt
| 743 | "Oklahoma" | OK | "Vinita" | 8 | Vinita |  | TULSA OK | OK | 2017 | 3691 | Tulsa | OK | OKTULSA.txt
| 744 | "Oklahoma" | OK | "Muskogee" | 10 | Muskogee |  | FORT SMITH AR | AR | 1894 | 3478 | Fort Smith | AR | ARFTSMIT.txt
| 745 | "Oklahoma" | OK | "McAlester" | 11 | McAlester |  | FORT SMITH AR | AR | 1894 | 3478 | Fort Smith | AR | ARFTSMIT.txt
| 746 | "Oklahoma" | OK | "Ponca City" | 12 | Ponca City |  | TULSA OK | OK | 2017 | 3691 | Tulsa | OK | OKTULSA.txt
| 747 | "Oklahoma" | OK | "Durant" | 8 | Durant |  | DALLAS-FORT WORTH TX | TX | 2603 | 2407 | Dallas Ft Worth | TX | TXDALLAS.txt
| 748 | "Oklahoma" | OK | "Shawnee" | 9 | Shawnee |  | WICHITA FALLS TX | TX | 2340 | 3042 | Wichita Falls | TX | TXWICHFA.txt
| 749 | "Oklahoma" | OK | "Poteau" | 8 | Poteau |  | FORT SMITH AR | AR | 1894 | 3478 | Fort Smith | AR | ARFTSMIT.txt
| 750 | "Texas" | TX | "Dallas" | 8 | Dallas |  | DALLAS-FORT WORTH TX | TX | 2603 | 2407 | Dallas Ft Worth | TX | TXDALLAS.txt
| 751 | "Texas" | TX | "Dallas" | 8 | Dallas |  | DALLAS-FORT WORTH TX | TX | 2603 | 2407 | Dallas Ft Worth | TX | TXDALLAS.txt
| 752 | "Texas" | TX | "Dallas" | 8 | Dallas |  | DALLAS-FORT WORTH TX | TX | 2603 | 2407 | Dallas Ft Worth | TX | TXDALLAS.txt
| 753 | "Texas" | TX | "Dallas" | 8 | Dallas |  | DALLAS-FORT WORTH TX | TX | 2603 | 2407 | Dallas Ft Worth | TX | TXDALLAS.txt
| 754 | "Texas" | TX | "Greenville" | 12 | Greenville |  | DALLAS-FORT WORTH TX | TX | 2603 | 2407 | Dallas Ft Worth | TX | TXDALLAS.txt
| 755 | "Texas" | TX | "Texarkana" | 11 | Texarkana |  | SHREVEPORT LA | LA | 2368 | 2264 | Shreveport | LA | LASHREVE.txt
| 756 | "Texas" | TX | "Longview" | 10 | Longview |  | SHREVEPORT LA | LA | 2368 | 2264 | Shreveport | LA | LASHREVE.txt
| 757 | "Texas" | TX | "Tyler" | 7 | Tyler |  | DALLAS-FORT WORTH TX | TX | 2603 | 2407 | Dallas Ft Worth | TX | TXDALLAS.txt
| 758 | "Texas" | TX | "Palestine" | 11 | Palestine |  | WACO TX | TX | 2816 | 2179 | Waco | TX | TXWACO.txt
| 759 | "Texas" | TX | "Lufkin" | 8 | Lufkin |  | WACO TX | TX | 2816 | 2179 | Waco | TX | TXWACO.txt
| 760 | "Texas" | TX | "Fort Worth" | 12 | Fort Worth |  | DALLAS-FORT WORTH TX | TX | 2603 | 2407 | Dallas Ft Worth | TX | TXDALLAS.txt
| 761 | "Texas" | TX | "Fort Worth" | 12 | Fort Worth |  | DALLAS-FORT WORTH TX | TX | 2603 | 2407 | Dallas Ft Worth | TX | TXDALLAS.txt
| 762 | "Texas" | TX | "Denton" | 8 | Denton |  | DALLAS-FORT WORTH TX | TX | 2603 | 2407 | Dallas Ft Worth | TX | TXDALLAS.txt
| 763 | "Texas" | TX | "Wichita Falls" | 15 | Wichita Falls |  | WICHITA FALLS TX | TX | 2340 | 3042 | Wichita Falls | TX | TXWICHFA.txt
| 764 | "Texas" | TX | "Stephenville" | 14 | Stephenville |  | ABILENE TX | TX | 2451 | 2584 | Abilene | TX | TXABILEN.txt
| 765 | "Texas" | TX | "Temple" | 8 | Temple |  | WACO TX | TX | 2816 | 2179 | Waco | TX | TXWACO.txt
| 766 | "Texas" | TX | "Waco" | 6 | Waco |  | WACO TX | TX | 2816 | 2179 | Waco | TX | TXWACO.txt
| 767 | "Texas" | TX | "Waco" | 6 | Waco |  | WACO TX | TX | 2816 | 2179 | Waco | TX | TXWACO.txt
| 768 | "Texas" | TX | "Brownwood" | 11 | Brownwood |  | ABILENE TX | TX | 2451 | 2584 | Abilene | TX | TXABILEN.txt
| 769 | "Texas" | TX | "San Angelo" | 12 | San Angelo |  | SAN ANGELO TX | TX | 2400 | 2414 | San Angelo | TX | TXSANANG.txt
| 770 | "Texas" | TX | "Houston" | 9 | Houston |  | HOUSTON TX | TX | 2700 | 1599 | Houston | TX | TXHOUSTO.txt
| 771 | "Texas" | TX | "Houston" | 9 | Houston |  | HOUSTON TX | TX | 2700 | 1599 | Houston | TX | TXHOUSTO.txt
| 772 | "Texas" | TX | "Houston" | 9 | Houston |  | HOUSTON TX | TX | 2700 | 1599 | Houston | TX | TXHOUSTO.txt
| 773 | "Texas" | TX | "Conroe" | 8 | Conroe |  | HOUSTON TX | TX | 2700 | 1599 | Houston | TX | TXHOUSTO.txt
| 774 | "Texas" | TX | "Houston" | 9 | Houston |  | HOUSTON TX | TX | 2700 | 1599 | Houston | TX | TXHOUSTO.txt
| 775 | "Texas" | TX | "Galveston" | 11 | Galveston |  | GALVESTON TX | TX | 2994 | 1263 | Houston | TX | TXHOUSTO.txt
| 776 | "Texas" | TX | "Beaumont" | 10 | Beaumont |  | PORT ARTHUR TX | TX | 2764 | 1499 | Houston | TX | TXHOUSTO.txt
| 777 | "Texas" | TX | "Beaumont" | 10 | Beaumont |  | PORT ARTHUR TX | TX | 2764 | 1499 | Houston | TX | TXHOUSTO.txt
| 778 | "Texas" | TX | "Bryan" | 7 | Bryan |  | AUSTIN TX | TX | 3016 | 1688 | Austin | TX | TXAUSTIN.txt
| 779 | "Texas" | TX | "Victoria" | 10 | Victoria |  | VICTORIA TX | TX | 3118 | 1296 | Corpus Christi | TX | TXCORPUS.txt
| 780 | "Texas" | TX | "Laredo/Pearsall" | 17 | Laredo/Pearsall |  | VICTORIA TX | TX | 3118 | 1296 | San Antonio | TX | TXSANANT.txt
| 781 | "Texas" | TX | "San Antonio" | 13 | San Antonio |  | AUSTIN TX | TX | 3016 | 1688 | San Antonio | TX | TXSANANT.txt
| 782 | "Texas" | TX | "San Antonio" | 13 | San Antonio |  | SAN ANTONIO TX | TX | 2996 | 1644 | San Antonio | TX | TXSANANT.txt
| 783 | "Texas" | TX | "Corpus Christi" | 16 | Corpus Christi |  | CORPUS CHRISTI TX | TX | 3439 | 1016 | Corpus Christi | TX | TXCORPUS.txt
| 784 | "Texas" | TX | "Corpus Christi" | 16 | Corpus Christi |  | CORPUS CHRISTI TX | TX | 3439 | 1016 | Corpus Christi | TX | TXCORPUS.txt
| 785 | "Texas" | TX | "Brownsville" | 13 | Brownsville |  | BROWNSVILLE TX | TX | 3888 | 635 | Brownsville | TX | TXBROWNS.txt
| 786 | "Texas" | TX | "Austin" | 8 | Austin |  | SAN ANTONIO TX | TX | 2996 | 1644 | Austin | TX | TXAUSTIN.txt
| 787 | "Texas" | TX | "Austin" | 8 | Austin |  | AUSTIN TX | TX | 3016 | 1688 | Austin | TX | TXAUSTIN.txt
| 788 | "Texas" | TX | "Uvalde" | 8 | Uvalde |  | DEL RIO TX | TX | 3142 | 1506 | San Antonio | TX | TXSANANT.txt
| 789 | "Texas" | TX | "Giddings" | 10 | Giddings |  | AUSTIN TX | TX | 3016 | 1688 | Austin | TX | TXAUSTIN.txt
| 790 | "Texas" | TX | "Adrian" | 8 | Adrian |  | AMARILLO TX | TX | 1354 | 4258 | Amarillo | TX | TXAMARIL.txt
| 791 | "Texas" | TX | "Amarillo" | 10 | Amarillo |  | AMARILLO TX | TX | 1354 | 4258 | Amarillo | TX | TXAMARIL.txt
| 792 | "Texas" | TX | "Childress" | 11 | Childress |  | LUBBOCK TX | TX | 1689 | 3431 | Lubbock | TX | TXLUBBOC.txt
| 793 | "Texas" | TX | "Lubbock" | 9 | Lubbock |  | LUBBOCK TX | TX | 1689 | 3431 | Lubbock | TX | TXLUBBOC.txt
| 794 | "Texas" | TX | "Lubbock" | 9 | Lubbock |  | LUBBOCK TX | TX | 1689 | 3431 | Lubbock | TX | TXLUBBOC.txt
| 795 | "Texas" | TX | "Abilene" | 9 | Abilene |  | ABILENE TX | TX | 2451 | 2584 | Abilene | TX | TXABILEN.txt
| 796 | "Texas" | TX | "Abilene" | 9 | Abilene |  | ABILENE TX | TX | 2451 | 2584 | Abilene | TX | TXABILEN.txt
| 797 | "Texas" | TX | "Midland" | 9 | Midland |  | EL PASO TX | TX | 2094 | 2708 | Midland Odessa | TX | TXMIDLAN.txt
| 798 | "Texas" | TX | "El Paso" | 9 | El Paso |  | MIDLAND-ODESSA TX | TX | 2163 | 2751 | El Paso | TX | TXELPASO.txt
| 799 | "Texas" | TX | "El Paso" | 9 | El Paso |  | EL PASO TX | TX | 2094 | 2708 | El Paso | TX | TXELPASO.txt
| 800 | "Colorado" | CO | "Denver" | 8 | Denver |  | DENVER CO | CO | 679 | 6020 | Denver | CO | CODENVER.txt
| 801 | "Colorado" | CO | "Denver" | 8 | Denver |  | DENVER CO | CO | 679 | 6020 | Denver | CO | CODENVER.txt
| 802 | "Colorado" | CO | "Denver" | 8 | Denver |  | DENVER CO | CO | 679 | 6020 | Denver | CO | CODENVER.txt
| 803 | "Colorado" | CO | "Boulder" | 9 | Boulder |  | DENVER CO | CO | 679 | 6020 | Denver | CO | CODENVER.txt
| 804 | "Colorado" | CO | "Golden/Dillon" | 15 | Golden/Dillon |  | DENVER CO | CO | 679 | 6020 | Denver | CO | CODENVER.txt
| 805 | "Colorado" | CO | "Longmont" | 10 | Longmont |  | DENVER CO | CO | 679 | 6020 | Denver | CO | CODENVER.txt
| 806 | "Colorado" | CO | "Greeley" | 9 | Greeley |  | DENVER CO | CO | 679 | 6020 | Denver | CO | CODENVER.txt
| 807 | "Colorado" | CO | "Fort Morgan" | 13 | Fort Morgan |  | COLORADO SPRINGS CO | CO | 419 | 6415 | Colorado Springs | CO | COCOSPGS.txt
| 808 | "Colorado" | CO | "Colorado Springs" | 18 | Colorado Springs |  | COLORADO SPRINGS CO | CO | 419 | 6415 | Colorado Springs | CO | COCOSPGS.txt
| 809 | "Colorado" | CO | "Colorado Springs" | 18 | Colorado Springs |  | COLORADO SPRINGS CO | CO | 419 | 6415 | Colorado Springs | CO | COCOSPGS.txt
| 810 | "Colorado" | CO | "Pueblo" | 8 | Pueblo |  | PUEBLO CO | CO | 973 | 5413 | Pueblo | CO | COPUEBLO.txt
| 811 | "Colorado" | CO | "Alamosa" | 9 | Alamosa |  | ALAMOSA CO | CO | 62 | 8749 | Colorado Springs | CO | COCOSPGS.txt
| 812 | "Colorado" | CO | "Salida" | 8 | Salida |  | ALAMOSA CO | CO | 62 | 8749 | Pueblo | CO | COPUEBLO.txt
| 813 | "Colorado" | CO | "Durango" | 9 | Durango |  | GRAND JUNCTION CO | CO | 1183 | 5548 | Grand Junction | CO | COGRNDJU.txt
| 814 | "Colorado" | CO | "Montrose" | 10 | Montrose |  | GRAND JUNCTION CO | CO | 1183 | 5548 | Grand Junction | CO | COGRNDJU.txt
| 815 | "Colorado" | CO | "Grand Junction" | 16 | Grand Junction |  | GRAND JUNCTION CO | CO | 1183 | 5548 | Grand Junction | CO | COGRNDJU.txt
| 816 | "Colorado" | CO | "Glenwood Springs" | 18 | Glenwood Springs |  | GRAND JUNCTION CO | CO | 1183 | 5548 | Grand Junction | CO | COGRNDJU.txt
| 820 | "Wyoming" | WY | "Cheyenne" | 10 | Cheyenne |  | CHEYENNE WY | WY | 285 | 7326 | Cheyenne | WY | WYCHEYEN.txt
| 821 | "Wyoming" | WY | "Yellowstone Nat Pk" | 20 | Yellowstone Nat Pk |  | HELENA MT | MT | 386 | 8031 | Helena | MT | MTHELENA.txt
| 822 | "Wyoming" | WY | "Wheatland" | 11 | Wheatland |  | SCOTTSBLUFF NE | NE | 713 | 6729 | Cheyenne | WY | WYCHEYEN.txt
| 823 | "Wyoming" | WY | "Rawlins" | 9 | Rawlins |  | CHEYENNE WY | WY | 285 | 7326 | Cheyenne | WY | WYCHEYEN.txt
| 824 | "Wyoming" | WY | "Worland" | 9 | Worland |  | LANDER WY | WY | 479 | 7889 | Casper | WY | WYCASPER.txt
| 825 | "Wyoming" | WY | "Riverton" | 10 | Riverton |  | LANDER WY | WY | 479 | 7889 | Casper | WY | WYCASPER.txt
| 826 | "Wyoming" | WY | "Casper" | 8 | Casper |  | SHERIDAN WY | WY | 439 | 7804 | Casper | WY | WYCASPER.txt
| 827 | "Wyoming" | WY | "Gillette" | 10 | Gillette |  | CASPER WY | WY | 445 | 7682 | Casper | WY | WYCASPER.txt
| 828 | "Wyoming" | WY | "Sheridan" | 10 | Sheridan |  | SHERIDAN WY | WY | 439 | 7804 | Casper | WY | WYCASPER.txt
| 829 | "Wyoming" | WY | "Rock Springs" | 14 | Rock Springs |  | LANDER WY | WY | 479 | 7889 | Casper | WY | WYCASPER.txt
| 830 | "Wyoming" | WY | "Jackson" | 9 | Jackson |  | LANDER WY | WY | 479 | 7889 | Casper | WY | WYCASPER.txt
| 831 | "Wyoming" | WY | "Kemmerer" | 10 | Kemmerer |  | LANDER WY | WY | 479 | 7889 | Casper | WY | WYCASPER.txt
| 832 | "Idaho" | ID | "Pocatello" | 11 | Pocatello |  | POCATELLO ID | ID | 421 | 7180 | Pocatello | ID | IDPOCATE.txt
| 833 | "Idaho" | ID | "Twin Falls" | 12 | Twin Falls |  | POCATELLO ID | ID | 421 | 7180 | Pocatello | ID | IDPOCATE.txt
| 834 | "Idaho" | ID | "Idaho Falls" | 13 | Idaho Falls |  | POCATELLO ID | ID | 421 | 7180 | Pocatello | ID | IDPOCATE.txt
| 835 | "Idaho" | ID | "Lewiston" | 10 | Lewiston |  | LEWISTON ID | ID | 814 | 5270 | Spokane | WA | WASPOKAN.txt
| 836 | "Idaho" | ID | "Boise" | 7 | Boise |  | BOISE ID | ID | 754 | 5861 | Boise | ID | IDBOISE.txt
| 837 | "Idaho" | ID | "Boise" | 7 | Boise |  | BOISE ID | ID | 754 | 5861 | Boise | ID | IDBOISE.txt
| 838 | "Idaho" | ID | "Coeur D'Alene" | 15 | Coeur D'Alene |  | SPOKANE WA | WA | 398 | 6842 | Spokane | WA | WASPOKAN.txt
| 840 | "Utah" | UT | "Salt Lake City/Heber City" | 27 | Salt Lake City/Heber City |  | SALT LAKE CITY UT | UT | 1047 | 5765 | Salt Lake City | UT | UTSALTLK.txt
| 841 | "Utah" | UT | "Salt Lake City" | 16 | Salt Lake City |  | SALT LAKE CITY UT | UT | 1047 | 5765 | Salt Lake City | UT | UTSALTLK.txt
| 843 | "Utah" | UT | "Ogden/Logan" | 13 | Ogden/Logan |  | SALT LAKE CITY UT | UT | 1047 | 5765 | Salt Lake City | UT | UTSALTLK.txt
| 844 | "Utah" | UT | "Ogden" | 7 | Ogden |  | SALT LAKE CITY UT | UT | 1047 | 5765 | Salt Lake City | UT | UTSALTLK.txt
| 845 | "Utah" | UT | "Southeast Utah/Green River" | 28 | Southeast Utah/Green River |  | GRAND JUNCTION CO | CO | 1183 | 5548 | Grand Junction | CO | COGRNDJU.txt
| 846 | "Utah" | UT | "Provo" | 7 | Provo |  | SALT LAKE CITY UT | UT | 1047 | 5765 | Salt Lake City | UT | UTSALTLK.txt
| 847 | "Utah" | UT | "Southwest Utah/Cedar City" | 27 | Southwest Utah/Cedar City |  | MILFORD UT | UT | 647 | 6511 | Grand Junction | CO | COGRNDJU.txt
| 850 | "Arizona" | AZ | "Phoenix" | 9 | Phoenix |  | PHOENIX AZ | AZ | 4162 | 1350 | Phoenix | AZ | AZPHOENI.txt
| 851 | "Arizona" | AZ | "Phoenix" | 9 | Phoenix |  | PHOENIX AZ | AZ | 4162 | 1350 | Phoenix | AZ | AZPHOENI.txt
| 852 | "Arizona" | AZ | "Casa Grande" | 13 | Casa Grande |  | TUCSON AZ | AZ | 2954 | 1678 | Tucson | AZ | AZTUCSON.txt
| 853 | "Arizona" | AZ | "Buckeye/Yuma" | 14 | Buckeye/Yuma |  | YUMA AZ | AZ | 4305 | 927 | Yuma | AZ | AZYUMA.txt
| 855 | "Arizona" | AZ | "Globe" | 7 | Globe |  | TUCSON AZ | AZ | 2954 | 1678 | Tucson | AZ | AZTUCSON.txt
| 856 | "Arizona" | AZ | "Sierra Vista/Nogales" | 22 | Sierra Vista/Nogales |  | TUCSON AZ | AZ | 2954 | 1678 | Tucson | AZ | AZTUCSON.txt
| 857 | "Arizona" | AZ | "Tucson" | 8 | Tucson |  | TUCSON AZ | AZ | 2954 | 1678 | Tucson | AZ | AZTUCSON.txt
| 859 | "Arizona" | AZ | "Show Low" | 10 | Show Low |  | ALBUQUERQUE NM | NM | 1244 | 4425 | Albuquerque | NM | NMALBUQU.txt
| 860 | "Arizona" | AZ | "Flagstaff" | 11 | Flagstaff |  | FLAGSTAFF AZ | AZ | 145 | 7131 | Flagstaff | AZ | AZFLAGST.txt
| 863 | "Arizona" | AZ | "Prescott" | 10 | Prescott |  | FLAGSTAFF AZ | AZ | 145 | 7131 | Flagstaff | AZ | AZFLAGST.txt
| 864 | "Arizona" | AZ | "Kingman" | 9 | Kingman |  | LAS VEGAS NV | NV | 3201 | 2407 | Las Vegas | NV | NVLASVEG.txt
| 865 | "Arizona" | AZ | "Window Rock" | 13 | Window Rock |  | FLAGSTAFF AZ | AZ | 145 | 7131 | Flagstaff | AZ | AZFLAGST.txt
| 870 | "New_Mexico" | NM | "Bernalillo" | 12 | Bernalillo |  | ALBUQUERQUE NM | NM | 1244 | 4425 | Albuquerque | NM | NMALBUQU.txt
| 871 | "New_Mexico" | NM | "Albuquerque" | 13 | Albuquerque |  | ALBUQUERQUE NM | NM | 1244 | 4425 | Albuquerque | NM | NMALBUQU.txt
| 872 | "New_Mexico" | NM | "Albuquerque" | 13 | Albuquerque |  | ALBUQUERQUE NM | NM | 1244 | 4425 | Albuquerque | NM | NMALBUQU.txt
| 873 | "New_Mexico" | NM | "Gallup" | 8 | Gallup |  | ALBUQUERQUE NM | NM | 1244 | 4425 | Albuquerque | NM | NMALBUQU.txt
| 874 | "New_Mexico" | NM | "Farmington" | 12 | Farmington |  | GRAND JUNCTION CO | CO | 1183 | 5548 | Grand Junction | CO | COGRNDJU.txt
| 875 | "New_Mexico" | NM | "Santa Fe" | 10 | Santa Fe |  | ALBUQUERQUE NM | NM | 1244 | 4425 | Santa Fe | NM | NMSANTAF.txt
| 877 | "New_Mexico" | NM | "Las Vegas" | 11 | Las Vegas |  | PUEBLO CO | CO | 973 | 5413 | Pueblo | CO | COPUEBLO.txt
| 878 | "New_Mexico" | NM | "Socorro" | 9 | Socorro |  | ALBUQUERQUE NM | NM | 1244 | 4425 | Albuquerque | NM | NMALBUQU.txt
| 879 | "New_Mexico" | NM | "Truth or Conseq." | 18 | Truth or Conseq. |  | EL PASO TX | TX | 2094 | 2708 | El Paso | TX | TXELPASO.txt
| 880 | "New_Mexico" | NM | "Las Cruces" | 12 | Las Cruces |  | EL PASO TX | TX | 2094 | 2708 | El Paso | TX | TXELPASO.txt
| 881 | "New_Mexico" | NM | "Clovis" | 8 | Clovis |  | CLAYTON NM | NM | 772 | 5064 | Amarillo | TX | TXAMARIL.txt
| 882 | "New_Mexico" | NM | "Roswell" | 9 | Roswell |  | ROSWELL NM | NM | 1776 | 3267 | Lubbock | TX | TXLUBBOC.txt
| 883 | "New_Mexico" | NM | "Carrizozo" | 11 | Carrizozo |  | ALBUQUERQUE NM | NM | 1244 | 4425 | Albuquerque | NM | NMALBUQU.txt
| 884 | "New_Mexico" | NM | "Tucumcari" | 11 | Tucumcari |  | CLAYTON NM | NM | 772 | 5064 | Amarillo | TX | TXAMARIL.txt
| 890 | "Nevada" | NV | "Tonopah" | 9 | Tonopah |  | MILFORD UT | UT | 647 | 6511 | Las Vegas | NV | NVLASVEG.txt
| 891 | "Nevada" | NV | "Las Vegas" | 11 | Las Vegas |  | LAS VEGAS NV | NV | 3201 | 2407 | Las Vegas | NV | NVLASVEG.txt
| 893 | "Nevada" | NV | "Ely" | 5 | Ely |  | ELY NV | NV | 208 | 7621 | Reno | NV | NVRENO.txt
| 894 | "Nevada" | NV | "Reno" | 6 | Reno |  | RENO NV | NV | 508 | 5674 | Reno | NV | NVRENO.txt
| 895 | "Nevada" | NV | "Reno" | 6 | Reno |  | RENO NV | NV | 508 | 5674 | Reno | NV | NVRENO.txt
| 896 | "Nevada" | NV | "Reno" | 6 | Reno |  | RENO NV | NV | 508 | 5674 | Reno | NV | NVRENO.txt
| 897 | "Nevada" | NV | "Carson City" | 13 | Carson City |  | RENO NV | NV | 508 | 5674 | Reno | NV | NVRENO.txt
| 898 | "Nevada" | NV | "Elko" | 6 | Elko |  | ELKO NV | NV | 457 | 7077 | Reno | NV | NVRENO.txt
| 900 | "California" | CA | "Los Angeles" | 13 | Los Angeles |  | LOS ANGELES AP CA | CA | 727 | 1458 | Los Angeles | CA | CALOSANG.txt
| 901 | "California" | CA | "Los Angeles" | 13 | Los Angeles |  | LOS ANGELES AP CA | CA | 727 | 1458 | Los Angeles | CA | CALOSANG.txt
| 902 | "California" | CA | "Los Angeles" | 13 | Los Angeles |  | LOS ANGELES AP CA | CA | 727 | 1458 | Los Angeles | CA | CALOSANG.txt
| 903 | "California" | CA | "Inglewood" | 11 | Inglewood |  | LOS ANGELES AP CA | CA | 727 | 1458 | Los Angeles | CA | CALOSANG.txt
| 904 | "California" | CA | "Santa Monica" | 14 | Santa Monica |  | LOS ANGELES AP CA | CA | 727 | 1458 | Los Angeles | CA | CALOSANG.txt
| 905 | "California" | CA | "Torrance" | 10 | Torrance |  | LONG BEACH CA | CA | 1201 | 1430 | Los Angeles | CA | CALOSANG.txt
| 906 | "California" | CA | "Whittier" | 10 | Whittier |  | LONG BEACH CA | CA | 1201 | 1430 | Los Angeles | CA | CALOSANG.txt
| 907 | "California" | CA | "San Pedro" | 11 | San Pedro |  | LONG BEACH CA | CA | 1201 | 1430 | Los Angeles | CA | CALOSANG.txt
| 908 | "California" | CA | "Long Beach" | 12 | Long Beach |  | LONG BEACH CA | CA | 1201 | 1430 | Los Angeles | CA | CALOSANG.txt
| 910 | "California" | CA | "Pasadena" | 10 | Pasadena |  | LOS ANGELES C.O. CA | CA | 1537 | 1154 | Los Angeles | CA | CALOSANG.txt
| 911 | "California" | CA | "Pasadena" | 10 | Pasadena |  | LOS ANGELES C.O. CA | CA | 1537 | 1154 | Los Angeles | CA | CALOSANG.txt
| 912 | "California" | CA | "Glendale" | 10 | Glendale |  | LOS ANGELES C.O. CA | CA | 1537 | 1154 | Los Angeles | CA | CALOSANG.txt
| 913 | "California" | CA | "Van Nuys" | 10 | Van Nuys |  | BAKERSFIELD CA | CA | 2365 | 2182 | Los Angeles | CA | CALOSANG.txt
| 914 | "California" | CA | "Van Nuys" | 10 | Van Nuys |  | LOS ANGELES C.O. CA | CA | 1537 | 1154 | Los Angeles | CA | CALOSANG.txt
| 915 | "California" | CA | "Burbank" | 9 | Burbank |  | LOS ANGELES C.O. CA | CA | 1537 | 1154 | Los Angeles | CA | CALOSANG.txt
| 916 | "California" | CA | "North Hollywood" | 17 | North Hollywood |  | LOS ANGELES C.O. CA | CA | 1537 | 1154 | Los Angeles | CA | CALOSANG.txt
| 917 | "California" | CA | "Covina" | 8 | Covina |  | LONG BEACH CA | CA | 1201 | 1430 | Los Angeles | CA | CALOSANG.txt
| 918 | "California" | CA | "Alhambra" | 10 | Alhambra |  | LOS ANGELES C.O. CA | CA | 1537 | 1154 | Los Angeles | CA | CALOSANG.txt
| 919 | "California" | CA | "San Diego" | 11 | San Diego |  | SAN DIEGO CA | CA | 984 | 1256 | San Diego | CA | CASANDIE.txt
| 920 | "California" | CA | "San Diego" | 11 | San Diego |  | LONG BEACH CA | CA | 1201 | 1430 | San Diego | CA | CASANDIE.txt
| 921 | "California" | CA | "San Diego" | 11 | San Diego |  | SAN DIEGO CA | CA | 984 | 1256 | San Diego | CA | CASANDIE.txt
| 922 | "California" | CA | "Palm Springs" | 14 | Palm Springs |  | SAN DIEGO CA | CA | 984 | 1256 | San Diego | CA | CASANDIE.txt
| 923 | "California" | CA | "San Bern./Victorville/Redlands" | 32 | San Bern./Victorville/Redlands |  | LAS VEGAS NV | NV | 3201 | 2407 | Las Vegas | NV | NVLASVEG.txt
| 924 | "California" | CA | "San Bernardino" | 16 | San Bernardino |  | LOS ANGELES C.O. CA | CA | 1537 | 1154 | Los Angeles | CA | CALOSANG.txt
| 925 | "California" | CA | "Riverside" | 11 | Riverside |  | LOS ANGELES C.O. CA | CA | 1537 | 1154 | Los Angeles | CA | CALOSANG.txt
| 926 | "California" | CA | "Santa Ana" | 11 | Santa Ana |  | LONG BEACH CA | CA | 1201 | 1430 | Los Angeles | CA | CALOSANG.txt
| 927 | "California" | CA | "Santa Ana" | 11 | Santa Ana |  | LONG BEACH CA | CA | 1201 | 1430 | Los Angeles | CA | CALOSANG.txt
| 928 | "California" | CA | "Anaheim" | 9 | Anaheim |  | LONG BEACH CA | CA | 1201 | 1430 | Los Angeles | CA | CALOSANG.txt
| 930 | "California" | CA | "Ventura/Oxnard" | 16 | Ventura/Oxnard |  | BAKERSFIELD CA | CA | 2365 | 2182 | Los Angeles | CA | CALOSANG.txt
| 931 | "California" | CA | "Santa Barbara" | 15 | Santa Barbara |  | SANTA BARBARA CA | CA | 289 | 2438 | Los Angeles | CA | CALOSANG.txt
| 932 | "California" | CA | "Bakersfield/Visalia" | 21 | Bakersfield/Visalia |  | FRESNO CA | CA | 1967 | 2556 | Fresno | CA | CAFRESNO.txt
| 933 | "California" | CA | "Bakersfield" | 13 | Bakersfield |  | BAKERSFIELD CA | CA | 2365 | 2182 | Fresno | CA | CAFRESNO.txt
| 934 | "California" | CA | "San Luis Obispo" | 17 | San Luis Obispo |  | SANTA MARIA CA | CA | 169 | 2984 | Fresno | CA | CAFRESNO.txt
| 935 | "California" | CA | "Lancaster" | 11 | Lancaster |  | BISHOP CA | CA | 1039 | 4310 | Reno | NV | NVRENO.txt
| 936 | "California" | CA | "Fresno" | 8 | Fresno |  | FRESNO CA | CA | 1967 | 2556 | Fresno | CA | CAFRESNO.txt
| 937 | "California" | CA | "Fresno" | 8 | Fresno |  | FRESNO CA | CA | 1967 | 2556 | Fresno | CA | CAFRESNO.txt
| 939 | "California" | CA | "Monterey" | 10 | Monterey |  | SAN FRANCISCO C.O. CA | CA | 65 | 3005 | San Francisco | CA | CASANFRA.txt
| 940 | "California" | CA | "So. San Francisco" | 19 | So. San Francisco |  | SAN FRANCISCO C.O. CA | CA | 65 | 3005 | San Francisco | CA | CASANFRA.txt
| 941 | "California" | CA | "San Francisco" | 15 | San Francisco |  | SAN FRANCISCO C.O. CA | CA | 65 | 3005 | San Francisco | CA | CASANFRA.txt
| 942 | "California" | CA | "Sacramento/Placerville" | 24 | Sacramento/Placerville |  | SAN FRANCISCO AP CA | CA | 145 | 3016 | Sacramento | CA | CASACRAM.txt
| 943 | "California" | CA | "Palo Alto" | 11 | Palo Alto |  | SAN FRANCISCO AP CA | CA | 145 | 3016 | San Jose | CA | CASANJOS.txt
| 944 | "California" | CA | "San Mateo" | 11 | San Mateo |  | SAN FRANCISCO AP CA | CA | 145 | 3016 | San Jose | CA | CASANJOS.txt
| 945 | "California" | CA | "Concord" | 9 | Concord |  | SACRAMENTO CA | CA | 1237 | 2749 | Sacramento | CA | CASACRAM.txt
| 946 | "California" | CA | "Oakland" | 9 | Oakland |  | SAN FRANCISCO AP CA | CA | 145 | 3016 | San Jose | CA | CASANJOS.txt
| 947 | "California" | CA | "Berkeley" | 10 | Berkeley |  | SAN FRANCISCO AP CA | CA | 145 | 3016 | San Jose | CA | CASANJOS.txt
| 948 | "California" | CA | "Richmond" | 10 | Richmond |  | SAN FRANCISCO AP CA | CA | 145 | 3016 | San Jose | CA | CASANJOS.txt
| 949 | "California" | CA | "San Rafael" | 12 | San Rafael |  | SAN FRANCISCO AP CA | CA | 145 | 3016 | San Jose | CA | CASANJOS.txt
| 950 | "California" | CA | "Gilroy" | 8 | Gilroy |  | SAN FRANCISCO AP CA | CA | 145 | 3016 | San Jose | CA | CASANJOS.txt
| 951 | "California" | CA | "San Jose" | 10 | San Jose |  | SAN FRANCISCO AP CA | CA | 145 | 3016 | San Jose | CA | CASANJOS.txt
| 952 | "California" | CA | "Stockton" | 10 | Stockton |  | STOCKTON CA | CA | 1470 | 2707 | Sacramento | CA | CASACRAM.txt
| 953 | "California" | CA | "Merced" | 8 | Merced |  | SACRAMENTO CA | CA | 1237 | 2749 | Sacramento | CA | CASACRAM.txt
| 954 | "California" | CA | "Santa Rosa" | 12 | Santa Rosa |  | SACRAMENTO CA | CA | 1237 | 2749 | Sacramento | CA | CASACRAM.txt
| 955 | "California" | CA | "Eureka" | 8 | Eureka |  | EUREKA CA | CA | 725 | 4496 | Medford | OR | ORMEDFOR.txt
| 956 | "California" | CA | "Sacramento/Placerville" | 24 | Sacramento/Placerville |  | SACRAMENTO CA | CA | 1237 | 2749 | Sacramento | CA | CASACRAM.txt
| 957 | "California" | CA | "Pollock Pines" | 15 | Pollock Pines |  | RENO NV | NV | 508 | 5674 | Reno | NV | NVRENO.txt
| 958 | "California" | CA | "Sacramento" | 12 | Sacramento |  | SACRAMENTO CA | CA | 1237 | 2749 | Sacramento | CA | CASACRAM.txt
| 959 | "California" | CA | "Marysville" | 12 | Marysville |  | SACRAMENTO CA | CA | 1237 | 2749 | Sacramento | CA | CASACRAM.txt
| 960 | "California" | CA | "Redding" | 9 | Redding |  | REDDING CA | CA | 1797 | 2855 | Sacramento | CA | CASACRAM.txt
| 961 | "California" | CA | "Susanville" | 12 | Susanville |  | WINNEMUCCA NV | NV | 538 | 6315 | Sacramento | CA | CASACRAM.txt
| 967 | "Hawaii" | HI | "Honolulu" | 10 | Honolulu |  | HILO HI | HI | 3284 | 0 | Honolulu | HI | HIHONOLU.txt
| 968 | "Hawaii" | HI | "Honolulu" | 10 | Honolulu |  | HONOLULU HI | HI | 4474 | 0 | Honolulu | HI | HIHONOLU.txt
| 969 | "Guam" | GU | "Mangilao" | 10 | Mangilao |  | GUAM PC | PC | 5034 | 0 | Honolulu | HI | HIHONOLU.txt
| 970 | "Oregon" | OR | "Hood River" | 12 | Hood River |  | SALEM OR | OR | 247 | 4927 | Salem | OR | ORSALEM.txt
| 971 | "Oregon" | OR | "Portland" | 10 | Portland |  | PORTLAND OR | OR | 371 | 4522 | Portland | OR | ORPORTLA.txt
| 972 | "Oregon" | OR | "Portland" | 10 | Portland |  | PORTLAND OR | OR | 371 | 4522 | Portland | OR | ORPORTLA.txt
| 973 | "Oregon" | OR | "Salem" | 7 | Salem |  | SALEM OR | OR | 247 | 4927 | Salem | OR | ORSALEM.txt
| 974 | "Oregon" | OR | "Eugene" | 8 | Eugene |  | EUGENE OR | OR | 300 | 4546 | Eugene | OR | OREUGENE.txt
| 975 | "Oregon" | OR | "Medford" | 9 | Medford |  | MEDFORD OR | OR | 725 | 4611 | Medford | OR | ORMEDFOR.txt
| 976 | "Oregon" | OR | "Klamath Falls" | 15 | Klamath Falls |  | MEDFORD OR | OR | 725 | 4611 | Medford | OR | ORMEDFOR.txt
| 977 | "Oregon" | OR | "Bend" | 6 | Bend |  | BURNS OR | OR | 202 | 7785 | Yakima | WA | WAYAKIMA.txt
| 978 | "Oregon" | OR | "Pendleton" | 11 | Pendleton |  | PENDLETON OR | OR | 701 | 5294 | Yakima | WA | WAYAKIMA.txt
| 979 | "Oregon" | OR | "Ontario" | 9 | Ontario |  | BOISE ID | ID | 754 | 5861 | Boise | ID | IDBOISE.txt
| 980 | "Washington" | WA | "Seattle" | 9 | Seattle |  | SEATTLE C.O. WA | WA | 167 | 4611 | Seattle | WA | WASEATTL.txt
| 981 | "Washington" | WA | "Seattle" | 9 | Seattle |  | SEATTLE C.O. WA | WA | 167 | 4611 | Seattle | WA | WASEATTL.txt
| 982 | "Washington" | WA | "Everett" | 9 | Everett |  | QUILLAYUTE WA | WA | 6 | 5858 | Seattle | WA | WASEATTL.txt
| 983 | "Washington" | WA | "Tacoma" | 8 | Tacoma |  | SEATTLE SEA-TAC AP WA | WA | 190 | 4908 | Seattle | WA | WASEATTL.txt
| 984 | "Washington" | WA | "Tacoma" | 8 | Tacoma |  | SEATTLE SEA-TAC AP WA | WA | 190 | 4908 | Seattle | WA | WASEATTL.txt
| 985 | "Washington" | WA | "Olympia" | 9 | Olympia |  | OLYMPIA WA | WA | 101 | 5655 | Seattle | WA | WASEATTL.txt
| 986 | "Washington" | WA | "Vancouver" | 11 | Vancouver |  | PORTLAND OR | OR | 371 | 4522 | Portland | OR | ORPORTLA.txt
| 988 | "Washington" | WA | "Wenatchee" | 11 | Wenatchee |  | YAKIMA WA | WA | 458 | 5967 | Yakima | WA | WAYAKIMA.txt
| 989 | "Washington" | WA | "Yakima" | 8 | Yakima |  | YAKIMA WA | WA | 458 | 5967 | Yakima | WA | WAYAKIMA.txt
| 990 | "Washington" | WA | "Spokane" | 9 | Spokane |  | SPOKANE WA | WA | 398 | 6842 | Spokane | WA | WASPOKAN.txt
| 991 | "Washington" | WA | "Spokane" | 9 | Spokane |  | SPOKANE WA | WA | 398 | 6842 | Spokane | WA | WASPOKAN.txt
| 992 | "Washington" | WA | "Spokane" | 9 | Spokane |  | SPOKANE WA | WA | 398 | 6842 | Spokane | WA | WASPOKAN.txt
| 993 | "Washington" | WA | "Richland" | 10 | Richland |  | PENDLETON OR | OR | 701 | 5294 | Yakima | WA | WAYAKIMA.txt
| 994 | "Washington" | WA | "Clarkston" | 11 | Clarkston |  | PENDLETON OR | OR | 701 | 5294 | Yakima | WA | WAYAKIMA.txt
| 995 | "Alaska" | AK | "Anchorage" | 11 | Anchorage |  | ANCHORAGE AK | AK | 0 | 10570 | Anchorage | AK | AKANCHOR.txt
| 996 | "Alaska" | AK | "Anchorage" | 11 | Anchorage |  | ANCHORAGE AK | AK | 0 | 10570 | Anchorage | AK | AKANCHOR.txt
| 997 | "Alaska" | AK | "Fairbanks" | 11 | Fairbanks |  | FAIRBANKS AK | AK | 84 | 13940 | Fairbanks | AK | AKFAIRBA.txt
| 998 | "Alaska" | AK | "Juneau" | 8 | Juneau |  | JUNEAU AK | AK | 0 | 8897 | Juneau | AK | AKJUNEAU.txt
| 999 | "Alaska" | AK | "Ketchikan" | 11 | Ketchikan |  | KING SALMON AK | AK | 0 | 11456 | Juneau | AK | AKJUNEAU.txt
| 901 Unique Zip Codes | [6 empty] | 242 Unique Climates |  |  |  | 159 IWIN - NCDC Sites

## Worksheet - Design - Baseline (hidden)
Multi-Family Residential Building
Design Assistant Worksheet
Design Assistant Worksheet
| Unit | Building | Expected Results |  |  |  | Side Calculations |  |  |  |  | ='Design Assistant'!I17
Residential SQFT | #DIV/0! | 0 |  | Resid ES Target Site EU | #DIV/0! | kBtu/year |  | Mean LnEUSo = | 11.2469 | kBtu/yr |  |  |  |  | Bdrms
CDDCOOLP | #N/A |  |  | Resid ES Target Source EU | #DIV/0! | kBtu/year | [6 empty] | Units | Bdrms | /Unit
HDDHEATP | #N/A | [11 empty] | 0 | 0 | #DIV/0!
Bedrooms/unit | #DIV/0!
CDD | #N/A |  |  | Actual Score | #DIV/0!
[8 empty] | Predicted LnEUSo = | #DIV/0! | kBtu/yr |  | Secondary Space | SF | Wkly Hrs | SF Un- heat- ed | SF Not Cool -ed | W/sf | Source kBtu | Source kBtu / unit | Source kBtu @ 168 hours
|  |  |  | Bldg ES Target Site EU | #DIV/0! | kBtu/year | [5 empty] | Under Ground Garage | 0 |  |  | 0 |  | #DIV/0! | #DIV/0!
|  |  |  | Bldg ES Target Source EU | #DIV/0! | kBtu/year | [5 empty] | Above Ground Garage | 0 |  |  | 0 |  | #DIV/0! |  | Assumed 0.75 times residental kBtu/SF.
COOLP | #DIV/0! | [10 empty] | Parking Lot | 0 |  |  | 0 |  | 0 |  | Based on CBECS 99 averages (~200 kBtu/sqft).
HDD | #N/A | [6 empty] | Adjustment Factor = | #DIV/0! |  |  | Building Total | 0 | 168 | NA | NA | 1.46 | 0
HEATP | #DIV/0! | [10 empty] | 0 | 0 | 168 | NA | NA | 0.26 | 0
[12 empty] | 0 | 0 | 84 | NA | NA | 0.12 | 0 |  | Assume parking light operating hrs are 84
Bldg Site Total | #DIV/0! | kBtu | [9 empty] | Source Total | [5 empty] | #DIV/0!
Site EUI | [11 empty] | Bldg Source Total minus Commercial, Garage, Parking Lot | [5 empty] | #DIV/0!
Bldg Source Total | #DIV/0! | kBtu | [9 empty] | Residential & common | 0 |  |  |  |  | #DIV/0!
Source EUI |  |  |  | Resid Site EU (50) = | #DIV/0! | kBtu/year | [5 empty] | Commercial, Garage, and Parking | [5 empty] | 0
Adj Source EUI |  |  |  | Resid Source EU (50) = | #DIV/0! | kBtu/year
Ln Resid So kBtu | #DIV/0! |  |  | Building Site EU (50) = | #DIV/0! | kBtu/year | [6 empty] | Per CBECS 1999, average energy use for commercial space
|  |  |  | Building Source EU (50) = | #DIV/0! | kBtu/year | [6 empty] | is about 200 source kBtu/sqft (office - 213, store - 182)
Model: | [12 empty] | Thus, calc commercial space EU above by sqft x 200.
Ln Source Total = C0 + C1*LN (sqftreg) + C2*CDDcoolp + C3*hddheatp + C4*Bedrooms/unit
Assume common space EU is 75% of residential.
Parameter Estimates | [12 empty] | (Reference: Answers to Ques. 10 in 10/6/2004 email response
|  |  | Parameter |  | Variable | Mean | Minimum | Maximum |  |  |  |  | to Stephanie Jones at CEE)
Variable | DF | Parameter | Estimate |  | LNSRCEUI | 11.2469 | 9.7328 | 12.2078 | N=217
Intercept | 1 | C0 | 6.4144
Lsqftreg | 1 | C1 | 0.69636 |  | LSQFTREG | 6.5995 | 5.7991 | 7.4025 | mean sqftreg= |  | 734.7126
cddcoolp | 1 | C2 | 5.3e-05 |  | CDDCOOLP | 569.0782 | 0 | 5736
hddheatp | 1 | C3 | 2.779e-05 |  | HDDHEATP | 4484.58 | 0 | 8200
bedrooms | 1 | C4 | 0.06205 |  | BEDROOMS | 1.3226 | 0 | 4
Benchmark Score | Adj Ln Source kBtu | Customized Adj Ln Source kBtu | Gamma Fitting Not Done
100 | 10.2945 | #DIV/0!
99 | 10.5118 | #DIV/0!
98 | 10.541 | #DIV/0! |  |  |  |  | E Star Design |  | Average | Your Bldg |  | Delta to min E Star design
97 | 10.557 | #DIV/0! |  |  |  | Building Source Energy Use (kBtu/year) | #DIV/0! |  | #DIV/0! | #DIV/0! |  | #DIV/0!
96 | 10.5913 | #DIV/0!
95 | 10.6156 | #DIV/0! |  |  |  | Building Source E Use Intensity (kBtu/ft2-year) | #DIV/0! |  | #DIV/0! | #DIV/0!
94 | 10.6668 | #DIV/0!
93 | 10.6964 | #DIV/0!
92 | 10.7109 | #DIV/0!
91 | 10.7665 | #DIV/0!
90 | 10.7783 | #DIV/0!
89 | 10.807 | #DIV/0!
88 | 10.8187 | #DIV/0!
87 | 10.8301 | #DIV/0!
86 | 10.8486 | #DIV/0!
85 | 10.8575 | #DIV/0!
84 | 10.8618 | #DIV/0!
83 | 10.8934 | #DIV/0!
82 | 10.9044 | #DIV/0!
81 | 10.9231 | #DIV/0!
80 | 10.9439 | #DIV/0!
79 | 10.9624 | #DIV/0!
78 | 10.9723 | #DIV/0!
77 | 11.0154 | #DIV/0!
76 | 11.0216 | #DIV/0!
75 | 11.0238 | #DIV/0!
74 | 11.0437 | #DIV/0!
73 | 11.0555 | #DIV/0!
72 | 11.0592 | #DIV/0!
71 | 11.0682 | #DIV/0!
70 | 11.0939 | #DIV/0!
69 | 11.1029 | #DIV/0!
68 | 11.1143 | #DIV/0!
67 | 11.1171 | #DIV/0!
66 | 11.1279 | #DIV/0!
65 | 11.1391 | #DIV/0!
64 | 11.148 | #DIV/0!
63 | 11.1523 | #DIV/0!
62 | 11.1552 | #DIV/0!
61 | 11.16 | #DIV/0!
60 | 11.1669 | #DIV/0!
59 | 11.1756 | #DIV/0!
58 | 11.1818 | #DIV/0!
57 | 11.195 | #DIV/0!
56 | 11.1976 | #DIV/0!
55 | 11.2301 | #DIV/0!
54 | 11.2381 | #DIV/0!
53 | 11.2619 | #DIV/0!
52 | 11.2724 | #DIV/0!
51 | 11.2976 | #DIV/0!
50 | 11.302 | #DIV/0!
49 | 11.3027 | #DIV/0!
48 | 11.3279 | #DIV/0!
47 | 11.3328 | #DIV/0!
46 | 11.337 | #DIV/0!
45 | 11.344 | #DIV/0!
44 | 11.3496 | #DIV/0!
43 | 11.3588 | #DIV/0!
42 | 11.3714 | #DIV/0!
41 | 11.3793 | #DIV/0!
40 | 11.3861 | #DIV/0!
39 | 11.3913 | #DIV/0!
38 | 11.3954 | #DIV/0!
37 | 11.4142 | #DIV/0!
36 | 11.428 | #DIV/0!
35 | 11.4427 | #DIV/0!
34 | 11.4482 | #DIV/0!
33 | 11.4499 | #DIV/0!
32 | 11.4548 | #DIV/0!
31 | 11.4699 | #DIV/0!
30 | 11.4771 | #DIV/0!
29 | 11.4821 | #DIV/0!
28 | 11.484 | #DIV/0!
27 | 11.5034 | #DIV/0!
26 | 11.5049 | #DIV/0!
25 | 11.5263 | #DIV/0!
24 | 11.5544 | #DIV/0!
23 | 11.5636 | #DIV/0!
22 | 11.5652 | #DIV/0!
21 | 11.5938 | #DIV/0!
20 | 11.5994 | #DIV/0!
19 | 11.6093 | #DIV/0!
18 | 11.6181 | #DIV/0!
17 | 11.6285 | #DIV/0!
16 | 11.6298 | #DIV/0!
15 | 11.6335 | #DIV/0!
14 | 11.6473 | #DIV/0!
13 | 11.6615 | #DIV/0!
12 | 11.6857 | #DIV/0!
11 | 11.6906 | #DIV/0!
10 | 11.7051 | #DIV/0!
9 | 11.7213 | #DIV/0!
8 | 11.7473 | #DIV/0!
7 | 11.7664 | #DIV/0!
6 | 11.7947 | #DIV/0!
5 | 11.8014 | #DIV/0!
4 | 11.8092 | #DIV/0!
3 | 11.8416 | #DIV/0!
2 | 11.8572 | #DIV/0!
1 | 11.9504 | #DIV/0!
|  |  | 10.1785 | 10.2945 | 10.5118 | 10.541 | 10.557 | 10.5913 | 10.6156 | 10.6668 | 10.6964 | 10.7665 | 10.7783 | 10.807 | 10.8187 | 10.8301 | 10.8486 | 10.8575 |  | 10.8618 | 10.8934 | 10.9044 | 10.9231 | 10.9439 | 10.9624 | 10.9723 | 11.0154 | 11.0216
|  |  | 11.0238 | 11.0437 | 11.0555 | 11.0592 | 11.0682 | 11.0939 | 11.1029 | 11.1143 | 11.1171 | 11.1391 | 11.148 | 11.1523 | 11.1552 | 11.16 | 11.1669 | 11.1756 |  | 11.1818 | 11.195 | 11.1976 | 11.2301 | 11.2381 | 11.2619 | 11.2724 | 11.2976 | 11.302
|  |  | 11.3027 | 11.3279 | 11.3328 | 11.337 | 11.344 | 11.3496 | 11.3588 | 11.3714 | 11.3793 | 11.3913 | 11.3954 | 11.4142 | 11.428 | 11.4427 | 11.4482 | 11.4499 |  | 11.4548 | 11.4699 | 11.4771 | 11.4821 | 11.484 | 11.5034 | 11.5049 | 11.5263 | 11.5544
|  |  | 11.5636 | 11.5652 | 11.5938 | 11.5994 | 11.6093 | 11.6181 | 11.6285 | 11.6298 | 11.6335 | 11.6615 | 11.6857 | 11.6906 | 11.7051 | 11.7213 | 11.7473 | 11.7664 |  | 11.7947 | 11.8014 | 11.8092 | 11.8416 | 11.8572 | 11.9504
|  | 100 | 10.2945
|  | 99 | 10.5118
|  | 98 | 10.541
|  | 97 | 10.557
|  | 96 | 10.5913
|  | 95 | 10.6156
|  | 94 | 10.6668
|  | 93 | 10.6964
|  | 92 | 10.7109
|  | 91 | 10.7665
|  | 90 | 10.7783
|  | 89 | 10.807
|  | 88 | 10.8187
|  | 87 | 10.8301
|  | 86 | 10.8486
|  | 85 | 10.8575
|  | 84 | 10.8618
|  | 83 | 10.8934
|  | 82 | 10.9044
|  | 81 | 10.9231
|  | 80 | 10.9439
|  | 79 | 10.9624
|  | 78 | 10.9723
|  | 77 | 11.0154
|  | 76 | 11.0216
|  | 75 | 11.0238
|  | 74 | 11.0437
|  | 73 | 11.0555
|  | 72 | 11.0592
|  | 71 | 11.0682
|  | 70 | 11.0939
|  | 69 | 11.1029
|  | 68 | 11.1143
|  | 67 | 11.1171
|  | 66 | 11.1279
|  | 65 | 11.1391
|  | 64 | 11.148
|  | 63 | 11.1523
|  | 62 | 11.1552
|  | 61 | 11.16
|  | 60 | 11.1669
|  | 59 | 11.1756
|  | 58 | 11.1818
|  | 57 | 11.195
|  | 56 | 11.1976
|  | 55 | 11.2301
|  | 54 | 11.2381
|  | 53 | 11.2619
|  | 52 | 11.2724
|  | 51 | 11.2976
|  | 50 | 11.302
|  | 49 | 11.3027
|  | 48 | 11.3279
|  | 47 | 11.3328
|  | 46 | 11.337
|  | 45 | 11.344
|  | 44 | 11.3496
|  | 43 | 11.3588
|  | 42 | 11.3714
|  | 41 | 11.3793
|  | 40 | 11.3861
|  | 39 | 11.3913
|  | 38 | 11.3954
|  | 37 | 11.4142
|  | 36 | 11.428
|  | 35 | 11.4427
|  | 34 | 11.4482
|  | 33 | 11.4499
|  | 32 | 11.4548
|  | 31 | 11.4699
|  | 30 | 11.4771
|  | 29 | 11.4821
|  | 28 | 11.484
|  | 27 | 11.5034
|  | 26 | 11.5049
|  | 25 | 11.5263
|  | 24 | 11.5544
|  | 23 | 11.5636
|  | 22 | 11.5652
|  | 21 | 11.5938
|  | 20 | 11.5994
|  | 19 | 11.6093
|  | 18 | 11.6181
|  | 17 | 11.6285
|  | 16 | 11.6298
|  | 15 | 11.6335
|  | 14 | 11.6473
|  | 13 | 11.6615
|  | 12 | 11.6857
|  | 11 | 11.6906
|  | 10 | 11.7051
|  | 9 | 11.7213
|  | 8 | 11.7473
|  | 7 | 11.7664
|  | 6 | 11.7947
|  | 5 | 11.8014
|  | 4 | 11.8092
|  | 3 | 11.8416
|  | 2 | 11.8572
|  | 1 | 11.9504

## Worksheet - Design - Proposed (hidden)
Multi-Family Residential Building
Design Assistant Worksheet
Design Assistant Worksheet
| Unit | Building | Expected Results |  |  |  | Side Calculations
Residential SQFT | #DIV/0! | 0 |  | Resid ES Target Site EU | #DIV/0! | kBtu/year |  | Mean LnEUSo = | 11.2469 | kBtu/yr |  |  |  |  | Bdrms
CDDCOOLP | #N/A |  |  | Resid ES Target Source EU | #DIV/0! | kBtu/year | [6 empty] | Units | Bdrms | /Unit
HDDHEATP | #N/A | [11 empty] | 0 | 0 | #DIV/0!
Bedrooms/unit | #DIV/0!
CDD | #N/A |  |  | Actual Score | #DIV/0!
[8 empty] | Predicted LnEUSo = | #DIV/0! | kBtu/yr |  | Secondary Space | SF | Wkly Hrs | SF Un- heat- ed | SF Not Cool -ed | W/sf | Source kBtu | Source kBtu / unit | Source kBtu @ 168 hours
|  |  |  | Bldg ES Target Site EU | #DIV/0! | kBtu/year | [5 empty] | Commercial Space | 0 |  |  | 0 |  | #DIV/0! | #DIV/0!
|  |  |  | Bldg ES Target Source EU | #DIV/0! | kBtu/year | [5 empty] | Under Ground Garage | 0 |  |  | 0 |  | #DIV/0! |  | Assumed 0.75 times residental kBtu/SF.
COOLP | #DIV/0! | [10 empty] | Above Ground Garage | 0 |  |  | 0 |  | 0 |  | Based on CBECS 99 averages (~200 kBtu/sqft).
HDD | #N/A | [6 empty] | Adjustment Factor = | #DIV/0! |  |  | Parking Lot | 0 | 168 | NA | NA | 1.46 | 0
HEATP | #DIV/0! | [10 empty] | Building Total | 0 | 168 | NA | NA | 0.26 | 0
[12 empty] | 0 | 0 | 84 | NA | NA | 0.12 | 0 |  | Assume parking light operating hrs are 84
Bldg Site Total | 0 | kBtu | [9 empty] | Source Total | [5 empty] | 0
Site EUI | [11 empty] | Bldg Source Total minus Commercial, Garage, Parking Lot | [5 empty] | 0
Bldg Source Total | 0 | kBtu | [9 empty] | Residential & common | 0 |  |  |  |  | #DIV/0!
Source EUI |  |  |  | Resid Site EU (50) = | #DIV/0! | kBtu/year | [5 empty] | Commercial, Garage, and Parking | [5 empty] | 0
Adj Source EUI |  |  |  | Resid Source EU (50) = | #DIV/0! | kBtu/year
Ln Resid So kBtu | #DIV/0! |  |  | Building Site EU (50) = | #DIV/0! | kBtu/year | [6 empty] | Per CBECS 1999, average energy use for commercial space
|  |  |  | Building Source EU (50) = | #DIV/0! | kBtu/year | [6 empty] | is about 200 source kBtu/sqft (office - 213, store - 182)
Model: | [12 empty] | Thus, calc commercial space EU above by sqft x 200.
Ln Source Total = C0 + C1*LN (sqftreg) + C2*CDDcoolp + C3*hddheatp + C4*Bedrooms/unit
Assume common space EU is 75% of residential.
Parameter Estimates | [12 empty] | (Reference: Answers to Ques. 10 in 10/6/2004 email response
|  |  | Parameter |  | Variable | Mean | Minimum | Maximum |  |  |  |  | to Stephanie Jones at CEE)
Variable | DF | Parameter | Estimate |  | LNSRCEUI | 11.2469 | 9.7328 | 12.2078 | N=217
Intercept | 1 | C0 | 6.4144
Lsqftreg | 1 | C1 | 0.69636 |  | LSQFTREG | 6.5995 | 5.7991 | 7.4025 | mean sqftreg= |  | 734.7126
cddcoolp | 1 | C2 | 5.3e-05 |  | CDDCOOLP | 569.0782 | 0 | 5736
hddheatp | 1 | C3 | 2.779e-05 |  | HDDHEATP | 4484.58 | 0 | 8200
bedrooms | 1 | C4 | 0.06205 |  | BEDROOMS | 1.3226 | 0 | 4
Benchmark Score | Adj Ln Source kBtu | Customized Adj Ln Source kBtu | Gamma Fitting Not Done
100 | 10.2945 | #DIV/0!
99 | 10.5118 | #DIV/0!
98 | 10.541 | #DIV/0! |  |  |  |  | E Star Design |  | Average | Your Bldg |  | Delta to min E Star design
97 | 10.557 | #DIV/0! |  |  |  | Building Source Energy Use (kBtu/year) | #DIV/0! |  | #DIV/0! | 0 |  | #DIV/0!
96 | 10.5913 | #DIV/0!
95 | 10.6156 | #DIV/0! |  |  |  | Building Source E Use Intensity (kBtu/ft2-year) | #DIV/0! |  | #DIV/0! | #DIV/0!
94 | 10.6668 | #DIV/0!
93 | 10.6964 | #DIV/0!
92 | 10.7109 | #DIV/0!
91 | 10.7665 | #DIV/0!
90 | 10.7783 | #DIV/0!
89 | 10.807 | #DIV/0!
88 | 10.8187 | #DIV/0!
87 | 10.8301 | #DIV/0!
86 | 10.8486 | #DIV/0!
85 | 10.8575 | #DIV/0!
84 | 10.8618 | #DIV/0!
83 | 10.8934 | #DIV/0!
82 | 10.9044 | #DIV/0!
81 | 10.9231 | #DIV/0!
80 | 10.9439 | #DIV/0!
79 | 10.9624 | #DIV/0!
78 | 10.9723 | #DIV/0!
77 | 11.0154 | #DIV/0!
76 | 11.0216 | #DIV/0!
75 | 11.0238 | #DIV/0!
74 | 11.0437 | #DIV/0!
73 | 11.0555 | #DIV/0!
72 | 11.0592 | #DIV/0!
71 | 11.0682 | #DIV/0!
70 | 11.0939 | #DIV/0!
69 | 11.1029 | #DIV/0!
68 | 11.1143 | #DIV/0!
67 | 11.1171 | #DIV/0!
66 | 11.1279 | #DIV/0!
65 | 11.1391 | #DIV/0!
64 | 11.148 | #DIV/0!
63 | 11.1523 | #DIV/0!
62 | 11.1552 | #DIV/0!
61 | 11.16 | #DIV/0!
60 | 11.1669 | #DIV/0!
59 | 11.1756 | #DIV/0!
58 | 11.1818 | #DIV/0!
57 | 11.195 | #DIV/0!
56 | 11.1976 | #DIV/0!
55 | 11.2301 | #DIV/0!
54 | 11.2381 | #DIV/0!
53 | 11.2619 | #DIV/0!
52 | 11.2724 | #DIV/0!
51 | 11.2976 | #DIV/0!
50 | 11.302 | #DIV/0!
49 | 11.3027 | #DIV/0!
48 | 11.3279 | #DIV/0!
47 | 11.3328 | #DIV/0!
46 | 11.337 | #DIV/0!
45 | 11.344 | #DIV/0!
44 | 11.3496 | #DIV/0!
43 | 11.3588 | #DIV/0!
42 | 11.3714 | #DIV/0!
41 | 11.3793 | #DIV/0!
40 | 11.3861 | #DIV/0!
39 | 11.3913 | #DIV/0!
38 | 11.3954 | #DIV/0!
37 | 11.4142 | #DIV/0!
36 | 11.428 | #DIV/0!
35 | 11.4427 | #DIV/0!
34 | 11.4482 | #DIV/0!
33 | 11.4499 | #DIV/0!
32 | 11.4548 | #DIV/0!
31 | 11.4699 | #DIV/0!
30 | 11.4771 | #DIV/0!
29 | 11.4821 | #DIV/0!
28 | 11.484 | #DIV/0!
27 | 11.5034 | #DIV/0!
26 | 11.5049 | #DIV/0!
25 | 11.5263 | #DIV/0!
24 | 11.5544 | #DIV/0!
23 | 11.5636 | #DIV/0!
22 | 11.5652 | #DIV/0!
21 | 11.5938 | #DIV/0!
20 | 11.5994 | #DIV/0!
19 | 11.6093 | #DIV/0!
18 | 11.6181 | #DIV/0!
17 | 11.6285 | #DIV/0!
16 | 11.6298 | #DIV/0!
15 | 11.6335 | #DIV/0!
14 | 11.6473 | #DIV/0!
13 | 11.6615 | #DIV/0!
12 | 11.6857 | #DIV/0!
11 | 11.6906 | #DIV/0!
10 | 11.7051 | #DIV/0!
9 | 11.7213 | #DIV/0!
8 | 11.7473 | #DIV/0!
7 | 11.7664 | #DIV/0!
6 | 11.7947 | #DIV/0!
5 | 11.8014 | #DIV/0!
4 | 11.8092 | #DIV/0!
3 | 11.8416 | #DIV/0!
2 | 11.8572 | #DIV/0!
1 | 11.9504 | #DIV/0!
|  |  | 10.1785 | 10.2945 | 10.5118 | 10.541 | 10.557 | 10.5913 | 10.6156 | 10.6668 | 10.6964 | 10.7665 | 10.7783 | 10.807 | 10.8187 | 10.8301 | 10.8486 | 10.8575 |  | 10.8618 | 10.8934 | 10.9044 | 10.9231 | 10.9439 | 10.9624 | 10.9723 | 11.0154 | 11.0216
|  |  | 11.0238 | 11.0437 | 11.0555 | 11.0592 | 11.0682 | 11.0939 | 11.1029 | 11.1143 | 11.1171 | 11.1391 | 11.148 | 11.1523 | 11.1552 | 11.16 | 11.1669 | 11.1756 |  | 11.1818 | 11.195 | 11.1976 | 11.2301 | 11.2381 | 11.2619 | 11.2724 | 11.2976 | 11.302
|  |  | 11.3027 | 11.3279 | 11.3328 | 11.337 | 11.344 | 11.3496 | 11.3588 | 11.3714 | 11.3793 | 11.3913 | 11.3954 | 11.4142 | 11.428 | 11.4427 | 11.4482 | 11.4499 |  | 11.4548 | 11.4699 | 11.4771 | 11.4821 | 11.484 | 11.5034 | 11.5049 | 11.5263 | 11.5544
|  |  | 11.5636 | 11.5652 | 11.5938 | 11.5994 | 11.6093 | 11.6181 | 11.6285 | 11.6298 | 11.6335 | 11.6615 | 11.6857 | 11.6906 | 11.7051 | 11.7213 | 11.7473 | 11.7664 |  | 11.7947 | 11.8014 | 11.8092 | 11.8416 | 11.8572 | 11.9504
|  | 100 | 10.2945
|  | 99 | 10.5118
|  | 98 | 10.541
|  | 97 | 10.557
|  | 96 | 10.5913
|  | 95 | 10.6156
|  | 94 | 10.6668
|  | 93 | 10.6964
|  | 92 | 10.7109
|  | 91 | 10.7665
|  | 90 | 10.7783
|  | 89 | 10.807
|  | 88 | 10.8187
|  | 87 | 10.8301
|  | 86 | 10.8486
|  | 85 | 10.8575
|  | 84 | 10.8618
|  | 83 | 10.8934
|  | 82 | 10.9044
|  | 81 | 10.9231
|  | 80 | 10.9439
|  | 79 | 10.9624
|  | 78 | 10.9723
|  | 77 | 11.0154
|  | 76 | 11.0216
|  | 75 | 11.0238
|  | 74 | 11.0437
|  | 73 | 11.0555
|  | 72 | 11.0592
|  | 71 | 11.0682
|  | 70 | 11.0939
|  | 69 | 11.1029
|  | 68 | 11.1143
|  | 67 | 11.1171
|  | 66 | 11.1279
|  | 65 | 11.1391
|  | 64 | 11.148
|  | 63 | 11.1523
|  | 62 | 11.1552
|  | 61 | 11.16
|  | 60 | 11.1669
|  | 59 | 11.1756
|  | 58 | 11.1818
|  | 57 | 11.195
|  | 56 | 11.1976
|  | 55 | 11.2301
|  | 54 | 11.2381
|  | 53 | 11.2619
|  | 52 | 11.2724
|  | 51 | 11.2976
|  | 50 | 11.302
|  | 49 | 11.3027
|  | 48 | 11.3279
|  | 47 | 11.3328
|  | 46 | 11.337
|  | 45 | 11.344
|  | 44 | 11.3496
|  | 43 | 11.3588
|  | 42 | 11.3714
|  | 41 | 11.3793
|  | 40 | 11.3861
|  | 39 | 11.3913
|  | 38 | 11.3954
|  | 37 | 11.4142
|  | 36 | 11.428
|  | 35 | 11.4427
|  | 34 | 11.4482
|  | 33 | 11.4499
|  | 32 | 11.4548
|  | 31 | 11.4699
|  | 30 | 11.4771
|  | 29 | 11.4821
|  | 28 | 11.484
|  | 27 | 11.5034
|  | 26 | 11.5049
|  | 25 | 11.5263
|  | 24 | 11.5544
|  | 23 | 11.5636
|  | 22 | 11.5652
|  | 21 | 11.5938
|  | 20 | 11.5994
|  | 19 | 11.6093
|  | 18 | 11.6181
|  | 17 | 11.6285
|  | 16 | 11.6298
|  | 15 | 11.6335
|  | 14 | 11.6473
|  | 13 | 11.6615
|  | 12 | 11.6857
|  | 11 | 11.6906
|  | 10 | 11.7051
|  | 9 | 11.7213
|  | 8 | 11.7473
|  | 7 | 11.7664
|  | 6 | 11.7947
|  | 5 | 11.8014
|  | 4 | 11.8092
|  | 3 | 11.8416
|  | 2 | 11.8572
|  | 1 | 11.9504

## Side Calcs - Baseline (hidden)
|  |  | Elec. Units |  |  |  | Gas Units |  |  |  | Oil Units |  |  |  | Steam Units |  |  |  | Chilled Water Units |  |  |  | Cooking |  |  | Cooling |  | Months in Use
[5 empty] | Source | Site |  |  | Source | Site |  |  | Source | Site |  |  | Source | Site |  |  | Source | Site |  |  | Value |  | Value |  | Value
|  |  | 2 | kBTU | 3.0188 | 1 | 2 | kBTU | 1.024 | 1 | 0 | 0 | 0 | 0 | 0 | 0 | 0 | 0 | 0 | 0 | 0 | 0 | 1 | Yes | 1 | 1 | 0 | 2 | 10
|  |  | 5 |  |  |  | 5 |  |  |  | 5 |  |  |  | 5 |  |  |  | 5 |  |  |  | 5 |  |  | 5 |  | 5
|  |  |  | kWh | 10.3 | 3.412 |  | Therms | 102.4 | 100 |  | Gal | 138.6 | 138.6 |  | MLbs | 14.8764 | 10.78 |  | Ton-Hrs | 12000 | 12000 |  | Yes | 1 |  | 0 |  | 9
|  |  |  | kBTU | 3.0188 | 1 |  | kBTU | 1.024 | 1 |  | kBTU | 1 | 1 |  | kBTU | 1.38 | 1 |  | kBTU | 1 | 1 |  | No | 0 |  | 10 |  | 10
[27 empty] | 20 |  | 11
Old Below Ground EUI = | 131.4 | kBtu/ft2-yr | [24 empty] | 30 |  | 12
New Below Ground EUI = | 76.3 | kBtu/ft2-yr | [24 empty] | 40
50
[5 empty] | Electricity | Gas | Oil | Steam | Chilled Water | Total | [16 empty] | 60
[5 empty] | kBtu | kBtu | kBtu | kBtu | kBtu | kBtu | [16 empty] | 70
|  |  |  | Source | #DIV/0! | #DIV/0! | 0 | 0 | 0 | #DIV/0! | [16 empty] | 80
|  |  |  | Site | #DIV/0! | #DIV/0! | 0 | 0 | 0 | #DIV/0! | [16 empty] | 90
|  |  |  | %Source | #DIV/0! | #DIV/0! | #DIV/0! | #DIV/0! | #DIV/0! | [17 empty] | 100
|  |  |  | %Site | #DIV/0! | #DIV/0!

## Side Calcs - Proposed (hidden)
|  |  | Elec. Units |  |  |  | Gas Units |  |  |  | Oil Units |  |  |  | Steam Units |  |  |  | Chilled Water Units |  |  |  | Cooking |  |  | Cooling |  | Months in Use
[5 empty] | Source | Site |  |  | Source | Site |  |  | Source | Site |  |  | Source | Site |  |  | Source | Site |  |  | Value |  | Value |  | Value
|  |  | 2 | kBTU | 3.0188 | 1 | 2 | kBTU | 1.024 | 1 | 0 | 0 | 0 | 0 | 0 | 0 | 0 | 0 | 0 | 0 | 0 | 0 | 1 | Yes | 1 | 1 | 0 | 2 | 10
|  |  | 5 |  |  |  | 5 |  |  |  | 5 |  |  |  | 5 |  |  |  | 5 |  |  |  | 5 |  |  | 5 |  | 5
|  |  |  | kWh | 10.3 | 3.412 |  | Therms | 102.4 | 100 |  | Gal | 138.6 | 138.6 |  | MLbs | 14.8764 | 10.78 |  | Ton-Hrs | 12000 | 12000 |  | Yes | 1 |  | 0 |  | 9
|  |  |  | kBTU | 3.0188 | 1 |  | kBTU | 1.024 | 1 |  | kBTU | 1 | 1 |  | kBTU | 1.38 | 1 |  | kBTU | 1 | 1 |  | No | 0 |  | 10 |  | 10
[27 empty] | 20 |  | 11
Old Below Ground EUI = | 131.4 | kBtu/ft2-yr | [24 empty] | 30 |  | 12
New Below Ground EUI = | 76.3 | kBtu/ft2-yr | [24 empty] | 40
50
[5 empty] | Electricity | Gas | Oil | Steam | Chilled Water | Total | [16 empty] | 60
[5 empty] | kBtu | kBtu | kBtu | kBtu | kBtu | kBtu | [16 empty] | 70
|  |  |  | Source | 0 | 0 | 0 | 0 | 0 | 0 | [16 empty] | 80
|  |  |  | Site | 0 | 0 | 0 | 0 | 0 | 0 | [16 empty] | 90
|  |  |  | %Source | #DIV/0! | #DIV/0! | #DIV/0! | #DIV/0! | #DIV/0! | [17 empty] | 100
|  |  |  | %Site | #DIV/0! | #DIV/0!

## Introduction
Energy Reduction Plan Tables
Version 6 -ASHRAE 2010 - January 2015
The following worksheets detail the information regarding the recommended scope of work and document the achievement of the 15% Performance Target. Some cells are protected to prevent accidental over-writing of formulas.
Note that throughout these worksheets, common information from cells are linked and should automatically update. Only cells shaded in blue need to be entered manually. Entering values into white cells will override pre-determined formulas. However, depending on the project, there may be reason to write over the pre-determined formulas.
Basic Info
In blue cells only, enter the basic information about the building.
Model Inputs
In blue cells only, enter information about how the baseline and proposed buildings were modeled. Follow the formatting guidelines presented as comments (red corners) where available.
Reporting Summary
In blue cells only, enter general information about the project. If the Basic Info and Model Inputs tabs are completed first, the majority of this tab will autofill.
Detailed Measures
This worksheet should be a summary of all Energy Reduction Measures, their savings and their costs. It is used to determine the cost effectiveness for each recommended measure and for the project as a whole. If the Results from eQUEST and Model Inputs tabs are completed first, much of this tab will autofill.
Results from eQuest
For eQuest users only, this worksheet is based upon the Parms.csv file that is generated upon simulation of your building. If those results are pasted into this worksheet, according to the directions, a significant amount of this workbook will autofill.
Project using modeling software other than eQUEST will need to manually enter information in many white cells that would otherwise calculated based on inputs from the Results from eQUEST tab.

## Version History
Version 6.1 - ASHRAE 2007 Updates | Release Date 11/2014
General Updates | Added "General Notes" section to the bottom of most tabs. These notes fields are intended to allow the Partners to make comments in addition to what it easily input into the templated tables. Adding notes are NOT mandatory, but instead should only be used when the Partners feel it is needed.
Basic Info | Added two ASHRAE space types (Lounge/Recreation and Exercise Area).
Deleted the “Mechanically Ventilated?” column for each space type.
Removed “Non-Residential Spaces” from “Total Project Square Footage”.
Added "Project county"
Added "MPP Program Version" to assign correct incentives based on which phase of Version 6 the project is subject to.
Added "Revision Notes" section to the bottom of the sheet. This section is to be used with every revision, including As-Built Rev0, to help the reviewers understand what changes have occured in the model (and/or design) since the last review.
Model Input | Updated ventilation section to correspond with updated Simulation Guidelines.
Corrected maximum bathroom and kitchen intermittent exhaust rates (CFM) in baseline description. (Should be 50% above ASHRAE 62.2.)
Reporting Summary | Comment added that appears only if common area lighting exceed prerequisite (20% over ASHRAE).
Separated out the Annual Other end use to Annual Fans and Annual Pumps.
Added "County" to Table 1 to facilitate confirmation of Climate Zone.
Updated Table 4 to get inputs necessary for Portfolio Manager.
Automated the plug load value in Table 6.
Added calculation determining the contribution of each end use to overall savings (% and points).
Detailed Measures | Automated the heating fuel column.
Water Savings | Incorporated Low/Medium/High Usage into the proposed and baseline water usage. Incorporated PSI for fixture types in baseline and proposed fixtures.
DHW Demand | Comment added that GPM flowrates entered must be the GPM rated at 80 psi.
Incorporated PSI into avg faucet gpm. Based baseline & proposed avg faucet gpm and showerhead gpm on PSI for fixture types.
Interior Lighting | Updated to allow Prescriptive Path users to compare to 90.1-2010.
Added to note in lumen/fixture column that screw-in LEDs should use 70 lumen/Watt.
Added two ASHRAE space types (Lounge/Recreation and Exercise Area)
Provided functionality to reduce W/sf for spaces if using automatic controls.
Note provided to caution users to only insert rows at the end of tables.
Food prep and family dining areas removed from ASHRAE space type drop-down. If these areas exist in common spaces, use "Multipurpose".
Drop-down added to indicate Space-by-Space or Building Area method for both 2007 and 2010.
Changed the “24/7?” column to “Notes”, as any fixture type may be used in both 24/7 and non-24/7 spaces.
Added note in instructions section clarifying requirement that total proposed wattage cannot exceed the total baseline wattage by more than 20%, as well as the similar comment for Prescriptive projects.
Updated footcandle calculations to be based on light source & distribution. Incorporated room type into this equation.
Added ASHRAE space types.
Updated foot candle warning.
Added instructional comment to remind users to add ballast power to "Watts/Fixture" entry in schedule
In-unit lighting | Added lookup for illumination. It is based on the Interior Lighting worksheet.
Modified error check to check for appropriate calculations of lit area and to calculate average footcandles and room-by-room lighting power densities.
Exterior Lighting | Added ASHRAE 90.1-2010 Zones 2-3 into the table. Added warning for proposed building façade lighting exceeding baseline. Added Base site allowance dropdown to add into tradable or non-tradable equations.
Revised instruction #4 & #6 to assign exterior lighting to the "exterior" end-use category. Separated apartment balcony lighting to facilitate reporting.
Infiltration/Ventilation | Major overhaul of this tab that cannot be adequately captured by narrative. Check it out.
Range hood included as an option in the drop-down menu for Exhaust Fan type; Rooftop expanded to include "other".
Updated exhaust fan calculations so that they are functional now.
EIR for PTAC and PTHP | Added Efficiency Conversion Calculator (SEER to EER; HSPF to COP)
Version 6.1 - ASHRAE 2010 Updates | Release Date 1/2015
Model Input | Updated baseline guidance to match updated code (ASHRAE 90.1-2010, 62.1-2010 and 62.2-2010).
Updated baseline ventilation guidelines to require baseline ventilation rates meet ASHRAE 62.1 or 62.2, as the baseline is no longer allowed to be up to 50% higher than code.
Added linking from Model Input tab to Infiltration and Ventilation tab to reduce amount of data entry necessary. Altered fields to reflect these changes.
Added allowance to claim infiltration improvement for As-Built building, based on blower door results.
Updated garage demand control requirements from ASHRAE 90.1-2010.
Exterior Lighting | Updated to incorporate ASHRAE 90.1-2010 exterior lighting requirements. Includes differing lighting allowances based on exterior lighting zone, and added base site allowance.
Infiltration/Ventilation | Updated baseline to require baseline ventilation rates meet ASHRAE 62.1 or 62.2, as the baseline is no longer allowed to be up to 50% higher than code.
Added option for which infiltration baseline to use - either 0.3 CFM/sqft at 50 Pa or 0.4 CFM/sqft at 75 Pa.
Added allowance to claim infiltration improvement for As-Built building, based on blower door results.
Separated duct sealing credit by spaces (apt, corridor and other)
2015-02-04 | Corrections made to cell references in Infiltration & Ventilation tab to reference the correct cells in the DHW Demand tab. Corrections made on the Appliance tab so the elevator calculation matches the table in the Simulation Guidelines (page 26.)

## Basic Info
Basic Project Information
Number of Units
Studio
1 - Bedroom
2 - Bedroom
3 - Bedroom
4 - Bedroom
Building Area | Total Square Ft | Conditioned?
Apartment |  | N/A
Storage, active |  | N/A
Storage, inactive |  | N/A
Lobby |  | N/A
Corridor/Transition |  | N/A
Stairs - Active |  | N/A
Restroom |  | N/A
Office |  | N/A
Conference/meeting/multipurpose |  | N/A
Electrical/Mechanical |  | N/A
Workshop |  | N/A
Lounge/Recreation |  | N/A
Exercise Area |  | N/A
Parking garage |  | N/A
Non-Residential Associated Spaces |  | N/A
Total Project Square Footage | 0
Total Project Occupiable Space | 0
Type of Garage | N/A
Project Name
Project Address
Project City and State
Project Zip Code
Project County
Simulation Program & Version #
Weather File Location (City, ST):
MPP Program Version
Milestone
Revision
Report Date
Housing Income Classification
Building Type
# of stories above grade
# of stories below grade
# of building occupants
Space Heating Fuel Type
DHW Fuel Type
DHW system
Heating system
Cooling system
Ventilation system
Climate Zone
Electricity Cost per kWh | 0.1936
Fuel Cost per therm | 1.486
Partner Fees - Modeling
Partner Fees - Inspection &Verification
Partner Fees - <Other>
Electric Utility
Gas Utility
Project Located in NYC?
Construction Milestone | Planned Date | Actual Date
Schematic Design Completion date
Design Development Completion Date
Construction Documents Completion Date
Project Bid Date
Construction Complete Date
Contact Information | Company Name | Contact Name | Phone | Email | Address
Lead Energy Modeler
Builder/Developer
Revision Notes - Provide a narrative describing any additional changes made to the energy models between this and the last revision not addressed by the responses to the review comments.
Partner Notes - Use this section to include any notes about the information entered above.
Note on B61: If there are other Partner Fees, please replace <Other> with a brief description.
Note on C37: The following format should be used: <Simulation Software> v<version #>. e.g. eQuest v3.63.
Note on C38: Enter the weather file used in the simulation software. This file should be the one most closely associated with the project.
Note on C42: The revision number corresponds to the revision of each milestone. For example, if this spreadsheet is submitted for the As-built model for the first time, even if there were 3 Proposed submittals, the revision number is 0 (As-built_rev0), not rev3 as it is the first As-built.
Note on D10: Insert N/A only if there is no square footage associated with this space.

## Model Inputs
Model Inputs Summary
Measure #: To auto-generate the measure descriptions in the Detailed Measures tab, number the appropriate rows in this column such that it matches the ID number (column A) on the Detailed Measures tab.
Baseline Design: In the blue cells, enter the baseline information used in the model. If this project has a different baseline than listed in a white cell, you may overwrite that cell.
Proposed Design/As-Built: In the blue cells, enter the proposed design/as-built information used in the model and/or that matches the proposed/as-built building.
Notes: Read the notes, which are indicated by red corners, where appropriate to assist in properly completing this tab.
If the building component does not exist in the building, enter "N/A" in the baseline and proposed/as-built columns.
If this tab is filled out correctly, it will autofill significant portions of the Reporting Summary, Detailed Measures and T&V Worksheets.
For gut rehabs, do not follow Appx G Baseline listed for envelope components. Instead use existing conditions. Also, include description for baseline components, instead of "Per ASHRAE". However, follow ASHRAE Baseline for all other building components.
Envelope Components | Measure # | ASHRAE 90.1-2010 Appx G Baseline | Baseline Design (residential) | Baseline Design (non-residential) | 0
Above Grade Wall Construction |  | Enter value from ASHRAE Table 5.5-4 through 5.5-6 for Residential or Nonresidential Steel-Framed walls | Per ASHRAE | Per ASHRAE
Above Grade Wall U-value
Floor Perimeter/Plank Edge Construction |  | Enter value from ASHRAE Table 5.5-4 through 5.5-6 for Residential or Nonresidential Mass walls | Per ASHRAE | Per ASHRAE
Floor Perimeter/Plank Edge U-value
Below Grade Wall Construction |  | Enter value from ASHRAE Table 5.5-4 through 5.5-6 for Residential or Nonresidential Below-Grade walls | Per ASHRAE | Per ASHRAE
Below Grade Wall C-value
Floor above Unconditioned Space Construction |  | Enter value from ASHRAE Table 5.5-4 through 5.5-6 for Residential or Nonresidential Steel-joist floors | Per ASHRAE | Per ASHRAE
Floor above Unconditioned Space U-value
Slab-on-Grade Construction (Unheated) |  | Enter value from ASHRAE Table 5.5-4 through 5.5-6 for Residential or Nonresidential Slab-on-Grade floors, Unheated | Per ASHRAE | Per ASHRAE
Slab-on Grade F-value (Unheated)
Slab-on-Grade Construction (Embedded Heat) |  | Enter value from ASHRAE Table 5.5-4 through 5.5-6 for Residential or Nonresidential Slab-on-Grade floors, Embedded heated | Per ASHRAE | Per ASHRAE
Slab-on Grade F-value (Embedded Heat)
Slab-Below-Grade Construction |  | Uninsulated | Per ASHRAE
Slab-Below Grade C-value
Roof Construction |  | Enter value from ASHRAE Table 5.5-4 through 5.5-6 for Residential or Nonresidential Insulation Entirely above Deck | Per ASHRAE
Roof U-value
Window to Gross Wall Ratio |  | If < 40%, the Baseline is the same as the Proposed; If > 40%, the Baseline = 40%
Fenestration Framing |  | Enter value from ASHRAE Table 5.5-4 through 5.5-6 for Vertical Glazing and Proposed frame material
Fenestration Glazing |  |  | Per ASHRAE
Fenestration Assembly U-factor
Fenestration Assembly SHGC
Shading Devices |  | No shading devices
Door Description |  | Enter value from ASHRAE Table 5.5-4 through 5.5-6 for Opaque Doors
Door U-value
Lighting Components |  | ASHRAE 90.1-2010 Appx G Baseline | Baseline Design | 0
Apartment LPD (W/SF) |  | 0.60 W/SF | 0.6
Corridor LPD (W/SF) |  | 0.66 W/SF | 0.66
Common Area LPD (W/SF) |  | ASHRAE 90.1-2010 Table 9.6.1 Baseline LPD's Lobby: 0.90 W/SF Stairs: 0.69 W/SF Storage: 0.63 W/SF Restroom: 0.98 W/SF Office: 1.11 W/SF Multipurpose: 1.23 W/SF Elec/Mech: 0.95 W/SF
Lighting Controls (Spaces) |  | See Simulation Guidelines Section 3.6 | N/A
Exit Signs (kW) |  | 5W/face, 24 hr/day
Garage Lighting (W/SF) |  | 0.19 W/SF
Exterior Lighting Power (kW) |  | Per ASHRAE 90.1-2010 Table 9.4.5
Appliances and Process Loads | Measure # | ASHRAE 90.1-2010 Appx G/Sim Guidelines Baseline | Baseline Design | 0 | Quantity | Manufacturer | Model No. | Energy Star? | Location
Refrigerator (kWh/yr) |  | Fed Min Std Refrigerator | 529 | 423
Dishwasher (kWh/yr) |  | Fed Min Std Dishwasher | 206 | 164
Dishwasher (gal/yr) |  | Fed Min Std Dishwasher | 1290 | 860
Clothes Washer (kWh/yr) |  | Fed Min Std Clothes Washer | 81 | 57
Clothes Washer (gal/yr) |  | Fed Min Std Clothes Washer | 2436 | 1127
Elevator (kWh/yr) |  | See Simulation Guidelines Section 3.11
Clothes Dryer - Electric use (kWh/yr) |  | See Simulation Guidelines Section 3.10 |  | 0
Clothes Dryer - Gas use, if applicable (therm/yr) |  | See Simulation Guidelines Section 3.10 |  | 0
Please Select Type of Stove |  | 45 | 45 | 45
<Other Appliance> (kWh/yr) |  | See ASHRAE Table G3.1, Section 12
Miscellaneous Plug Load (W/SF) |  | See Simulation Guidelines Section 3.10 |  | 0
Additional Heating Systems Note: If there are more than 3 heating systems, copy and paste the table above and paste it below the Renewable Energy system table. For each additional heating system, there should be an additional set of three rows (Type, Efficiency, Capacity). The words "Primary," "Secondary," etc. should be removed from the heating system type row.
Heating Components | Measure # | ASHRAE 90.1-2010 Appx G Baseline | Baseline Design | 0 | Manufacturer | Model No. | Energy Star? | Spaces Served? | Electric Resistance Heating?
Primary Heating System Type |  | See ASHRAE Table G3.1.1A and G3.1.1B
Primary Heating System Quantity |  | Model 1 boiler for buildings less than 15,000 SF, 2 boilers for buildings over 15,000 SF.
Primary Heating System Efficiency (AFUE) |  | Gas: 1 or 2 80% efficient Natural Gas Boilers, Electric: PTHP, 2.81 COP, electric resistance back-up at <40 °F | [8 empty] | AFUE | % AFUE | 0% AFUE | 0% AFUE
Primary Heating System Capacity (kBtu) |  | Enter baseline capacity as calculated by energy modeling software calculations, plus 25% oversized. Per Appendix G, Section G3.1.2.2, unmet load hours shall not exceed 300 hours, and the proposed design shall not exceed the baseline design by more than 50 unmet load hours
Secondary Heating System Type |  | NA, unless there are service spaces in model that are heated but not cooled, AND/OR >20,000 SF of contiguous non-residential space | N/A
Secondary Heating System Quantity |  | N/A | N/A
Secondary Heating System Efficiency (Et) |  | N/A | N/A | [7 empty] | Et | % Et | N/A | 0% Et
Seconday Heating System Capacity (kBtu) |  | N/A | N/A
Tertiary Heating System Type |  | N/A | N/A | [5 empty] | No
Tertiary Heating System Quantity |  | N/A | N/A
Tertiary Heating System Efficiency (Et) |  | N/A | N/A | [7 empty] | Et | % Et | N/A | 0% Et
Tertiary Heating System Capacity (kBtu) |  | N/A | N/A
Additional Cooling Systems Note: If there are more than 3 cooling systems, copy and paste the table above and paste it below the Renewable Energy system table. For each additional cooling system,. there should be an additional set of three rows (Type, Efficiency, Capacity). The words "Primary," "Secondary," etc. should be removed from the cooling system type row.
Cooling Components | Measure # | ASHRAE 90.1-2010 Appx G Baseline | Baseline Design | 0 | Manufacturer | Model No. | Energy Star? | Spaces Served?
Primary Cooling System Type |  | Gas Heat: PTAC, 9.3 EER, 0.0003 kW/CFM Electric Heat: PTHP, 9.5 EER, 0.0003 kW/CFM
Primary Cooling System Quantity |  | 1 per thermal zone
Primary Cooling System Efficiency (SEER) |  | Gas Heat: PTAC, 9.3 EER, 0.0003 kW/CFM Electric Heat: PTHP, 9.5 EER, 0.0003 kW/CFM | [9 empty] | SEER | SEER | SEER
Primary Cooling System Capacity (tons) |  | Enter baseline capacity as calculated by energy modeling software calculations, plus 15% oversized. Per Appendix G, Section G3.1.2.2, unmet load hours shall not exceed 300 hours.
Secondary Cooling System Type |  | N/A | N/A
Secondary Cooling System Quantity |  | N/A | N/A
Secondary Cooling System Efficiency (EER) |  | N/A | N/A | [8 empty] | EER | N/A EER | EER
Secondary Cooling System Capacity (tons) |  | N/A | N/A
Tertiary Cooling System Type |  | N/A | N/A
Tertiary Cooling System Quantity |  | N/A | N/A
Tertiary Cooling System Efficiency (EER) |  | N/A | N/A | [8 empty] | EER | N/A EER | EER
Tertiary Cooling System Capacity (tons) |  | N/A | N/A
Heating/Cooling Controls | Measure # | ASHRAE 90.1-2010 Appx G Baseline | Baseline Design | 0 | Quantity | Manufacturer | Model No.
Heating System Supply Water Temp. |  | 180 °F | 180
Heating System Return Water Temp. |  | 130 °F | 130
HW Loop Setpoint Control |  | OA Reset | OA Reset
HW Loop Setpoint Control Temp. |  | 180°F at 20°F and below, 150°F at 50°F and above | 180°F at 20°F and below, 150°F at 50°F and above
Cooling Controls |  | None | None
Heating Setpoint - during occupied hours |  | 72 °F | 72 °F | 72 °F
Heating Setpoint - occupied hours/day |  | 16 hr | 16 hr | 16 hr
Heating Setpoint - during unoccupied hours |  | 70 °F | 70 °F | 70 °F
Cooling Setpoint - during occupied hours |  | 78 °F | 78 °F | 78 °F
Cooling Setpoint - occupied hours/day |  | 18 hr | 18 hr | 18 hr
Cooling Setpoint - during unoccupied hours |  | 80 °F | 80 °F | 80 °F
Heating Pump? |  | Yes | Yes
Heating Pump Efficacy |  | 19 W/GPM | 19
Heating Pump Motor Class |  | Standard | Standard
Heating Pump Capacity Control |  | One-Speed | One-Speed
Heating Pump Size (HP) |  | Simulation Guidelines Section 3.15
Heating Fan Control
Heating Fan kW/CFM |  | 0.0003 | 0.0003
Cooling Fan Control |  | Constant Volume | Constant Volume
Cooling Fan kW/CFM |  | 0.0003 | 0.0003
DHW Components | Measure # | ASHRAE 90.1-2010 Appx G Baseline | Baseline Design | 0 | Manufacturer | Model No. | Energy Star? | Type?
DHW System Type |  | Same type as Proposed, unless combined heating/DHW system.
DHW System Efficiency (Et) |  | See ASHRAE Table 7.8 | [9 empty] | Et | % Et
DHW System Capacity (kBtu/h) |  | Same as Proposed.
DHW Storage Tank Size (gal) |  | Same as Proposed.
Quantity of Systems |  | Same as Proposed.
DHW Storage Tank Insulation R-value |  | Unfired Storage tank: R-12.5 | 12.5
DHW Circulating Pump? |  | Use system parameters (head, efficiency) or Ppump=BHP*746/Pump Motor Efficiency to model pump power. Use ASHRAE Table 10.8 A-C to determine Motor Efficiency
Quantity of DHW Pumps
DHW Pump Motor Efficiency
DHW Pump Motor Class
DHW Pump Capacity Control
DHW Pump Size (HP)
Showerheads (gpm) |  | 2.5 gpm | 2.5
Kitchen Faucets (gpm) |  | 2.5 gpm | 2.5
Lavatory Faucets (gpm) |  | 2.5 gpm | 2.5
Toilets (gpf) |  | 1.6 gpf | 1.6
Hot Water Demand (gpm) |  | See Simulation Guidelines Section 3.9.2
Ventilation Components | Measure # | ASHRAE 90.1-2010 Appx G Baseline | Baseline Design | 0 | Quantity | Manufacturer | Model No. | Energy Star? | Continuous or Intermittent | Fan Type
Apt - Bathroom Exhaust (CFM/bath) |  | 20 CFM/bathroom (continuous) or 50 CFM/bathroom (intermittent - 2hr/day) | 20 | 150 |  |  |  |  | Continuous | Rooftop
Apt - Kitchen Exhaust (CFM/kitchen) |  | 5 ACH/kitchen (continuous) or 100 CFM/kitchen (intermittent - 2hr/day) | 100 | 110 |  |  |  |  | Intermittent | In-line
Apt - Duct Sealing - Total CFM |  | From Infiltration & Ventilation Tab. Add 10 CFM per floor per shaft to Exhaust CFM to represent ventilation duct leakage | 0 | 0
Apt - Total Continuous Exhaust CFM |  | From Infiltration & Ventilation Tab | 0 | 0
Apt - Continuous Exhaust Fan Power in Addition to Main HVAC Fans, kW |  | Included in 0.3 W/CFM baseline PTAC/PTHP fan power allowance | 0 | 3
Apt - Total Intermittent Exhaust CFM |  | From Infiltration & Ventilation Tab | 0 | 0
Apt - Total Power of Intermittent Exhaust Fans, kW |  | From Infiltration & Ventilation Tab. For intermittent fans: Ceiling Exhaust - 1.2 CFM/W; Inline Exhaust - 2.3 CFM/W, based on SG 3.14.3 | 0.5 | 1
Apt - Total OA Mechanical Supply CFM |  | From Infiltration & Ventilation Tab | 0 | 0
Apt - Dedicated OA Supply Fan Power, kW |  | Included in 0.3 W/CFM baseline PTAC/PTHP fan power allowance | 0 | 0
Apt - Fresh Air Supply Type |  | Same as Proposed or As-Built
Apt - Infiltration (ACH) |  | From Infiltration & Ventilation tab. Credit may only be taken in the As-Built model.
Total Corridor Supply Ventilation (CFM) |  | From Infiltration & Ventilation Tab. Equal to the minimum ventilation rates required by ASHRAE 62.1-2010, unless space qualifies for Exception B of ASHRAE 90.1-2010 section G3.1.2.6. | 0 | 0
Corridor - Duct Sealing - Total CFM |  | From Infiltration & Ventilation Tab. Add 10 CFM per floor per shaft to Exhaust CFM to represent ventilation duct leakage | 0 | 0
Corridor - Dedicated Ventilation Fan Power in Addition to Main HVAC Fans (kW) |  | From ASHRAE 90.1 Appx G 3.1.2.10: no additional allowance for ventilation fans | 0 | 0
Other Ventilation Fans (CFM) |  | Equal to the minimum ventilation rates required by ASHRAE 62.1-2010, unless space qualifies for Exception B of ASHRAE 90.1-2010 section G3.1.2.6. | NA
Other Ventilation Fans - Duct Sealing - Total CFM |  | Add 10 CFM per floor per shaft to Exhaust CFM to represent ventilation duct leakage
Other Ventilation Fans (hp) |  | Included in W/CFM baseline allowance per ASHRAE 90.1 Appx G3.1.2.10 | NA
Other Ventilation Fans (efficiency) |  | Included in W/CFM baseline allowance per ASHRAE 90.1 Appx G3.1.2.10 | NA
Other Ventilation Fans Power (kW) |  | Included in W/CFM baseline allowance per ASHRAE 90.1 Appx G3.1.2.10 | NA
Total Supply Airflow (CFM) For Primary System |  | Auto-sized based on 20 °F ΔT
Total Supply Airflow (CFM) For Secondary System |  | Auto-sized based on 20 °F ΔT
Total Supply Airflow (CFM) For Tertiary System |  | Auto-sized based on 20 °F ΔT
Heat/Energy Recovery (Yes/No) |  | None, unless required by ASHRAE G3.1.2.11 | N/A
Heat/Energy Recovery Effectiveness (%) |  | N/A | N/A
Heat/Energy Recovery Supply Air Flow(CFM) |  | N/A | N/A
Heat/Energy Recovery Exhaust Air Flow (CFM) |  | N/A | N/A
Garage Exhaust Fan (CFM) |  | If Demand Control (DCV) is required by 90.1 2010 6.4.3.4.5, then baseline CFM must be the lesser of the 1.5 CFM/SF or the actual specified flow rate; otherwise same as Proposed or As-Built (SG 3.14.5, Mechanical Code of NYS Section 404)
Garage Exhaust Fan (hp) |  | Proposed or As-Built HP multiplied by the ratio of (Baseline Exhaust CFM)/(Proposed Exhaust CFM)
Garage Exhaust Fan (efficiency) |  | See ASHRAE Table 10.8 A-C to determine Fan Motor Efficiency
Garage Exhaust Fan Power (kW) |  | See Simulation Guidelines Section 3.14
Garage Exhaust Fan - Demand Control |  | Required, unless exceptions to 90.1 2010 Section 6.4.3.4.5 apply. | Yes
Garage Exhaust Fan -Demand Control (hr/day) |  | Same as proposed, unless system qualifes for Exceptions A or B of ASHRAE 90.1-2010 Section 6.4.3.4.6. If qualified, see Simulation Guidelines section 3.14.5. | 8.4
Other Demand Control |  | None, unless required by ASHRAE 6.4.3.9. | N/A
Other Demand Control (hr/day) |  | See Simulation Guidelines Section 3.12
Other Demand Control Fan Power (kW) |  | Use Pfan=BHP*746/Fan Motor Efficiency to determine ventilation fan power. Use ASHRAE Table 10.8 A-C to determine Fan Motor Efficiency
Building Component | Measure # | ASHRAE 90.1-2010 Appx G Baseline | Baseline Design | 0
Other motor including Non-HVAC Fans in SG 3.14.3 (1) |  | N/A
Other motor including Non-HVAC Fans in SG 3.14.3 (2) |  | N/A
Other motor including Non-HVAC Fans in SG 3.14.3 (3) |  | N/A
Renewable System Type |  | N/A
Renewable System Size |  | N/A
Partner Notes - Use this section to include any notes about the information entered above.
Note on B13: Enter brief description including thickness of insulation, type of insulation, and framing. E.g. (4" Rigid Insulation). If there are several different wall types, include each type, separated by a semicolon. In this case, the Detailed Measures tab data that is autogenerated for this measure will likely need to be overwritten.
Note on B14: Enter U-value number (e.g. 0.064). If the building has multiple above grade wall types, enter each U-value separated by a semicolon, in the same order as the wall descriptions given above.
Note on B15: Enter brief description including thickness of insulation, type of insulation, and framing. E.g. (4" Rigid Insulation)
Note on B16: Enter U-value number (e.g. 0.090).
Note on B17: Enter brief description including thickness of insulation, type of insulation, and framing. Separate different wall types using a semicolon. E.g. (4" Rigid Insulation (North Wall); 5" Rigid Insulation (All Other).
Note on B18: Enter C-value number (e.g. 0.119).
Note on B19: Enter brief description including thickness of insulation, type of insulation, and framing.
Note on B20: Enter U-value number (e.g. 0.038).
Note on B21: Enter brief description including thickness of insulation, type of insulation, and framing.
Note on B22: Enter F-value number (e.g. 0.540).
Note on B23: Enter brief description including thickness of insulation, type of insulation, and framing.
Note on B24: Enter F-value number (e.g. 0.540).
Note on B25: Enter brief description including thickness of insulation, type of insulation, and framing.
Note on B26: Enter C-value number (e.g. 1.140).
Note on B27: Enter brief description including thickness of insulation, type of insulation, and framing.
Note on B28: Enter U-value number (e.g. 0.480).
Note on B29: Window-to-wall ratio is taken as the sum of all window area, including decorative glass and skylights, divided by the total exterior above-grade wall area.
Note on B30: Enter frame type (e.g. Vinyl frame)
Note on B31: Enter glazing type (e.g. Double-paned, argon-filled)
Note on B32: Enter U-value number (e.g. 0.064).
Note on B33: Enter SHGC number (e.g. 0.40).
Note on B34: Enter type of shanding device, if applicable.
Note on B35: Enter type of door (e.g. Swinging opaque).
Note on B36: Enter U-value number (e.g. 0.70).
Note on B40: Enter LPD number (e.g. 0.7).
Note on B42: List each applicable space type and its associated LPD (e.g. Lobby: 1.3 W/SF).
Note on B43: Include type of lighting controls and the space(s) the control(s) serve (e.g. Occupancy Sensors - Stairwells).
Note on B44: Enter total lighting power (kW).
Note on B45: Enter LPD number (W/SF).
Note on B46: Enter total lighting power (kW).
Note on B58: Choose type of stove (electric or gas).
Note on B59: Replace "<Other Appliance>" with the appliance type, or leave blank if there are no other appliance types.
Note on B65: The primary system is the system that serves the majority of the building.
Note on B67: Choose correct units of efficiency (AFUE, COP, Ec, Et or HSPF).
Note on B68: Enter the total capacity of the primary heating system (e.g. enter 2 MMBTU for two 1 MMBTU boilers).
Note on B71: Choose correct units of efficiency (AFUE, COP, Ec, Et or HSPF).
Note on B75: Choose correct units of efficiency (AFUE, COP, Ec, Et or HSPF).
Note on B81: The primary system is the system that serves the majority of the building.
Note on B83: Choose correct units of efficiency (EER, SEER).
Note on B84: Enter the total capacity of the primary cooling system (e.g. enter 12 tons for twelve 1 ton ACs).
Note on B87: Choose correct units of efficiency (EER, SEER).
Note on B88: Enter the total capacity of the primary cooling system (e.g. enter 12 tons for twelve 1 ton ACs).
Note on B91: Choose correct units of efficiency (EER, SEER).
Note on B92: Enter the total capacity of the primary cooling system (e.g. enter 12 tons for twelve 1 ton ACs).
Note on B100: Indicate any cooling system control parameters that will be needed in the Proposed design model. (e.g., Cooling tower fan motor is equipped with VFD controlled by temperature sensor on condenser water supply pipe.)
Note on B119: Choose correct units of efficiency (EF or Et).
Note on B120: Enter the total capacity of the DHW system (e.g. enter 90 for three 30,000 Btu/h DHW heaters).
Note on B137: As-Built model shall reflect ventilation flowrates measured during testing.
Note on B139: If taking the duct-sealing credit, assume 5 CFM per floor per shaft in the Proposed, but replace with tested leakage in AS-BUILT model.
Note on B148: Provide total CFM of mechanical ventilation provided in corridors. Confirm with MEP that ventilation meets the minimum requirements of local code and ASHRAE 62.1-2007.
Note on B149: If taking the duct-sealing credit, assume 5 CFM per floor per shaft in the Proposed, but replace with tested leakage in AS-BUILT model.
Note on B152: If taking the duct-sealing credit, assume 5 CFM per floor per shaft in the Proposed, but replace with tested leakage in AS-BUILT model.
Note on B159: List affected system, if applicable.
Note on B168: For example, reduced fan runtime from installing CO sensors in residential-associated garages may be modeled using 8.4 hr/day fan runtime in Proposed Design, compared to 24 hr/day runtime in the Baseline Building Design.
Note on B169: Demand control ventilation(DCV) is defined in ASHRAE as: "a ventilation system capability that provides for the automatic reduction of outdoor air intake below design rates when the actual occupancy of spaces served by the system is less than design occupancy." Individual exhaust ventilation in kitchens and bathrooms with manual control or interlocked with lighting switch does not qualify as DCV measure.
Note on B174: If your building has any 3-phase, not integrated motors over 1 hp not covered in the heating and DHW tables above, please enter their information here.
Note on B175: If your building has any 3-phase, not integrated motors over 1 hp not covered in the heating and DHW tables above, please enter their information here.
Note on B176: If your building has any 3-phase, not integrated motors over 1 hp not covered in the heating and DHW tables above, please enter their information here.
Note on B178: Solar PV, Wind, and CHP should have units of kW (e.g. 50 kW). Solar Thermal should have units of SqFt of collector area (e.g. 300 SqFt).
Note on C141: This component may only be a measure in conjunction with an improved heating or cooling system.
Note on C143: This component may only be a measure in conjunction with an improved heating or cooling system.
Note on C145: This component may only be a measure in conjunction with an improved heating or cooling system.
Note on C167: This measure can only be an improvement if the exceptions to 90.2010 section 6.4.3.4.5 apply. See Mechanical Code of NYS Section 404.2.
Note on D67: For System 1: Appendix G, G3.1.3.2: Efficiency depends on capacity calculated by model: 80% AFUE: <300,000 BTUH 80% Et: 300,000 -2,500,000 BTUH
Note on D69: If there is >20,000 SF of contiguous non-residential space, use additional system type for nonpredominant conditions (using ASHRAE Tables G3.1.1A and G3.1.1B) in that space.
Note on D130: For shower stalls with multiple showerheads, the 2.5 GPM applies to the entire stall.
Note on G64: Enter Manufacturer only if the equipment is installed in the buidling.
Note on G80: Enter Manufacturer only if the equipment is installed in the buidling.
Note on G117: Enter Manufacturer only if the equipment is installed in the buidling.
Note on G137: Enter number of rooms of this type with mechanical exhaust.
Note on G138: Enter number of rooms of this type with mechanical exhaust.
Note on G151: Enter number of roof-top exhaust fans serving non-apartment spaces.
Note on H49: Enter Manufacturer only if the equipment is installed in the buidling.
Note on H64: Enter model number only if the equipment is installed in the buidling.
Note on H80: Enter model number only if the equipment is installed in the buidling.
Note on H95: Enter Manufacturer only if the equipment is installed in the buidling.
Note on H117: Enter model number only if the equipment is installed in the buidling.
Note on H136: Enter Manufacturer only if the equipment is installed in the buidling.
Note on I49: Enter model number only if the equipment is installed in the buidling.
Note on I95: Enter model number only if the equipment is installed in the buidling.
Note on I136: Enter model number only if the equipment is installed in the buidling.
Note on J64: Enter the spaces served in this space. (e.g. apartments, common area, whole building, corridor, etc.)
Note on J80: Enter the spaces served in this space. (e.g. apartments, common area, whole building, corridor, etc.)

## Reporting Summary
ENERGY STAR Multifamily High Rise Reporting Summary, Version 1.4
Table 1. General Project Information
Current Project Status: |  |  |  |  | Project Name: |  | 0
Estimated Construction Completion Date (mo/yr): |  |  |  |  | Builder / Developer: |  | 0
Project Address: |  | 0 |  |  | Name of contact: |  | 0
Project City, State, County: |  | , |  |  | Phone: |  | 0
Project Zip Code: |  | 0 |  |  | E-mail: |  | 0
Table 2. Modeling Information
Lead Modeler: |  | 0 |  |  | Simulation Program & Version #: |  | 0
Company: |  | 0 |  |  | Baseline: |  | ASHRAE 90.1-2010
Phone: |  | 0 |  |  | Weather File Location (City, ST): |  | 0
E-mail: |  | 0 |  |  | Climate Zone: |  | 0
Table 3. Building Information
# of stories |  | 0 |  |  | Total bldg ft2: |  | 0
Space heating fuel: |  | 0 |  |  | Residential |  | 0
DHW fuel: |  | 0 |  |  | Common space |  | 0
Heating system: |  | 0 |  |  | Commercial |  | 0
Cooling system: |  | 0 |  |  | Garage |  | 0
Ventilation system: |  | 0 |  |  | Conditioned ft2: |  | 0
DHW system: |  | 0 |  |  | Heated & cooled |  | 0
[5 empty] | Heated-only |  | 0
[5 empty] | Cooled-only |  | 0
Apartment type |  | Studio | 1-BR | 2-BR | 3-BR | 4-BR | Total
# of apartments |  | 0 | 0 | 0 | 0 | 0 | 0
Average ft2 | [6 empty] | #DIV/0!
Table 4. ENERGY STAR Portfolio Manager Input
Gross Floor Area (Select "Multifamily Housing" as Primary Function) |  |  | 0 | Notes
Number of bedrooms |  |  | 0 | <Please use this space to describe features/systems of the building as needed>
Number of Stories (1-4 "Low-rise": 5-9 "Mid-rise": 10+ "High-rise") |  |  | 0
Number of Residential Living Units (must exceed 20 per "property") |  |  | 0
Number of Laundry Hookups in All Units
Number of Laundry Hookups in Common Area (s)
Estimated Total Annual Energy Use, kWh (thousand Watt-hours) |  |  | 0
Estimated Total Annual Energy Use, MBtu (million Btu) |  |  | 0
Table 5. Comparison of Inputs
Model Input Parameter |  | Example Unit | Baseline Design (provide description and specification) |  |  | Proposed Final Design (provide description and specification) | [5 empty] | Per ASHRAE, | , | % AFUE | SEER
Building envelope | [11 empty] | Per ASHRAE, | , | HSPF | EER
Ext. wall construction (above grade) |  | U-factor | Per ASHRAE, |  |  | , | [5 empty] | Per ASHRAE, | ,
Ext. wall construction (below grade) |  | C-factor | Per ASHRAE, |  |  | , | [5 empty] | Per ASHRAE, | , | % Et | COP
Floor construction |  | U-factor | Per ASHRAE, |  |  | ,
Slab-on-grade construction (unheated) |  | F-factor | Per ASHRAE, |  |  | , | [5 empty] | Per ASHRAE, | , | COP
Slab-on-grade construction (embedded heat) |  | F-factor | Per ASHRAE, |  |  | , | [5 empty] | Per ASHRAE, | ,
Slab-below grade construction |  | C-factor | Per ASHRAE, |  |  | , | [5 empty] | 0 | 0
Roof Construction |  | U-factor | Per ASHRAE, |  |  | , | [5 empty] | , Per ASHRAE, | , ,
Window/wall area ratio |  | % | 0% |  |  | 0% | [5 empty] | 0 | 0
Window type and U-factor |  | U-factor | , Per ASHRAE, |  |  | , , | [5 empty] | 0 | 0
Window SHGC |  | SHGC | 0 |  |  | 0 | [5 empty] | , | ,
Shading devices |  |  | 0 |  |  | 0 | [5 empty] | 0 | 0
Doors |  | U-factor | , |  |  | , | [5 empty] | 0.6 | 0
Lighting & appliances
In-unit lighting power density |  | W/ft2 | 0.6 |  |  | 0 | [5 empty] | #DIV/0! | #DIV/0!
Corridor lighting power density |  | W/ft2 | 0.66 |  |  | 0 | [5 empty] | 0 | 0
Common space lighting power density |  | W/ft2 | #DIV/0! |  |  | #DIV/0! | [5 empty] | N/A | 0
Exterior lighting power (Total) |  | W | 0 |  |  | 0 | [5 empty] | N/A | N/A
Exterior lighting power (Apt Balconies) |  | W | 0 |  |  | 0
Lighting controls |  |  | N/A |  |  | 0 | [5 empty] | N/A | N/A
Refrigerator |  | ENERGY STAR? | N/A |  |  | N/A | [5 empty] | N/A | N/A
Dishwasher |  | ENERGY STAR? | N/A |  |  | N/A | [5 empty] | 0 | 0
Clothes Washer |  | ENERGY STAR? | N/A |  |  | N/A | [5 empty] | 0 | 0
HVAC System | [11 empty] | Supply, 0 CFM | Supply, 0 CFM
Primary HVAC system type |  |  | 0 |  |  | 0
Apartment Whole-House Ventilation System |  | Type, CFM & Watt | Supply, 0 CFM |  |  | Supply, 0 CFM | [5 empty] | 0% AFUE | 0% AFUE
Apartment Bathroom Local Exhaust Ventilation |  | Intermittent/cont | Continuous, 20 CFM, 0 CFM/W |  |  | Intermittent, 150 CFM, 0 CFM/W
Apartment Kitchen Local Exhaust Ventilation |  | Intermittent/cont | Intermittent, 100 CFM, 0 CFM/W |  |  | Intermittent, 110 CFM, 0 CFM/W
Corridor Outdoor Air Supply |  | CFM/ft2 | #DIV/0! |  |  | #DIV/0! | [5 empty] | SEER | SEER
Primary System Heating efficiency |  | AFUE / HSPF, etc. | 0% AFUE |  |  | 0% AFUE | [5 empty] | 0.0003 | 0
Primary System Cooling efficiency |  | SEER / EER | SEER |  |  | SEER | [5 empty] | 0 | 0
Fan supply power |  | kW/CFM | 0.0003 |  |  | 0 | [5 empty] | 0 | 0
Domestic Hot Water System | [11 empty] | 2.5 @ 80 psi | 0
Equipment efficiency |  | EF / Et | 0 |  |  | 0
Kitchen Faucets |  | GPM | 2.5 @ 80 psi |  |  | 0 | [5 empty] | 2.5 @ 80 psi | 0
Lavatory Faucets |  | GPM | 2.5 @ 80 psi |  |  | 0 | [5 empty] | 0 | 0
Showerheads |  | GPM | 2.5 @ 80 psi |  |  | 0 | [5 empty] | 0 | 0
Solar DHW system |  | % of load | 0 | [8 empty] | 0 | 0
Renewable Electric Generation System | [11 empty] | 0 | 0
Type of system |  |  | 0 |  |  | 0 | [5 empty] | 0 | 0
Rated capacity |  | kW | 0 |  |  | 0 | [5 empty] | 0 | 0
Other, if applicable | [11 empty] | 0 | 0
[12 empty] | 0 | 0
[12 empty] | 0 | 0
[12 empty] | Baseline Annual Consumption | 0
Table 6. Comparison of Estimated Consumption | [11 empty] | 0 | 0
End Use |  | Units | Baseline Annual Consumption |  | Proposed Design Annual Consumption |  | % Savings by End-Use |  | % Savings toward target |  |  | #DIV/0! | 0
Electric loads | [11 empty] | #DIV/0! | 0
Ventilation fans |  | kWh | #DIV/0! |  | 0 |  | #DIV/0! |  | #DIV/0! |  |  | #DIV/0! | 0
Space heating |  | kWh | #DIV/0! |  | 0 |  | #DIV/0! |  | #DIV/0! |  |  | #DIV/0! | 0
Space cooling |  | kWh | #DIV/0! |  | 0 |  | #DIV/0! |  | #DIV/0! |  |  | #DIV/0! | 0
Domestic hot water |  | kWh | #DIV/0! |  | 0 |  | #DIV/0! |  | #DIV/0! |  |  | 0 | 0
Interior lighting |  | kWh | #DIV/0! |  | 0 |  | #DIV/0! |  | #DIV/0! |  |  | #DIV/0! | 0
Exterior lighting |  | kWh | 0 |  | 0 |  | #DIV/0! |  | #DIV/0!
Appliances |  | kWh | #DIV/0! |  | 0 |  | #DIV/0! |  | #DIV/0! |  |  | #DIV/0! | 0
Pumps and Aux |  | kWh | #DIV/0! |  | 0 |  | #DIV/0! |  | #DIV/0! |  |  | 0 | 0
Other exterior |  | kWh | #DIV/0! |  | 0 |  | #DIV/0! |  | #DIV/0! |  |  | 0 | 0
Plug loads |  | kWh | 0 |  | 0 |  | NA |  | #DIV/0! |  |  | #DIV/0! | 0
Gas loads | [11 empty] | #DIV/0! | 0
Space heating |  | MMbtu | #DIV/0! |  | 0 |  | #DIV/0! |  | #DIV/0! |  |  | #DIV/0! | 0
Domestic hot water |  | MMbtu | #DIV/0! |  | 0 |  | #DIV/0! |  | #DIV/0!
Appliances |  | MMbtu | #DIV/0! |  | 0 |  | #DIV/0! |  | #DIV/0! |  |  | 0 | 0
Other (describe) |  | MMbtu | #DIV/0! |  | 0 |  | #DIV/0! |  | #DIV/0! |  |  | 0 | 0
Fuel oil loads | [11 empty] | 0 | 0
Space heating |  | MMbtu | [9 empty] | 0 | 0
Domestic hot water |  | MMbtu | [9 empty] | #DIV/0! | 0
Other (describe) |  | MMbtu
Totals | [11 empty] | #DIV/0! | 0
Electric loads |  | kWh | #DIV/0! |  | 0 |  | #DIV/0! |  | #DIV/0! |  |  | 0 | 0
Gas loads |  | MMbtu | #DIV/0! |  | 0 |  | #DIV/0! |  | #DIV/0! |  |  | 0 | 0
Oil loads |  | MMbtu | 0 |  | 0 |  | NA |  |  |  |  | 0 | 0
Table 7. Fuel Cost | [11 empty] | 0 | 0
Electricity | 0.1936 | $/kWh | [9 empty] | 0 | 0
Natural Gas | 1.486 | $/Therm | [9 empty] | 0 | 0
Fuel Oil |  | $/Gallon | [9 empty] | 0 | 0
Table 8. Performance Rating Calculation | [9 empty] | End use contribution to cost savings (%) | End Use contribution to performance rating (pts) | Cost, $ | Electricity, Btu
| Baseline |  |  |  | Proposed |  |  | BTU Savings, % | $ Savings, % |  |  | #DIV/0! | 0
| Fossil Fuel, Btu | Electricity, Btu | Cost, $ |  | Fossil Fuel, Btu | Electricity, Btu | Cost, $ |  |  |  |  | #DIV/0! | 0
Annual Heating | #DIV/0! | #DIV/0! | #DIV/0! |  | 0 | 0 | 0 | #DIV/0! | #DIV/0! | #DIV/0! | #DIV/0! | #DIV/0! | 0
Annual Cooling | #DIV/0! | #DIV/0! | #DIV/0! |  | 0 | 0 | 0 | #DIV/0! | #DIV/0! | #DIV/0! | #DIV/0! | #DIV/0! | 0
Annual Lighting | #DIV/0! | #DIV/0! | #DIV/0! |  | 0 | 0 | 0 | #DIV/0! | #DIV/0! | #DIV/0! | #DIV/0! | #DIV/0! | 0
Annual Hot Water | #DIV/0! | #DIV/0! | #DIV/0! |  | 0 | 0 | 0 | #DIV/0! | #DIV/0! | #DIV/0! | #DIV/0!
Annual Appliance | #DIV/0! | #DIV/0! | #DIV/0! |  | 0 | 0 | 0 | #DIV/0! | #DIV/0! | #DIV/0! | #DIV/0!
Annual Fans | #DIV/0! | #DIV/0! | #DIV/0! |  | 0 | 0 | 0 | #DIV/0! | #DIV/0! | #DIV/0! | #DIV/0! | #DIV/0! | 0
Annual Pumps | #DIV/0! | #DIV/0! | #DIV/0! |  | 0 | 0 | 0 | #DIV/0! | #DIV/0! | #DIV/0! | #DIV/0!
Total without Renewable | #DIV/0! | #DIV/0! | #DIV/0! |  | 0 | 0 | 0 | #DIV/0! | #DIV/0! | #DIV/0! | #DIV/0! | 0 | 0
Annual Renewable | 0 | 0 | 0 |  |  |  | 0 | 0% | 0%
Total with Renewable | #DIV/0! | #DIV/0! | #DIV/0! |  | 0 | 0 | 0 | #DIV/0! | #DIV/0!
Table 9. Energy Usage per Square Foot of Conditioned Area | [11 empty] | 0 | 0
| Baseline | Proposed | [9 empty] | 0 | 0
| Btu/SqFt | Btu/SqFt | [9 empty] | 0 | 0
Annual Heating | 0 | 0 | [9 empty] | 0 | 0
Annual Cooling | 0 | 0 | [9 empty] | 0 | 0
Annual Lighting | 0 | 0 | [9 empty] | 0 | 0
Annual Hot Water | 0 | 0
Annual Appliance | 0 | 0
Annual Fans | 0 | 0 | [9 empty] | 0 | 0
Annual Pumps | 0 | 0
Total without Renewable | 0 | 0

## Detailed Measures
Energy Reduction Measures and Incremental Hard Costs
[25 empty] | Discount Rate: | 3%
Instructions: Detailed instruction below table.
ID | Parametric Run | Measure Category | Baseline Components |  |  | Proposed Components | [6 empty] | Incremental Metrics | [13 empty] | EEPS Eligible? | Include in Project-Level TRC? | Majority Fuel Savings | EEPS Funding Source | Non-EEPS Funding Source | PV for Project Level TRC | Measure Cost for Project Level TRC | PV of Cooling kWh Savings | PV of Non-Cooling kWh Savings | PV of kW Savings | PV of Heating MMBtu Savings | PV of Hot Water MMBtu Savings | PV of Water Savings | PV of O&M Savings | PV of Electric CO2 | PV of Gas CO2 | PV of Benefits | Total Fuel MMBtu Savings | Total Electric MMBtu Savings | Total MMBtu Savings
|  |  | Description | Cost | Cost Source | Description | Cost | Cost Source | Lifetime years | Heating fuel | Quantity | Units | Energy Savings |  |  |  | Demand Savings kW | Water Savings 1000 gal | O&M Savings $ | Costs $ | Cost Savings $ | Payback years | SIR | TRC B/C Ratio | Lifecycle Savings | Weighted Lifetime
[13 empty] | Heating MMBtu | Non-Heating MMBtu | Cooling kWh | Non- CoolingkWh
1 | 0 |  | #N/A |  |  | #N/A |  |  |  | N/A |  |  | 0 | 0 | 0 | 0 | 0 | [14 empty] | 0 | 0 | 0 | 0 | 0 | 0 | 0 | 0 | 0 | 0 | 0 | 0 | 0 | 0 | 0
2 | 0 |  | #N/A |  |  | #N/A |  |  |  | N/A |  |  | 0 | 0 | 0 | 0 | 0 | [14 empty] | 0 | 0 | 0 | 0 | 0 | 0 | 0 | 0 | 0 | 0 | 0 | 0 | 0 | 0 | 0
3 | 0 |  | #N/A |  |  | #N/A |  |  |  | N/A |  |  | 0 | 0 | 0 | 0 | 0 | [14 empty] | 0 | 0 | 0 | 0 | 0 | 0 | 0 | 0 | 0 | 0 | 0 | 0 | 0 | 0 | 0
4 | 0 |  | #N/A |  |  | #N/A |  |  |  | N/A |  |  | 0 | 0 | 0 | 0 | 0 | [14 empty] | 0 | 0 | 0 | 0 | 0 | 0 | 0 | 0 | 0 | 0 | 0 | 0 | 0 | 0 | 0
5 | 0 |  | #N/A |  |  | #N/A |  |  |  | N/A |  |  | 0 | 0 | 0 | 0 | 0 | [14 empty] | 0 | 0 | 0 | 0 | 0 | 0 | 0 | 0 | 0 | 0 | 0 | 0 | 0 | 0 | 0
6 | 0 |  | #N/A |  |  | #N/A |  |  |  | N/A |  |  | 0 | 0 | 0 | 0 | 0 | [14 empty] | 0 | 0 | 0 | 0 | 0 | 0 | 0 | 0 | 0 | 0 | 0 | 0 | 0 | 0 | 0
7 | 0 |  | #N/A |  |  | #N/A |  |  |  | N/A |  |  | 0 | 0 | 0 | 0 | 0 | [14 empty] | 0 | 0 | 0 | 0 | 0 | 0 | 0 | 0 | 0 | 0 | 0 | 0 | 0 | 0 | 0
8 | 0 |  | #N/A |  |  | #N/A |  |  |  | N/A |  |  | 0 | 0 | 0 | 0 | 0 | [14 empty] | 0 | 0 | 0 | 0 | 0 | 0 | 0 | 0 | 0 | 0 | 0 | 0 | 0 | 0 | 0
9 | 0 |  | #N/A |  |  | #N/A |  |  |  | N/A |  |  | 0 | 0 | 0 | 0 | 0 | [14 empty] | 0 | 0 | 0 | 0 | 0 | 0 | 0 | 0 | 0 | 0 | 0 | 0 | 0 | 0 | 0
10 | 0 |  | #N/A |  |  | #N/A |  |  |  | N/A |  |  | 0 | 0 | 0 | 0 | 0 | [14 empty] | 0 | 0 | 0 | 0 | 0 | 0 | 0 | 0 | 0 | 0 | 0 | 0 | 0 | 0 | 0
11 | 0 |  | #N/A |  |  | #N/A |  |  |  | N/A |  |  | 0 | 0 | 0 | 0 | 0 | [14 empty] | 0 | 0 | 0 | 0 | 0 | 0 | 0 | 0 | 0 | 0 | 0 | 0 | 0 | 0 | 0
12 | 0 |  | #N/A |  |  | #N/A |  |  |  | N/A |  |  | 0 | 0 | 0 | 0 | 0 | [14 empty] | 0 | 0 | 0 | 0 | 0 | 0 | 0 | 0 | 0 | 0 | 0 | 0 | 0 | 0 | 0
13 | 0 |  | #N/A |  |  | #N/A |  |  |  | N/A |  |  | 0 | 0 | 0 | 0 | 0 | [14 empty] | 0 | 0 | 0 | 0 | 0 | 0 | 0 | 0 | 0 | 0 | 0 | 0 | 0 | 0 | 0
14 | 0 |  | #N/A |  |  | #N/A |  |  |  | N/A |  |  | 0 | 0 | 0 | 0 | 0 | [14 empty] | 0 | 0 | 0 | 0 | 0 | 0 | 0 | 0 | 0 | 0 | 0 | 0 | 0 | 0 | 0
15 | 0 |  | #N/A |  |  | #N/A |  |  |  | N/A |  |  | 0 | 0 | 0 | 0 | 0 | [14 empty] | 0 | 0 | 0 | 0 | 0 | 0 | 0 | 0 | 0 | 0 | 0 | 0 | 0 | 0 | 0
16 | 0 |  | #N/A |  |  | #N/A |  |  |  | N/A |  |  | 0 | 0 | 0 | 0 | 0 | [14 empty] | 0 | 0 | 0 | 0 | 0 | 0 | 0 | 0 | 0 | 0 | 0 | 0 | 0 | 0 | 0
17 | 0 |  | #N/A |  |  | #N/A |  |  |  | N/A |  |  | 0 | 0 | 0 | 0 | 0 | [14 empty] | 0 | 0 | 0 | 0 | 0 | 0 | 0 | 0 | 0 | 0 | 0 | 0 | 0 | 0 | 0
18 | 0 |  | #N/A |  |  | #N/A |  |  |  | N/A |  |  | 0 | 0 | 0 | 0 | 0 | [14 empty] | 0 | 0 | 0 | 0 | 0 | 0 | 0 | 0 | 0 | 0 | 0 | 0 | 0 | 0 | 0
19 | 0 |  | #N/A |  |  | #N/A |  |  |  | N/A |  |  | 0 | 0 | 0 | 0 | 0 | [14 empty] | 0 | 0 | 0 | 0 | 0 | 0 | 0 | 0 | 0 | 0 | 0 | 0 | 0 | 0 | 0
20 | 0 |  | #N/A |  |  | #N/A |  |  |  | N/A |  |  | 0 | 0 | 0 | 0 | 0 | [14 empty] | 0 | 0 | 0 | 0 | 0 | 0 | 0 | 0 | 0 | 0 | 0 | 0 | 0 | 0 | 0
[12 empty] | Totals: | 0 | 0 | 0 | 0 | 0 | 0 | 0 |  | PROJECT SUMMARY | [24 empty] | 0
[16 empty] | TOTAL INCREMENTAL COSTS: |  |  |  | 0
| Instructions | [14 empty] | PARTNER FEES - MODELING: |  |  |  | 0 | Project | Project | Project | Project | Project | Weighted
| 1. Measure Classification - Select the appropriate measure from the drop down menu provided. Make sure the measure corresponds to the Parametric Run that has been autofilled. | [14 empty] | PARTNER FEES - INSPECTION & VERIFICATION: |  |  |  | 0 | Cost | Payback | SIR | TRC | Lifecycle | Average
| 2. Description - Provide a brief non-generic description of the measure for both Baseline Component (column D) and Proposed Component (column G). If you complete the Model Inputs tab correctly, this will autofill. | [14 empty] | PARTNER FEES - <OTHER> |  |  |  | 0 | Savings |  |  |  | Savings | Lifetime
| 3. Cost - Provide the cost of the measure, following the Estimated Incremental Cost Guidelines, for both Baseline Component (column E) and Proposed Component (column H). | [14 empty] | TOTAL COST: |  |  |  | 0 | 0 | #DIV/0! | 0 | #DIV/0! | 0 | #DIV/0!
4. Cost Source - Provide the cost source of the measure, following the Estimated Incremental Cost Guidelines, for both Baseline Component (column F) and Proposed Component (column I).
5. Non-Electric Heating Fuel Source - Select the primary fuel affected by the measure. If electricity is primary fuel, choose "N/A".
6. Quantity - Provide a quantity for the proposed measure corresponding to the units automatically generated based on your measure selection. If "Other" measure, enter appropriate units.
7. Demand Savings - Enter calculated demand savings only if cell is highlighted blue.
8. Annual Water/Sewer and O&M Savings - Enter as appropriate
9. Column AU - Enter descriptive measure title in this column. You can then autogenerate some of this information in the linked Site Inspection Request Forms.
10. Hide Rows - Hide empty rows.
Notes:
Use the same order as the parametric runs copied in the "Results from eQUEST" worksheet.
If "Cost Savings" is negative, delete that row as that indicates a energy penalty and therefore should not beincluded in this list of energy saving measures.
Partner Notes - Use this section to include any notes about the information entered above.
Note on AC5: Passes TRC test and is a firm gas or electric measure.
Note on AD5: Select "No" to exclude measures from the project-level TRC test. Default is yes, if the measure is EEPS elgible.
Note on AE5: This tells you what is the predominent fuel saved.
Note on AF5: Automatic selection based on TRC test and columnns AC-AE. Will automatically select MR or LI based on project.
Note on AG5: Manual entry by PM. Will turn red if needed.

## Simulation Summary (hidden)
Instructions:
1 | First fill in the Basic Info worksheet and copy results into Result Summary eQuest worksheet.
2 | Fill in cells highlighted with this color.
3 | If oil is used rather than natural gas, modifications to table are needed.
4 | Baseline and Proposed design fuel usage is copied from the corresponding rows in Result Summary eQuest worksheet.
5 | Performance rating is shown in Red Font
Building Area Summary (conditioned spaces only)
| Space Type | Area, SqFt | Notes
| Residential | 0 | Include total floor area of all residential units in building
| Common Area | 0 | Include combined floor area of corridors, recreation areas, lobbies, elevator shafts, etc.
| Commercial Area | 0 | Include combined floor area of residential-associated office, retail, food sales, etc.
| Garage | 0 | Include floor area of residential-associated enclosed/underground garages [ventilated]
| Total Conditioned | 0
Fuel Cost
| Electricity | 0.1936 | $/kWh
| Natural Gas | 1.486 | $/Therm
| Fuel Oil | 0 | $/Gallon
Performance Rating Calculation
|  | Baseline |  |  | Proposed |  |  | Site BTU Savings, % | $ Savings, %
|  | Fossil Fuel, Btu | Electricity, Btu | Cost, $ | Fossil Fuel, Btu | Electricity, Btu | Cost, $
| Annual Heating | #DIV/0! | #DIV/0! | #DIV/0! | 0 | 0 | 0 | #DIV/0! | #DIV/0!
| Annual Cooling | #DIV/0! | #DIV/0! | #DIV/0! | 0 | 0 | 0 | #DIV/0! | #DIV/0!
| Annual Lighting | #DIV/0! | #DIV/0! | #DIV/0! | 0 | 0 | 0 | #DIV/0! | #DIV/0!
| Annual Hot Water | #DIV/0! | #DIV/0! | #DIV/0! | 0 | 0 | 0 | #DIV/0! | #DIV/0!
| Annual Appliance | #DIV/0! | #DIV/0! | #DIV/0! | 0 | 0 | 0 | #DIV/0! | #DIV/0!
| Annual Fans | #DIV/0! | #DIV/0! | #DIV/0! | 0 | 0 | 0 | #DIV/0! | #DIV/0!
| Annual Pumps | #DIV/0! | #DIV/0! | #DIV/0! | 0 | 0 | 0 | #DIV/0! | #DIV/0!
| Total | #DIV/0! | #DIV/0! | #DIV/0! | 0 | 0 | 0 | #DIV/0! | #DIV/0!
| Energy Usage per Square Foot of Conditioned Area | [5 empty] | #DIV/0! | average monthly gas costs per apartment
[7 empty] | #DIV/0! | average monthly electricity costs per apartment
|  | Baseline | Proposed
|  | Btu/SqFt | Btu/SqFt
| Annual Heating | 0 | 0
| Annual Cooling | 0 | 0
| Annual Lighting | 0 | 0
| Annual Hot Water | 0 | 0
| Annual Appliance | 0 | 0
| Annual Fans | 0 | 0
| Annual Pumps | 0 | 0
| Total | 0 | 0

## Funding Overview (hidden)
Project Funding Overview
Step 1: Determine funding eligibility
1. Assign funding sources in column AG of Detailed Measures tab for measures not eligible for EEPS funding.
2. Determine if project needs Partner Fees added to get the eligible incentives to at least 50% of the project's cost (capped at published incentive schedule amount).
2a. If eligible incentives are 50% or more of the total cost of the project, then no changes need to be made (see cell C22).
2b. If eligible incentives are less than 50% of total cost of the project, then add Partner Fees using cell C24. C23 calculates the the amount needed to hit the 50% target or the incentive cap, whichever is lower.
3. Review project-level TRC ratio in cell E18.
4. If I passes, move to Step 2. If not, look for options to get project to pass.
4a. Reduce Partner Fees added, if they were added below.
4b. Remove measures with low TRC ratios (close to 1.0) from the project-level analysis by selecting "No" in column AD of Detailed Measures tab.
4c. Reduce the dollar amount of EEPS incentives in cell C19 below.
Eligible Funding |  |  | Project-Level TRC |  | Published Incentive Schedule
EEPS Funding Cap | 0 |  | #DIV/0! |  | Incentive 1
Assigned EEPS Incentives | 0 |  |  |  | Incentive 2
Non-EEPS Incentives | 0 |  |  |  | Incentive 3
Cost of Scope of Work | 0 |  |  |  | Total Incentive per schedule | 0
% Work covered by incentive | Incentive cap hit
Additional amount needed to hit 50% cap | 0 |  | Do Partner Fees need to be added?
Partner Fees added | 0
Revised Assigned EEPS incentives | 0
Revised % Work covered by incentive
Step 2: Determine Funding Splits
1. Review table below to determine the best way to split EEPS funding between gas and electric.
2. Select split type to be used for Project Funding (cell H30). |  |  |  |  | Split chosen: | Measure cost
EEPS Funding Sources | Sum of | Sum of Measure | Funding split by |  | Funding Split by
| Measure Cost | Savings (MMBtu) | Measure Cost |  | Measure Savings
MPPMREINC | 0 | 0 | 0 | 0% | 0 | 0%
MPPLIEINC | 0 | 0 | 0 | 0% | 0 | 0%
MPPMRGINC | 0 | 0 | 0 | 0% | 0 | 0%
MPPLIGINC | 0 | 0 | 0 | 0% | 0 | 0%
Non-EEPS Funding Sources | Sum of | Sum of Measure | Percent of Total Measure |  | Incentives
| Measure Cost | Savings (MMBtu) | Cost | Savings
RGGIMPP | 0 | 0 | 0% | 0% | 0
RGGIMPPLI | 0 | 0 | 0% | 0% | 0
GAH | 0 | 0 | 0% | 0% | 0
Owner - Gas | 0 | 0 | 0% | 0%
Owner - Electric | 0 | 0 | 0% | 0%
Owner - Other | 0 | 0 | 0% | 0%
Step 3: Comparison to Program Goals
1. Compare incentives per MWH and MMBtu, based on incentive selections above.
| Project | Goal
Program $ Per MWh | 0 | 0
Program $ per MMBtu | 0 | 0
Step 4: Determine Partner Fees Allocation
1. If you added Partner fees to eligible funding above (cell C24), complete Partner Fee assignment below. If no Partner fees were added, move to Step 5.
a. Select how to fund added Partner fees by choosing the best option in cell C66.
b. The values assigned to each funding source are listed in cells C68 and C69, based on the split chosen in C66.
Funding Sources | Total Cost of Eligible Measures | Total Incentives from Calculator Above
Gas/ Fuel Incentive Cap | 0 | 0
Electric Incentive Cap | 0 | 0
GJGNY | 0 | 0
Assign Partner Fees added to:
Assign Partner Fees added to: | Split
Gas/Fuel Partner Fee Amount | 0
Electric Partner Fee Amount | 0
Step 5: Complete Funding Amount Change Request
1. Ensure split type is chosen above in cell H30.
2. Compare incentives by funding source calculated in Funding Amount Change Request calculator to incentive caps based on total cost of eligible measures (rows 82-84)
3. Copy and paste the green cells into the Funding Amount Change Request form. Also, remember to indicate the split type, as chosen above in Step 2.
Project name
Revised Total Project Incentives | 0
Funding Sources | Total Cost of Eligible Measures
Gas/ Fuel Incentive Cap | 0 |  | Gas% | 0%
Electric Incentive Cap | 0 |  | Electric % | 0%
GJGNY | 0
Total kW Demand Savings | 0 |  | Measure cost
|  | Total Payment Amount | Split based on Cost | Split based on Savings
Payment #1 | Gas/ Fuel |  | #VALUE! | #VALUE!
| Electric |  | #VALUE! | #VALUE!
| GJGNY |  | 0 | 0
Payment #2 | Gas/ Fuel |  | #VALUE! | #VALUE!
| Electric |  | #VALUE! | #VALUE!
Payment #3 | Gas/ Fuel |  | #VALUE! | #VALUE!
| Electric |  | #VALUE! | #VALUE!
Payment #4 | Gas/ Fuel | 0 | #DIV/0! | 0
| Electric |  | #DIV/0! | 0
Used for Calculations Above
PV of Benefits for Project TRC | 0
PV of Costs for Project TRC | 0
Program Savings Goals
MR Elec | 182 | per MWh
LI Elec | 276 | per MWh
MR Gas | 56 | per MMBtu
LI Gas | 89 | per MMBtu
| EEPS Funding | Project Savings
Project $ per MWh | 0 | 0
Project $ per MMBtu | 0 | 0
Note on B18: The lesser of the incentive per the incentive schedule OR the total Measure Cost of measures that pass the TRC test.
Note on B19: Adjust/Reduce if needed to help pass project-level TRC test (see 4c above)
Note on G39: Remainder of funding, capped at measure costs.

## Results from eQUEST
Results from eQUEST Parms.csv file
NOTE: | *To account for calculations done outside of eQuest, you can add rows after your last eQUEST parametric row with appropriate savings.
NOTE: | **If building uses more than one fossil fuel or uses oil instead of gas for heating, adjustments to the performance rating calculation in the Reporting Summary are needed.
Step 1: | Open Parms.csv file that corresponds to baseline and proposed eQuest models.
Step 2: | Baseline Design (copy runs corresponding to four exposures from <project name>-Parms.csv to row 14-17 below). If not rotated, copy into row 14 only.
[12 empty] | Annual Lighting | Annual Lighting | Annual Appliance | Annual Heating | Annual Cooling | Annual Cooling | Annual Pumps | Annual Fans | Annual Appliance | Annual Heating | Annual Hot Water | Annual Lighting | [26 empty] | Annual Lighting | Annual Lighting | Annual Appliance | Annual Heating | Annual Cooling | Annual Cooling | Annual Pumps | Annual Fans | Annual Appliance | Annual Heating | Annual Hot Water | Annual Lighting | TOTAL
[12 empty] | Annual Lighting | Annual Lighting | Annual Appliance | Annual Heating | Annual Cooling | Annual Cooling | Annual Other | Annual Other | Annual Appliance | Annual Heating | Annual Hot Water | Annual Other | [26 empty] | Annual Lighting | Annual Lighting | Annual Appliance | Annual Heating | Annual Cooling | Annual Cooling | Annual Other | Annual Other | Annual Appliance | Annual Heating | Annual Hot Water | Annual Other | TOTAL
[12 empty] | Electric Usage: | [12 empty] | Non-Coincident Peak Demand: | [11 empty] | Coincident Peak Demand: | [12 empty] | Fuel Usage: | [12 empty] | Source Energy: |  | TDV Energy: | Annual Utility Costs: |  |  |  |  | Hours Outside Throttling Range:
[11 empty] | SS-D | PS-E | PS-E | PS-E | PS-E | PS-E | PS-E | PS-E | PS-E | PS-E | PS-E | PS-E | PS-E | PS-E | PS-E | PS-E | PS-E | PS-E | PS-E | PS-E | PS-E | PS-E | PS-E | PS-E | PS-E | PS-E | PS-E | PS-E | PS-E | PS-E | PS-E | PS-E | PS-E | PS-E | PS-E | PS-E | PS-E | PS-E | PS-E | PS-E | PS-E | PS-E | PS-E | PS-E | PS-E | PS-E | PS-E | PS-E | PS-E | PS-E | PS-E | PS-E | BEPS | BEPS | TDV1 | TDV1 | ES-E | ES-E | ES-E | ES-E | BEPS | BEPS | SS-E |  | BEPS | BEPS
[11 empty] | Peak Cooling | Ambient | Task | Misc | Space | Space | Heat | Pumps | Ventilation | Refrig | Heat Pump | Domestic | Exterior |  | Ambient | Task | Misc | Space | Space | Heat | Pumps | Ventilation | Refrig | Heat Pump | Domestic | Exterior | Ambient | Task | Misc | Space | Space | Heat | Pumps | Ventilation | Refrig | Heat Pump | Domestic | Exterior | Bldg | Ambient | Task | Misc | Space | Space | Heat | Pumps | Ventilation | Refrig | Heat Pump | Domestic | Exterior |  | Bldg | Bldg | Bldg | Bldg | Total | Total | Electric | Electric | Zone Outsd | Plant Ld | Hours | Zone Outsd | Cool Loads | Heat Loads
| Run | Internal | Case | Short | Carry | Incremental | Incremental | Date & Time |  |  | Coil Load | Lights | Lights | Equip | Heating | Cooling | Reject | & Aux | Fans | Display | Supplement | Hot Water | Usage | Total | Lights | Lights | Equip | Heating | Cooling | Reject | & Aux | Fans | Display | Supplement | Hot Water | Usage | Lights | Lights | Equip | Heating | Cooling | Reject | & Aux | Fans | Display | Supplement | Hot Water | Usage | Total | Lights | Lights | Equip | Heating | Cooling | Reject | & Aux | Fans | Display | Supplement | Hot Water | Usage | Total | Energy | EUI | Energy | EUI | Electric | Fuel | kWh | kW | Thrtlng Rng | Not Met | Fans On | Thrtlng Rng | Not Met | Not Met
| Type | Loads | #s | Name | Fwd | First Cost ($) | Annual Maint. ($) | of Run | File Name | Case Description | kBtu | kWh | kWh | kWh | kWh | kWh | kWh | kWh | kWh | kWh | kWh | kWh | kWh | kWh | kW | kW | kW | kW | kW | kW | kW | kW | kW | kW | kW | kW | kW | kW | kW | kW | kW | kW | kW | kW | kW | kW | kW | kW | kW | Therms | Therms | Therms | Therms | Therms | Therms | Therms | Therms | Therms | Therms | Therms | Therms | Therms | MBtu | kBtu/sf/yr | TDV-MBtu | TDV-kBtu/sf/yr | $ | $ | $ | $ | % hrs | % hrs | # hrs | # hrs | # hrs | # hrs
[71 empty] | 0 | 0 | 8760 | 0
Average Baseline | Average of 4 exposures (needed in Simulation Summary) | [10 empty] | #DIV/0! | #DIV/0! | #DIV/0! | #DIV/0! | #DIV/0! | #DIV/0! | #DIV/0! | #DIV/0! | #DIV/0! | #DIV/0! | #DIV/0! | #DIV/0! | #DIV/0! | #DIV/0! | #DIV/0! | #DIV/0! | #DIV/0! | #DIV/0! | #DIV/0! | #DIV/0! | #DIV/0! | #DIV/0! | #DIV/0! | #DIV/0! | #DIV/0! | #DIV/0! | #DIV/0! | #DIV/0! | #DIV/0! | #DIV/0! | #DIV/0! | #DIV/0! | #DIV/0! | #DIV/0! | #DIV/0! | #DIV/0! | #DIV/0! | #DIV/0! | #DIV/0! | #DIV/0! | #DIV/0! | #DIV/0! | #DIV/0! | #DIV/0! | #DIV/0! | #DIV/0! | #DIV/0! | #DIV/0! | #DIV/0! | #DIV/0! | #DIV/0! | #DIV/0! | #DIV/0! | #DIV/0! | #DIV/0! | #DIV/0! | #DIV/0! | #DIV/0! | #DIV/0! | 0 | 0 | 8760 | 0 | #DIV/0! | #DIV/0!
Step 3: | Proposed Design (copy run that corresponds to proposed design from <project name>-Parms.csv to row 21 below) - this should represent your building with ALL measures included.
Step 4: | Energy Savings By Measure (copy runs that correspond to EACH parametric run from <project name>-Parms.csv to rows below; do not include BASELINE run). These are used to calculate savings in Detailed Measures worksheet. | [69 empty] | BEPS | BEPS | SS-E |  | BEPS | BEPS
[11 empty] | Peak Cooling | Ambient | Task | Misc | Space | Space | Heat | Pumps | Ventilation | Refrig | Heat Pump | Domestic | Exterior |  | Ambient | Task | Misc | Space | Space | Heat | Pumps | Ventilation | Refrig | Heat Pump | Domestic | Exterior | Ambient | Task | Misc | Space | Space | Heat | Pumps | Ventilation | Refrig | Heat Pump | Domestic | Exterior | Bldg | Ambient | Task | Misc | Space | Space | Heat | Pumps | Ventilation | Refrig | Heat Pump | Domestic | Exterior |  | Bldg | Bldg | Bldg | Bldg | Total | Total | Electric | Electric | Zone Outsd | Plant Ld | Hours | Zone Outsd | Cool Loads | Heat Loads
| Run | Internal | Case | Short | Carry | Incremental | Incremental | Date & Time |  |  | Coil Load | Lights | Lights | Equip | Heating | Cooling | Reject | & Aux | Fans | Display | Supplement | Hot Water | Usage | Total | Lights | Lights | Equip | Heating | Cooling | Reject | & Aux | Fans | Display | Supplement | Hot Water | Usage | Lights | Lights | Equip | Heating | Cooling | Reject | & Aux | Fans | Display | Supplement | Hot Water | Usage | Total | Lights | Lights | Equip | Heating | Cooling | Reject | & Aux | Fans | Display | Supplement | Hot Water | Usage | Total | Energy | EUI | Energy | EUI | Electric | Fuel | kWh | kW | Thrtlng Rng | Not Met | Fans On | Thrtlng Rng | Not Met | Not Met
| Type | Loads | #s | Name | Fwd | First Cost ($) | Annual Maint.($) | of Run | File Name | Case Description | kBtu | kWh | kWh | kWh | kWh | kWh | kWh | kWh | kWh | kWh | kWh | kWh | kWh | kWh | kW | kW | kW | kW | kW | kW | kW | kW | kW | kW | kW | kW | kW | kW | kW | kW | kW | kW | kW | kW | kW | kW | kW | kW | kW | Therms | Therms | Therms | Therms | Therms | Therms | Therms | Therms | Therms | Therms | Therms | Therms | Therms | MBtu | kBtu/sf/yr | TDV-MBtu | TDV-kBtu/sf/yr | $ | $ | $ | $ | % hrs | % hrs | # hrs | # hrs | # hrs | # hrs
[71 empty] | 0.71 | 0 | 8760 | 62
[71 empty] | 0.01 | 0 | 8760 | 1
[71 empty] | 0.01 | 0 | 8760 | 1
[71 empty] | 0.02 | 0 | 8760 | 2
[71 empty] | 0.02 | 0 | 8760 | 2
[71 empty] | 0.01 | 0 | 8760 | 1
[71 empty] | 0 | 0 | 8760 | 0
[71 empty] | 0 | 0 | 8760 | 0
[71 empty] | 0 | 0 | 8760 | 0
[71 empty] | 0 | 0 | 8760 | 0
[71 empty] | 0 | 0 | 8760 | 0
[71 empty] | 0 | 0 | 8760 | 0
[71 empty] | 0 | 0 | 8760 | 0
[71 empty] | 0 | 0 | 8760 | 0
Partner Notes - Use this section to include any notes about the information entered above.

## SG Appx Intro
Simulation Guidelines Appendix
Version 6.1 - ASHRAE 2010 - January 2015
The following worksheets assist in calculating inputs to eQUEST and similar simulation tools.
Note that throughout these worksheets, common information from cells are linked and should automatically update. Only cells shaded in blue need to be entered manually. Entering values into white or orange cells will override pre-determined formulas.
Windows eQuest
For eQuest users only, this calculates the Shading Coefficient for entry into eQuest and modifies the NFRC U-factor to exclude the air-film.
DHW Demand
Enter in occupancy usage characteristic (low/medium/high) and information about the appliances that consume water in the building. You must enter data in the Basic Info and Water Savings tab, prior to this tab.
Appliances
Enter data in blue cells. Values are calculated in W/SF or kWh/yr for entry into software.
Lighting Schedule
Developed for eQuest users, but can be used with other software to translate total operating hours/day into an hourly schedule that meets the requirements from the Simulation Guidelines.
Interior Lighting
Using floor plans, a lighting schedule, and lighting cut sheets, fill in the details of this worksheet. This will sum the square footages by ASHRAE space type for reporting purposes on the Basic Info tab, and calculate the lighting power density to be modeled per room. It also provides the maximum wattage allowed by ASHRAE 90.1 for that room, which can be more useful to the design team than the lighting power density. To help project compliance with program Prerequisites, zones are highlighted in red that exceed ASHRAE LPD’s by more than 20%, which reduce the energy savings of the building, as well as zones that have insufficient illumination.
Exterior Lighting
Enter details in blue cells only on exterior areas to be illuminated. The total wattage will be provided for input into the simulation software.
In-Unit Lighting
Enter details and counts of installed lighting fixtures in apartments only. Square footage not illuminated by these fixtures will have a default lighting power density of 0.7 W/Sf assigned to both baseline and proposed. Installed fixtures in rooms where supplemental light will be provided by the occupant or through switched outlets, shall not be modeled as providing illumination for the entire room. Overall lighting power density is calculated on this worksheet for input into software.
Infiltration&Ventilation
Although developed initially for eQuest users, the approach can be used for other simulation software if needed.
EIR for PTAC or PTHP
Although developed initially for eQuest users, the approach can be used for other simulation software if the energy efficiency of these systems are entered in terms of EIR, rather than EER.
Water Savings
By entering data in blue cells only, this worksheet will calculate the water savings in gallons based on the proposed flow rates entered. This information does not affect the Performance Rating but can be used when calculating SIR to justify measures that reduce consumption of water.

## Windows eQuest
eQUEST Calculator - Windows
Instructions:
1 | Using ASHRAE 90.1-2010 Table 5.5, enter values for your Climate Zone (reference below).
2 | Enter actual NFRC values in the Proposed column.
3 | Use calculated values as inputs into eQuest Glass Type Properties - Basic Specifications screen.
|  | Residential |  | Non-Residential
|  | Baseline | Proposed | Baseline | Proposed
| NFRC SHGC | 0.4 |  | 0.4
NFRC U-value
| eQuest SC | 0.45977 |  | 0.45977
eQuest Glass Conductance
ASHRAE 90.1-2010 Table 5.5 (FOR YOUR REFERENCE)
| Residential (In-unit) | Climate Zone 4 |  | Climate Zone 5 |  | Climate Zone 6
|  | U-value | SHGC | U-value | SHGC | U-value | SHGC
| Nonmetal Framing (all) | 0.4 | 0.4 | 0.35 | 0.4 | 0.35 | 0.4
| Metal Framing (storefront) | 0.5 | 0.4 | 0.45 | 0.4 | 0.45 | 0.4
| Metal Framing (entrance door) | 0.85 | 0.4 | 0.8 | 0.4 | 0.8 | 0.4
| Metal Framing (all other) | 0.55 | 0.4 | 0.55 | 0.4 | 0.55 | 0.4
| Nonresidential (Common Areas) | Climate Zone 4 |  | Climate Zone 5 |  | Climate Zone 6
|  | U-value | SHGC | U-value | SHGC | U-value | SHGC
| Nonmetal Framing (all) | 0.4 | 0.4 | 0.35 | 0.4 | 0.35 | 0.4
| Metal Framing (storefront) | 0.5 | 0.4 | 0.45 | 0.4 | 0.45 | 0.4
| Metal Framing (entrance door) | 0.85 | 0.4 | 0.8 | 0.4 | 0.8 | 0.4
| Metal Framing (all other) | 0.55 | 0.4 | 0.55 | 0.4 | 0.55 | 0.4
Partner Notes - Use this section to include any notes about the information entered above.

## Water Savings
Water Savings Calculator
Instructions:
1 | First, fill in DHW Demand tab.
2 | In the "Baseline Fixture" table, enter an estimated number of uses/day for urinals in the appropriate space. Enter "0" if there are no urinals in building.
3 | The baseline usage values will generate automatically.
4 | In the "Proposed Fixture" table, enter the flow rate and corresponding pressure (PSI) for each proposed fixture type.
5 | When on-site collected graywater or rainwater is used for sewage conveyance, the total estimated annual graywater quantity may be subtracted from the total annual design case water usage. Estimated graywater quantity may not be greater than the total usage of fixtures that utilize it. For example, if graywater will be used only in flush toilets, the estimated graywater quantity cannot be greater than the total annual water used by the toilets. Estimate graywater usage for each fixture type and enter the value in the appropriate cell.
6 | The remaining values will generate automatically. Water usage savings and cost savings may be reported as indicated in the Water Savings section of the Simulation Guidelines.
| Average Price per Gallon of Water | 0.00309
| No. of Occupants | 0
| Dishwasher Savings (Gal/yr) | 0
| Clothes Washers Savings (Gal/yr) | 0
| Baseline Fixture |  | Baseline Flow Rates (GPF/GPM) | Baseline Usage (Gallons/year)
| Toilets |  | 1.6 | 0
| Urinals |  | 1 | 0
| Showerheads |  | 2.2 | 0
| Bathroom Faucets |  | 2.2 | 0
| Kitchen Faucets |  | 2.2 | 0
| Total |  |  | 0
PSI | Proposed Fixture | Proposed Fixture Flow Rate (GPM/GPF) | Graywater Usage (Gallons/year) | Proposed Usage (Gallons/year)
| Toilets |  |  | 0
| Urinals |  |  | 0
| Showerheads | 0 |  | 0
| Bathroom Faucets | 0 |  | 0
| Kitchen Faucets | 0 |  | 0
| Total |  |  | 0
| Savings by Fixture Type | Water Usage Savings (Gallons/year) | Cost Savings ($/year)
| Toilets | 0 | 0
| Urinals | 0 | 0
| Showerheads | 0 | 0
| Bathroom Faucets | 0 | 0
| Kitchen Faucets | 0 | 0
| Total | 0 | 0
Partner Notes - Use this section to include any notes about the information entered above.

## DHW Demand
eQUEST Calculator - DHW Demand
Instructions:
1 | First fill in the Basic Info and Water Savings tabs. | [9 empty] | Low
2 | Fill in all blue cells | [9 empty] | Medium
3 | For proposed indirect DHW systems, refer to the Indirect DHW calculations box for further instructions. | [9 empty] | High
4 | For all other proposed DHW systems, enter data from orange cells into eQuest.
[5 empty] | Occupancy |  | Low/medium/high usage (see Simulation Guidelines, 3.9.2)
|  | Proposed | Baseline |  | Hot Water Usage | 44 | gallons per person per day
| Faucet gpm (weighted AVG) | #DIV/0! | #DIV/0! |  | Proposed Showerhead |  | GPM
| Showerhead gpm | 0 | 2.2 |  | Proposed Kitchen Faucet |  | GPM
| Total Gal/day (occupant only) | #DIV/0! | 0 |  | Proposed Bath Faucet |  | GPM
| Total Gal/day (w/both DW & CW) | #DIV/0! | 0 |  | Baseline DW | 0 | GAL/YR PER APT = | 0 | gallons/day-apt (1 dishwasher)
| GPM w/ schedule shown below | #DIV/0! | 0 | REDUCTIONS | Proposed DW | 1290 | GAL/YR PER APT = | 3.5342 | gallons/day-apt (1 dishwasher)
| GPM Low Flow Fixtures | #DIV/0! | 0 | #DIV/0! | Baseline CW | 0 | hot water gallons/yr = | 0 | Total hot water gallons/day (all clothes washers)
| GPM for CW | 0 | 0 | 0 | Proposed CW | 0 | hot water gallons/yr = | 0 | Total hot water gallons/day (all clothes washers)
| GPM for DW | 0 | 0 | 0
|  | Y |  |  |  | Dishwashers
|  | 0 |  |  |  |  | Do apartments have dishwashers? (Y/N)
|  | 0 |  |  |  |  | Are they Energy Star rated? (Y/N)
| GPM for Low Flow Fixtures parametric run | #DIV/0! |  |  |  |  | # of dishwashers
| Indirect DHW Calculations |  |  |  |  | Low-flow faucets
| 1. Complete steps listed above. |  |  |  |  | 0 | # of bedrooms
| 2. These calculations are only valid if modeled in the following order: the appliance parametric runs must be modeled first, then the indirect DHW parametric run, and then finally the low-flow fixture parametric run. |  |  |  |  | 0 | # of apartments
[7 empty] | # kitchen faucets |  |  | # kitchens
| 3. Data to be entered into eQuest. | [5 empty] | # lav faucets |  |  | # lavatories (that require exhaust)
|  | MMBtu/hr | GPM |  |  | Clothes Washers
|  | n/a | 0 |  |  |  | # of clothes washers
|  | n/a | 0 |  |  |  | Are the clothes washers Energy Star rated? (Y/N/NA)
| Process load for indirect DHW parametric run | 0 | 0 |  |  |  | washer and dryer
| Process load for low-flow fixture parametric run | #DIV/0! | #DIV/0!
DHW System
DHW Storage Volume (gallons)
DHW Storage Tank radius (ft)
| Schedule used in eQUEST model | DOE APT DHW | Proposed | Baseline |  | 12.5 | R-value
| 0.05 | 0 | #DIV/0! | 0 |  | #DIV/0! | Surface Area
| 0.05 | 1 | #DIV/0! | 0 |  | #DIV/0! | UA for eQuest
| 0.05 | 2 | #DIV/0! | 0 |  |  | DHW Fuel Type
| 0.05 | 3 | #DIV/0! | 0 |  |  | Proposed Efficiency, %
| 0.05 | 4 | #DIV/0! | 0 |  | #DIV/0! | Proposed HIR/EIR for eQuest
| 0.05 | 5 | #DIV/0! | 0 |  | #VALUE! | Baseline HIR/EIR for eQuest (for in-unit storage water heaters)
| 0.3 | 6 | #DIV/0! | 0
| 0.5 | 7 | #DIV/0! | 0
| 0.4 | 8 | #DIV/0! | 0
| 0.3 | 9 | #DIV/0! | 0
| 0.3 | 10 | #DIV/0! | 0
| 0.35 | 11 | #DIV/0! | 0
| 0.4 | 12 | #DIV/0! | 0
| 0.35 | 13 | #DIV/0! | 0
| 0.35 | 14 | #DIV/0! | 0
| 0.3 | 15 | #DIV/0! | 0
| 0.3 | 16 | #DIV/0! | 0
| 0.5 | 17 | #DIV/0! | 0
| 0.5 | 18 | #DIV/0! | 0
| 0.4 | 19 | #DIV/0! | 0
| 0.35 | 20 | #DIV/0! | 0
| 0.45 | 21 | #DIV/0! | 0
| 0.3 | 22 | #DIV/0! | 0
| 0.05 | 23 | #DIV/0! | 0
| 6.7 |  | #DIV/0! | 0
Partner Notes - Use this section to include any notes about the information entered above.

## Appliances
eQUEST Calculator - Appliances
Instructions:
1 | First, fill out Basic Info and DHW tabs.
2 | Fill in cells highlighted with this color.
3 | Data to be entered in eQuest as Equipment or Internal Energy Sources.
|  | Proposed | Baseline | Equipment # (optional) | Sensible | Latent | Schedule
| Refrigerator, kWh/yr-unit | 423 | 529 |  | Heat Ratio | Heat Ratio | [5 empty] | Electric | In-Unit
| Refrigerator, kWh/yr-blg | 0 | 0 | [8 empty] | Gas | Common
| Refrigerator, W/SqFt | #DIV/0! | #DIV/0! | Apt Equipment [#] | 1 | 0 | T24 DAY EQP WD |  |  | 1 Stove
| Electric Stove, kWh/yr-unit | 604 | 604 |  |  |  |  | Electric | Stove Type | 0 | Therms
| Electric Stove, kWh/yr-blg | 0 | 0
| Stove, W/SqFt | #DIV/0! | #DIV/0! | Apt Equipment [#] | 0.4 | 0.3 | T24 DAY EQP WD
| Dishwasher, kWh/yr-unit | 0 | 0 |  |  |  |  | 0 | # of dishwashers
| Dishwasher, kWh/yr-bldg | 0 | 0
| Dishwasher, W/SqFt | #DIV/0! | #DIV/0! | Apt Equipment [#] | 0.6 | 0.15 | T24 DAY EQP WD
| In-Unit Clothes Washer, kWh/yr | 0 | 0
| In-Unit Clothes Washer, kWh/yr-bldg | 0 | 0 |  |  |  |  | 1 | F-factor
| In-Unit Washer, W/SqFt | #DIV/0! | #DIV/0! | Apt Equipment [#] | 0.8 | 0 | T24 DAY EQP WD | 0 | # of washers
| In-Unit Dryer, kWh/yr-bldg | #DIV/0! | #DIV/0! |  |  |  |  | #DIV/0! | Average # bedrooms in living units | 1 Dryer
| In-Unit Dryer, W/SqFt | #DIV/0! | #DIV/0! | Apt Equipment [#] | 1 | 0 | T24 DAY EQP WD |  | # of dryers | #DIV/0! | Therms
| In-Unit Dryer, BTU/h (per dryer) | 0 | 0 | Internal Energy Source | 0.1 | 0.05 | T24 DAY EQP WD | Gas | DRYER
| Common Washer, kWh/yr-machine | 138 | 196 |  |  |  |  | 0 | sum of area of all apartments with in-unit laundry (default = total apartment sqft)
| Common Washer, kWh/yr-bldg | 0 | 0 | [5 empty] | sum of area of all common laundry rooms
| Common Washer, W/SqFt | #DIV/0! | #DIV/0! | Laundry Equipment 1 | NA | NA | T24 EQP WD
| Common Dryer, kWh/yr-bldg | #DIV/0! | #DIV/0!
| Common Dryer, W/SqFt | #DIV/0! | #DIV/0! | Laundry Equipment 2 | 1 | 0 | T24 EQP WD | 0 | Number of Units
| Common Dryer, BTU/h (per dryer) | #DIV/0! | #DIV/0! | Internal Energy Source | 0.1 | 0.05 | T24 DAY EQP WD |  | Number of Stories
| In-unit, misc. kWh/yr-SqFt (SG 3-13) | 1.05 | 1.05 | [5 empty] | Area of Elevator
| In-unit misc W/SqFt | 0.49598 | 0.49598 | Apt Equipment 1 | 0.9 | 0.1 | T24 DAY EQP WD |  | Baseline Elevator Type
| Corridor, restrooms & Stairs W/SqFt | 0.2 | 0.2 | Corr & Stairs Equipment 1 | 1 | 0 | T24 EQP WD |  | Proposed Elevator Type
| Elevator W/SqFt | #DIV/0! | #VALUE! | Elevator Equipment 1 | 0.1 | 0 | T24 EQP WD |  | Baseline kWh/yr for elevator
| Office W/SqFt | 1.5 | 1.5 | Office Equipment 1 | 1 | 0 | T24 EQP WD |  | Proposed kWh/yr (same as Baseline if not requesting performance credit)
| Other Public and Common Area W/SqFt | 0.5 | 0.5 | Common Area Equipment 1
| Hour | Common area plug load schedule (Same as T24 EQP WD) | Apartment Plug load schedule (Same as T24 DAY EQP WD)
| 1 | 0.1 | 0.05
| 2 | 0.1 | 0.05
| 3 | 0.1 | 0.05
| 4 | 0.1 | 0.05
| 5 | 0.1 | 0.05
| 6 | 0.3 | 0.05
| 7 | 0.45 | 0.05
| 8 | 0.45 | 0.05
| 9 | 0.45 | 0.5
| 10 | 0.45 | 0.5
| 11 | 0.3 | 0.5
| 12 | 0.3 | 0.5
| 13 | 0.3 | 0.3
| 14 | 0.3 | 0.5
| 15 | 0.3 | 0.5
| 16 | 0.3 | 0.5
| 17 | 0.3 | 0.5
| 18 | 0.3 | 0.5
| 19 | 0.6 | 0.35
| 20 | 0.8 | 0.05
| 21 | 0.9 | 0.05
| 22 | 0.8 | 0.05
| 23 | 0.6 | 0.05
| 24 | 0.3 | 0.05
| Total | 9 | 5.8
Partner Notes - Use this section to include any notes about the information entered above.

## Lighting Schedule
eQUEST Calculator - Lighting
Instructions:
1 | Use this worksheet to generate schedules for lighting inputs.
2 | Do not edit cells highlighted in this color. These calculated values are for editing or creating schedules.
3 | Elevator lighting should only be assigned to ONE elevator zone.
4 | Exit Signs can be added as Lighting #2 (kW) in the appropriate zones.
5 | Credit for occupancy sensors can be applied to corridors and stairs by reducing proposed W/SF by 25% and 35% respectively.
|  | Daily operating hours | hr/day
|  | Apartments | 2.34
|  | Garage, Corridors, Lobbies & Stairs | 24
|  | Exterior Lighting | 12
|  | APT LTG WD | Adjusted Fraction
| Hr | Fraction | Apartments
| 1 | 0.05 | 0.015497
| 2 | 0.05 | 0.015497
| 3 | 0.05 | 0.015497
| 4 | 0.05 | 0.015497
| 5 | 0.05 | 0.015497
| 6 | 0.05 | 0.015497
| 7 | 0.25 | 0.077483
| 8 | 0.45 | 0.13947
| 9 | 0.45 | 0.13947
| 10 | 0.35 | 0.10848
| 11 | 0.35 | 0.10848
| 12 | 0.35 | 0.10848
| 13 | 0.25 | 0.077483
| 14 | 0.25 | 0.077483
| 15 | 0.25 | 0.077483
| 16 | 0.25 | 0.077483
| 17 | 0.25 | 0.077483
| 18 | 0.35 | 0.10848
| 19 | 0.7 | 0.21695
| 20 | 0.7 | 0.21695
| 21 | 0.7 | 0.21695
| 22 | 0.7 | 0.21695
| 23 | 0.6 | 0.18596
| 24 | 0.05 | 0.015497
| Total | 7.55 | 2.34
| Apartment Adjustment |  | 0.30993
Partner Notes - Use this section to include any notes about the information entered above.

## Interior Lighting
eQUEST Calculator - Interior Lighting
*Enter manufacturer/model only once fixtures are specified.
Instructions: | [8 empty] | Fixture Code | Light Source & Distribution | Watts/Fixture | Default Lumen/Watt | Manufacturer/Model* | General Location | ENERGY STAR? (Y/N) | Notes | Quantity | Apt Qty
1. Fill in cells highlighted with this color, including the Watts/fixture and Light Source in Column K&L. | [6 empty] | MUST BE ALPHABETICAL |  | A |  |  | #N/A |  |  |  |  | #DIV/0! | #DIV/0!
2. When available, provide manufacturer, model, location, and whether ENERGY STAR qualified. | [8 empty] | B |  |  | #N/A |  |  |  |  | #DIV/0! | #DIV/0!
3. List NON-APARTMENT rooms in the building that have specified lighting by FLOOR. For typical floors, indicate the floor multiplier in Column J. | [8 empty] | C |  |  | #N/A |  |  |  |  | #DIV/0! | #DIV/0!
4. List square footages for all NON-APARTMENT spaces in Column B (do not assign square footages to rows for Exit Signs). | [8 empty] | D |  |  | #N/A |  |  |  |  | #DIV/0! | #DIV/0!
5. Indicate how many fixtures of each type are in each room in Column F. | [8 empty] | E |  |  | #N/A |  |  |  |  | #DIV/0! | #DIV/0!
6. Use drop down menu to indicate the ASHRAE space type for calculating baseline LPD's. | [8 empty] | F |  |  | #N/A |  |  |  |  | #DIV/0! | #DIV/0!
7. Rooms with more than one fixture type should be entered using multiple rows; square footage should be distributed between entries. | [8 empty] | G |  |  | #N/A |  |  |  |  | #DIV/0! | #DIV/0!
8. If you need more rows for your building, add them at the bottom by copying rows above (or filling down). | [8 empty] | H |  |  | #N/A |  |  |  |  | #DIV/0! | #DIV/0!
9. When finished, be sure to delete any "#N/A" from blank rows. | [8 empty] | I |  |  | #N/A |  |  |  |  | #DIV/0! | #DIV/0!
10.Red cells indicate ZONES where proposed lighting exceed ASHRAE LPD by more than 20%. | [8 empty] | J |  |  | #N/A |  |  |  |  | #DIV/0! | #DIV/0!
11. Zones can exceed LPDs by more than 20%, but the TOTAL proposed wattage cannot exceed the TOTAL wattage in the baseline by more than 20%. | [8 empty] | K |  |  | #N/A |  |  |  |  | #DIV/0! | #DIV/0!
For Prescriptive Path projects using this tool, the TOTAL proposed wattage cannot exceed ASHRAE 90.1-2010 allowances at all. | [8 empty] | L |  |  | #N/A |  |  |  |  | #DIV/0! | #DIV/0!
[9 empty] | M |  |  | #N/A |  |  |  |  | #DIV/0! | #DIV/0!
|  | Select calculation method: | Space-By-Space (90.1-2007) | [5 empty] | N |  |  | #N/A |  |  |  |  | #DIV/0! | #DIV/0!
[9 empty] | O |  |  | #N/A |  |  |  |  | #DIV/0! | #DIV/0!
[9 empty] | P |  |  | #N/A |  |  |  |  | #DIV/0! | #DIV/0!
[9 empty] | Q |  |  | #N/A |  |  |  |  | #DIV/0! | #DIV/0!
[9 empty] | R |  |  | #N/A |  |  |  |  | #DIV/0! | #DIV/0!
[9 empty] | S |  |  | #N/A |  |  |  |  | #DIV/0! | #DIV/0!
[9 empty] | T |  |  | #N/A |  |  |  |  | #DIV/0! | #DIV/0!
[9 empty] | U |  |  | #N/A |  |  |  |  | #DIV/0! | #DIV/0!
[8 empty] | If you need more rows, insert below this row >>> | V |  |  | #N/A |  |  |  |  | #DIV/0! | #DIV/0!
|  | *REMEMBER: Please enter all apartment lighting in the "In-unit Lighting" tab, not here. | [6 empty] | W |  |  | #N/A |  |  |  |  | #DIV/0! | #DIV/0!
[9 empty] | 0 |  |  |  | 0 |  |  |  |  | 0
| Square Footage | Room Name | ASHRAE Space Type | RCR A=1, B=4, C=7 | Installed quantity | Fixture Code (A,B,C etc) | Automatic Lighting Controls? | Fixture Installed Wattage | Floor Multiplier | Total Installed Wattage | PROPOSED W/SF | PROPOSED W/SF with Sensors | BASELINE W/SF | BASELINE WATTS | TEFavg Calculated (IESNA) | CALCULATED FOOTCANDLES | IESNA FOOTCANDLES | Total Square Footage
|  |  |  | #N/A |  |  |  | #N/A |  | 0 | #DIV/0! | N/A | #N/A | 0 | #N/A | #N/A | #N/A | 0
|  |  |  | #N/A |  |  |  | #N/A |  | 0 | #DIV/0! | N/A | #N/A | 0 | #N/A | #N/A | #N/A | 0
|  |  |  | #N/A |  |  |  | #N/A |  | 0 | #DIV/0! | N/A | #N/A | 0 | #N/A | #N/A | #N/A | 0
|  |  |  | #N/A |  |  |  | #N/A |  | 0 | #DIV/0! | N/A | #N/A | 0 | #N/A | #N/A | #N/A | 0
|  |  |  | #N/A |  |  |  | #N/A |  | 0 | #DIV/0! | N/A | #N/A | 0 | #N/A | #N/A | #N/A | 0
|  |  |  | #N/A |  |  |  | #N/A |  | 0 | #DIV/0! | N/A | #N/A | 0 | #N/A | #N/A | #N/A | 0
|  |  |  | #N/A |  |  |  | #N/A |  | 0 | #DIV/0! | N/A | #N/A | 0 | #N/A | #N/A | #N/A | 0
|  |  |  | #N/A |  |  |  | #N/A |  | 0 | #DIV/0! | N/A | #N/A | 0 | #N/A | #N/A | #N/A | 0
|  |  |  | #N/A |  |  |  | #N/A |  | 0 | #DIV/0! | N/A | #N/A | 0 | #N/A | #N/A | #N/A | 0
|  |  |  | #N/A |  |  |  | #N/A |  | 0 | #DIV/0! | N/A | #N/A | 0 | #N/A | #N/A | #N/A | 0
|  |  |  | #N/A |  |  |  | #N/A |  | 0 | #DIV/0! | N/A | #N/A | 0 | #N/A | #N/A | #N/A | 0
|  |  |  | #N/A |  |  |  | #N/A |  | 0 | #DIV/0! | N/A | #N/A | 0 | #N/A | #N/A | #N/A | 0
|  |  |  | #N/A |  |  |  | #N/A |  | 0 | #DIV/0! | N/A | #N/A | 0 | #N/A | #N/A | #N/A | 0
|  |  |  | #N/A |  |  |  | #N/A |  | 0 | #DIV/0! | N/A | #N/A | 0 | #N/A | #N/A | #N/A | 0
|  |  |  | #N/A |  |  |  | #N/A |  | 0 | #DIV/0! | N/A | #N/A | 0 | #N/A | #N/A | #N/A | 0
|  |  |  | #N/A |  |  |  | #N/A |  | 0 | #DIV/0! | N/A | #N/A | 0 | #N/A | #N/A | #N/A | 0
|  |  |  | #N/A |  |  |  | #N/A |  | 0 | #DIV/0! | N/A | #N/A | 0 | #N/A | #N/A | #N/A | 0
|  |  |  | #N/A |  |  |  | #N/A |  | 0 | #DIV/0! | N/A | #N/A | 0 | #N/A | #N/A | #N/A | 0
|  |  |  | #N/A |  |  |  | #N/A |  | 0 | #DIV/0! | N/A | #N/A | 0 | #N/A | #N/A | #N/A | 0
|  |  |  | #N/A |  |  |  | #N/A |  | 0 | #DIV/0! | N/A | #N/A | 0 | #N/A | #N/A | #N/A | 0
|  |  |  | #N/A |  |  |  | #N/A |  | 0 | #DIV/0! | N/A | #N/A | 0 | #N/A | #N/A | #N/A | 0
|  |  |  | #N/A |  |  |  | #N/A |  | 0 | #DIV/0! | N/A | #N/A | 0 | #N/A | #N/A | #N/A | 0
|  |  |  | #N/A |  |  |  | #N/A |  | 0 | #DIV/0! | N/A | #N/A | 0 | #N/A | #N/A | #N/A | 0
|  |  |  | #N/A |  |  |  | #N/A |  | 0 | #DIV/0! | N/A | #N/A | 0 | #N/A | #N/A | #N/A | 0
|  |  |  | #N/A |  |  |  | #N/A |  | 0 | #DIV/0! | N/A | #N/A | 0 | #N/A | #N/A | #N/A | 0
|  |  |  | #N/A |  |  |  | #N/A |  | 0 | #DIV/0! | N/A | #N/A | 0 | #N/A | #N/A | #N/A | 0
|  |  |  | #N/A |  |  |  | #N/A |  | 0 | #DIV/0! | N/A | #N/A | 0 | #N/A | #N/A | #N/A | 0
|  |  |  | #N/A |  |  |  | #N/A |  | 0 | #DIV/0! | N/A | #N/A | 0 | #N/A | #N/A | #N/A | 0
|  |  |  | #N/A |  |  |  | #N/A |  | 0 | #DIV/0! | N/A | #N/A | 0 | #N/A | #N/A | #N/A | 0
|  |  |  | #N/A |  |  |  | #N/A |  | 0 | #DIV/0! | N/A | #N/A | 0 | #N/A | #N/A | #N/A | 0
|  |  |  | #N/A |  |  |  | #N/A |  | 0 | #DIV/0! | N/A | #N/A | 0 | #N/A | #N/A | #N/A | 0
|  |  |  | #N/A |  |  |  | #N/A |  | 0 | #DIV/0! | N/A | #N/A | 0 | #N/A | #N/A | #N/A | 0
|  |  |  | #N/A |  |  |  | #N/A |  | 0 | #DIV/0! | N/A | #N/A | 0 | #N/A | #N/A | #N/A | 0
|  |  |  | #N/A |  |  |  | #N/A |  | 0 | #DIV/0! | N/A | #N/A | 0 | #N/A | #N/A | #N/A | 0
|  |  |  | #N/A |  |  |  | #N/A |  | 0 | #DIV/0! | N/A | #N/A | 0 | #N/A | #N/A | #N/A | 0
|  |  |  | #N/A |  |  |  | #N/A |  | 0 | #DIV/0! | N/A | #N/A | 0 | #N/A | #N/A | #N/A | 0
|  |  |  | #N/A |  |  |  | #N/A |  | 0 | #DIV/0! | N/A | #N/A | 0 | #N/A | #N/A | #N/A | 0
|  |  |  | #N/A |  |  |  | #N/A |  | 0 | #DIV/0! | N/A | #N/A | 0 | #N/A | #N/A | #N/A | 0
|  |  |  | #N/A |  |  |  | #N/A |  | 0 | #DIV/0! | N/A | #N/A | 0 | #N/A | #N/A | #N/A | 0
|  |  |  | #N/A |  |  |  | #N/A |  | 0 | #DIV/0! | N/A | #N/A | 0 | #N/A | #N/A | #N/A | 0
|  |  |  | #N/A |  |  |  | #N/A |  | 0 | #DIV/0! | N/A | #N/A | 0 | #N/A | #N/A | #N/A | 0
|  |  |  | #N/A |  |  |  | #N/A |  | 0 | #DIV/0! | N/A | #N/A | 0 | #N/A | #N/A | #N/A | 0
|  |  |  | #N/A |  |  |  | #N/A |  | 0 | #DIV/0! | N/A | #N/A | 0 | #N/A | #N/A | #N/A | 0
|  |  |  | #N/A |  |  |  | #N/A |  | 0 | #DIV/0! | N/A | #N/A | 0 | #N/A | #N/A | #N/A | 0
|  |  |  | #N/A |  |  |  | #N/A |  | 0 | #DIV/0! | N/A | #N/A | 0 | #N/A | #N/A | #N/A | 0
|  |  |  | #N/A |  |  |  | #N/A |  | 0 | #DIV/0! | N/A | #N/A | 0 | #N/A | #N/A | #N/A | 0
|  |  |  | #N/A |  |  |  | #N/A |  | 0 | #DIV/0! | N/A | #N/A | 0 | #N/A | #N/A | #N/A | 0
|  |  |  | #N/A |  |  |  | #N/A |  | 0 | #DIV/0! | N/A | #N/A | 0 | #N/A | #N/A | #N/A | 0
|  |  |  | #N/A |  |  |  | #N/A |  | 0 | #DIV/0! | N/A | #N/A | 0 | #N/A | #N/A | #N/A | 0
|  |  |  | #N/A |  |  |  | #N/A |  | 0 | #DIV/0! | N/A | #N/A | 0 | #N/A | #N/A | #N/A | 0
|  |  |  | #N/A |  |  |  | #N/A |  | 0 | #DIV/0! | N/A | #N/A | 0 | #N/A | #N/A | #N/A | 0
|  |  |  | #N/A |  |  |  | #N/A |  | 0 | #DIV/0! | N/A | #N/A | 0 | #N/A | #N/A | #N/A | 0
|  |  |  | #N/A |  |  |  | #N/A |  | 0 | #DIV/0! | N/A | #N/A | 0 | #N/A | #N/A | #N/A | 0
|  |  |  | #N/A |  |  |  | #N/A |  | 0 | #DIV/0! | N/A | #N/A | 0 | #N/A | #N/A | #N/A | 0
|  |  |  | #N/A |  |  |  | #N/A |  | 0 | #DIV/0! | N/A | #N/A | 0 | #N/A | #N/A | #N/A | 0
|  |  |  | #N/A |  |  |  | #N/A |  | 0 | #DIV/0! | N/A | #N/A | 0 | #N/A | #N/A | #N/A | 0
|  |  |  | #N/A |  |  |  | #N/A |  | 0 | #DIV/0! | N/A | #N/A | 0 | #N/A | #N/A | #N/A | 0
|  |  |  | #N/A |  |  |  | #N/A |  | 0 | #DIV/0! | N/A | #N/A | 0 | #N/A | #N/A | #N/A | 0
|  |  |  | #N/A |  |  |  | #N/A |  | 0 | #DIV/0! | N/A | #N/A | 0 | #N/A | #N/A | #N/A | 0
|  |  |  | #N/A |  |  |  | #N/A |  | 0 | #DIV/0! | N/A | #N/A | 0 | #N/A | #N/A | #N/A | 0
|  |  |  | #N/A |  |  |  | #N/A |  | 0 | #DIV/0! | N/A | #N/A | 0 | #N/A | #N/A | #N/A | 0
|  |  |  | #N/A |  |  |  | #N/A |  | 0 | #DIV/0! | N/A | #N/A | 0 | #N/A | #N/A | #N/A | 0
|  |  |  | #N/A |  |  |  | #N/A |  | 0 | #DIV/0! | N/A | #N/A | 0 | #N/A | #N/A | #N/A | 0
|  |  |  | #N/A |  |  |  | #N/A |  | 0 | #DIV/0! | N/A | #N/A | 0 | #N/A | #N/A | #N/A | 0
|  |  |  | #N/A |  |  |  | #N/A |  | 0 | #DIV/0! | N/A | #N/A | 0 | #N/A | #N/A | #N/A | 0
|  |  |  | #N/A |  |  |  | #N/A |  | 0 | #DIV/0! | N/A | #N/A | 0 | #N/A | #N/A | #N/A | 0
|  |  |  | #N/A |  |  |  | #N/A |  | 0 | #DIV/0! | N/A | #N/A | 0 | #N/A | #N/A | #N/A | 0
|  |  |  | #N/A |  |  |  | #N/A |  | 0 | #DIV/0! | N/A | #N/A | 0 | #N/A | #N/A | #N/A | 0
|  |  |  | #N/A |  |  |  | #N/A |  | 0 | #DIV/0! | N/A | #N/A | 0 | #N/A | #N/A | #N/A | 0
|  |  |  | #N/A |  |  |  | #N/A |  | 0 | #DIV/0! | N/A | #N/A | 0 | #N/A | #N/A | #N/A | 0
|  |  |  | #N/A |  |  |  | #N/A |  | 0 | #DIV/0! | N/A | #N/A | 0 | #N/A | #N/A | #N/A | 0
|  |  |  | #N/A |  |  |  | #N/A |  | 0 | #DIV/0! | N/A | #N/A | 0 | #N/A | #N/A | #N/A | 0
|  |  |  | #N/A |  |  |  | #N/A |  | 0 | #DIV/0! | N/A | #N/A | 0 | #N/A | #N/A | #N/A | 0
|  |  |  | #N/A |  |  |  | #N/A |  | 0 | #DIV/0! | N/A | #N/A | 0 | #N/A | #N/A | #N/A | 0
|  |  |  | #N/A |  |  |  | #N/A |  | 0 | #DIV/0! | N/A | #N/A | 0 | #N/A | #N/A | #N/A | 0
|  |  |  | #N/A |  |  |  | #N/A |  | 0 | #DIV/0! | N/A | #N/A | 0 | #N/A | #N/A | #N/A | 0
|  |  |  | #N/A |  |  |  | #N/A |  | 0 | #DIV/0! | N/A | #N/A | 0 | #N/A | #N/A | #N/A | 0
|  |  |  | #N/A |  |  |  | #N/A |  | 0 | #DIV/0! | N/A | #N/A | 0 | #N/A | #N/A | #N/A | 0
|  |  |  | #N/A |  |  |  | #N/A |  | 0 | #DIV/0! | N/A | #N/A | 0 | #N/A | #N/A | #N/A | 0
|  |  |  | #N/A |  |  |  | #N/A |  | 0 | #DIV/0! | N/A | #N/A | 0 | #N/A | #N/A | #N/A | 0
|  |  |  | #N/A |  |  |  | #N/A |  | 0 | #DIV/0! | N/A | #N/A | 0 | #N/A | #N/A | #N/A | 0
|  |  |  | #N/A |  |  |  | #N/A |  | 0 | #DIV/0! | N/A | #N/A | 0 | #N/A | #N/A | #N/A | 0
|  |  |  | #N/A |  |  |  | #N/A |  | 0 | #DIV/0! | N/A | #N/A | 0 | #N/A | #N/A | #N/A | 0
|  |  |  | #N/A |  |  |  | #N/A |  | 0 | #DIV/0! | N/A | #N/A | 0 | #N/A | #N/A | #N/A | 0
|  |  |  | #N/A |  |  |  | #N/A |  | 0 | #DIV/0! | N/A | #N/A | 0 | #N/A | #N/A | #N/A | 0
|  |  |  | #N/A |  |  |  | #N/A |  | 0 | #DIV/0! | N/A | #N/A | 0 | #N/A | #N/A | #N/A | 0
|  |  |  | #N/A |  |  |  | #N/A |  | 0 | #DIV/0! | N/A | #N/A | 0 | #N/A | #N/A | #N/A | 0
|  |  |  | #N/A |  |  |  | #N/A |  | 0 | #DIV/0! | N/A | #N/A | 0 | #N/A | #N/A | #N/A | 0
|  |  |  | #N/A |  |  |  | #N/A |  | 0 | #DIV/0! | N/A | #N/A | 0 | #N/A | #N/A | #N/A | 0
|  |  |  | #N/A |  |  |  | #N/A |  | 0 | #DIV/0! | N/A | #N/A | 0 | #N/A | #N/A | #N/A | 0
|  |  |  | #N/A |  |  |  | #N/A |  | 0 | #DIV/0! | N/A | #N/A | 0 | #N/A | #N/A | #N/A | 0
|  |  |  | #N/A |  |  |  | #N/A |  | 0 | #DIV/0! | N/A | #N/A | 0 | #N/A | #N/A | #N/A | 0
|  |  |  | #N/A |  |  |  | #N/A |  | 0 | #DIV/0! | N/A | #N/A | 0 | #N/A | #N/A | #N/A | 0
|  |  |  | #N/A |  |  |  | #N/A |  | 0 | #DIV/0! | N/A | #N/A | 0 | #N/A | #N/A | #N/A | 0
|  |  |  | #N/A |  |  |  | #N/A |  | 0 | #DIV/0! | N/A | #N/A | 0 | #N/A | #N/A | #N/A | 0
|  |  |  | #N/A |  |  |  | #N/A |  | 0 | #DIV/0! | N/A | #N/A | 0 | #N/A | #N/A | #N/A | 0
|  |  |  | #N/A |  |  |  | #N/A |  | 0 | #DIV/0! | N/A | #N/A | 0 | #N/A | #N/A | #N/A | 0
|  |  |  | #N/A |  |  |  | #N/A |  | 0 | #DIV/0! | N/A | #N/A | 0 | #N/A | #N/A | #N/A | 0
|  |  |  | #N/A |  |  |  | #N/A |  | 0 | #DIV/0! | N/A | #N/A | 0 | #N/A | #N/A | #N/A | 0
|  |  |  | #N/A |  |  |  | #N/A |  | 0 | #DIV/0! | N/A | #N/A | 0 | #N/A | #N/A | #N/A | 0
|  |  |  | #N/A |  |  |  | #N/A |  | 0 | #DIV/0! | N/A | #N/A | 0 | #N/A | #N/A | #N/A | 0
|  |  |  | #N/A |  |  |  | #N/A |  | 0 | #DIV/0! | N/A | #N/A | 0 | #N/A | #N/A | #N/A | 0
|  |  |  | #N/A |  |  |  | #N/A |  | 0 | #DIV/0! | N/A | #N/A | 0 | #N/A | #N/A | #N/A | 0
|  |  |  | #N/A |  |  |  | #N/A |  | 0 | #DIV/0! | N/A | #N/A | 0 | #N/A | #N/A | #N/A | 0
|  |  |  | #N/A |  |  |  | #N/A |  | 0 | #DIV/0! | N/A | #N/A | 0 | #N/A | #N/A | #N/A | 0
|  |  |  | #N/A |  |  |  | #N/A |  | 0 | #DIV/0! | N/A | #N/A | 0 | #N/A | #N/A | #N/A | 0
|  |  |  | #N/A |  |  |  | #N/A |  | 0 | #DIV/0! | N/A | #N/A | 0 | #N/A | #N/A | #N/A | 0
|  |  |  | #N/A |  |  |  | #N/A |  | 0 | #DIV/0! | N/A | #N/A | 0 | #N/A | #N/A | #N/A | 0
|  |  |  | #N/A |  |  |  | #N/A |  | 0 | #DIV/0! | N/A | #N/A | 0 | #N/A | #N/A | #N/A | 0
|  |  |  | #N/A |  |  |  | #N/A |  | 0 | #DIV/0! | N/A | #N/A | 0 | #N/A | #N/A | #N/A | 0
|  |  |  | #N/A |  |  |  | #N/A |  | 0 | #DIV/0! | N/A | #N/A | 0 | #N/A | #N/A | #N/A | 0
|  |  |  | #N/A |  |  |  | #N/A |  | 0 | #DIV/0! | N/A | #N/A | 0 | #N/A | #N/A | #N/A | 0
|  |  |  | #N/A |  |  |  | #N/A |  | 0 | #DIV/0! | N/A | #N/A | 0 | #N/A | #N/A | #N/A | 0
|  |  |  | #N/A |  |  |  | #N/A |  | 0 | #DIV/0! | N/A | #N/A | 0 | #N/A | #N/A | #N/A | 0
|  |  |  | #N/A |  |  |  | #N/A |  | 0 | #DIV/0! | N/A | #N/A | 0 | #N/A | #N/A | #N/A | 0
|  |  |  | #N/A |  |  |  | #N/A |  | 0 | #DIV/0! | N/A | #N/A | 0 | #N/A | #N/A | #N/A | 0
|  |  |  | #N/A |  |  |  | #N/A |  | 0 | #DIV/0! | N/A | #N/A | 0 | #N/A | #N/A | #N/A | 0
|  |  |  | #N/A |  |  |  | #N/A |  | 0 | #DIV/0! | N/A | #N/A | 0 | #N/A | #N/A | #N/A | 0
|  |  |  | #N/A |  |  |  | #N/A |  | 0 | #DIV/0! | N/A | #N/A | 0 | #N/A | #N/A | #N/A | 0
|  |  |  | #N/A |  |  |  | #N/A |  | 0 | #DIV/0! | N/A | #N/A | 0 | #N/A | #N/A | #N/A | 0
|  |  |  | #N/A |  |  |  | #N/A |  | 0 | #DIV/0! | N/A | #N/A | 0 | #N/A | #N/A | #N/A | 0
|  |  |  | #N/A |  |  |  | #N/A |  | 0 | #DIV/0! | N/A | #N/A | 0 | #N/A | #N/A | #N/A | 0
|  |  |  | #N/A |  |  |  | #N/A |  | 0 | #DIV/0! | N/A | #N/A | 0 | #N/A | #N/A | #N/A | 0
|  |  |  | #N/A |  |  |  | #N/A |  | 0 | #DIV/0! | N/A | #N/A | 0 | #N/A | #N/A | #N/A | 0
|  |  |  | #N/A |  |  |  | #N/A |  | 0 | #DIV/0! | N/A | #N/A | 0 | #N/A | #N/A | #N/A | 0
|  |  |  | #N/A |  |  |  | #N/A |  | 0 | #DIV/0! | N/A | #N/A | 0 | #N/A | #N/A | #N/A | 0
|  |  |  | #N/A |  |  |  | #N/A |  | 0 | #DIV/0! | N/A | #N/A | 0 | #N/A | #N/A | #N/A | 0
|  |  |  | #N/A |  |  |  | #N/A |  | 0 | #DIV/0! | N/A | #N/A | 0 | #N/A | #N/A | #N/A | 0
|  |  |  | #N/A |  |  |  | #N/A |  | 0 | #DIV/0! | N/A | #N/A | 0 | #N/A | #N/A | #N/A | 0
|  |  |  | #N/A |  |  |  | #N/A |  | 0 | #DIV/0! | N/A | #N/A | 0 | #N/A | #N/A | #N/A | 0
|  |  |  | #N/A |  |  |  | #N/A |  | 0 | #DIV/0! | N/A | #N/A | 0 | #N/A | #N/A | #N/A | 0
|  |  |  | #N/A |  |  |  | #N/A |  | 0 | #DIV/0! | N/A | #N/A | 0 | #N/A | #N/A | #N/A | 0
|  |  |  | #N/A |  |  |  | #N/A |  | 0 | #DIV/0! | N/A | #N/A | 0 | #N/A | #N/A | #N/A | 0
|  |  |  | #N/A |  |  |  | #N/A |  | 0 | #DIV/0! | N/A | #N/A | 0 | #N/A | #N/A | #N/A | 0
|  |  |  | #N/A |  |  |  | #N/A |  | 0 | #DIV/0! | N/A | #N/A | 0 | #N/A | #N/A | #N/A | 0
|  |  |  | #N/A |  |  |  | #N/A |  | 0 | #DIV/0! | N/A | #N/A | 0 | #N/A | #N/A | #N/A | 0
|  |  |  | #N/A |  |  |  | #N/A |  | 0 | #DIV/0! | N/A | #N/A | 0 | #N/A | #N/A | #N/A | 0
|  |  |  | #N/A |  |  |  | #N/A |  | 0 | #DIV/0! | N/A | #N/A | 0 | #N/A | #N/A | #N/A | 0
|  |  |  | #N/A |  |  |  | #N/A |  | 0 | #DIV/0! | N/A | #N/A | 0 | #N/A | #N/A | #N/A | 0
|  |  |  | #N/A |  |  |  | #N/A |  | 0 | #DIV/0! | N/A | #N/A | 0 | #N/A | #N/A | #N/A | 0
|  |  |  | #N/A |  |  |  | #N/A |  | 0 | #DIV/0! | N/A | #N/A | 0 | #N/A | #N/A | #N/A | 0
|  |  |  | #N/A |  |  |  | #N/A |  | 0 | #DIV/0! | N/A | #N/A | 0 | #N/A | #N/A | #N/A | 0
|  |  |  | #N/A |  |  |  | #N/A |  | 0 | #DIV/0! | N/A | #N/A | 0 | #N/A | #N/A | #N/A | 0
|  |  |  | #N/A |  |  |  | #N/A |  | 0 | #DIV/0! | N/A | #N/A | 0 | #N/A | #N/A | #N/A | 0
|  |  |  | #N/A |  |  |  | #N/A |  | 0 | #DIV/0! | N/A | #N/A | 0 | #N/A | #N/A | #N/A | 0
|  |  |  | #N/A |  |  |  | #N/A |  | 0 | #DIV/0! | N/A | #N/A | 0 | #N/A | #N/A | #N/A | 0
|  |  |  | #N/A |  |  |  | #N/A |  | 0 | #DIV/0! | N/A | #N/A | 0 | #N/A | #N/A | #N/A | 0
|  |  |  | #N/A |  |  |  | #N/A |  | 0 | #DIV/0! | N/A | #N/A | 0 | #N/A | #N/A | #N/A | 0
|  |  |  | #N/A |  |  |  | #N/A |  | 0 | #DIV/0! | N/A | #N/A | 0 | #N/A | #N/A | #N/A | 0
|  |  |  | #N/A |  |  |  | #N/A |  | 0 | #DIV/0! | N/A | #N/A | 0 | #N/A | #N/A | #N/A | 0
|  |  |  | #N/A |  |  |  | #N/A |  | 0 | #DIV/0! | N/A | #N/A | 0 | #N/A | #N/A | #N/A | 0
|  |  |  | #N/A |  |  |  | #N/A |  | 0 | #DIV/0! | N/A | #N/A | 0 | #N/A | #N/A | #N/A | 0
|  |  |  | #N/A |  |  |  | #N/A |  | 0 | #DIV/0! | N/A | #N/A | 0 | #N/A | #N/A | #N/A | 0
|  |  |  | #N/A |  |  |  | #N/A |  | 0 | #DIV/0! | N/A | #N/A | 0 | #N/A | #N/A | #N/A | 0
|  |  |  | #N/A |  |  |  | #N/A |  | 0 | #DIV/0! | N/A | #N/A | 0 | #N/A | #N/A | #N/A | 0
|  |  |  | #N/A |  |  |  | #N/A |  | 0 | #DIV/0! | N/A | #N/A | 0 | #N/A | #N/A | #N/A | 0
|  |  |  | #N/A |  |  |  | #N/A |  | 0 | #DIV/0! | N/A | #N/A | 0 | #N/A | #N/A | #N/A | 0
|  |  |  | #N/A |  |  |  | #N/A |  | 0 | #DIV/0! | N/A | #N/A | 0 | #N/A | #N/A | #N/A | 0
|  |  |  | #N/A |  |  |  | #N/A |  | 0 | #DIV/0! | N/A | #N/A | 0 | #N/A | #N/A | #N/A | 0
|  |  |  | #N/A |  |  |  | #N/A |  | 0 | #DIV/0! | N/A | #N/A | 0 | #N/A | #N/A | #N/A | 0
|  |  |  | #N/A |  |  |  | #N/A |  | 0 | #DIV/0! | N/A | #N/A | 0 | #N/A | #N/A | #N/A | 0
|  |  |  | #N/A |  |  |  | #N/A |  | 0 | #DIV/0! | N/A | #N/A | 0 | #N/A | #N/A | #N/A | 0
|  |  |  | #N/A |  |  |  | #N/A |  | 0 | #DIV/0! | N/A | #N/A | 0 | #N/A | #N/A | #N/A | 0
|  |  |  | #N/A |  |  |  | #N/A |  | 0 | #DIV/0! | N/A | #N/A | 0 | #N/A | #N/A | #N/A | 0
|  |  |  | #N/A |  |  |  | #N/A |  | 0 | #DIV/0! | N/A | #N/A | 0 | #N/A | #N/A | #N/A | 0
|  |  |  | #N/A |  |  |  | #N/A |  | 0 | #DIV/0! | N/A | #N/A | 0 | #N/A | #N/A | #N/A | 0
|  |  |  | #N/A |  |  |  | #N/A |  | 0 | #DIV/0! | N/A | #N/A | 0 | #N/A | #N/A | #N/A | 0
|  |  |  | #N/A |  |  |  | #N/A |  | 0 | #DIV/0! | N/A | #N/A | 0 | #N/A | #N/A | #N/A | 0
|  |  |  | #N/A |  |  |  | #N/A |  | 0 | #DIV/0! | N/A | #N/A | 0 | #N/A | #N/A | #N/A | 0
|  |  |  | #N/A |  |  |  | #N/A |  | 0 | #DIV/0! | N/A | #N/A | 0 | #N/A | #N/A | #N/A | 0
|  |  |  | #N/A |  |  |  | #N/A |  | 0 | #DIV/0! | N/A | #N/A | 0 | #N/A | #N/A | #N/A | 0
|  |  |  | #N/A |  |  |  | #N/A |  | 0 | #DIV/0! | N/A | #N/A | 0 | #N/A | #N/A | #N/A | 0
|  |  |  | #N/A |  |  |  | #N/A |  | 0 | #DIV/0! | N/A | #N/A | 0 | #N/A | #N/A | #N/A | 0
|  |  |  | #N/A |  |  |  | #N/A |  | 0 | #DIV/0! | N/A | #N/A | 0 | #N/A | #N/A | #N/A | 0
|  |  |  | #N/A |  |  |  | #N/A |  | 0 | #DIV/0! | N/A | #N/A | 0 | #N/A | #N/A | #N/A | 0
|  |  |  | #N/A |  |  |  | #N/A |  | 0 | #DIV/0! | N/A | #N/A | 0 | #N/A | #N/A | #N/A | 0
|  |  |  | #N/A |  |  |  | #N/A |  | 0 | #DIV/0! | N/A | #N/A | 0 | #N/A | #N/A | #N/A | 0
|  |  |  | #N/A |  |  |  | #N/A |  | 0 | #DIV/0! | N/A | #N/A | 0 | #N/A | #N/A | #N/A | 0
|  |  |  | #N/A |  |  |  | #N/A |  | 0 | #DIV/0! | N/A | #N/A | 0 | #N/A | #N/A | #N/A | 0
|  |  |  | #N/A |  |  |  | #N/A |  | 0 | #DIV/0! | N/A | #N/A | 0 | #N/A | #N/A | #N/A | 0
|  |  |  | #N/A |  |  |  | #N/A |  | 0 | #DIV/0! | N/A | #N/A | 0 | #N/A | #N/A | #N/A | 0
|  |  |  | #N/A |  |  |  | #N/A |  | 0 | #DIV/0! | N/A | #N/A | 0 | #N/A | #N/A | #N/A | 0
|  |  |  | #N/A |  |  |  | #N/A |  | 0 | #DIV/0! | N/A | #N/A | 0 | #N/A | #N/A | #N/A | 0
|  |  |  | #N/A |  |  |  | #N/A |  | 0 | #DIV/0! | N/A | #N/A | 0 | #N/A | #N/A | #N/A | 0
|  |  |  | #N/A |  |  |  | #N/A |  | 0 | #DIV/0! | N/A | #N/A | 0 | #N/A | #N/A | #N/A | 0
|  |  |  | #N/A |  |  |  | #N/A |  | 0 | #DIV/0! | N/A | #N/A | 0 | #N/A | #N/A | #N/A | 0
|  |  |  | #N/A |  |  |  | #N/A |  | 0 | #DIV/0! | N/A | #N/A | 0 | #N/A | #N/A | #N/A | 0
|  |  |  | #N/A |  |  |  | #N/A |  | 0 | #DIV/0! | N/A | #N/A | 0 | #N/A | #N/A | #N/A | 0
|  |  |  | #N/A |  |  |  | #N/A |  | 0 | #DIV/0! | N/A | #N/A | 0 | #N/A | #N/A | #N/A | 0
|  |  |  | #N/A |  |  |  | #N/A |  | 0 | #DIV/0! | N/A | #N/A | 0 | #N/A | #N/A | #N/A | 0
|  |  |  | #N/A |  |  |  | #N/A |  | 0 | #DIV/0! | N/A | #N/A | 0 | #N/A | #N/A | #N/A | 0
|  |  |  | #N/A |  |  |  | #N/A |  | 0 | #DIV/0! | N/A | #N/A | 0 | #N/A | #N/A | #N/A | 0
|  |  |  | #N/A |  |  |  | #N/A |  | 0 | #DIV/0! | N/A | #N/A | 0 | #N/A | #N/A | #N/A | 0
|  |  |  | #N/A |  |  |  | #N/A |  | 0 | #DIV/0! | N/A | #N/A | 0 | #N/A | #N/A | #N/A | 0
|  |  |  | #N/A |  |  |  | #N/A |  | 0 | #DIV/0! | N/A | #N/A | 0 | #N/A | #N/A | #N/A | 0
|  |  |  | #N/A |  |  |  | #N/A |  | 0 | #DIV/0! | N/A | #N/A | 0 | #N/A | #N/A | #N/A | 0
|  |  |  | #N/A |  |  |  | #N/A |  | 0 | #DIV/0! | N/A | #N/A | 0 | #N/A | #N/A | #N/A | 0
|  |  |  | #N/A |  |  |  | #N/A |  | 0 | #DIV/0! | N/A | #N/A | 0 | #N/A | #N/A | #N/A | 0
|  |  |  | #N/A |  |  |  | #N/A |  | 0 | #DIV/0! | N/A | #N/A | 0 | #N/A | #N/A | #N/A | 0
|  |  |  | #N/A |  |  |  | #N/A |  | 0 | #DIV/0! | N/A | #N/A | 0 | #N/A | #N/A | #N/A | 0
|  |  |  | #N/A |  |  |  | #N/A |  | 0 | #DIV/0! | N/A | #N/A | 0 | #N/A | #N/A | #N/A | 0
|  |  |  | #N/A |  |  |  | #N/A |  | 0 | #DIV/0! | N/A | #N/A | 0 | #N/A | #N/A | #N/A | 0
|  |  |  | #N/A |  |  |  | #N/A |  | 0 | #DIV/0! | N/A | #N/A | 0 | #N/A | #N/A | #N/A | 0
|  |  |  | #N/A |  |  |  | #N/A |  | 0 | #DIV/0! | N/A | #N/A | 0 | #N/A | #N/A | #N/A | 0
|  |  |  | #N/A |  |  |  | #N/A |  | 0 | #DIV/0! | N/A | #N/A | 0 | #N/A | #N/A | #N/A | 0
|  |  |  | #N/A |  |  |  | #N/A |  | 0 | #DIV/0! | N/A | #N/A | 0 | #N/A | #N/A | #N/A | 0
|  |  |  | #N/A |  |  |  | #N/A |  | 0 | #DIV/0! | N/A | #N/A | 0 | #N/A | #N/A | #N/A | 0
|  |  |  | #N/A |  |  |  | #N/A |  | 0 | #DIV/0! | N/A | #N/A | 0 | #N/A | #N/A | #N/A | 0
|  |  |  | #N/A |  |  |  | #N/A |  | 0 | #DIV/0! | N/A | #N/A | 0 | #N/A | #N/A | #N/A | 0
|  |  |  | #N/A |  |  |  | #N/A |  | 0 | #DIV/0! | N/A | #N/A | 0 | #N/A | #N/A | #N/A | 0
|  |  |  | #N/A |  |  |  | #N/A |  | 0 | #DIV/0! | N/A | #N/A | 0 | #N/A | #N/A | #N/A | 0
|  |  |  | #N/A |  |  |  | #N/A |  | 0 | #DIV/0! | N/A | #N/A | 0 | #N/A | #N/A | #N/A | 0
|  |  |  | #N/A |  |  |  | #N/A |  | 0 | #DIV/0! | N/A | #N/A | 0 | #N/A | #N/A | #N/A | 0
|  |  |  | #N/A |  |  |  | #N/A |  | 0 | #DIV/0! | N/A | #N/A | 0 | #N/A | #N/A | #N/A | 0
|  |  |  | #N/A |  |  |  | #N/A |  | 0 | #DIV/0! | N/A | #N/A | 0 | #N/A | #N/A | #N/A | 0
|  |  |  | #N/A |  |  |  | #N/A |  | 0 | #DIV/0! | N/A | #N/A | 0 | #N/A | #N/A | #N/A | 0
|  |  |  | #N/A |  |  |  | #N/A |  | 0 | #DIV/0! | N/A | #N/A | 0 | #N/A | #N/A | #N/A | 0
|  |  |  | #N/A |  |  |  | #N/A |  | 0 | #DIV/0! | N/A | #N/A | 0 | #N/A | #N/A | #N/A | 0
|  |  |  | #N/A |  |  |  | #N/A |  | 0 | #DIV/0! | N/A | #N/A | 0 | #N/A | #N/A | #N/A | 0
|  |  |  | #N/A |  |  |  | #N/A |  | 0 | #DIV/0! | N/A | #N/A | 0 | #N/A | #N/A | #N/A | 0
|  |  |  | #N/A |  |  |  | #N/A |  | 0 | #DIV/0! | N/A | #N/A | 0 | #N/A | #N/A | #N/A | 0
|  |  |  | #N/A |  |  |  | #N/A |  | 0 | #DIV/0! | N/A | #N/A | 0 | #N/A | #N/A | #N/A | 0
|  |  |  | #N/A |  |  |  | #N/A |  | 0 | #DIV/0! | N/A | #N/A | 0 | #N/A | #N/A | #N/A | 0
|  |  |  | #N/A |  |  |  | #N/A |  | 0 | #DIV/0! | N/A | #N/A | 0 | #N/A | #N/A | #N/A | 0
|  |  |  | #N/A |  |  |  | #N/A |  | 0 | #DIV/0! | N/A | #N/A | 0 | #N/A | #N/A | #N/A | 0
|  |  |  | #N/A |  |  |  | #N/A |  | 0 | #DIV/0! | N/A | #N/A | 0 | #N/A | #N/A | #N/A | 0
|  |  |  | #N/A |  |  |  | #N/A |  | 0 | #DIV/0! | N/A | #N/A | 0 | #N/A | #N/A | #N/A | 0
|  |  |  | #N/A |  |  |  | #N/A |  | 0 | #DIV/0! | N/A | #N/A | 0 | #N/A | #N/A | #N/A | 0
|  |  |  | #N/A |  |  |  | #N/A |  | 0 | #DIV/0! | N/A | #N/A | 0 | #N/A | #N/A | #N/A | 0
|  |  |  | #N/A |  |  |  | #N/A |  | 0 | #DIV/0! | N/A | #N/A | 0 | #N/A | #N/A | #N/A | 0
|  |  |  | #N/A |  |  |  | #N/A |  | 0 | #DIV/0! | N/A | #N/A | 0 | #N/A | #N/A | #N/A | 0
|  |  |  | #N/A |  |  |  | #N/A |  | 0 | #DIV/0! | N/A | #N/A | 0 | #N/A | #N/A | #N/A | 0
|  |  |  | #N/A |  |  |  | #N/A |  | 0 | #DIV/0! | N/A | #N/A | 0 | #N/A | #N/A | #N/A | 0
|  |  |  | #N/A |  |  |  | #N/A |  | 0 | #DIV/0! | N/A | #N/A | 0 | #N/A | #N/A | #N/A | 0
|  |  |  | #N/A |  |  |  | #N/A |  | 0 | #DIV/0! | N/A | #N/A | 0 | #N/A | #N/A | #N/A | 0
|  |  |  | #N/A |  |  |  | #N/A |  | 0 | #DIV/0! | N/A | #N/A | 0 | #N/A | #N/A | #N/A | 0
|  |  |  | #N/A |  |  |  | #N/A |  | 0 | #DIV/0! | N/A | #N/A | 0 | #N/A | #N/A | #N/A | 0
|  |  |  | #N/A |  |  |  | #N/A |  | 0 | #DIV/0! | N/A | #N/A | 0 | #N/A | #N/A | #N/A | 0
|  |  |  | #N/A |  |  |  | #N/A |  | 0 | #DIV/0! | N/A | #N/A | 0 | #N/A | #N/A | #N/A | 0
|  |  |  | #N/A |  |  |  | #N/A |  | 0 | #DIV/0! | N/A | #N/A | 0 | #N/A | #N/A | #N/A | 0
|  |  |  | #N/A |  |  |  | #N/A |  | 0 | #DIV/0! | N/A | #N/A | 0 | #N/A | #N/A | #N/A | 0
|  |  |  | #N/A |  |  |  | #N/A |  | 0 | #DIV/0! | N/A | #N/A | 0 | #N/A | #N/A | #N/A | 0
|  |  |  | #N/A |  |  |  | #N/A |  | 0 | #DIV/0! | N/A | #N/A | 0 | #N/A | #N/A | #N/A | 0
|  |  |  | #N/A |  |  |  | #N/A |  | 0 | #DIV/0! | N/A | #N/A | 0 | #N/A | #N/A | #N/A | 0
|  |  |  | #N/A |  |  |  | #N/A |  | 0 | #DIV/0! | N/A | #N/A | 0 | #N/A | #N/A | #N/A | 0
|  |  |  | #N/A |  |  |  | #N/A |  | 0 | #DIV/0! | N/A | #N/A | 0 | #N/A | #N/A | #N/A | 0
|  |  |  | #N/A |  |  |  | #N/A |  | 0 | #DIV/0! | N/A | #N/A | 0 | #N/A | #N/A | #N/A | 0
|  |  |  | #N/A |  |  |  | #N/A |  | 0 | #DIV/0! | N/A | #N/A | 0 | #N/A | #N/A | #N/A | 0
|  |  |  | #N/A |  |  |  | #N/A |  | 0 | #DIV/0! | N/A | #N/A | 0 | #N/A | #N/A | #N/A | 0
|  |  |  | #N/A |  |  |  | #N/A |  | 0 | #DIV/0! | N/A | #N/A | 0 | #N/A | #N/A | #N/A | 0
|  |  |  | #N/A |  |  |  | #N/A |  | 0 | #DIV/0! | N/A | #N/A | 0 | #N/A | #N/A | #N/A | 0
|  |  |  | #N/A |  |  |  | #N/A |  | 0 | #DIV/0! | N/A | #N/A | 0 | #N/A | #N/A | #N/A | 0
|  |  |  | #N/A |  |  |  | #N/A |  | 0 | #DIV/0! | N/A | #N/A | 0 | #N/A | #N/A | #N/A | 0
|  |  |  | #N/A |  |  |  | #N/A |  | 0 | #DIV/0! | N/A | #N/A | 0 | #N/A | #N/A | #N/A | 0
|  |  |  | #N/A |  |  |  | #N/A |  | 0 | #DIV/0! | N/A | #N/A | 0 | #N/A | #N/A | #N/A | 0
|  |  |  | #N/A |  |  |  | #N/A |  | 0 | #DIV/0! | N/A | #N/A | 0 | #N/A | #N/A | #N/A | 0
|  |  |  | #N/A |  |  |  | #N/A |  | 0 | #DIV/0! | N/A | #N/A | 0 | #N/A | #N/A | #N/A | 0
|  |  |  | #N/A |  |  |  | #N/A |  | 0 | #DIV/0! | N/A | #N/A | 0 | #N/A | #N/A | #N/A | 0
|  |  |  | #N/A |  |  |  | #N/A |  | 0 | #DIV/0! | N/A | #N/A | 0 | #N/A | #N/A | #N/A | 0
|  |  |  | #N/A |  |  |  | #N/A |  | 0 | #DIV/0! | N/A | #N/A | 0 | #N/A | #N/A | #N/A | 0
|  |  |  | #N/A |  |  |  | #N/A |  | 0 | #DIV/0! | N/A | #N/A | 0 | #N/A | #N/A | #N/A | 0
|  |  |  | #N/A |  |  |  | #N/A |  | 0 | #DIV/0! | N/A | #N/A | 0 | #N/A | #N/A | #N/A | 0
|  |  |  | #N/A |  |  |  | #N/A |  | 0 | #DIV/0! | N/A | #N/A | 0 | #N/A | #N/A | #N/A | 0
|  |  |  | #N/A |  |  |  | #N/A |  | 0 | #DIV/0! | N/A | #N/A | 0 | #N/A | #N/A | #N/A | 0
|  |  |  | #N/A |  |  |  | #N/A |  | 0 | #DIV/0! | N/A | #N/A | 0 | #N/A | #N/A | #N/A | 0
|  |  |  | #N/A |  |  |  | #N/A |  | 0 | #DIV/0! | N/A | #N/A | 0 | #N/A | #N/A | #N/A | 0
|  |  |  | #N/A |  |  |  | #N/A |  | 0 | #DIV/0! | N/A | #N/A | 0 | #N/A | #N/A | #N/A | 0
|  |  |  | #N/A |  |  |  | #N/A |  | 0 | #DIV/0! | N/A | #N/A | 0 | #N/A | #N/A | #N/A | 0
|  |  |  | #N/A |  |  |  | #N/A |  | 0 | #DIV/0! | N/A | #N/A | 0 | #N/A | #N/A | #N/A | 0
|  |  |  | #N/A |  |  |  | #N/A |  | 0 | #DIV/0! | N/A | #N/A | 0 | #N/A | #N/A | #N/A | 0
|  |  |  | #N/A |  |  |  | #N/A |  | 0 | #DIV/0! | N/A | #N/A | 0 | #N/A | #N/A | #N/A | 0
|  |  |  | #N/A |  |  |  | #N/A |  | 0 | #DIV/0! | N/A | #N/A | 0 | #N/A | #N/A | #N/A | 0
|  |  |  | #N/A |  |  |  | #N/A |  | 0 | #DIV/0! | N/A | #N/A | 0 | #N/A | #N/A | #N/A | 0
|  |  |  | #N/A |  |  |  | #N/A |  | 0 | #DIV/0! | N/A | #N/A | 0 | #N/A | #N/A | #N/A | 0
|  |  |  | #N/A |  |  |  | #N/A |  | 0 | #DIV/0! | N/A | #N/A | 0 | #N/A | #N/A | #N/A | 0
|  |  |  | #N/A |  |  |  | #N/A |  | 0 | #DIV/0! | N/A | #N/A | 0 | #N/A | #N/A | #N/A | 0
|  |  |  | #N/A |  |  |  | #N/A |  | 0 | #DIV/0! | N/A | #N/A | 0 | #N/A | #N/A | #N/A | 0
|  |  |  | #N/A |  |  |  | #N/A |  | 0 | #DIV/0! | N/A | #N/A | 0 | #N/A | #N/A | #N/A | 0
|  |  |  | #N/A |  |  |  | #N/A |  | 0 | #DIV/0! | N/A | #N/A | 0 | #N/A | #N/A | #N/A | 0
|  |  |  | #N/A |  |  |  | #N/A |  | 0 | #DIV/0! | N/A | #N/A | 0 | #N/A | #N/A | #N/A | 0
|  |  |  | #N/A |  |  |  | #N/A |  | 0 | #DIV/0! | N/A | #N/A | 0 | #N/A | #N/A | #N/A | 0
|  |  |  | #N/A |  |  |  | #N/A |  | 0 | #DIV/0! | N/A | #N/A | 0 | #N/A | #N/A | #N/A | 0
|  |  |  | #N/A |  |  |  | #N/A |  | 0 | #DIV/0! | N/A | #N/A | 0 | #N/A | #N/A | #N/A | 0
|  |  |  | #N/A |  |  |  | #N/A |  | 0 | #DIV/0! | N/A | #N/A | 0 | #N/A | #N/A | #N/A | 0
|  |  |  | #N/A |  |  |  | #N/A |  | 0 | #DIV/0! | N/A | #N/A | 0 | #N/A | #N/A | #N/A | 0
|  |  |  | #N/A |  |  |  | #N/A |  | 0 | #DIV/0! | N/A | #N/A | 0 | #N/A | #N/A | #N/A | 0
|  |  |  | #N/A |  |  |  | #N/A |  | 0 | #DIV/0! | N/A | #N/A | 0 | #N/A | #N/A | #N/A | 0
|  |  |  | #N/A |  |  |  | #N/A |  | 0 | #DIV/0! | N/A | #N/A | 0 | #N/A | #N/A | #N/A | 0
|  |  |  | #N/A |  |  |  | #N/A |  | 0 | #DIV/0! | N/A | #N/A | 0 | #N/A | #N/A | #N/A | 0
|  |  |  | #N/A |  |  |  | #N/A |  | 0 | #DIV/0! | N/A | #N/A | 0 | #N/A | #N/A | #N/A | 0
|  |  |  | #N/A |  |  |  | #N/A |  | 0 | #DIV/0! | N/A | #N/A | 0 | #N/A | #N/A | #N/A | 0
|  |  |  | #N/A |  |  |  | #N/A |  | 0 | #DIV/0! | N/A | #N/A | 0 | #N/A | #N/A | #N/A | 0
|  |  |  | #N/A |  |  |  | #N/A |  | 0 | #DIV/0! | N/A | #N/A | 0 | #N/A | #N/A | #N/A | 0
|  |  |  | #N/A |  |  |  | #N/A |  | 0 | #DIV/0! | N/A | #N/A | 0 | #N/A | #N/A | #N/A | 0
|  |  |  | #N/A |  |  |  | #N/A |  | 0 | #DIV/0! | N/A | #N/A | 0 | #N/A | #N/A | #N/A | 0
|  |  |  | #N/A |  |  |  | #N/A |  | 0 | #DIV/0! | N/A | #N/A | 0 | #N/A | #N/A | #N/A | 0
|  |  |  | #N/A |  |  |  | #N/A |  | 0 | #DIV/0! | N/A | #N/A | 0 | #N/A | #N/A | #N/A | 0
|  |  |  | #N/A |  |  |  | #N/A |  | 0 | #DIV/0! | N/A | #N/A | 0 | #N/A | #N/A | #N/A | 0
|  |  |  | #N/A |  |  |  | #N/A |  | 0 | #DIV/0! | N/A | #N/A | 0 | #N/A | #N/A | #N/A | 0
|  |  |  | #N/A |  |  |  | #N/A |  | 0 | #DIV/0! | N/A | #N/A | 0 | #N/A | #N/A | #N/A | 0
|  |  |  | #N/A |  |  |  | #N/A |  | 0 | #DIV/0! | N/A | #N/A | 0 | #N/A | #N/A | #N/A | 0
|  |  |  | #N/A |  |  |  | #N/A |  | 0 | #DIV/0! | N/A | #N/A | 0 | #N/A | #N/A | #N/A | 0
|  |  |  | #N/A |  |  |  | #N/A |  | 0 | #DIV/0! | N/A | #N/A | 0 | #N/A | #N/A | #N/A | 0
|  |  |  | #N/A |  |  |  | #N/A |  | 0 | #DIV/0! | N/A | #N/A | 0 | #N/A | #N/A | #N/A | 0
|  |  |  | #N/A |  |  |  | #N/A |  | 0 | #DIV/0! | N/A | #N/A | 0 | #N/A | #N/A | #N/A | 0
|  |  |  | #N/A |  |  |  | #N/A |  | 0 | #DIV/0! | N/A | #N/A | 0 | #N/A | #N/A | #N/A | 0
|  |  |  | #N/A |  |  |  | #N/A |  | 0 | #DIV/0! | N/A | #N/A | 0 | #N/A | #N/A | #N/A | 0
|  |  |  | #N/A |  |  |  | #N/A |  | 0 | #DIV/0! | N/A | #N/A | 0 | #N/A | #N/A | #N/A | 0
|  |  |  | #N/A |  |  |  | #N/A |  | 0 | #DIV/0! | N/A | #N/A | 0 | #N/A | #N/A | #N/A | 0
|  |  |  | #N/A |  |  |  | #N/A |  | 0 | #DIV/0! | N/A | #N/A | 0 | #N/A | #N/A | #N/A | 0
|  |  |  | #N/A |  |  |  | #N/A |  | 0 | #DIV/0! | N/A | #N/A | 0 | #N/A | #N/A | #N/A | 0
|  |  |  | #N/A |  |  |  | #N/A |  | 0 | #DIV/0! | N/A | #N/A | 0 | #N/A | #N/A | #N/A | 0
|  |  |  | #N/A |  |  |  | #N/A |  | 0 | #DIV/0! | N/A | #N/A | 0 | #N/A | #N/A | #N/A | 0
|  |  |  | #N/A |  |  |  | #N/A |  | 0 | #DIV/0! | N/A | #N/A | 0 | #N/A | #N/A | #N/A | 0
|  |  |  | #N/A |  |  |  | #N/A |  | 0 | #DIV/0! | N/A | #N/A | 0 | #N/A | #N/A | #N/A | 0
|  |  |  | #N/A |  |  |  | #N/A |  | 0 | #DIV/0! | N/A | #N/A | 0 | #N/A | #N/A | #N/A | 0
|  |  |  | #N/A |  |  |  | #N/A |  | 0 | #DIV/0! | N/A | #N/A | 0 | #N/A | #N/A | #N/A | 0
|  |  |  | #N/A |  |  |  | #N/A |  | 0 | #DIV/0! | N/A | #N/A | 0 | #N/A | #N/A | #N/A | 0
|  |  |  | #N/A |  |  |  | #N/A |  | 0 | #DIV/0! | N/A | #N/A | 0 | #N/A | #N/A | #N/A | 0
|  |  |  | #N/A |  |  |  | #N/A |  | 0 | #DIV/0! | N/A | #N/A | 0 | #N/A | #N/A | #N/A | 0
|  |  |  | #N/A |  |  |  | #N/A |  | 0 | #DIV/0! | N/A | #N/A | 0 | #N/A | #N/A | #N/A | 0
|  |  |  | #N/A |  |  |  | #N/A |  | 0 | #DIV/0! | N/A | #N/A | 0 | #N/A | #N/A | #N/A | 0
|  |  |  | #N/A |  |  |  | #N/A |  | 0 | #DIV/0! | N/A | #N/A | 0 | #N/A | #N/A | #N/A | 0
|  |  |  | #N/A |  |  |  | #N/A |  | 0 | #DIV/0! | N/A | #N/A | 0 | #N/A | #N/A | #N/A | 0
|  |  |  | #N/A |  |  |  | #N/A |  | 0 | #DIV/0! | N/A | #N/A | 0 | #N/A | #N/A | #N/A | 0
|  |  |  | #N/A |  |  |  | #N/A |  | 0 | #DIV/0! | N/A | #N/A | 0 | #N/A | #N/A | #N/A | 0
|  |  |  | #N/A |  |  |  | #N/A |  | 0 | #DIV/0! | N/A | #N/A | 0 | #N/A | #N/A | #N/A | 0
|  |  |  | #N/A |  |  |  | #N/A |  | 0 | #DIV/0! | N/A | #N/A | 0 | #N/A | #N/A | #N/A | 0
|  |  |  | #N/A |  |  |  | #N/A |  | 0 | #DIV/0! | N/A | #N/A | 0 | #N/A | #N/A | #N/A | 0
|  |  |  | #N/A |  |  |  | #N/A |  | 0 | #DIV/0! | N/A | #N/A | 0 | #N/A | #N/A | #N/A | 0
|  |  |  | #N/A |  |  |  | #N/A |  | 0 | #DIV/0! | N/A | #N/A | 0 | #N/A | #N/A | #N/A | 0
|  |  |  | #N/A |  |  |  | #N/A |  | 0 | #DIV/0! | N/A | #N/A | 0 | #N/A | #N/A | #N/A | 0
Partner Notes - Use this section to include any notes about the information entered above.
Note on K3: e.g. Fluorescent, Incandescent, LED
Note on L3: Use maximum rated wattage for the fixture if following ASHRAE explicitly. EPA allows wattage to be calculated using wattage of installed lamps and ballast, regardless of maximum rated wattage of the fixture. Ballast power must be included
Note on L4: Include ballast power. See Appendix B for typical values. Ex. 13W CFL >>14W
Note on M3: User can overwrite default lumens per watt if needed, but need to provide documentation
Note on O3: If the same fixture is used in apartments as common space, indicate "Common Space"

## In-Unit Lighting
eQUEST Calculator - In-Unit Lighting
Instructions:
1 | Include all in-unit hard-wired lighting in this table. Rated wattage must include ballast (follow 90.1 User's manual or Appendix B of Performance Path Requirements).
2 | Only the rooms for which there are specified hard-wired lighting fixtures should be entered in this table. Therefore, the total square feet that you list in this table might be smaller than the total square feet of the apartments. If there are multiple fixtures per room, distribute area accordingly.
3 | Rooms with more than one fixture type should be entered using multiple rows; square footage should be distributed between entries.
4 | Likewise, for some rooms, the areas for which lighting is specified may be LESS than the total area of the room. If the specified fixtures are intended to light only a portion of the room, enter the square feet of the lighted area only, per your own estimation, but not to exceed 3 square feet per Watt. (Ex. A 13 Watt wall sconce in a bedroom can light at most 39 square feet and should not be modeled as lighting the entire space.)
5 | Enter data in the cells highlighted in this color.
6 | Do not edit cells highlighted in this color.
7 | Do not edit cells highlighted in this color. These calculated values are to be entered into software as W/SF for Apartment zones.
8 | Cells highlighted in yellow indicate spaces where estimated lumen output of fixture does not provide minimum illumination (10 lumens/SqFt) per IESNA.
In-Unit Lighting Table
| Room Name | Room Area, SqFt | Quantity | Fixture Code (from Interior Lighting tab) | Fixture Wattage | TEF | Number of such rooms in the building | Total Area, SqFt | Total Installed Wattage, W | Illumination (footcandles or lumens/SqFt) | Room Lighting Power Density, W/SF
[5 empty] | 0 | #N/A |  | 0 | 0 | #N/A | #DIV/0! | #N/A
[5 empty] | 0 | #N/A |  | 0 | 0 | #N/A | #DIV/0! | #N/A
[5 empty] | 0 | #N/A |  | 0 | 0 | #N/A | #DIV/0! | #N/A
[5 empty] | 0 | #N/A |  | 0 | 0 | #N/A | #DIV/0! | #N/A
[5 empty] | 0 | #N/A |  | 0 | 0 | #N/A | #DIV/0! | #N/A
[5 empty] | 0 | #N/A |  | 0 | 0 | #N/A | #DIV/0! | #N/A
[5 empty] | 0 | #N/A |  | 0 | 0 | #N/A | #DIV/0! | #N/A
[5 empty] | 0 | #N/A |  | 0 | 0 | #N/A | #DIV/0! | #N/A
[5 empty] | 0 | #N/A |  | 0 | 0 | #N/A | #DIV/0! | #N/A
[5 empty] | 0 | #N/A |  | 0 | 0 | #N/A | #DIV/0! | #N/A
[5 empty] | 0 | #N/A |  | 0 | 0 | #N/A | #DIV/0! | #N/A
[5 empty] | 0 | #N/A |  | 0 | 0 | #N/A | #DIV/0! | #N/A
[5 empty] | 0 | #N/A |  | 0 | 0 | #N/A | #DIV/0! | #N/A
[5 empty] | 0 | #N/A |  | 0 | 0 | #N/A | #DIV/0! | #N/A
[5 empty] | 0 | #N/A |  | 0 | 0 | #N/A | #DIV/0! | #N/A
[5 empty] | 0 | #N/A |  | 0 | 0 | #N/A | #DIV/0! | #N/A
[5 empty] | 0 | #N/A |  | 0 | 0 | #N/A | #DIV/0! | #N/A
[5 empty] | 0 | #N/A |  | 0 | 0 | #N/A | #DIV/0! | #N/A
[5 empty] | 0 | #N/A |  | 0 | 0 | #N/A | #DIV/0! | #N/A
[5 empty] | 0 | #N/A |  | 0 | 0 | #N/A | #DIV/0! | #N/A
[5 empty] | 0 | #N/A |  | 0 | 0 | #N/A | #DIV/0! | #N/A
[5 empty] | 0 | #N/A |  | 0 | 0 | #N/A | #DIV/0! | #N/A
[5 empty] | 0 | #N/A |  | 0 | 0 | #N/A | #DIV/0! | #N/A
[5 empty] | 0 | #N/A |  | 0 | 0 | #N/A | #DIV/0! | #N/A
[5 empty] | 0 | #N/A |  | 0 | 0 | #N/A | #DIV/0! | #N/A
[5 empty] | 0 | #N/A |  | 0 | 0 | #N/A | #DIV/0! | #N/A
[5 empty] | 0 | #N/A |  | 0 | 0 | #N/A | #DIV/0! | #N/A
[5 empty] | 0 | #N/A |  | 0 | 0 | #N/A | #DIV/0! | #N/A
[5 empty] | 0 | #N/A |  | 0 | 0 | #N/A | #DIV/0! | #N/A
| Summary | [6 empty] | #N/A | Weighted Average of installed footcandles must exceed 10
| Total in-unit area with specified lighting, SqFt |  |  |  | 0
| Total specified lighting, W |  |  |  | 0
| Specified lighting power density, W/SqFt |  |  |  | NA
| Proposed lighting power density, W/SqFt |  |  |  | #DIV/0!
| Baseline lighting power density, W/SqFt |  |  |  | 0.7
Partner Notes - Use this section to include any notes about the information entered above.
Room Types
Bathroom
Bedroom
Closet
Dining Room
Family Room
Hall
Kitchen
Living Room
Office
Utility Room
Other

## Exterior Lighting
eQUEST Calculator - Exterior Lighting
Instructions:
1 | Select "Exterior Lighting Zone" from drop down list, based on exterior lighting zone type identified in 90.1-2010 Table 9.4.3A.
2 | Enter data in the cells highlighted with this color.
3 | Use values from the cells highlighted in this color in the energy simulations.
4 | In eQuest, exterior lighting should be entered in the "Utility & Economics" section, under Electric Meter as a Direct Exterior Load, with Exterior Usage enduse and a 12 hr/day schedule.
5 | For proposed design simulation enter exterior lighting specified on drawings.
6 | Apartment balcony lighting should be evaluated as Tradable Surfaces "Other Doors", and modeled using the 2.34 hr/day schedule. In eQUEST, assign to "Exterior" end use.
| Exterior Lighting Zone | Zone 2
| Area Type | Lighting Power Density (W/sqft) |  |  | Area | Baseline Lighting Allowance | Proposed Lighting | Proposed Fixture Description
|  | Zone 2 | Zone 3 | Zone 4 | SqFt | W | W
| Uncovered parking lots and drives | 0.06 | 0.1 | 0.13 |  | 0
| Walkways 10ft wide or greater/Plaza areas/Special feature areas | 0.14 | 0.16 | 0.2 |  | 0
| Stairways | 1 | 1 | 1 |  | 0
| Entry canopies | 0.25 | 0.4 | 0.4 |  | 0
| Landscaping | 0.05 | 0.05 | 0.05 |  | 0
| Building Facades (1) | 0.1 | 0.15 | 0.2 |  | 0
| Area Type | Lighting Power (W/linear foot) |  |  | Linear feet | Baseline Lighting Allowance | Proposed Lighting | Proposed Fixture Description
|  | Zone 2 | Zone 3 | Zone 4 | Ft | W | W
| Walkways less than 10 ft wide | 0.7 | 0.8 | 1 |  | 0
| Main entries (2) | 20 | 30 | 30 |  | 0
| Other doors (2) | 20 | 20 | 20 |  | 0
| Apartment Balcony Doors (2) | 20 | 20 | 20 |  | 0
| Building Facades (3) | 2.5 | 3.75 | 5 |  | 0
| Base Site Allowance added to: | Non-Tradable
| Base Site Allowance equal to: | 600
Total Exterior Building Allowance to be entered in Energy Models (4)
|  | Baseline | Proposed
| Tradable | 0 | 0 | Watts
| Non-Tradable | 600 | 600 | Watts | If Proposed façade lighting is less than Baseline allowance, model baseline the same as proposed.
|  | 600 | 600 | Watts
Notes:
(1) Enter area of all illuminated walls or surfaces in the Area column
(2) Enter total linear foot of door width for main entrance doors
(3) Enter total linear foot of all illuminated wall or surface length
(4) Total values include additional 5% allowance per Section 9.4.5
Partner Notes - Use this section to include any notes about the information entered above.
Note on B11: To determine Zone, see Table 9.4.3B of ASHRAE 90.1-2010

## Infiltration&Ventilation
Infiltration & Ventilation
Instructions:
1 | Fill in cells highlighted with this color.
2 | Data to be entered into simulation software.
3 | Supply and exhaust ventilation CFM and fan power must be modeled explicitly and cannot be combined with infiltration
5 | Red cells flag incorrect or missing inputs or design parameters
| Aspect Ratio from DOE benchmark midrise apartment model | 2.7
| Typical building width, FT | 111.7868
| Estimated ceiling height, FT | 9
| Total conditioned floor area, SF | 0
| Gross Exterior Wall Area, SF | 0
| Roof Area over conditioned space, SF | 0
| Volume, CuF | 0
|  |  | Baseline | Proposed / As-built
| Cs |  | 0.1617 | 0.1617
| P | kg/m3 | 1.18 | 1.18
| Uh | m/s | 4.47 | 4.47
| n |  | 0.65 | 0.65
| alfa bldg |  | 0.22 | 0.22
| Infiltration Input Type |  | 50 | 50
| I design | CFM/SF envelope area | 0.043779 | 0.043779
Local Exhaust (62.2-2010)
| Average Kitchen Area, SF: | 200
| Kitchen Ceiling height, Ft: | 8
| Continuous CFM equivalent to 5ACH (62.2-2010): | 133.3333
| ASHRAE 62.2 Requirements | Kitchen (CFM, each) | Bathroom (CFM, each)
| CONTINUOUS BASELINE EXHAUST VENTILATION: | 133.3333 | 20
| INTERMITTENT BASELINE EXHAUST VENTILATION: | 100 | 50
|  | Kitchen | Bathroom
| Intermittent or Continuous? | Intermittent | Continuous
| Fan Type | In-line | Rooftop
| Proposed CFM per Room: | 110 | 150
| Baseline CFM per Room: | 100 | 20
| Number of Rooms | 0 | 0 | Update, if inaccurate.
| PROPOSED CFM TOTAL | 0 | 0
| BASELINE CFM TOTAL | 0 | 0
Whole Unit Ventilation Rate (62.2-2010)
|  | Studios | 1BR | 2BR | 3BR | 4BR
| Average Area (SqFt): | 360 | 500 | 600 | 700 | 800
| Baseline CFM (62.2-2010): | 18.6 | 20 | 28.5 | 37 | 45.5
| Proposed OA Supply CFM: | 0 | 0 | 0 | 0 | 0
| Trickle Vents? | Yes | Yes | Yes | Yes | Yes
| Number of Units | 0 | 0 | 0 | 0 | 0
| BASELINE CFM TOTAL | 0 | 0 | 0 | 0 | 0
| PROPOSED CFM TOTAL INCLUDING CONTINUOUS EXHAUST | 0 | 0 | 0 | 0 | 0
|  | Baseline | Proposed | Baseline | Proposed | Baseline | Proposed | Baseline | Proposed
| Space Type | Apartments |  | Corridors |  | Laundry Room
| Infiltration CFM/SF envelope area @ 50 pa | 0.3 | 0.3 | 0.3 |  | 0.3 |  | 0.3
| Continuous Exhaust Ventilation, CFM | 0 | 0 | 0
Continuous Ventilation Duct Leakage (Baseline add 10 CFM/floor per shaft)
| Continuous Exhaust Fan Power, kW (total for all fans serving the space type); Note 1 | Calculated | 3 | Calculated
| Intermittent Exhaust Ventilation, CFM | 0 | 0 | 0
| Intermittent Exhaust Fan Power, kW (total for all fans serving the space type); Note 1 | 0.5 | 1 | 0
| Supply Outdoor Air (OA) CFM | 0 | 0 | 0
| Fan Power of Dedicated OA System Fans, kW | 0 |  | 0
| Infiltration ACH |  |  | same in the baseline and proposed |  | same in the baseline and proposed |  | same in the baseline and proposed
| Infiltration Schedule | Set all hourly fractions to 0.5 |  | same in the baseline and proposed |  | same in the baseline and proposed |  | same in the baseline and proposed
| Continuous Exhaust CFM (Note 2) | 0 | 0 | 0 | 0 | 0 | 0 | 0 | 0
| Continuous Exhaust Schedule (Note 3) | Set all hourly fractions to 1 |  | Set all hourly fractions to 1 |  | Set all hourly fractions to 1 |  | Set all hourly fractions to 1
| Continuous Exhaust Fan Power, kW (Note 3) | 0 | 0 | 0 | 0 | 0 | 0 | 0 | 0
| Intermittent Exhaust Fan Power, KW (Note 4) | 0.5 | 1 | 0 | 0 | 0 | 0 | 0 | 0
| Intermittent Exhaust Schedule (Note 4) | Fan motor runs 2 hours per day |  | same in the baseline and proposed |  | same in the baseline and proposed |  | same in the baseline and proposed
| Dedicated OA Supply Fan Power, kW | 0 | 0 | 0 | 0
| Outdoor Air CFM (Note 5) | 0 | 0 | 0 | 0 | 0 | 0 | 0 | 0
Notes
1 | Calculate Fan kW for the proposed design as BHP*0.746 / Motor Efficiency. If BHP is unknown, which may be the case for small packaged systems, it may be estimated as 85% of rated fan motor HP.
For the baseline use the following allowances: Ceiling Exhaust - 1.2 CFM/W; Inline Exhaust - 2.3 CFM/W, based on SG 3.14.3
2 | Set Infiltration Method to "Air Change" in eQUEST
3 | Enter exhaust on Air-Side HVAC Zone Parameters window, Outdoor Air tab, Exhaust Air group of inputs in eQUEST.
-Assign flow CFM as appropriate to each thermal zone
-Set kW per Flow based on the table above
- Set Control to Constant Volume
- Set Source to Infiltration
- Set Flow Sched as noted in the table above
- Use Parametric Runs to modify Exhaust kW/CFM in the proposed design; Exhaust Flow CFM may also need to be modified if project has over-ventilation penalty
4 | Intermittent Exhaust fan power must be entered as direct load on the meter in eQUEST.
5 | In eQUEST, enter OA CFM on Air-Side HVAC Zone Parameters window, Outdoor Air tab, Outodoor Air group of inputs. This input always applies to corridors, and may apply to apartments if make-up air is supplied mechanically and not via trickle vents.
Partner Notes - Use this section to include any notes about the information entered above.
Note on B40: If the maximum allowed CFM are exceeded, the project is penalized for over-ventilation by having lower OA CFM in the baseline
Note on B50: If this is met using a timer approach, enter the equivalent continuous rate. Ex. An 80 CFM fan that operates 15 minutes each hour should be entered as 20 CFM. If the maximum allowed CFM are exceeded, the project is penalized for pver-ventilation unless the additional CFM was needed to meet continuous local exhaust. Whole Unit Ventilation requirements may also be satisfied by continuous local exhaust coupled with trickle vents
Note on C64: Baseline intermittent exhaust fan power must be based on SG Section 3.14.3
Note on C69: Continuous CFM value includes 2 hr/day intermittent CFM distributed uniformly throughout the day
Note on C71: Baseline continuous exhaust fan power is included in 0.3 W/CFM fan power allowance.
Note on D59: Proposed shall equal baseline for Modeling Submittal. As-Built should be updated per blower door results.

## EIR for PTAC and PTHP
eQUEST Calculator - EIR for PTAC and PTHP
Instructions:
1 | For gas heated buildings using System 1 - PTAC, use the top chart to calculate cooling-EIR
2 | For electric heated buildings using System 2 - PTHP, use the bottom chart to calculate cooling-EIR
3 | Baseline PTAC fan energy should be simulated as 0.3 W/CFM
4 | Fill in cells highlighted with this color.
5 | Data to be entered in simulation software.
6 | Data to be entered in this spreadsheet and in simulation software.
|  | Baseline Design |  | Proposed Design
|  | Common Space Systems | Apartment Systems | Apartment Systems | Common Space System1 | Common Space System2 | Common Space System3 | Common Space System4 | Common Space System5 | Common Space System6 | Efficiency Conversion Calculator
| System Type | PTAC | PTAC | [7 empty] | SEER to EER | SEER | EER
| EER | 11.009 | 11.009 | [9 empty] | 0
Net Cooling Capacity (ARI Cond), Btu/Hr
| Fan BHP, actual | NA | NA | [7 empty] | HSPF to COP at AHRI condition | HSPF | COP
| Fan Motor Efficiency, actual | NA | NA | [7 empty] | All Single Package Equipment |  | 0.9667
| CFM, actual | NA | NA | [7 empty] | Split Systems < 65,000 BTUH |  | 0
| Fan kW/CFM | 0.0003 | 0.0003 | 0 | 0 | 0 | 0 | 0 | 0 | 0 | All other Split Systems |  | -0.2606
| EIR or 1/COP | 0.25779 | 0.25779 | 0 | 0 | 0 | 0 | 0 | 0 | 0
|  | Baseline Design |  | Proposed Design
|  | Common Space Systems | Apartment Systems | Apartment Systems | Common Space System1 | Common Space System2 | Common Space System3 | Common Space System4 | Common Space System5 | Common Space System6
| System Type | PTHP | PTHP
| EER | 10.809 | 10.809
Net Cooling Capacity (ARI Cond), Btu/Hr
| Fan BHP, actual | NA | NA
| Fan Motor Efficiency, actual | NA | NA
| CFM, actual | NA | NA
| Fan kW/CFM | 0.0003 | 0.0003 | 0 | 0 | 0 | 0 | 0 | 0 | 0
| EIR or 1/COP (Cooling) | 0.2633 | 0.2633 | 0 | 0 | 0 | 0 | 0 | 0 | 0
Net Heating Capacity, Btu/Hr
| COP (HEATING) | 3.018 | 3.018
| EIR or 1/COP (HEATING) | 0.33135 | 0.33135 | #DIV/0! | #DIV/0! | #DIV/0! | #DIV/0! | #DIV/0! | #DIV/0! | #DIV/0!
Partner Notes - Use this section to include any notes about the information entered above.