{"text_format":"1","workbook":"xlsx","n_sheets":6,"sheets":["Cover","Month-Hour Data Viewer","Helper tab","Databases ->","Annual Outputs","Month-Hour Outputs"],"not_rendered":{"charts":0,"images":2,"macros":1,"external_links":0,"defined_names":12,"comments":0,"pivot_tables":0},"unopened":[],"bounds":{"document_bytes":16777216,"sheet_cells":100000,"rows_first":2000,"rows_last":500,"rows_between":2000,"halvings":0,"cell_chars":16384,"cell_head_chars":4096},"cells_cut":0,"cells_raw":0,"read":"whole","date_system":"1900"}

{"sheet":"Cover","index":0,"n_rows":49,"n_cols":3,"rows_kept":49,"cut":false,"hidden":false,"merged":[[25,2,25,4],[36,1,41,1],[42,1,46,1],[47,1,48,1],[36,2,36,4],[37,2,37,4],[38,2,38,4],[39,2,39,4],[40,2,40,4],[47,2,47,4],[48,2,48,4],[45,2,45,4],[46,2,46,4],[44,2,44,4],[43,2,43,4],[41,2,41,4],[35,2,35,4],[42,2,42,4],[26,2,26,4],[27,2,27,4],[28,2,28,4]]}
[]
[]
[null,"Electricity Grid Emission Factors for New York State"]
[]
[]
[]
[]
[]
[]
[]
[null,"Prepared by:"]
[]
[]
[]
[]
[]
[null,"August 2022"]
[]
[null,"Summary"]
[null,"This workbook provides a database of CO2, CH4, and N2O emission factors, and associated societal value of emissions, for New York State from 2022 through 2030."]
[null,"Outputs in this workbook were calculated based on the methods and data sources described in NYSERDA's Grid Emission Factor white paper."]
[]
[null,"Color key"]
[null,"User selection"]
[]
[null,"Key Tabs","Description"]
[null,"Month-Hour Data Viewer","This tab allows the user to select inputs to populate a month-hour heat map of marginal emission factors or societal value of emissions.\nNote that macros must be enabled for this viewer to function. Values in the subsequent database tabs are usable w/o macros."]
[null,"Annual Outputs","This tab provides a database of annual marginal and average emission factor outputs for statewide, upstate, and downstate New York."]
[null,"Month-Hour Outputs","This tab provides a database of month-hour marginal emission factor outputs for statewide, upstate, and downstate New York."]
[]
[null,"Region definitions"]
[null,"Statewide","All NYISO zones"]
[null,"Upstate","NYISO zones A-E"]
[null,"Downstate","NYISO zones F-K"]
[null,"Select the emission factor type based on the following use-case definitions:"]
[null,"Emission Factor Type","Proposed use cases "]
[null,"Short-run marginal","1.Avoided emissions of new supply-side renewable generation."]
[null,null,"2.When the change in load will not cause the energy portfolio to rebalance to meet a compliance target, such as:"]
[null,null,"•Direct emissions change (e.g., determine the immediate emissions associated with load increase in a given hour)"]
[null,null,"•Emissions associated with a short-term or one-time change in load, that is not a recurring or prolonged change and wouldn’t result in additional renewable build"]
[null,null,"•Load shifting resources that do not have a large impact on total load (example: battery storage)"]
[null,null,"•Unanticipated changes in load - in the near-term, this can be evaluated using short-run marginal emission factors, but in the long-term they would affect renewable procurement and need to use long-run marginal emission factors"]
[null,"Long-run marginal","All other load modifying instances, since the energy portfolio will be expected to rebalance and build new renewables to accommodate the change in load. Long-run marginal emission factors are used as a proxy to re-running a capacity expansion model to determine new renewable build. Examples include:"]
[null,null,"•Building electrification"]
[null,null,"•Electric vehicles"]
[null,null,"•Behind-the-meter solar (or other distributed generation that does not generate RECs; therefore, just treated as a load modifier instead of clean energy supply)"]
[null,null,"•Energy efficiency"]
[null,"Average","When considering load impacts that are part of the expected total, such as:"]
[null,null,"•Calculating the total emissions footprint of a home, building, city, etc."]

{"sheet":"Month-Hour Data Viewer","index":1,"n_rows":25,"n_cols":27,"rows_kept":25,"cut":false,"hidden":false,"merged":[[13,1,24,1],[3,1,3,2],[2,1,2,2],[6,1,6,2],[5,1,5,2],[7,1,7,2],[4,1,4,2],[0,1,0,13],[11,3,11,26],[3,3,3,6],[6,3,6,6],[5,3,5,6],[7,3,7,6],[4,3,4,6],[2,3,2,6],[8,3,8,6],[8,1,8,2]]}
[null,"This lookup tab allows users to view a heat map of the month/hour values for greenhouse gas emission factors or social cost value per MWh.\nUser can select the desired output type. \nNote that macros must be enabled for this viewer to function."]
[null,"User Selection:"]
[null,"Output type",null,"Value of emissions",null,null,null,"Emission factors (metric tons/MWh) or Value of emissions (2020 $/MWh) "]
[null,"Greenhouse gas",null,"Total value",null,null,null,"Emission factors: CO2, CH4, or N2O; Value of emissions: total value for all three GHGs will be shown"]
[null,"Value discount rate",null,0.02,null,null,null,"Discount rate for social cost values. 2% is the default value."]
[null,"Emission factor type",null,"Long-run marginal",null,null,null,"Short-run marginal or Long-run marginal"]
[null,"Region",null,"Statewide",null,null,null,"Statewide, Upstate, or Downstate"]
[null,"Year",null,2030,null,null,null,"2022-2030"]
[null,"Heat map color range",null,"Relative",null,null,null,"Absolute = heat map colors will compare across all possible values; Relative =  heat map colors will compare values only within the viewed data"]
[]
[]
[null,null,null,"Hour"]
[null,{"$f":"_xlfn.CONCAT(\"Units = \"&IF(D3=\"Emission factors\",\"Metric tons/MWh\",\"2020 $/MWh\"))","v":"Units = 2020 $/MWh"},null,1,2,3,4,5,6,7,8,9,10,11,12,13,14,15,16,17,18,19,20,21,22,23,24]
[null,"Month",1,{"$f":"INDEX('Month-Hour Outputs'!$K$7:$AF$7782,MATCH(1,($D$7='Month-Hour Outputs'!$A$7:$A$7782)*($D$8='Month-Hour Outputs'!$B$7:$B$7782)*($C14='Month-Hour Outputs'!$C$7:$C$7782)*(D$13='Month-Hour Outputs'!$D$7:$D$7782),0),MATCH(1,($D$4='Month-Hour Outputs'!$K$2:$AF$2)*('Month-Hour Data Viewer'!$D$3='Month-Hour Outputs'!$K$3:$AF$3)*('Month-Hour Data Viewer'!$D$6='Month-Hour Outputs'!$K$4:$AF$4)*($D$5='Month-Hour Outputs'!$K$5:$AF$5),0))","v":18.993712769948807},{"$f":"INDEX('Month-Hour Outputs'!$K$7:$AF$7782,MATCH(1,($D$7='Month-Hour Outputs'!$A$7:$A$7782)*($D$8='Month-Hour Outputs'!$B$7:$B$7782)*($C14='Month-Hour Outputs'!$C$7:$C$7782)*(E$13='Month-Hour Outputs'!$D$7:$D$7782),0),MATCH(1,($D$4='Month-Hour Outputs'!$K$2:$AF$2)*('Month-Hour Data Viewer'!$D$3='Month-Hour Outputs'!$K$3:$AF$3)*('Month-Hour Data Viewer'!$D$6='Month-Hour Outputs'!$K$4:$AF$4)*($D$5='Month-Hour Outputs'!$K$5:$AF$5),0))","v":16.417451317400175},{"$f":"INDEX('Month-Hour Outputs'!$K$7:$AF$7782,MATCH(1,($D$7='Month-Hour Outputs'!$A$7:$A$7782)*($D$8='Month-Hour Outputs'!$B$7:$B$7782)*($C14='Month-Hour Outputs'!$C$7:$C$7782)*(F$13='Month-Hour Outputs'!$D$7:$D$7782),0),MATCH(1,($D$4='Month-Hour Outputs'!$K$2:$AF$2)*('Month-Hour Data Viewer'!$D$3='Month-Hour Outputs'!$K$3:$AF$3)*('Month-Hour Data Viewer'!$D$6='Month-Hour Outputs'!$K$4:$AF$4)*($D$5='Month-Hour Outputs'!$K$5:$AF$5),0))","v":15.245419790083753},{"$f":"INDEX('Month-Hour Outputs'!$K$7:$AF$7782,MATCH(1,($D$7='Month-Hour Outputs'!$A$7:$A$7782)*($D$8='Month-Hour Outputs'!$B$7:$B$7782)*($C14='Month-Hour Outputs'!$C$7:$C$7782)*(G$13='Month-Hour Outputs'!$D$7:$D$7782),0),MATCH(1,($D$4='Month-Hour Outputs'!$K$2:$AF$2)*('Month-Hour Data Viewer'!$D$3='Month-Hour Outputs'!$K$3:$AF$3)*('Month-Hour Data Viewer'!$D$6='Month-Hour Outputs'!$K$4:$AF$4)*($D$5='Month-Hour Outputs'!$K$5:$AF$5),0))","v":14.892567593940385},{"$f":"INDEX('Month-Hour Outputs'!$K$7:$AF$7782,MATCH(1,($D$7='Month-Hour Outputs'!$A$7:$A$7782)*($D$8='Month-Hour Outputs'!$B$7:$B$7782)*($C14='Month-Hour Outputs'!$C$7:$C$7782)*(H$13='Month-Hour Outputs'!$D$7:$D$7782),0),MATCH(1,($D$4='Month-Hour Outputs'!$K$2:$AF$2)*('Month-Hour Data Viewer'!$D$3='Month-Hour Outputs'!$K$3:$AF$3)*('Month-Hour Data Viewer'!$D$6='Month-Hour Outputs'!$K$4:$AF$4)*($D$5='Month-Hour Outputs'!$K$5:$AF$5),0))","v":15.108121778043262},{"$f":"INDEX('Month-Hour Outputs'!$K$7:$AF$7782,MATCH(1,($D$7='Month-Hour Outputs'!$A$7:$A$7782)*($D$8='Month-Hour Outputs'!$B$7:$B$7782)*($C14='Month-Hour Outputs'!$C$7:$C$7782)*(I$13='Month-Hour Outputs'!$D$7:$D$7782),0),MATCH(1,($D$4='Month-Hour Outputs'!$K$2:$AF$2)*('Month-Hour Data Viewer'!$D$3='Month-Hour Outputs'!$K$3:$AF$3)*('Month-Hour Data Viewer'!$D$6='Month-Hour Outputs'!$K$4:$AF$4)*($D$5='Month-Hour Outputs'!$K$5:$AF$5),0))","v":16.852237120966944},{"$f":"INDEX('Month-Hour Outputs'!$K$7:$AF$7782,MATCH(1,($D$7='Month-Hour Outputs'!$A$7:$A$7782)*($D$8='Month-Hour Outputs'!$B$7:$B$7782)*($C14='Month-Hour Outputs'!$C$7:$C$7782)*(J$13='Month-Hour Outputs'!$D$7:$D$7782),0),MATCH(1,($D$4='Month-Hour Outputs'!$K$2:$AF$2)*('Month-Hour Data Viewer'!$D$3='Month-Hour Outputs'!$K$3:$AF$3)*('Month-Hour Data Viewer'!$D$6='Month-Hour Outputs'!$K$4:$AF$4)*($D$5='Month-Hour Outputs'!$K$5:$AF$5),0))","v":19.401869472202275},{"$f":"INDEX('Month-Hour Outputs'!$K$7:$AF$7782,MATCH(1,($D$7='Month-Hour Outputs'!$A$7:$A$7782)*($D$8='Month-Hour Outputs'!$B$7:$B$7782)*($C14='Month-Hour Outputs'!$C$7:$C$7782)*(K$13='Month-Hour Outputs'!$D$7:$D$7782),0),MATCH(1,($D$4='Month-Hour Outputs'!$K$2:$AF$2)*('Month-Hour Data Viewer'!$D$3='Month-Hour Outputs'!$K$3:$AF$3)*('Month-Hour Data Viewer'!$D$6='Month-Hour Outputs'!$K$4:$AF$4)*($D$5='Month-Hour Outputs'!$K$5:$AF$5),0))","v":20.315324799397569},{"$f":"INDEX('Month-Hour Outputs'!$K$7:$AF$7782,MATCH(1,($D$7='Month-Hour Outputs'!$A$7:$A$7782)*($D$8='Month-Hour Outputs'!$B$7:$B$7782)*($C14='Month-Hour Outputs'!$C$7:$C$7782)*(L$13='Month-Hour Outputs'!$D$7:$D$7782),0),MATCH(1,($D$4='Month-Hour Outputs'!$K$2:$AF$2)*('Month-Hour Data Viewer'!$D$3='Month-Hour Outputs'!$K$3:$AF$3)*('Month-Hour Data Viewer'!$D$6='Month-Hour Outputs'!$K$4:$AF$4)*($D$5='Month-Hour Outputs'!$K$5:$AF$5),0))","v":20.133731791178381},{"$f":"INDEX('Month-Hour Outputs'!$K$7:$AF$7782,MATCH(1,($D$7='Month-Hour Outputs'!$A$7:$A$7782)*($D$8='Month-Hour Outputs'!$B$7:$B$7782)*($C14='Month-Hour Outputs'!$C$7:$C$7782)*(M$13='Month-Hour Outputs'!$D$7:$D$7782),0),MATCH(1,($D$4='Month-Hour Outputs'!$K$2:$AF$2)*('Month-Hour Data Viewer'!$D$3='Month-Hour Outputs'!$K$3:$AF$3)*('Month-Hour Data Viewer'!$D$6='Month-Hour Outputs'!$K$4:$AF$4)*($D$5='Month-Hour Outputs'!$K$5:$AF$5),0))","v":18.409582285847794},{"$f":"INDEX('Month-Hour Outputs'!$K$7:$AF$7782,MATCH(1,($D$7='Month-Hour Outputs'!$A$7:$A$7782)*($D$8='Month-Hour Outputs'!$B$7:$B$7782)*($C14='Month-Hour Outputs'!$C$7:$C$7782)*(N$13='Month-Hour Outputs'!$D$7:$D$7782),0),MATCH(1,($D$4='Month-Hour Outputs'!$K$2:$AF$2)*('Month-Hour Data Viewer'!$D$3='Month-Hour Outputs'!$K$3:$AF$3)*('Month-Hour Data Viewer'!$D$6='Month-Hour Outputs'!$K$4:$AF$4)*($D$5='Month-Hour Outputs'!$K$5:$AF$5),0))","v":18.794109701744784},{"$f":"INDEX('Month-Hour Outputs'!$K$7:$AF$7782,MATCH(1,($D$7='Month-Hour Outputs'!$A$7:$A$7782)*($D$8='Month-Hour Outputs'!$B$7:$B$7782)*($C14='Month-Hour Outputs'!$C$7:$C$7782)*(O$13='Month-Hour Outputs'!$D$7:$D$7782),0),MATCH(1,($D$4='Month-Hour Outputs'!$K$2:$AF$2)*('Month-Hour Data Viewer'!$D$3='Month-Hour Outputs'!$K$3:$AF$3)*('Month-Hour Data Viewer'!$D$6='Month-Hour Outputs'!$K$4:$AF$4)*($D$5='Month-Hour Outputs'!$K$5:$AF$5),0))","v":21.49775668244061},{"$f":"INDEX('Month-Hour Outputs'!$K$7:$AF$7782,MATCH(1,($D$7='Month-Hour Outputs'!$A$7:$A$7782)*($D$8='Month-Hour Outputs'!$B$7:$B$7782)*($C14='Month-Hour Outputs'!$C$7:$C$7782)*(P$13='Month-Hour Outputs'!$D$7:$D$7782),0),MATCH(1,($D$4='Month-Hour Outputs'!$K$2:$AF$2)*('Month-Hour Data Viewer'!$D$3='Month-Hour Outputs'!$K$3:$AF$3)*('Month-Hour Data Viewer'!$D$6='Month-Hour Outputs'!$K$4:$AF$4)*($D$5='Month-Hour Outputs'!$K$5:$AF$5),0))","v":23.165487014125507},{"$f":"INDEX('Month-Hour Outputs'!$K$7:$AF$7782,MATCH(1,($D$7='Month-Hour Outputs'!$A$7:$A$7782)*($D$8='Month-Hour Outputs'!$B$7:$B$7782)*($C14='Month-Hour Outputs'!$C$7:$C$7782)*(Q$13='Month-Hour Outputs'!$D$7:$D$7782),0),MATCH(1,($D$4='Month-Hour Outputs'!$K$2:$AF$2)*('Month-Hour Data Viewer'!$D$3='Month-Hour Outputs'!$K$3:$AF$3)*('Month-Hour Data Viewer'!$D$6='Month-Hour Outputs'!$K$4:$AF$4)*($D$5='Month-Hour Outputs'!$K$5:$AF$5),0))","v":24.413101630005215},{"$f":"INDEX('Month-Hour Outputs'!$K$7:$AF$7782,MATCH(1,($D$7='Month-Hour Outputs'!$A$7:$A$7782)*($D$8='Month-Hour Outputs'!$B$7:$B$7782)*($C14='Month-Hour Outputs'!$C$7:$C$7782)*(R$13='Month-Hour Outputs'!$D$7:$D$7782),0),MATCH(1,($D$4='Month-Hour Outputs'!$K$2:$AF$2)*('Month-Hour Data Viewer'!$D$3='Month-Hour Outputs'!$K$3:$AF$3)*('Month-Hour Data Viewer'!$D$6='Month-Hour Outputs'!$K$4:$AF$4)*($D$5='Month-Hour Outputs'!$K$5:$AF$5),0))","v":23.91835490024474},{"$f":"INDEX('Month-Hour Outputs'!$K$7:$AF$7782,MATCH(1,($D$7='Month-Hour Outputs'!$A$7:$A$7782)*($D$8='Month-Hour Outputs'!$B$7:$B$7782)*($C14='Month-Hour Outputs'!$C$7:$C$7782)*(S$13='Month-Hour Outputs'!$D$7:$D$7782),0),MATCH(1,($D$4='Month-Hour Outputs'!$K$2:$AF$2)*('Month-Hour Data Viewer'!$D$3='Month-Hour Outputs'!$K$3:$AF$3)*('Month-Hour Data Viewer'!$D$6='Month-Hour Outputs'!$K$4:$AF$4)*($D$5='Month-Hour Outputs'!$K$5:$AF$5),0))","v":23.756118049072441},{"$f":"INDEX('Month-Hour Outputs'!$K$7:$AF$7782,MATCH(1,($D$7='Month-Hour Outputs'!$A$7:$A$7782)*($D$8='Month-Hour Outputs'!$B$7:$B$7782)*($C14='Month-Hour Outputs'!$C$7:$C$7782)*(T$13='Month-Hour Outputs'!$D$7:$D$7782),0),MATCH(1,($D$4='Month-Hour Outputs'!$K$2:$AF$2)*('Month-Hour Data Viewer'!$D$3='Month-Hour Outputs'!$K$3:$AF$3)*('Month-Hour Data Viewer'!$D$6='Month-Hour Outputs'!$K$4:$AF$4)*($D$5='Month-Hour Outputs'!$K$5:$AF$5),0))","v":20.877807632566405},{"$f":"INDEX('Month-Hour Outputs'!$K$7:$AF$7782,MATCH(1,($D$7='Month-Hour Outputs'!$A$7:$A$7782)*($D$8='Month-Hour Outputs'!$B$7:$B$7782)*($C14='Month-Hour Outputs'!$C$7:$C$7782)*(U$13='Month-Hour Outputs'!$D$7:$D$7782),0),MATCH(1,($D$4='Month-Hour Outputs'!$K$2:$AF$2)*('Month-Hour Data Viewer'!$D$3='Month-Hour Outputs'!$K$3:$AF$3)*('Month-Hour Data Viewer'!$D$6='Month-Hour Outputs'!$K$4:$AF$4)*($D$5='Month-Hour Outputs'!$K$5:$AF$5),0))","v":24.03809494806023},{"$f":"INDEX('Month-Hour Outputs'!$K$7:$AF$7782,MATCH(1,($D$7='Month-Hour Outputs'!$A$7:$A$7782)*($D$8='Month-Hour Outputs'!$B$7:$B$7782)*($C14='Month-Hour Outputs'!$C$7:$C$7782)*(V$13='Month-Hour Outputs'!$D$7:$D$7782),0),MATCH(1,($D$4='Month-Hour Outputs'!$K$2:$AF$2)*('Month-Hour Data Viewer'!$D$3='Month-Hour Outputs'!$K$3:$AF$3)*('Month-Hour Data Viewer'!$D$6='Month-Hour Outputs'!$K$4:$AF$4)*($D$5='Month-Hour Outputs'!$K$5:$AF$5),0))","v":25.558267539846614},{"$f":"INDEX('Month-Hour Outputs'!$K$7:$AF$7782,MATCH(1,($D$7='Month-Hour Outputs'!$A$7:$A$7782)*($D$8='Month-Hour Outputs'!$B$7:$B$7782)*($C14='Month-Hour Outputs'!$C$7:$C$7782)*(W$13='Month-Hour Outputs'!$D$7:$D$7782),0),MATCH(1,($D$4='Month-Hour Outputs'!$K$2:$AF$2)*('Month-Hour Data Viewer'!$D$3='Month-Hour Outputs'!$K$3:$AF$3)*('Month-Hour Data Viewer'!$D$6='Month-Hour Outputs'!$K$4:$AF$4)*($D$5='Month-Hour Outputs'!$K$5:$AF$5),0))","v":25.869552966011454},{"$f":"INDEX('Month-Hour Outputs'!$K$7:$AF$7782,MATCH(1,($D$7='Month-Hour Outputs'!$A$7:$A$7782)*($D$8='Month-Hour Outputs'!$B$7:$B$7782)*($C14='Month-Hour Outputs'!$C$7:$C$7782)*(X$13='Month-Hour Outputs'!$D$7:$D$7782),0),MATCH(1,($D$4='Month-Hour Outputs'!$K$2:$AF$2)*('Month-Hour Data Viewer'!$D$3='Month-Hour Outputs'!$K$3:$AF$3)*('Month-Hour Data Viewer'!$D$6='Month-Hour Outputs'!$K$4:$AF$4)*($D$5='Month-Hour Outputs'!$K$5:$AF$5),0))","v":21.45709549511534},{"$f":"INDEX('Month-Hour Outputs'!$K$7:$AF$7782,MATCH(1,($D$7='Month-Hour Outputs'!$A$7:$A$7782)*($D$8='Month-Hour Outputs'!$B$7:$B$7782)*($C14='Month-Hour Outputs'!$C$7:$C$7782)*(Y$13='Month-Hour Outputs'!$D$7:$D$7782),0),MATCH(1,($D$4='Month-Hour Outputs'!$K$2:$AF$2)*('Month-Hour Data Viewer'!$D$3='Month-Hour Outputs'!$K$3:$AF$3)*('Month-Hour Data Viewer'!$D$6='Month-Hour Outputs'!$K$4:$AF$4)*($D$5='Month-Hour Outputs'!$K$5:$AF$5),0))","v":20.917369092508014},{"$f":"INDEX('Month-Hour Outputs'!$K$7:$AF$7782,MATCH(1,($D$7='Month-Hour Outputs'!$A$7:$A$7782)*($D$8='Month-Hour Outputs'!$B$7:$B$7782)*($C14='Month-Hour Outputs'!$C$7:$C$7782)*(Z$13='Month-Hour Outputs'!$D$7:$D$7782),0),MATCH(1,($D$4='Month-Hour Outputs'!$K$2:$AF$2)*('Month-Hour Data Viewer'!$D$3='Month-Hour Outputs'!$K$3:$AF$3)*('Month-Hour Data Viewer'!$D$6='Month-Hour Outputs'!$K$4:$AF$4)*($D$5='Month-Hour Outputs'!$K$5:$AF$5),0))","v":19.5783608891591},{"$f":"INDEX('Month-Hour Outputs'!$K$7:$AF$7782,MATCH(1,($D$7='Month-Hour Outputs'!$A$7:$A$7782)*($D$8='Month-Hour Outputs'!$B$7:$B$7782)*($C14='Month-Hour Outputs'!$C$7:$C$7782)*(AA$13='Month-Hour Outputs'!$D$7:$D$7782),0),MATCH(1,($D$4='Month-Hour Outputs'!$K$2:$AF$2)*('Month-Hour Data Viewer'!$D$3='Month-Hour Outputs'!$K$3:$AF$3)*('Month-Hour Data Viewer'!$D$6='Month-Hour Outputs'!$K$4:$AF$4)*($D$5='Month-Hour Outputs'!$K$5:$AF$5),0))","v":19.410365763693193}]
[null,null,2,{"$f":"INDEX('Month-Hour Outputs'!$K$7:$AF$7782,MATCH(1,($D$7='Month-Hour Outputs'!$A$7:$A$7782)*($D$8='Month-Hour Outputs'!$B$7:$B$7782)*($C15='Month-Hour Outputs'!$C$7:$C$7782)*(D$13='Month-Hour Outputs'!$D$7:$D$7782),0),MATCH(1,($D$4='Month-Hour Outputs'!$K$2:$AF$2)*('Month-Hour Data Viewer'!$D$3='Month-Hour Outputs'!$K$3:$AF$3)*('Month-Hour Data Viewer'!$D$6='Month-Hour Outputs'!$K$4:$AF$4)*($D$5='Month-Hour Outputs'!$K$5:$AF$5),0))","v":13.040808444648125},{"$f":"INDEX('Month-Hour Outputs'!$K$7:$AF$7782,MATCH(1,($D$7='Month-Hour Outputs'!$A$7:$A$7782)*($D$8='Month-Hour Outputs'!$B$7:$B$7782)*($C15='Month-Hour Outputs'!$C$7:$C$7782)*(E$13='Month-Hour Outputs'!$D$7:$D$7782),0),MATCH(1,($D$4='Month-Hour Outputs'!$K$2:$AF$2)*('Month-Hour Data Viewer'!$D$3='Month-Hour Outputs'!$K$3:$AF$3)*('Month-Hour Data Viewer'!$D$6='Month-Hour Outputs'!$K$4:$AF$4)*($D$5='Month-Hour Outputs'!$K$5:$AF$5),0))","v":11.516099729783674},{"$f":"INDEX('Month-Hour Outputs'!$K$7:$AF$7782,MATCH(1,($D$7='Month-Hour Outputs'!$A$7:$A$7782)*($D$8='Month-Hour Outputs'!$B$7:$B$7782)*($C15='Month-Hour Outputs'!$C$7:$C$7782)*(F$13='Month-Hour Outputs'!$D$7:$D$7782),0),MATCH(1,($D$4='Month-Hour Outputs'!$K$2:$AF$2)*('Month-Hour Data Viewer'!$D$3='Month-Hour Outputs'!$K$3:$AF$3)*('Month-Hour Data Viewer'!$D$6='Month-Hour Outputs'!$K$4:$AF$4)*($D$5='Month-Hour Outputs'!$K$5:$AF$5),0))","v":11.672714534570842},{"$f":"INDEX('Month-Hour Outputs'!$K$7:$AF$7782,MATCH(1,($D$7='Month-Hour Outputs'!$A$7:$A$7782)*($D$8='Month-Hour Outputs'!$B$7:$B$7782)*($C15='Month-Hour Outputs'!$C$7:$C$7782)*(G$13='Month-Hour Outputs'!$D$7:$D$7782),0),MATCH(1,($D$4='Month-Hour Outputs'!$K$2:$AF$2)*('Month-Hour Data Viewer'!$D$3='Month-Hour Outputs'!$K$3:$AF$3)*('Month-Hour Data Viewer'!$D$6='Month-Hour Outputs'!$K$4:$AF$4)*($D$5='Month-Hour Outputs'!$K$5:$AF$5),0))","v":10.964481186244328},{"$f":"INDEX('Month-Hour Outputs'!$K$7:$AF$7782,MATCH(1,($D$7='Month-Hour Outputs'!$A$7:$A$7782)*($D$8='Month-Hour Outputs'!$B$7:$B$7782)*($C15='Month-Hour Outputs'!$C$7:$C$7782)*(H$13='Month-Hour Outputs'!$D$7:$D$7782),0),MATCH(1,($D$4='Month-Hour Outputs'!$K$2:$AF$2)*('Month-Hour Data Viewer'!$D$3='Month-Hour Outputs'!$K$3:$AF$3)*('Month-Hour Data Viewer'!$D$6='Month-Hour Outputs'!$K$4:$AF$4)*($D$5='Month-Hour Outputs'!$K$5:$AF$5),0))","v":11.186056677195479},{"$f":"INDEX('Month-Hour Outputs'!$K$7:$AF$7782,MATCH(1,($D$7='Month-Hour Outputs'!$A$7:$A$7782)*($D$8='Month-Hour Outputs'!$B$7:$B$7782)*($C15='Month-Hour Outputs'!$C$7:$C$7782)*(I$13='Month-Hour Outputs'!$D$7:$D$7782),0),MATCH(1,($D$4='Month-Hour Outputs'!$K$2:$AF$2)*('Month-Hour Data Viewer'!$D$3='Month-Hour Outputs'!$K$3:$AF$3)*('Month-Hour Data Viewer'!$D$6='Month-Hour Outputs'!$K$4:$AF$4)*($D$5='Month-Hour Outputs'!$K$5:$AF$5),0))","v":12.659442527209501},{"$f":"INDEX('Month-Hour Outputs'!$K$7:$AF$7782,MATCH(1,($D$7='Month-Hour Outputs'!$A$7:$A$7782)*($D$8='Month-Hour Outputs'!$B$7:$B$7782)*($C15='Month-Hour Outputs'!$C$7:$C$7782)*(J$13='Month-Hour Outputs'!$D$7:$D$7782),0),MATCH(1,($D$4='Month-Hour Outputs'!$K$2:$AF$2)*('Month-Hour Data Viewer'!$D$3='Month-Hour Outputs'!$K$3:$AF$3)*('Month-Hour Data Viewer'!$D$6='Month-Hour Outputs'!$K$4:$AF$4)*($D$5='Month-Hour Outputs'!$K$5:$AF$5),0))","v":12.908340190667762},{"$f":"INDEX('Month-Hour Outputs'!$K$7:$AF$7782,MATCH(1,($D$7='Month-Hour Outputs'!$A$7:$A$7782)*($D$8='Month-Hour Outputs'!$B$7:$B$7782)*($C15='Month-Hour Outputs'!$C$7:$C$7782)*(K$13='Month-Hour Outputs'!$D$7:$D$7782),0),MATCH(1,($D$4='Month-Hour Outputs'!$K$2:$AF$2)*('Month-Hour Data Viewer'!$D$3='Month-Hour Outputs'!$K$3:$AF$3)*('Month-Hour Data Viewer'!$D$6='Month-Hour Outputs'!$K$4:$AF$4)*($D$5='Month-Hour Outputs'!$K$5:$AF$5),0))","v":13.304397051030614},{"$f":"INDEX('Month-Hour Outputs'!$K$7:$AF$7782,MATCH(1,($D$7='Month-Hour Outputs'!$A$7:$A$7782)*($D$8='Month-Hour Outputs'!$B$7:$B$7782)*($C15='Month-Hour Outputs'!$C$7:$C$7782)*(L$13='Month-Hour Outputs'!$D$7:$D$7782),0),MATCH(1,($D$4='Month-Hour Outputs'!$K$2:$AF$2)*('Month-Hour Data Viewer'!$D$3='Month-Hour Outputs'!$K$3:$AF$3)*('Month-Hour Data Viewer'!$D$6='Month-Hour Outputs'!$K$4:$AF$4)*($D$5='Month-Hour Outputs'!$K$5:$AF$5),0))","v":14.828524498441414},{"$f":"INDEX('Month-Hour Outputs'!$K$7:$AF$7782,MATCH(1,($D$7='Month-Hour Outputs'!$A$7:$A$7782)*($D$8='Month-Hour Outputs'!$B$7:$B$7782)*($C15='Month-Hour Outputs'!$C$7:$C$7782)*(M$13='Month-Hour Outputs'!$D$7:$D$7782),0),MATCH(1,($D$4='Month-Hour Outputs'!$K$2:$AF$2)*('Month-Hour Data Viewer'!$D$3='Month-Hour Outputs'!$K$3:$AF$3)*('Month-Hour Data Viewer'!$D$6='Month-Hour Outputs'!$K$4:$AF$4)*($D$5='Month-Hour Outputs'!$K$5:$AF$5),0))","v":13.108112448789628},{"$f":"INDEX('Month-Hour Outputs'!$K$7:$AF$7782,MATCH(1,($D$7='Month-Hour Outputs'!$A$7:$A$7782)*($D$8='Month-Hour Outputs'!$B$7:$B$7782)*($C15='Month-Hour Outputs'!$C$7:$C$7782)*(N$13='Month-Hour Outputs'!$D$7:$D$7782),0),MATCH(1,($D$4='Month-Hour Outputs'!$K$2:$AF$2)*('Month-Hour Data Viewer'!$D$3='Month-Hour Outputs'!$K$3:$AF$3)*('Month-Hour Data Viewer'!$D$6='Month-Hour Outputs'!$K$4:$AF$4)*($D$5='Month-Hour Outputs'!$K$5:$AF$5),0))","v":12.965831817328416},{"$f":"INDEX('Month-Hour Outputs'!$K$7:$AF$7782,MATCH(1,($D$7='Month-Hour Outputs'!$A$7:$A$7782)*($D$8='Month-Hour Outputs'!$B$7:$B$7782)*($C15='Month-Hour Outputs'!$C$7:$C$7782)*(O$13='Month-Hour Outputs'!$D$7:$D$7782),0),MATCH(1,($D$4='Month-Hour Outputs'!$K$2:$AF$2)*('Month-Hour Data Viewer'!$D$3='Month-Hour Outputs'!$K$3:$AF$3)*('Month-Hour Data Viewer'!$D$6='Month-Hour Outputs'!$K$4:$AF$4)*($D$5='Month-Hour Outputs'!$K$5:$AF$5),0))","v":10.592234855694072},{"$f":"INDEX('Month-Hour Outputs'!$K$7:$AF$7782,MATCH(1,($D$7='Month-Hour Outputs'!$A$7:$A$7782)*($D$8='Month-Hour Outputs'!$B$7:$B$7782)*($C15='Month-Hour Outputs'!$C$7:$C$7782)*(P$13='Month-Hour Outputs'!$D$7:$D$7782),0),MATCH(1,($D$4='Month-Hour Outputs'!$K$2:$AF$2)*('Month-Hour Data Viewer'!$D$3='Month-Hour Outputs'!$K$3:$AF$3)*('Month-Hour Data Viewer'!$D$6='Month-Hour Outputs'!$K$4:$AF$4)*($D$5='Month-Hour Outputs'!$K$5:$AF$5),0))","v":12.312029077392273},{"$f":"INDEX('Month-Hour Outputs'!$K$7:$AF$7782,MATCH(1,($D$7='Month-Hour Outputs'!$A$7:$A$7782)*($D$8='Month-Hour Outputs'!$B$7:$B$7782)*($C15='Month-Hour Outputs'!$C$7:$C$7782)*(Q$13='Month-Hour Outputs'!$D$7:$D$7782),0),MATCH(1,($D$4='Month-Hour Outputs'!$K$2:$AF$2)*('Month-Hour Data Viewer'!$D$3='Month-Hour Outputs'!$K$3:$AF$3)*('Month-Hour Data Viewer'!$D$6='Month-Hour Outputs'!$K$4:$AF$4)*($D$5='Month-Hour Outputs'!$K$5:$AF$5),0))","v":10.642155975547592},{"$f":"INDEX('Month-Hour Outputs'!$K$7:$AF$7782,MATCH(1,($D$7='Month-Hour Outputs'!$A$7:$A$7782)*($D$8='Month-Hour Outputs'!$B$7:$B$7782)*($C15='Month-Hour Outputs'!$C$7:$C$7782)*(R$13='Month-Hour Outputs'!$D$7:$D$7782),0),MATCH(1,($D$4='Month-Hour Outputs'!$K$2:$AF$2)*('Month-Hour Data Viewer'!$D$3='Month-Hour Outputs'!$K$3:$AF$3)*('Month-Hour Data Viewer'!$D$6='Month-Hour Outputs'!$K$4:$AF$4)*($D$5='Month-Hour Outputs'!$K$5:$AF$5),0))","v":13.222437384528854},{"$f":"INDEX('Month-Hour Outputs'!$K$7:$AF$7782,MATCH(1,($D$7='Month-Hour Outputs'!$A$7:$A$7782)*($D$8='Month-Hour Outputs'!$B$7:$B$7782)*($C15='Month-Hour Outputs'!$C$7:$C$7782)*(S$13='Month-Hour Outputs'!$D$7:$D$7782),0),MATCH(1,($D$4='Month-Hour Outputs'!$K$2:$AF$2)*('Month-Hour Data Viewer'!$D$3='Month-Hour Outputs'!$K$3:$AF$3)*('Month-Hour Data Viewer'!$D$6='Month-Hour Outputs'!$K$4:$AF$4)*($D$5='Month-Hour Outputs'!$K$5:$AF$5),0))","v":14.847081239253557},{"$f":"INDEX('Month-Hour Outputs'!$K$7:$AF$7782,MATCH(1,($D$7='Month-Hour Outputs'!$A$7:$A$7782)*($D$8='Month-Hour Outputs'!$B$7:$B$7782)*($C15='Month-Hour Outputs'!$C$7:$C$7782)*(T$13='Month-Hour Outputs'!$D$7:$D$7782),0),MATCH(1,($D$4='Month-Hour Outputs'!$K$2:$AF$2)*('Month-Hour Data Viewer'!$D$3='Month-Hour Outputs'!$K$3:$AF$3)*('Month-Hour Data Viewer'!$D$6='Month-Hour Outputs'!$K$4:$AF$4)*($D$5='Month-Hour Outputs'!$K$5:$AF$5),0))","v":12.579398509634181},{"$f":"INDEX('Month-Hour Outputs'!$K$7:$AF$7782,MATCH(1,($D$7='Month-Hour Outputs'!$A$7:$A$7782)*($D$8='Month-Hour Outputs'!$B$7:$B$7782)*($C15='Month-Hour Outputs'!$C$7:$C$7782)*(U$13='Month-Hour Outputs'!$D$7:$D$7782),0),MATCH(1,($D$4='Month-Hour Outputs'!$K$2:$AF$2)*('Month-Hour Data Viewer'!$D$3='Month-Hour Outputs'!$K$3:$AF$3)*('Month-Hour Data Viewer'!$D$6='Month-Hour Outputs'!$K$4:$AF$4)*($D$5='Month-Hour Outputs'!$K$5:$AF$5),0))","v":19.180753379248941},{"$f":"INDEX('Month-Hour Outputs'!$K$7:$AF$7782,MATCH(1,($D$7='Month-Hour Outputs'!$A$7:$A$7782)*($D$8='Month-Hour Outputs'!$B$7:$B$7782)*($C15='Month-Hour Outputs'!$C$7:$C$7782)*(V$13='Month-Hour Outputs'!$D$7:$D$7782),0),MATCH(1,($D$4='Month-Hour Outputs'!$K$2:$AF$2)*('Month-Hour Data Viewer'!$D$3='Month-Hour Outputs'!$K$3:$AF$3)*('Month-Hour Data Viewer'!$D$6='Month-Hour Outputs'!$K$4:$AF$4)*($D$5='Month-Hour Outputs'!$K$5:$AF$5),0))","v":24.710763660455225},{"$f":"INDEX('Month-Hour Outputs'!$K$7:$AF$7782,MATCH(1,($D$7='Month-Hour Outputs'!$A$7:$A$7782)*($D$8='Month-Hour Outputs'!$B$7:$B$7782)*($C15='Month-Hour Outputs'!$C$7:$C$7782)*(W$13='Month-Hour Outputs'!$D$7:$D$7782),0),MATCH(1,($D$4='Month-Hour Outputs'!$K$2:$AF$2)*('Month-Hour Data Viewer'!$D$3='Month-Hour Outputs'!$K$3:$AF$3)*('Month-Hour Data Viewer'!$D$6='Month-Hour Outputs'!$K$4:$AF$4)*($D$5='Month-Hour Outputs'!$K$5:$AF$5),0))","v":24.166303231342201},{"$f":"INDEX('Month-Hour Outputs'!$K$7:$AF$7782,MATCH(1,($D$7='Month-Hour Outputs'!$A$7:$A$7782)*($D$8='Month-Hour Outputs'!$B$7:$B$7782)*($C15='Month-Hour Outputs'!$C$7:$C$7782)*(X$13='Month-Hour Outputs'!$D$7:$D$7782),0),MATCH(1,($D$4='Month-Hour Outputs'!$K$2:$AF$2)*('Month-Hour Data Viewer'!$D$3='Month-Hour Outputs'!$K$3:$AF$3)*('Month-Hour Data Viewer'!$D$6='Month-Hour Outputs'!$K$4:$AF$4)*($D$5='Month-Hour Outputs'!$K$5:$AF$5),0))","v":19.961041537008455},{"$f":"INDEX('Month-Hour Outputs'!$K$7:$AF$7782,MATCH(1,($D$7='Month-Hour Outputs'!$A$7:$A$7782)*($D$8='Month-Hour Outputs'!$B$7:$B$7782)*($C15='Month-Hour Outputs'!$C$7:$C$7782)*(Y$13='Month-Hour Outputs'!$D$7:$D$7782),0),MATCH(1,($D$4='Month-Hour Outputs'!$K$2:$AF$2)*('Month-Hour Data Viewer'!$D$3='Month-Hour Outputs'!$K$3:$AF$3)*('Month-Hour Data Viewer'!$D$6='Month-Hour Outputs'!$K$4:$AF$4)*($D$5='Month-Hour Outputs'!$K$5:$AF$5),0))","v":18.427107908726924},{"$f":"INDEX('Month-Hour Outputs'!$K$7:$AF$7782,MATCH(1,($D$7='Month-Hour Outputs'!$A$7:$A$7782)*($D$8='Month-Hour Outputs'!$B$7:$B$7782)*($C15='Month-Hour Outputs'!$C$7:$C$7782)*(Z$13='Month-Hour Outputs'!$D$7:$D$7782),0),MATCH(1,($D$4='Month-Hour Outputs'!$K$2:$AF$2)*('Month-Hour Data Viewer'!$D$3='Month-Hour Outputs'!$K$3:$AF$3)*('Month-Hour Data Viewer'!$D$6='Month-Hour Outputs'!$K$4:$AF$4)*($D$5='Month-Hour Outputs'!$K$5:$AF$5),0))","v":17.010998732889899},{"$f":"INDEX('Month-Hour Outputs'!$K$7:$AF$7782,MATCH(1,($D$7='Month-Hour Outputs'!$A$7:$A$7782)*($D$8='Month-Hour Outputs'!$B$7:$B$7782)*($C15='Month-Hour Outputs'!$C$7:$C$7782)*(AA$13='Month-Hour Outputs'!$D$7:$D$7782),0),MATCH(1,($D$4='Month-Hour Outputs'!$K$2:$AF$2)*('Month-Hour Data Viewer'!$D$3='Month-Hour Outputs'!$K$3:$AF$3)*('Month-Hour Data Viewer'!$D$6='Month-Hour Outputs'!$K$4:$AF$4)*($D$5='Month-Hour Outputs'!$K$5:$AF$5),0))","v":14.460716476051489}]
[null,null,3,{"$f":"INDEX('Month-Hour Outputs'!$K$7:$AF$7782,MATCH(1,($D$7='Month-Hour Outputs'!$A$7:$A$7782)*($D$8='Month-Hour Outputs'!$B$7:$B$7782)*($C16='Month-Hour Outputs'!$C$7:$C$7782)*(D$13='Month-Hour Outputs'!$D$7:$D$7782),0),MATCH(1,($D$4='Month-Hour Outputs'!$K$2:$AF$2)*('Month-Hour Data Viewer'!$D$3='Month-Hour Outputs'!$K$3:$AF$3)*('Month-Hour Data Viewer'!$D$6='Month-Hour Outputs'!$K$4:$AF$4)*($D$5='Month-Hour Outputs'!$K$5:$AF$5),0))","v":15.39959998150378},{"$f":"INDEX('Month-Hour Outputs'!$K$7:$AF$7782,MATCH(1,($D$7='Month-Hour Outputs'!$A$7:$A$7782)*($D$8='Month-Hour Outputs'!$B$7:$B$7782)*($C16='Month-Hour Outputs'!$C$7:$C$7782)*(E$13='Month-Hour Outputs'!$D$7:$D$7782),0),MATCH(1,($D$4='Month-Hour Outputs'!$K$2:$AF$2)*('Month-Hour Data Viewer'!$D$3='Month-Hour Outputs'!$K$3:$AF$3)*('Month-Hour Data Viewer'!$D$6='Month-Hour Outputs'!$K$4:$AF$4)*($D$5='Month-Hour Outputs'!$K$5:$AF$5),0))","v":14.466972435473348},{"$f":"INDEX('Month-Hour Outputs'!$K$7:$AF$7782,MATCH(1,($D$7='Month-Hour Outputs'!$A$7:$A$7782)*($D$8='Month-Hour Outputs'!$B$7:$B$7782)*($C16='Month-Hour Outputs'!$C$7:$C$7782)*(F$13='Month-Hour Outputs'!$D$7:$D$7782),0),MATCH(1,($D$4='Month-Hour Outputs'!$K$2:$AF$2)*('Month-Hour Data Viewer'!$D$3='Month-Hour Outputs'!$K$3:$AF$3)*('Month-Hour Data Viewer'!$D$6='Month-Hour Outputs'!$K$4:$AF$4)*($D$5='Month-Hour Outputs'!$K$5:$AF$5),0))","v":15.784917632184818},{"$f":"INDEX('Month-Hour Outputs'!$K$7:$AF$7782,MATCH(1,($D$7='Month-Hour Outputs'!$A$7:$A$7782)*($D$8='Month-Hour Outputs'!$B$7:$B$7782)*($C16='Month-Hour Outputs'!$C$7:$C$7782)*(G$13='Month-Hour Outputs'!$D$7:$D$7782),0),MATCH(1,($D$4='Month-Hour Outputs'!$K$2:$AF$2)*('Month-Hour Data Viewer'!$D$3='Month-Hour Outputs'!$K$3:$AF$3)*('Month-Hour Data Viewer'!$D$6='Month-Hour Outputs'!$K$4:$AF$4)*($D$5='Month-Hour Outputs'!$K$5:$AF$5),0))","v":15.155070714588078},{"$f":"INDEX('Month-Hour Outputs'!$K$7:$AF$7782,MATCH(1,($D$7='Month-Hour Outputs'!$A$7:$A$7782)*($D$8='Month-Hour Outputs'!$B$7:$B$7782)*($C16='Month-Hour Outputs'!$C$7:$C$7782)*(H$13='Month-Hour Outputs'!$D$7:$D$7782),0),MATCH(1,($D$4='Month-Hour Outputs'!$K$2:$AF$2)*('Month-Hour Data Viewer'!$D$3='Month-Hour Outputs'!$K$3:$AF$3)*('Month-Hour Data Viewer'!$D$6='Month-Hour Outputs'!$K$4:$AF$4)*($D$5='Month-Hour Outputs'!$K$5:$AF$5),0))","v":14.400819793643027},{"$f":"INDEX('Month-Hour Outputs'!$K$7:$AF$7782,MATCH(1,($D$7='Month-Hour Outputs'!$A$7:$A$7782)*($D$8='Month-Hour Outputs'!$B$7:$B$7782)*($C16='Month-Hour Outputs'!$C$7:$C$7782)*(I$13='Month-Hour Outputs'!$D$7:$D$7782),0),MATCH(1,($D$4='Month-Hour Outputs'!$K$2:$AF$2)*('Month-Hour Data Viewer'!$D$3='Month-Hour Outputs'!$K$3:$AF$3)*('Month-Hour Data Viewer'!$D$6='Month-Hour Outputs'!$K$4:$AF$4)*($D$5='Month-Hour Outputs'!$K$5:$AF$5),0))","v":17.7665269402988},{"$f":"INDEX('Month-Hour Outputs'!$K$7:$AF$7782,MATCH(1,($D$7='Month-Hour Outputs'!$A$7:$A$7782)*($D$8='Month-Hour Outputs'!$B$7:$B$7782)*($C16='Month-Hour Outputs'!$C$7:$C$7782)*(J$13='Month-Hour Outputs'!$D$7:$D$7782),0),MATCH(1,($D$4='Month-Hour Outputs'!$K$2:$AF$2)*('Month-Hour Data Viewer'!$D$3='Month-Hour Outputs'!$K$3:$AF$3)*('Month-Hour Data Viewer'!$D$6='Month-Hour Outputs'!$K$4:$AF$4)*($D$5='Month-Hour Outputs'!$K$5:$AF$5),0))","v":16.995616577861874},{"$f":"INDEX('Month-Hour Outputs'!$K$7:$AF$7782,MATCH(1,($D$7='Month-Hour Outputs'!$A$7:$A$7782)*($D$8='Month-Hour Outputs'!$B$7:$B$7782)*($C16='Month-Hour Outputs'!$C$7:$C$7782)*(K$13='Month-Hour Outputs'!$D$7:$D$7782),0),MATCH(1,($D$4='Month-Hour Outputs'!$K$2:$AF$2)*('Month-Hour Data Viewer'!$D$3='Month-Hour Outputs'!$K$3:$AF$3)*('Month-Hour Data Viewer'!$D$6='Month-Hour Outputs'!$K$4:$AF$4)*($D$5='Month-Hour Outputs'!$K$5:$AF$5),0))","v":16.830009965380398},{"$f":"INDEX('Month-Hour Outputs'!$K$7:$AF$7782,MATCH(1,($D$7='Month-Hour Outputs'!$A$7:$A$7782)*($D$8='Month-Hour Outputs'!$B$7:$B$7782)*($C16='Month-Hour Outputs'!$C$7:$C$7782)*(L$13='Month-Hour Outputs'!$D$7:$D$7782),0),MATCH(1,($D$4='Month-Hour Outputs'!$K$2:$AF$2)*('Month-Hour Data Viewer'!$D$3='Month-Hour Outputs'!$K$3:$AF$3)*('Month-Hour Data Viewer'!$D$6='Month-Hour Outputs'!$K$4:$AF$4)*($D$5='Month-Hour Outputs'!$K$5:$AF$5),0))","v":18.136398536096507},{"$f":"INDEX('Month-Hour Outputs'!$K$7:$AF$7782,MATCH(1,($D$7='Month-Hour Outputs'!$A$7:$A$7782)*($D$8='Month-Hour Outputs'!$B$7:$B$7782)*($C16='Month-Hour Outputs'!$C$7:$C$7782)*(M$13='Month-Hour Outputs'!$D$7:$D$7782),0),MATCH(1,($D$4='Month-Hour Outputs'!$K$2:$AF$2)*('Month-Hour Data Viewer'!$D$3='Month-Hour Outputs'!$K$3:$AF$3)*('Month-Hour Data Viewer'!$D$6='Month-Hour Outputs'!$K$4:$AF$4)*($D$5='Month-Hour Outputs'!$K$5:$AF$5),0))","v":13.998407316349141},{"$f":"INDEX('Month-Hour Outputs'!$K$7:$AF$7782,MATCH(1,($D$7='Month-Hour Outputs'!$A$7:$A$7782)*($D$8='Month-Hour Outputs'!$B$7:$B$7782)*($C16='Month-Hour Outputs'!$C$7:$C$7782)*(N$13='Month-Hour Outputs'!$D$7:$D$7782),0),MATCH(1,($D$4='Month-Hour Outputs'!$K$2:$AF$2)*('Month-Hour Data Viewer'!$D$3='Month-Hour Outputs'!$K$3:$AF$3)*('Month-Hour Data Viewer'!$D$6='Month-Hour Outputs'!$K$4:$AF$4)*($D$5='Month-Hour Outputs'!$K$5:$AF$5),0))","v":14.04947173848428},{"$f":"INDEX('Month-Hour Outputs'!$K$7:$AF$7782,MATCH(1,($D$7='Month-Hour Outputs'!$A$7:$A$7782)*($D$8='Month-Hour Outputs'!$B$7:$B$7782)*($C16='Month-Hour Outputs'!$C$7:$C$7782)*(O$13='Month-Hour Outputs'!$D$7:$D$7782),0),MATCH(1,($D$4='Month-Hour Outputs'!$K$2:$AF$2)*('Month-Hour Data Viewer'!$D$3='Month-Hour Outputs'!$K$3:$AF$3)*('Month-Hour Data Viewer'!$D$6='Month-Hour Outputs'!$K$4:$AF$4)*($D$5='Month-Hour Outputs'!$K$5:$AF$5),0))","v":13.89317984528298},{"$f":"INDEX('Month-Hour Outputs'!$K$7:$AF$7782,MATCH(1,($D$7='Month-Hour Outputs'!$A$7:$A$7782)*($D$8='Month-Hour Outputs'!$B$7:$B$7782)*($C16='Month-Hour Outputs'!$C$7:$C$7782)*(P$13='Month-Hour Outputs'!$D$7:$D$7782),0),MATCH(1,($D$4='Month-Hour Outputs'!$K$2:$AF$2)*('Month-Hour Data Viewer'!$D$3='Month-Hour Outputs'!$K$3:$AF$3)*('Month-Hour Data Viewer'!$D$6='Month-Hour Outputs'!$K$4:$AF$4)*($D$5='Month-Hour Outputs'!$K$5:$AF$5),0))","v":11.593980585088925},{"$f":"INDEX('Month-Hour Outputs'!$K$7:$AF$7782,MATCH(1,($D$7='Month-Hour Outputs'!$A$7:$A$7782)*($D$8='Month-Hour Outputs'!$B$7:$B$7782)*($C16='Month-Hour Outputs'!$C$7:$C$7782)*(Q$13='Month-Hour Outputs'!$D$7:$D$7782),0),MATCH(1,($D$4='Month-Hour Outputs'!$K$2:$AF$2)*('Month-Hour Data Viewer'!$D$3='Month-Hour Outputs'!$K$3:$AF$3)*('Month-Hour Data Viewer'!$D$6='Month-Hour Outputs'!$K$4:$AF$4)*($D$5='Month-Hour Outputs'!$K$5:$AF$5),0))","v":13.357820696136651},{"$f":"INDEX('Month-Hour Outputs'!$K$7:$AF$7782,MATCH(1,($D$7='Month-Hour Outputs'!$A$7:$A$7782)*($D$8='Month-Hour Outputs'!$B$7:$B$7782)*($C16='Month-Hour Outputs'!$C$7:$C$7782)*(R$13='Month-Hour Outputs'!$D$7:$D$7782),0),MATCH(1,($D$4='Month-Hour Outputs'!$K$2:$AF$2)*('Month-Hour Data Viewer'!$D$3='Month-Hour Outputs'!$K$3:$AF$3)*('Month-Hour Data Viewer'!$D$6='Month-Hour Outputs'!$K$4:$AF$4)*($D$5='Month-Hour Outputs'!$K$5:$AF$5),0))","v":14.038257865820878},{"$f":"INDEX('Month-Hour Outputs'!$K$7:$AF$7782,MATCH(1,($D$7='Month-Hour Outputs'!$A$7:$A$7782)*($D$8='Month-Hour Outputs'!$B$7:$B$7782)*($C16='Month-Hour Outputs'!$C$7:$C$7782)*(S$13='Month-Hour Outputs'!$D$7:$D$7782),0),MATCH(1,($D$4='Month-Hour Outputs'!$K$2:$AF$2)*('Month-Hour Data Viewer'!$D$3='Month-Hour Outputs'!$K$3:$AF$3)*('Month-Hour Data Viewer'!$D$6='Month-Hour Outputs'!$K$4:$AF$4)*($D$5='Month-Hour Outputs'!$K$5:$AF$5),0))","v":17.432903196367672},{"$f":"INDEX('Month-Hour Outputs'!$K$7:$AF$7782,MATCH(1,($D$7='Month-Hour Outputs'!$A$7:$A$7782)*($D$8='Month-Hour Outputs'!$B$7:$B$7782)*($C16='Month-Hour Outputs'!$C$7:$C$7782)*(T$13='Month-Hour Outputs'!$D$7:$D$7782),0),MATCH(1,($D$4='Month-Hour Outputs'!$K$2:$AF$2)*('Month-Hour Data Viewer'!$D$3='Month-Hour Outputs'!$K$3:$AF$3)*('Month-Hour Data Viewer'!$D$6='Month-Hour Outputs'!$K$4:$AF$4)*($D$5='Month-Hour Outputs'!$K$5:$AF$5),0))","v":16.899425307001582},{"$f":"INDEX('Month-Hour Outputs'!$K$7:$AF$7782,MATCH(1,($D$7='Month-Hour Outputs'!$A$7:$A$7782)*($D$8='Month-Hour Outputs'!$B$7:$B$7782)*($C16='Month-Hour Outputs'!$C$7:$C$7782)*(U$13='Month-Hour Outputs'!$D$7:$D$7782),0),MATCH(1,($D$4='Month-Hour Outputs'!$K$2:$AF$2)*('Month-Hour Data Viewer'!$D$3='Month-Hour Outputs'!$K$3:$AF$3)*('Month-Hour Data Viewer'!$D$6='Month-Hour Outputs'!$K$4:$AF$4)*($D$5='Month-Hour Outputs'!$K$5:$AF$5),0))","v":23.115751860469764},{"$f":"INDEX('Month-Hour Outputs'!$K$7:$AF$7782,MATCH(1,($D$7='Month-Hour Outputs'!$A$7:$A$7782)*($D$8='Month-Hour Outputs'!$B$7:$B$7782)*($C16='Month-Hour Outputs'!$C$7:$C$7782)*(V$13='Month-Hour Outputs'!$D$7:$D$7782),0),MATCH(1,($D$4='Month-Hour Outputs'!$K$2:$AF$2)*('Month-Hour Data Viewer'!$D$3='Month-Hour Outputs'!$K$3:$AF$3)*('Month-Hour Data Viewer'!$D$6='Month-Hour Outputs'!$K$4:$AF$4)*($D$5='Month-Hour Outputs'!$K$5:$AF$5),0))","v":26.296909559902037},{"$f":"INDEX('Month-Hour Outputs'!$K$7:$AF$7782,MATCH(1,($D$7='Month-Hour Outputs'!$A$7:$A$7782)*($D$8='Month-Hour Outputs'!$B$7:$B$7782)*($C16='Month-Hour Outputs'!$C$7:$C$7782)*(W$13='Month-Hour Outputs'!$D$7:$D$7782),0),MATCH(1,($D$4='Month-Hour Outputs'!$K$2:$AF$2)*('Month-Hour Data Viewer'!$D$3='Month-Hour Outputs'!$K$3:$AF$3)*('Month-Hour Data Viewer'!$D$6='Month-Hour Outputs'!$K$4:$AF$4)*($D$5='Month-Hour Outputs'!$K$5:$AF$5),0))","v":28.489057536286797},{"$f":"INDEX('Month-Hour Outputs'!$K$7:$AF$7782,MATCH(1,($D$7='Month-Hour Outputs'!$A$7:$A$7782)*($D$8='Month-Hour Outputs'!$B$7:$B$7782)*($C16='Month-Hour Outputs'!$C$7:$C$7782)*(X$13='Month-Hour Outputs'!$D$7:$D$7782),0),MATCH(1,($D$4='Month-Hour Outputs'!$K$2:$AF$2)*('Month-Hour Data Viewer'!$D$3='Month-Hour Outputs'!$K$3:$AF$3)*('Month-Hour Data Viewer'!$D$6='Month-Hour Outputs'!$K$4:$AF$4)*($D$5='Month-Hour Outputs'!$K$5:$AF$5),0))","v":26.697254618896068},{"$f":"INDEX('Month-Hour Outputs'!$K$7:$AF$7782,MATCH(1,($D$7='Month-Hour Outputs'!$A$7:$A$7782)*($D$8='Month-Hour Outputs'!$B$7:$B$7782)*($C16='Month-Hour Outputs'!$C$7:$C$7782)*(Y$13='Month-Hour Outputs'!$D$7:$D$7782),0),MATCH(1,($D$4='Month-Hour Outputs'!$K$2:$AF$2)*('Month-Hour Data Viewer'!$D$3='Month-Hour Outputs'!$K$3:$AF$3)*('Month-Hour Data Viewer'!$D$6='Month-Hour Outputs'!$K$4:$AF$4)*($D$5='Month-Hour Outputs'!$K$5:$AF$5),0))","v":20.397720333676332},{"$f":"INDEX('Month-Hour Outputs'!$K$7:$AF$7782,MATCH(1,($D$7='Month-Hour Outputs'!$A$7:$A$7782)*($D$8='Month-Hour Outputs'!$B$7:$B$7782)*($C16='Month-Hour Outputs'!$C$7:$C$7782)*(Z$13='Month-Hour Outputs'!$D$7:$D$7782),0),MATCH(1,($D$4='Month-Hour Outputs'!$K$2:$AF$2)*('Month-Hour Data Viewer'!$D$3='Month-Hour Outputs'!$K$3:$AF$3)*('Month-Hour Data Viewer'!$D$6='Month-Hour Outputs'!$K$4:$AF$4)*($D$5='Month-Hour Outputs'!$K$5:$AF$5),0))","v":17.19909413261324},{"$f":"INDEX('Month-Hour Outputs'!$K$7:$AF$7782,MATCH(1,($D$7='Month-Hour Outputs'!$A$7:$A$7782)*($D$8='Month-Hour Outputs'!$B$7:$B$7782)*($C16='Month-Hour Outputs'!$C$7:$C$7782)*(AA$13='Month-Hour Outputs'!$D$7:$D$7782),0),MATCH(1,($D$4='Month-Hour Outputs'!$K$2:$AF$2)*('Month-Hour Data Viewer'!$D$3='Month-Hour Outputs'!$K$3:$AF$3)*('Month-Hour Data Viewer'!$D$6='Month-Hour Outputs'!$K$4:$AF$4)*($D$5='Month-Hour Outputs'!$K$5:$AF$5),0))","v":17.69437328373019}]
[null,null,4,{"$f":"INDEX('Month-Hour Outputs'!$K$7:$AF$7782,MATCH(1,($D$7='Month-Hour Outputs'!$A$7:$A$7782)*($D$8='Month-Hour Outputs'!$B$7:$B$7782)*($C17='Month-Hour Outputs'!$C$7:$C$7782)*(D$13='Month-Hour Outputs'!$D$7:$D$7782),0),MATCH(1,($D$4='Month-Hour Outputs'!$K$2:$AF$2)*('Month-Hour Data Viewer'!$D$3='Month-Hour Outputs'!$K$3:$AF$3)*('Month-Hour Data Viewer'!$D$6='Month-Hour Outputs'!$K$4:$AF$4)*($D$5='Month-Hour Outputs'!$K$5:$AF$5),0))","v":12.277098488862974},{"$f":"INDEX('Month-Hour Outputs'!$K$7:$AF$7782,MATCH(1,($D$7='Month-Hour Outputs'!$A$7:$A$7782)*($D$8='Month-Hour Outputs'!$B$7:$B$7782)*($C17='Month-Hour Outputs'!$C$7:$C$7782)*(E$13='Month-Hour Outputs'!$D$7:$D$7782),0),MATCH(1,($D$4='Month-Hour Outputs'!$K$2:$AF$2)*('Month-Hour Data Viewer'!$D$3='Month-Hour Outputs'!$K$3:$AF$3)*('Month-Hour Data Viewer'!$D$6='Month-Hour Outputs'!$K$4:$AF$4)*($D$5='Month-Hour Outputs'!$K$5:$AF$5),0))","v":12.303589717556218},{"$f":"INDEX('Month-Hour Outputs'!$K$7:$AF$7782,MATCH(1,($D$7='Month-Hour Outputs'!$A$7:$A$7782)*($D$8='Month-Hour Outputs'!$B$7:$B$7782)*($C17='Month-Hour Outputs'!$C$7:$C$7782)*(F$13='Month-Hour Outputs'!$D$7:$D$7782),0),MATCH(1,($D$4='Month-Hour Outputs'!$K$2:$AF$2)*('Month-Hour Data Viewer'!$D$3='Month-Hour Outputs'!$K$3:$AF$3)*('Month-Hour Data Viewer'!$D$6='Month-Hour Outputs'!$K$4:$AF$4)*($D$5='Month-Hour Outputs'!$K$5:$AF$5),0))","v":12.205522332279884},{"$f":"INDEX('Month-Hour Outputs'!$K$7:$AF$7782,MATCH(1,($D$7='Month-Hour Outputs'!$A$7:$A$7782)*($D$8='Month-Hour Outputs'!$B$7:$B$7782)*($C17='Month-Hour Outputs'!$C$7:$C$7782)*(G$13='Month-Hour Outputs'!$D$7:$D$7782),0),MATCH(1,($D$4='Month-Hour Outputs'!$K$2:$AF$2)*('Month-Hour Data Viewer'!$D$3='Month-Hour Outputs'!$K$3:$AF$3)*('Month-Hour Data Viewer'!$D$6='Month-Hour Outputs'!$K$4:$AF$4)*($D$5='Month-Hour Outputs'!$K$5:$AF$5),0))","v":12.678458351263178},{"$f":"INDEX('Month-Hour Outputs'!$K$7:$AF$7782,MATCH(1,($D$7='Month-Hour Outputs'!$A$7:$A$7782)*($D$8='Month-Hour Outputs'!$B$7:$B$7782)*($C17='Month-Hour Outputs'!$C$7:$C$7782)*(H$13='Month-Hour Outputs'!$D$7:$D$7782),0),MATCH(1,($D$4='Month-Hour Outputs'!$K$2:$AF$2)*('Month-Hour Data Viewer'!$D$3='Month-Hour Outputs'!$K$3:$AF$3)*('Month-Hour Data Viewer'!$D$6='Month-Hour Outputs'!$K$4:$AF$4)*($D$5='Month-Hour Outputs'!$K$5:$AF$5),0))","v":11.535471716616401},{"$f":"INDEX('Month-Hour Outputs'!$K$7:$AF$7782,MATCH(1,($D$7='Month-Hour Outputs'!$A$7:$A$7782)*($D$8='Month-Hour Outputs'!$B$7:$B$7782)*($C17='Month-Hour Outputs'!$C$7:$C$7782)*(I$13='Month-Hour Outputs'!$D$7:$D$7782),0),MATCH(1,($D$4='Month-Hour Outputs'!$K$2:$AF$2)*('Month-Hour Data Viewer'!$D$3='Month-Hour Outputs'!$K$3:$AF$3)*('Month-Hour Data Viewer'!$D$6='Month-Hour Outputs'!$K$4:$AF$4)*($D$5='Month-Hour Outputs'!$K$5:$AF$5),0))","v":13.531156541227853},{"$f":"INDEX('Month-Hour Outputs'!$K$7:$AF$7782,MATCH(1,($D$7='Month-Hour Outputs'!$A$7:$A$7782)*($D$8='Month-Hour Outputs'!$B$7:$B$7782)*($C17='Month-Hour Outputs'!$C$7:$C$7782)*(J$13='Month-Hour Outputs'!$D$7:$D$7782),0),MATCH(1,($D$4='Month-Hour Outputs'!$K$2:$AF$2)*('Month-Hour Data Viewer'!$D$3='Month-Hour Outputs'!$K$3:$AF$3)*('Month-Hour Data Viewer'!$D$6='Month-Hour Outputs'!$K$4:$AF$4)*($D$5='Month-Hour Outputs'!$K$5:$AF$5),0))","v":11.705176976081793},{"$f":"INDEX('Month-Hour Outputs'!$K$7:$AF$7782,MATCH(1,($D$7='Month-Hour Outputs'!$A$7:$A$7782)*($D$8='Month-Hour Outputs'!$B$7:$B$7782)*($C17='Month-Hour Outputs'!$C$7:$C$7782)*(K$13='Month-Hour Outputs'!$D$7:$D$7782),0),MATCH(1,($D$4='Month-Hour Outputs'!$K$2:$AF$2)*('Month-Hour Data Viewer'!$D$3='Month-Hour Outputs'!$K$3:$AF$3)*('Month-Hour Data Viewer'!$D$6='Month-Hour Outputs'!$K$4:$AF$4)*($D$5='Month-Hour Outputs'!$K$5:$AF$5),0))","v":9.7759057045116489},{"$f":"INDEX('Month-Hour Outputs'!$K$7:$AF$7782,MATCH(1,($D$7='Month-Hour Outputs'!$A$7:$A$7782)*($D$8='Month-Hour Outputs'!$B$7:$B$7782)*($C17='Month-Hour Outputs'!$C$7:$C$7782)*(L$13='Month-Hour Outputs'!$D$7:$D$7782),0),MATCH(1,($D$4='Month-Hour Outputs'!$K$2:$AF$2)*('Month-Hour Data Viewer'!$D$3='Month-Hour Outputs'!$K$3:$AF$3)*('Month-Hour Data Viewer'!$D$6='Month-Hour Outputs'!$K$4:$AF$4)*($D$5='Month-Hour Outputs'!$K$5:$AF$5),0))","v":8.4468033804244289},{"$f":"INDEX('Month-Hour Outputs'!$K$7:$AF$7782,MATCH(1,($D$7='Month-Hour Outputs'!$A$7:$A$7782)*($D$8='Month-Hour Outputs'!$B$7:$B$7782)*($C17='Month-Hour Outputs'!$C$7:$C$7782)*(M$13='Month-Hour Outputs'!$D$7:$D$7782),0),MATCH(1,($D$4='Month-Hour Outputs'!$K$2:$AF$2)*('Month-Hour Data Viewer'!$D$3='Month-Hour Outputs'!$K$3:$AF$3)*('Month-Hour Data Viewer'!$D$6='Month-Hour Outputs'!$K$4:$AF$4)*($D$5='Month-Hour Outputs'!$K$5:$AF$5),0))","v":6.211474599823565},{"$f":"INDEX('Month-Hour Outputs'!$K$7:$AF$7782,MATCH(1,($D$7='Month-Hour Outputs'!$A$7:$A$7782)*($D$8='Month-Hour Outputs'!$B$7:$B$7782)*($C17='Month-Hour Outputs'!$C$7:$C$7782)*(N$13='Month-Hour Outputs'!$D$7:$D$7782),0),MATCH(1,($D$4='Month-Hour Outputs'!$K$2:$AF$2)*('Month-Hour Data Viewer'!$D$3='Month-Hour Outputs'!$K$3:$AF$3)*('Month-Hour Data Viewer'!$D$6='Month-Hour Outputs'!$K$4:$AF$4)*($D$5='Month-Hour Outputs'!$K$5:$AF$5),0))","v":5.4840230394658604},{"$f":"INDEX('Month-Hour Outputs'!$K$7:$AF$7782,MATCH(1,($D$7='Month-Hour Outputs'!$A$7:$A$7782)*($D$8='Month-Hour Outputs'!$B$7:$B$7782)*($C17='Month-Hour Outputs'!$C$7:$C$7782)*(O$13='Month-Hour Outputs'!$D$7:$D$7782),0),MATCH(1,($D$4='Month-Hour Outputs'!$K$2:$AF$2)*('Month-Hour Data Viewer'!$D$3='Month-Hour Outputs'!$K$3:$AF$3)*('Month-Hour Data Viewer'!$D$6='Month-Hour Outputs'!$K$4:$AF$4)*($D$5='Month-Hour Outputs'!$K$5:$AF$5),0))","v":5.837741052698151},{"$f":"INDEX('Month-Hour Outputs'!$K$7:$AF$7782,MATCH(1,($D$7='Month-Hour Outputs'!$A$7:$A$7782)*($D$8='Month-Hour Outputs'!$B$7:$B$7782)*($C17='Month-Hour Outputs'!$C$7:$C$7782)*(P$13='Month-Hour Outputs'!$D$7:$D$7782),0),MATCH(1,($D$4='Month-Hour Outputs'!$K$2:$AF$2)*('Month-Hour Data Viewer'!$D$3='Month-Hour Outputs'!$K$3:$AF$3)*('Month-Hour Data Viewer'!$D$6='Month-Hour Outputs'!$K$4:$AF$4)*($D$5='Month-Hour Outputs'!$K$5:$AF$5),0))","v":4.8084202488640857},{"$f":"INDEX('Month-Hour Outputs'!$K$7:$AF$7782,MATCH(1,($D$7='Month-Hour Outputs'!$A$7:$A$7782)*($D$8='Month-Hour Outputs'!$B$7:$B$7782)*($C17='Month-Hour Outputs'!$C$7:$C$7782)*(Q$13='Month-Hour Outputs'!$D$7:$D$7782),0),MATCH(1,($D$4='Month-Hour Outputs'!$K$2:$AF$2)*('Month-Hour Data Viewer'!$D$3='Month-Hour Outputs'!$K$3:$AF$3)*('Month-Hour Data Viewer'!$D$6='Month-Hour Outputs'!$K$4:$AF$4)*($D$5='Month-Hour Outputs'!$K$5:$AF$5),0))","v":5.7674428894956682},{"$f":"INDEX('Month-Hour Outputs'!$K$7:$AF$7782,MATCH(1,($D$7='Month-Hour Outputs'!$A$7:$A$7782)*($D$8='Month-Hour Outputs'!$B$7:$B$7782)*($C17='Month-Hour Outputs'!$C$7:$C$7782)*(R$13='Month-Hour Outputs'!$D$7:$D$7782),0),MATCH(1,($D$4='Month-Hour Outputs'!$K$2:$AF$2)*('Month-Hour Data Viewer'!$D$3='Month-Hour Outputs'!$K$3:$AF$3)*('Month-Hour Data Viewer'!$D$6='Month-Hour Outputs'!$K$4:$AF$4)*($D$5='Month-Hour Outputs'!$K$5:$AF$5),0))","v":7.265679794192045},{"$f":"INDEX('Month-Hour Outputs'!$K$7:$AF$7782,MATCH(1,($D$7='Month-Hour Outputs'!$A$7:$A$7782)*($D$8='Month-Hour Outputs'!$B$7:$B$7782)*($C17='Month-Hour Outputs'!$C$7:$C$7782)*(S$13='Month-Hour Outputs'!$D$7:$D$7782),0),MATCH(1,($D$4='Month-Hour Outputs'!$K$2:$AF$2)*('Month-Hour Data Viewer'!$D$3='Month-Hour Outputs'!$K$3:$AF$3)*('Month-Hour Data Viewer'!$D$6='Month-Hour Outputs'!$K$4:$AF$4)*($D$5='Month-Hour Outputs'!$K$5:$AF$5),0))","v":11.001791013123988},{"$f":"INDEX('Month-Hour Outputs'!$K$7:$AF$7782,MATCH(1,($D$7='Month-Hour Outputs'!$A$7:$A$7782)*($D$8='Month-Hour Outputs'!$B$7:$B$7782)*($C17='Month-Hour Outputs'!$C$7:$C$7782)*(T$13='Month-Hour Outputs'!$D$7:$D$7782),0),MATCH(1,($D$4='Month-Hour Outputs'!$K$2:$AF$2)*('Month-Hour Data Viewer'!$D$3='Month-Hour Outputs'!$K$3:$AF$3)*('Month-Hour Data Viewer'!$D$6='Month-Hour Outputs'!$K$4:$AF$4)*($D$5='Month-Hour Outputs'!$K$5:$AF$5),0))","v":10.804526894133787},{"$f":"INDEX('Month-Hour Outputs'!$K$7:$AF$7782,MATCH(1,($D$7='Month-Hour Outputs'!$A$7:$A$7782)*($D$8='Month-Hour Outputs'!$B$7:$B$7782)*($C17='Month-Hour Outputs'!$C$7:$C$7782)*(U$13='Month-Hour Outputs'!$D$7:$D$7782),0),MATCH(1,($D$4='Month-Hour Outputs'!$K$2:$AF$2)*('Month-Hour Data Viewer'!$D$3='Month-Hour Outputs'!$K$3:$AF$3)*('Month-Hour Data Viewer'!$D$6='Month-Hour Outputs'!$K$4:$AF$4)*($D$5='Month-Hour Outputs'!$K$5:$AF$5),0))","v":11.61198589241868},{"$f":"INDEX('Month-Hour Outputs'!$K$7:$AF$7782,MATCH(1,($D$7='Month-Hour Outputs'!$A$7:$A$7782)*($D$8='Month-Hour Outputs'!$B$7:$B$7782)*($C17='Month-Hour Outputs'!$C$7:$C$7782)*(V$13='Month-Hour Outputs'!$D$7:$D$7782),0),MATCH(1,($D$4='Month-Hour Outputs'!$K$2:$AF$2)*('Month-Hour Data Viewer'!$D$3='Month-Hour Outputs'!$K$3:$AF$3)*('Month-Hour Data Viewer'!$D$6='Month-Hour Outputs'!$K$4:$AF$4)*($D$5='Month-Hour Outputs'!$K$5:$AF$5),0))","v":14.265737225950044},{"$f":"INDEX('Month-Hour Outputs'!$K$7:$AF$7782,MATCH(1,($D$7='Month-Hour Outputs'!$A$7:$A$7782)*($D$8='Month-Hour Outputs'!$B$7:$B$7782)*($C17='Month-Hour Outputs'!$C$7:$C$7782)*(W$13='Month-Hour Outputs'!$D$7:$D$7782),0),MATCH(1,($D$4='Month-Hour Outputs'!$K$2:$AF$2)*('Month-Hour Data Viewer'!$D$3='Month-Hour Outputs'!$K$3:$AF$3)*('Month-Hour Data Viewer'!$D$6='Month-Hour Outputs'!$K$4:$AF$4)*($D$5='Month-Hour Outputs'!$K$5:$AF$5),0))","v":15.845021312022631},{"$f":"INDEX('Month-Hour Outputs'!$K$7:$AF$7782,MATCH(1,($D$7='Month-Hour Outputs'!$A$7:$A$7782)*($D$8='Month-Hour Outputs'!$B$7:$B$7782)*($C17='Month-Hour Outputs'!$C$7:$C$7782)*(X$13='Month-Hour Outputs'!$D$7:$D$7782),0),MATCH(1,($D$4='Month-Hour Outputs'!$K$2:$AF$2)*('Month-Hour Data Viewer'!$D$3='Month-Hour Outputs'!$K$3:$AF$3)*('Month-Hour Data Viewer'!$D$6='Month-Hour Outputs'!$K$4:$AF$4)*($D$5='Month-Hour Outputs'!$K$5:$AF$5),0))","v":12.819098145995362},{"$f":"INDEX('Month-Hour Outputs'!$K$7:$AF$7782,MATCH(1,($D$7='Month-Hour Outputs'!$A$7:$A$7782)*($D$8='Month-Hour Outputs'!$B$7:$B$7782)*($C17='Month-Hour Outputs'!$C$7:$C$7782)*(Y$13='Month-Hour Outputs'!$D$7:$D$7782),0),MATCH(1,($D$4='Month-Hour Outputs'!$K$2:$AF$2)*('Month-Hour Data Viewer'!$D$3='Month-Hour Outputs'!$K$3:$AF$3)*('Month-Hour Data Viewer'!$D$6='Month-Hour Outputs'!$K$4:$AF$4)*($D$5='Month-Hour Outputs'!$K$5:$AF$5),0))","v":12.266768935215412},{"$f":"INDEX('Month-Hour Outputs'!$K$7:$AF$7782,MATCH(1,($D$7='Month-Hour Outputs'!$A$7:$A$7782)*($D$8='Month-Hour Outputs'!$B$7:$B$7782)*($C17='Month-Hour Outputs'!$C$7:$C$7782)*(Z$13='Month-Hour Outputs'!$D$7:$D$7782),0),MATCH(1,($D$4='Month-Hour Outputs'!$K$2:$AF$2)*('Month-Hour Data Viewer'!$D$3='Month-Hour Outputs'!$K$3:$AF$3)*('Month-Hour Data Viewer'!$D$6='Month-Hour Outputs'!$K$4:$AF$4)*($D$5='Month-Hour Outputs'!$K$5:$AF$5),0))","v":12.624186219911426},{"$f":"INDEX('Month-Hour Outputs'!$K$7:$AF$7782,MATCH(1,($D$7='Month-Hour Outputs'!$A$7:$A$7782)*($D$8='Month-Hour Outputs'!$B$7:$B$7782)*($C17='Month-Hour Outputs'!$C$7:$C$7782)*(AA$13='Month-Hour Outputs'!$D$7:$D$7782),0),MATCH(1,($D$4='Month-Hour Outputs'!$K$2:$AF$2)*('Month-Hour Data Viewer'!$D$3='Month-Hour Outputs'!$K$3:$AF$3)*('Month-Hour Data Viewer'!$D$6='Month-Hour Outputs'!$K$4:$AF$4)*($D$5='Month-Hour Outputs'!$K$5:$AF$5),0))","v":12.489404458380861}]
[null,null,5,{"$f":"INDEX('Month-Hour Outputs'!$K$7:$AF$7782,MATCH(1,($D$7='Month-Hour Outputs'!$A$7:$A$7782)*($D$8='Month-Hour Outputs'!$B$7:$B$7782)*($C18='Month-Hour Outputs'!$C$7:$C$7782)*(D$13='Month-Hour Outputs'!$D$7:$D$7782),0),MATCH(1,($D$4='Month-Hour Outputs'!$K$2:$AF$2)*('Month-Hour Data Viewer'!$D$3='Month-Hour Outputs'!$K$3:$AF$3)*('Month-Hour Data Viewer'!$D$6='Month-Hour Outputs'!$K$4:$AF$4)*($D$5='Month-Hour Outputs'!$K$5:$AF$5),0))","v":11.591795160659959},{"$f":"INDEX('Month-Hour Outputs'!$K$7:$AF$7782,MATCH(1,($D$7='Month-Hour Outputs'!$A$7:$A$7782)*($D$8='Month-Hour Outputs'!$B$7:$B$7782)*($C18='Month-Hour Outputs'!$C$7:$C$7782)*(E$13='Month-Hour Outputs'!$D$7:$D$7782),0),MATCH(1,($D$4='Month-Hour Outputs'!$K$2:$AF$2)*('Month-Hour Data Viewer'!$D$3='Month-Hour Outputs'!$K$3:$AF$3)*('Month-Hour Data Viewer'!$D$6='Month-Hour Outputs'!$K$4:$AF$4)*($D$5='Month-Hour Outputs'!$K$5:$AF$5),0))","v":11.805831322239301},{"$f":"INDEX('Month-Hour Outputs'!$K$7:$AF$7782,MATCH(1,($D$7='Month-Hour Outputs'!$A$7:$A$7782)*($D$8='Month-Hour Outputs'!$B$7:$B$7782)*($C18='Month-Hour Outputs'!$C$7:$C$7782)*(F$13='Month-Hour Outputs'!$D$7:$D$7782),0),MATCH(1,($D$4='Month-Hour Outputs'!$K$2:$AF$2)*('Month-Hour Data Viewer'!$D$3='Month-Hour Outputs'!$K$3:$AF$3)*('Month-Hour Data Viewer'!$D$6='Month-Hour Outputs'!$K$4:$AF$4)*($D$5='Month-Hour Outputs'!$K$5:$AF$5),0))","v":11.331349071471305},{"$f":"INDEX('Month-Hour Outputs'!$K$7:$AF$7782,MATCH(1,($D$7='Month-Hour Outputs'!$A$7:$A$7782)*($D$8='Month-Hour Outputs'!$B$7:$B$7782)*($C18='Month-Hour Outputs'!$C$7:$C$7782)*(G$13='Month-Hour Outputs'!$D$7:$D$7782),0),MATCH(1,($D$4='Month-Hour Outputs'!$K$2:$AF$2)*('Month-Hour Data Viewer'!$D$3='Month-Hour Outputs'!$K$3:$AF$3)*('Month-Hour Data Viewer'!$D$6='Month-Hour Outputs'!$K$4:$AF$4)*($D$5='Month-Hour Outputs'!$K$5:$AF$5),0))","v":11.411846853326768},{"$f":"INDEX('Month-Hour Outputs'!$K$7:$AF$7782,MATCH(1,($D$7='Month-Hour Outputs'!$A$7:$A$7782)*($D$8='Month-Hour Outputs'!$B$7:$B$7782)*($C18='Month-Hour Outputs'!$C$7:$C$7782)*(H$13='Month-Hour Outputs'!$D$7:$D$7782),0),MATCH(1,($D$4='Month-Hour Outputs'!$K$2:$AF$2)*('Month-Hour Data Viewer'!$D$3='Month-Hour Outputs'!$K$3:$AF$3)*('Month-Hour Data Viewer'!$D$6='Month-Hour Outputs'!$K$4:$AF$4)*($D$5='Month-Hour Outputs'!$K$5:$AF$5),0))","v":10.980339644579628},{"$f":"INDEX('Month-Hour Outputs'!$K$7:$AF$7782,MATCH(1,($D$7='Month-Hour Outputs'!$A$7:$A$7782)*($D$8='Month-Hour Outputs'!$B$7:$B$7782)*($C18='Month-Hour Outputs'!$C$7:$C$7782)*(I$13='Month-Hour Outputs'!$D$7:$D$7782),0),MATCH(1,($D$4='Month-Hour Outputs'!$K$2:$AF$2)*('Month-Hour Data Viewer'!$D$3='Month-Hour Outputs'!$K$3:$AF$3)*('Month-Hour Data Viewer'!$D$6='Month-Hour Outputs'!$K$4:$AF$4)*($D$5='Month-Hour Outputs'!$K$5:$AF$5),0))","v":11.768626918393752},{"$f":"INDEX('Month-Hour Outputs'!$K$7:$AF$7782,MATCH(1,($D$7='Month-Hour Outputs'!$A$7:$A$7782)*($D$8='Month-Hour Outputs'!$B$7:$B$7782)*($C18='Month-Hour Outputs'!$C$7:$C$7782)*(J$13='Month-Hour Outputs'!$D$7:$D$7782),0),MATCH(1,($D$4='Month-Hour Outputs'!$K$2:$AF$2)*('Month-Hour Data Viewer'!$D$3='Month-Hour Outputs'!$K$3:$AF$3)*('Month-Hour Data Viewer'!$D$6='Month-Hour Outputs'!$K$4:$AF$4)*($D$5='Month-Hour Outputs'!$K$5:$AF$5),0))","v":9.5114915075114279},{"$f":"INDEX('Month-Hour Outputs'!$K$7:$AF$7782,MATCH(1,($D$7='Month-Hour Outputs'!$A$7:$A$7782)*($D$8='Month-Hour Outputs'!$B$7:$B$7782)*($C18='Month-Hour Outputs'!$C$7:$C$7782)*(K$13='Month-Hour Outputs'!$D$7:$D$7782),0),MATCH(1,($D$4='Month-Hour Outputs'!$K$2:$AF$2)*('Month-Hour Data Viewer'!$D$3='Month-Hour Outputs'!$K$3:$AF$3)*('Month-Hour Data Viewer'!$D$6='Month-Hour Outputs'!$K$4:$AF$4)*($D$5='Month-Hour Outputs'!$K$5:$AF$5),0))","v":8.7834681878995724},{"$f":"INDEX('Month-Hour Outputs'!$K$7:$AF$7782,MATCH(1,($D$7='Month-Hour Outputs'!$A$7:$A$7782)*($D$8='Month-Hour Outputs'!$B$7:$B$7782)*($C18='Month-Hour Outputs'!$C$7:$C$7782)*(L$13='Month-Hour Outputs'!$D$7:$D$7782),0),MATCH(1,($D$4='Month-Hour Outputs'!$K$2:$AF$2)*('Month-Hour Data Viewer'!$D$3='Month-Hour Outputs'!$K$3:$AF$3)*('Month-Hour Data Viewer'!$D$6='Month-Hour Outputs'!$K$4:$AF$4)*($D$5='Month-Hour Outputs'!$K$5:$AF$5),0))","v":10.197958788689249},{"$f":"INDEX('Month-Hour Outputs'!$K$7:$AF$7782,MATCH(1,($D$7='Month-Hour Outputs'!$A$7:$A$7782)*($D$8='Month-Hour Outputs'!$B$7:$B$7782)*($C18='Month-Hour Outputs'!$C$7:$C$7782)*(M$13='Month-Hour Outputs'!$D$7:$D$7782),0),MATCH(1,($D$4='Month-Hour Outputs'!$K$2:$AF$2)*('Month-Hour Data Viewer'!$D$3='Month-Hour Outputs'!$K$3:$AF$3)*('Month-Hour Data Viewer'!$D$6='Month-Hour Outputs'!$K$4:$AF$4)*($D$5='Month-Hour Outputs'!$K$5:$AF$5),0))","v":8.4407875831648695},{"$f":"INDEX('Month-Hour Outputs'!$K$7:$AF$7782,MATCH(1,($D$7='Month-Hour Outputs'!$A$7:$A$7782)*($D$8='Month-Hour Outputs'!$B$7:$B$7782)*($C18='Month-Hour Outputs'!$C$7:$C$7782)*(N$13='Month-Hour Outputs'!$D$7:$D$7782),0),MATCH(1,($D$4='Month-Hour Outputs'!$K$2:$AF$2)*('Month-Hour Data Viewer'!$D$3='Month-Hour Outputs'!$K$3:$AF$3)*('Month-Hour Data Viewer'!$D$6='Month-Hour Outputs'!$K$4:$AF$4)*($D$5='Month-Hour Outputs'!$K$5:$AF$5),0))","v":8.4139358746295052},{"$f":"INDEX('Month-Hour Outputs'!$K$7:$AF$7782,MATCH(1,($D$7='Month-Hour Outputs'!$A$7:$A$7782)*($D$8='Month-Hour Outputs'!$B$7:$B$7782)*($C18='Month-Hour Outputs'!$C$7:$C$7782)*(O$13='Month-Hour Outputs'!$D$7:$D$7782),0),MATCH(1,($D$4='Month-Hour Outputs'!$K$2:$AF$2)*('Month-Hour Data Viewer'!$D$3='Month-Hour Outputs'!$K$3:$AF$3)*('Month-Hour Data Viewer'!$D$6='Month-Hour Outputs'!$K$4:$AF$4)*($D$5='Month-Hour Outputs'!$K$5:$AF$5),0))","v":8.1263646097681193},{"$f":"INDEX('Month-Hour Outputs'!$K$7:$AF$7782,MATCH(1,($D$7='Month-Hour Outputs'!$A$7:$A$7782)*($D$8='Month-Hour Outputs'!$B$7:$B$7782)*($C18='Month-Hour Outputs'!$C$7:$C$7782)*(P$13='Month-Hour Outputs'!$D$7:$D$7782),0),MATCH(1,($D$4='Month-Hour Outputs'!$K$2:$AF$2)*('Month-Hour Data Viewer'!$D$3='Month-Hour Outputs'!$K$3:$AF$3)*('Month-Hour Data Viewer'!$D$6='Month-Hour Outputs'!$K$4:$AF$4)*($D$5='Month-Hour Outputs'!$K$5:$AF$5),0))","v":7.2332506245390498},{"$f":"INDEX('Month-Hour Outputs'!$K$7:$AF$7782,MATCH(1,($D$7='Month-Hour Outputs'!$A$7:$A$7782)*($D$8='Month-Hour Outputs'!$B$7:$B$7782)*($C18='Month-Hour Outputs'!$C$7:$C$7782)*(Q$13='Month-Hour Outputs'!$D$7:$D$7782),0),MATCH(1,($D$4='Month-Hour Outputs'!$K$2:$AF$2)*('Month-Hour Data Viewer'!$D$3='Month-Hour Outputs'!$K$3:$AF$3)*('Month-Hour Data Viewer'!$D$6='Month-Hour Outputs'!$K$4:$AF$4)*($D$5='Month-Hour Outputs'!$K$5:$AF$5),0))","v":8.5997765197302307},{"$f":"INDEX('Month-Hour Outputs'!$K$7:$AF$7782,MATCH(1,($D$7='Month-Hour Outputs'!$A$7:$A$7782)*($D$8='Month-Hour Outputs'!$B$7:$B$7782)*($C18='Month-Hour Outputs'!$C$7:$C$7782)*(R$13='Month-Hour Outputs'!$D$7:$D$7782),0),MATCH(1,($D$4='Month-Hour Outputs'!$K$2:$AF$2)*('Month-Hour Data Viewer'!$D$3='Month-Hour Outputs'!$K$3:$AF$3)*('Month-Hour Data Viewer'!$D$6='Month-Hour Outputs'!$K$4:$AF$4)*($D$5='Month-Hour Outputs'!$K$5:$AF$5),0))","v":9.2579678099789859},{"$f":"INDEX('Month-Hour Outputs'!$K$7:$AF$7782,MATCH(1,($D$7='Month-Hour Outputs'!$A$7:$A$7782)*($D$8='Month-Hour Outputs'!$B$7:$B$7782)*($C18='Month-Hour Outputs'!$C$7:$C$7782)*(S$13='Month-Hour Outputs'!$D$7:$D$7782),0),MATCH(1,($D$4='Month-Hour Outputs'!$K$2:$AF$2)*('Month-Hour Data Viewer'!$D$3='Month-Hour Outputs'!$K$3:$AF$3)*('Month-Hour Data Viewer'!$D$6='Month-Hour Outputs'!$K$4:$AF$4)*($D$5='Month-Hour Outputs'!$K$5:$AF$5),0))","v":9.4030149274039534},{"$f":"INDEX('Month-Hour Outputs'!$K$7:$AF$7782,MATCH(1,($D$7='Month-Hour Outputs'!$A$7:$A$7782)*($D$8='Month-Hour Outputs'!$B$7:$B$7782)*($C18='Month-Hour Outputs'!$C$7:$C$7782)*(T$13='Month-Hour Outputs'!$D$7:$D$7782),0),MATCH(1,($D$4='Month-Hour Outputs'!$K$2:$AF$2)*('Month-Hour Data Viewer'!$D$3='Month-Hour Outputs'!$K$3:$AF$3)*('Month-Hour Data Viewer'!$D$6='Month-Hour Outputs'!$K$4:$AF$4)*($D$5='Month-Hour Outputs'!$K$5:$AF$5),0))","v":9.6464734230249984},{"$f":"INDEX('Month-Hour Outputs'!$K$7:$AF$7782,MATCH(1,($D$7='Month-Hour Outputs'!$A$7:$A$7782)*($D$8='Month-Hour Outputs'!$B$7:$B$7782)*($C18='Month-Hour Outputs'!$C$7:$C$7782)*(U$13='Month-Hour Outputs'!$D$7:$D$7782),0),MATCH(1,($D$4='Month-Hour Outputs'!$K$2:$AF$2)*('Month-Hour Data Viewer'!$D$3='Month-Hour Outputs'!$K$3:$AF$3)*('Month-Hour Data Viewer'!$D$6='Month-Hour Outputs'!$K$4:$AF$4)*($D$5='Month-Hour Outputs'!$K$5:$AF$5),0))","v":13.466273754536665},{"$f":"INDEX('Month-Hour Outputs'!$K$7:$AF$7782,MATCH(1,($D$7='Month-Hour Outputs'!$A$7:$A$7782)*($D$8='Month-Hour Outputs'!$B$7:$B$7782)*($C18='Month-Hour Outputs'!$C$7:$C$7782)*(V$13='Month-Hour Outputs'!$D$7:$D$7782),0),MATCH(1,($D$4='Month-Hour Outputs'!$K$2:$AF$2)*('Month-Hour Data Viewer'!$D$3='Month-Hour Outputs'!$K$3:$AF$3)*('Month-Hour Data Viewer'!$D$6='Month-Hour Outputs'!$K$4:$AF$4)*($D$5='Month-Hour Outputs'!$K$5:$AF$5),0))","v":13.47696604418719},{"$f":"INDEX('Month-Hour Outputs'!$K$7:$AF$7782,MATCH(1,($D$7='Month-Hour Outputs'!$A$7:$A$7782)*($D$8='Month-Hour Outputs'!$B$7:$B$7782)*($C18='Month-Hour Outputs'!$C$7:$C$7782)*(W$13='Month-Hour Outputs'!$D$7:$D$7782),0),MATCH(1,($D$4='Month-Hour Outputs'!$K$2:$AF$2)*('Month-Hour Data Viewer'!$D$3='Month-Hour Outputs'!$K$3:$AF$3)*('Month-Hour Data Viewer'!$D$6='Month-Hour Outputs'!$K$4:$AF$4)*($D$5='Month-Hour Outputs'!$K$5:$AF$5),0))","v":15.884966604726323},{"$f":"INDEX('Month-Hour Outputs'!$K$7:$AF$7782,MATCH(1,($D$7='Month-Hour Outputs'!$A$7:$A$7782)*($D$8='Month-Hour Outputs'!$B$7:$B$7782)*($C18='Month-Hour Outputs'!$C$7:$C$7782)*(X$13='Month-Hour Outputs'!$D$7:$D$7782),0),MATCH(1,($D$4='Month-Hour Outputs'!$K$2:$AF$2)*('Month-Hour Data Viewer'!$D$3='Month-Hour Outputs'!$K$3:$AF$3)*('Month-Hour Data Viewer'!$D$6='Month-Hour Outputs'!$K$4:$AF$4)*($D$5='Month-Hour Outputs'!$K$5:$AF$5),0))","v":15.208561488085087},{"$f":"INDEX('Month-Hour Outputs'!$K$7:$AF$7782,MATCH(1,($D$7='Month-Hour Outputs'!$A$7:$A$7782)*($D$8='Month-Hour Outputs'!$B$7:$B$7782)*($C18='Month-Hour Outputs'!$C$7:$C$7782)*(Y$13='Month-Hour Outputs'!$D$7:$D$7782),0),MATCH(1,($D$4='Month-Hour Outputs'!$K$2:$AF$2)*('Month-Hour Data Viewer'!$D$3='Month-Hour Outputs'!$K$3:$AF$3)*('Month-Hour Data Viewer'!$D$6='Month-Hour Outputs'!$K$4:$AF$4)*($D$5='Month-Hour Outputs'!$K$5:$AF$5),0))","v":12.937344261596678},{"$f":"INDEX('Month-Hour Outputs'!$K$7:$AF$7782,MATCH(1,($D$7='Month-Hour Outputs'!$A$7:$A$7782)*($D$8='Month-Hour Outputs'!$B$7:$B$7782)*($C18='Month-Hour Outputs'!$C$7:$C$7782)*(Z$13='Month-Hour Outputs'!$D$7:$D$7782),0),MATCH(1,($D$4='Month-Hour Outputs'!$K$2:$AF$2)*('Month-Hour Data Viewer'!$D$3='Month-Hour Outputs'!$K$3:$AF$3)*('Month-Hour Data Viewer'!$D$6='Month-Hour Outputs'!$K$4:$AF$4)*($D$5='Month-Hour Outputs'!$K$5:$AF$5),0))","v":12.103642472070314},{"$f":"INDEX('Month-Hour Outputs'!$K$7:$AF$7782,MATCH(1,($D$7='Month-Hour Outputs'!$A$7:$A$7782)*($D$8='Month-Hour Outputs'!$B$7:$B$7782)*($C18='Month-Hour Outputs'!$C$7:$C$7782)*(AA$13='Month-Hour Outputs'!$D$7:$D$7782),0),MATCH(1,($D$4='Month-Hour Outputs'!$K$2:$AF$2)*('Month-Hour Data Viewer'!$D$3='Month-Hour Outputs'!$K$3:$AF$3)*('Month-Hour Data Viewer'!$D$6='Month-Hour Outputs'!$K$4:$AF$4)*($D$5='Month-Hour Outputs'!$K$5:$AF$5),0))","v":10.519380346011308}]
[null,null,6,{"$f":"INDEX('Month-Hour Outputs'!$K$7:$AF$7782,MATCH(1,($D$7='Month-Hour Outputs'!$A$7:$A$7782)*($D$8='Month-Hour Outputs'!$B$7:$B$7782)*($C19='Month-Hour Outputs'!$C$7:$C$7782)*(D$13='Month-Hour Outputs'!$D$7:$D$7782),0),MATCH(1,($D$4='Month-Hour Outputs'!$K$2:$AF$2)*('Month-Hour Data Viewer'!$D$3='Month-Hour Outputs'!$K$3:$AF$3)*('Month-Hour Data Viewer'!$D$6='Month-Hour Outputs'!$K$4:$AF$4)*($D$5='Month-Hour Outputs'!$K$5:$AF$5),0))","v":19.390895189144008},{"$f":"INDEX('Month-Hour Outputs'!$K$7:$AF$7782,MATCH(1,($D$7='Month-Hour Outputs'!$A$7:$A$7782)*($D$8='Month-Hour Outputs'!$B$7:$B$7782)*($C19='Month-Hour Outputs'!$C$7:$C$7782)*(E$13='Month-Hour Outputs'!$D$7:$D$7782),0),MATCH(1,($D$4='Month-Hour Outputs'!$K$2:$AF$2)*('Month-Hour Data Viewer'!$D$3='Month-Hour Outputs'!$K$3:$AF$3)*('Month-Hour Data Viewer'!$D$6='Month-Hour Outputs'!$K$4:$AF$4)*($D$5='Month-Hour Outputs'!$K$5:$AF$5),0))","v":19.030253357741099},{"$f":"INDEX('Month-Hour Outputs'!$K$7:$AF$7782,MATCH(1,($D$7='Month-Hour Outputs'!$A$7:$A$7782)*($D$8='Month-Hour Outputs'!$B$7:$B$7782)*($C19='Month-Hour Outputs'!$C$7:$C$7782)*(F$13='Month-Hour Outputs'!$D$7:$D$7782),0),MATCH(1,($D$4='Month-Hour Outputs'!$K$2:$AF$2)*('Month-Hour Data Viewer'!$D$3='Month-Hour Outputs'!$K$3:$AF$3)*('Month-Hour Data Viewer'!$D$6='Month-Hour Outputs'!$K$4:$AF$4)*($D$5='Month-Hour Outputs'!$K$5:$AF$5),0))","v":20.186700965617092},{"$f":"INDEX('Month-Hour Outputs'!$K$7:$AF$7782,MATCH(1,($D$7='Month-Hour Outputs'!$A$7:$A$7782)*($D$8='Month-Hour Outputs'!$B$7:$B$7782)*($C19='Month-Hour Outputs'!$C$7:$C$7782)*(G$13='Month-Hour Outputs'!$D$7:$D$7782),0),MATCH(1,($D$4='Month-Hour Outputs'!$K$2:$AF$2)*('Month-Hour Data Viewer'!$D$3='Month-Hour Outputs'!$K$3:$AF$3)*('Month-Hour Data Viewer'!$D$6='Month-Hour Outputs'!$K$4:$AF$4)*($D$5='Month-Hour Outputs'!$K$5:$AF$5),0))","v":20.633610232727609},{"$f":"INDEX('Month-Hour Outputs'!$K$7:$AF$7782,MATCH(1,($D$7='Month-Hour Outputs'!$A$7:$A$7782)*($D$8='Month-Hour Outputs'!$B$7:$B$7782)*($C19='Month-Hour Outputs'!$C$7:$C$7782)*(H$13='Month-Hour Outputs'!$D$7:$D$7782),0),MATCH(1,($D$4='Month-Hour Outputs'!$K$2:$AF$2)*('Month-Hour Data Viewer'!$D$3='Month-Hour Outputs'!$K$3:$AF$3)*('Month-Hour Data Viewer'!$D$6='Month-Hour Outputs'!$K$4:$AF$4)*($D$5='Month-Hour Outputs'!$K$5:$AF$5),0))","v":19.543525171506172},{"$f":"INDEX('Month-Hour Outputs'!$K$7:$AF$7782,MATCH(1,($D$7='Month-Hour Outputs'!$A$7:$A$7782)*($D$8='Month-Hour Outputs'!$B$7:$B$7782)*($C19='Month-Hour Outputs'!$C$7:$C$7782)*(I$13='Month-Hour Outputs'!$D$7:$D$7782),0),MATCH(1,($D$4='Month-Hour Outputs'!$K$2:$AF$2)*('Month-Hour Data Viewer'!$D$3='Month-Hour Outputs'!$K$3:$AF$3)*('Month-Hour Data Viewer'!$D$6='Month-Hour Outputs'!$K$4:$AF$4)*($D$5='Month-Hour Outputs'!$K$5:$AF$5),0))","v":19.927580119892539},{"$f":"INDEX('Month-Hour Outputs'!$K$7:$AF$7782,MATCH(1,($D$7='Month-Hour Outputs'!$A$7:$A$7782)*($D$8='Month-Hour Outputs'!$B$7:$B$7782)*($C19='Month-Hour Outputs'!$C$7:$C$7782)*(J$13='Month-Hour Outputs'!$D$7:$D$7782),0),MATCH(1,($D$4='Month-Hour Outputs'!$K$2:$AF$2)*('Month-Hour Data Viewer'!$D$3='Month-Hour Outputs'!$K$3:$AF$3)*('Month-Hour Data Viewer'!$D$6='Month-Hour Outputs'!$K$4:$AF$4)*($D$5='Month-Hour Outputs'!$K$5:$AF$5),0))","v":18.550755995395782},{"$f":"INDEX('Month-Hour Outputs'!$K$7:$AF$7782,MATCH(1,($D$7='Month-Hour Outputs'!$A$7:$A$7782)*($D$8='Month-Hour Outputs'!$B$7:$B$7782)*($C19='Month-Hour Outputs'!$C$7:$C$7782)*(K$13='Month-Hour Outputs'!$D$7:$D$7782),0),MATCH(1,($D$4='Month-Hour Outputs'!$K$2:$AF$2)*('Month-Hour Data Viewer'!$D$3='Month-Hour Outputs'!$K$3:$AF$3)*('Month-Hour Data Viewer'!$D$6='Month-Hour Outputs'!$K$4:$AF$4)*($D$5='Month-Hour Outputs'!$K$5:$AF$5),0))","v":16.79654164715819},{"$f":"INDEX('Month-Hour Outputs'!$K$7:$AF$7782,MATCH(1,($D$7='Month-Hour Outputs'!$A$7:$A$7782)*($D$8='Month-Hour Outputs'!$B$7:$B$7782)*($C19='Month-Hour Outputs'!$C$7:$C$7782)*(L$13='Month-Hour Outputs'!$D$7:$D$7782),0),MATCH(1,($D$4='Month-Hour Outputs'!$K$2:$AF$2)*('Month-Hour Data Viewer'!$D$3='Month-Hour Outputs'!$K$3:$AF$3)*('Month-Hour Data Viewer'!$D$6='Month-Hour Outputs'!$K$4:$AF$4)*($D$5='Month-Hour Outputs'!$K$5:$AF$5),0))","v":16.413216504642765},{"$f":"INDEX('Month-Hour Outputs'!$K$7:$AF$7782,MATCH(1,($D$7='Month-Hour Outputs'!$A$7:$A$7782)*($D$8='Month-Hour Outputs'!$B$7:$B$7782)*($C19='Month-Hour Outputs'!$C$7:$C$7782)*(M$13='Month-Hour Outputs'!$D$7:$D$7782),0),MATCH(1,($D$4='Month-Hour Outputs'!$K$2:$AF$2)*('Month-Hour Data Viewer'!$D$3='Month-Hour Outputs'!$K$3:$AF$3)*('Month-Hour Data Viewer'!$D$6='Month-Hour Outputs'!$K$4:$AF$4)*($D$5='Month-Hour Outputs'!$K$5:$AF$5),0))","v":15.664362180902195},{"$f":"INDEX('Month-Hour Outputs'!$K$7:$AF$7782,MATCH(1,($D$7='Month-Hour Outputs'!$A$7:$A$7782)*($D$8='Month-Hour Outputs'!$B$7:$B$7782)*($C19='Month-Hour Outputs'!$C$7:$C$7782)*(N$13='Month-Hour Outputs'!$D$7:$D$7782),0),MATCH(1,($D$4='Month-Hour Outputs'!$K$2:$AF$2)*('Month-Hour Data Viewer'!$D$3='Month-Hour Outputs'!$K$3:$AF$3)*('Month-Hour Data Viewer'!$D$6='Month-Hour Outputs'!$K$4:$AF$4)*($D$5='Month-Hour Outputs'!$K$5:$AF$5),0))","v":15.960237504479975},{"$f":"INDEX('Month-Hour Outputs'!$K$7:$AF$7782,MATCH(1,($D$7='Month-Hour Outputs'!$A$7:$A$7782)*($D$8='Month-Hour Outputs'!$B$7:$B$7782)*($C19='Month-Hour Outputs'!$C$7:$C$7782)*(O$13='Month-Hour Outputs'!$D$7:$D$7782),0),MATCH(1,($D$4='Month-Hour Outputs'!$K$2:$AF$2)*('Month-Hour Data Viewer'!$D$3='Month-Hour Outputs'!$K$3:$AF$3)*('Month-Hour Data Viewer'!$D$6='Month-Hour Outputs'!$K$4:$AF$4)*($D$5='Month-Hour Outputs'!$K$5:$AF$5),0))","v":15.331140438784859},{"$f":"INDEX('Month-Hour Outputs'!$K$7:$AF$7782,MATCH(1,($D$7='Month-Hour Outputs'!$A$7:$A$7782)*($D$8='Month-Hour Outputs'!$B$7:$B$7782)*($C19='Month-Hour Outputs'!$C$7:$C$7782)*(P$13='Month-Hour Outputs'!$D$7:$D$7782),0),MATCH(1,($D$4='Month-Hour Outputs'!$K$2:$AF$2)*('Month-Hour Data Viewer'!$D$3='Month-Hour Outputs'!$K$3:$AF$3)*('Month-Hour Data Viewer'!$D$6='Month-Hour Outputs'!$K$4:$AF$4)*($D$5='Month-Hour Outputs'!$K$5:$AF$5),0))","v":16.731493955728261},{"$f":"INDEX('Month-Hour Outputs'!$K$7:$AF$7782,MATCH(1,($D$7='Month-Hour Outputs'!$A$7:$A$7782)*($D$8='Month-Hour Outputs'!$B$7:$B$7782)*($C19='Month-Hour Outputs'!$C$7:$C$7782)*(Q$13='Month-Hour Outputs'!$D$7:$D$7782),0),MATCH(1,($D$4='Month-Hour Outputs'!$K$2:$AF$2)*('Month-Hour Data Viewer'!$D$3='Month-Hour Outputs'!$K$3:$AF$3)*('Month-Hour Data Viewer'!$D$6='Month-Hour Outputs'!$K$4:$AF$4)*($D$5='Month-Hour Outputs'!$K$5:$AF$5),0))","v":17.244076240456842},{"$f":"INDEX('Month-Hour Outputs'!$K$7:$AF$7782,MATCH(1,($D$7='Month-Hour Outputs'!$A$7:$A$7782)*($D$8='Month-Hour Outputs'!$B$7:$B$7782)*($C19='Month-Hour Outputs'!$C$7:$C$7782)*(R$13='Month-Hour Outputs'!$D$7:$D$7782),0),MATCH(1,($D$4='Month-Hour Outputs'!$K$2:$AF$2)*('Month-Hour Data Viewer'!$D$3='Month-Hour Outputs'!$K$3:$AF$3)*('Month-Hour Data Viewer'!$D$6='Month-Hour Outputs'!$K$4:$AF$4)*($D$5='Month-Hour Outputs'!$K$5:$AF$5),0))","v":16.925993151005155},{"$f":"INDEX('Month-Hour Outputs'!$K$7:$AF$7782,MATCH(1,($D$7='Month-Hour Outputs'!$A$7:$A$7782)*($D$8='Month-Hour Outputs'!$B$7:$B$7782)*($C19='Month-Hour Outputs'!$C$7:$C$7782)*(S$13='Month-Hour Outputs'!$D$7:$D$7782),0),MATCH(1,($D$4='Month-Hour Outputs'!$K$2:$AF$2)*('Month-Hour Data Viewer'!$D$3='Month-Hour Outputs'!$K$3:$AF$3)*('Month-Hour Data Viewer'!$D$6='Month-Hour Outputs'!$K$4:$AF$4)*($D$5='Month-Hour Outputs'!$K$5:$AF$5),0))","v":18.446612757068053},{"$f":"INDEX('Month-Hour Outputs'!$K$7:$AF$7782,MATCH(1,($D$7='Month-Hour Outputs'!$A$7:$A$7782)*($D$8='Month-Hour Outputs'!$B$7:$B$7782)*($C19='Month-Hour Outputs'!$C$7:$C$7782)*(T$13='Month-Hour Outputs'!$D$7:$D$7782),0),MATCH(1,($D$4='Month-Hour Outputs'!$K$2:$AF$2)*('Month-Hour Data Viewer'!$D$3='Month-Hour Outputs'!$K$3:$AF$3)*('Month-Hour Data Viewer'!$D$6='Month-Hour Outputs'!$K$4:$AF$4)*($D$5='Month-Hour Outputs'!$K$5:$AF$5),0))","v":19.370447633469531},{"$f":"INDEX('Month-Hour Outputs'!$K$7:$AF$7782,MATCH(1,($D$7='Month-Hour Outputs'!$A$7:$A$7782)*($D$8='Month-Hour Outputs'!$B$7:$B$7782)*($C19='Month-Hour Outputs'!$C$7:$C$7782)*(U$13='Month-Hour Outputs'!$D$7:$D$7782),0),MATCH(1,($D$4='Month-Hour Outputs'!$K$2:$AF$2)*('Month-Hour Data Viewer'!$D$3='Month-Hour Outputs'!$K$3:$AF$3)*('Month-Hour Data Viewer'!$D$6='Month-Hour Outputs'!$K$4:$AF$4)*($D$5='Month-Hour Outputs'!$K$5:$AF$5),0))","v":20.164841935849211},{"$f":"INDEX('Month-Hour Outputs'!$K$7:$AF$7782,MATCH(1,($D$7='Month-Hour Outputs'!$A$7:$A$7782)*($D$8='Month-Hour Outputs'!$B$7:$B$7782)*($C19='Month-Hour Outputs'!$C$7:$C$7782)*(V$13='Month-Hour Outputs'!$D$7:$D$7782),0),MATCH(1,($D$4='Month-Hour Outputs'!$K$2:$AF$2)*('Month-Hour Data Viewer'!$D$3='Month-Hour Outputs'!$K$3:$AF$3)*('Month-Hour Data Viewer'!$D$6='Month-Hour Outputs'!$K$4:$AF$4)*($D$5='Month-Hour Outputs'!$K$5:$AF$5),0))","v":24.000024831879649},{"$f":"INDEX('Month-Hour Outputs'!$K$7:$AF$7782,MATCH(1,($D$7='Month-Hour Outputs'!$A$7:$A$7782)*($D$8='Month-Hour Outputs'!$B$7:$B$7782)*($C19='Month-Hour Outputs'!$C$7:$C$7782)*(W$13='Month-Hour Outputs'!$D$7:$D$7782),0),MATCH(1,($D$4='Month-Hour Outputs'!$K$2:$AF$2)*('Month-Hour Data Viewer'!$D$3='Month-Hour Outputs'!$K$3:$AF$3)*('Month-Hour Data Viewer'!$D$6='Month-Hour Outputs'!$K$4:$AF$4)*($D$5='Month-Hour Outputs'!$K$5:$AF$5),0))","v":26.739367093170539},{"$f":"INDEX('Month-Hour Outputs'!$K$7:$AF$7782,MATCH(1,($D$7='Month-Hour Outputs'!$A$7:$A$7782)*($D$8='Month-Hour Outputs'!$B$7:$B$7782)*($C19='Month-Hour Outputs'!$C$7:$C$7782)*(X$13='Month-Hour Outputs'!$D$7:$D$7782),0),MATCH(1,($D$4='Month-Hour Outputs'!$K$2:$AF$2)*('Month-Hour Data Viewer'!$D$3='Month-Hour Outputs'!$K$3:$AF$3)*('Month-Hour Data Viewer'!$D$6='Month-Hour Outputs'!$K$4:$AF$4)*($D$5='Month-Hour Outputs'!$K$5:$AF$5),0))","v":27.778418457778503},{"$f":"INDEX('Month-Hour Outputs'!$K$7:$AF$7782,MATCH(1,($D$7='Month-Hour Outputs'!$A$7:$A$7782)*($D$8='Month-Hour Outputs'!$B$7:$B$7782)*($C19='Month-Hour Outputs'!$C$7:$C$7782)*(Y$13='Month-Hour Outputs'!$D$7:$D$7782),0),MATCH(1,($D$4='Month-Hour Outputs'!$K$2:$AF$2)*('Month-Hour Data Viewer'!$D$3='Month-Hour Outputs'!$K$3:$AF$3)*('Month-Hour Data Viewer'!$D$6='Month-Hour Outputs'!$K$4:$AF$4)*($D$5='Month-Hour Outputs'!$K$5:$AF$5),0))","v":22.826363839378619},{"$f":"INDEX('Month-Hour Outputs'!$K$7:$AF$7782,MATCH(1,($D$7='Month-Hour Outputs'!$A$7:$A$7782)*($D$8='Month-Hour Outputs'!$B$7:$B$7782)*($C19='Month-Hour Outputs'!$C$7:$C$7782)*(Z$13='Month-Hour Outputs'!$D$7:$D$7782),0),MATCH(1,($D$4='Month-Hour Outputs'!$K$2:$AF$2)*('Month-Hour Data Viewer'!$D$3='Month-Hour Outputs'!$K$3:$AF$3)*('Month-Hour Data Viewer'!$D$6='Month-Hour Outputs'!$K$4:$AF$4)*($D$5='Month-Hour Outputs'!$K$5:$AF$5),0))","v":20.539802481166092},{"$f":"INDEX('Month-Hour Outputs'!$K$7:$AF$7782,MATCH(1,($D$7='Month-Hour Outputs'!$A$7:$A$7782)*($D$8='Month-Hour Outputs'!$B$7:$B$7782)*($C19='Month-Hour Outputs'!$C$7:$C$7782)*(AA$13='Month-Hour Outputs'!$D$7:$D$7782),0),MATCH(1,($D$4='Month-Hour Outputs'!$K$2:$AF$2)*('Month-Hour Data Viewer'!$D$3='Month-Hour Outputs'!$K$3:$AF$3)*('Month-Hour Data Viewer'!$D$6='Month-Hour Outputs'!$K$4:$AF$4)*($D$5='Month-Hour Outputs'!$K$5:$AF$5),0))","v":20.931289843866864}]
[null,null,7,{"$f":"INDEX('Month-Hour Outputs'!$K$7:$AF$7782,MATCH(1,($D$7='Month-Hour Outputs'!$A$7:$A$7782)*($D$8='Month-Hour Outputs'!$B$7:$B$7782)*($C20='Month-Hour Outputs'!$C$7:$C$7782)*(D$13='Month-Hour Outputs'!$D$7:$D$7782),0),MATCH(1,($D$4='Month-Hour Outputs'!$K$2:$AF$2)*('Month-Hour Data Viewer'!$D$3='Month-Hour Outputs'!$K$3:$AF$3)*('Month-Hour Data Viewer'!$D$6='Month-Hour Outputs'!$K$4:$AF$4)*($D$5='Month-Hour Outputs'!$K$5:$AF$5),0))","v":24.6213189545945},{"$f":"INDEX('Month-Hour Outputs'!$K$7:$AF$7782,MATCH(1,($D$7='Month-Hour Outputs'!$A$7:$A$7782)*($D$8='Month-Hour Outputs'!$B$7:$B$7782)*($C20='Month-Hour Outputs'!$C$7:$C$7782)*(E$13='Month-Hour Outputs'!$D$7:$D$7782),0),MATCH(1,($D$4='Month-Hour Outputs'!$K$2:$AF$2)*('Month-Hour Data Viewer'!$D$3='Month-Hour Outputs'!$K$3:$AF$3)*('Month-Hour Data Viewer'!$D$6='Month-Hour Outputs'!$K$4:$AF$4)*($D$5='Month-Hour Outputs'!$K$5:$AF$5),0))","v":24.205879713523128},{"$f":"INDEX('Month-Hour Outputs'!$K$7:$AF$7782,MATCH(1,($D$7='Month-Hour Outputs'!$A$7:$A$7782)*($D$8='Month-Hour Outputs'!$B$7:$B$7782)*($C20='Month-Hour Outputs'!$C$7:$C$7782)*(F$13='Month-Hour Outputs'!$D$7:$D$7782),0),MATCH(1,($D$4='Month-Hour Outputs'!$K$2:$AF$2)*('Month-Hour Data Viewer'!$D$3='Month-Hour Outputs'!$K$3:$AF$3)*('Month-Hour Data Viewer'!$D$6='Month-Hour Outputs'!$K$4:$AF$4)*($D$5='Month-Hour Outputs'!$K$5:$AF$5),0))","v":23.469909326318547},{"$f":"INDEX('Month-Hour Outputs'!$K$7:$AF$7782,MATCH(1,($D$7='Month-Hour Outputs'!$A$7:$A$7782)*($D$8='Month-Hour Outputs'!$B$7:$B$7782)*($C20='Month-Hour Outputs'!$C$7:$C$7782)*(G$13='Month-Hour Outputs'!$D$7:$D$7782),0),MATCH(1,($D$4='Month-Hour Outputs'!$K$2:$AF$2)*('Month-Hour Data Viewer'!$D$3='Month-Hour Outputs'!$K$3:$AF$3)*('Month-Hour Data Viewer'!$D$6='Month-Hour Outputs'!$K$4:$AF$4)*($D$5='Month-Hour Outputs'!$K$5:$AF$5),0))","v":23.778256493509453},{"$f":"INDEX('Month-Hour Outputs'!$K$7:$AF$7782,MATCH(1,($D$7='Month-Hour Outputs'!$A$7:$A$7782)*($D$8='Month-Hour Outputs'!$B$7:$B$7782)*($C20='Month-Hour Outputs'!$C$7:$C$7782)*(H$13='Month-Hour Outputs'!$D$7:$D$7782),0),MATCH(1,($D$4='Month-Hour Outputs'!$K$2:$AF$2)*('Month-Hour Data Viewer'!$D$3='Month-Hour Outputs'!$K$3:$AF$3)*('Month-Hour Data Viewer'!$D$6='Month-Hour Outputs'!$K$4:$AF$4)*($D$5='Month-Hour Outputs'!$K$5:$AF$5),0))","v":23.992298046671365},{"$f":"INDEX('Month-Hour Outputs'!$K$7:$AF$7782,MATCH(1,($D$7='Month-Hour Outputs'!$A$7:$A$7782)*($D$8='Month-Hour Outputs'!$B$7:$B$7782)*($C20='Month-Hour Outputs'!$C$7:$C$7782)*(I$13='Month-Hour Outputs'!$D$7:$D$7782),0),MATCH(1,($D$4='Month-Hour Outputs'!$K$2:$AF$2)*('Month-Hour Data Viewer'!$D$3='Month-Hour Outputs'!$K$3:$AF$3)*('Month-Hour Data Viewer'!$D$6='Month-Hour Outputs'!$K$4:$AF$4)*($D$5='Month-Hour Outputs'!$K$5:$AF$5),0))","v":24.652818563504297},{"$f":"INDEX('Month-Hour Outputs'!$K$7:$AF$7782,MATCH(1,($D$7='Month-Hour Outputs'!$A$7:$A$7782)*($D$8='Month-Hour Outputs'!$B$7:$B$7782)*($C20='Month-Hour Outputs'!$C$7:$C$7782)*(J$13='Month-Hour Outputs'!$D$7:$D$7782),0),MATCH(1,($D$4='Month-Hour Outputs'!$K$2:$AF$2)*('Month-Hour Data Viewer'!$D$3='Month-Hour Outputs'!$K$3:$AF$3)*('Month-Hour Data Viewer'!$D$6='Month-Hour Outputs'!$K$4:$AF$4)*($D$5='Month-Hour Outputs'!$K$5:$AF$5),0))","v":24.109617858242963},{"$f":"INDEX('Month-Hour Outputs'!$K$7:$AF$7782,MATCH(1,($D$7='Month-Hour Outputs'!$A$7:$A$7782)*($D$8='Month-Hour Outputs'!$B$7:$B$7782)*($C20='Month-Hour Outputs'!$C$7:$C$7782)*(K$13='Month-Hour Outputs'!$D$7:$D$7782),0),MATCH(1,($D$4='Month-Hour Outputs'!$K$2:$AF$2)*('Month-Hour Data Viewer'!$D$3='Month-Hour Outputs'!$K$3:$AF$3)*('Month-Hour Data Viewer'!$D$6='Month-Hour Outputs'!$K$4:$AF$4)*($D$5='Month-Hour Outputs'!$K$5:$AF$5),0))","v":23.941631354270356},{"$f":"INDEX('Month-Hour Outputs'!$K$7:$AF$7782,MATCH(1,($D$7='Month-Hour Outputs'!$A$7:$A$7782)*($D$8='Month-Hour Outputs'!$B$7:$B$7782)*($C20='Month-Hour Outputs'!$C$7:$C$7782)*(L$13='Month-Hour Outputs'!$D$7:$D$7782),0),MATCH(1,($D$4='Month-Hour Outputs'!$K$2:$AF$2)*('Month-Hour Data Viewer'!$D$3='Month-Hour Outputs'!$K$3:$AF$3)*('Month-Hour Data Viewer'!$D$6='Month-Hour Outputs'!$K$4:$AF$4)*($D$5='Month-Hour Outputs'!$K$5:$AF$5),0))","v":23.553406471869515},{"$f":"INDEX('Month-Hour Outputs'!$K$7:$AF$7782,MATCH(1,($D$7='Month-Hour Outputs'!$A$7:$A$7782)*($D$8='Month-Hour Outputs'!$B$7:$B$7782)*($C20='Month-Hour Outputs'!$C$7:$C$7782)*(M$13='Month-Hour Outputs'!$D$7:$D$7782),0),MATCH(1,($D$4='Month-Hour Outputs'!$K$2:$AF$2)*('Month-Hour Data Viewer'!$D$3='Month-Hour Outputs'!$K$3:$AF$3)*('Month-Hour Data Viewer'!$D$6='Month-Hour Outputs'!$K$4:$AF$4)*($D$5='Month-Hour Outputs'!$K$5:$AF$5),0))","v":21.942790483843829},{"$f":"INDEX('Month-Hour Outputs'!$K$7:$AF$7782,MATCH(1,($D$7='Month-Hour Outputs'!$A$7:$A$7782)*($D$8='Month-Hour Outputs'!$B$7:$B$7782)*($C20='Month-Hour Outputs'!$C$7:$C$7782)*(N$13='Month-Hour Outputs'!$D$7:$D$7782),0),MATCH(1,($D$4='Month-Hour Outputs'!$K$2:$AF$2)*('Month-Hour Data Viewer'!$D$3='Month-Hour Outputs'!$K$3:$AF$3)*('Month-Hour Data Viewer'!$D$6='Month-Hour Outputs'!$K$4:$AF$4)*($D$5='Month-Hour Outputs'!$K$5:$AF$5),0))","v":22.232298745044215},{"$f":"INDEX('Month-Hour Outputs'!$K$7:$AF$7782,MATCH(1,($D$7='Month-Hour Outputs'!$A$7:$A$7782)*($D$8='Month-Hour Outputs'!$B$7:$B$7782)*($C20='Month-Hour Outputs'!$C$7:$C$7782)*(O$13='Month-Hour Outputs'!$D$7:$D$7782),0),MATCH(1,($D$4='Month-Hour Outputs'!$K$2:$AF$2)*('Month-Hour Data Viewer'!$D$3='Month-Hour Outputs'!$K$3:$AF$3)*('Month-Hour Data Viewer'!$D$6='Month-Hour Outputs'!$K$4:$AF$4)*($D$5='Month-Hour Outputs'!$K$5:$AF$5),0))","v":22.657253420538193},{"$f":"INDEX('Month-Hour Outputs'!$K$7:$AF$7782,MATCH(1,($D$7='Month-Hour Outputs'!$A$7:$A$7782)*($D$8='Month-Hour Outputs'!$B$7:$B$7782)*($C20='Month-Hour Outputs'!$C$7:$C$7782)*(P$13='Month-Hour Outputs'!$D$7:$D$7782),0),MATCH(1,($D$4='Month-Hour Outputs'!$K$2:$AF$2)*('Month-Hour Data Viewer'!$D$3='Month-Hour Outputs'!$K$3:$AF$3)*('Month-Hour Data Viewer'!$D$6='Month-Hour Outputs'!$K$4:$AF$4)*($D$5='Month-Hour Outputs'!$K$5:$AF$5),0))","v":22.862160249549444},{"$f":"INDEX('Month-Hour Outputs'!$K$7:$AF$7782,MATCH(1,($D$7='Month-Hour Outputs'!$A$7:$A$7782)*($D$8='Month-Hour Outputs'!$B$7:$B$7782)*($C20='Month-Hour Outputs'!$C$7:$C$7782)*(Q$13='Month-Hour Outputs'!$D$7:$D$7782),0),MATCH(1,($D$4='Month-Hour Outputs'!$K$2:$AF$2)*('Month-Hour Data Viewer'!$D$3='Month-Hour Outputs'!$K$3:$AF$3)*('Month-Hour Data Viewer'!$D$6='Month-Hour Outputs'!$K$4:$AF$4)*($D$5='Month-Hour Outputs'!$K$5:$AF$5),0))","v":22.655457111044509},{"$f":"INDEX('Month-Hour Outputs'!$K$7:$AF$7782,MATCH(1,($D$7='Month-Hour Outputs'!$A$7:$A$7782)*($D$8='Month-Hour Outputs'!$B$7:$B$7782)*($C20='Month-Hour Outputs'!$C$7:$C$7782)*(R$13='Month-Hour Outputs'!$D$7:$D$7782),0),MATCH(1,($D$4='Month-Hour Outputs'!$K$2:$AF$2)*('Month-Hour Data Viewer'!$D$3='Month-Hour Outputs'!$K$3:$AF$3)*('Month-Hour Data Viewer'!$D$6='Month-Hour Outputs'!$K$4:$AF$4)*($D$5='Month-Hour Outputs'!$K$5:$AF$5),0))","v":24.07196903047058},{"$f":"INDEX('Month-Hour Outputs'!$K$7:$AF$7782,MATCH(1,($D$7='Month-Hour Outputs'!$A$7:$A$7782)*($D$8='Month-Hour Outputs'!$B$7:$B$7782)*($C20='Month-Hour Outputs'!$C$7:$C$7782)*(S$13='Month-Hour Outputs'!$D$7:$D$7782),0),MATCH(1,($D$4='Month-Hour Outputs'!$K$2:$AF$2)*('Month-Hour Data Viewer'!$D$3='Month-Hour Outputs'!$K$3:$AF$3)*('Month-Hour Data Viewer'!$D$6='Month-Hour Outputs'!$K$4:$AF$4)*($D$5='Month-Hour Outputs'!$K$5:$AF$5),0))","v":25.296844363307518},{"$f":"INDEX('Month-Hour Outputs'!$K$7:$AF$7782,MATCH(1,($D$7='Month-Hour Outputs'!$A$7:$A$7782)*($D$8='Month-Hour Outputs'!$B$7:$B$7782)*($C20='Month-Hour Outputs'!$C$7:$C$7782)*(T$13='Month-Hour Outputs'!$D$7:$D$7782),0),MATCH(1,($D$4='Month-Hour Outputs'!$K$2:$AF$2)*('Month-Hour Data Viewer'!$D$3='Month-Hour Outputs'!$K$3:$AF$3)*('Month-Hour Data Viewer'!$D$6='Month-Hour Outputs'!$K$4:$AF$4)*($D$5='Month-Hour Outputs'!$K$5:$AF$5),0))","v":25.810542603840418},{"$f":"INDEX('Month-Hour Outputs'!$K$7:$AF$7782,MATCH(1,($D$7='Month-Hour Outputs'!$A$7:$A$7782)*($D$8='Month-Hour Outputs'!$B$7:$B$7782)*($C20='Month-Hour Outputs'!$C$7:$C$7782)*(U$13='Month-Hour Outputs'!$D$7:$D$7782),0),MATCH(1,($D$4='Month-Hour Outputs'!$K$2:$AF$2)*('Month-Hour Data Viewer'!$D$3='Month-Hour Outputs'!$K$3:$AF$3)*('Month-Hour Data Viewer'!$D$6='Month-Hour Outputs'!$K$4:$AF$4)*($D$5='Month-Hour Outputs'!$K$5:$AF$5),0))","v":26.613475987387769},{"$f":"INDEX('Month-Hour Outputs'!$K$7:$AF$7782,MATCH(1,($D$7='Month-Hour Outputs'!$A$7:$A$7782)*($D$8='Month-Hour Outputs'!$B$7:$B$7782)*($C20='Month-Hour Outputs'!$C$7:$C$7782)*(V$13='Month-Hour Outputs'!$D$7:$D$7782),0),MATCH(1,($D$4='Month-Hour Outputs'!$K$2:$AF$2)*('Month-Hour Data Viewer'!$D$3='Month-Hour Outputs'!$K$3:$AF$3)*('Month-Hour Data Viewer'!$D$6='Month-Hour Outputs'!$K$4:$AF$4)*($D$5='Month-Hour Outputs'!$K$5:$AF$5),0))","v":26.610223653766528},{"$f":"INDEX('Month-Hour Outputs'!$K$7:$AF$7782,MATCH(1,($D$7='Month-Hour Outputs'!$A$7:$A$7782)*($D$8='Month-Hour Outputs'!$B$7:$B$7782)*($C20='Month-Hour Outputs'!$C$7:$C$7782)*(W$13='Month-Hour Outputs'!$D$7:$D$7782),0),MATCH(1,($D$4='Month-Hour Outputs'!$K$2:$AF$2)*('Month-Hour Data Viewer'!$D$3='Month-Hour Outputs'!$K$3:$AF$3)*('Month-Hour Data Viewer'!$D$6='Month-Hour Outputs'!$K$4:$AF$4)*($D$5='Month-Hour Outputs'!$K$5:$AF$5),0))","v":27.261792009324619},{"$f":"INDEX('Month-Hour Outputs'!$K$7:$AF$7782,MATCH(1,($D$7='Month-Hour Outputs'!$A$7:$A$7782)*($D$8='Month-Hour Outputs'!$B$7:$B$7782)*($C20='Month-Hour Outputs'!$C$7:$C$7782)*(X$13='Month-Hour Outputs'!$D$7:$D$7782),0),MATCH(1,($D$4='Month-Hour Outputs'!$K$2:$AF$2)*('Month-Hour Data Viewer'!$D$3='Month-Hour Outputs'!$K$3:$AF$3)*('Month-Hour Data Viewer'!$D$6='Month-Hour Outputs'!$K$4:$AF$4)*($D$5='Month-Hour Outputs'!$K$5:$AF$5),0))","v":27.776388560730442},{"$f":"INDEX('Month-Hour Outputs'!$K$7:$AF$7782,MATCH(1,($D$7='Month-Hour Outputs'!$A$7:$A$7782)*($D$8='Month-Hour Outputs'!$B$7:$B$7782)*($C20='Month-Hour Outputs'!$C$7:$C$7782)*(Y$13='Month-Hour Outputs'!$D$7:$D$7782),0),MATCH(1,($D$4='Month-Hour Outputs'!$K$2:$AF$2)*('Month-Hour Data Viewer'!$D$3='Month-Hour Outputs'!$K$3:$AF$3)*('Month-Hour Data Viewer'!$D$6='Month-Hour Outputs'!$K$4:$AF$4)*($D$5='Month-Hour Outputs'!$K$5:$AF$5),0))","v":26.622611206965782},{"$f":"INDEX('Month-Hour Outputs'!$K$7:$AF$7782,MATCH(1,($D$7='Month-Hour Outputs'!$A$7:$A$7782)*($D$8='Month-Hour Outputs'!$B$7:$B$7782)*($C20='Month-Hour Outputs'!$C$7:$C$7782)*(Z$13='Month-Hour Outputs'!$D$7:$D$7782),0),MATCH(1,($D$4='Month-Hour Outputs'!$K$2:$AF$2)*('Month-Hour Data Viewer'!$D$3='Month-Hour Outputs'!$K$3:$AF$3)*('Month-Hour Data Viewer'!$D$6='Month-Hour Outputs'!$K$4:$AF$4)*($D$5='Month-Hour Outputs'!$K$5:$AF$5),0))","v":25.164556498104236},{"$f":"INDEX('Month-Hour Outputs'!$K$7:$AF$7782,MATCH(1,($D$7='Month-Hour Outputs'!$A$7:$A$7782)*($D$8='Month-Hour Outputs'!$B$7:$B$7782)*($C20='Month-Hour Outputs'!$C$7:$C$7782)*(AA$13='Month-Hour Outputs'!$D$7:$D$7782),0),MATCH(1,($D$4='Month-Hour Outputs'!$K$2:$AF$2)*('Month-Hour Data Viewer'!$D$3='Month-Hour Outputs'!$K$3:$AF$3)*('Month-Hour Data Viewer'!$D$6='Month-Hour Outputs'!$K$4:$AF$4)*($D$5='Month-Hour Outputs'!$K$5:$AF$5),0))","v":24.911952489635969}]
[null,null,8,{"$f":"INDEX('Month-Hour Outputs'!$K$7:$AF$7782,MATCH(1,($D$7='Month-Hour Outputs'!$A$7:$A$7782)*($D$8='Month-Hour Outputs'!$B$7:$B$7782)*($C21='Month-Hour Outputs'!$C$7:$C$7782)*(D$13='Month-Hour Outputs'!$D$7:$D$7782),0),MATCH(1,($D$4='Month-Hour Outputs'!$K$2:$AF$2)*('Month-Hour Data Viewer'!$D$3='Month-Hour Outputs'!$K$3:$AF$3)*('Month-Hour Data Viewer'!$D$6='Month-Hour Outputs'!$K$4:$AF$4)*($D$5='Month-Hour Outputs'!$K$5:$AF$5),0))","v":22.502315972238758},{"$f":"INDEX('Month-Hour Outputs'!$K$7:$AF$7782,MATCH(1,($D$7='Month-Hour Outputs'!$A$7:$A$7782)*($D$8='Month-Hour Outputs'!$B$7:$B$7782)*($C21='Month-Hour Outputs'!$C$7:$C$7782)*(E$13='Month-Hour Outputs'!$D$7:$D$7782),0),MATCH(1,($D$4='Month-Hour Outputs'!$K$2:$AF$2)*('Month-Hour Data Viewer'!$D$3='Month-Hour Outputs'!$K$3:$AF$3)*('Month-Hour Data Viewer'!$D$6='Month-Hour Outputs'!$K$4:$AF$4)*($D$5='Month-Hour Outputs'!$K$5:$AF$5),0))","v":22.527173663487822},{"$f":"INDEX('Month-Hour Outputs'!$K$7:$AF$7782,MATCH(1,($D$7='Month-Hour Outputs'!$A$7:$A$7782)*($D$8='Month-Hour Outputs'!$B$7:$B$7782)*($C21='Month-Hour Outputs'!$C$7:$C$7782)*(F$13='Month-Hour Outputs'!$D$7:$D$7782),0),MATCH(1,($D$4='Month-Hour Outputs'!$K$2:$AF$2)*('Month-Hour Data Viewer'!$D$3='Month-Hour Outputs'!$K$3:$AF$3)*('Month-Hour Data Viewer'!$D$6='Month-Hour Outputs'!$K$4:$AF$4)*($D$5='Month-Hour Outputs'!$K$5:$AF$5),0))","v":22.551979052705477},{"$f":"INDEX('Month-Hour Outputs'!$K$7:$AF$7782,MATCH(1,($D$7='Month-Hour Outputs'!$A$7:$A$7782)*($D$8='Month-Hour Outputs'!$B$7:$B$7782)*($C21='Month-Hour Outputs'!$C$7:$C$7782)*(G$13='Month-Hour Outputs'!$D$7:$D$7782),0),MATCH(1,($D$4='Month-Hour Outputs'!$K$2:$AF$2)*('Month-Hour Data Viewer'!$D$3='Month-Hour Outputs'!$K$3:$AF$3)*('Month-Hour Data Viewer'!$D$6='Month-Hour Outputs'!$K$4:$AF$4)*($D$5='Month-Hour Outputs'!$K$5:$AF$5),0))","v":22.998526020319829},{"$f":"INDEX('Month-Hour Outputs'!$K$7:$AF$7782,MATCH(1,($D$7='Month-Hour Outputs'!$A$7:$A$7782)*($D$8='Month-Hour Outputs'!$B$7:$B$7782)*($C21='Month-Hour Outputs'!$C$7:$C$7782)*(H$13='Month-Hour Outputs'!$D$7:$D$7782),0),MATCH(1,($D$4='Month-Hour Outputs'!$K$2:$AF$2)*('Month-Hour Data Viewer'!$D$3='Month-Hour Outputs'!$K$3:$AF$3)*('Month-Hour Data Viewer'!$D$6='Month-Hour Outputs'!$K$4:$AF$4)*($D$5='Month-Hour Outputs'!$K$5:$AF$5),0))","v":22.584677837397759},{"$f":"INDEX('Month-Hour Outputs'!$K$7:$AF$7782,MATCH(1,($D$7='Month-Hour Outputs'!$A$7:$A$7782)*($D$8='Month-Hour Outputs'!$B$7:$B$7782)*($C21='Month-Hour Outputs'!$C$7:$C$7782)*(I$13='Month-Hour Outputs'!$D$7:$D$7782),0),MATCH(1,($D$4='Month-Hour Outputs'!$K$2:$AF$2)*('Month-Hour Data Viewer'!$D$3='Month-Hour Outputs'!$K$3:$AF$3)*('Month-Hour Data Viewer'!$D$6='Month-Hour Outputs'!$K$4:$AF$4)*($D$5='Month-Hour Outputs'!$K$5:$AF$5),0))","v":23.517313796465789},{"$f":"INDEX('Month-Hour Outputs'!$K$7:$AF$7782,MATCH(1,($D$7='Month-Hour Outputs'!$A$7:$A$7782)*($D$8='Month-Hour Outputs'!$B$7:$B$7782)*($C21='Month-Hour Outputs'!$C$7:$C$7782)*(J$13='Month-Hour Outputs'!$D$7:$D$7782),0),MATCH(1,($D$4='Month-Hour Outputs'!$K$2:$AF$2)*('Month-Hour Data Viewer'!$D$3='Month-Hour Outputs'!$K$3:$AF$3)*('Month-Hour Data Viewer'!$D$6='Month-Hour Outputs'!$K$4:$AF$4)*($D$5='Month-Hour Outputs'!$K$5:$AF$5),0))","v":22.674242788241695},{"$f":"INDEX('Month-Hour Outputs'!$K$7:$AF$7782,MATCH(1,($D$7='Month-Hour Outputs'!$A$7:$A$7782)*($D$8='Month-Hour Outputs'!$B$7:$B$7782)*($C21='Month-Hour Outputs'!$C$7:$C$7782)*(K$13='Month-Hour Outputs'!$D$7:$D$7782),0),MATCH(1,($D$4='Month-Hour Outputs'!$K$2:$AF$2)*('Month-Hour Data Viewer'!$D$3='Month-Hour Outputs'!$K$3:$AF$3)*('Month-Hour Data Viewer'!$D$6='Month-Hour Outputs'!$K$4:$AF$4)*($D$5='Month-Hour Outputs'!$K$5:$AF$5),0))","v":21.214994796051137},{"$f":"INDEX('Month-Hour Outputs'!$K$7:$AF$7782,MATCH(1,($D$7='Month-Hour Outputs'!$A$7:$A$7782)*($D$8='Month-Hour Outputs'!$B$7:$B$7782)*($C21='Month-Hour Outputs'!$C$7:$C$7782)*(L$13='Month-Hour Outputs'!$D$7:$D$7782),0),MATCH(1,($D$4='Month-Hour Outputs'!$K$2:$AF$2)*('Month-Hour Data Viewer'!$D$3='Month-Hour Outputs'!$K$3:$AF$3)*('Month-Hour Data Viewer'!$D$6='Month-Hour Outputs'!$K$4:$AF$4)*($D$5='Month-Hour Outputs'!$K$5:$AF$5),0))","v":20.9391991460936},{"$f":"INDEX('Month-Hour Outputs'!$K$7:$AF$7782,MATCH(1,($D$7='Month-Hour Outputs'!$A$7:$A$7782)*($D$8='Month-Hour Outputs'!$B$7:$B$7782)*($C21='Month-Hour Outputs'!$C$7:$C$7782)*(M$13='Month-Hour Outputs'!$D$7:$D$7782),0),MATCH(1,($D$4='Month-Hour Outputs'!$K$2:$AF$2)*('Month-Hour Data Viewer'!$D$3='Month-Hour Outputs'!$K$3:$AF$3)*('Month-Hour Data Viewer'!$D$6='Month-Hour Outputs'!$K$4:$AF$4)*($D$5='Month-Hour Outputs'!$K$5:$AF$5),0))","v":20.126483063252966},{"$f":"INDEX('Month-Hour Outputs'!$K$7:$AF$7782,MATCH(1,($D$7='Month-Hour Outputs'!$A$7:$A$7782)*($D$8='Month-Hour Outputs'!$B$7:$B$7782)*($C21='Month-Hour Outputs'!$C$7:$C$7782)*(N$13='Month-Hour Outputs'!$D$7:$D$7782),0),MATCH(1,($D$4='Month-Hour Outputs'!$K$2:$AF$2)*('Month-Hour Data Viewer'!$D$3='Month-Hour Outputs'!$K$3:$AF$3)*('Month-Hour Data Viewer'!$D$6='Month-Hour Outputs'!$K$4:$AF$4)*($D$5='Month-Hour Outputs'!$K$5:$AF$5),0))","v":20.26718079975242},{"$f":"INDEX('Month-Hour Outputs'!$K$7:$AF$7782,MATCH(1,($D$7='Month-Hour Outputs'!$A$7:$A$7782)*($D$8='Month-Hour Outputs'!$B$7:$B$7782)*($C21='Month-Hour Outputs'!$C$7:$C$7782)*(O$13='Month-Hour Outputs'!$D$7:$D$7782),0),MATCH(1,($D$4='Month-Hour Outputs'!$K$2:$AF$2)*('Month-Hour Data Viewer'!$D$3='Month-Hour Outputs'!$K$3:$AF$3)*('Month-Hour Data Viewer'!$D$6='Month-Hour Outputs'!$K$4:$AF$4)*($D$5='Month-Hour Outputs'!$K$5:$AF$5),0))","v":21.175262206069196},{"$f":"INDEX('Month-Hour Outputs'!$K$7:$AF$7782,MATCH(1,($D$7='Month-Hour Outputs'!$A$7:$A$7782)*($D$8='Month-Hour Outputs'!$B$7:$B$7782)*($C21='Month-Hour Outputs'!$C$7:$C$7782)*(P$13='Month-Hour Outputs'!$D$7:$D$7782),0),MATCH(1,($D$4='Month-Hour Outputs'!$K$2:$AF$2)*('Month-Hour Data Viewer'!$D$3='Month-Hour Outputs'!$K$3:$AF$3)*('Month-Hour Data Viewer'!$D$6='Month-Hour Outputs'!$K$4:$AF$4)*($D$5='Month-Hour Outputs'!$K$5:$AF$5),0))","v":22.520569516037273},{"$f":"INDEX('Month-Hour Outputs'!$K$7:$AF$7782,MATCH(1,($D$7='Month-Hour Outputs'!$A$7:$A$7782)*($D$8='Month-Hour Outputs'!$B$7:$B$7782)*($C21='Month-Hour Outputs'!$C$7:$C$7782)*(Q$13='Month-Hour Outputs'!$D$7:$D$7782),0),MATCH(1,($D$4='Month-Hour Outputs'!$K$2:$AF$2)*('Month-Hour Data Viewer'!$D$3='Month-Hour Outputs'!$K$3:$AF$3)*('Month-Hour Data Viewer'!$D$6='Month-Hour Outputs'!$K$4:$AF$4)*($D$5='Month-Hour Outputs'!$K$5:$AF$5),0))","v":22.614173128211437},{"$f":"INDEX('Month-Hour Outputs'!$K$7:$AF$7782,MATCH(1,($D$7='Month-Hour Outputs'!$A$7:$A$7782)*($D$8='Month-Hour Outputs'!$B$7:$B$7782)*($C21='Month-Hour Outputs'!$C$7:$C$7782)*(R$13='Month-Hour Outputs'!$D$7:$D$7782),0),MATCH(1,($D$4='Month-Hour Outputs'!$K$2:$AF$2)*('Month-Hour Data Viewer'!$D$3='Month-Hour Outputs'!$K$3:$AF$3)*('Month-Hour Data Viewer'!$D$6='Month-Hour Outputs'!$K$4:$AF$4)*($D$5='Month-Hour Outputs'!$K$5:$AF$5),0))","v":22.840843474553317},{"$f":"INDEX('Month-Hour Outputs'!$K$7:$AF$7782,MATCH(1,($D$7='Month-Hour Outputs'!$A$7:$A$7782)*($D$8='Month-Hour Outputs'!$B$7:$B$7782)*($C21='Month-Hour Outputs'!$C$7:$C$7782)*(S$13='Month-Hour Outputs'!$D$7:$D$7782),0),MATCH(1,($D$4='Month-Hour Outputs'!$K$2:$AF$2)*('Month-Hour Data Viewer'!$D$3='Month-Hour Outputs'!$K$3:$AF$3)*('Month-Hour Data Viewer'!$D$6='Month-Hour Outputs'!$K$4:$AF$4)*($D$5='Month-Hour Outputs'!$K$5:$AF$5),0))","v":23.315953629873004},{"$f":"INDEX('Month-Hour Outputs'!$K$7:$AF$7782,MATCH(1,($D$7='Month-Hour Outputs'!$A$7:$A$7782)*($D$8='Month-Hour Outputs'!$B$7:$B$7782)*($C21='Month-Hour Outputs'!$C$7:$C$7782)*(T$13='Month-Hour Outputs'!$D$7:$D$7782),0),MATCH(1,($D$4='Month-Hour Outputs'!$K$2:$AF$2)*('Month-Hour Data Viewer'!$D$3='Month-Hour Outputs'!$K$3:$AF$3)*('Month-Hour Data Viewer'!$D$6='Month-Hour Outputs'!$K$4:$AF$4)*($D$5='Month-Hour Outputs'!$K$5:$AF$5),0))","v":23.35007653759552},{"$f":"INDEX('Month-Hour Outputs'!$K$7:$AF$7782,MATCH(1,($D$7='Month-Hour Outputs'!$A$7:$A$7782)*($D$8='Month-Hour Outputs'!$B$7:$B$7782)*($C21='Month-Hour Outputs'!$C$7:$C$7782)*(U$13='Month-Hour Outputs'!$D$7:$D$7782),0),MATCH(1,($D$4='Month-Hour Outputs'!$K$2:$AF$2)*('Month-Hour Data Viewer'!$D$3='Month-Hour Outputs'!$K$3:$AF$3)*('Month-Hour Data Viewer'!$D$6='Month-Hour Outputs'!$K$4:$AF$4)*($D$5='Month-Hour Outputs'!$K$5:$AF$5),0))","v":23.133218925906071},{"$f":"INDEX('Month-Hour Outputs'!$K$7:$AF$7782,MATCH(1,($D$7='Month-Hour Outputs'!$A$7:$A$7782)*($D$8='Month-Hour Outputs'!$B$7:$B$7782)*($C21='Month-Hour Outputs'!$C$7:$C$7782)*(V$13='Month-Hour Outputs'!$D$7:$D$7782),0),MATCH(1,($D$4='Month-Hour Outputs'!$K$2:$AF$2)*('Month-Hour Data Viewer'!$D$3='Month-Hour Outputs'!$K$3:$AF$3)*('Month-Hour Data Viewer'!$D$6='Month-Hour Outputs'!$K$4:$AF$4)*($D$5='Month-Hour Outputs'!$K$5:$AF$5),0))","v":24.516059161168982},{"$f":"INDEX('Month-Hour Outputs'!$K$7:$AF$7782,MATCH(1,($D$7='Month-Hour Outputs'!$A$7:$A$7782)*($D$8='Month-Hour Outputs'!$B$7:$B$7782)*($C21='Month-Hour Outputs'!$C$7:$C$7782)*(W$13='Month-Hour Outputs'!$D$7:$D$7782),0),MATCH(1,($D$4='Month-Hour Outputs'!$K$2:$AF$2)*('Month-Hour Data Viewer'!$D$3='Month-Hour Outputs'!$K$3:$AF$3)*('Month-Hour Data Viewer'!$D$6='Month-Hour Outputs'!$K$4:$AF$4)*($D$5='Month-Hour Outputs'!$K$5:$AF$5),0))","v":25.821964542320824},{"$f":"INDEX('Month-Hour Outputs'!$K$7:$AF$7782,MATCH(1,($D$7='Month-Hour Outputs'!$A$7:$A$7782)*($D$8='Month-Hour Outputs'!$B$7:$B$7782)*($C21='Month-Hour Outputs'!$C$7:$C$7782)*(X$13='Month-Hour Outputs'!$D$7:$D$7782),0),MATCH(1,($D$4='Month-Hour Outputs'!$K$2:$AF$2)*('Month-Hour Data Viewer'!$D$3='Month-Hour Outputs'!$K$3:$AF$3)*('Month-Hour Data Viewer'!$D$6='Month-Hour Outputs'!$K$4:$AF$4)*($D$5='Month-Hour Outputs'!$K$5:$AF$5),0))","v":24.666688883490725},{"$f":"INDEX('Month-Hour Outputs'!$K$7:$AF$7782,MATCH(1,($D$7='Month-Hour Outputs'!$A$7:$A$7782)*($D$8='Month-Hour Outputs'!$B$7:$B$7782)*($C21='Month-Hour Outputs'!$C$7:$C$7782)*(Y$13='Month-Hour Outputs'!$D$7:$D$7782),0),MATCH(1,($D$4='Month-Hour Outputs'!$K$2:$AF$2)*('Month-Hour Data Viewer'!$D$3='Month-Hour Outputs'!$K$3:$AF$3)*('Month-Hour Data Viewer'!$D$6='Month-Hour Outputs'!$K$4:$AF$4)*($D$5='Month-Hour Outputs'!$K$5:$AF$5),0))","v":24.286049772553071},{"$f":"INDEX('Month-Hour Outputs'!$K$7:$AF$7782,MATCH(1,($D$7='Month-Hour Outputs'!$A$7:$A$7782)*($D$8='Month-Hour Outputs'!$B$7:$B$7782)*($C21='Month-Hour Outputs'!$C$7:$C$7782)*(Z$13='Month-Hour Outputs'!$D$7:$D$7782),0),MATCH(1,($D$4='Month-Hour Outputs'!$K$2:$AF$2)*('Month-Hour Data Viewer'!$D$3='Month-Hour Outputs'!$K$3:$AF$3)*('Month-Hour Data Viewer'!$D$6='Month-Hour Outputs'!$K$4:$AF$4)*($D$5='Month-Hour Outputs'!$K$5:$AF$5),0))","v":23.544405081423253},{"$f":"INDEX('Month-Hour Outputs'!$K$7:$AF$7782,MATCH(1,($D$7='Month-Hour Outputs'!$A$7:$A$7782)*($D$8='Month-Hour Outputs'!$B$7:$B$7782)*($C21='Month-Hour Outputs'!$C$7:$C$7782)*(AA$13='Month-Hour Outputs'!$D$7:$D$7782),0),MATCH(1,($D$4='Month-Hour Outputs'!$K$2:$AF$2)*('Month-Hour Data Viewer'!$D$3='Month-Hour Outputs'!$K$3:$AF$3)*('Month-Hour Data Viewer'!$D$6='Month-Hour Outputs'!$K$4:$AF$4)*($D$5='Month-Hour Outputs'!$K$5:$AF$5),0))","v":22.950185749982609}]
[null,null,9,{"$f":"INDEX('Month-Hour Outputs'!$K$7:$AF$7782,MATCH(1,($D$7='Month-Hour Outputs'!$A$7:$A$7782)*($D$8='Month-Hour Outputs'!$B$7:$B$7782)*($C22='Month-Hour Outputs'!$C$7:$C$7782)*(D$13='Month-Hour Outputs'!$D$7:$D$7782),0),MATCH(1,($D$4='Month-Hour Outputs'!$K$2:$AF$2)*('Month-Hour Data Viewer'!$D$3='Month-Hour Outputs'!$K$3:$AF$3)*('Month-Hour Data Viewer'!$D$6='Month-Hour Outputs'!$K$4:$AF$4)*($D$5='Month-Hour Outputs'!$K$5:$AF$5),0))","v":15.500501225628454},{"$f":"INDEX('Month-Hour Outputs'!$K$7:$AF$7782,MATCH(1,($D$7='Month-Hour Outputs'!$A$7:$A$7782)*($D$8='Month-Hour Outputs'!$B$7:$B$7782)*($C22='Month-Hour Outputs'!$C$7:$C$7782)*(E$13='Month-Hour Outputs'!$D$7:$D$7782),0),MATCH(1,($D$4='Month-Hour Outputs'!$K$2:$AF$2)*('Month-Hour Data Viewer'!$D$3='Month-Hour Outputs'!$K$3:$AF$3)*('Month-Hour Data Viewer'!$D$6='Month-Hour Outputs'!$K$4:$AF$4)*($D$5='Month-Hour Outputs'!$K$5:$AF$5),0))","v":15.66676119340792},{"$f":"INDEX('Month-Hour Outputs'!$K$7:$AF$7782,MATCH(1,($D$7='Month-Hour Outputs'!$A$7:$A$7782)*($D$8='Month-Hour Outputs'!$B$7:$B$7782)*($C22='Month-Hour Outputs'!$C$7:$C$7782)*(F$13='Month-Hour Outputs'!$D$7:$D$7782),0),MATCH(1,($D$4='Month-Hour Outputs'!$K$2:$AF$2)*('Month-Hour Data Viewer'!$D$3='Month-Hour Outputs'!$K$3:$AF$3)*('Month-Hour Data Viewer'!$D$6='Month-Hour Outputs'!$K$4:$AF$4)*($D$5='Month-Hour Outputs'!$K$5:$AF$5),0))","v":16.68723670063671},{"$f":"INDEX('Month-Hour Outputs'!$K$7:$AF$7782,MATCH(1,($D$7='Month-Hour Outputs'!$A$7:$A$7782)*($D$8='Month-Hour Outputs'!$B$7:$B$7782)*($C22='Month-Hour Outputs'!$C$7:$C$7782)*(G$13='Month-Hour Outputs'!$D$7:$D$7782),0),MATCH(1,($D$4='Month-Hour Outputs'!$K$2:$AF$2)*('Month-Hour Data Viewer'!$D$3='Month-Hour Outputs'!$K$3:$AF$3)*('Month-Hour Data Viewer'!$D$6='Month-Hour Outputs'!$K$4:$AF$4)*($D$5='Month-Hour Outputs'!$K$5:$AF$5),0))","v":16.93690411779593},{"$f":"INDEX('Month-Hour Outputs'!$K$7:$AF$7782,MATCH(1,($D$7='Month-Hour Outputs'!$A$7:$A$7782)*($D$8='Month-Hour Outputs'!$B$7:$B$7782)*($C22='Month-Hour Outputs'!$C$7:$C$7782)*(H$13='Month-Hour Outputs'!$D$7:$D$7782),0),MATCH(1,($D$4='Month-Hour Outputs'!$K$2:$AF$2)*('Month-Hour Data Viewer'!$D$3='Month-Hour Outputs'!$K$3:$AF$3)*('Month-Hour Data Viewer'!$D$6='Month-Hour Outputs'!$K$4:$AF$4)*($D$5='Month-Hour Outputs'!$K$5:$AF$5),0))","v":16.406343453479234},{"$f":"INDEX('Month-Hour Outputs'!$K$7:$AF$7782,MATCH(1,($D$7='Month-Hour Outputs'!$A$7:$A$7782)*($D$8='Month-Hour Outputs'!$B$7:$B$7782)*($C22='Month-Hour Outputs'!$C$7:$C$7782)*(I$13='Month-Hour Outputs'!$D$7:$D$7782),0),MATCH(1,($D$4='Month-Hour Outputs'!$K$2:$AF$2)*('Month-Hour Data Viewer'!$D$3='Month-Hour Outputs'!$K$3:$AF$3)*('Month-Hour Data Viewer'!$D$6='Month-Hour Outputs'!$K$4:$AF$4)*($D$5='Month-Hour Outputs'!$K$5:$AF$5),0))","v":19.252682542056668},{"$f":"INDEX('Month-Hour Outputs'!$K$7:$AF$7782,MATCH(1,($D$7='Month-Hour Outputs'!$A$7:$A$7782)*($D$8='Month-Hour Outputs'!$B$7:$B$7782)*($C22='Month-Hour Outputs'!$C$7:$C$7782)*(J$13='Month-Hour Outputs'!$D$7:$D$7782),0),MATCH(1,($D$4='Month-Hour Outputs'!$K$2:$AF$2)*('Month-Hour Data Viewer'!$D$3='Month-Hour Outputs'!$K$3:$AF$3)*('Month-Hour Data Viewer'!$D$6='Month-Hour Outputs'!$K$4:$AF$4)*($D$5='Month-Hour Outputs'!$K$5:$AF$5),0))","v":17.797521631734302},{"$f":"INDEX('Month-Hour Outputs'!$K$7:$AF$7782,MATCH(1,($D$7='Month-Hour Outputs'!$A$7:$A$7782)*($D$8='Month-Hour Outputs'!$B$7:$B$7782)*($C22='Month-Hour Outputs'!$C$7:$C$7782)*(K$13='Month-Hour Outputs'!$D$7:$D$7782),0),MATCH(1,($D$4='Month-Hour Outputs'!$K$2:$AF$2)*('Month-Hour Data Viewer'!$D$3='Month-Hour Outputs'!$K$3:$AF$3)*('Month-Hour Data Viewer'!$D$6='Month-Hour Outputs'!$K$4:$AF$4)*($D$5='Month-Hour Outputs'!$K$5:$AF$5),0))","v":15.21046885978077},{"$f":"INDEX('Month-Hour Outputs'!$K$7:$AF$7782,MATCH(1,($D$7='Month-Hour Outputs'!$A$7:$A$7782)*($D$8='Month-Hour Outputs'!$B$7:$B$7782)*($C22='Month-Hour Outputs'!$C$7:$C$7782)*(L$13='Month-Hour Outputs'!$D$7:$D$7782),0),MATCH(1,($D$4='Month-Hour Outputs'!$K$2:$AF$2)*('Month-Hour Data Viewer'!$D$3='Month-Hour Outputs'!$K$3:$AF$3)*('Month-Hour Data Viewer'!$D$6='Month-Hour Outputs'!$K$4:$AF$4)*($D$5='Month-Hour Outputs'!$K$5:$AF$5),0))","v":14.358127566256218},{"$f":"INDEX('Month-Hour Outputs'!$K$7:$AF$7782,MATCH(1,($D$7='Month-Hour Outputs'!$A$7:$A$7782)*($D$8='Month-Hour Outputs'!$B$7:$B$7782)*($C22='Month-Hour Outputs'!$C$7:$C$7782)*(M$13='Month-Hour Outputs'!$D$7:$D$7782),0),MATCH(1,($D$4='Month-Hour Outputs'!$K$2:$AF$2)*('Month-Hour Data Viewer'!$D$3='Month-Hour Outputs'!$K$3:$AF$3)*('Month-Hour Data Viewer'!$D$6='Month-Hour Outputs'!$K$4:$AF$4)*($D$5='Month-Hour Outputs'!$K$5:$AF$5),0))","v":13.535847602043908},{"$f":"INDEX('Month-Hour Outputs'!$K$7:$AF$7782,MATCH(1,($D$7='Month-Hour Outputs'!$A$7:$A$7782)*($D$8='Month-Hour Outputs'!$B$7:$B$7782)*($C22='Month-Hour Outputs'!$C$7:$C$7782)*(N$13='Month-Hour Outputs'!$D$7:$D$7782),0),MATCH(1,($D$4='Month-Hour Outputs'!$K$2:$AF$2)*('Month-Hour Data Viewer'!$D$3='Month-Hour Outputs'!$K$3:$AF$3)*('Month-Hour Data Viewer'!$D$6='Month-Hour Outputs'!$K$4:$AF$4)*($D$5='Month-Hour Outputs'!$K$5:$AF$5),0))","v":13.268959600195203},{"$f":"INDEX('Month-Hour Outputs'!$K$7:$AF$7782,MATCH(1,($D$7='Month-Hour Outputs'!$A$7:$A$7782)*($D$8='Month-Hour Outputs'!$B$7:$B$7782)*($C22='Month-Hour Outputs'!$C$7:$C$7782)*(O$13='Month-Hour Outputs'!$D$7:$D$7782),0),MATCH(1,($D$4='Month-Hour Outputs'!$K$2:$AF$2)*('Month-Hour Data Viewer'!$D$3='Month-Hour Outputs'!$K$3:$AF$3)*('Month-Hour Data Viewer'!$D$6='Month-Hour Outputs'!$K$4:$AF$4)*($D$5='Month-Hour Outputs'!$K$5:$AF$5),0))","v":12.754126817950379},{"$f":"INDEX('Month-Hour Outputs'!$K$7:$AF$7782,MATCH(1,($D$7='Month-Hour Outputs'!$A$7:$A$7782)*($D$8='Month-Hour Outputs'!$B$7:$B$7782)*($C22='Month-Hour Outputs'!$C$7:$C$7782)*(P$13='Month-Hour Outputs'!$D$7:$D$7782),0),MATCH(1,($D$4='Month-Hour Outputs'!$K$2:$AF$2)*('Month-Hour Data Viewer'!$D$3='Month-Hour Outputs'!$K$3:$AF$3)*('Month-Hour Data Viewer'!$D$6='Month-Hour Outputs'!$K$4:$AF$4)*($D$5='Month-Hour Outputs'!$K$5:$AF$5),0))","v":14.517397114903499},{"$f":"INDEX('Month-Hour Outputs'!$K$7:$AF$7782,MATCH(1,($D$7='Month-Hour Outputs'!$A$7:$A$7782)*($D$8='Month-Hour Outputs'!$B$7:$B$7782)*($C22='Month-Hour Outputs'!$C$7:$C$7782)*(Q$13='Month-Hour Outputs'!$D$7:$D$7782),0),MATCH(1,($D$4='Month-Hour Outputs'!$K$2:$AF$2)*('Month-Hour Data Viewer'!$D$3='Month-Hour Outputs'!$K$3:$AF$3)*('Month-Hour Data Viewer'!$D$6='Month-Hour Outputs'!$K$4:$AF$4)*($D$5='Month-Hour Outputs'!$K$5:$AF$5),0))","v":17.276098483715185},{"$f":"INDEX('Month-Hour Outputs'!$K$7:$AF$7782,MATCH(1,($D$7='Month-Hour Outputs'!$A$7:$A$7782)*($D$8='Month-Hour Outputs'!$B$7:$B$7782)*($C22='Month-Hour Outputs'!$C$7:$C$7782)*(R$13='Month-Hour Outputs'!$D$7:$D$7782),0),MATCH(1,($D$4='Month-Hour Outputs'!$K$2:$AF$2)*('Month-Hour Data Viewer'!$D$3='Month-Hour Outputs'!$K$3:$AF$3)*('Month-Hour Data Viewer'!$D$6='Month-Hour Outputs'!$K$4:$AF$4)*($D$5='Month-Hour Outputs'!$K$5:$AF$5),0))","v":18.110706903717166},{"$f":"INDEX('Month-Hour Outputs'!$K$7:$AF$7782,MATCH(1,($D$7='Month-Hour Outputs'!$A$7:$A$7782)*($D$8='Month-Hour Outputs'!$B$7:$B$7782)*($C22='Month-Hour Outputs'!$C$7:$C$7782)*(S$13='Month-Hour Outputs'!$D$7:$D$7782),0),MATCH(1,($D$4='Month-Hour Outputs'!$K$2:$AF$2)*('Month-Hour Data Viewer'!$D$3='Month-Hour Outputs'!$K$3:$AF$3)*('Month-Hour Data Viewer'!$D$6='Month-Hour Outputs'!$K$4:$AF$4)*($D$5='Month-Hour Outputs'!$K$5:$AF$5),0))","v":20.911343578409696},{"$f":"INDEX('Month-Hour Outputs'!$K$7:$AF$7782,MATCH(1,($D$7='Month-Hour Outputs'!$A$7:$A$7782)*($D$8='Month-Hour Outputs'!$B$7:$B$7782)*($C22='Month-Hour Outputs'!$C$7:$C$7782)*(T$13='Month-Hour Outputs'!$D$7:$D$7782),0),MATCH(1,($D$4='Month-Hour Outputs'!$K$2:$AF$2)*('Month-Hour Data Viewer'!$D$3='Month-Hour Outputs'!$K$3:$AF$3)*('Month-Hour Data Viewer'!$D$6='Month-Hour Outputs'!$K$4:$AF$4)*($D$5='Month-Hour Outputs'!$K$5:$AF$5),0))","v":17.757317510424041},{"$f":"INDEX('Month-Hour Outputs'!$K$7:$AF$7782,MATCH(1,($D$7='Month-Hour Outputs'!$A$7:$A$7782)*($D$8='Month-Hour Outputs'!$B$7:$B$7782)*($C22='Month-Hour Outputs'!$C$7:$C$7782)*(U$13='Month-Hour Outputs'!$D$7:$D$7782),0),MATCH(1,($D$4='Month-Hour Outputs'!$K$2:$AF$2)*('Month-Hour Data Viewer'!$D$3='Month-Hour Outputs'!$K$3:$AF$3)*('Month-Hour Data Viewer'!$D$6='Month-Hour Outputs'!$K$4:$AF$4)*($D$5='Month-Hour Outputs'!$K$5:$AF$5),0))","v":21.660313365019306},{"$f":"INDEX('Month-Hour Outputs'!$K$7:$AF$7782,MATCH(1,($D$7='Month-Hour Outputs'!$A$7:$A$7782)*($D$8='Month-Hour Outputs'!$B$7:$B$7782)*($C22='Month-Hour Outputs'!$C$7:$C$7782)*(V$13='Month-Hour Outputs'!$D$7:$D$7782),0),MATCH(1,($D$4='Month-Hour Outputs'!$K$2:$AF$2)*('Month-Hour Data Viewer'!$D$3='Month-Hour Outputs'!$K$3:$AF$3)*('Month-Hour Data Viewer'!$D$6='Month-Hour Outputs'!$K$4:$AF$4)*($D$5='Month-Hour Outputs'!$K$5:$AF$5),0))","v":26.795243989509363},{"$f":"INDEX('Month-Hour Outputs'!$K$7:$AF$7782,MATCH(1,($D$7='Month-Hour Outputs'!$A$7:$A$7782)*($D$8='Month-Hour Outputs'!$B$7:$B$7782)*($C22='Month-Hour Outputs'!$C$7:$C$7782)*(W$13='Month-Hour Outputs'!$D$7:$D$7782),0),MATCH(1,($D$4='Month-Hour Outputs'!$K$2:$AF$2)*('Month-Hour Data Viewer'!$D$3='Month-Hour Outputs'!$K$3:$AF$3)*('Month-Hour Data Viewer'!$D$6='Month-Hour Outputs'!$K$4:$AF$4)*($D$5='Month-Hour Outputs'!$K$5:$AF$5),0))","v":30.517760132994834},{"$f":"INDEX('Month-Hour Outputs'!$K$7:$AF$7782,MATCH(1,($D$7='Month-Hour Outputs'!$A$7:$A$7782)*($D$8='Month-Hour Outputs'!$B$7:$B$7782)*($C22='Month-Hour Outputs'!$C$7:$C$7782)*(X$13='Month-Hour Outputs'!$D$7:$D$7782),0),MATCH(1,($D$4='Month-Hour Outputs'!$K$2:$AF$2)*('Month-Hour Data Viewer'!$D$3='Month-Hour Outputs'!$K$3:$AF$3)*('Month-Hour Data Viewer'!$D$6='Month-Hour Outputs'!$K$4:$AF$4)*($D$5='Month-Hour Outputs'!$K$5:$AF$5),0))","v":20.432094025204748},{"$f":"INDEX('Month-Hour Outputs'!$K$7:$AF$7782,MATCH(1,($D$7='Month-Hour Outputs'!$A$7:$A$7782)*($D$8='Month-Hour Outputs'!$B$7:$B$7782)*($C22='Month-Hour Outputs'!$C$7:$C$7782)*(Y$13='Month-Hour Outputs'!$D$7:$D$7782),0),MATCH(1,($D$4='Month-Hour Outputs'!$K$2:$AF$2)*('Month-Hour Data Viewer'!$D$3='Month-Hour Outputs'!$K$3:$AF$3)*('Month-Hour Data Viewer'!$D$6='Month-Hour Outputs'!$K$4:$AF$4)*($D$5='Month-Hour Outputs'!$K$5:$AF$5),0))","v":18.378783779111242},{"$f":"INDEX('Month-Hour Outputs'!$K$7:$AF$7782,MATCH(1,($D$7='Month-Hour Outputs'!$A$7:$A$7782)*($D$8='Month-Hour Outputs'!$B$7:$B$7782)*($C22='Month-Hour Outputs'!$C$7:$C$7782)*(Z$13='Month-Hour Outputs'!$D$7:$D$7782),0),MATCH(1,($D$4='Month-Hour Outputs'!$K$2:$AF$2)*('Month-Hour Data Viewer'!$D$3='Month-Hour Outputs'!$K$3:$AF$3)*('Month-Hour Data Viewer'!$D$6='Month-Hour Outputs'!$K$4:$AF$4)*($D$5='Month-Hour Outputs'!$K$5:$AF$5),0))","v":16.946930864829717},{"$f":"INDEX('Month-Hour Outputs'!$K$7:$AF$7782,MATCH(1,($D$7='Month-Hour Outputs'!$A$7:$A$7782)*($D$8='Month-Hour Outputs'!$B$7:$B$7782)*($C22='Month-Hour Outputs'!$C$7:$C$7782)*(AA$13='Month-Hour Outputs'!$D$7:$D$7782),0),MATCH(1,($D$4='Month-Hour Outputs'!$K$2:$AF$2)*('Month-Hour Data Viewer'!$D$3='Month-Hour Outputs'!$K$3:$AF$3)*('Month-Hour Data Viewer'!$D$6='Month-Hour Outputs'!$K$4:$AF$4)*($D$5='Month-Hour Outputs'!$K$5:$AF$5),0))","v":16.538896845202167}]
[null,null,10,{"$f":"INDEX('Month-Hour Outputs'!$K$7:$AF$7782,MATCH(1,($D$7='Month-Hour Outputs'!$A$7:$A$7782)*($D$8='Month-Hour Outputs'!$B$7:$B$7782)*($C23='Month-Hour Outputs'!$C$7:$C$7782)*(D$13='Month-Hour Outputs'!$D$7:$D$7782),0),MATCH(1,($D$4='Month-Hour Outputs'!$K$2:$AF$2)*('Month-Hour Data Viewer'!$D$3='Month-Hour Outputs'!$K$3:$AF$3)*('Month-Hour Data Viewer'!$D$6='Month-Hour Outputs'!$K$4:$AF$4)*($D$5='Month-Hour Outputs'!$K$5:$AF$5),0))","v":13.867787297396177},{"$f":"INDEX('Month-Hour Outputs'!$K$7:$AF$7782,MATCH(1,($D$7='Month-Hour Outputs'!$A$7:$A$7782)*($D$8='Month-Hour Outputs'!$B$7:$B$7782)*($C23='Month-Hour Outputs'!$C$7:$C$7782)*(E$13='Month-Hour Outputs'!$D$7:$D$7782),0),MATCH(1,($D$4='Month-Hour Outputs'!$K$2:$AF$2)*('Month-Hour Data Viewer'!$D$3='Month-Hour Outputs'!$K$3:$AF$3)*('Month-Hour Data Viewer'!$D$6='Month-Hour Outputs'!$K$4:$AF$4)*($D$5='Month-Hour Outputs'!$K$5:$AF$5),0))","v":12.932398818235741},{"$f":"INDEX('Month-Hour Outputs'!$K$7:$AF$7782,MATCH(1,($D$7='Month-Hour Outputs'!$A$7:$A$7782)*($D$8='Month-Hour Outputs'!$B$7:$B$7782)*($C23='Month-Hour Outputs'!$C$7:$C$7782)*(F$13='Month-Hour Outputs'!$D$7:$D$7782),0),MATCH(1,($D$4='Month-Hour Outputs'!$K$2:$AF$2)*('Month-Hour Data Viewer'!$D$3='Month-Hour Outputs'!$K$3:$AF$3)*('Month-Hour Data Viewer'!$D$6='Month-Hour Outputs'!$K$4:$AF$4)*($D$5='Month-Hour Outputs'!$K$5:$AF$5),0))","v":15.552956499200306},{"$f":"INDEX('Month-Hour Outputs'!$K$7:$AF$7782,MATCH(1,($D$7='Month-Hour Outputs'!$A$7:$A$7782)*($D$8='Month-Hour Outputs'!$B$7:$B$7782)*($C23='Month-Hour Outputs'!$C$7:$C$7782)*(G$13='Month-Hour Outputs'!$D$7:$D$7782),0),MATCH(1,($D$4='Month-Hour Outputs'!$K$2:$AF$2)*('Month-Hour Data Viewer'!$D$3='Month-Hour Outputs'!$K$3:$AF$3)*('Month-Hour Data Viewer'!$D$6='Month-Hour Outputs'!$K$4:$AF$4)*($D$5='Month-Hour Outputs'!$K$5:$AF$5),0))","v":14.116762489263845},{"$f":"INDEX('Month-Hour Outputs'!$K$7:$AF$7782,MATCH(1,($D$7='Month-Hour Outputs'!$A$7:$A$7782)*($D$8='Month-Hour Outputs'!$B$7:$B$7782)*($C23='Month-Hour Outputs'!$C$7:$C$7782)*(H$13='Month-Hour Outputs'!$D$7:$D$7782),0),MATCH(1,($D$4='Month-Hour Outputs'!$K$2:$AF$2)*('Month-Hour Data Viewer'!$D$3='Month-Hour Outputs'!$K$3:$AF$3)*('Month-Hour Data Viewer'!$D$6='Month-Hour Outputs'!$K$4:$AF$4)*($D$5='Month-Hour Outputs'!$K$5:$AF$5),0))","v":13.611317510731979},{"$f":"INDEX('Month-Hour Outputs'!$K$7:$AF$7782,MATCH(1,($D$7='Month-Hour Outputs'!$A$7:$A$7782)*($D$8='Month-Hour Outputs'!$B$7:$B$7782)*($C23='Month-Hour Outputs'!$C$7:$C$7782)*(I$13='Month-Hour Outputs'!$D$7:$D$7782),0),MATCH(1,($D$4='Month-Hour Outputs'!$K$2:$AF$2)*('Month-Hour Data Viewer'!$D$3='Month-Hour Outputs'!$K$3:$AF$3)*('Month-Hour Data Viewer'!$D$6='Month-Hour Outputs'!$K$4:$AF$4)*($D$5='Month-Hour Outputs'!$K$5:$AF$5),0))","v":16.697339399723976},{"$f":"INDEX('Month-Hour Outputs'!$K$7:$AF$7782,MATCH(1,($D$7='Month-Hour Outputs'!$A$7:$A$7782)*($D$8='Month-Hour Outputs'!$B$7:$B$7782)*($C23='Month-Hour Outputs'!$C$7:$C$7782)*(J$13='Month-Hour Outputs'!$D$7:$D$7782),0),MATCH(1,($D$4='Month-Hour Outputs'!$K$2:$AF$2)*('Month-Hour Data Viewer'!$D$3='Month-Hour Outputs'!$K$3:$AF$3)*('Month-Hour Data Viewer'!$D$6='Month-Hour Outputs'!$K$4:$AF$4)*($D$5='Month-Hour Outputs'!$K$5:$AF$5),0))","v":15.824617968758139},{"$f":"INDEX('Month-Hour Outputs'!$K$7:$AF$7782,MATCH(1,($D$7='Month-Hour Outputs'!$A$7:$A$7782)*($D$8='Month-Hour Outputs'!$B$7:$B$7782)*($C23='Month-Hour Outputs'!$C$7:$C$7782)*(K$13='Month-Hour Outputs'!$D$7:$D$7782),0),MATCH(1,($D$4='Month-Hour Outputs'!$K$2:$AF$2)*('Month-Hour Data Viewer'!$D$3='Month-Hour Outputs'!$K$3:$AF$3)*('Month-Hour Data Viewer'!$D$6='Month-Hour Outputs'!$K$4:$AF$4)*($D$5='Month-Hour Outputs'!$K$5:$AF$5),0))","v":14.819954945076617},{"$f":"INDEX('Month-Hour Outputs'!$K$7:$AF$7782,MATCH(1,($D$7='Month-Hour Outputs'!$A$7:$A$7782)*($D$8='Month-Hour Outputs'!$B$7:$B$7782)*($C23='Month-Hour Outputs'!$C$7:$C$7782)*(L$13='Month-Hour Outputs'!$D$7:$D$7782),0),MATCH(1,($D$4='Month-Hour Outputs'!$K$2:$AF$2)*('Month-Hour Data Viewer'!$D$3='Month-Hour Outputs'!$K$3:$AF$3)*('Month-Hour Data Viewer'!$D$6='Month-Hour Outputs'!$K$4:$AF$4)*($D$5='Month-Hour Outputs'!$K$5:$AF$5),0))","v":12.263248745068328},{"$f":"INDEX('Month-Hour Outputs'!$K$7:$AF$7782,MATCH(1,($D$7='Month-Hour Outputs'!$A$7:$A$7782)*($D$8='Month-Hour Outputs'!$B$7:$B$7782)*($C23='Month-Hour Outputs'!$C$7:$C$7782)*(M$13='Month-Hour Outputs'!$D$7:$D$7782),0),MATCH(1,($D$4='Month-Hour Outputs'!$K$2:$AF$2)*('Month-Hour Data Viewer'!$D$3='Month-Hour Outputs'!$K$3:$AF$3)*('Month-Hour Data Viewer'!$D$6='Month-Hour Outputs'!$K$4:$AF$4)*($D$5='Month-Hour Outputs'!$K$5:$AF$5),0))","v":10.86436658328153},{"$f":"INDEX('Month-Hour Outputs'!$K$7:$AF$7782,MATCH(1,($D$7='Month-Hour Outputs'!$A$7:$A$7782)*($D$8='Month-Hour Outputs'!$B$7:$B$7782)*($C23='Month-Hour Outputs'!$C$7:$C$7782)*(N$13='Month-Hour Outputs'!$D$7:$D$7782),0),MATCH(1,($D$4='Month-Hour Outputs'!$K$2:$AF$2)*('Month-Hour Data Viewer'!$D$3='Month-Hour Outputs'!$K$3:$AF$3)*('Month-Hour Data Viewer'!$D$6='Month-Hour Outputs'!$K$4:$AF$4)*($D$5='Month-Hour Outputs'!$K$5:$AF$5),0))","v":11.039734503890902},{"$f":"INDEX('Month-Hour Outputs'!$K$7:$AF$7782,MATCH(1,($D$7='Month-Hour Outputs'!$A$7:$A$7782)*($D$8='Month-Hour Outputs'!$B$7:$B$7782)*($C23='Month-Hour Outputs'!$C$7:$C$7782)*(O$13='Month-Hour Outputs'!$D$7:$D$7782),0),MATCH(1,($D$4='Month-Hour Outputs'!$K$2:$AF$2)*('Month-Hour Data Viewer'!$D$3='Month-Hour Outputs'!$K$3:$AF$3)*('Month-Hour Data Viewer'!$D$6='Month-Hour Outputs'!$K$4:$AF$4)*($D$5='Month-Hour Outputs'!$K$5:$AF$5),0))","v":12.356576007447252},{"$f":"INDEX('Month-Hour Outputs'!$K$7:$AF$7782,MATCH(1,($D$7='Month-Hour Outputs'!$A$7:$A$7782)*($D$8='Month-Hour Outputs'!$B$7:$B$7782)*($C23='Month-Hour Outputs'!$C$7:$C$7782)*(P$13='Month-Hour Outputs'!$D$7:$D$7782),0),MATCH(1,($D$4='Month-Hour Outputs'!$K$2:$AF$2)*('Month-Hour Data Viewer'!$D$3='Month-Hour Outputs'!$K$3:$AF$3)*('Month-Hour Data Viewer'!$D$6='Month-Hour Outputs'!$K$4:$AF$4)*($D$5='Month-Hour Outputs'!$K$5:$AF$5),0))","v":13.090068163922931},{"$f":"INDEX('Month-Hour Outputs'!$K$7:$AF$7782,MATCH(1,($D$7='Month-Hour Outputs'!$A$7:$A$7782)*($D$8='Month-Hour Outputs'!$B$7:$B$7782)*($C23='Month-Hour Outputs'!$C$7:$C$7782)*(Q$13='Month-Hour Outputs'!$D$7:$D$7782),0),MATCH(1,($D$4='Month-Hour Outputs'!$K$2:$AF$2)*('Month-Hour Data Viewer'!$D$3='Month-Hour Outputs'!$K$3:$AF$3)*('Month-Hour Data Viewer'!$D$6='Month-Hour Outputs'!$K$4:$AF$4)*($D$5='Month-Hour Outputs'!$K$5:$AF$5),0))","v":15.076044733752559},{"$f":"INDEX('Month-Hour Outputs'!$K$7:$AF$7782,MATCH(1,($D$7='Month-Hour Outputs'!$A$7:$A$7782)*($D$8='Month-Hour Outputs'!$B$7:$B$7782)*($C23='Month-Hour Outputs'!$C$7:$C$7782)*(R$13='Month-Hour Outputs'!$D$7:$D$7782),0),MATCH(1,($D$4='Month-Hour Outputs'!$K$2:$AF$2)*('Month-Hour Data Viewer'!$D$3='Month-Hour Outputs'!$K$3:$AF$3)*('Month-Hour Data Viewer'!$D$6='Month-Hour Outputs'!$K$4:$AF$4)*($D$5='Month-Hour Outputs'!$K$5:$AF$5),0))","v":18.393074293362137},{"$f":"INDEX('Month-Hour Outputs'!$K$7:$AF$7782,MATCH(1,($D$7='Month-Hour Outputs'!$A$7:$A$7782)*($D$8='Month-Hour Outputs'!$B$7:$B$7782)*($C23='Month-Hour Outputs'!$C$7:$C$7782)*(S$13='Month-Hour Outputs'!$D$7:$D$7782),0),MATCH(1,($D$4='Month-Hour Outputs'!$K$2:$AF$2)*('Month-Hour Data Viewer'!$D$3='Month-Hour Outputs'!$K$3:$AF$3)*('Month-Hour Data Viewer'!$D$6='Month-Hour Outputs'!$K$4:$AF$4)*($D$5='Month-Hour Outputs'!$K$5:$AF$5),0))","v":18.159753338803007},{"$f":"INDEX('Month-Hour Outputs'!$K$7:$AF$7782,MATCH(1,($D$7='Month-Hour Outputs'!$A$7:$A$7782)*($D$8='Month-Hour Outputs'!$B$7:$B$7782)*($C23='Month-Hour Outputs'!$C$7:$C$7782)*(T$13='Month-Hour Outputs'!$D$7:$D$7782),0),MATCH(1,($D$4='Month-Hour Outputs'!$K$2:$AF$2)*('Month-Hour Data Viewer'!$D$3='Month-Hour Outputs'!$K$3:$AF$3)*('Month-Hour Data Viewer'!$D$6='Month-Hour Outputs'!$K$4:$AF$4)*($D$5='Month-Hour Outputs'!$K$5:$AF$5),0))","v":15.656967083539362},{"$f":"INDEX('Month-Hour Outputs'!$K$7:$AF$7782,MATCH(1,($D$7='Month-Hour Outputs'!$A$7:$A$7782)*($D$8='Month-Hour Outputs'!$B$7:$B$7782)*($C23='Month-Hour Outputs'!$C$7:$C$7782)*(U$13='Month-Hour Outputs'!$D$7:$D$7782),0),MATCH(1,($D$4='Month-Hour Outputs'!$K$2:$AF$2)*('Month-Hour Data Viewer'!$D$3='Month-Hour Outputs'!$K$3:$AF$3)*('Month-Hour Data Viewer'!$D$6='Month-Hour Outputs'!$K$4:$AF$4)*($D$5='Month-Hour Outputs'!$K$5:$AF$5),0))","v":22.235705816039292},{"$f":"INDEX('Month-Hour Outputs'!$K$7:$AF$7782,MATCH(1,($D$7='Month-Hour Outputs'!$A$7:$A$7782)*($D$8='Month-Hour Outputs'!$B$7:$B$7782)*($C23='Month-Hour Outputs'!$C$7:$C$7782)*(V$13='Month-Hour Outputs'!$D$7:$D$7782),0),MATCH(1,($D$4='Month-Hour Outputs'!$K$2:$AF$2)*('Month-Hour Data Viewer'!$D$3='Month-Hour Outputs'!$K$3:$AF$3)*('Month-Hour Data Viewer'!$D$6='Month-Hour Outputs'!$K$4:$AF$4)*($D$5='Month-Hour Outputs'!$K$5:$AF$5),0))","v":29.085720054438944},{"$f":"INDEX('Month-Hour Outputs'!$K$7:$AF$7782,MATCH(1,($D$7='Month-Hour Outputs'!$A$7:$A$7782)*($D$8='Month-Hour Outputs'!$B$7:$B$7782)*($C23='Month-Hour Outputs'!$C$7:$C$7782)*(W$13='Month-Hour Outputs'!$D$7:$D$7782),0),MATCH(1,($D$4='Month-Hour Outputs'!$K$2:$AF$2)*('Month-Hour Data Viewer'!$D$3='Month-Hour Outputs'!$K$3:$AF$3)*('Month-Hour Data Viewer'!$D$6='Month-Hour Outputs'!$K$4:$AF$4)*($D$5='Month-Hour Outputs'!$K$5:$AF$5),0))","v":24.023777726716105},{"$f":"INDEX('Month-Hour Outputs'!$K$7:$AF$7782,MATCH(1,($D$7='Month-Hour Outputs'!$A$7:$A$7782)*($D$8='Month-Hour Outputs'!$B$7:$B$7782)*($C23='Month-Hour Outputs'!$C$7:$C$7782)*(X$13='Month-Hour Outputs'!$D$7:$D$7782),0),MATCH(1,($D$4='Month-Hour Outputs'!$K$2:$AF$2)*('Month-Hour Data Viewer'!$D$3='Month-Hour Outputs'!$K$3:$AF$3)*('Month-Hour Data Viewer'!$D$6='Month-Hour Outputs'!$K$4:$AF$4)*($D$5='Month-Hour Outputs'!$K$5:$AF$5),0))","v":18.731260005211816},{"$f":"INDEX('Month-Hour Outputs'!$K$7:$AF$7782,MATCH(1,($D$7='Month-Hour Outputs'!$A$7:$A$7782)*($D$8='Month-Hour Outputs'!$B$7:$B$7782)*($C23='Month-Hour Outputs'!$C$7:$C$7782)*(Y$13='Month-Hour Outputs'!$D$7:$D$7782),0),MATCH(1,($D$4='Month-Hour Outputs'!$K$2:$AF$2)*('Month-Hour Data Viewer'!$D$3='Month-Hour Outputs'!$K$3:$AF$3)*('Month-Hour Data Viewer'!$D$6='Month-Hour Outputs'!$K$4:$AF$4)*($D$5='Month-Hour Outputs'!$K$5:$AF$5),0))","v":17.441949381455871},{"$f":"INDEX('Month-Hour Outputs'!$K$7:$AF$7782,MATCH(1,($D$7='Month-Hour Outputs'!$A$7:$A$7782)*($D$8='Month-Hour Outputs'!$B$7:$B$7782)*($C23='Month-Hour Outputs'!$C$7:$C$7782)*(Z$13='Month-Hour Outputs'!$D$7:$D$7782),0),MATCH(1,($D$4='Month-Hour Outputs'!$K$2:$AF$2)*('Month-Hour Data Viewer'!$D$3='Month-Hour Outputs'!$K$3:$AF$3)*('Month-Hour Data Viewer'!$D$6='Month-Hour Outputs'!$K$4:$AF$4)*($D$5='Month-Hour Outputs'!$K$5:$AF$5),0))","v":16.593920533516357},{"$f":"INDEX('Month-Hour Outputs'!$K$7:$AF$7782,MATCH(1,($D$7='Month-Hour Outputs'!$A$7:$A$7782)*($D$8='Month-Hour Outputs'!$B$7:$B$7782)*($C23='Month-Hour Outputs'!$C$7:$C$7782)*(AA$13='Month-Hour Outputs'!$D$7:$D$7782),0),MATCH(1,($D$4='Month-Hour Outputs'!$K$2:$AF$2)*('Month-Hour Data Viewer'!$D$3='Month-Hour Outputs'!$K$3:$AF$3)*('Month-Hour Data Viewer'!$D$6='Month-Hour Outputs'!$K$4:$AF$4)*($D$5='Month-Hour Outputs'!$K$5:$AF$5),0))","v":15.409834134536332}]
[null,null,11,{"$f":"INDEX('Month-Hour Outputs'!$K$7:$AF$7782,MATCH(1,($D$7='Month-Hour Outputs'!$A$7:$A$7782)*($D$8='Month-Hour Outputs'!$B$7:$B$7782)*($C24='Month-Hour Outputs'!$C$7:$C$7782)*(D$13='Month-Hour Outputs'!$D$7:$D$7782),0),MATCH(1,($D$4='Month-Hour Outputs'!$K$2:$AF$2)*('Month-Hour Data Viewer'!$D$3='Month-Hour Outputs'!$K$3:$AF$3)*('Month-Hour Data Viewer'!$D$6='Month-Hour Outputs'!$K$4:$AF$4)*($D$5='Month-Hour Outputs'!$K$5:$AF$5),0))","v":19.722970163427899},{"$f":"INDEX('Month-Hour Outputs'!$K$7:$AF$7782,MATCH(1,($D$7='Month-Hour Outputs'!$A$7:$A$7782)*($D$8='Month-Hour Outputs'!$B$7:$B$7782)*($C24='Month-Hour Outputs'!$C$7:$C$7782)*(E$13='Month-Hour Outputs'!$D$7:$D$7782),0),MATCH(1,($D$4='Month-Hour Outputs'!$K$2:$AF$2)*('Month-Hour Data Viewer'!$D$3='Month-Hour Outputs'!$K$3:$AF$3)*('Month-Hour Data Viewer'!$D$6='Month-Hour Outputs'!$K$4:$AF$4)*($D$5='Month-Hour Outputs'!$K$5:$AF$5),0))","v":17.136836701509569},{"$f":"INDEX('Month-Hour Outputs'!$K$7:$AF$7782,MATCH(1,($D$7='Month-Hour Outputs'!$A$7:$A$7782)*($D$8='Month-Hour Outputs'!$B$7:$B$7782)*($C24='Month-Hour Outputs'!$C$7:$C$7782)*(F$13='Month-Hour Outputs'!$D$7:$D$7782),0),MATCH(1,($D$4='Month-Hour Outputs'!$K$2:$AF$2)*('Month-Hour Data Viewer'!$D$3='Month-Hour Outputs'!$K$3:$AF$3)*('Month-Hour Data Viewer'!$D$6='Month-Hour Outputs'!$K$4:$AF$4)*($D$5='Month-Hour Outputs'!$K$5:$AF$5),0))","v":16.651241825675413},{"$f":"INDEX('Month-Hour Outputs'!$K$7:$AF$7782,MATCH(1,($D$7='Month-Hour Outputs'!$A$7:$A$7782)*($D$8='Month-Hour Outputs'!$B$7:$B$7782)*($C24='Month-Hour Outputs'!$C$7:$C$7782)*(G$13='Month-Hour Outputs'!$D$7:$D$7782),0),MATCH(1,($D$4='Month-Hour Outputs'!$K$2:$AF$2)*('Month-Hour Data Viewer'!$D$3='Month-Hour Outputs'!$K$3:$AF$3)*('Month-Hour Data Viewer'!$D$6='Month-Hour Outputs'!$K$4:$AF$4)*($D$5='Month-Hour Outputs'!$K$5:$AF$5),0))","v":17.249326008177793},{"$f":"INDEX('Month-Hour Outputs'!$K$7:$AF$7782,MATCH(1,($D$7='Month-Hour Outputs'!$A$7:$A$7782)*($D$8='Month-Hour Outputs'!$B$7:$B$7782)*($C24='Month-Hour Outputs'!$C$7:$C$7782)*(H$13='Month-Hour Outputs'!$D$7:$D$7782),0),MATCH(1,($D$4='Month-Hour Outputs'!$K$2:$AF$2)*('Month-Hour Data Viewer'!$D$3='Month-Hour Outputs'!$K$3:$AF$3)*('Month-Hour Data Viewer'!$D$6='Month-Hour Outputs'!$K$4:$AF$4)*($D$5='Month-Hour Outputs'!$K$5:$AF$5),0))","v":16.370111172803991},{"$f":"INDEX('Month-Hour Outputs'!$K$7:$AF$7782,MATCH(1,($D$7='Month-Hour Outputs'!$A$7:$A$7782)*($D$8='Month-Hour Outputs'!$B$7:$B$7782)*($C24='Month-Hour Outputs'!$C$7:$C$7782)*(I$13='Month-Hour Outputs'!$D$7:$D$7782),0),MATCH(1,($D$4='Month-Hour Outputs'!$K$2:$AF$2)*('Month-Hour Data Viewer'!$D$3='Month-Hour Outputs'!$K$3:$AF$3)*('Month-Hour Data Viewer'!$D$6='Month-Hour Outputs'!$K$4:$AF$4)*($D$5='Month-Hour Outputs'!$K$5:$AF$5),0))","v":19.748939906505001},{"$f":"INDEX('Month-Hour Outputs'!$K$7:$AF$7782,MATCH(1,($D$7='Month-Hour Outputs'!$A$7:$A$7782)*($D$8='Month-Hour Outputs'!$B$7:$B$7782)*($C24='Month-Hour Outputs'!$C$7:$C$7782)*(J$13='Month-Hour Outputs'!$D$7:$D$7782),0),MATCH(1,($D$4='Month-Hour Outputs'!$K$2:$AF$2)*('Month-Hour Data Viewer'!$D$3='Month-Hour Outputs'!$K$3:$AF$3)*('Month-Hour Data Viewer'!$D$6='Month-Hour Outputs'!$K$4:$AF$4)*($D$5='Month-Hour Outputs'!$K$5:$AF$5),0))","v":21.274821906748187},{"$f":"INDEX('Month-Hour Outputs'!$K$7:$AF$7782,MATCH(1,($D$7='Month-Hour Outputs'!$A$7:$A$7782)*($D$8='Month-Hour Outputs'!$B$7:$B$7782)*($C24='Month-Hour Outputs'!$C$7:$C$7782)*(K$13='Month-Hour Outputs'!$D$7:$D$7782),0),MATCH(1,($D$4='Month-Hour Outputs'!$K$2:$AF$2)*('Month-Hour Data Viewer'!$D$3='Month-Hour Outputs'!$K$3:$AF$3)*('Month-Hour Data Viewer'!$D$6='Month-Hour Outputs'!$K$4:$AF$4)*($D$5='Month-Hour Outputs'!$K$5:$AF$5),0))","v":20.117967394826309},{"$f":"INDEX('Month-Hour Outputs'!$K$7:$AF$7782,MATCH(1,($D$7='Month-Hour Outputs'!$A$7:$A$7782)*($D$8='Month-Hour Outputs'!$B$7:$B$7782)*($C24='Month-Hour Outputs'!$C$7:$C$7782)*(L$13='Month-Hour Outputs'!$D$7:$D$7782),0),MATCH(1,($D$4='Month-Hour Outputs'!$K$2:$AF$2)*('Month-Hour Data Viewer'!$D$3='Month-Hour Outputs'!$K$3:$AF$3)*('Month-Hour Data Viewer'!$D$6='Month-Hour Outputs'!$K$4:$AF$4)*($D$5='Month-Hour Outputs'!$K$5:$AF$5),0))","v":18.922395951874428},{"$f":"INDEX('Month-Hour Outputs'!$K$7:$AF$7782,MATCH(1,($D$7='Month-Hour Outputs'!$A$7:$A$7782)*($D$8='Month-Hour Outputs'!$B$7:$B$7782)*($C24='Month-Hour Outputs'!$C$7:$C$7782)*(M$13='Month-Hour Outputs'!$D$7:$D$7782),0),MATCH(1,($D$4='Month-Hour Outputs'!$K$2:$AF$2)*('Month-Hour Data Viewer'!$D$3='Month-Hour Outputs'!$K$3:$AF$3)*('Month-Hour Data Viewer'!$D$6='Month-Hour Outputs'!$K$4:$AF$4)*($D$5='Month-Hour Outputs'!$K$5:$AF$5),0))","v":14.916120250601173},{"$f":"INDEX('Month-Hour Outputs'!$K$7:$AF$7782,MATCH(1,($D$7='Month-Hour Outputs'!$A$7:$A$7782)*($D$8='Month-Hour Outputs'!$B$7:$B$7782)*($C24='Month-Hour Outputs'!$C$7:$C$7782)*(N$13='Month-Hour Outputs'!$D$7:$D$7782),0),MATCH(1,($D$4='Month-Hour Outputs'!$K$2:$AF$2)*('Month-Hour Data Viewer'!$D$3='Month-Hour Outputs'!$K$3:$AF$3)*('Month-Hour Data Viewer'!$D$6='Month-Hour Outputs'!$K$4:$AF$4)*($D$5='Month-Hour Outputs'!$K$5:$AF$5),0))","v":15.059426927190072},{"$f":"INDEX('Month-Hour Outputs'!$K$7:$AF$7782,MATCH(1,($D$7='Month-Hour Outputs'!$A$7:$A$7782)*($D$8='Month-Hour Outputs'!$B$7:$B$7782)*($C24='Month-Hour Outputs'!$C$7:$C$7782)*(O$13='Month-Hour Outputs'!$D$7:$D$7782),0),MATCH(1,($D$4='Month-Hour Outputs'!$K$2:$AF$2)*('Month-Hour Data Viewer'!$D$3='Month-Hour Outputs'!$K$3:$AF$3)*('Month-Hour Data Viewer'!$D$6='Month-Hour Outputs'!$K$4:$AF$4)*($D$5='Month-Hour Outputs'!$K$5:$AF$5),0))","v":15.647110279796685},{"$f":"INDEX('Month-Hour Outputs'!$K$7:$AF$7782,MATCH(1,($D$7='Month-Hour Outputs'!$A$7:$A$7782)*($D$8='Month-Hour Outputs'!$B$7:$B$7782)*($C24='Month-Hour Outputs'!$C$7:$C$7782)*(P$13='Month-Hour Outputs'!$D$7:$D$7782),0),MATCH(1,($D$4='Month-Hour Outputs'!$K$2:$AF$2)*('Month-Hour Data Viewer'!$D$3='Month-Hour Outputs'!$K$3:$AF$3)*('Month-Hour Data Viewer'!$D$6='Month-Hour Outputs'!$K$4:$AF$4)*($D$5='Month-Hour Outputs'!$K$5:$AF$5),0))","v":17.414309363481152},{"$f":"INDEX('Month-Hour Outputs'!$K$7:$AF$7782,MATCH(1,($D$7='Month-Hour Outputs'!$A$7:$A$7782)*($D$8='Month-Hour Outputs'!$B$7:$B$7782)*($C24='Month-Hour Outputs'!$C$7:$C$7782)*(Q$13='Month-Hour Outputs'!$D$7:$D$7782),0),MATCH(1,($D$4='Month-Hour Outputs'!$K$2:$AF$2)*('Month-Hour Data Viewer'!$D$3='Month-Hour Outputs'!$K$3:$AF$3)*('Month-Hour Data Viewer'!$D$6='Month-Hour Outputs'!$K$4:$AF$4)*($D$5='Month-Hour Outputs'!$K$5:$AF$5),0))","v":19.901686603954101},{"$f":"INDEX('Month-Hour Outputs'!$K$7:$AF$7782,MATCH(1,($D$7='Month-Hour Outputs'!$A$7:$A$7782)*($D$8='Month-Hour Outputs'!$B$7:$B$7782)*($C24='Month-Hour Outputs'!$C$7:$C$7782)*(R$13='Month-Hour Outputs'!$D$7:$D$7782),0),MATCH(1,($D$4='Month-Hour Outputs'!$K$2:$AF$2)*('Month-Hour Data Viewer'!$D$3='Month-Hour Outputs'!$K$3:$AF$3)*('Month-Hour Data Viewer'!$D$6='Month-Hour Outputs'!$K$4:$AF$4)*($D$5='Month-Hour Outputs'!$K$5:$AF$5),0))","v":21.628781705351134},{"$f":"INDEX('Month-Hour Outputs'!$K$7:$AF$7782,MATCH(1,($D$7='Month-Hour Outputs'!$A$7:$A$7782)*($D$8='Month-Hour Outputs'!$B$7:$B$7782)*($C24='Month-Hour Outputs'!$C$7:$C$7782)*(S$13='Month-Hour Outputs'!$D$7:$D$7782),0),MATCH(1,($D$4='Month-Hour Outputs'!$K$2:$AF$2)*('Month-Hour Data Viewer'!$D$3='Month-Hour Outputs'!$K$3:$AF$3)*('Month-Hour Data Viewer'!$D$6='Month-Hour Outputs'!$K$4:$AF$4)*($D$5='Month-Hour Outputs'!$K$5:$AF$5),0))","v":23.068596675777176},{"$f":"INDEX('Month-Hour Outputs'!$K$7:$AF$7782,MATCH(1,($D$7='Month-Hour Outputs'!$A$7:$A$7782)*($D$8='Month-Hour Outputs'!$B$7:$B$7782)*($C24='Month-Hour Outputs'!$C$7:$C$7782)*(T$13='Month-Hour Outputs'!$D$7:$D$7782),0),MATCH(1,($D$4='Month-Hour Outputs'!$K$2:$AF$2)*('Month-Hour Data Viewer'!$D$3='Month-Hour Outputs'!$K$3:$AF$3)*('Month-Hour Data Viewer'!$D$6='Month-Hour Outputs'!$K$4:$AF$4)*($D$5='Month-Hour Outputs'!$K$5:$AF$5),0))","v":23.674503398134512},{"$f":"INDEX('Month-Hour Outputs'!$K$7:$AF$7782,MATCH(1,($D$7='Month-Hour Outputs'!$A$7:$A$7782)*($D$8='Month-Hour Outputs'!$B$7:$B$7782)*($C24='Month-Hour Outputs'!$C$7:$C$7782)*(U$13='Month-Hour Outputs'!$D$7:$D$7782),0),MATCH(1,($D$4='Month-Hour Outputs'!$K$2:$AF$2)*('Month-Hour Data Viewer'!$D$3='Month-Hour Outputs'!$K$3:$AF$3)*('Month-Hour Data Viewer'!$D$6='Month-Hour Outputs'!$K$4:$AF$4)*($D$5='Month-Hour Outputs'!$K$5:$AF$5),0))","v":32.219049029074434},{"$f":"INDEX('Month-Hour Outputs'!$K$7:$AF$7782,MATCH(1,($D$7='Month-Hour Outputs'!$A$7:$A$7782)*($D$8='Month-Hour Outputs'!$B$7:$B$7782)*($C24='Month-Hour Outputs'!$C$7:$C$7782)*(V$13='Month-Hour Outputs'!$D$7:$D$7782),0),MATCH(1,($D$4='Month-Hour Outputs'!$K$2:$AF$2)*('Month-Hour Data Viewer'!$D$3='Month-Hour Outputs'!$K$3:$AF$3)*('Month-Hour Data Viewer'!$D$6='Month-Hour Outputs'!$K$4:$AF$4)*($D$5='Month-Hour Outputs'!$K$5:$AF$5),0))","v":32.818004893675507},{"$f":"INDEX('Month-Hour Outputs'!$K$7:$AF$7782,MATCH(1,($D$7='Month-Hour Outputs'!$A$7:$A$7782)*($D$8='Month-Hour Outputs'!$B$7:$B$7782)*($C24='Month-Hour Outputs'!$C$7:$C$7782)*(W$13='Month-Hour Outputs'!$D$7:$D$7782),0),MATCH(1,($D$4='Month-Hour Outputs'!$K$2:$AF$2)*('Month-Hour Data Viewer'!$D$3='Month-Hour Outputs'!$K$3:$AF$3)*('Month-Hour Data Viewer'!$D$6='Month-Hour Outputs'!$K$4:$AF$4)*($D$5='Month-Hour Outputs'!$K$5:$AF$5),0))","v":28.539987295306929},{"$f":"INDEX('Month-Hour Outputs'!$K$7:$AF$7782,MATCH(1,($D$7='Month-Hour Outputs'!$A$7:$A$7782)*($D$8='Month-Hour Outputs'!$B$7:$B$7782)*($C24='Month-Hour Outputs'!$C$7:$C$7782)*(X$13='Month-Hour Outputs'!$D$7:$D$7782),0),MATCH(1,($D$4='Month-Hour Outputs'!$K$2:$AF$2)*('Month-Hour Data Viewer'!$D$3='Month-Hour Outputs'!$K$3:$AF$3)*('Month-Hour Data Viewer'!$D$6='Month-Hour Outputs'!$K$4:$AF$4)*($D$5='Month-Hour Outputs'!$K$5:$AF$5),0))","v":23.297718842580529},{"$f":"INDEX('Month-Hour Outputs'!$K$7:$AF$7782,MATCH(1,($D$7='Month-Hour Outputs'!$A$7:$A$7782)*($D$8='Month-Hour Outputs'!$B$7:$B$7782)*($C24='Month-Hour Outputs'!$C$7:$C$7782)*(Y$13='Month-Hour Outputs'!$D$7:$D$7782),0),MATCH(1,($D$4='Month-Hour Outputs'!$K$2:$AF$2)*('Month-Hour Data Viewer'!$D$3='Month-Hour Outputs'!$K$3:$AF$3)*('Month-Hour Data Viewer'!$D$6='Month-Hour Outputs'!$K$4:$AF$4)*($D$5='Month-Hour Outputs'!$K$5:$AF$5),0))","v":22.755966162915794},{"$f":"INDEX('Month-Hour Outputs'!$K$7:$AF$7782,MATCH(1,($D$7='Month-Hour Outputs'!$A$7:$A$7782)*($D$8='Month-Hour Outputs'!$B$7:$B$7782)*($C24='Month-Hour Outputs'!$C$7:$C$7782)*(Z$13='Month-Hour Outputs'!$D$7:$D$7782),0),MATCH(1,($D$4='Month-Hour Outputs'!$K$2:$AF$2)*('Month-Hour Data Viewer'!$D$3='Month-Hour Outputs'!$K$3:$AF$3)*('Month-Hour Data Viewer'!$D$6='Month-Hour Outputs'!$K$4:$AF$4)*($D$5='Month-Hour Outputs'!$K$5:$AF$5),0))","v":21.320415296136954},{"$f":"INDEX('Month-Hour Outputs'!$K$7:$AF$7782,MATCH(1,($D$7='Month-Hour Outputs'!$A$7:$A$7782)*($D$8='Month-Hour Outputs'!$B$7:$B$7782)*($C24='Month-Hour Outputs'!$C$7:$C$7782)*(AA$13='Month-Hour Outputs'!$D$7:$D$7782),0),MATCH(1,($D$4='Month-Hour Outputs'!$K$2:$AF$2)*('Month-Hour Data Viewer'!$D$3='Month-Hour Outputs'!$K$3:$AF$3)*('Month-Hour Data Viewer'!$D$6='Month-Hour Outputs'!$K$4:$AF$4)*($D$5='Month-Hour Outputs'!$K$5:$AF$5),0))","v":21.359456071513019}]
[null,null,12,{"$f":"INDEX('Month-Hour Outputs'!$K$7:$AF$7782,MATCH(1,($D$7='Month-Hour Outputs'!$A$7:$A$7782)*($D$8='Month-Hour Outputs'!$B$7:$B$7782)*($C25='Month-Hour Outputs'!$C$7:$C$7782)*(D$13='Month-Hour Outputs'!$D$7:$D$7782),0),MATCH(1,($D$4='Month-Hour Outputs'!$K$2:$AF$2)*('Month-Hour Data Viewer'!$D$3='Month-Hour Outputs'!$K$3:$AF$3)*('Month-Hour Data Viewer'!$D$6='Month-Hour Outputs'!$K$4:$AF$4)*($D$5='Month-Hour Outputs'!$K$5:$AF$5),0))","v":19.04359344444018},{"$f":"INDEX('Month-Hour Outputs'!$K$7:$AF$7782,MATCH(1,($D$7='Month-Hour Outputs'!$A$7:$A$7782)*($D$8='Month-Hour Outputs'!$B$7:$B$7782)*($C25='Month-Hour Outputs'!$C$7:$C$7782)*(E$13='Month-Hour Outputs'!$D$7:$D$7782),0),MATCH(1,($D$4='Month-Hour Outputs'!$K$2:$AF$2)*('Month-Hour Data Viewer'!$D$3='Month-Hour Outputs'!$K$3:$AF$3)*('Month-Hour Data Viewer'!$D$6='Month-Hour Outputs'!$K$4:$AF$4)*($D$5='Month-Hour Outputs'!$K$5:$AF$5),0))","v":17.261308975288884},{"$f":"INDEX('Month-Hour Outputs'!$K$7:$AF$7782,MATCH(1,($D$7='Month-Hour Outputs'!$A$7:$A$7782)*($D$8='Month-Hour Outputs'!$B$7:$B$7782)*($C25='Month-Hour Outputs'!$C$7:$C$7782)*(F$13='Month-Hour Outputs'!$D$7:$D$7782),0),MATCH(1,($D$4='Month-Hour Outputs'!$K$2:$AF$2)*('Month-Hour Data Viewer'!$D$3='Month-Hour Outputs'!$K$3:$AF$3)*('Month-Hour Data Viewer'!$D$6='Month-Hour Outputs'!$K$4:$AF$4)*($D$5='Month-Hour Outputs'!$K$5:$AF$5),0))","v":16.132945031911969},{"$f":"INDEX('Month-Hour Outputs'!$K$7:$AF$7782,MATCH(1,($D$7='Month-Hour Outputs'!$A$7:$A$7782)*($D$8='Month-Hour Outputs'!$B$7:$B$7782)*($C25='Month-Hour Outputs'!$C$7:$C$7782)*(G$13='Month-Hour Outputs'!$D$7:$D$7782),0),MATCH(1,($D$4='Month-Hour Outputs'!$K$2:$AF$2)*('Month-Hour Data Viewer'!$D$3='Month-Hour Outputs'!$K$3:$AF$3)*('Month-Hour Data Viewer'!$D$6='Month-Hour Outputs'!$K$4:$AF$4)*($D$5='Month-Hour Outputs'!$K$5:$AF$5),0))","v":16.042122616704194},{"$f":"INDEX('Month-Hour Outputs'!$K$7:$AF$7782,MATCH(1,($D$7='Month-Hour Outputs'!$A$7:$A$7782)*($D$8='Month-Hour Outputs'!$B$7:$B$7782)*($C25='Month-Hour Outputs'!$C$7:$C$7782)*(H$13='Month-Hour Outputs'!$D$7:$D$7782),0),MATCH(1,($D$4='Month-Hour Outputs'!$K$2:$AF$2)*('Month-Hour Data Viewer'!$D$3='Month-Hour Outputs'!$K$3:$AF$3)*('Month-Hour Data Viewer'!$D$6='Month-Hour Outputs'!$K$4:$AF$4)*($D$5='Month-Hour Outputs'!$K$5:$AF$5),0))","v":15.372913997161357},{"$f":"INDEX('Month-Hour Outputs'!$K$7:$AF$7782,MATCH(1,($D$7='Month-Hour Outputs'!$A$7:$A$7782)*($D$8='Month-Hour Outputs'!$B$7:$B$7782)*($C25='Month-Hour Outputs'!$C$7:$C$7782)*(I$13='Month-Hour Outputs'!$D$7:$D$7782),0),MATCH(1,($D$4='Month-Hour Outputs'!$K$2:$AF$2)*('Month-Hour Data Viewer'!$D$3='Month-Hour Outputs'!$K$3:$AF$3)*('Month-Hour Data Viewer'!$D$6='Month-Hour Outputs'!$K$4:$AF$4)*($D$5='Month-Hour Outputs'!$K$5:$AF$5),0))","v":16.880753827875971},{"$f":"INDEX('Month-Hour Outputs'!$K$7:$AF$7782,MATCH(1,($D$7='Month-Hour Outputs'!$A$7:$A$7782)*($D$8='Month-Hour Outputs'!$B$7:$B$7782)*($C25='Month-Hour Outputs'!$C$7:$C$7782)*(J$13='Month-Hour Outputs'!$D$7:$D$7782),0),MATCH(1,($D$4='Month-Hour Outputs'!$K$2:$AF$2)*('Month-Hour Data Viewer'!$D$3='Month-Hour Outputs'!$K$3:$AF$3)*('Month-Hour Data Viewer'!$D$6='Month-Hour Outputs'!$K$4:$AF$4)*($D$5='Month-Hour Outputs'!$K$5:$AF$5),0))","v":19.465277644562491},{"$f":"INDEX('Month-Hour Outputs'!$K$7:$AF$7782,MATCH(1,($D$7='Month-Hour Outputs'!$A$7:$A$7782)*($D$8='Month-Hour Outputs'!$B$7:$B$7782)*($C25='Month-Hour Outputs'!$C$7:$C$7782)*(K$13='Month-Hour Outputs'!$D$7:$D$7782),0),MATCH(1,($D$4='Month-Hour Outputs'!$K$2:$AF$2)*('Month-Hour Data Viewer'!$D$3='Month-Hour Outputs'!$K$3:$AF$3)*('Month-Hour Data Viewer'!$D$6='Month-Hour Outputs'!$K$4:$AF$4)*($D$5='Month-Hour Outputs'!$K$5:$AF$5),0))","v":20.193439606854433},{"$f":"INDEX('Month-Hour Outputs'!$K$7:$AF$7782,MATCH(1,($D$7='Month-Hour Outputs'!$A$7:$A$7782)*($D$8='Month-Hour Outputs'!$B$7:$B$7782)*($C25='Month-Hour Outputs'!$C$7:$C$7782)*(L$13='Month-Hour Outputs'!$D$7:$D$7782),0),MATCH(1,($D$4='Month-Hour Outputs'!$K$2:$AF$2)*('Month-Hour Data Viewer'!$D$3='Month-Hour Outputs'!$K$3:$AF$3)*('Month-Hour Data Viewer'!$D$6='Month-Hour Outputs'!$K$4:$AF$4)*($D$5='Month-Hour Outputs'!$K$5:$AF$5),0))","v":17.616985896438049},{"$f":"INDEX('Month-Hour Outputs'!$K$7:$AF$7782,MATCH(1,($D$7='Month-Hour Outputs'!$A$7:$A$7782)*($D$8='Month-Hour Outputs'!$B$7:$B$7782)*($C25='Month-Hour Outputs'!$C$7:$C$7782)*(M$13='Month-Hour Outputs'!$D$7:$D$7782),0),MATCH(1,($D$4='Month-Hour Outputs'!$K$2:$AF$2)*('Month-Hour Data Viewer'!$D$3='Month-Hour Outputs'!$K$3:$AF$3)*('Month-Hour Data Viewer'!$D$6='Month-Hour Outputs'!$K$4:$AF$4)*($D$5='Month-Hour Outputs'!$K$5:$AF$5),0))","v":15.332851754228036},{"$f":"INDEX('Month-Hour Outputs'!$K$7:$AF$7782,MATCH(1,($D$7='Month-Hour Outputs'!$A$7:$A$7782)*($D$8='Month-Hour Outputs'!$B$7:$B$7782)*($C25='Month-Hour Outputs'!$C$7:$C$7782)*(N$13='Month-Hour Outputs'!$D$7:$D$7782),0),MATCH(1,($D$4='Month-Hour Outputs'!$K$2:$AF$2)*('Month-Hour Data Viewer'!$D$3='Month-Hour Outputs'!$K$3:$AF$3)*('Month-Hour Data Viewer'!$D$6='Month-Hour Outputs'!$K$4:$AF$4)*($D$5='Month-Hour Outputs'!$K$5:$AF$5),0))","v":14.851608908237786},{"$f":"INDEX('Month-Hour Outputs'!$K$7:$AF$7782,MATCH(1,($D$7='Month-Hour Outputs'!$A$7:$A$7782)*($D$8='Month-Hour Outputs'!$B$7:$B$7782)*($C25='Month-Hour Outputs'!$C$7:$C$7782)*(O$13='Month-Hour Outputs'!$D$7:$D$7782),0),MATCH(1,($D$4='Month-Hour Outputs'!$K$2:$AF$2)*('Month-Hour Data Viewer'!$D$3='Month-Hour Outputs'!$K$3:$AF$3)*('Month-Hour Data Viewer'!$D$6='Month-Hour Outputs'!$K$4:$AF$4)*($D$5='Month-Hour Outputs'!$K$5:$AF$5),0))","v":15.56301568470955},{"$f":"INDEX('Month-Hour Outputs'!$K$7:$AF$7782,MATCH(1,($D$7='Month-Hour Outputs'!$A$7:$A$7782)*($D$8='Month-Hour Outputs'!$B$7:$B$7782)*($C25='Month-Hour Outputs'!$C$7:$C$7782)*(P$13='Month-Hour Outputs'!$D$7:$D$7782),0),MATCH(1,($D$4='Month-Hour Outputs'!$K$2:$AF$2)*('Month-Hour Data Viewer'!$D$3='Month-Hour Outputs'!$K$3:$AF$3)*('Month-Hour Data Viewer'!$D$6='Month-Hour Outputs'!$K$4:$AF$4)*($D$5='Month-Hour Outputs'!$K$5:$AF$5),0))","v":17.603753919588744},{"$f":"INDEX('Month-Hour Outputs'!$K$7:$AF$7782,MATCH(1,($D$7='Month-Hour Outputs'!$A$7:$A$7782)*($D$8='Month-Hour Outputs'!$B$7:$B$7782)*($C25='Month-Hour Outputs'!$C$7:$C$7782)*(Q$13='Month-Hour Outputs'!$D$7:$D$7782),0),MATCH(1,($D$4='Month-Hour Outputs'!$K$2:$AF$2)*('Month-Hour Data Viewer'!$D$3='Month-Hour Outputs'!$K$3:$AF$3)*('Month-Hour Data Viewer'!$D$6='Month-Hour Outputs'!$K$4:$AF$4)*($D$5='Month-Hour Outputs'!$K$5:$AF$5),0))","v":18.138081523259981},{"$f":"INDEX('Month-Hour Outputs'!$K$7:$AF$7782,MATCH(1,($D$7='Month-Hour Outputs'!$A$7:$A$7782)*($D$8='Month-Hour Outputs'!$B$7:$B$7782)*($C25='Month-Hour Outputs'!$C$7:$C$7782)*(R$13='Month-Hour Outputs'!$D$7:$D$7782),0),MATCH(1,($D$4='Month-Hour Outputs'!$K$2:$AF$2)*('Month-Hour Data Viewer'!$D$3='Month-Hour Outputs'!$K$3:$AF$3)*('Month-Hour Data Viewer'!$D$6='Month-Hour Outputs'!$K$4:$AF$4)*($D$5='Month-Hour Outputs'!$K$5:$AF$5),0))","v":20.139110890261506},{"$f":"INDEX('Month-Hour Outputs'!$K$7:$AF$7782,MATCH(1,($D$7='Month-Hour Outputs'!$A$7:$A$7782)*($D$8='Month-Hour Outputs'!$B$7:$B$7782)*($C25='Month-Hour Outputs'!$C$7:$C$7782)*(S$13='Month-Hour Outputs'!$D$7:$D$7782),0),MATCH(1,($D$4='Month-Hour Outputs'!$K$2:$AF$2)*('Month-Hour Data Viewer'!$D$3='Month-Hour Outputs'!$K$3:$AF$3)*('Month-Hour Data Viewer'!$D$6='Month-Hour Outputs'!$K$4:$AF$4)*($D$5='Month-Hour Outputs'!$K$5:$AF$5),0))","v":22.822761038160497},{"$f":"INDEX('Month-Hour Outputs'!$K$7:$AF$7782,MATCH(1,($D$7='Month-Hour Outputs'!$A$7:$A$7782)*($D$8='Month-Hour Outputs'!$B$7:$B$7782)*($C25='Month-Hour Outputs'!$C$7:$C$7782)*(T$13='Month-Hour Outputs'!$D$7:$D$7782),0),MATCH(1,($D$4='Month-Hour Outputs'!$K$2:$AF$2)*('Month-Hour Data Viewer'!$D$3='Month-Hour Outputs'!$K$3:$AF$3)*('Month-Hour Data Viewer'!$D$6='Month-Hour Outputs'!$K$4:$AF$4)*($D$5='Month-Hour Outputs'!$K$5:$AF$5),0))","v":23.450387430499489},{"$f":"INDEX('Month-Hour Outputs'!$K$7:$AF$7782,MATCH(1,($D$7='Month-Hour Outputs'!$A$7:$A$7782)*($D$8='Month-Hour Outputs'!$B$7:$B$7782)*($C25='Month-Hour Outputs'!$C$7:$C$7782)*(U$13='Month-Hour Outputs'!$D$7:$D$7782),0),MATCH(1,($D$4='Month-Hour Outputs'!$K$2:$AF$2)*('Month-Hour Data Viewer'!$D$3='Month-Hour Outputs'!$K$3:$AF$3)*('Month-Hour Data Viewer'!$D$6='Month-Hour Outputs'!$K$4:$AF$4)*($D$5='Month-Hour Outputs'!$K$5:$AF$5),0))","v":29.075926902682561},{"$f":"INDEX('Month-Hour Outputs'!$K$7:$AF$7782,MATCH(1,($D$7='Month-Hour Outputs'!$A$7:$A$7782)*($D$8='Month-Hour Outputs'!$B$7:$B$7782)*($C25='Month-Hour Outputs'!$C$7:$C$7782)*(V$13='Month-Hour Outputs'!$D$7:$D$7782),0),MATCH(1,($D$4='Month-Hour Outputs'!$K$2:$AF$2)*('Month-Hour Data Viewer'!$D$3='Month-Hour Outputs'!$K$3:$AF$3)*('Month-Hour Data Viewer'!$D$6='Month-Hour Outputs'!$K$4:$AF$4)*($D$5='Month-Hour Outputs'!$K$5:$AF$5),0))","v":29.810345636070821},{"$f":"INDEX('Month-Hour Outputs'!$K$7:$AF$7782,MATCH(1,($D$7='Month-Hour Outputs'!$A$7:$A$7782)*($D$8='Month-Hour Outputs'!$B$7:$B$7782)*($C25='Month-Hour Outputs'!$C$7:$C$7782)*(W$13='Month-Hour Outputs'!$D$7:$D$7782),0),MATCH(1,($D$4='Month-Hour Outputs'!$K$2:$AF$2)*('Month-Hour Data Viewer'!$D$3='Month-Hour Outputs'!$K$3:$AF$3)*('Month-Hour Data Viewer'!$D$6='Month-Hour Outputs'!$K$4:$AF$4)*($D$5='Month-Hour Outputs'!$K$5:$AF$5),0))","v":28.40015023616176},{"$f":"INDEX('Month-Hour Outputs'!$K$7:$AF$7782,MATCH(1,($D$7='Month-Hour Outputs'!$A$7:$A$7782)*($D$8='Month-Hour Outputs'!$B$7:$B$7782)*($C25='Month-Hour Outputs'!$C$7:$C$7782)*(X$13='Month-Hour Outputs'!$D$7:$D$7782),0),MATCH(1,($D$4='Month-Hour Outputs'!$K$2:$AF$2)*('Month-Hour Data Viewer'!$D$3='Month-Hour Outputs'!$K$3:$AF$3)*('Month-Hour Data Viewer'!$D$6='Month-Hour Outputs'!$K$4:$AF$4)*($D$5='Month-Hour Outputs'!$K$5:$AF$5),0))","v":26.700571836108612},{"$f":"INDEX('Month-Hour Outputs'!$K$7:$AF$7782,MATCH(1,($D$7='Month-Hour Outputs'!$A$7:$A$7782)*($D$8='Month-Hour Outputs'!$B$7:$B$7782)*($C25='Month-Hour Outputs'!$C$7:$C$7782)*(Y$13='Month-Hour Outputs'!$D$7:$D$7782),0),MATCH(1,($D$4='Month-Hour Outputs'!$K$2:$AF$2)*('Month-Hour Data Viewer'!$D$3='Month-Hour Outputs'!$K$3:$AF$3)*('Month-Hour Data Viewer'!$D$6='Month-Hour Outputs'!$K$4:$AF$4)*($D$5='Month-Hour Outputs'!$K$5:$AF$5),0))","v":23.067457942837958},{"$f":"INDEX('Month-Hour Outputs'!$K$7:$AF$7782,MATCH(1,($D$7='Month-Hour Outputs'!$A$7:$A$7782)*($D$8='Month-Hour Outputs'!$B$7:$B$7782)*($C25='Month-Hour Outputs'!$C$7:$C$7782)*(Z$13='Month-Hour Outputs'!$D$7:$D$7782),0),MATCH(1,($D$4='Month-Hour Outputs'!$K$2:$AF$2)*('Month-Hour Data Viewer'!$D$3='Month-Hour Outputs'!$K$3:$AF$3)*('Month-Hour Data Viewer'!$D$6='Month-Hour Outputs'!$K$4:$AF$4)*($D$5='Month-Hour Outputs'!$K$5:$AF$5),0))","v":21.682905458437681},{"$f":"INDEX('Month-Hour Outputs'!$K$7:$AF$7782,MATCH(1,($D$7='Month-Hour Outputs'!$A$7:$A$7782)*($D$8='Month-Hour Outputs'!$B$7:$B$7782)*($C25='Month-Hour Outputs'!$C$7:$C$7782)*(AA$13='Month-Hour Outputs'!$D$7:$D$7782),0),MATCH(1,($D$4='Month-Hour Outputs'!$K$2:$AF$2)*('Month-Hour Data Viewer'!$D$3='Month-Hour Outputs'!$K$3:$AF$3)*('Month-Hour Data Viewer'!$D$6='Month-Hour Outputs'!$K$4:$AF$4)*($D$5='Month-Hour Outputs'!$K$5:$AF$5),0))","v":20.653353588220707}]

{"sheet":"Helper tab","index":2,"n_rows":18,"n_cols":10,"rows_kept":18,"cut":false,"hidden":true,"merged":[]}
[]
[null,"User selection settings:"]
[]
[null,null,"Output","GHG options for emission factors","GHG options for value of emissions","Discount rate for CO2","Discount rate for CH4","Discount rate for N2O","Discount rate for value","Heat map color scheme"]
[null,null,"Emission factors","CO2 emission factors","Total value","N/A","N/A","N/A",0.02,"Absolute"]
[null,null,"Value of emissions","CH4 emission factors",null,null,null,null,0.03,"Relative"]
[null,null,null,"N2O emission factors"]
[]
[]
[]
[]
[]
[]
[null,"Heat Map Color Scale:"]
[]
[null,"Min",0]
[null,"Mid",{"$f":"IF('Month-Hour Data Viewer'!D9=\"Absolute\",\nAVERAGE(C18,C16),\nPERCENTILE('Month-Hour Data Viewer'!D14:AA25,0.5))","v":17.522851650522306}]
[null,"Max",{"$f":" IF('Month-Hour Data Viewer'!D9 = \"Absolute\",\nIF('Month-Hour Data Viewer'!D3=\"Emission factors\",MAX('Month-Hour Outputs'!$K$7:$K$7782),MAX('Month-Hour Outputs'!Q7:Q7782)),\nMAX('Month-Hour Data Viewer'!D14:AA25))","v":32.818004893675507},"Based on selection of emission factors or value of emissions"]

{"sheet":"Databases ->","index":3,"n_rows":0,"n_cols":0,"rows_kept":0,"cut":false,"hidden":false,"merged":[]}

{"sheet":"Annual Outputs","index":4,"n_rows":32,"n_cols":44,"rows_kept":32,"cut":false,"hidden":false,"merged":[[0,24,0,27],[0,28,0,31],[0,32,0,35],[0,36,0,39],[0,40,0,43],[1,0,1,1],[2,0,2,1],[3,0,3,1],[0,20,0,23],[0,2,0,4],[0,5,0,7],[0,11,0,13],[0,14,0,16],[0,8,0,10],[0,17,0,19]]}
[null,null,"Annual Average of Short-run Marginal Emission Factors - Combustion Only - INTERNAL \n(metric tons of each GHG/MWh)",null,null,"Annual Average of Long-run Marginal Emission Factors - Combustion Only - INTERNAL \n(metric tons of each GHG/MWh)",null,null,"Annual Average of Emission Factors - Combustion Only - INTERNAL \n(metric tons of each GHG/MWh)",null,null,"Annual Average of Short-run Marginal Emission Factors, Full Fuel Cycle \n(metric tons of each GHG/MWh)",null,null,"Annual Average of Long-run Marginal Emission Factors, Full Fuel Cycle \n(metric tons of each GHG/MWh)",null,null,"Average Emission Factors, Full Fuel Cycle \n(metric tons of each GHG/MWh)",null,null,"Social Cost - Short-run Marginal - Fuel Cycle - 2% discount rate \n(2020 $/MWh)",null,null,null,"Social Cost - Short-run Marginal - Fuel Cycle - 3% discount rate \n(2020 $/MWh)",null,null,null,"Social Cost - Long-run Marginal - Fuel Cycle - 2% discount rate \n(2020 $/MWh)",null,null,null,"Social Cost - Long-run Marginal - Fuel Cycle - 3% discount rate \n(2020 $/MWh)",null,null,null,"Social Cost - Average - Fuel Cycle - 2% discount rate \n(2020 $/MWh)",null,null,null,"Social Cost - Average - Fuel Cycle - 3% discount rate \n(2020 $/MWh)"]
["GHG Index:",null,"CO2","CH4","N2O","CO2","CH4","N2O","CO2","CH4","N2O","CO2","CH4","N2O","CO2","CH4","N2O","CO2","CH4","N2O","CO2","CH4","N2O","Total value of emissions","CO2","CH4","N2O","Total value of emissions","CO2","CH4","N2O","Total value of emissions","CO2","CH4","N2O","Total value of emissions","CO2","CH4","N2O","Total value of emissions","CO2","CH4","N2O","Total value of emissions"]
["Output Type Index:",null,"Emission factors","Emission factors","Emission factors","Emission factors","Emission factors","Emission factors","Emission factors","Emission factors","Emission factors","Emission factors","Emission factors","Emission factors","Emission factors","Emission factors","Emission factors","Emission factors","Emission factors","Emission factors","Value of emissions (2% discount rate)","Value of emissions (2% discount rate)","Value of emissions (2% discount rate)","Value of emissions (2% discount rate)","Value of emissions (3% discount rate)","Value of emissions (3% discount rate)","Value of emissions (3% discount rate)","Value of emissions (3% discount rate)","Value of emissions (2% discount rate)","Value of emissions (2% discount rate)","Value of emissions (2% discount rate)","Value of emissions (2% discount rate)","Value of emissions (3% discount rate)","Value of emissions (3% discount rate)","Value of emissions (3% discount rate)","Value of emissions (3% discount rate)","Value of emissions (2% discount rate)","Value of emissions (2% discount rate)","Value of emissions (2% discount rate)","Value of emissions (2% discount rate)","Value of emissions (3% discount rate)","Value of emissions (3% discount rate)","Value of emissions (3% discount rate)","Value of emissions (3% discount rate)"]
["Emission Factor Type Index:",null,"Short-run marginal","Short-run marginal","Short-run marginal","Long-run marginal","Long-run marginal","Long-run marginal","Average","Average","Average","Short-run marginal","Short-run marginal","Short-run marginal","Long-run marginal","Long-run marginal","Long-run marginal","Average","Average","Average","Short-run marginal","Short-run marginal","Short-run marginal","Short-run marginal","Short-run marginal","Short-run marginal","Short-run marginal","Short-run marginal","Long-run marginal","Long-run marginal","Long-run marginal","Long-run marginal","Long-run marginal","Long-run marginal","Long-run marginal","Long-run marginal","Average","Average","Average","Average","Average","Average","Average","Average"]
["Region","Year","Short-run marginal - combustion - CO2","Short-run marginal - combustion - CH4","Short-run marginal - combustion - N2O","Long-run marginal - combustion - CO2","Long-run marginal - combustion - CH4","Long-run marginal - combustion - N2O","Average - combustion - CO2","Average - combustion - CH4","Average - combustion - N2O","Short-run marginal - fuel cycle - CO2","Short-run marginal - fuel cycle - CH4","Short-run marginal - fuel cycle - N2O","Long-run marginal - fuel cycle - CO2","Long-run marginal - fuel cycle - CH4","Long-run marginal - fuel cycle - N2O","Average - fuel cycle - CO2","Average - fuel cycle - CH4","Average - fuel cycle - N2O","Social Cost - short-run marginal - fuel cycle - 2% discount - CO2","Social Cost - short-run marginal - fuel cycle - 2% discount - CH4","Social Cost - short-run marginal - fuel cycle - 2% discount - N2O","Total Social Cost - short-run marginal - fuel cycle - 2% discount","Social Cost - short-run marginal - fuel cycle - 3% discount - CO2","Social Cost - short-run marginal - fuel cycle - 3% discount - CH4","Social Cost - short-run marginal - fuel cycle - 3% discount - N2O","Total Social Cost - short-run marginal - fuel cycle - 3% discount","Social Cost - long-run marginal - fuel cycle - 2% discount - CO2","Social Cost - long-run marginal - fuel cycle - 2% discount - CH4","Social Cost - long-run marginal - fuel cycle - 2% discount - N2O","Total Social Cost - long-run marginal - fuel cycle - 2% discount","Social Cost - long-run marginal - fuel cycle - 3% discount - CO2","Social Cost - long-run marginal - fuel cycle - 3% discount - CH4","Social Cost - long-run marginal - fuel cycle - 3% discount - N2O","Total Social Cost - long-run marginal - fuel cycle - 3% discount","Social Cost - average - fuel cycle - 2% discount - CO2","Social Cost - average - fuel cycle - 2% discount - CH4","Social Cost - average - fuel cycle - 2% discount - N2O","Total Social Cost - average - fuel cycle - 2% discount","Social Cost - average - fuel cycle - 3% discount - CO2","Social Cost - average - fuel cycle - 3% discount - CH4","Social Cost - average - fuel cycle - 3% discount - N2O","Total Social Cost - average - fuel cycle - 3% discount"]
["Statewide",2022,0.26890337043335777,5.3042688850490803E-6,1.6143427041453725E-6,0.25442869960752174,5.0187479339391072E-6,1.5274450233727719E-6,0.13903865881648539,2.7426150538414782E-6,8.3470892943001514E-7,0.3304790135771884,1.8272053207062551E-3,2.3292659016954655E-6,0.31268981692759745,1.7288495600260674E-3,2.2038849622949992E-6,0.17087684226760166,9.4477126398200147E-4,1.204365741034736E-6,40.979397683571364,5.1161748979775146,0.10248769967460047,46.198060281223476,17.515387719590986,2.9235285131300079,4.4256052132213841E-2,20.483172284853207,38.773537299022081,4.8407787680729886,9.6970938340979959E-2,43.711287005436049,16.572560297162664,2.7661592960417076,4.1873814283604982E-2,19.380593407487975,21.188728441182608,2.6453595391496041,5.2992092605528382E-2,23.887080072937742,9.0564726401828874,1.5116340223712024,2.2882949079659983E-2,10.59098961163375]
["Statewide",2023,0.26890337043335777,5.3042688850490803E-6,1.6143427041453725E-6,0.246031047944402,4.8530995735173679E-6,1.4770303049835469E-6,0.13903865881648539,2.7426150538414782E-6,8.3470892943001514E-7,0.3304790135771884,1.8272053207062551E-3,2.3292659016954655E-6,0.30236920386306038,1.6717873009120918E-3,2.1311437257619747E-6,0.17087684226760166,9.4477126398200147E-4,1.204365741034736E-6,41.640355710725736,5.2988954300481401,0.10481696557629594,47.044068106350174,17.845866733168172,2.9235285131300079,4.6585318033909306E-2,20.81598056433209,38.098519686745604,4.8481831726450659,9.5901467659288864E-2,43.042604327049958,16.327937008605261,2.6748596814593468,4.2622874515239495E-2,19.045419564579845,21.530482125717811,2.7398366655478044,5.4196458346563121E-2,24.32451524961218,9.2273494824504905,1.5116340223712024,2.4087314820694719E-2,10.763070819642389]
["Statewide",2024,0.26890337043335777,5.3042688850490803E-6,1.6143427041453725E-6,0.22041676117169196,4.3478434879493266E-6,1.323256713723708E-6,0.13903865881648539,2.7426150538414782E-6,8.3470892943001514E-7,0.3304790135771884,1.8272053207062551E-3,2.3292659016954655E-6,0.27088955296658196,1.4977375632618485E-3,1.9092704012299213E-6,0.17087684226760166,9.4477126398200147E-4,1.204365741034736E-6,42.301313737880115,5.2988954300481401,0.10481696557629594,47.705026133504553,18.176345746745362,3.1062490452006335,4.6585318033909306E-2,21.329180109979905,34.673862779722491,4.3434389334593604,8.5917168055346466E-2,39.103218881237197,14.898925413162008,2.5461538575451423,3.8185408024598425E-2,17.48326467873175,21.872235810253013,2.7398366655478044,5.4196458346563121E-2,24.666268934147382,9.3982263247180917,1.6061111487694024,2.4087314820694719E-2,11.02842478830819]
["Statewide",2025,0.26890337043335777,5.3042688850490803E-6,1.6143427041453725E-6,0.21161892722404921,4.1743013088791864E-6,1.2704395287893176E-6,0.13903865881648539,2.7426150538414782E-6,8.3470892943001514E-7,0.3304790135771884,1.8272053207062551E-3,2.3292659016954655E-6,0.26007712067929889,1.4379560552282521E-3,1.8330627486817294E-6,0.17087684226760166,9.4477126398200147E-4,1.204365741034736E-6,42.631792751457304,5.4816159621187657,0.1071462314779914,48.220554945054062,18.506824760322552,3.1062490452006335,4.8914583935604772E-2,21.661988389458791,33.549948567629556,4.313868165684756,8.432088643935956E-2,37.948137619753666,14.564318758040738,2.4445252938880286,3.8494317722316318E-2,17.047338369651083,22.043112652520616,2.8343137919460046,5.5400824087597854E-2,24.93282726855422,9.569103166985693,1.6061111487694024,2.5291680561729455E-2,11.200505996316824]
["Statewide",2026,0.25499510340960613,5.0299205646834823E-6,1.5308453892514947E-6,0.18663859878782543,3.6815504049056469E-6,1.1204718623625882E-6,0.13413141203472706,2.6458168754706022E-6,8.0524861427366151E-7,0.31338592039962743,1.7326982884342274E-3,2.2087912044914419E-6,0.22937659696651272,1.2682140807855409E-3,1.6166808299803057E-6,0.164845894893451,9.114263958414601E-4,1.1618587148805687E-6,41.053555572351193,5.3713646941461048,0.10381318661109777,46.528733453108394,17.862997462778765,3.1188569191816096,4.6384615294320281E-2,21.028238997254697,30.048334202613166,3.9314636504351768,7.5983999009074363E-2,34.055781852057414,13.074466027091225,2.2827853454139735,3.3950297429586419E-2,15.391201669934784,21.594812231042081,2.8254218271085265,5.4607359599386729E-2,24.474841417749996,9.3962160089267073,1.6405675125146282,2.4399033012491942E-2,11.061182554453827]
["Statewide",2027,0.23152647158422585,4.5669887190713497E-6,1.3899530884130195E-6,0.16397249544705408,3.2344488810310836E-6,9.8439748553119949E-7,0.10223430795329809,2.0166287160599105E-6,6.1375656575736418E-7,0.28454325367083672,1.5732283313566221E-3,2.005503741853071E-6,0.20152022810945841,1.1141973254090991E-3,1.4203449434093018E-6,0.12564473696147183,6.9468475292794232E-4,8.8556304487848246E-7,37.559709484550446,4.8770078272055288,9.4258675867094341E-2,42.530975987623073,16.788051966579367,2.83181099644192,4.2115578578914493E-2,19.661978541600202,26.600670110448512,3.4540117087682072,6.6756212340237181E-2,30.121438031556956,11.889693458458046,2.0055551857363785,2.9827243811595339E-2,13.92507588800602,16.585105278914281,2.153522734076621,4.1621463109288673E-2,18.780249476100188,7.4130394807268374,1.2504325552702962,1.8596823942448132E-2,8.6820688599395819]
["Statewide",2028,0.20367144308773455,4.0175327538746951E-6,1.2227273598749071E-6,0.12741763064326117,2.5133837948499199E-6,7.6494289408475828E-7,7.1972952799121914E-2,1.4197066161061783E-6,4.320846222931847E-7,0.25030975810010597,1.3839526960412699E-3,1.7642209049623658E-6,0.15659473817477981,8.6580607854764853E-4,1.1037033186080082E-6,8.8453894820876247E-2,4.890580660612718E-4,6.2343638359445215E-7,33.541507585414202,4.4286486273320635,8.468260343819356E-2,38.054838816184464,15.018585486006359,2.629510122478413,3.8812859909172048E-2,17.686908468393945,20.983694915420497,2.7705794513524751,5.2977759293184393E-2,23.807252126066157,9.3956842904867894,1.6450315492405323,2.4281473009376178E-2,11.064997312736697,11.852821905997416,1.5649858113960697,2.9924946412533703E-2,13.44773266380602,5.3072336892525751,0.92921032551641647,1.3715600439077947E-2,6.2501596152080703]
["Statewide",2029,0.18587034380564094,3.6663961471095551E-6,1.1158596969463864E-6,0.1124958972927865,2.219044286221346E-6,6.7536130450214882E-7,4.8254593353956786E-2,9.5184875398027956E-7,2.896930990374764E-7,0.22843242081773882,1.2629937684151742E-3,1.6100261341655001E-6,0.13825610705022559,7.6441251651007496E-4,9.7444988221024315E-7,5.930431584581481E-2,3.2789120338198939E-4,4.1798575718264446E-7,31.066809231212478,4.1678794357700744,7.8891280574109504E-2,35.313579947556661,13.934377669882068,2.3996881599888309,3.5420574951640998E-2,16.369486404822538,18.802830558830681,2.5225613044832476,4.7748044228301915E-2,21.373139907542232,8.4336225300637615,1.4523837813691425,2.143789740862535E-2,9.9074442088415307,8.0653869550308137,1.082040971160565,2.0481302101949577E-2,9.1679092282933272,3.6175632665947033,0.62299328642577978,9.1956866580181779E-3,4.2497522396785019]
["Statewide",2030,0.16805466874346386,3.314972024956834E-6,1.0089045293346888E-6,9.364216588557428E-2,1.8471439239864565E-6,5.6217423773500853E-7,2.453623390879156E-2,4.8399089185437888E-7,1.4730157578176752E-7,0.20653717007665842,1.1419357979883912E-3,1.4557051066114792E-6,0.11508509752489532,6.3630092651063895E-4,8.1113711444622649E-7,3.0154736870753263E-2,1.6672434070270629E-4,2.1253513077083594E-7,28.295592300502204,3.8825817131605302,7.2785255330573964E-2,32.250959268993306,12.805304544752822,2.2838715959767826,3.3481217452064019E-2,15.122657358181668,15.766658360910659,2.1634231501361723,4.0556855722311325E-2,17.970638366769144,7.1352760465435097,1.2726018530212779,1.8656153632263209E-2,8.4265340531970505,4.1311989512931966,0.56686275838920142,1.0626756538541797E-2,4.7086884662209396,1.8695936859867022,0.33344868140541256,4.888308007729227E-3,2.2079306753998442]
["Upstate",2022,0.24909767463903712,4.9135904945950714E-6,1.4954405853115434E-6,0.23568911513280796,4.6490991835802593E-6,1.4149432297852965E-6,3.2714978545055368E-2,6.4532118913917099E-7,1.964021010423564E-7,0.30613805125020599,1.692625108203337E-3,2.1577071302352269E-6,0.28965909261176143,1.6015136013698434E-3,2.0415609458330702E-6,4.0206315827670959E-2,2.2229912093694139E-4,2.8338017436111422E-7,37.96111835502554,4.7393503029693438,9.493911373034998E-2,42.79540777172523,16.225316716260917,2.7082001731253391,4.0996435474469309E-2,18.974513324860723,35.917727483858414,4.4842380838355611,8.9828681616655096E-2,40.49179424931063,15.351931908423355,2.5624217621917493,3.8789657970828333E-2,17.953143328585931,4.9855831626311993,0.62243753862343587,1.2468727671889026E-2,5.6204894289265246,2.1309347388665607,0.35567859349910624,5.3842233128611697E-3,2.4919975556785281]
["Upstate",2023,0.24909767463903712,4.9135904945950714E-6,1.4954405853115434E-6,0.22790998057476741,4.495651417855617E-6,1.3682417358691011E-6,3.2714978545055368E-2,6.4532118913917099E-7,1.964021010423564E-7,0.30613805125020599,1.692625108203337E-3,2.1577071302352269E-6,0.28009862964291737,1.5486541818986981E-3,1.9741773617539885E-6,4.0206315827670959E-2,2.2229912093694139E-4,2.8338017436111422E-7,38.573394457525957,4.9086128137896772,9.7096820860585215E-2,43.579104092176223,16.531454767511125,2.7082001731253391,4.3154142604704536E-2,19.282809083241169,35.292427335007588,4.491097127506225,8.8837981278929487E-2,39.872362443792738,15.125326000717537,2.4778466910379171,3.9483547235079769E-2,17.642656238990533,5.0659957942865406,0.64466745071713005,1.275210784625014E-2,5.723415352849921,2.1711410546942318,0.35567859349910624,5.6676034872222844E-3,2.5324872516805601]
["Upstate",2024,0.24909767463903712,4.9135904945950714E-6,1.4954405853115434E-6,0.20418227771132991,4.0276092515957013E-6,1.2257941200508656E-6,3.2714978545055368E-2,6.4532118913917099E-7,1.964021010423564E-7,0.30613805125020599,1.692625108203337E-3,2.1577071302352269E-6,0.25093756771898434,1.3874238304518584E-3,1.7686458017876772E-6,4.0206315827670959E-2,2.2229912093694139E-4,2.8338017436111422E-7,39.185670560026367,4.9086128137896772,9.7096820860585215E-2,44.191380194676626,16.83759281876133,2.8774626839456729,4.3154142604704536E-2,19.758209645311709,32.120008668029996,4.023529108310389,7.9589061080445472E-2,36.223126837420835,13.801566224544139,2.3586205117681591,3.5372916035753543E-2,16.195559652348052,5.1464084259418827,0.64466745071713005,1.275210784625014E-2,5.8038279845052632,2.2113473705219029,0.37790850559280037,5.6676034872222844E-3,2.5949234796019254]
["Upstate",2025,0.24909767463903712,4.9135904945950714E-6,1.4954405853115434E-6,0.19603243572650692,3.866849075222692E-6,1.1768671098503846E-6,3.2714978545055368E-2,6.4532118913917099E-7,1.964021010423564E-7,0.30613805125020599,1.692625108203337E-3,2.1577071302352269E-6,0.24092150977365728,1.3320454444777994E-3,1.6980511156412689E-6,4.0206315827670959E-2,2.2229912093694139E-4,2.8338017436111422E-7,39.491808611276575,5.0778753246100115,9.9254527990820435E-2,44.66893846387741,17.143730870011535,2.8774626839456729,4.5311849734939763E-2,20.066505403692148,31.078874760801789,3.9961363334333981,7.8110351319498367E-2,35.153121445554682,13.491604547324808,2.2644772556122592,3.5659073428466644E-2,15.791740876365534,5.1866147417695538,0.66689736281082412,1.3035488020611254E-2,5.8665475926009893,2.2515536863495735,0.37790850559280037,5.9509836615833983E-3,2.6354131756039569]
["Upstate",2026,0.25005626225243371,4.9324991696449187E-6,1.5011953994571492E-6,0.18302371214535676,3.6102447507231604E-6,1.0987701415244402E-6,3.3532853008681751E-2,6.6145421886765024E-7,2.013121535684153E-7,0.30731614391744211,1.6991387356998561E-3,2.1660105049310291E-6,0.22493394468636041,1.2436508330425913E-3,1.5853683470566921E-6,4.1211473723362736E-2,2.2785659896036492E-4,2.9046467872014206E-7,40.258414853184917,5.267330080669554,0.10180249373175837,45.627547427586229,17.517020203294202,3.058449724259741,4.5486220603551612E-2,20.620956148157493,29.466346753913214,3.8553175824320332,7.4512312311664525E-2,33.396176648656912,12.821234847122543,2.2385714994766643,3.3292735288190531E-2,15.093099081887399,5.3987030577605184,0.70635545677713119,1.3651839899846677E-2,6.1187103544374963,2.3490540022316759,0.41014187812865682,6.0997582531229829E-3,2.7652956386134555]
["Upstate",2027,0.22789118655587831,4.49528069535609E-6,1.3681289072822884E-6,0.16139790104460533,3.1836635712057653E-6,9.6894108688871111E-7,2.3718359445165132E-2,4.6785786212589878E-7,1.4239152325570833E-7,0.28007553201935986,1.5485264760567957E-3,1.974014566221587E-6,0.19835608250164616,1.0967028902027513E-3,1.3980435682251402E-6,2.9149578975061433E-2,1.6116686267928244E-4,2.054506264118077E-7,36.969970226555503,4.800432075776067,9.2778684612414591E-2,41.863180986943981,16.52445638914223,2.7873476569022322,4.1454305890653326E-2,19.353258351935114,26.183002890217292,3.3997789596285291,6.570804770658159E-2,29.648489897552405,11.703008867597124,1.9740652023649523,2.9358914932727943E-2,13.706432984894803,3.8477444247081092,0.49961727430577557,9.6561794413549621E-3,4.3570178784552391,1.7198251595286245,0.29010035282270841,4.3144631546479613E-3,2.0142399755059808]
["Upstate",2028,0.2013032627826056,3.9708190771869027E-6,1.2085101539264487E-6,0.12593608802324063,2.4841595407671819E-6,7.560485558856641E-7,1.5539614808901276E-2,3.0652756484110576E-7,9.3290997995119149E-8,0.24739929293951443,1.3678608499370362E-3,1.7437075078081615E-6,0.15477394008345097,8.5573895832601673E-4,1.0908700592064581E-6,1.9098000018143678E-2,1.0559208244504701E-4,1.3460558282152905E-7,33.151505253894932,4.3771547197985159,8.3697960374791755E-2,37.612357934068243,14.843957576370865,2.5989356148803688,3.8361565171779556E-2,17.481254756423013,20.73970797118243,2.7383646666432537,5.2361762841909985E-2,23.530434400667595,9.2864364050070574,1.6259040208194318,2.3999141302542076E-2,10.936339567129032,2.5591320024312529,0.3378946638241504,6.4610679754333947E-3,2.9034877342308367,1.1458800010886208,0.20062495664558933,2.9613228220736389E-3,1.3494662805562838]
["Upstate",2029,0.1849004191759987,3.6472638430943138E-6,1.1100368218113129E-6,0.11190886151675074,2.2074646782892512E-6,6.7183707600107647E-7,9.8144935635165794E-3,1.935963567417507E-7,5.8920630312706733E-8,0.22724039509365876,1.256403105601576E-3,1.601624557184894E-6,0.13753464712993466,7.604235933080755E-4,9.6936492394441009E-7,1.2061894748301251E-2,6.6689736281082203E-5,8.5014052308333995E-8,30.904693732737591,4.1461302484852007,7.8479603302059803E-2,35.129303584524848,13.861664100713185,2.3871659006429944,3.5235740258067666E-2,16.284065741614246,18.704712009671113,2.5093978579166492,4.7498881273276096E-2,21.26160874886104,8.3896134749260138,1.4448048272853435,2.1326028326777022E-2,9.8557443305381351,1.6404176857689701,0.22007612972757126,4.1656885631083653E-3,1.8646595040596496,0.7357755796463763,0.1267104989340562,1.870309150783348E-3,0.86435638773121581]
["Upstate",2030,0.16844273342308794,3.3226268170935009E-6,1.0112342486806309E-6,9.3858400384594129E-2,1.8514092700220109E-6,5.634723865284381E-7,4.089372318131927E-3,8.0665148642396493E-8,2.4550262630294586E-8,0.20701409690847769,1.1445727074709483E-3,1.4590665588106243E-6,0.11535084712789312,6.3777024549497359E-4,8.1301015770531776E-7,5.0257894784588777E-3,2.7787390117117714E-5,3.542252179513933E-8,28.360931276461443,3.8915472054012241,7.2953327940531207E-2,32.325431809803199,12.834874008325617,2.2891454149418968,3.3558530852644361E-2,15.157577954120159,15.803066056521358,2.1684188346829103,4.0650507885265891E-2,18.012135399089537,7.1517525219293736,1.2755404909899473,1.8699233627222308E-2,8.4459922465465436,0.68853315854886621,9.4477126398200231E-2,1.7711260897569664E-3,0.78478141103682342,0.3115989476644504,5.5574780234235427E-2,8.1471800128820454E-4,0.36798844589997404]
["Downstate",2022,0.30098216594714589,5.9370410092490176E-6,1.806925524554049E-6,0.28478074099099498,5.6174588703197974E-6,1.7096613953147212E-6,0.31079229617802617,6.1305512968221282E-6,1.8658199599023868E-6,0.36990346809799318,2.0451815615773901E-3,2.6071353997136987E-6,0.34999211135514219,1.9350924621540765E-3,2.4667971560969545E-6,0.38196000036287436,2.1118416489009444E-3,2.6921116564305862E-6,45.868030044151155,5.7265083724166921,0.11471395758740274,51.709252374155248,19.604883809193637,3.2722904985238244,4.9535572594560276E-2,22.926709880312021,43.399021808037631,5.418258894031414,0.108539074868266,48.92581977693731,18.549581901822535,3.0961479394465226,4.6869145965842136E-2,21.692598987234902,47.363040044996424,5.9131566169226444,0.11845291288294579,53.39464957480201,20.243880019232343,3.3789466382415112,5.1150121472181134E-2,23.673976778946034]
["Downstate",2023,0.30098216594714589,5.9370410092490176E-6,1.806925524554049E-6,0.2753812924739979,5.4320495084922391E-6,1.6532324591063338E-6,0.31079229617802617,6.1305512968221282E-6,1.8658199599023868E-6,0.36990346809799318,2.0451815615773901E-3,2.6071353997136987E-6,0.33844030198562519,1.8712229676427833E-3,2.3853782624248529E-6,0.38196000036287436,2.1118416489009444E-3,2.6921116564305862E-6,46.607836980347138,5.9310265285744315,0.11732109298711645,52.656184601908684,19.974787277291632,3.2722904985238244,5.2142707994273972E-2,23.29922048380973,42.643478050188776,5.426546606164071,0.10734202180911838,48.177366678161967,18.275776307223762,2.9939567482284533,4.7707565248497057E-2,21.317440620700712,48.126960045722171,6.1243407818127391,0.12114502453937638,54.372445852074286,20.625840019595216,3.3789466382415112,5.3842233128611722E-2,24.058628890965341]
["Downstate",2024,0.30098216594714589,5.9370410092490176E-6,1.806925524554049E-6,0.24671135241479616,4.8665189584393749E-6,1.4811144656119838E-6,0.31079229617802617,6.1305512968221282E-6,1.8658199599023868E-6,0.36990346809799318,2.0451815615773901E-3,2.6071353997136987E-6,0.30320528988885326,1.6764099872919639E-3,2.1370365860972906E-6,0.38196000036287436,2.1118416489009444E-3,2.6921116564305862E-6,47.347643916543127,5.9310265285744315,0.11732109298711645,53.395991538104674,20.344690745389624,3.4768086546815633,5.2142707994273972E-2,23.873642108065461,38.810277105773217,4.8615889631466951,9.6166646374378079E-2,43.768032715294289,16.676290943886929,2.8498969783963388,4.2740731721945813E-2,19.568928654005212,48.890880046447919,6.1243407818127391,0.12114502453937638,55.136365852800033,21.00780001995809,3.5901308031316055,5.3842233128611722E-2,24.651773056218307]
["Downstate",2025,0.30098216594714589,5.9370410092490176E-6,1.806925524554049E-6,0.23686398191535837,4.6722740858089555E-6,1.4219964608983777E-6,0.31079229617802617,6.1305512968221282E-6,1.8658199599023868E-6,0.36990346809799318,2.0451815615773901E-3,2.6071353997136987E-6,0.29110298978105364,1.6094968513854068E-3,2.051737750724802E-6,0.38196000036287436,2.1118416489009444E-3,2.6921116564305862E-6,47.717547384641122,6.1355446847321709,0.11992822838683014,53.973020297760122,20.714594213487619,3.4768086546815633,5.4749843393987675E-2,24.24615271156317,37.552285681755919,4.8284905541562209,9.4379936533340897E-2,42.47515617244548,16.301767427739005,2.7361446473551916,4.3086492765220842E-2,19.080998567859417,49.272840046810792,6.3355249467028329,0.12383713619580697,55.732202129709435,21.389760020320963,3.5901308031316055,5.6534344785042309E-2,25.03642516823761]
["Downstate",2026,0.26161679076206007,5.1605370390457815E-6,1.5705982292748032E-6,0.19148521126213583,3.7771525377608263E-6,1.1495681636663386E-6,0.27725944316934437,5.4690970779544767E-6,1.6645078063339712E-6,0.32152389465011327,1.7776928243634664E-3,2.2661488736679299E-6,0.23533302550483759,1.3011469372469144E-3,1.6586626361471454E-6,0.34074852663951155,1.8839850499405791E-3,2.4016469777104439E-6,42.119630199164838,5.5108477555267461,0.10650899706239271,47.736986951753977,18.326861995056458,3.1998470838542397,4.7589126347026528E-2,21.574298205257726,30.828626341133724,4.0335555054654346,7.7957143898915837E-2,34.94013899049807,13.413982453775743,2.3420644870444458,3.4831915359090054E-2,15.79087885617928,44.638056989776011,5.8403536548157957,0.11287740795239086,50.591288052544193,19.422666018452158,3.3911730898930426,5.0434586531919325E-2,22.86427369487712]
["Downstate",2027,0.23675550882708826,4.6701343936732668E-6,1.4213452502483857E-6,0.16767582267193179,3.3074990750038E-6,1.0066301532620261E-6,0.22246185410637667,4.3881840861463663E-6,1.3355342870880247E-6,0.29096967765799098,1.6087597739597086E-3,2.050798146786956E-6,0.20607157280349764,1.1393615291850048E-3,1.4524235068494946E-6,0.27340294762816275,1.5116340223712027E-3,1.926985185655578E-6,38.407997450854808,4.9871552992750967,9.6387512898986935E-2,43.491540263028888,17.167210981821469,2.8957675931274753,4.3066761082526078E-2,20.106045336031467,27.201447610061688,3.5320207404735151,6.826390482192625E-2,30.80173225535713,12.15822279540636,2.0508507525330089,3.0500893643839386E-2,14.239574441583208,36.089189086917486,4.6860654693507282,9.0568303725812163E-2,40.865822859994026,16.130773910061603,2.7209412402681648,4.0466688898767138E-2,18.892181839228535]
["Downstate",2028,0.2074786122311921,4.0926312875792605E-6,1.2455834353502097E-6,0.12979941016209401,2.5603657236090581E-6,7.7924174196797432E-7,0.16275701826165057,3.2104729159673778E-6,9.7710045268572387E-7,0.25498872326526439,1.4098225083256732E-3,1.7971989567195881E-6,0.15952191660572959,8.8199033165889439E-4,1.1243345134109341E-6,0.20002642124266318,1.1059381266612842E-3,1.4098163674465441E-6,34.168488917545432,4.5114320266421544,8.6265549922540236E-2,38.766186494110123,15.299323395915863,2.6786627658187792,3.953837704783094E-2,18.017524538782471,21.375936825167766,2.822369061308462,5.3968056643724838E-2,24.252273943119953,9.5713149963437747,1.6757816301518993,2.4735359295040549E-2,11.271831985790714,26.803540446516866,3.5390020053161093,6.7671185637434114E-2,30.41021363747041,12.00158527455979,2.1012824406564401,3.1015960083823971E-2,14.133883675300055]
["Downstate",2029,0.18763063902460775,3.7011189516003239E-6,1.1264275070087944E-6,0.11356129581792691,2.2400598660483006E-6,6.8175735053643937E-7,0.11204880151681471,2.210225072801662E-6,6.7267719607007112E-7,0.23059580250622888,1.2749550197186682E-3,1.625273974398403E-6,0.1395654690455311,7.7165192690002997E-4,9.8367846291686235E-7,0.13770663170977313,7.6137448920902474E-4,9.7057709718681683E-7,31.361029140847126,4.2073515650716056,7.9638424745521741E-2,35.64801913066426,14.066343952879961,2.4224145374654698,3.5756027436764863E-2,16.524514517782197,18.98090379019223,2.5464513587700988,4.8200244682926253E-2,21.575555393645256,8.5134936117773972,1.4661386611100569,2.1640926184170971E-2,10.001273199071624,18.728101912529144,2.5125358143897816,4.7558277762154023E-2,21.28819600468108,8.40010453429616,1.4466115294971471,2.1352696138109969E-2,9.8680687599314165]
["Downstate",2030,0.16793960077518957,3.3127022451366722E-6,1.0082137267807263E-6,9.3578048572715178E-2,1.8458791742473832E-6,5.6178931390137757E-7,6.1340584771978866E-2,1.2099772296359466E-6,3.6825393945441854E-7,0.20639575292525442,1.1411539081833851E-3,1.4547083772121907E-6,0.11500629811723914,6.3586524772008771E-4,8.1058172434341607E-7,7.5386842176883115E-2,4.1681085175676548E-4,5.3133782692708952E-7,28.276218150759856,3.8799232878235093,7.2735418860609538E-2,32.228876857443979,12.796536681365774,2.28230781636677,3.3458292675880387E-2,15.112302790408423,15.755862842061763,2.1619418422482983,4.0529086217170801E-2,17.958333770527233,7.130390483268827,1.2717304954401754,1.8643379659898568E-2,8.4207643583689009,10.327997378232986,1.4171568959730025,2.6566891346354475E-2,11.771721165552343,4.6739842149667528,0.83362170351353093,1.2220770019323059E-2,5.5198266884996068]

{"sheet":"Month-Hour Outputs","index":5,"n_rows":7782,"n_cols":32,"rows_kept":2250,"cut":true,"hidden":false,"merged":[[4,0,4,3],[1,0,1,3],[2,0,2,3],[3,0,3,3],[0,24,0,27],[0,28,0,31],[0,0,0,3],[0,16,0,19],[0,20,0,23],[0,4,0,6],[0,10,0,12],[0,7,0,9],[0,13,0,15]],"bounds":{"rows_first":1000,"rows_last":250,"rows_between":1000,"halvings":1}}
["Time & Region",null,null,null,"Short-run Marginal Emission Factors, Combustion Only - INTERNAL\n(metric tons of each GHG/MWh)",null,null,"Long-run Marginal Emission Factors, Combustion Only - INTERNAL\n(metric tons of each GHG/MWh)",null,null,"Short-run Marginal Emission Factors, Full Fuel Cycle \n(metric tons of each GHG/MWh)",null,null,"Long-run Marginal Emission Factors, Full Fuel Cycle\n(metric tons of each GHG/MWh)",null,null,"Social Cost - Short-run Marginal - Fuel Cycle - 2% discount rate \n(2020 $/MWh)",null,null,null,"Social Cost - Short-run Marginal - Fuel Cycle - 3% discount rate \n(2020 $/MWh)",null,null,null,"Social Cost - Long-run Marginal - Fuel Cycle - 2% discount rate \n(2020 $/MWh)",null,null,null,"Social Cost - Long-run Marginal - Fuel Cycle - 3% discount rate \n(2020 $/MWh)"]
["GHG Index:",null,null,null,"CO2 emission factors","CH4 emission factors","N2O emission factors","CO2 emission factors","CH4 emission factors","N2O emission factors","CO2 emission factors","CH4 emission factors","N2O emission factors","CO2 emission factors","CH4 emission factors","N2O emission factors","CO2 value","CH4 value","N2O value","Total value","CO2 value","CH4 value","N2O value","Total value","CO2 value","CH4 value","N2O value","Total value","CO2 value","CH4 value","N2O value","Total value"]
["Output Type Index:",null,null,null,"Emission factors","Emission factors","Emission factors","Emission factors","Emission factors","Emission factors","Emission factors","Emission factors","Emission factors","Emission factors","Emission factors","Emission factors","Value of emissions","Value of emissions","Value of emissions","Value of emissions","Value of emissions","Value of emissions","Value of emissions","Value of emissions","Value of emissions","Value of emissions","Value of emissions","Value of emissions","Value of emissions","Value of emissions","Value of emissions","Value of emissions"]
["Emission Factor Type Index:",null,null,null,"Short-run marginal","Short-run marginal","Short-run marginal","Long-run marginal","Long-run marginal","Long-run marginal","Short-run marginal","Short-run marginal","Short-run marginal","Long-run marginal","Long-run marginal","Long-run marginal","Short-run marginal","Short-run marginal","Short-run marginal","Short-run marginal","Short-run marginal","Short-run marginal","Short-run marginal","Short-run marginal","Long-run marginal","Long-run marginal","Long-run marginal","Long-run marginal","Long-run marginal","Long-run marginal","Long-run marginal","Long-run marginal"]
["Discount Rate:",null,null,null,"N/A","N/A","N/A","N/A","N/A","N/A","N/A","N/A","N/A","N/A","N/A","N/A",0.02,0.02,0.02,0.02,0.03,0.03,0.03,0.03,0.02,0.02,0.02,0.02,0.03,0.03,0.03,0.03]
["Region","Year","Month","Hour","Short-run marginal - combustion - CO2","Short-run marginal - combustion - CH4","Short-run marginal - combustion - N2O","Long-run marginal - combustion - CO2","Long-run marginal - combustion - CH4","Long-run marginal - combustion - N2O","Short-run marginal - fuel cycle - CO2","Short-run marginal - fuel cycle - CH4","Short-run marginal - fuel cycle - N2O","Long-run marginal - fuel cycle - CO2","Long-run marginal - fuel cycle - CH4","Long-run marginal - fuel cycle - N2O","Social Cost - short-run marginal - fuel cycle - 2% discount - CO2","Social Cost - short-run marginal - fuel cycle - 2% discount - CH4","Social Cost - short-run marginal - fuel cycle - 2% discount - N2O","Total Social Cost - short-run marginal - fuel cycle - 2% discount","Social Cost - short-run marginal - fuel cycle - 3% discount - CO2","Social Cost - short-run marginal - fuel cycle - 3% discount - CH4","Social Cost - short-run marginal - fuel cycle - 3% discount - N2O","Total Social Cost - short-run marginal - fuel cycle - 3% discount","Social Cost - long-run marginal - fuel cycle - 2% discount - CO2","Social Cost - long-run marginal - fuel cycle - 2% discount - CH4","Social Cost - long-run marginal - fuel cycle - 2% discount - N2O","Total Social Cost - long-run marginal - fuel cycle - 2% discount","Social Cost - long-run marginal - fuel cycle - 3% discount - CO2","Social Cost - long-run marginal - fuel cycle - 3% discount - CH4","Social Cost - long-run marginal - fuel cycle - 3% discount - N2O","Total Social Cost - long-run marginal - fuel cycle - 3% discount"]
["Statewide",2022,1,1,0.26768066754498099,5.2801503889661765E-6,1.6070022922940539E-6,0.25327181300771928,4.9959277008383729E-6,1.5204997350377657E-6,0.32897632640819702,1.818897023120827E-3,2.3186747360242774E-6,0.31126801718701691,1.7209884858148884E-3,2.1938639034116333E-6,40.793064474616429,5.0929116647383159,0.10202168838506821,45.987997827739811,17.435745299634441,2.9102352369933233,4.4054819984461271E-2,20.390035356612223,38.597234131190099,4.8187677602816876,9.653001175011186E-2,43.512531903221898,16.497204910911897,2.7535815773038217,4.1683414164821034E-2,19.292469902380542]
["Statewide",2022,1,2,0.26173988797171582,5.1629652001281844E-6,1.5713372348216216E-6,0.24765081681475645,4.8850504174437378E-6,1.4867544748741811E-6,0.32167517964276909,1.778529273070244E-3,2.2672151530997677E-6,0.30435988035638589,1.6827936720611623E-3,2.1451743137470324E-6,39.887722275703368,4.9798819645966832,9.9757466736389772E-2,44.967361707036446,17.048784521066761,2.8456468369123904,4.3077087908895584E-2,19.937508445888046,37.740625164191847,4.7118222817712541,9.4387669804869428E-2,42.546835115767969,16.131073658888454,2.6924698752978595,4.0758311961193616E-2,18.864301846147509]
["Statewide",2022,1,3,0.27309532133292597,5.3869574533939076E-6,1.6395087901633633E-6,0.25839500398844822,5.096985498914501E-6,1.55125645619137E-6,0.33563087090058569,1.8556897349234754E-3,2.3655769686642811E-6,0.31756435738889049,1.7558007003434608E-3,2.2382414582189765E-6,41.618227991672626,5.1959312577857313,0.10408538662122836,46.918244636079585,17.788436157731041,2.9691035758775608,4.4945962404621342E-2,20.802485696013225,39.37798031622242,4.9162419609616901,9.848262416163496E-2,44.392704901345745,16.830910941611197,2.8092811205495374,4.2526587706160551E-2,19.682718649866896]
["Statewide",2022,1,4,0.26392170335060222,5.2060027247545886E-6,1.5844356118818315E-6,0.24971518829786263,4.9257712957554374E-6,1.4991477856646983E-6,0.32435660454666637,1.7933547647056786E-3,2.2861142400009279E-6,0.30689696812250183,1.696821129403058E-3,2.163056090744779E-6,40.220218963786628,5.0213933411758997,0.10058902656004083,45.342201331522574,17.190900040973318,2.8693676235290857,4.3436170560017633E-2,20.103703835062422,38.055224047190229,4.7510991623285621,9.5174467992770281E-2,42.901497677511564,16.265539310492596,2.7149138070448928,4.1098065724150798E-2,19.021551183261639]
["Statewide",2022,1,5,0.25863806111606802,5.1017799362517696E-6,1.552715632772278E-6,0.24471595671234006,4.8271586658523333E-6,1.4691352461289711E-6,0.31786307168038203,1.7574522797792513E-3,2.2403468415714291E-6,0.30075297252897365,1.6628512221542626E-3,2.1197522837003724E-6,39.415020888367373,4.9208663833819033,9.857526102914288E-2,44.434462532778419,16.846742799060248,2.8119236476468021,4.2566589989857156E-2,19.701233036696909,37.293368593592731,4.6559834220319356,9.3269100482816392E-2,42.042621116107483,15.939907544035604,2.6605619554468203,4.0275293390307075E-2,18.640744792872734]
["Statewide",2022,1,6,0.27289557218578592,5.3830172901141299E-6,1.6383096100347353E-6,0.25820600704254659,5.0932574287980882E-6,1.55012182615594E-6,0.33538538159711079,1.8543324343293153E-3,2.3638467230501176E-6,0.31733208241163746,1.754516461233359E-3,2.236604349167856E-6,41.587787318041741,5.1921308161220834,0.10400925581420517,46.883927389978027,17.77542522464687,2.9669318949269043,4.4913087737952231E-2,20.787270207311728,39.349178219043047,4.9126460914534054,9.841059136338566E-2,44.360234901859833,16.818600367816785,2.8072263379733746,4.2495482634189265E-2,19.668322188424352]
["Statewide",2022,1,7,0.28026556255173035,5.5283944585675793E-6,1.6825548352162199E-6,0.26517928172447147,5.230809159230569E-6,1.5919853962875644E-6,0.34444301126640614,1.9044117084883014E-3,2.4276862622405455E-6,0.32590215326858285,1.8019000421123392E-3,2.2970075003577713E-6,42.71093339703436,5.3323527837672442,0.106818195538584,48.150104376340188,18.255479597119525,3.0470587335812822,4.6126038982570366E-2,21.348664369683377,40.411867005304273,5.0453201179145495,0.10106833001574193,45.558255453234565,17.272814123234891,2.8830400673797425,4.3643142506797655E-2,20.199497333121432]
["Statewide",2022,1,8,0.29348300837323443,5.7891159456126851E-6,1.7619048530125566E-6,0.27768525198091937,5.4774963941347722E-6,1.6670641199540613E-6,0.36068709348099909,1.9942245929169267E-3,2.5421770022038311E-6,0.34127184055630999,1.8868784317708611E-3,2.4053353730765739E-6,44.725199591643886,5.5838288601673947,0.11185578809696857,50.420884239908247,19.11641595449295,3.1907593486670827,4.830136304187279E-2,22.355476666201906,42.31770822898244,5.283259608958411,0.10583475641536925,47.706802594356219,18.087407549484428,3.0190054908333779,4.57013720884549E-2,21.152114412406263]
["Statewide",2022,1,9,0.29690551623929801,5.8566268211868383E-6,1.782451641230777E-6,0.28092353130912462,5.5413732590993702E-6,1.6865049049432867E-6,0.36489331455481477,2.0174806219244923E-3,2.5718230823472634E-6,0.34525164696910426,1.9088826231236657E-3,2.4333856485610275E-6,45.246771004797033,5.6489457413885784,0.11316021562327959,51.008876961808895,19.339345671405184,3.2279689950791877,4.8864638564598002E-2,22.61617930504897,42.811204224168932,5.3448713447462639,0.10706896853668521,48.263144537451886,18.298337289362525,3.0542121969978653,4.6234327322659523E-2,21.39878381368305]
["Statewide",2022,1,10,0.26856689536033496,5.2976317266618385E-6,1.6123226994188204E-6,0.25411033649016262,5.0124680439740482E-6,1.5255337525138408E-6,0.33006548975245281,1.8249189639279022E-3,2.3263513234471546E-6,0.31229855247890481,1.7266862744524515E-3,2.2011272714842554E-6,40.928120729304148,5.1097730989981258,0.1023594582316748,46.140253286533948,17.49347095688,2.9198703422846433,4.4200675145495937E-2,20.457541974310139,38.725020507384194,4.8347215684668639,9.6849599945307244E-2,43.656591675796363,16.551823281381957,2.7626980391239222,4.1821418158200854E-2,19.356342738664079]
["Statewide",2022,1,11,0.26751492719349534,5.2768810681392732E-6,1.6060072816076049E-6,0.25311499421428796,4.9928343627175146E-6,1.5195582843053307E-6,0.32877263350624253,1.8177708131681505E-3,2.3172390777481154E-6,0.31107528877279128,1.7199228980787336E-3,2.192505524497691E-6,40.767806554774076,5.0897582768708212,0.10195851942091708,45.959523351065812,17.424949575830855,2.9084333010690409,4.4027542477214195E-2,20.37741041937711,38.573335807826119,4.8157841146204543,9.6470243077898407E-2,43.485590165524471,16.486990304957938,2.751876636925974,4.1657604965456133E-2,19.280524546849367]
["Statewide",2022,1,12,0.27173286309192807,5.3600822050723369E-6,1.6313293667611461E-6,0.25710588486001185,5.0715569054719309E-6,1.5435173190566747E-6,0.33395642608124604,1.8464317961212229E-3,2.3537752291839392E-6,0.31598004545831643,1.747041102698005E-3,2.2270749889246306E-6,41.410596834074511,5.1700090291394245,0.10356611008409332,46.684171973298028,17.69969058230604,2.9542908737939566,4.4721729354494845E-2,20.698703185454495,39.181525636831239,4.891715087554414,9.7991299512683747E-2,44.171232023898341,16.746942409290771,2.7952657643168082,4.2314424789567984E-2,19.584522598397147]
["Statewide",2022,1,13,0.29527736230783713,5.8245105772557917E-6,1.7726771322082846E-6,0.27938301849638125,5.5109857850915675E-6,1.6772565432887381E-6,0.36289233292206741,2.0064172740694628E-3,2.5577198621862388E-6,0.34335837521896595,1.8984147989252389E-3,2.420041583888036E-6,44.998649282336359,5.6179683673944956,0.1125396739361945,50.729157323667053,19.233293644869573,3.2102676385111404,4.8596677381538535E-2,22.492157960762253,42.57643852715178,5.3155614369906692,0.10648182969107359,47.99848179383352,18.197993886605197,3.0374636782803823,4.5980790093872681E-2,21.28143835497945]
["Statewide",2022,1,14,0.32147771738479725,6.3413271868356225E-6,1.9299691438195375E-6,0.30417304719978999,5.9999829207505737E-6,1.8260817584893052E-6,0.39509225472762816,2.184449360926028E-3,2.7846697646539037E-6,0.37382502284502489,2.066863681787252E-3,2.6347751086774257E-6,48.991439586225894,6.116458210592878,0.12252546964477176,55.230423266463546,20.939889500564291,3.4951189774816447,5.2908725528424169E-2,24.487917203574362,46.354302832783084,5.7872183090043059,0.11593010478180674,52.257451246569197,19.81272621078632,3.3069818908596034,5.0060727064871087E-2,23.169768828710794]
["Statewide",2022,1,15,0.31827267275334858,6.2781058947916095E-6,1.9107278810235335E-6,0.30114052538182473,5.9401647373773309E-6,1.8078762244191877E-6,0.39115329335810334,2.1626710001927795E-3,2.7569073711910978E-6,0.37009808994181376,2.0462576180104606E-3,2.6085071238048276E-6,48.503008376404814,6.0554788005397828,0.1213039243324083,54.679791101277004,20.731124547979476,3.4602736003084473,5.2381240052630861E-2,24.243779388340556,45.892163152784903,5.7295213304292893,0.11477431344741242,51.736458796661609,19.61519876691613,3.2740121888167368,4.9561635352291723E-2,22.938772591085158]
["Statewide",2022,1,16,0.31421803876330928,6.198125979036117E-6,1.8863861675327314E-6,0.29730414634422608,5.8644900222274435E-6,1.7848447893735699E-6,0.38617019686777204,2.1351196579088329E-3,2.721785756011512E-6,0.36538322616747509,2.0201893237438277E-3,2.5752760532390077E-6,47.885104411603734,5.9783350421447317,0.11975857326450652,53.983198027012975,20.46702043399192,3.4161914526541324,5.171392936421873E-2,23.934925816010271,45.30752004476691,5.6565301064827178,0.11331214634251634,51.077362297592146,19.365310986876182,3.2323029179901241,4.8930245011541147E-2,22.646544149877847]
["Statewide",2022,1,17,0.32493003514929347,6.4094260792742272E-6,1.9506948936921562E-6,0.30743953180367267,6.0644161505012617E-6,1.8456918718916883E-6,0.3993351118086943,2.2079079489604222E-3,2.8145740608986821E-6,0.37783949320296989,2.0890595287139783E-3,2.6630697008722929E-6,49.517553864278092,6.1821422570891826,0.12384125867954202,55.823537380046815,21.164760925860797,3.5326527183366756,5.3476907157074961E-2,24.750890551354548,46.852097157168267,5.8493666803991395,0.11717506683838089,52.81863890440578,20.025493139757405,3.3424952459423651,5.0598324316573566E-2,23.418586710016346]
["Statewide",2022,1,18,0.34384467528507595,6.7825279001344308E-6,2.0642476217800444E-6,0.32533602482841906,6.4174344520185574E-6,1.9531322245273868E-6,0.42258097743011475,2.336433415337613E-3,2.9784144257112064E-6,0.39983406824967793,2.2106666592757842E-3,2.818090781103801E-6,52.400041201334226,6.542013562945316,0.13105023473129307,59.07310499901083,22.396791803796081,3.7382934645401806,5.6589874088512924E-2,26.191675142424774,49.579424462960063,6.189866645972196,0.12399599436856724,55.893287103300828,21.191205617232932,3.5370666548412548,5.3543724840972216E-2,24.781815996915157]
["Statewide",2022,1,19,0.29577405651807509,5.8343081474405886E-6,1.775659001394962E-6,0.2798529763917017,5.5202559665601531E-6,1.6800779028661337E-6,0.36350276414271149,2.0097923240074691E-3,2.5620222734413016E-6,0.34393594782959563,1.9016081749154824E-3,2.4241124027068495E-6,45.074342753696222,5.6274185072209137,0.11272898003141728,50.814490240948558,19.265646499563708,3.2156677184119506,4.8678423195384728E-2,22.529992641171042,42.648057530869856,5.3245028897633508,0.10666094571910138,48.079221366352307,18.228605234968569,3.0425730798647721,4.6058135651430139E-2,21.317236450484774]
["Statewide",2022,1,20,0.28988167013701582,5.7180775412961948E-6,1.7402844690901463E-6,0.27427776845696322,5.4102818820841796E-6,1.6466075293299678E-6,0.35626109202945427,1.969753406943033E-3,2.5109818768300678E-6,0.33708408421854913,1.8637244935544763E-3,2.3758194351760961E-6,44.17637541165233,5.5153095394404925,0.11048320258052298,49.80216815367335,18.881837877561075,3.1516054511088529,4.7708655659771289E-2,22.081151984329701,41.798426443100091,5.2184285819525336,0.10453605514774823,47.121391080200368,17.865456463583104,2.9819591896871622,4.5140569268345823E-2,20.892556222538612]
["Statewide",2022,1,21,0.29445567464167494,5.8083023299815801E-6,1.7677441873856985E-6,0.27860556106232875,5.4956500038023678E-6,1.6725891315920249E-6,0.36188248864624373,2.0008338852366987E-3,2.5506023275136504E-6,0.34240288936733881,1.8931319556576593E-3,2.4133071755827787E-6,44.873428592134225,5.6023348786627558,0.11222650241060061,50.587989973207577,19.179771898250916,3.2013342163787177,4.8461444222759359E-2,22.429567558852394,42.457958281550013,5.3007694758414461,0.10618551572564226,47.864913273117104,18.147353136468958,3.0290111290522548,4.5852836336072796E-2,21.222217101857286]
["Statewide",2022,1,22,0.28712412718261965,5.6636834692969568E-6,1.7237297515251608E-6,0.27166865996245743,5.3588157625527615E-6,1.6309439277334493E-6,0.35287210484793646,1.9510158316191212E-3,2.4870957843434458E-6,0.33387752120600467,1.8459955342045883E-3,2.3532190957296906E-6,43.756141001144123,5.4628443285335395,0.10943221451111161,49.328417544188774,18.702221556940632,3.1216253305905939,4.7254819902525474E-2,21.871101707433752,41.400812629544582,5.1687874957728477,0.10354164021210639,46.673141765529536,17.695508623918247,2.9535928547273413,4.4711162818864121E-2,20.693812641464451]
["Statewide",2022,1,23,0.28394453261747177,5.6009641939981558E-6,1.7046412764342215E-6,0.26866021827135483,5.2994725731056269E-6,1.6128829570321474E-6,0.34896442130431993,1.929410404741191E-3,2.4595538417122335E-6,0.33018018248958103,1.8255530955093861E-3,2.3271596951463838E-6,43.271588241735671,5.4023491332753348,0.10822036903533827,48.782157744046344,18.495114329128956,3.0870566475859054,4.6731522992532436E-2,21.628902499707397,40.942342628708047,5.1115486674262813,0.10239502658644088,46.156286322720774,17.499549671947793,2.920884952815018,4.4216034207781293E-2,20.464650658970594]
["Statewide",2022,1,24,0.28742733106885271,5.6696643349773681E-6,1.7255500149931122E-6,0.27195554283181644,5.3644746870769964E-6,1.6326662091103902E-6,0.35324473878358997,1.953076109827204E-3,2.4897221644900615E-6,0.33423009680788418,1.8479449106830889E-3,2.3557041017164197E-6,43.802347609165153,5.4686131075161715,0.10954777523756271,49.380508491918889,18.721971155530269,3.1249217757235264,4.7304721125311165E-2,21.894197652379106,41.444532004177638,5.1742457499126484,0.10365098047552247,46.72242873456581,17.714195130817863,2.9567118570929423,4.4758377932611976E-2,20.715665365843417]
["Statewide",2022,2,1,0.22948661682204374,4.5267514467470033E-6,1.3777069620534357E-6,0.21713369156089654,4.2830831096917838E-6,1.3035470333844561E-6,0.28203629666036761,1.559367465764196E-3,1.9878343309628144E-6,0.26685469983427507,1.475429020786435E-3,1.8808321481690006E-6,34.972500785885586,4.3662289041397484,8.7464710562363837E-2,39.426194400587697,14.947923722999484,2.4949879452227135,3.7768852288293471E-2,17.480680520510493,33.089982779450111,4.1312012582020179,8.2756614519436028E-2,37.303940652171562,14.143299091216578,2.3606864332582957,3.573581081521101E-2,16.539721335290086]
["Statewide",2022,2,2,0.22094785159026809,4.3583195425181523E-6,1.3264450781576986E-6,0.20905455543599993,4.1237176458216105E-6,1.2550445009022293E-6,0.27154225671428317,1.5013463363204923E-3,1.9138707556275361E-6,0.25692553854184208,1.4205310829497662E-3,1.8108499227303594E-6,33.671239832571111,4.2037697416973785,8.4210313247611593E-2,37.959219887516099,14.391739605857008,2.4021541381127878,3.6363544356923183E-2,16.83025728832672,31.858766779188418,3.9774870322593454,7.9677396600135814E-2,35.915931208047894,13.617053542717631,2.2728497327196262,3.4406148531876825E-2,15.924309423969135]
["Statewide",2022,2,3,0.22274524030690804,4.393774036928717E-6,1.3372355764565662E-6,0.21075519337566931,4.1572636772216069E-6,1.265254162632663E-6,0.27375122586603706,1.5135596388950534E-3,1.9294399031730451E-6,0.25901560215037228,1.4320869615055127E-3,1.8255810060842707E-6,33.945152007388593,4.23796698890615,8.4895355739613987E-2,38.268014352034356,14.508814970899964,2.4216954222320854,3.6659358160287855E-2,16.967169751292339,32.117934666646164,4.0098434922154356,8.0325564267707913E-2,36.208103723129312,13.72782691396973,2.2913391384088202,3.4686039115601142E-2,16.053852091494154]
["Statewide",2022,2,4,0.22106003706762392,4.3605324635980702E-6,1.3271185758776736E-6,0.20916070213498886,4.1258114486318556E-6,1.2556817452357821E-6,0.27168013131895802,1.5021086395255439E-3,1.9148425166235E-6,0.25705599156041081,1.4212523525004431E-3,1.8117693752687711E-6,33.688336283550797,4.2059041906715233,8.4253070731433996E-2,37.978493544953757,14.399046959904775,2.4033738232408703,3.6382007815846502E-2,16.838802790961491,31.87494295349094,3.9795065870012407,7.9717852511825935E-2,35.93416739300401,13.623967552701773,2.2740037640007089,3.4423618130106651E-2,15.932394934832589]
["Statewide",2022,2,5,0.21962732021243189,4.3322713249450539E-6,1.3185173597658861E-6,0.207805106309675,4.0990715652851836E-6,1.2475435198694038E-6,0.26991933950635927,1.4923732916321594E-3,1.9024321905193496E-6,0.2553899805675508,1.4120410439893267E-3,1.800027078668711E-6,33.469998098788551,4.1786452165700458,8.3707016382851385E-2,37.732350331741451,14.305724993837041,2.3877972666114551,3.6146211619867641E-2,16.729668472068365,31.668357590376299,3.9537149231701147,7.9201191461423279E-2,35.701273705007836,13.535668970080192,2.2592656703829226,3.4200514494705507E-2,15.82913515495782]
["Statewide",2022,2,6,0.24203829863672005,4.7743403676196916E-6,1.4530601118842541E-6,0.22900973490259546,4.5173446850426203E-6,1.3748440345781887E-6,0.29746216290430516,1.6446564666369923E-3,2.0965581614329949E-6,0.28145021450722063,1.5561270408518558E-3,1.9837035356056721E-6,36.885308200133842,4.6050381065835779,9.2248559103051769E-2,41.582594865820475,15.765494633928174,2.6314503466191876,3.98346050672269E-2,18.436779585614588,34.899826598895359,4.357155714385196,8.728295556664957E-2,39.344265268847202,14.916861368882694,2.4898032653629691,3.7690367176507769E-2,17.444355001422174]
["Statewide",2022,2,7,0.24627183059926083,4.8578491456114911E-6,1.4784758269252364E-6,0.23301538209935707,4.5963583089924631E-6,1.3988916592585758E-6,0.30266512285483771,1.6734234252469499E-3,2.1332294074206982E-6,0.28637310681679129,1.5833455166150995E-3,2.0184008226445161E-6,37.530475233999873,4.6855855906914599,9.3862093926510723E-2,42.309922918617843,16.041251511306399,2.6774774803951198,4.0531358740993263E-2,18.75926035044251,35.51026524528212,4.4333674465222783,8.8809636196358704E-2,40.032442328000755,15.177774661289938,2.5333528265841592,3.8349615630245804E-2,17.749477103504343]
["Statewide",2022,2,8,0.23950145362080968,4.7242996854876693E-6,1.4378303390614646E-6,0.22660944450287412,4.4699976188388549E-6,1.3604340579074775E-6,0.29434441083929697,1.6274185394834263E-3,2.0745837749315417E-6,0.27850028642591645,1.5398170058287064E-3,1.9629119978379317E-6,36.498706944072822,4.5567719105535938,9.1281686096987835E-2,41.146760540723406,15.60025377448274,2.6038696631734819,3.9417091723699289E-2,18.243540529379921,34.534035516813638,4.3114876163203784,8.6368127904868988E-2,38.931891261038885,14.760515180573572,2.4637072093259302,3.7295327958920703E-2,17.261517717858421]
["Statewide",2022,2,9,0.22530139424556231,4.4441955983258426E-6,1.3525812690556913E-6,0.21317375332737371,4.2049711205228089E-6,1.2797738192895504E-6,0.27689270836525798,1.5309287706754633E-3,1.9515815453517829E-6,0.2619879832917037,1.448521138604444E-3,1.846530796403494E-6,34.334695837291989,4.2866005578912976,8.5869587995478447E-2,38.707165983178761,14.675313543358673,2.4494860330807411,3.7080049361683874E-2,17.161879625801099,32.486509928171259,4.0558591880924437,8.1247355041753733E-2,36.623616471305454,13.885363114460295,2.3176338217671106,3.5084085131666387E-2,16.238081021359072]
["Statewide",2022,2,10,0.21303389616392213,4.2022123600087551E-6,1.2789341965244037E-6,0.20156659652855996,3.9760134821242522E-6,1.2100910597769466E-6,0.26181610051706722,1.4475708055804073E-3,1.8453193406994965E-6,0.24772292695148063,1.3696502095161068E-3,1.7459885291067368E-6,32.465196464116332,4.0531982556251407,8.1194050990777852E-2,36.599588770732254,13.876253327404562,2.3161132889286518,3.5061067473290436E-2,16.227427683806503,30.717642941983598,3.8350205866450988,7.6823495280696416E-2,34.629487023909398,13.129315128428473,2.1914403352257708,3.3173782053027998E-2,15.353929245707272]
["Statewide",2022,2,11,0.20602234473773615,4.0639055994579169E-6,1.2368408346176268E-6,0.19493246654825955,3.845151569991397E-6,1.1702635213017296E-6,0.25319898800100848,1.3999271332393512E-3,1.7845846328054328E-6,0.23956966086076836,1.3245711256105149E-3,1.6885230807353526E-6,31.396674512125053,3.9197959730701832,7.8521723843439042E-2,35.394992209038676,13.419546364053449,2.2398834131829619,3.3907108023303226E-2,15.693336885259715,29.706637946735277,3.7087991517094419,7.4295015552355514E-2,33.489732113997078,12.697192025620723,2.119313800976824,3.2081938533971698E-2,14.848587765131519]
["Statewide",2022,2,12,0.20250425807085007,3.9945093787560476E-6,1.2157202457083623E-6,0.19160375328475579,3.779490845239608E-6,1.1502798224642286E-6,0.2488753017285833,1.3760216438210506E-3,1.7541106402363511E-6,0.23547871222731992,1.3019524333405834E-3,1.659689458126958E-6,30.860537414344329,3.8528606026989416,7.7180868170399444E-2,34.790578885213669,13.190390991614915,2.2016346301136811,3.3328102164490669E-2,15.425353723893087,29.199360316187668,3.6454668133536332,7.302633615758615E-2,32.91785346569889,12.480371748047956,2.0831238933449332,3.1534099704412205E-2,14.595029741097301]
["Statewide",2022,2,13,0.21492755689828696,4.2395658736368775E-6,1.2903026571938324E-6,0.20335832430558934,4.0113563113452437E-6,1.2208475730181177E-6,0.26414338682268029,1.4604382789923907E-3,1.8617224053796723E-6,0.24992493887642325,1.3818250458603638E-3,1.7615086410689981E-6,32.75377996601236,4.0892271811786935,8.1915785836705585E-2,36.924922933027759,13.999599501602056,2.3367012463878249,3.5372725702213774E-2,16.371673473692095,30.990692420676485,3.8691101284090186,7.7506380207035916E-2,34.937308929292534,13.246021760450432,2.2109200733765819,3.3468664180310963E-2,15.490410498007325]
["Statewide",2022,2,14,0.21868274733575435,4.3136390983896655E-6,1.3128466821185938E-6,0.20691137839428925,4.0814422839353791E-6,1.2421780864151155E-6,0.26875847078227783,1.4859548946322312E-3,1.8942502127711136E-6,0.25429159969040865,1.4059681398095657E-3,1.7922855246846665E-6,33.326050377002453,4.1606737049702476,8.3347009361929E-2,37.570071091334633,14.244198951460724,2.37752783141157,3.599075404265116E-2,16.657717536914944,31.532158361610673,3.9367107914667838,7.8860563086125324E-2,35.54772971616358,13.477454783591659,2.2495490236953053,3.4053424969008664E-2,15.761057232255974]
["Statewide",2022,2,15,0.22507931501529801,4.4398149617082794E-6,1.3512480318242591E-6,0.21296362829370483,4.2008262870970927E-6,1.2785123482469415E-6,0.2766197756577376,1.5294197365919434E-3,1.9496578744892878E-6,0.26172974214826672,1.4470933335943596E-3,1.844710673899158E-6,34.300852181559463,4.2823752624574416,8.5784946477528656E-2,38.669012390494437,14.660848109860092,2.4470715785471095,3.7043499615296467E-2,17.144963188022498,32.454488026385071,4.0518613340642071,8.1167269651562957E-2,36.587516630100843,13.871676333858137,2.3153493337509752,3.5049502804084004E-2,16.222075170413198]
["Statewide",2022,2,16,0.24178348061901239,4.7693139401691978E-6,1.4515303296167124E-6,0.22876863336200323,4.5125888227496344E-6,1.3733965982281498E-6,0.29714899462010697,1.6429249716504589E-3,2.094350904161256E-6,0.28115390360870551,1.554488749680233E-3,1.981615091729187E-6,36.846475332893263,4.6001899206212853,9.2151439783095271E-2,41.53881669329764,15.748896714865669,2.6286799546407345,3.9792667179063865E-2,18.417369336685468,34.863084047479482,4.3525684991046525,8.7191064036084232E-2,39.302843610620222,14.901156891261392,2.4871819994883726,3.7650686742854551E-2,17.425989577492619]
["Statewide",2022,2,17,0.26138660328887842,5.1559964628166409E-6,1.5692163147702821E-6,0.2473165489240241,4.8784567969575931E-6,1.4847477208131807E-6,0.32124099700940201,1.7761286945607063E-3,2.2641549684542637E-6,0.303949069132184,1.6805223131432616E-3,2.1422788543161605E-6,39.833883629165847,4.9731603447699779,9.9622818611987601E-2,44.906666792547817,17.025772841498306,2.8418059112971301,4.3018944400631011E-2,19.910597697196067,37.689684572390817,4.7054624768011326,9.4260269589911058E-2,42.489407318781858,16.109300664005751,2.6888357010292188,4.0703298232007051E-2,18.838839663266977]
["Statewide",2022,2,18,0.32078572954349455,6.3276773409094118E-6,1.9258148428854731E-6,0.30351830804080093,5.9870678258477024E-6,1.8221510774319095E-6,0.394241809979269,2.1797472857402293E-3,2.7786757018776109E-6,0.37302035627998947,2.0624147123561457E-3,2.6291036974374689E-6,48.885984437429357,6.1032924000726423,0.12226173088261488,55.11153856838461,20.894815928901256,3.4875956571843671,5.2794838335674603E-2,24.435206424421299,46.254524178718697,5.7747611945972075,0.11568056268724863,52.144965936003146,19.770078882839442,3.299863539769833,4.9952970251311908E-2,23.119895392860588]
["Statewide",2022,2,19,0.31100145564379555,6.134677083882759E-6,1.8670756342251877E-6,0.29426070713794733,5.8044564872836945E-6,1.7665737135211245E-6,0.38221705483495627,2.1132628928523089E-3,2.6939234150963416E-6,0.36164287592511019,1.9995090760325527E-3,2.548913500937622E-6,47.394914799534575,5.9171360999864646,0.11853263026423903,53.430583529785281,20.257503906252683,3.3812206285636943,5.1184544886830489E-2,23.689909079703206,44.843716614713664,5.5986254128911472,0.11215219404125537,50.554494221646067,19.167072424030838,3.1992145216520842,4.8429356517814819E-2,22.414716302200738]
["Statewide",2022,2,20,0.28305110426082791,5.5833408216115274E-6,1.6992776413600304E-6,0.26781488184211244,5.2827978407963857E-6,1.6078080385032479E-6,0.34786640858127477,1.9233395360707885E-3,2.4518148825337578E-6,0.32914127416787914,1.8198090127230333E-3,2.3198373126975431E-6,43.135434664078069,5.3853507009982078,0.10787985483148534,48.628665219907766,18.436919654807564,3.0773432577132618,4.6584482768141394E-2,21.56084739528897,40.813517996817012,5.0954652356244932,0.1020728417586919,46.011056074200198,17.444487530897593,2.9116944203568531,4.4076908941253316E-2,20.400258860195699]
["Statewide",2022,2,21,0.27118480426306829,5.3492714391514326E-6,1.6280391336547839E-6,0.25658732722754152,5.0613280670955872E-6,1.5404041943334397E-6,0.33328286836104359,1.8427077222781217E-3,2.3490278928447593E-6,0.31534274435425985,1.743517490243406E-3,2.2225831946811055E-6,41.327075676769404,5.1595816223787407,0.10335722728516941,46.590014526433315,17.663992023135311,2.948332355644995,4.4631529964050426E-2,20.656955908744358,39.102500299928224,4.8818489726815368,9.7793660565968638E-2,44.082142933175732,16.713165450775772,2.7896279843894494,4.2229080698941004E-2,19.545022515864165]
["Statewide",2022,2,22,0.2596260586200832,5.1212687377889476E-6,1.5586470071531581E-6,0.24565077177158215,4.8455984140192016E-6,1.4747473433971483E-6,0.31907730875006796,1.7641657482392102E-3,2.2489049674638421E-6,0.30190184901258765,1.669203314533658E-3,2.1278497383301709E-6,39.565586285008429,4.939664095069789,9.8951818568409053E-2,44.604202198646625,16.911097363753601,2.8226651971827366,4.2729194381813003E-2,19.776491755318151,37.43582927756087,4.6737692806942421,9.3625388486527517E-2,42.203223946741645,16.000797997667146,2.6707253032538527,4.0429145028273245E-2,18.711952445949272]
["Statewide",2022,2,23,0.25248492337897549,4.9804058642508021E-6,1.5157756978154617E-6,0.23889403328151268,4.7123179806816389E-6,1.4341837332509337E-6,0.31030093928136521,1.7156415505417005E-3,2.1870477925623089E-6,0.29359789853551255,1.6232911026495926E-3,2.0693222436906327E-6,38.477316470889285,4.8037963415167617,9.6230102872741585E-2,43.377342915278788,16.445949781912358,2.7450264808667209,4.1553908058683871E-2,19.232530170837762,36.406139418403555,4.5452150874188595,9.1050178722387839E-2,41.042404684544806,15.560688622382164,2.5972657642393484,3.931712263012202E-2,18.197271509251635]
["Statewide",2022,2,24,0.25733855922486665,5.0761465370256712E-6,1.5449141634425955E-6,0.2434864050864789,4.8029050746046432E-6,1.4617537183579349E-6,0.31626599945903422,1.7486221309936693E-3,2.2290904358243161E-6,0.29924186834384581,1.6544963872214169E-3,2.1091017936307345E-6,39.216983932920243,4.8961419667822739,9.8079979176269913E-2,44.211205878878786,16.762097971328814,2.7977954095898707,4.2352718280662005E-2,19.602246099199345,37.105991674636883,4.6325898842199678,9.2800478919752322E-2,41.831382037776606,15.859819022223828,2.647194219554267,4.0072934078983956E-2,18.547086175857082]
["Statewide",2022,3,1,0.24939906212700441,4.9195355308071191E-6,1.4972499441586886E-6,0.23597427937793405,4.6547242072834332E-6,1.4166551935210448E-6,0.30650845285420009,1.6946730439384699E-3,2.1603177765718218E-6,0.29000955604509387,1.6034512997524627E-3,2.0440310649375074E-6,38.007048153920813,4.7450845230277157,9.5053982169160153E-2,42.847186659117689,16.244948001272604,2.7114768703015519,4.1046037754864616E-2,18.997470909329021,35.96118494959164,4.4896636393068956,8.9937366857250317E-2,40.540785955755787,15.370506470389975,2.5655220796039404,3.883659023381264E-2,17.974865140227728]
["Statewide",2022,3,2,0.24056028791178186,4.7451857821363479E-6,1.4441869771719322E-6,0.22761128330957167,4.4897594477874337E-6,1.3664485275874799E-6,0.29564570546962554,1.634613345733317E-3,2.0837554956337876E-6,0.27973153429040837,1.5466245262965147E-3,1.9715900183762206E-6,36.660067478233564,4.5769173680532873,9.1685241807886661E-2,41.328670088094739,15.669222389890153,2.6153813531733072,3.9591354417041966E-2,18.324195097480501,34.686710252010634,4.3305486736302417,8.6749960808553711E-2,39.104008886449428,14.825771317391643,2.4745992420744236,3.746021034914819E-2,17.337830769815216]
["Statewide",2022,3,3,0.25891752896738102,5.1072925954114604E-6,1.554393398603488E-6,0.24498038122244226,4.8323745867205587E-6,1.470722700306257E-6,0.31820653431411405,1.7593512710193479E-3,2.2427676179850325E-6,0.30107794707698088,1.6646479935037821E-3,2.1220427532990278E-6,39.45761025495014,4.9261835588541745,9.8681775191341428E-2,44.482475588995662,16.864946318648045,2.8149620336309567,4.2612584741715615E-2,19.722520937020715,37.333665437545626,4.66101438181059,9.3369881145157221E-2,42.088049700501372,15.957131195079986,2.6634367896060511,4.0318812312681529E-2,18.660886796998717]
["Statewide",2022,3,4,0.2610054643886508,5.1484782855394234E-6,1.5669281738598246E-6,0.24695592616723799,4.8713433120467179E-6,1.4825827471446533E-6,0.32077258187730412,1.7735388459273415E-3,2.2608535079977466E-6,0.30350586809404118,1.6780718722324414E-3,2.139155106594428E-6,39.775800152785713,4.9659087685965559,9.9477554351900851E-2,44.841186475734169,17.000946839497118,2.8376621534837465,4.2956216651957188E-2,19.881565209632825,37.634727643661108,4.6986012422508363,9.412282469015483E-2,42.427451710602099,16.085811008984184,2.6849149955719063,4.0643947025294135E-2,18.811369951581383]
["Statewide",2022,3,5,0.27484241943680265,5.4214199374326417E-6,1.6499973722621085E-6,0.26004805838467893,5.1295929183941811E-6,1.561180453424316E-6,0.33777803349308594,1.8675613114903836E-3,2.3807104942638991E-6,0.31959594139386355,1.767033247497265E-3,2.2525603685122271E-6,41.884476153142657,5.2291716721730745,0.10475126174761157,47.218399087063339,17.902235775133555,2.9880980983846137,4.5233499391014086E-2,20.935567372909183,39.629896732839079,4.9476930929923419,9.9112656214537992E-2,44.676702482045961,16.938584893874769,2.827253195995624,4.2798647001732318E-2,19.808636736872124]
["Statewide",2022,3,6,0.29355483020682371,5.790532671318134E-6,1.7623360304011714E-6,0.27775320775140339,5.4788368595902896E-6,1.6674720877013924E-6,0.36077536165212554,1.9947126241240689E-3,2.5427991295788328E-6,0.34135535738229933,1.8873401929797333E-3,2.4059240122548658E-6,44.736144844863567,5.5851953475473932,0.11188316170146864,50.433223354112428,19.121094167562653,3.1915401985985103,4.8313183461997825E-2,22.360947549623159,42.328064315405115,5.2845525403432534,0.1058606565392141,47.718477512287585,18.091833941261864,3.019744308767573,4.5712556232842448E-2,21.157290806262282]
["Statewide",2022,3,7,0.30628554846641753,6.0416531858727294E-6,1.8387640130917003E-6,0.28979865027091589,5.7164399281570027E-6,1.7397860650912617E-6,0.37642126153720096,2.0812181822465062E-3,2.6530737903180245E-6,0.35615906161082544,1.9691892848168668E-3,2.5102627510602486E-6,46.676236430612917,5.827410910290217,0.11673524677399308,52.620382587677128,19.950326861471652,3.3299490915944099,5.0408402016042464E-2,23.330684355082106,44.163723639742358,5.5137299974872267,0.11045156104665094,49.787905198276235,18.876430265373749,3.1507028557069869,4.7694992270144725E-2,22.074828113350883]
["Statewide",2022,3,8,0.28264562357599621,5.5753424890633895E-6,1.6968433662366838E-6,0.26743122758299537,5.2752300466628582E-6,1.6055047968104351E-6,0.34736807768816685,1.9205842843847494E-3,2.4483025712843579E-6,0.32866976768990769,1.8172020721612969E-3,2.316514063969342E-6,43.073641633332691,5.3776359962772986,0.10772531313651175,48.559002942746503,18.410508117472844,3.0729348550155988,4.6517748854402803E-2,21.529960721342846,40.755051193548553,5.0881658020516314,0.10192661881465105,45.945143614414839,17.419497687565109,2.9075233154580751,4.4013767215417499E-2,20.371034770238602]
["Statewide",2022,3,9,0.2959267395437703,5.8373199052373205E-6,1.7765756233330979E-6,0.27999744071588317,5.523105605887918E-6,1.6809451844006708E-6,0.36369040974804701,2.0108298090954478E-3,2.5633448279520406E-6,0.34411349274945158,1.9025898137152164E-3,2.4253637660638245E-6,45.097610808757828,5.6303234654672538,0.11278717242988978,50.840721446654975,19.275591716646492,3.2173276945527163,4.8703551731088771E-2,22.541622962930294,42.670073100931994,5.3272514784026059,0.10671600570680828,48.10404058504141,18.238015115720934,3.0441437019443462,4.6081911555212664E-2,21.328240729220493]
["Statewide",2022,3,10,0.2721056340615336,5.3674353202532348E-6,1.6335672713814194E-6,0.25745859011950833,5.0785142133350697E-6,1.5456347605802387E-6,0.33441455712708201,1.8489647844507123E-3,2.3570042058503334E-6,0.31641351598735457,1.7494377440110331E-3,2.230130154551487E-6,41.467405083758166,5.1771013964619943,0.10370818505741466,46.748214665277573,17.723971527735348,2.9583436551211397,4.4783079911156334E-2,20.727098262767644,39.235275982431965,4.8984256832308928,9.8125726800265434E-2,44.231827392463117,16.769916347329794,2.799100390417653,4.237247293647825E-2,19.611389210683924]
["Statewide",2022,3,11,0.26424390243246243,5.2123582812578343E-6,1.5863699116871671E-6,0.25002004387955473,4.9317847420495352E-6,1.5009779649715978E-6,0.32475258334967294,1.7955441157567751E-3,2.2889051582914836E-6,0.30727163197204282,1.6988926309242814E-3,2.1656967780304481E-6,40.269320335359446,5.02752352411897,0.10071182696482528,45.397555686443241,17.211886917532667,2.87287058521084,4.3489198007538192E-2,20.128246700751045,38.10168236453331,4.7568993665879882,9.5290658233339723E-2,42.953872389354636,16.28539649451827,2.7182282094788501,4.1148238782578513E-2,19.044772942779698]
["Statewide",2022,3,12,0.25292200225291628,4.9890274886938883E-6,1.518399670472053E-6,0.23930758484594067,4.7204755158290176E-6,1.4366664613392665E-6,0.31083810396949313,1.7186115127357253E-3,2.1908338102525334E-6,0.29410614844273841,1.626101196170144E-3,2.0729044656466555E-6,38.543924892217149,4.812112235660031,9.6396687651111465E-2,43.452433815528288,16.474419510383136,2.7497784203771602,4.1625842394798135E-2,19.265823773155095,36.469162406899564,4.5530833492764033,9.1207796488452841E-2,41.113453552664424,15.587625867465135,2.6017619138722301,3.9385184847286453E-2,18.228772966184653]
["Statewide",2022,3,13,0.25911086970291447,5.1111063491998559E-6,1.5555541062782172E-6,0.24516331471205849,4.8359830517815992E-6,1.4718209288030956E-6,0.31844414775666929,1.7606650262917592E-3,2.2444423533442844E-6,0.30130277013926227,1.6658910312724179E-3,2.1236273401301804E-6,39.487074321826995,4.9298620736169259,9.8755463547148509E-2,44.515691858991069,16.877539831103473,2.8170640420668147,4.2644404713541403E-2,19.737248277883829,37.361543497268521,4.6644948875627703,9.3439602965727939E-2,42.119477987797019,15.969046817380899,2.6654256500358686,4.0348919462473432E-2,18.674821386879241]
["Statewide",2022,3,14,0.26831081751056574,5.292580448321622E-6,1.6107853538370155E-6,0.25386804293240589,5.0076886684779886E-6,1.5240791599715619E-6,0.32975077314977758,1.8231789083500963E-3,2.3241331533934076E-6,0.31200077660560688,1.7250398834935264E-3,2.1990285022446819E-6,40.889095870572419,5.1049009433802697,0.10226185874930993,46.096258672702,17.476790976938211,2.917086253360154,4.4158529914474748E-2,20.438035760212841,38.68809629909525,4.8301116737818743,9.6757254098765996E-2,43.61496522697589,16.536041160097163,2.7600638135896425,4.1781541542648952E-2,19.337886515229453]
["Statewide",2022,3,15,0.27434988922309994,5.4117045044007699E-6,1.6470405013393649E-6,0.25958204034411719,5.1204004527570277E-6,1.5583827464912694E-6,0.33717271977418711,1.8642145560159697E-3,2.3764441519325117E-6,0.31902321081742702,1.7638666429214756E-3,2.2485236770802601E-6,41.8094172519992,5.2198007568447151,0.10456354268503051,47.133781551528941,17.870154148031919,2.9827432896255517,4.5152438886717723E-2,20.898049876544189,39.55887814136095,4.938826600180132,9.8935041791531453E-2,44.59663978333262,16.908230173323631,2.8221866286743609,4.272194986452494E-2,19.773138751862515]
["Statewide",2022,3,16,0.29054644091266701,5.7311905154299665E-6,1.7442753742612942E-6,0.27490675560470124,5.4226890042093723E-6,1.6503836099767654E-6,0.35707808733091922,1.9742705414674622E-3,2.5167401828627241E-6,0.33785710187095785,1.867998477406559E-3,2.3812677801093329E-6,44.277682829033985,5.5279575161088941,0.11073656804595985,49.916376913188834,18.925138628538718,3.1588328663479395,4.7818063474391756E-2,22.131789558361049,41.894280631998775,5.2303957367383651,0.10477578232481065,47.229452151061949,17.906426399160765,2.9887975638504942,4.5244087822077325E-2,20.940468050833335]
["Statewide",2022,3,17,0.30333806939863212,5.9835125181548354E-6,1.8210690272645153E-6,0.28700982964316224,5.6614288866146923E-6,1.7230435741870803E-6,0.37279884515286432,2.0611899861452507E-3,2.6275424536245144E-6,0.35273163454429801,1.9502391768977481E-3,2.4861057284699299E-6,46.227056798955175,5.7713319612067018,0.11561186795947863,52.114000628121353,19.75833879310181,3.2979039778324011,4.9923306618865772E-2,23.106166077553077,43.738722683492952,5.4606696953136948,0.10938865205267692,49.308781030859329,18.694776630847795,3.120382683036397,4.723600884092867E-2,21.862395322725121]
["Statewide",2022,3,18,0.33208824836232054,6.5506258253287923E-6,1.9936687294478933E-6,0.31421242898368484,6.1980153230057899E-6,1.8863524896104579E-6,0.40813246989983304,2.2565481919165228E-3,2.8765791667748172E-6,0.38616330251596942,2.135081539311951E-3,2.7217371635808028E-6,50.608426267579297,6.3183349373662638,0.12656948333809195,57.053330688283658,21.631020904691152,3.6104771070664365,5.465500416872153E-2,25.296153015926311,47.884249511980208,5.9782283100734626,0.11975643519755533,53.982234257251228,20.466655033346377,3.4161304628991216,5.1713006108035253E-2,23.934498502353534]
["Statewide",2022,3,19,0.3613069678407505,7.1269813553492799E-6,2.1690812820628246E-6,0.34185834799583159,6.743346487053281E-6,2.0523228438857815E-6,0.44404192531371822,2.4550901425405371E-3,3.1296744212620751E-6,0.42013980504118925,2.3229362703010067E-3,2.961208674749484E-6,55.061198738901062,6.8742523991135043,0.13770567453553131,62.073156812550096,23.534222041627064,3.9281442280648595,5.9463814003979425E-2,27.521830083695903,52.097335825107464,6.5042215568428183,0.1302931816889773,58.731850563639263,22.267409667183031,3.7166980324816108,5.6262964820240194E-2,26.040370664484882]
["Statewide",2022,3,20,0.34558815540522581,6.816919017427266E-6,2.0747144835648206E-6,0.32698565599163731,6.4499743463187453E-6,1.9630356706187488E-6,0.42472369356405537,2.3482804076120104E-3,2.9935166120006691E-6,0.40186144514238098,2.2218759454731923E-3,2.8323800390356227E-6,52.665738001942863,6.5751851413136295,0.13171473092802943,59.372637874184527,22.510355758894935,3.7572486521792166,5.6876815628012715E-2,26.324481226702165,49.830819197655245,6.2212526473249383,0.1246247217175674,56.17669656669775,21.298656592546191,3.5550015127571077,5.3815220741676828E-2,24.907473326044975]
["Statewide",2022,3,21,0.31036552468369882,6.1221329911878839E-6,1.8632578668832691E-6,0.29365900740113549,5.7925876245506996E-6,1.762961450950213E-6,0.38143550332053205,2.1089417256165916E-3,2.6884149222172878E-6,0.36090339417309358,1.995420510839791E-3,2.5437015220853069E-6,47.298002411745976,5.9050368317264565,0.11829025657756066,53.321329500049991,20.2160816759882,3.3743067609865465,5.1079883522128465E-2,23.641468320496873,44.752020877463607,5.5871774303514146,0.11192286697175351,50.451121174786778,19.127879891173961,3.1926728173436656,4.833032891962083E-2,22.36888303743725]
["Statewide",2022,3,22,0.29565049782060548,5.8318708832537952E-6,1.7749172253381117E-6,0.27973606867622114,5.5179498967007596E-6,1.6793760555176225E-6,0.36335091198707342,2.0089527394791229E-3,2.5609519965592752E-6,0.34379226965096471,1.9008137839808747E-3,2.423099737246855E-6,45.055513086397106,5.6250676705415446,0.11268188784860811,50.793262644787262,19.257598335314892,3.2143243831665966,4.8658087934626226E-2,22.520580806416113,42.630241436719622,5.3222785951464493,0.10661638843886162,48.059136420304931,18.220990291501131,3.0413020543693996,4.6038895007690248E-2,21.308331240878221]
["Statewide",2022,3,23,0.28232435147665269,5.5690052178070421E-6,1.6949146315064913E-6,0.26712724908572172,5.2692339013478548E-6,1.6036798830189125E-6,0.34697323813554315,1.9184012322037043E-3,2.4455196826022228E-6,0.32829618176658593,1.8151365304512634E-3,2.3138809740701447E-6,43.024681528807349,5.3715234501703719,0.1076028660344978,48.503807845012219,18.389581621183787,3.0694419715259267,4.6464873969442232E-2,21.505488466679154,40.708726539056656,5.0823822852635372,0.10181076285908637,45.892919587179279,17.399697633629053,2.9042184487220215,4.3963738507332747E-2,20.347879820858406]
["Statewide",2022,3,24,0.25756327442321286,5.0805791695831003E-6,1.5462632255252915E-6,0.24369902419796544,4.8070991051056645E-6,1.4630301624234631E-6,0.31654217173967752,1.7501490765481265E-3,2.2310369396864916E-6,0.29950317467897464,1.6559411395544426E-3,2.1109435200681394E-6,39.251229295720016,4.9004174143347541,9.8165625346205626E-2,44.249812335400975,16.77673510220291,2.8002385224770023,4.2389701854043338E-2,19.619363326533957,37.138393660192854,4.6366351907524397,9.2881514882998131E-2,41.867910365828287,15.873668257985656,2.6495058232871083,4.010792688129465E-2,18.563282008154058]
["Statewide",2022,4,1,0.12869873085397301,2.5386542106701365E-6,7.7263389020395456E-7,0.12177106846799411,2.402002208202285E-6,7.3104415032243456E-7,0.15816919495175241,8.7451118744084747E-4,1.1148003272942772E-6,0.14965518105886411,8.2743754328637844E-4,1.0547922740366555E-6,19.612980174017299,2.448631324834373,4.9051214400948194E-2,22.110662713252619,8.3829673324428775,1.3992178999053559,2.1181206218591268E-2,9.8033664385668242,18.55724245129915,2.3168251212018598,4.6410860057612843E-2,20.920478432558621,7.931724596119798,1.3239000692582055,2.0041053206696455E-2,9.2756657185847011]
["Statewide",2022,4,2,0.11722521211049038,2.3123326574110448E-6,7.037534174729267E-7,0.11091515227355475,2.1878632095126579E-6,6.6587141159080898E-7,0.14406837817695772,7.9654833237685694E-4,1.015415645210937E-6,0.13631339040137561,7.5367131343342562E-4,9.6075732243816713E-7,17.864478893942756,2.2303353306551994,4.4678288389281229E-2,20.139492512987236,7.6356240433787592,1.2744773318029712,1.9292897259007801E-2,8.9293942724407387,16.902860409770575,2.1102796776135917,4.2273322187279354E-2,19.055413409571447,7.2246096912729074,1.2058741014934811,1.8254389126325175E-2,8.448738181892713]
["Statewide",2022,4,3,0.13568906694338115,2.6765424868763003E-6,8.145998873101784E-7,0.12838512510172609,2.532468162383962E-6,7.7075117985598845E-7,0.1667602340736408,9.2201070102264902E-4,1.1753512659761143E-6,0.15778377724766166,8.7238022828557097E-4,1.1120838452207832E-6,20.67826902513146,2.5816299628634174,5.1715455702949033E-2,23.311614443697827,8.8382924059029619,1.4752171216362384,2.2331674053546174E-2,10.335841201592746,19.565188378710044,2.4426646391995988,4.893168918971446E-2,22.056784707099357,8.3625401941260673,1.3958083652569135,2.112959305919488E-2,9.7794781524421754]
["Statewide",2022,4,4,0.15381251159019332,3.0340375356556141E-6,9.2340272824301308E-7,0.14553301152079981,2.8707197812850731E-6,8.7369732473893537E-7,0.18903372993889109,1.0451599736956275E-3,1.3323382221792043E-6,0.17885832376441349,9.8890055770094079E-4,1.2606204256947495E-6,23.440182512422496,2.9264479263477572,5.862288177588499E-2,26.425253320546137,10.018787686761227,1.6722559579130041,2.5314426221404882E-2,11.716358070895636,22.178432146787273,2.7689215615626344,5.5467298730568979E-2,25.002821007080478,9.4794911595139144,1.5822408923215052,2.395178808820024E-2,11.08568383992362]
["Statewide",2022,4,5,0.17846469309902752,3.520315558557146E-6,1.0714003873869575E-6,0.16885820255010198,3.3308221772318569E-6,1.013728488722739E-6,0.21933096501793004,1.2126721813238378E-3,1.5458777018011814E-6,0.20752470347709787,1.1473958308786088E-3,1.4626653908713805E-6,27.197039662223325,3.3954821077067461,6.801861887925198E-2,30.660540388809324,11.624541145950293,1.9402754901181405,2.9371676334222444E-2,13.594188312402654,25.733063231160134,3.2127083264601048,6.4357277198340737E-2,29.01012883481858,10.998809284286187,1.835833329405774,2.7790642426556229E-2,12.862433256118518]
["Statewide",2022,4,6,0.21637016751706115,4.2680221722919435E-6,1.2989632698279828E-6,0.20472328132782081,4.0382808495196211E-6,1.2290419976798848E-6,0.26591633795192848,1.4702408552638726E-3,1.874218432180375E-6,0.25160245466789638,1.3910999639453895E-3,1.7733320252238334E-6,32.973625906039132,4.1166743947388431,8.2465611015936496E-2,37.17276591179391,14.09356591145221,2.3523853684221963,3.5610150211427126E-2,16.481561430085833,31.198704378819151,3.8950798990470905,7.8026609109848669E-2,35.17181088697609,13.334930097398509,2.2257599423126231,3.3693308479252837E-2,15.594383348190384]
["Statewide",2022,4,7,0.23850864269988367,4.7047159366186308E-6,1.4318700676665399E-6,0.22567007512583631,4.4514680342146097E-6,1.3547946191087942E-6,0.29312425813802168,1.6206723637317139E-3,2.0659839547760074E-6,0.27734581274041459,1.5334339667427109E-3,1.9547750932855459E-6,36.347408009114687,4.5378826184487986,9.0903294010144325E-2,40.976193921573632,15.535585681315149,2.5930757819707422,3.9253695140744137E-2,18.167915158426634,34.390880779811411,4.2936151068795905,8.6010104104564014E-2,38.77050599079557,14.699328075241974,2.4534943467883377,3.7140726772425373E-2,17.189963148802736]
["Statewide",2022,4,8,0.21152528370628793,4.1724541382886982E-6,1.2698773464356908E-6,0.200139190448863,3.9478571014784288E-6,1.2015217265369133E-6,0.25996203392033496,1.4373197451157112E-3,1.8322515998572106E-6,0.24596866201819953,1.3599509484788521E-3,1.7336242054318318E-6,32.235292206121535,4.0244952863239911,8.0619070393717268E-2,36.340406562839242,13.777987797777753,2.2997115921851377,3.4812780397287003E-2,16.11251217036018,30.500114090256741,3.8078626557407858,7.6279465039000599E-2,34.384256211036529,13.036339086964576,2.1759215175661635,3.2938859903204804E-2,15.245199464433943]
["Statewide",2022,4,9,0.21063669118909342,4.1549261555310015E-6,1.2645427429876963E-6,0.19929842955298274,3.9312726241154393E-6,1.1964742769046991E-6,0.25886996438590981,1.4312817360987882E-3,1.8245545291679615E-6,0.24493537697206197,1.3542379565594188E-3,1.7263414566767799E-6,32.099875583852814,4.0075888610766066,8.0280399283390314E-2,36.187744844212808,13.72010811245322,2.290050777758061,3.4666536054191267E-2,16.044825426265472,30.371986744535683,3.7918662783663728,7.5959024093778318E-2,34.23981204699583,12.981574979519284,2.1667807304950699,3.2800487676858815E-2,15.181156197691212]
["Statewide",2022,4,10,0.20921327807543597,4.1268485383662322E-6,1.2559973812418968E-6,0.1979516366625533,3.90470638356666E-6,1.1883888993463748E-6,0.2571206067599483,1.4216096073685069E-3,1.8122247929347366E-6,0.24328018468047929,1.3450864642173327E-3,1.7146754119140548E-6,31.882955238233588,3.9805069006318194,7.9737890889128415E-2,35.943200029754536,13.62739215827726,2.2745753717896111,3.4432271065759995E-2,15.936399801132632,30.166742900379433,3.7662420998085313,7.5445718124218408E-2,34.008430718312184,12.893849788065403,2.1521383427477323,3.2578832826367039E-2,15.078566963639503]
["Statewide",2022,4,11,0.19296586912749511,3.8063593395646543E-6,1.1584571903022863E-6,0.18257880171461544,3.6014686444563931E-6,1.0960991526606415E-6,0.23715273624331087,1.3112080455378592E-3,1.6714882317218698E-6,0.22438715510895704,1.240627655218609E-3,1.5815144916960681E-6,29.406939294170549,3.6713825275060059,7.3545482195762277E-2,33.151867303872315,12.569095020895476,2.0979328728605746,3.175827640271553E-2,14.698786170158767,27.824007233510674,3.473757434612105,6.9586637634626997E-2,31.367351305757403,11.892519220774723,1.9850042483497743,3.0048775342225293E-2,13.907572244466722]
["Statewide",2022,4,12,0.17798045099118243,3.5107636130336153E-6,1.06849327353197E-6,0.1684000264789145,3.3217843988122068E-6,1.0109778605080629E-6,0.21873583728161614,1.209381743741971E-3,1.5416831518104136E-6,0.20696161058686488,1.1442825126864833E-3,1.4586966273044906E-6,27.123243822920401,3.3862688824775189,6.7834058679658193E-2,30.577346764077578,11.592999375925656,1.9350107899871536,2.9291979884397856E-2,13.557302145797207,25.663239712771244,3.203991035522153,6.4182651601397592E-2,28.931413399894797,10.968965361103839,1.8308520202983731,2.771523591878532E-2,12.827532617320998]
["Statewide",2022,4,13,0.17931601387447452,3.5371083354313149E-6,1.0765112325225743E-6,0.16966369798698244,3.3467110237569433E-6,1.0185642246216785E-6,0.22037722802926413,1.2184569278966223E-3,1.5532519212111427E-6,0.20851464769755218,1.1528691930967941E-3,1.4696426669541359E-6,27.326776275628752,3.4116793981105427,6.8343084533290271E-2,30.806798758272585,11.679993085550999,1.9495310846345957,2.951178650301171E-2,13.659035956688605,25.855816314496469,3.2280337406710236,6.4664277345981985E-2,29.148514332513475,11.051276327970266,1.8445907089548705,2.7923210672128582E-2,12.923790247597264]
["Statewide",2022,4,14,0.17701922706946457,3.4918029353324913E-6,1.0627226324924973E-6,0.16749054381962247,3.303844346356189E-6,1.0055178445431881E-6,0.21755450462310696,1.2028502024625796E-3,1.533356941167746E-6,0.20584386731862692,1.1381025546165257E-3,1.4508186042694567E-6,26.976758573265265,3.367980566895223,6.7467705411380821E-2,30.41220684557187,11.53038874502467,1.9245603239401272,2.9133781882187175E-2,13.484082850846985,25.524639547509736,3.1866871529262717,6.3836018587856092E-2,28.775162719023864,10.909724967887227,1.820964087386441,2.7565553481119678E-2,12.758254608754788]
["Statewide",2022,4,15,0.18687299208898359,3.6861739434362109E-6,1.1218790262631947E-6,0.17681389523806681,3.487752650493599E-6,1.0614899371067475E-6,0.22966466351930828,1.2698067892976132E-3,1.6187111664654663E-6,0.21730215426770988,1.2014549673852516E-3,1.5315783378254499E-6,28.478418276394226,3.5554590100333172,7.122329132448052E-2,32.105100577752019,12.172227166523339,2.0316908628761809,3.0755512162843859E-2,14.234673541562364,26.945467129196025,3.3640739086787046,6.7389446864319788E-2,30.376930484739049,11.517014176188624,1.9223279478164026,2.9099988418683546E-2,13.468442112423711]
["Statewide",2022,4,16,0.2153025766625184,4.2469633475453879E-6,1.2925540622964225E-6,0.20371315731042208,4.0183555901712755E-6,1.222977788312997E-6,0.26460428161011051,1.4629865479392223E-3,1.8649708613134094E-6,0.2503610243789321,1.3842361452576966E-3,1.7645822374230384E-6,32.810930919653707,4.0963623342298225,8.2058717897790012E-2,36.989351971781318,14.024026925335857,2.3407784767027557,3.5434446364954776E-2,16.400239848403569,31.044767022987578,3.8758612067215505,7.7641618446613686E-2,34.998269848155743,13.2691342920834,2.2147778324123144,3.3527062511037729E-2,15.517439187006753]
["Statewide",2022,4,17,0.23662251121617009,4.6675109416568711E-6,1.4205468083303521E-6,0.22388547131102848,4.4162657291197722E-6,1.3440808740799307E-6,0.29080622519105637,1.6078560517716258E-3,2.0496461091623649E-6,0.27515255607950584,1.5213075379050416E-3,1.9393166897439E-6,36.059971923690988,4.5019969449605526,9.0184428803144062E-2,40.652153297454682,15.412729935125988,2.5725696828346014,3.8943276074084932E-2,18.024242894034675,34.118916953858722,4.259661106134117,8.5329934348731595E-2,38.463907994341575,14.58308547221381,2.4340920606480667,3.6847017105134099E-2,17.054024549967011]
["Statewide",2022,4,18,0.25329322629300322,4.9963500898276789E-6,1.5206282882084241E-6,0.23965882644484721,4.7274039521710852E-6,1.4387751158781565E-6,0.31129433385752453,1.7211339896393348E-3,2.1940493872721544E-6,0.29453782015048546,1.6284878918718048E-3,2.0759469529099111E-6,38.60049739833304,4.8191751709901371,9.6538173039974792E-2,43.51621074236315,16.498599694448799,2.7538143834229358,4.1686938358170937E-2,19.294101016229906,36.522689698660194,4.5597660972410532,9.1341665928036095E-2,41.173797461829281,15.61050446797573,2.6055806269948878,3.9442992105288309E-2,18.255528087075906]
["Statewide",2022,4,19,0.28496535375419108,5.6211004599883311E-6,1.7107697052138399E-6,0.26962609011568611,5.3185249336713377E-6,1.6186815015521465E-6,0.35021899822449037,1.9363469106298936E-3,2.4683962889513972E-6,0.33136722738917512,1.8321162195425224E-3,2.3355261665252394E-6,43.427155779836809,5.4217713497637021,0.10860943671386147,48.957536566314374,18.561606905897989,3.0981550570078298,4.6899529490076544E-2,21.706661492395895,41.089536196257718,5.1299254147190627,0.10276315132711053,46.32222476230389,17.562463051626281,2.9313859512680356,4.4374997163979552E-2,20.538224000058296]
["Statewide",2022,4,20,0.27520445462564946,5.4285612833532909E-6,1.652170825368393E-6,0.26039060575462081,5.1363498562232227E-6,1.5632369127635896E-6,0.33822297039327243,1.8700213499133968E-3,2.3838464766029667E-6,0.32001692799860343,1.7693608656894173E-3,2.2555275455588932E-6,41.939648328765784,5.236059779757511,0.10488924497053054,47.280597353493825,17.925817430843438,2.9920341598614351,4.5293083055456367E-2,20.963144673760329,39.682099071826826,4.9542104239303679,9.9243212004591297E-2,44.735552707761791,16.960897183925983,2.8309773851030675,4.2855023365618972E-2,19.83472959239467]
["Statewide",2022,4,21,0.23847672499276459,4.7040863420528178E-6,1.4316784519291183E-6,0.22563987550169745,4.4508723297933454E-6,1.3546133177631922E-6,0.2930850316592038,1.6204554820906294E-3,2.0657074806405848E-6,0.27730869776495065,1.5332287595196817E-3,1.9545135013440341E-6,36.342543925741268,4.5372753498537621,9.0891129148185729E-2,40.970710404743215,15.533506677937801,2.5927287713450071,3.9248442132171109E-2,18.165483891414979,34.386278522853878,4.2930405266551084,8.5998594059137498E-2,38.765317643568125,14.697360981542385,2.4531660152314907,3.7135756525536648E-2,17.187662753299414]
["Statewide",2022,4,22,0.1996021441554022,3.9372635639573332E-6,1.198297606421797E-6,0.18885785587026693,3.7253264880069801E-6,1.133795018089081E-6,0.24530863857177646,1.3563017050971283E-3,1.7289722606943068E-6,0.23210403727452186,1.28329398975997E-3,1.6359042403856738E-6,30.418271182900281,3.7976447742719595,7.6074779470549497E-2,34.291990736642795,13.001357844304152,2.1700827281554051,3.285047295319183E-2,15.204291045412749,28.780900622040711,3.5932231713279159,7.1979786576969643E-2,32.446103579945593,12.301513975549659,2.0532703836159518,3.1082180567327804E-2,14.385866539732937]
["Statewide",2022,4,23,0.17922224300460071,3.5352586527494135E-6,1.0759482856193868E-6,0.16957497466438293,3.3449609067588395E-6,1.0180315803179078E-6,0.22026198475608302,1.2178197524232001E-3,1.5524396692508293E-6,0.20840560779936598,1.1522663158369691E-3,1.4688741373158382E-6,27.312486109754296,3.4098953067849602,6.8307345447036483E-2,30.790688761986292,11.673885192072401,1.9485116038771202,2.9496353715765755E-2,13.651893149665288,25.84229536712138,3.2263456843435137,6.4630462041896874E-2,29.133271513506791,11.045497213366398,1.8436261053391505,2.7908608609000924E-2,12.91703192731455]
["Statewide",2022,4,24,0.17220996256272592,3.396937511957715E-6,1.0338505471175655E-6,0.16294015491023031,3.2140853884522269E-6,9.7819990083328652E-7,0.21164397628849591,1.1701711264017816E-3,1.4916986465553442E-6,0.20025149398487138,1.1071825449003043E-3,1.411402714059456E-6,26.243853059773492,3.2764791539249885,6.5634740448435147E-2,29.585966954146915,11.217130743290284,1.8722738022428507,2.8342274284551539E-2,13.117746819817686,24.831185254124051,3.100111125720852,6.2101719418616065E-2,27.993398099263519,10.613329181198184,1.771492071840487,2.6816651567129667E-2,12.411637904605801]
["Statewide",2022,5,1,0.16194874922078265,3.1945293585574617E-6,9.722480656479232E-7,0.15323128751009857,3.0225725666657517E-6,9.1991338985479415E-7,0.19903306829621056,1.1004459177326423E-3,1.4028150661491462E-6,0.18831941252313142,1.0412105411170762E-3,1.3273036053619171E-6,24.68010046873011,3.0812485696513985,6.1723862910562428E-2,27.823072901292072,10.54875261969916,1.7607134683722276,2.6653486256833777E-2,12.336119574328221,23.351607152868297,2.9153895151278131,5.8401358635924355E-2,26.325398026632033,9.9809288637259659,1.6659368657873219,2.5218768501876425E-2,11.672084498015163]
["Statewide",2022,5,2,0.16241818128822791,3.2037891677780801E-6,9.7506626845419836E-7,0.15367545074346259,3.0313339340477178E-6,9.2257989297104468E-7,0.19960999467069518,1.1036357207089447E-3,1.4068813301982003E-6,0.18886528380392956,1.0442286417156554E-3,1.33115098842965E-6,24.751639339166204,3.0901800179850452,6.1902778528720809E-2,27.903722135679971,10.579329717546845,1.7658171531343116,2.6730745273765805E-2,12.37187761595492,23.419295191687265,2.9238401968038348,5.85706434909046E-2,26.401706031982005,10.009860041608267,1.6707658267450485,2.5291868780163349E-2,11.705917737133479]
["Statewide",2022,5,3,0.1699350356390889,3.3520633102050122E-6,1.020193181366743E-6,0.1607876839391513,3.1716266986281985E-6,9.6527769088684314E-7,0.20884811841407752,1.1547129394241006E-3,1.4719930188291575E-6,0.19760613300583516,1.0925564492709225E-3,1.3927578111367306E-6,25.897166683345613,3.2331962303874815,6.4767692828482937E-2,29.195130606561577,11.068950275946108,1.8475407030785609,2.7967867357753994E-2,12.944458846382423,24.503160492723559,3.0591580579585829,6.1281343690016143E-2,27.623599894372159,10.473125049309264,1.748090318833476,2.6462398411597882E-2,12.247677766554338]
["Statewide",2022,5,4,0.18154457594759185,3.5810679646609023E-6,1.0898902501141878E-6,0.17177229985888948,3.3883043711444747E-6,1.0312230694787533E-6,0.22311610405909016,1.2336000645221013E-3,1.5725559323076136E-6,0.21110609408043621,1.1671971970685945E-3,1.4879075716764867E-6,27.666396903327179,3.4540801806618835,6.9192461021534993E-2,31.189669545010599,11.825153515131779,1.973760103235362,2.9878562713844658E-2,13.828792181080987,26.177155665974091,3.2681521517920649,6.5467933153765409E-2,29.510775750919922,11.18862298626312,1.8675155153097514,2.8270243861853245E-2,13.084408745434724]
["Statewide",2022,5,5,0.20716427680242325,4.0864308460169244E-6,1.2436963444399336E-6,0.19601293009838258,3.8664643158343042E-6,1.1767500091669622E-6,0.2546024087974893,1.4076865909996563E-3,1.7944761541204754E-6,0.24089753759089386,1.3319129032328346E-3,1.6978821560837596E-6,31.570698690888673,3.941522454799038,7.8956950781300925E-2,35.591178096469015,13.493927666266933,2.2522985455994502,3.4095046928289033E-2,15.780321258794672,29.871294661270838,3.7293561290519368,7.470681486768542E-2,33.675357605190463,12.767569492317374,2.1310606451725356,3.2259760965591432E-2,14.930889898455501]
["Statewide",2022,5,6,0.22160385426925439,4.3712595610573333E-6,1.3303833446696231E-6,0.20967524646075189,4.1359611222961347E-6,1.2587707763509975E-6,0.27234847613022428,1.5058038914024892E-3,1.9195531115947417E-6,0.25768836035871134,1.4247486944327077E-3,1.8162264058778677E-6,33.771211040147811,4.2162508959269696,8.4460336910168632E-2,38.071922272984949,14.434469234901886,2.4092862262439825,3.6471509120300095E-2,16.880226970266168,31.953356684480205,3.9892963444115814,7.9913961858626176E-2,36.022566990750413,13.657483099011701,2.2795979110923326,3.4508301711679484E-2,15.971589311815714]
["Statewide",2022,5,7,0.22487704540736703,4.4358250809343403E-6,1.3500337202843645E-6,0.21277224655968985,4.197051175705717E-6,1.27736340130174E-6,0.27637118873821348,1.52804530940186E-3,1.9479057964102971E-6,0.2614945362950562,1.4457928897876695E-3,1.8430529075925103E-6,34.270027403538471,4.2785268663252083,8.5707855042053069E-2,38.634262124905732,14.647673003125314,2.4448724950429761,3.7010210131795646E-2,17.129555708300089,32.425322500586972,4.0482200914054749,8.1094327934070454E-2,36.554636919926516,13.859210423637979,2.3132686236602713,3.5018005244257695E-2,16.207497052542507]
["Statewide",2022,5,8,0.21181531700233139,4.1781752067355246E-6,1.271618541180377E-6,0.20041361168142807,3.9532702132700216E-6,1.2031691953430502E-6,0.26031848135878288,1.4392905288245896E-3,1.8347638951316867E-6,0.24630592241808441,1.3618156478147124E-3,1.7360012675664006E-6,32.279491688489074,4.0300134807088508,8.0729611385794223E-2,36.390234780583718,13.796879512015494,2.3028648461193435,3.486051400750205E-2,16.13460487214234,30.541934379842466,3.8130838138811947,7.6384055772921622E-2,34.431402249496578,13.054213888158474,2.1789050365035401,3.2984024083761609E-2,15.266102948745775]
["Statewide",2022,5,9,0.20321987607074821,4.008625342733455E-6,1.220016408658008E-6,0.19228085062584299,3.792846967748189E-6,1.1543447293146662E-6,0.24975478765813222,1.3808842865424855E-3,1.7603093896351256E-6,0.2363108567297024,1.3065533271943001E-3,1.6655545380111612E-6,30.969593669608397,3.8664760023189593,7.7453613143945527E-2,34.9135232850713,13.237003745881008,2.2094148584679769,3.3445878403067383E-2,15.479864482752053,29.302546234483096,3.6583493161440401,7.3284399672491091E-2,33.034179950299624,12.524475406674227,2.09048532351088,3.1645536222212063E-2,14.64660626640732]
["Statewide",2022,5,10,0.19688735429681534,3.8837128206061343E-6,1.1819995540975191E-6,0.18628919913563843,3.674658301989437E-6,1.1183742658228723E-6,0.24197219443167783,1.337854638159235E-3,1.7054564994835631E-6,0.22894718898916797,1.2658399011592309E-3,1.613654297830144E-6,30.004552109528053,3.7459929868458577,7.504008597727678E-2,33.82558518235119,12.824526304878924,2.1405674210547758,3.2403673490187697E-2,14.997497399423889,28.389451434656827,3.5443517232458466,7.1000789104526341E-2,32.004803947007197,12.134201016425902,2.0253438418547693,3.0659431658772735E-2,14.190204289939444]
["Statewide",2022,5,11,0.16979793888090841,3.3493590002237505E-6,1.0193701305028807E-6,0.16065796689675033,3.1690679576545942E-6,9.6449894363400704E-7,0.20867962814437543,1.1537813634249034E-3,1.4708054740112989E-6,0.19744671231821886,1.0916750186303198E-3,1.3916341901004957E-6,25.876273889902553,3.2305878175897296,6.471544085649715E-2,29.171577148348778,11.060020291651899,1.8460501814798456,2.7945304006214679E-2,12.93401577713796,24.483392327459139,3.0566900521648952,6.1231904364421809E-2,27.601314283988458,10.464675752865599,1.7466800298085117,2.6441049611909417E-2,12.237796832286021]
["Statewide",2022,5,12,0.16620671109596796,3.2785200301949078E-6,9.9781044397236341E-7,0.15726004959342949,3.1020421446388315E-6,9.4409978315094884E-7,0.20426605231605668,1.1293788782275765E-3,1.4396979263029812E-6,0.19327071275075852,1.0685860831292811E-3,1.362201115689226E-6,25.328990487191028,3.1622608590372141,6.3346708757331172E-2,28.554598054985576,10.826100772751005,1.8070062051641225,2.7354260599756642E-2,12.660461238514882,23.965568381094055,2.9920410327619869,5.9936849090325948E-2,27.017546262946368,10.243347775790202,1.7097377330068497,2.5881821198095293E-2,11.978967329995147]
["Statewide",2022,5,13,0.16109238330368539,3.1776370634517698E-6,9.6710693235488645E-7,0.15242101850408304,3.0065895588283959E-6,9.15048996165164E-7,0.19798060486636462,1.0946268892925381E-3,1.3953971452549075E-6,0.18732360164352571,1.0357047423737993E-3,1.3202849801811651E-6,24.549595003429214,3.0649552900191064,6.1397474391215928E-2,27.675947767839538,10.492972057917324,1.7514030228680608,2.6512545759843242E-2,12.270887626545228,23.22812660379719,2.8999732786466379,5.8092539127971264E-2,26.1861924215718,9.9281508871068631,1.6571275877980789,2.5085414623442139E-2,11.610363889528385]
["Statewide",2022,5,14,0.16195253200330739,3.1946039760515177E-6,9.7227077532002722E-7,0.15323486667103328,3.022643167610433E-6,9.1993487709882753E-7,0.19903771729051414,1.1004716218372252E-3,1.4028478329617532E-6,0.18832381126894571,1.0412348616077158E-3,1.327334608385451E-6,24.680676944023755,3.0813205411442306,6.1725304650317142E-2,27.823722789818301,10.54899901639725,1.7607545949395602,2.6654108826273309E-2,12.336407720163082,23.352152597349267,2.9154576125016041,5.8402722768959844E-2,26.326012932619832,9.981161997254123,1.6659757785723452,2.5219357559323568E-2,11.672357133385793]
["Statewide",2022,5,15,0.17786450898513792,3.5084765923311934E-6,1.067797223752972E-6,0.16829032545962175,3.3196204850525728E-6,1.0103192780594788E-6,0.218593345948287,1.2085939148278283E-3,1.5406788514150023E-6,0.20682678935131901,1.1435370914378929E-3,1.4577463869143904E-6,27.105574897587587,3.3840629615179192,6.7789869462260094E-2,30.557427728567767,11.585447335259211,1.9337502637245252,2.9272898176885043E-2,13.54847049716062,25.646521879563558,3.2019038560260999,6.4140841024233175E-2,28.912566576613891,10.961819835619908,1.8296593463006285,2.7697181351373418E-2,12.819176363271909]
["Statewide",2022,5,16,0.19126983384933857,3.7729040982288049E-6,1.1482751603305059E-6,0.18097406150769862,3.5698142492942262E-6,1.0864652063069386E-6,0.23506832925051643,1.2996834421855142E-3,1.6567970170483013E-6,0.22241494866254899,1.2297234042242676E-3,1.5676140833857254E-6,29.148472827064037,3.6391136381194396,7.2899068750125251E-2,32.860485533933598,12.458621450277372,2.0794935074968226,3.1479143323917727E-2,14.569594101098112,27.579453634156074,3.4432255318279492,6.8975019668971918E-2,31.091654185652995,11.787992279115096,1.9675574467588282,2.9784667584328784E-2,13.785334393458253]
["Statewide",2022,5,17,0.20412876071213126,4.0265535989528461E-6,1.2254728344639097E-6,0.19314081135087099,3.8098101724442815E-6,1.15950744378739E-6,0.2508717959695404,1.3870601810653652E-3,1.7681822325836411E-6,0.23736773813533288,1.3123967824467846E-3,1.6730035974646627E-6,31.108102700223011,3.8837685069830226,7.7800018233680213E-2,35.069671225439713,13.296205186385642,2.2192962897045843,3.359546241908918E-2,15.549096938509315,29.433599528781276,3.674710990850997,7.3612158288445154E-2,33.181922677920717,12.580490121172643,2.0998348519148555,3.1787068351828589E-2,14.712112041439326]
["Statewide",2022,5,18,0.2151316869942827,4.2435924535750438E-6,1.2915281380445788E-6,0.20355146638034746,4.0151661464391001E-6,1.2220070880466827E-6,0.26439426025969731,1.4618253482467426E-3,1.8634905991786061E-6,0.25016230816727092,1.3831374512276954E-3,1.7631816556102135E-6,32.784888272202465,4.0931109750908794,8.1993586363858673E-2,36.959992833657203,14.012895793763958,2.338920557194788,3.5406321384393515E-2,16.387222672343139,31.020126212741594,3.872784863437547,7.7579992846849397E-2,34.970491069025989,13.258602332865358,2.2130199219643125,3.3500451456594055E-2,15.505122706286265]
["Statewide",2022,5,19,0.24434831531286852,4.8199067343018659E-6,1.4669281365266549E-6,0.23119540679669245,4.5604582815814114E-6,1.3879655639595602E-6,0.30030114566324234,1.6603530893858124E-3,2.1165677398456016E-6,0.28413637902200711,1.5709787376073708E-3,2.0026360279987938E-6,37.23734206224205,4.6489886502802751,9.3128980553206467E-2,41.979459693075526,15.915960720151844,2.6565649430172997,4.021478705706643E-2,18.612740450226212,35.232910998728883,4.3987404653006381,8.8115985231946928E-2,39.719767449261468,15.059228088166376,2.5135659801717933,3.8050084531977078E-2,17.610844152870147]
["Statewide",2022,5,20,0.26230520432231696,5.1741163802858404E-6,1.5747310722609079E-6,0.24818570302209003,4.8956013460618095E-6,1.48996562706229E-6,0.32236994664998303,1.7823706122175962E-3,2.2721119756907382E-6,0.30501724908289451,1.6864282376020747E-3,2.1498075476184468E-6,39.973873384597894,4.990637714209269,9.9972926930392475E-2,45.064484025737556,17.085607172449102,2.8517929795481538,4.3170127538124027E-2,19.980570279535382,37.822138886278921,4.721999065285809,9.4591532095211664E-2,42.638729483659937,16.165914201393409,2.6982851801633196,4.084634340475049E-2,18.905045724961482]
["Statewide",2022,5,21,0.22772628755840985,4.4920279707061967E-6,1.3671389476062339E-6,0.21546811821867459,4.2502287470235981E-6,1.2935478795289212E-6,0.27987287313139048,1.5474059831263132E-3,1.9725861958318515E-6,0.26480773019499199,1.4641114070725204E-3,1.8664047976060146E-6,34.704236268292419,4.3327367527536769,8.6793792616601473E-2,39.123766813662698,14.833262275963696,2.4758495730021011,3.7479137720805182E-2,17.346590986686603,32.836158544179007,4.0995119398030573,8.212181109466464E-2,37.017792295076731,14.034809700334575,2.3425782513160325,3.546169115451428E-2,16.412849642805121]
["Statewide",2022,5,22,0.20025890516301562,3.9502185409514228E-6,1.2022404255069548E-6,0.18947926440393728,3.7375841177449031E-6,1.1375256010527968E-6,0.24611578996449515,1.3607644130416575E-3,1.7346611853743202E-6,0.2328677409012368,1.2875164767344725E-3,1.641286938661892E-6,30.518357955597399,3.8101403565166412,7.6325092156470084E-2,34.404823404270516,13.044136868118244,2.1772230608666518,3.2958562522112086E-2,15.254318491507007,28.875599871753362,3.605046134856523,7.2216625301123244E-2,32.552862631911012,12.341990267765551,2.0600263627751558,3.1184451834575948E-2,14.433201082375284]
["Statewide",2022,5,23,0.20373252625320271,4.0187376533650613E-6,1.2230940684154536E-6,0.19276590560698828,3.8024149476507118E-6,1.1572567231980428E-6,0.2503848285770493,1.3843677577222342E-3,1.76475001299944E-6,0.23690698347754219,1.3098492882711562E-3,1.6697561291857472E-6,31.047718743554114,3.8762297216222557,7.7649000571975352E-2,35.00159746574834,13.270395914583613,2.2149884123555745,3.3530250246989357E-2,15.518914577186177,29.376465951215231,3.6675780071592374,7.3469269684172875E-2,33.117513228058641,12.556070124309736,2.09575886123385,3.1725366454529197E-2,14.683554351998115]
["Statewide",2022,5,24,0.18596807615922933,3.6683239722661016E-6,1.1164464263418571E-6,0.17595768959478886,3.4708635168783392E-6,1.0563497660064511E-6,0.22855253270684014,1.2636578622723619E-3,1.6108727008646792E-6,0.21624988781246349,1.1956370280098731E-3,1.5241618052378792E-6,28.340514055648178,3.5382420143626132,7.0878398838045878E-2,31.949634468848839,12.113284233462528,2.0218525796357789,3.0606581316428905E-2,14.165743394414735,26.814986088745471,3.3477836784276449,6.7063119430466681E-2,30.229832886603585,11.461244054060565,1.913019244815797,2.8959074299519705E-2,13.403222373175881]
["Statewide",2022,6,1,0.22972512687104846,4.5314561904237683E-6,1.3791388405637556E-6,0.21735936296662792,4.2875346039729345E-6,1.3049018359917627E-6,0.28232942264683741,1.5609881476838052E-3,1.9899003270991327E-6,0.26713204728231371,1.4769624637946766E-3,1.8827869347881144E-6,35.008848408207839,4.3707668135146545,8.7555614392361841E-2,39.46717083611486,14.963459400282384,2.4975810362940885,3.7808106214883522E-2,17.498848542791354,33.124373863006902,4.1354948986250948,8.2842625130677042E-2,37.342711386762673,14.157998505962627,2.3631399420714825,3.5772951760974177E-2,16.556911399795084]
["Statewide",2022,6,2,0.22042394314078043,4.347985156293267E-6,1.3232998301762118E-6,0.20855884820368922,4.1139395443266311E-6,1.2520685569689747E-6,0.27089837952035878,1.4977863649265895E-3,1.909332612111391E-6,0.25631632030522011,1.4171627395521695E-3,1.8065560607695204E-6,33.591399060524488,4.1938018217944508,8.4010634932901201E-2,37.869211517251841,14.357614114579015,2.3964581838825429,3.6277319630116427E-2,16.790349618091675,31.783223717847292,3.9680556707460748,7.9488466673858893E-2,35.830767855267226,13.584764976176666,2.2674603832834714,3.4324565154620887E-2,15.88654992461476]
["Statewide",2022,6,3,0.21539471137192157,4.2487807560499105E-6,1.2931071866238859E-6,0.20380033254464985,4.020075170263247E-6,1.2235011387757709E-6,0.26471751406171834,1.4636126056601496E-3,1.865768940700178E-6,0.25046816169509711,1.3848285032172047E-3,1.7653373573764692E-6,32.824971743653073,4.0981152958484186,8.2093833390807835E-2,37.005180872892296,14.030028245271073,2.3417801690562392,3.5449609873303381E-2,16.407258024200615,31.058052050192043,3.8775198090081733,7.7674843724564652E-2,35.013246702924782,13.274812569840147,2.2157256051475276,3.3541409790152917E-2,15.524079584777828]
["Statewide",2022,6,4,0.21671382627064203,4.2748010327828182E-6,1.3010264012817275E-6,0.20504844143883547,4.0446948139735976E-6,1.2309940738180517E-6,0.26633869043381647,1.4725760253364467E-3,1.8771952361350635E-6,0.25200207254018114,1.3933094352657747E-3,1.7761485922231884E-6,33.025997613793244,4.1232128709420506,8.2596590389942798E-2,37.231807075125232,14.115950592992274,2.3561216405383147,3.5666709486566209E-2,16.507738943017156,31.248256994982462,3.9012664187441692,7.8150538057820296E-2,35.227673951784453,13.3561098446296,2.2292950964252394,3.3746823252240578E-2,15.61915176430708]
["Statewide",2022,6,5,0.22643563795419039,4.4665691877756245E-6,1.3593906223664946E-6,0.21424694237427624,4.2261403727344364E-6,1.2862166351800459E-6,0.27828668026445524,1.5386359858585337E-3,1.9614064694145134E-6,0.26330691974471515,1.4558134857902149E-3,1.8558268593312089E-6,34.507548352792448,4.3081807604038946,8.6301884654238589E-2,38.902030997850581,14.749194054016128,2.4618175773736537,3.7266722918875755E-2,17.248278354308656,32.650058048344675,4.0762777602126015,8.1656381810573192E-2,36.807992190367855,13.955266746469903,2.3293015772643439,3.5260710327292971E-2,16.319829034061542]
["Statewide",2022,6,6,0.24742692599653007,4.8806340462437316E-6,1.4854103619002662E-6,0.23410830041933284,4.6179167321137688E-6,1.4054529184694081E-6,0.30408472122901165,1.6812723281908299E-3,2.1432349507418124E-6,0.28771629030952312,1.5907719247190172E-3,2.0278677823630027E-6,37.706505432397442,4.7075625189343233,9.4302337832639749E-2,42.508370289164404,16.116490225137618,2.6900357251053277,4.0721464064094437E-2,18.847247414307041,35.676819998380864,4.4541613892132483,8.9226182423972122E-2,40.220207570018083,15.248963386404725,2.5452350795504275,3.8529487864897051E-2,17.832727953820047]
["Statewide",2022,6,7,0.24044516278952982,4.7429148749221143E-6,1.4434958314980349E-6,0.22750235520242471,4.4876107801507445E-6,1.36579458526327E-6,0.29550421807666916,1.6338310675655615E-3,2.0827582711614501E-6,0.27959766295460942,1.5458843570058413E-3,1.970646473022718E-6,36.642523041506976,4.5747269891835725,9.1641363931103809E-2,41.308891394621654,15.661723558063466,2.6141297081048984,3.957240715206755E-2,18.315425673320433,34.670110206371568,4.3284761996163557,8.6708444812999594E-2,39.085294850800921,14.818676136594298,2.4734149712093463,3.7442282987431644E-2,17.329533390791077]
["Statewide",2022,6,8,0.21204726574625113,4.1827505250118144E-6,1.2730110293514219E-6,0.20063307496742552,3.9575992489286334E-6,1.2044867279348015E-6,0.26060354358008392,1.4408666265073307E-3,1.8367730566356227E-6,0.2465756401615101,1.3633069064896332E-3,1.7379022788773562E-6,32.314839403930407,4.0344265542205262,8.0818014491967391E-2,36.430083972642898,13.811987809744448,2.3053866024117289,3.4898688076076829E-2,16.152273100232254,30.57537938002725,3.817259338170973,7.6467700270603678E-2,34.469106418468826,13.068508928560036,2.1812910503834133,3.3020143298669771E-2,15.282820122242118]
["Statewide",2022,6,9,0.21006785611001055,4.1437055664924894E-6,1.2611277811064097E-6,0.19876021402511873,3.920656022793937E-6,1.1932431373720679E-6,0.25817087290364077,1.4274164871008693E-3,1.8196272270249624E-6,0.24427391655059616,1.3505807681998419E-3,1.7216793839225547E-6,32.013188240051456,3.9967661638824343,8.0063597989098345E-2,36.090018001922985,13.683056263892961,2.2838663793613909,3.4572917313474283E-2,16.001495560567829,30.289965652273924,3.7816261509595575,7.5753892892592406E-2,34.147345696126074,12.946517577181597,2.1609292291197471,3.2711908294528538E-2,15.140158714595872]
["Statewide",2022,6,10,0.22480839264922337,4.4344708670086939E-6,1.3496215682200372E-6,0.21270728927800606,4.1957698571133262E-6,1.2769734347736212E-6,0.27628681532275906,1.527578812143908E-3,1.9473111198603392E-6,0.26141470457579991,1.445351503387343E-3,1.8424902416019389E-6,34.259565100022122,4.2772206740029421,8.568168927385493E-2,38.622467463298918,14.643201212106231,2.4441260994302527,3.6998911277346447E-2,17.124326222813831,32.415423367399185,4.0469842094845605,8.106957063048531E-2,36.543477147514231,13.854979342517394,2.3125624054197487,3.5007314590436836E-2,16.202549062527581]
["Statewide",2022,6,11,0.2305393438476212,4.5475170741812066E-6,1.3840269356203673E-6,0.2181297518472653,4.3027309541055756E-6,1.3095268121190884E-6,0.28333008553485522,1.5665207729885957E-3,1.9969531499665297E-6,0.26807884596666481,1.4821972760599338E-3,1.8894601146289701E-6,35.132930606322049,4.3862581643680683,8.7865938598527302E-2,39.60705470928864,15.016494533347327,2.5064332367817532,3.7942109849364067E-2,17.560869879978444,33.241776899866437,4.1501523729678143,8.3136245043674686E-2,37.47506551787793,14.208178836233236,2.3715156416958942,3.5899742177950431E-2,16.615594220107081]
["Statewide",2022,6,12,0.24158539661312892,4.7654066227289572E-6,1.4503411460479436E-6,0.22858121192526645,4.508891830429784E-6,1.372271426652543E-6,0.2969055517552433,1.6415789857339798E-3,2.0926350821548898E-6,0.28092356491329917,1.5532152161954426E-3,1.979991629884383E-6,36.816288417650171,4.5964211600551437,9.2075943614815151E-2,41.50478552132013,15.735994243027895,2.6265263771743674,3.9760066560942907E-2,18.402280686763206,34.834522049249095,4.3490026053472395,8.7119631714912854E-2,39.270644286311246,14.888948940404855,2.4851443459127083,3.7619840967803277E-2,17.411713127285367]
["Statewide",2022,6,13,0.26279033194981177,5.1836857931781044E-6,1.5776435022715973E-6,0.24864471694671386,4.9046556516075632E-6,1.492721285271867E-6,0.32296616267931411,1.7856670669282664E-3,2.2763141961347328E-6,0.30558137168494076,1.6895472490298575E-3,2.1537835687494079E-6,40.047804172234947,4.9998677873991459,0.10015782462992824,45.147829784264026,17.117206622003646,2.8570673070852264,4.3249969726559923E-2,20.017523898815433,37.892090088932655,4.730732297283601,9.4766477024973941E-2,42.717588863241232,16.195812699301861,2.7032755984477719,4.0921887806238746E-2,18.94001018555587]
["Statewide",2022,6,14,0.28240586799373024,5.5706131765487088E-6,1.6954040102539551E-6,0.26720437768921657,5.2707553060480105E-6,1.6041429192320033E-6,0.34707342095627391,1.9189551390345837E-3,2.4462257862235635E-6,0.32839097189420868,1.8156606212964518E-3,2.3145490691776046E-6,43.037104198577964,5.3730743892968347,0.10763393459383679,48.517812522468631,18.394891310682517,3.0703282224553341,4.6478289938247708E-2,21.511697823076098,40.720480514881878,5.0838497396300646,0.1018401590438146,45.906170413555756,17.40472151039306,2.9050569940743229,4.3976432314374488E-2,20.353754936781755]
["Statewide",2022,6,15,0.30907449694374434,6.0966667493191417E-6,1.8555072715319128E-6,0.29243747377548962,5.7684921928269815E-6,1.7556280586864727E-6,0.37984884572931871,2.1001691589067634E-3,2.6772319203531879E-6,0.35940214401395937,1.9871201584247032E-3,2.5331204846761958E-6,47.10125687043552,5.8804736449389372,0.11779820449554027,53.099528719870001,20.131988823653892,3.3602706542508214,5.0867406486710572E-2,23.543126884391423,44.565865857730962,5.5639364435891689,0.11145730132575261,50.241259602645883,19.048313632739845,3.1793922534795254,4.8129289208847723E-2,22.275835175428217]
["Statewide",2022,6,16,0.35592790240553435,7.0208762910182583E-6,2.1367884363968612E-6,0.33676882969942556,6.6429529014466446E-6,2.0217682743533264E-6,0.43743111847952892,2.4185392545103333E-3,3.0830804582297566E-6,0.4138848481640453,2.2883528625287724E-3,2.9171227958526566E-6,54.241458691461588,6.7719099126289333,0.13565554016210929,61.149024144252635,23.183849279415032,3.8696628072165331,5.8578528706365374E-2,27.11209061533793,51.321721172341618,6.4073880150805627,0.12835340301751688,57.857462590439702,21.935896952694399,3.6613645800460359,5.5425333121200474E-2,25.652686865861636]
["Statewide",2022,6,17,0.29151550303418605,5.7503058059916626E-6,1.7500930713887669E-6,0.27582365454508878,5.4407753469442891E-6,1.6558881490700011E-6,0.35826905304287188,1.9808553435161714E-3,2.5251342887180777E-6,0.33898395965961597,1.8742288292973742E-3,2.3892100436581442E-6,44.425362577316115,5.5463949618452801,0.11110590870359542,50.082863447864987,18.988259811272208,3.1693685496258741,4.7977551485643477E-2,22.205605912383724,42.034010997792379,5.247840722032648,0.10512524192095835,47.386976961745987,17.966149861959646,2.9987661268757986,4.5394990829504739E-2,21.010310979664947]
["Statewide",2022,6,18,0.29353082972384603,5.7900592484120564E-6,1.7621919451688869E-6,0.27773049917893694,5.4783889203392354E-6,1.6673357583641153E-6,0.36074586534671643,1.9945495402247273E-3,2.5425912351722506E-6,0.34132744881939675,1.8871858876455551E-3,2.4057273084967946E-6,44.732487302992837,5.5847387126292363,0.11187401434757903,50.429100029969653,19.119530863375971,3.1912792643595638,4.8309233468272761E-2,22.35911936120381,42.324603653605195,5.2841204854075547,0.10585200157385896,47.714576140586608,18.090354787428026,3.0194974202328884,4.5708818861439099E-2,21.155561026522353]
["Statewide",2022,6,19,0.28882201506986005,5.6971752543797432E-6,1.7339229035068785E-6,0.27327515305525041,5.390504734366002E-6,1.64058839741574E-6,0.35495878867505098,1.962553023497857E-3,2.5018030464884955E-6,0.33585188192810789,1.8569116961035582E-3,2.3671346876998528E-6,44.014889795706324,5.4951484657939993,0.1100793340454938,49.620117595545821,18.812815799777702,3.1400848375965711,4.7534257883281417E-2,22.000434895257555,41.64563335908538,5.1993527490899627,0.10415392625879352,46.949140034434137,17.800149742189717,2.971058713765693,4.4975559066297202E-2,20.816184015021708]
["Statewide",2022,6,20,0.28205369687338783,5.5636664048781473E-6,1.693289775397697E-6,0.26687116341955663,5.2641824688248727E-6,1.602142490511918E-6,0.34664060687784282,1.9165621272108505E-3,2.443175247359534E-6,0.32798145555765407,1.8133964217608466E-3,2.3116627363100528E-6,42.983435252852509,5.3663739561903814,0.1074997108838195,48.45730891992671,18.37195216452567,3.0664994035373607,4.6420329699831148E-2,21.484871897762861,40.669700489149108,5.0775099809303708,0.10171316039764232,45.848923630477124,17.383017144555666,2.9014342748173547,4.3921591989891005E-2,20.328373011362913]
["Statewide",2022,6,21,0.27251081654858222,5.3754277706838681E-6,1.6359997562950905E-6,0.25784196223238809,5.0860764419767796E-6,1.5479363084277157E-6,0.33491252153869494,1.851718009875143E-3,2.3605139340829161E-6,0.31688467571098811,1.7520427673818274E-3,2.2334509593028469E-6,41.529152670798176,5.1848104276504001,0.10386261309964831,46.817825711548224,17.75036364155083,2.9627488158002291,4.4849764747575405E-2,20.757962222098634,39.293699788162527,4.9057197486691164,9.8271842209325264E-2,44.29769137904097,16.794887812682369,2.8032684278109241,4.2435568226754088E-2,19.640591808720046]
["Statewide",2022,6,22,0.24485414732267721,4.8298845526771656E-6,1.469964863858268E-6,0.231674010617344,4.569899008746922E-6,1.3908388287490633E-6,0.30092280712984254,1.6637902309070082E-3,2.120949303566929E-6,0.28472457737105827,1.5742308628826898E-3,2.0067817386236484E-6,37.314428084100477,4.6586126465396234,9.3321769356944875E-2,42.066362499997048,15.948908777881655,2.6620643694512132,4.0298036767771654E-2,18.65127118410064,35.305847594011226,4.4078464160715312,8.8298396499440532E-2,39.801992406582194,15.090402600666089,2.5187693806123037,3.8128853033849316E-2,17.647300834312244]
["Statewide",2022,6,23,0.22819212536582353,4.5012168811440311E-6,1.3699355725220966E-6,0.21590888066571004,4.2589230319994254E-6,1.2961939662606948E-6,0.28044538220345205,1.5505713630132245E-3,1.9766213260675961E-6,0.2653494219502251,1.467106399240498E-3,1.8702227227475737E-6,34.775227393228057,4.3415998164370286,8.6971338346974222E-2,39.203798548012067,14.863605256782959,2.4809141808211592,3.7555805195284328E-2,17.382075242799406,32.903328321827914,4.1078979178733945,8.2289799800893237E-2,37.093516039502198,14.06351936336193,2.347370238784797,3.5534231732203901E-2,16.446423833878931]
["Statewide",2022,6,24,0.23013144999699256,4.5394711405924769E-6,1.3815781732237975E-6,0.21774381431949796,4.2951181212250877E-6,1.3072098629815487E-6,0.28282878888995738,1.5637491237788781E-3,1.9934199356514787E-6,0.26760453337893703,1.4795748206289728E-3,1.8861170880162342E-6,35.070769822354713,4.3784975465808591,8.7710477168665063E-2,39.536977846104236,14.98992581116774,2.5019985980462049,3.7874978777378096E-2,17.529799387991321,33.182962138988188,4.1428094977611236,8.2989151872714301E-2,37.408760788622025,14.183040269083662,2.3673197130063564,3.5836224672308452E-2,16.586196206762327]
["Statewide",2022,7,1,0.27221090124935554,5.3695117742154171E-6,1.6341992356307793E-6,0.25755819093025945,5.0804788948507436E-6,1.5462327071284871E-6,0.33454392923698667,1.8496800777003807E-3,2.3579160399815525E-6,0.31653592418787457,1.7501145340827148E-3,2.2309929059996741E-6,41.48344722538635,5.1791042175610658,0.10374830575918831,46.766299748706608,17.730828249560293,2.9594881243206093,4.4800404759649498E-2,20.735116778640553,39.250454599296447,4.900320695431601,9.816368786398566E-2,44.248938982592037,16.776403981957351,2.8001832545323437,4.2388865213993807E-2,19.618976101703687]
["Statewide",2022,7,2,0.25607306350937664,5.0511839285726088E-6,1.5373168478264463E-6,0.24228902913417261,4.7792861664545189E-6,1.4545653550078973E-6,0.31471072041932824,1.7400230550469907E-3,2.2181285947210149E-6,0.29777030767518808,1.6463601868182242E-3,2.09873001222568E-6,39.024129331996704,4.8720645541315735,9.7597658167724657E-2,43.993791544296002,16.679668182224397,2.7840368880751849,4.2144443299699283E-2,19.50584951359928,36.923518151723322,4.6098085230910275,9.2344120537929925E-2,41.625670795352278,15.781826306784968,2.6341762989091588,3.9875870232287919E-2,18.455878475926411]
["Statewide",2022,7,3,0.2593674670872036,5.1161678756480978E-6,1.5570945708494212E-6,0.2454060998385601,4.8407721237451816E-6,1.4732784724441858E-6,0.3187595028610315,1.7624086121199949E-3,2.2466650236541647E-6,0.30160115014464545,1.6675407624536121E-3,2.1257303673837533E-6,39.526178354767907,4.9347441139359853,9.885326104078325E-2,44.559775729744672,16.894253651634671,2.819853779391992,4.2686635449429126E-2,19.75679406647609,37.398542617936037,4.6691141348701137,9.3532136164885149E-2,42.161188888971033,15.984860957666209,2.6680652199257793,4.0388876980291311E-2,18.693315054572277]
["Statewide",2022,7,4,0.26383737374992,5.2043392763706337E-6,1.5839293449823669E-6,0.2496353980348941,4.924197388338391E-6,1.4986687703638582E-6,0.32425296447996171,1.7927817428993278E-3,2.2853837691888435E-6,0.30679890684734412,1.6962789525132641E-3,2.1623649400964234E-6,40.207367595515251,5.0197888801181181,0.10055688584430912,45.327713361477684,17.185407117437972,2.8684507886389246,4.3422291614588028E-2,20.097280197691482,38.04306444907067,4.7495810670371394,9.5144057364242626E-2,42.887789573472055,16.260342062909238,2.7140463240212225,4.1084933861832047E-2,19.015473320792292]
["Statewide",2022,7,5,0.26039868442287217,5.136509212458027E-6,1.5632854124872256E-6,0.2463818082698232,4.8600185164716405E-6,1.4791360702304994E-6,0.32002685658488489,1.7694157604480412E-3,2.255597523731568E-6,0.30280028409147225,1.6741707263480353E-3,2.1341820441897205E-6,39.683330216525725,4.9543641292545155,9.9246291044189E-2,44.736940636824428,16.9614233989989,2.831065216716866,4.285635295089979E-2,19.835344968666664,37.547235227342561,4.6876780337744988,9.3904009944347694E-2,42.328817271061403,16.048415056848029,2.6786731621568567,4.0549458839604688E-2,18.767637677844487]
["Statewide",2022,7,6,0.28824515657778293,5.6857963990471755E-6,1.7304597736230536E-6,0.27272934600285009,5.3797383859910389E-6,1.637311682692925E-6,0.35424983651454794,1.9586332552022074E-3,2.4968062447989771E-6,0.33518109161413734,1.8532029231394351E-3,2.3624068564569344E-6,43.926979727803946,5.4841731145661807,0.109859474771155,49.521012317141285,18.775241335271041,3.1338132083235317,4.7439318651180562E-2,21.95649386224575,41.562455360153031,5.1889681847904185,0.10394590168410511,46.855369446627556,17.76459785554928,2.9651246770230961,4.4885730272681751E-2,20.774608262845057]
["Statewide",2022,7,7,0.29791053299444176,5.8764513369401024E-6,1.7884851895035097E-6,0.28187444949837198,5.5601306504824652E-6,1.6922136762337939E-6,0.36612846807978988,2.0243097366337581E-3,2.5805286305693493E-6,0.3464203140061467,1.9153441366857643E-3,2.441622589994474E-6,45.399930041893946,5.6680672625745228,0.11354325974505138,51.18154056421352,19.404808808228864,3.238895578614013,4.9030043980817638E-2,22.692734430823695,42.956118936762188,5.3629635827201403,0.10743139395975686,48.426513913442086,18.360276642325775,3.0645506186972229,4.6390829209895006E-2,21.471218090232892]
["Statewide",2022,7,8,0.29899632371383822,5.8978691641666193E-6,1.7950036586594059E-6,0.28290179370880991,5.5803955877381021E-6,1.6983812658333356E-6,0.36746289183698982,2.0316877125083534E-3,2.5899338503514282E-6,0.34768290770559568,1.9223249670282168E-3,2.4505215407023837E-6,45.565398587786738,5.6887255950233895,0.11395708941546284,51.368081272225595,19.475533267360461,3.2507003400133656,4.9208743156677136E-2,22.775442350530504,43.112680555493867,5.3825099076790073,0.10782294779090489,48.603013410963783,18.42719410839657,3.0757199472451471,4.6559909273345294E-2,21.549473964915062]
["Statewide",2022,7,9,0.28464099786343372,5.6147023592272509E-6,1.7088224571561201E-6,0.26931919382293074,5.3124712332138992E-6,1.6168390709781433E-6,0.34982036872924571,1.9341429040068484E-3,2.4655866881824015E-6,0.33099005553023991,1.8300308513371185E-3,2.3328678024113205E-6,43.377725722426469,5.4156001312191755,0.10848581428002567,48.901811667925664,18.540479542650022,3.0946286464109574,4.6846147075465631E-2,21.681954336136446,41.042766885749749,5.1240863837439319,0.10264618330609811,46.269499452799778,17.542472943102716,2.9280493621393897,4.4324488245815093E-2,20.514846793487923]
["Statewide",2022,7,10,0.28738299917568677,5.6687898636713507E-6,1.7252838715521504E-6,0.27191359725890979,5.3636472872683747E-6,1.6324143917773315E-6,0.35319025541917592,1.9527748734725267E-3,2.489338157525245E-6,0.33417854620241655,1.847659889435971E-3,2.3553407652787205E-6,43.795591671977817,5.4677696457230747,0.10953087893111078,49.372892196632002,18.719083537216324,3.1244397975560427,4.7297424992979654E-2,21.890820759765347,41.438139729099653,5.1734476904207192,0.1036349936722637,46.715222413192642,17.711462948728077,2.9562558230975537,4.475147454029569E-2,20.712470246365925]
["Statewide",2022,7,11,0.28290834489252192,5.5805248134888535E-6,1.6984205954096514E-6,0.26767980699951621,5.2801334142271632E-6,1.6069971260691367E-6,0.34769095903171859,1.9223694824900953E-3,2.4505782876624967E-6,0.32897526880815325,1.8188911756922528E-3,2.3186672818997541E-6,43.113678919933108,5.3826345509722673,0.10782544465714985,48.60413891556253,18.427620828681086,3.0757911719841524,4.6560987465587435E-2,21.549972988130826,40.792933332211007,5.0928952919383077,0.10202136040358918,45.987849984552902,17.435689246832123,2.9102258811076047,4.4054678356095327E-2,20.38996980629582]
["Statewide",2022,7,12,0.2997349813523944,5.912439597860266E-6,1.7994381384792116E-6,0.28360069049887299,5.5941817165300841E-6,1.7025770441613301E-6,0.36837069320581572,2.0367069101672563E-3,2.5963321712342905E-6,0.34854184346902656,1.9270739886986027E-3,2.4565754494327759E-6,45.677965957521153,5.7027793484683178,0.11423861553430878,51.494983921523783,19.523646739908234,3.2587310562676102,4.9330311253451518E-2,22.831708107429296,43.219188590159291,5.3958071683560878,0.10808931977504214,48.723085078290417,18.472717703858407,3.0833183819177643,4.6674933539222745E-2,21.602711019315393]
["Statewide",2022,7,13,0.31198260605617939,6.1540308227205193E-6,1.8729659025671147E-6,0.29518904367437643,5.8227684429765503E-6,1.7721469174276457E-6,0.38342287691123933,2.1199298351484643E-3,2.7024222308468366E-6,0.36278379038197378,2.005817146682748E-3,2.5569548380027458E-6,47.544436736993674,5.9358035384156995,0.11890657815726081,53.59914685356663,20.321412476295684,3.391887736237543,5.1346022386089894E-2,23.764646234919315,44.98519000736475,5.6162880107116946,0.11250601287212081,50.713984030948559,19.227540890244612,3.2093074346923967,4.8582141922052173E-2,22.485430466859061]
["Statewide",2022,7,14,0.32713966340963668,6.4530122284919751E-6,1.9639602434540796E-6,0.30953021904195138,6.1056561217537571E-6,1.8582431674902742E-6,0.40205071840995654,2.2229224298409532E-3,2.8337140655551714E-6,0.38040892271622323,2.1032658022893487E-3,2.6811794273788235E-6,49.854289082834612,6.2241828035546689,0.12468341888442754,56.203155305273711,21.308688075727698,3.5566758877455253,5.3840567245548254E-2,24.919204530718769,47.170706416811683,5.8891442464101766,0.11797189480466823,53.177822558026527,20.161672903959833,3.3652252836629577,5.0942409120197645E-2,23.577840596742988]
["Statewide",2022,7,15,0.36377290052582595,7.1756232522246963E-6,2.1838853376336035E-6,0.34419154317063477,6.7893700625425379E-6,2.0663300190346853E-6,0.44707252697556482,2.4718462185815771E-3,3.1510345585856273E-6,0.42300727389667203,2.3387903915445449E-3,2.9814190274643316E-6,55.436993344970041,6.9211694120284157,0.13864552057776761,62.496808277576221,23.694843929704934,3.9549539497305233,5.9869656613126918E-2,27.709667536048585,52.45290196318733,6.5486130963247255,0.13118243720843059,59.132697496720489,22.419385516523619,3.7420646264712718,5.6646961521822303E-2,26.218097104516712]
["Statewide",2022,7,16,0.40904175828459099,8.0685767071574537E-6,2.4556537804392252E-6,0.38702364525146343,7.6342571533307526E-6,2.3234695684050118E-6,0.50270740962420146,2.7794492717742834E-3,3.5431575974908819E-6,0.47564741307491171,2.6298356272104156E-3,3.3524346629843739E-6,62.335718793400979,7.782457960967994,0.15589893428959881,70.27407568865857,26.643492710082679,4.4471188348388537,6.7319994352326759E-2,31.157931539273861,58.980279221289052,7.363539756189164,0.14750712517131245,66.491326102649538,25.209312892970321,4.207737003536665,6.3696258596703109E-2,29.480746155103688]
["Statewide",2022,7,17,0.33249036087126282,6.5585577187298835E-6,1.9960827839612691E-6,0.31459289637084042,6.2055202543133185E-6,1.888636599138836E-6,0.40862666134521408,2.2592805567607337E-3,2.8800623025726879E-6,0.38663089236656456,2.137666824996714E-3,2.7250328073288917E-6,50.66970600680655,6.3259855589300544,0.12672274131319827,57.122414307049802,21.657213051296345,3.6148488908171741,5.4721183748881068E-2,25.326783125862402,47.942230653454004,5.9854671099907995,0.11990144352247123,54.047599206967277,20.491437295427922,3.4202669199947424,5.1775623339248941E-2,23.963479838761913]
["Statewide",2022,7,18,0.32587861228958803,6.4281372921616847E-6,1.9563896106579039E-6,0.30833704843908571,6.0821201664656693E-6,1.8510800506634648E-6,0.40050090172468233,2.2143535550346533E-3,2.8227907239492612E-6,0.37894253037153502,2.0951581773438043E-3,2.6708440731001418E-6,49.662111813860612,6.2001899540970289,0.12420279185376749,55.986504559811408,21.226547791408162,3.5429656880554452,5.3633023755035959E-2,24.823146503218645,46.988873766070341,5.8664428965626518,0.11751713921640623,52.972833801849397,20.083954109691355,3.352253083750087,5.0746037388902696E-2,23.486953230830341]
["Statewide",2022,7,19,0.34512892271370432,6.8078603965825033E-6,2.0719575120033706E-6,0.32655114311687206,6.4414033376398423E-6,1.9604271027599522E-6,0.4241593021001186,2.3451599096575293E-3,2.989538695890577E-6,0.40132743403643023,2.218923419309586E-3,2.8286162482679305E-6,52.595753460414706,6.5664477470410816,0.13153970261918538,59.293740910074973,22.480443011306285,3.7522558554520469,5.6801235221920966E-2,26.289500101980256,49.764601820517349,6.2129855740668409,0.12445911492378894,56.102046509507979,21.270354003930802,3.5502774708953377,5.374370871709068E-2,24.874375183543229]
["Statewide",2022,7,20,0.3408735700321463,6.7239211927438803E-6,2.0464107977916159E-6,0.32252484977813345,6.3619824570300761E-6,1.9362555304004579E-6,0.41892952474791217,2.3162446787004247E-3,2.9526784368136165E-6,0.3963791678662652,2.1915646524804044E-3,2.793740122434946E-6,51.947261068741106,6.4854851003611893,0.12991785121979912,58.562664020322096,22.203264811639347,3.7059914859206797,5.6100890299458715E-2,25.965357187859485,49.151016815416888,6.1363810269451324,0.12292456538713763,55.410322407749156,21.008095896912057,3.5065034439686471,5.3081062326263972E-2,24.567680403206968]
["Statewide",2022,7,21,0.32748744638461386,6.4598724415489858E-6,1.966048134384474E-6,0.30985928137362273,6.112147059685525E-6,1.860218670339073E-6,0.40247813951042166,2.2252856241040272E-3,2.8367265938975979E-6,0.38081333637084164,2.1055017892994965E-3,2.6840297957749477E-6,49.907289299292287,6.2307997474912762,0.12481597013149431,56.262905016915056,21.331341394052348,3.5604569985664436,5.3897805284054363E-2,24.945696197902848,47.220853709984361,5.8954050100385906,0.11809731101409771,53.234356031037052,20.183106827654608,3.3688028628791944,5.0996566119724009E-2,23.602906256653529]
["Statewide",2022,7,22,0.31008521310136899,6.1166036889635388E-6,1.861575035771512E-6,0.29339378457680954,5.7873559564893815E-6,1.7613692041489421E-6,0.38109100375151095,2.1070370012025272E-3,2.685986837327467E-6,0.3605774385064906,1.9936183149245812E-3,2.5414041374149022E-6,47.255284465187358,5.899703603367076,0.11818342084240854,53.273171489396837,20.197823198830079,3.3712592019240435,5.1033749909221875E-2,23.620116150663346,44.711602374804833,5.5821312817888273,0.11182178204625569,50.405555438639915,19.110604240844001,3.1897893038793299,4.8286678610883142E-2,22.348680223334213]
["Statewide",2022,7,23,0.29790152500671008,5.87627364936049E-6,1.7884311106749318E-6,0.28186592639730057,5.5599625275625318E-6,1.6921625083885969E-6,0.36611739737102533,2.0242485271253548E-3,2.5804506025452583E-6,0.34640983921726559,1.9152862219946932E-3,2.4415487621035463E-6,45.398557274007139,5.6678958759509932,0.11353982651199136,51.179992976470125,19.404222060664342,3.2387976434005679,4.902856144835991E-2,22.692048265513268,42.954820062940932,5.3628014215851412,0.10742814553255604,48.425049630058631,18.359721478515077,3.064457955191509,4.6389426479967383E-2,21.470568860186553]
["Statewide",2022,7,24,0.28798026550866851,5.6805712750423453E-6,1.7288695184911487E-6,0.27247871362831416,5.3747945226854419E-6,1.6358070286433954E-6,0.35392428857111657,1.9568333135721958E-3,2.494511733822943E-6,0.33487306743514078,1.8514998697059461E-3,2.3602358556140417E-6,43.886611782818456,5.4791332780021484,0.1097585162882095,49.47550357710881,18.757987294269178,3.1309333017155132,4.7395722942635915E-2,21.936316318927325,41.52426036195746,5.1841996351766486,0.10385037764701784,46.812310374781127,17.748272574062462,2.9623997915295139,4.4844481256666791E-2,20.755516846848643]
["Statewide",2022,8,1,0.27987151725119153,5.5206216953494034E-6,1.6801892116280793E-6,0.26480644729981934,5.2234547923635029E-6,1.5897471107193271E-6,0.3439587343232911,1.9017341605327533E-3,2.4242730053490856E-6,0.32544394423725653,1.7993666226041754E-3,2.2937779740378856E-6,42.650883056088098,5.3248556494917096,0.10666801223535977,48.082406717815168,18.229812919134428,3.0427746568524054,4.6061187101632629E-2,21.318648763088465,40.355049085419807,5.0382265432916915,0.10092623085766697,45.494201859569166,17.248529044574596,2.8789865961666807,4.3581781506719826E-2,20.171097422247996]
["Statewide",2022,8,2,0.26949561548980916,5.3159512489413464E-6,1.6178982061995403E-6,0.25498906498828688,5.0298014534567733E-6,1.5308091380085833E-6,0.33120687564056306,1.8312296411027082E-3,2.3343959832307648E-6,0.31337849925232852,1.7326572572060007E-3,2.2087388991266699E-6,41.069652579429821,5.1274429950875833,0.10271342326215364,46.299808997779557,17.553964408949842,2.9299674257643331,4.4353523681384531E-2,20.528285358395557,38.858933907288737,4.8514403201768017,9.7184511561573469E-2,43.807558739027108,16.609060460373414,2.772251611529601,4.196603908340673E-2,19.42327811098642]
["Statewide",2022,8,3,0.26742697233109519,5.2751461094469886E-6,1.6054792507012576E-6,0.25303177383207942,4.9911927942863002E-6,1.5190586765219176E-6,0.3286645380364146,1.8171731576151519E-3,2.3164772045832428E-6,0.31097301192227256,1.7193574134404504E-3,2.1917846618387664E-6,40.754402716515408,5.0880848413224253,0.10192499700166269,45.944412554839495,17.419220515929975,2.9074770521842428,4.4013066887081613E-2,20.370710635001302,38.5606534783618,4.8142007576332615,9.6438525120905727E-2,43.471292761115961,16.481569631880447,2.7509718615047207,4.1643908574936564E-2,19.274185401960104]
["Statewide",2022,8,4,0.26232855736826721,5.1745770321356304E-6,1.5748712706499747E-6,0.24820779900810697,4.8960372017036531E-6,1.4900982787793728E-6,0.32239864726305911,1.7825292967656784E-3,2.2723142619378203E-6,0.30504440478440586,1.6865783803955673E-3,2.1499989450959519E-6,39.977432260619331,4.9910820309438995,9.9981827525264091E-2,45.068496119088493,17.087128304942134,2.8520468748250853,4.3173970976818583E-2,19.982349150744039,37.825506193266328,4.7224194651075884,9.459995358422188E-2,42.642525611958135,16.167353453573512,2.6985254086329076,4.0849979956823088E-2,18.906728842163243]
["Statewide",2022,8,5,0.26282127035276703,5.1842960704233632E-6,1.5778292388245018E-6,0.24867398998118403,4.9052330785310736E-6,1.4928970239007618E-6,0.32300418560507305,1.7858772941723611E-3,2.2765821874467809E-6,0.30561734789282735,1.6897461600522479E-3,2.1540371344853845E-6,40.052519015029056,5.0004564236826115,0.10016961624765836,45.153145054959325,17.119221837068871,2.8574036706757777,4.3255061561488839E-2,20.019880569306139,37.896551138710592,4.731289248146294,9.4777633917356913E-2,42.722618020774249,16.197719438319851,2.7035938560835966,4.0926705555222306E-2,18.942239999958669]
["Statewide",2022,8,6,0.28537213177629933,5.6291243832374649E-6,1.7132117688114024E-6,0.27001097187833245,5.3261169409962655E-6,1.6209921124771243E-6,0.35071892352953427,1.9391109777561059E-3,2.4719198378564518E-6,0.33184024245424559,1.8347315010223224E-3,2.3388600480027076E-6,43.489146517662249,5.4295107377170968,0.10876447286568387,49.027421728245031,18.588102947065316,3.1025775644097693,4.6966476919272582E-2,21.73764698839436,41.148190064326457,5.1372482028625024,0.10290984211211913,46.388348109301077,17.587532850075018,2.935570401635716,4.4438340912051448E-2,20.567541592622785]
["Statewide",2022,8,7,0.29117317434918744,5.7435531818450346E-6,1.7480379249093584E-6,0.27549975290703127,5.4343862065709419E-6,1.6539436280868086E-6,0.35784833519930154,1.9785292112938354E-3,2.5221690059406452E-6,0.33858588843548526,1.8720279093331121E-3,2.3864043776681093E-6,44.373193564713389,5.5398817916227392,0.11097543626138839,50.024050792597521,18.96596176556298,3.1656467380701367,4.7921211112872258E-2,22.179529714745989,41.984650166000172,5.2416781461327142,0.10500179261739681,47.331330104750279,17.945052087080718,2.9952446549329794,4.5341683175694078E-2,20.985638425189389]
["Statewide",2022,8,8,0.27920187060869905,5.5074125420240803E-6,1.6761690345290681E-6,0.2641728467459426,5.2109566682304282E-6,1.5859433338092609E-6,0.34313574664002205,1.8971838943676867E-3,2.4184724641062263E-6,0.3246652567640958,1.795061290538682E-3,2.2882896673533619E-6,42.548832583362731,5.3121149042295226,0.10641278842067396,47.967360276012933,18.18619457192117,3.0354942309882986,4.5950976818018296E-2,21.267639779727489,40.258491838747879,5.0261716135083097,0.10068474536354792,45.385348197619734,17.207258608497078,2.8720980648618912,4.3477503679713876E-2,20.122834177038683]
["Statewide",2022,8,9,0.26850041565892907,5.2963203774917392E-6,1.6119235931496598E-6,0.25404743529278551,5.0112272827907942E-6,1.5251561295450244E-6,0.32998378699763753,1.8244672326463937E-3,2.3257754701159376E-6,0.31222124766257431,1.7262588591978897E-3,2.2005824154863922E-6,40.917989587707055,5.1085082514099023,0.10233412068510125,46.128831959802056,17.489140710874789,2.9191475722342299,4.4189733932202817E-2,20.452478017041223,38.715434710159215,4.8335248057540916,9.6825626281401261E-2,43.645785142194711,16.547726126116437,2.7620141747166236,4.1811065894241453E-2,19.3515513667273]
["Statewide",2022,8,10,0.26703541806522296,5.2674224832762675E-6,1.60312858186669E-6,0.25266129635338103,4.9838849194920777E-6,1.5168345407149803E-6,0.32818332254499527,1.814512536304255E-3,2.3130855252647955E-6,0.31051769954922381,1.7168400094406842E-3,2.1885755516030426E-6,40.694731995579417,5.0806351016519145,0.101775763111651,45.877142860342985,17.393716094884748,2.9032200580868079,4.394862498003111E-2,20.34088477795159,38.504194744103756,4.8071520264339158,9.6297324270533877E-2,43.407644094808212,16.457438076108861,2.7469440151050946,4.1582935480457807E-2,19.245965026694414]
["Statewide",2022,8,11,0.28877570559481036,5.696261774168643E-6,1.7336448877904565E-6,0.27323133635076874,5.3896404254439796E-6,1.6403253468742547E-6,0.35490187488624636,1.9622383494233985E-3,2.5014019095262297E-6,0.33579803172440104,1.8566139604692458E-3,2.3667551433471386E-6,44.007832485894546,5.4942673783855156,0.1100616840191541,49.612161548299213,18.809799368971056,3.1395813590774377,4.7526636280998368E-2,21.996907364329495,41.638955933825727,5.198519089313888,0.10413722630727409,46.941612249446891,17.797295681393255,2.9705823367507933,4.4968347723595634E-2,20.812846365867646]
["Statewide",2022,8,12,0.29355052917544988,5.7904478310766269E-6,1.7623102094581039E-6,0.27774913823818886,5.4787565861735365E-6,1.6674476566615111E-6,0.36077007573620895,1.9946833985052224E-3,2.5427618736466924E-6,0.34135035599942076,1.8873125405327361E-3,2.4058887617544657E-6,44.73548939128991,5.5851135158146228,0.11188152244045446,50.432484429544985,19.120814014019075,3.1914934376083561,4.8312475599287155E-2,22.360619927226718,42.327444143928176,5.284475113491661,0.10585910551719649,47.717778362937032,18.091568867969301,3.019700064852378,4.5711886473334851E-2,21.156980819295015]
["Statewide",2022,8,13,0.29538321053590738,5.8265984925607793E-6,1.7733125846924113E-6,0.27948316907084331,5.5129613110029116E-6,1.6778577903052341E-6,0.36302241912346078,2.0071365155025678E-3,2.5586367293419075E-6,0.34348145907248578,1.8990953246554815E-3,2.4209090974404091E-6,45.014779971309139,5.6199822434071898,0.11258001609104393,50.747342230807376,19.240188213543423,3.2114184248041084,4.8614097857496243E-2,22.500220736205026,42.591700924988238,5.3174669090353479,0.106520000287378,48.01568783431096,18.204517330841746,3.0385525194487704,4.5997272851367774E-2,21.289067123141884]
["Statewide",2022,8,14,0.31117074376346993,6.1380163864149295E-6,1.8680919436915004E-6,0.29442088272845163,5.8076160400981015E-6,1.7675353165515963E-6,0.38242510790141715,2.1144132099811083E-3,2.6953898044691643E-6,0.3618397298026339,2.0005974732911855E-3,2.5503009567387314E-6,47.420713379775727,5.9203569879471036,0.11859715139664323,53.459667519119471,20.268530718775111,3.3830611359697733,5.1212406284914122E-2,23.702804261029797,44.868126495526603,5.6016729252153192,0.11221324209650418,50.582012662838423,19.177505679539596,3.2009559572658968,4.8455718178035893E-2,22.42691735498353]
["Statewide",2022,8,15,0.34793646007876489,6.8632406362020515E-6,2.0888123675397547E-6,0.32920755489683862,6.4938025408467304E-6,1.976374686344657E-6,0.42760973181206696,2.3642371982882109E-3,3.0138578445930743E-6,0.40459213221884194,2.2369738057012455E-3,2.8516263331544332E-6,53.023606744696302,6.6198641552069901,0.13260974516209525,59.776080645065385,22.663315786039551,3.7827795172611376,5.7263299047268408E-2,26.503358602347955,50.169424395136403,6.2635266559634877,0.12547155865879506,56.558422609758686,21.443383007598623,3.579158089121993,5.418090032993423E-2,25.076721997050551]
["Statewide",2022,8,16,0.38392093505514308,7.5730544650671442E-6,2.3048426632813049E-6,0.36325503879242743,7.1654081408454807E-6,2.1807763906921026E-6,0.47183421949744425,2.6087526315968254E-3,3.3255586998773107E-6,0.44643608112311189,2.4683273347790757E-3,3.1465487922843191E-6,58.50744321768309,7.3045073684711115,0.14632458279460167,65.958275168948802,25.007213633364547,4.1740042105549202,6.3185615297668904E-2,29.244403459217136,55.358074059265874,6.9113165373814125,0.13844814686051005,62.407838743507796,23.66111229952493,3.9493237356465212,5.9784427053402062E-2,27.670220462224854]
["Statewide",2022,8,17,0.31689669937679371,6.2509640528870108E-6,1.902467320443873E-6,0.29983861861759475,5.9144839006901187E-6,1.8000603176013407E-6,0.38946223859943857,2.1533212256966867E-3,2.7449885623547304E-6,0.36849806216038872,2.0374111280507747E-3,2.5972298868247912E-6,48.293317586330382,6.0292994319507232,0.12077949674360813,54.443396515024716,20.641498645770245,3.4453139611146986,5.215478268473988E-2,24.138967389569682,45.693759707888198,5.7047511585421686,0.11427811502029081,51.512788981450655,19.530397294500602,3.2598578048812397,4.9347367849671031E-2,22.839602467231511]
["Statewide",2022,8,18,0.32172546213224412,6.3462140900871474E-6,1.9314564622004363E-6,0.30440745621380094,6.0046067692259185E-6,1.8274890167209318E-6,0.39539673004760362,2.1861327928591511E-3,2.7868157526034861E-6,0.37411310870872788,2.0684564970685632E-3,2.6368055812687726E-6,49.029194525902845,6.1211718200056229,0.12261989311455339,55.27298623902302,20.956026692522993,3.4978124685746419,5.2949499299466234E-2,24.506788660397099,46.390025479882254,5.7916781917919771,0.116019445575826,52.297723117250051,19.827994761562579,3.3095303953097011,5.009930604410668E-2,23.187624462916386]
["Statewide",2022,8,19,0.32494777642241163,6.4097760357765577E-6,1.9508014021928654E-6,0.30745631809029139,6.0647472693625225E-6,1.8457926471972895E-6,0.39935691562033948,2.208028501367725E-3,2.8147277374497055E-6,0.37786012334767372,2.0891735919634463E-3,2.6632151052418032E-6,49.520257536922095,6.1824798038296302,0.12384802044778705,55.826585361199513,21.165916527877993,3.5328456021883601,5.3479827011544405E-2,24.752241957077896,46.854655295111542,5.8496860574976495,0.11718146463063935,52.821522817239831,20.026586537426706,3.3426777471415141,5.0601086999594258E-2,23.419865371567816]
["Statewide",2022,8,20,0.32812421583286672,6.4724330738901665E-6,1.9698709355317898E-6,0.31046177446401307,6.1240315717601202E-6,1.8638356957530801E-6,0.4032607215167221,2.2296124888883388E-3,2.8422423498387247E-6,0.38155379314488053,2.1095957453502361E-3,2.6892486467294437E-6,50.004329468073543,6.2429149688873489,0.12505866339290389,56.372303100353797,21.37281824038627,3.5673799822213423,5.4002604646935772E-2,24.994200827254549,47.312670349965188,5.9068680869806611,0.11832694045609553,53.33786537740194,20.222351036678667,3.3753531925603779,5.1095724287859433E-2,23.648799953526904]
["Statewide",2022,8,21,0.31319013023259662,6.1778499102484749E-6,1.8802151900756229E-6,0.29633156860984061,5.8453053842421386E-6,1.779005986508477E-6,0.38490690962548108,2.1281349929955944E-3,2.7128819171091125E-6,0.36418793980952108,2.0135806330152375E-3,2.5668514948193735E-6,47.728456793559651,5.9587779803876648,0.11936680435280095,53.806601578300118,20.400066210150499,3.4050159887929512,5.154475642507314E-2,23.856626955368522,45.159304536380617,5.6380257724426652,0.11294146577205243,50.910271774595337,19.301960809904617,3.2217290128243801,4.8770178401568096E-2,22.572460001130565]
["Statewide",2022,8,22,0.28761131375829158,5.6732934960897987E-6,1.7266545422881998E-6,0.27212962200512242,5.3679084958128771E-6,1.6337112813343541E-6,0.35347085129985573,1.9543262769356295E-3,2.4913158395872591E-6,0.33444403802173278,1.849127783144584E-3,2.3572119916395675E-6,43.830385561182112,5.4721135754197627,0.1096178969418394,49.412117033543716,18.733955118892354,3.1269220430970073,4.7335000952157924E-2,21.908212162941521,41.471060714694865,5.1775577928048353,0.10371732763214098,46.752335835131838,17.725534015151837,2.9586044530313345,4.478702784115178E-2,20.728925496024324]
["Statewide",2022,8,23,0.27952445222495675,5.513775644231565E-6,1.6781056308530852E-6,0.2644780642707712,5.2169772540546625E-6,1.5877756860166365E-6,0.34353219557321013,1.8993758447498562E-3,2.4212666959451651E-6,0.32504036543740578,1.7971352514728302E-3,2.290933489824004E-6,42.597992251078054,5.3182523652995979,0.10653573462158726,48.022780350999241,18.207206365380138,3.03900135159977,4.6004067222958134E-2,21.292211784202866,40.305005314238315,5.031978704123925,0.10080107355225618,45.437785091914492,17.227139368182506,2.8754164023565285,4.3527736306656073E-2,20.146083506845692]
["Statewide",2022,8,24,0.28035277422325111,5.5301147574054669E-6,1.683078404427751E-6,0.26526179892066681,5.232436856925674E-6,1.5924807825425966E-6,0.34455019336356674,1.9050043140401531E-3,2.4284416978171834E-6,0.32600356591193441,1.8024607485835704E-3,2.2977222719543178E-6,42.724223977082275,5.334012079312429,0.10685143470395607,48.16508749109866,18.261160248269036,3.0480069024642451,4.6140392258526487E-2,21.355307542991806,40.424442173079868,5.0468900960339971,0.10109977996598998,45.572432049079858,17.278188993332524,2.8839371977337125,4.3656723167132039E-2,20.205782914233367]
["Statewide",2022,9,1,0.20422511245909439,4.0284541908740742E-6,1.2260512754834139E-6,0.19323197662576225,3.811608458312634E-6,1.160054748182106E-6,0.25099021110967601,1.3877148936650126E-3,1.7690168403403542E-6,0.23747977916356541,1.3130162528352609E-3,1.6737932795198957E-6,31.122786177599824,3.8856017022620355,7.7836740974975588E-2,35.08622462083683,13.302481188812829,2.2203438298640203,3.3611319966466727E-2,15.556436338643316,29.447492616282112,3.6764455079387308,7.364690429887541E-2,33.197585028519718,12.586428295668966,2.1008260045364175,3.1802072310878018E-2,14.719056372516262]
["Statewide",2022,9,2,0.16960001957482884,3.3454549315789564E-6,1.0181819356979434E-6,0.16047070129427055,3.1653740392523347E-6,9.6337470759853678E-7,0.20843638769359324,1.1524364966478292E-3,1.4690910786498893E-6,0.19721656514124331,1.0904025440433153E-3,1.3900120781064598E-6,25.846112074005561,3.2268221906139218,6.4640007460595131E-2,29.13757427208008,11.047128547760442,1.8438983946365266,2.7912730494347896E-2,12.918939672891318,24.45485407751417,3.0531271233212829,6.1160531436684228E-2,27.569141732272136,10.452477952485895,1.7446440704693045,2.6410229484022735E-2,12.223532252439222]
["Statewide",2022,9,3,0.18461381735727508,3.6416104624505373E-6,1.1083162277023374E-6,0.17467632854171625,3.4455879557971471E-6,1.0486572039382621E-6,0.22688816489963567,1.2544556388693743E-3,1.599141985684801E-6,0.21467511046336138,1.1869301466861217E-3,1.513062537110921E-6,28.134132447554823,3.5124757888342479,7.0362247370131248E-2,31.716970483759201,12.025072739680692,2.0071290221909988,3.0383697728011218E-2,14.062585459599701,26.61971369745681,3.3234044107211407,6.6574751632880527E-2,30.00969285981083,11.377780854558154,1.8990882346977946,2.8748188205107498E-2,13.305617277461055]
["Statewide",2022,9,4,0.20086186449004195,3.9621122498035713E-6,1.2058602499402175E-6,0.19004976732193457,3.7488376058357589E-6,1.140950575689144E-6,0.24685681973776166,1.3648615371823348E-3,1.7398840749137422E-6,0.23356888213750621,1.291393058740727E-3,1.6462286877800504E-6,30.610245647482447,3.8216123041105377,7.6554899296204654E-2,34.508412850889194,13.083411446101367,2.1837784594917355,3.3057797423361103E-2,15.300247703016463,28.96254138505077,3.6159005644740354,7.2434062262322213E-2,32.650876011787126,12.37915075328783,2.066228893985163,3.1278345067820956E-2,14.476657992340815]
["Statewide",2022,9,5,0.22392392426572066,4.4170242350871141E-6,1.3443117237221651E-6,0.21187043051979898,4.1792623515912318E-6,1.2719494113538531E-6,0.27519981429912321,1.5215688267215307E-3,1.9396497727991237E-6,0.26038621521001021,1.439665026593797E-3,1.8352412935248451E-6,34.124776973091279,4.260392714820286,8.5344590003161441E-2,38.470514277914724,14.585590157853531,2.4345101227544492,3.6853345683183353E-2,17.056953626291165,32.287890686041266,4.0310620744626311,8.0750616915093179E-2,36.399703377418987,13.80046940613054,2.303464042550075,3.4869584576972056E-2,16.138803033257584]
["Statewide",2022,9,6,0.27403814777342089,5.4055552305220238E-6,1.6451689832023553E-6,0.25928707947572871,5.1145821851987649E-6,1.5566119694083198E-6,0.33678959327556784,1.8620962648446086E-3,2.3737438186205407E-6,0.31866070745173175,1.7618623762317312E-3,2.245968698717718E-6,41.761909566170409,5.2138695415649039,0.1044447280193038,47.080223835754616,17.849848443605097,2.979354023751374,4.5101132553790273E-2,20.87430359991026,39.513927724014735,4.9332146534488475,9.88226227435796E-2,44.545965000207168,16.889017494941783,2.8189798019707699,4.2673405275636643E-2,19.750670702188188]
["Statewide",2022,9,7,0.27647471987345834,5.4536179734901725E-6,1.6597967745404874E-6,0.26159249450237354,5.1600577817792373E-6,1.5704523683675941E-6,0.33978411113093121,1.8786528349548973E-3,2.3948496318369885E-6,0.32149403483868033,1.7775277306537782E-3,2.2659384172160998E-6,42.133229780235467,5.2602279378737125,0.10537338380082749,47.498831101910007,18.008557889939354,3.0058445359278356,4.5502143004902781E-2,21.059904568872092,39.865260319996359,4.9770776458305788,9.9701290357508396E-2,44.942039256184444,17.039183846450058,2.8440443690460451,4.30528299271059E-2,19.92628104542321]
["Statewide",2022,9,8,0.24595391484783233,4.8515780801888015E-6,1.476567241796592E-6,0.23271457928275294,4.5904248057489857E-6,1.3970858104453434E-6,0.30227440821350232,1.6712631795363427E-3,2.1304755917350826E-6,0.28600342376688248,1.5813015537369224E-3,2.0157952407854239E-6,37.482026618474286,4.6795369027017593,9.3740926036343639E-2,42.255304447212396,16.020543635315622,2.6740210872581485,4.0479036242966566E-2,18.735043758816737,35.464424547093429,4.4276443504633827,8.8694990594558654E-2,39.980763888151372,15.158181459644771,2.5300824859790758,3.8300109574923052E-2,17.726564055198768]
["Statewide",2022,9,9,0.22621730405642879,4.4622624299295556E-6,1.3580798699785603E-6,0.21404036106739932,4.2220654412951835E-6,1.284976438655056E-6,0.27801835052561102,1.5371524014057335E-3,1.9595152409690653E-6,0.26305303379895645,1.4544097604948583E-3,1.8540374329165803E-6,34.474275465175765,4.3040267239360537,8.6218670602638867E-2,38.86452085971446,14.734972577857384,2.4594438422491738,3.7230789578412242E-2,17.231647209684969,32.618576191070602,4.072347329385603,8.1577647048329538E-2,36.772501167504529,13.941810791344691,2.3270556167917733,3.5226711225415028E-2,16.30409311936188]
["Statewide",2022,9,10,0.21326131430264014,4.2066983095718036E-6,1.2802994855218534E-6,0.20178177308513467,3.980257959655315E-6,1.2113828572864002E-6,0.2620955946789737,1.4491161176842348E-3,1.8472892576815309E-6,0.24798737635591592,1.371112339754307E-3,1.7478524083703772E-6,32.499853740192741,4.0575251295158576,8.1280727337987357E-2,36.63865959704659,13.891066517985607,2.3185857882947758,3.5098495895949086E-2,16.24475080217633,30.750434668133575,3.8391145513120595,7.6905505968296595E-2,34.666454725413935,13.143330946863543,2.1937797436068913,3.3209195759037163E-2,15.370319886229471]
["Statewide",2022,9,11,0.20771729152340096,4.0973393696725744E-6,1.2470163299003487E-6,0.19653617685462599,3.8767856497910786E-6,1.1798912847190239E-6,0.25528205724959996,1.4114443402572091E-3,1.7992664188562171E-6,0.24154060157176588,1.335468378404118E-3,1.7024145679517343E-6,31.654975098950395,3.9520441527201857,7.9167722429673557E-2,35.686186974100252,13.529949034228798,2.2583109444115346,3.4186061958268128E-2,15.822446040598601,29.951034594898967,3.7393114595315304,7.4906240989876305E-2,33.765252295420375,12.801651883303592,2.1367494054465888,3.2345876791082952E-2,14.970747165541264]
["Statewide",2022,9,12,0.21167603116449635,4.175427715937749E-6,1.2707823483288803E-6,0.20028182339429354,3.9506706158394088E-6,1.2023780135163419E-6,0.26014730073646936,1.4383440779728168E-3,1.8335573883030984E-6,0.2461439561955597,1.360920143012854E-3,1.7348597052164359E-6,32.258265291322203,4.0273634183238869,8.0676525085336334E-2,36.366305234731428,13.787806939032876,2.3013505247565069,3.4837590377758867E-2,16.123995054167143,30.521850568249402,3.8105764004359912,7.6333827029523182E-2,34.408760795714919,13.045629678364664,2.1774722288205663,3.2962334399112281E-2,15.256064241584342]
["Statewide",2022,9,13,0.22647493324043216,4.4673443092023495E-6,1.3596265288876716E-6,0.21428412245336223,4.2268737705208665E-6,1.286439843202003E-6,0.27833497369943333,1.5389029983395746E-3,1.9617468488236403E-6,0.26335261361549578,1.45606612538421E-3,1.8561489166200327E-6,34.513536738729734,4.3089283953508088,8.6316861348240181E-2,38.908781995428782,14.751753606069967,2.4622447973433195,3.7273190127649167E-2,17.251271593540935,32.655724088321477,4.076985151075788,8.167055233128144E-2,36.814379791728548,13.957688521621277,2.329705800614736,3.5266829415780618E-2,16.322661151651793]
["Statewide",2022,9,14,0.24007726455607342,4.7356578771781198E-6,1.4412871800107323E-6,0.22715426038689537,4.4807444158650028E-6,1.3637048222197835E-6,0.29505207556505419,1.6313311896035761E-3,2.0795715025869135E-6,0.27916985860584997,1.5435190437781921E-3,1.9676312434885444E-6,36.586457370066718,4.5677273308900128,9.1501146113824192E-2,41.245685847070554,15.637760004947872,2.6101299033657219,3.9511858549151353E-2,18.287401766862743,34.617062467125393,4.3218533225789377,8.6575774713495951E-2,39.025491564417827,14.79600250611005,2.4696304700451073,3.7384993626282344E-2,17.30301796978144]
["Statewide",2022,9,15,0.26262054714482008,5.1803366932511675E-6,1.5766242109894859E-6,0.24848407140672849,4.9014868287776623E-6,1.4917568609323322E-6,0.32275749919256186,1.7845133748099567E-3,2.2748435044276865E-6,0.30538394024514742,1.6884556584524097E-3,2.1523920422023647E-6,40.021929899877669,4.9966374494678787,0.1000931141948182,45.118660463540365,17.106147457205779,2.8552213996959308,4.3222026584126043E-2,20.004590883485836,37.867608590398284,4.7276758436667476,9.4705249856904053E-2,42.689989683921929,16.185348832992812,2.7015290535238554,4.0895448801844932E-2,18.927773335318513]
["Statewide",2022,9,16,0.29532938926524249,5.8255368379936332E-6,1.772989472432845E-6,0.27943224491959734,5.5119568037313359E-6,1.6775520707008417E-6,0.36295627342803816,2.006770798583633E-3,2.5581705245102477E-6,0.34341887390204373,1.8987492937375383E-3,2.4204679877254998E-6,45.006577905076732,5.6189582360341728,0.1125595030784509,50.738095644189357,19.236682491686022,3.2108332777338129,4.8605239965694706E-2,22.496121009385529,42.583940363853422,5.3164980224651073,0.10650059145992199,48.006938977778447,18.201200316808318,3.0379988699800613,4.5988891766784494E-2,21.285188078555166]
["Statewide",2022,9,17,0.27895877217653581,5.5026172899316659E-6,1.674709609979203E-6,0.26394283394293366,5.2064195374678162E-6,1.5845624679249877E-6,0.34283698158574255,1.8955320342664607E-3,2.4163667229699925E-6,0.32438257379092961,1.7934983476242396E-3,2.2862972751489105E-6,42.511785716632076,5.3074896959460895,0.10632013581067967,47.925595548388841,18.170360024044356,3.0328512548263369,4.5910967736429859E-2,21.249122246607122,40.223439150075272,5.0217953733478709,0.10059708010655206,45.345831603529696,17.19227641091927,2.8695973561987835,4.3439648227829301E-2,20.105313415345883]
["Statewide",2022,9,18,0.29880660116410307,5.8941267811100945E-6,1.7938646725117678E-6,0.28272228364340041,5.5768546516279664E-6,1.697303589625903E-6,0.36722972510133761,2.0303985429015337E-3,2.5882904560526935E-6,0.34746229199055984,1.921105191515147E-3,2.4489666078888025E-6,45.536485912565865,5.6851159201242947,0.11388478006631851,51.335486612756483,19.463175430370892,3.2486376686424538,4.9177518665001176E-2,22.760990617678349,43.085324206829419,5.3790945362424116,0.10775453074710731,48.57217327381894,18.415501475499671,3.0737683064242352,4.6530365549887251E-2,21.535800147473793]
["Statewide",2022,9,19,0.2956803841653633,5.8324604080646269E-6,1.7750966459327126E-6,0.27976434628323105,5.5185076882627044E-6,1.6795458181669101E-6,0.36338764194593959,2.0091558179606973E-3,2.5612108748457709E-6,0.3438270224904546,1.9010059310480612E-3,2.4233446804979699E-6,45.06006760129651,5.6256362902899522,0.11269327849321392,50.798397170079674,19.259545023134798,3.2146493087371155,4.8663006622069647E-2,22.522857338493985,42.63455078881637,5.3228166069345715,0.10662716594191067,48.063994561692851,18.222832191994094,3.0416094896768979,4.6043548929461428E-2,21.310485230600452]
["Statewide",2022,9,20,0.28384741447868594,5.5990484845709911E-6,1.7040582344346497E-6,0.26856832785837953,5.2976599834843295E-6,1.6123312993213179E-6,0.34884506427783613,1.9287504844893899E-3,2.4587125953985658E-6,0.33006725027534978,1.8249286977889718E-3,2.3263637318779011E-6,43.256787970451683,5.4005013565702917,0.1081833541975369,48.765472681219507,18.488788406725316,3.0860007751830238,4.6715539312572753E-2,21.621504721220912,40.92833903414337,5.1098003538091206,0.10236000420262764,46.140499392155121,17.493564264593537,2.9198859164623547,4.4200910905680117E-2,20.457651091961573]
["Statewide",2022,9,21,0.27339832691847371,5.3929344074827567E-6,1.6413278631469261E-6,0.25868169923135459,5.1026407224023629E-6,1.5529776111659365E-6,0.3360032611270779,1.8577486656732995E-3,2.3682016311119931E-6,0.31791670240011244,1.7577488018953879E-3,2.240724838967994E-6,41.664404379757663,5.2016962638852382,0.1042008717689277,46.970301515411826,17.808172839735128,2.9723978650772791,4.4995830991127868E-2,20.825566535803535,39.421671097613945,4.9216966453070858,9.8591892914591736E-2,44.441959635835623,16.84958522720596,2.8123980830326207,4.2573771940391886E-2,19.704557082178976]
["Statewide",2022,9,22,0.25272496644517556,4.9851408475463443E-6,1.5172167796880178E-6,0.2391211551843905,4.7167980868275998E-6,1.4355472438170956E-6,0.31059594932756135,1.7172726493525951E-3,2.1891270678355683E-6,0.29387702862712828,1.624834401823264E-3,2.0712895946503804E-6,38.513897716617606,4.8083634181872661,9.6321590984765004E-2,43.418582725789641,16.46158531436075,2.747636238964152,4.15934142888758E-2,19.250814967613778,36.44075154976391,4.5495363251051391,9.1136742164616744E-2,41.081424617033662,15.575482517237798,2.5997350429172226,3.9354502298357227E-2,18.214572062453378]
["Statewide",2022,9,23,0.25235502566280837,4.9778435593864428E-6,1.5149958659002218E-6,0.23877112776733811,4.7098936008994644E-6,1.4334458785346198E-6,0.31014129654785966,1.7147588922182082E-3,2.1859226065131768E-6,0.29344684913430147,1.6224559565185418E-3,2.0682576247428083E-6,38.457520771934597,4.8013248982109831,9.6180594686579773E-2,43.355026264832162,16.437488717036562,2.7436142275491333,4.1532529523750361E-2,19.222635474109445,36.387409292653381,4.5428766782519165,9.100333548868357E-2,41.021289306393982,15.552683004117977,2.5959295304296668,3.9296894870113355E-2,18.187909429417758]
["Statewide",2022,9,24,0.24479761508441952,4.8287694227629917E-6,1.4696254764930845E-6,0.2316205214258823,4.5688439046271807E-6,1.3905177101039245E-6,0.3008533296877986,1.6634060928935298E-3,2.1204596160828787E-6,0.28465883979698914,1.5738674024504849E-3,2.0063184102928051E-6,37.305812881287025,4.6575370601018831,9.3300223107646657E-2,42.056650164496553,15.945226473453326,2.6614497486296478,4.0288732705574697E-2,18.646964954788547,35.297696134826651,4.4068287268613577,8.8278010052883424E-2,39.792802871740889,15.086918509240425,2.5181878439207757,3.8120049795563299E-2,17.643226402956763]
["Statewide",2022,10,1,0.21659608141214931,4.2724784498108352E-6,1.3003195282032976E-6,0.20493703461197607,4.0424972522087898E-6,1.2303252506722405E-6,0.2661939834164751,1.4717759459935325E-3,1.8761753192647578E-6,0.25186515488761724,1.3925524230108803E-3,1.7751835759699467E-6,33.008053943642913,4.1209726487818905,8.2551714047649341E-2,37.211578306472454,14.10828112107318,2.3548415135896521,3.5647331066030401E-2,16.498769965728862,31.231279206064539,3.8991467844304646,7.8108077342677662E-2,35.208534067837682,13.348853209043714,2.2280838768174083,3.3728487943428989E-2,15.610665573804551]
["Statewide",2022,10,2,0.20852487567149486,4.1132694171907217E-6,1.2518646052319588E-6,0.19730028994213414,3.8918582064057332E-6,1.1844785845582666E-6,0.25627456847105673,1.4169318953218299E-3,1.8062617875489688E-6,0.24247968738171372,1.3406605464935924E-3,1.7090333862912129E-6,31.778046490411036,3.9674093069011236,7.9475518652154631E-2,35.824931315964314,13.582552128966007,2.2670910325149278,3.4318973963430408E-2,15.883962135444365,30.067481235332501,3.7538495301820585,7.5197468996813371E-2,33.896528234511372,12.851423431230828,2.145056874389748,3.2471634339533047E-2,15.028951939960109]
["Statewide",2022,10,3,0.20855154260581812,4.1137954373360347E-6,1.2520246983196629E-6,0.19732552143481291,3.8923559116644051E-6,1.1846300600717755E-6,0.25630734181315384,1.4171130978266697E-3,1.8064927790040845E-6,0.24251069658326491,1.3408319951355254E-3,1.7092519438178473E-6,31.782110384831078,3.9679166739146754,7.948568227617972E-2,35.829512741021929,13.584289116097153,2.2673809565226715,3.4323362801077603E-2,15.885993435420902,30.071326376324848,3.754329586379471,7.5207085527985287E-2,33.900863048232303,12.85306691891304,2.1453311922168408,3.2475786932539101E-2,15.030873898062419]
["Statewide",2022,10,4,0.21677246715236387,4.2759577568648104E-6,1.3013784477414641E-6,0.20510392576860151,4.0457892733086053E-6,1.2313271701374017E-6,0.26641075937335967,1.472974491636517E-3,1.877703188884112E-6,0.25207026211527095,1.3936864527140907E-3,1.7766292026268223E-6,33.034934162296601,4.1243285765822479,8.2618940310900932E-2,37.241881679189753,14.119770246788063,2.3567591866184272,3.5676360588798126E-2,16.512205793995289,31.256712502293599,3.9023220675994539,7.8171684915580186E-2,35.237206254808633,13.35972389210936,2.2298983243425452,3.3755954849909627E-2,15.623378171301814]
["Statewide",2022,10,5,0.24403046325134875,4.8136369251981311E-6,1.4650199337559529E-6,0.23089466424166344,4.5545259670310963E-6,1.3861600769225078E-6,0.29991050929604007,1.6581932764497737E-3,2.1138144758478746E-6,0.2837667700328505,1.568935184208147E-3,2.0000309681310466E-6,37.188903152708967,4.6429411740593665,9.3007836937306479E-2,41.924852163705637,15.895256992690124,2.6531092423196379,4.0162475041109619E-2,18.588528710050873,35.187079484073465,4.3930185157828117,8.8001362597766045E-2,39.668099362454043,15.039638811741076,2.5102962947330352,3.8000588394489887E-2,17.587935694868602]
["Statewide",2022,10,6,0.29462368593254962,5.8116164463538939E-6,1.7687528314990113E-6,0.27876452855383971,5.4987857261906628E-6,1.6735434818841148E-6,0.36208897250544048,2.0019755262809524E-3,2.5520576568771444E-6,0.34259825850570519,1.8942121438525487E-3,2.4146841667185083E-6,44.899032590674622,5.6055314735866668,0.11229053690259436,50.61685460116388,19.190715542788347,3.2031608420495239,4.8489095480665739E-2,22.442365480318536,42.482184054707446,5.3037940027871366,0.10624610333561436,47.892224160830196,18.157707700802376,3.0307394301640778,4.587899916765166E-2,21.234326130134107]
["Statewide",2022,10,7,0.29006197553356533,5.721634165756434E-6,1.7413669200128277E-6,0.27444836828061875,5.4136470587086027E-6,1.6476317135200095E-6,0.35648268519691173,1.970978586751662E-3,2.5125436988756512E-6,0.33729374935345341,1.8648837237455766E-3,2.3772971866502992E-6,44.203852964417052,5.5187400429046534,0.11055192275052865,49.833144930072237,18.893582315436323,3.153565738802659,4.7738330278637373E-2,22.094886384517618,41.824424919828225,5.2216744264876143,0.10460107621261316,47.150700422528452,17.876568715733029,2.9838139579929224,4.5168646546355683E-2,20.905551320272306]
["Statewide",2022,10,8,0.27653095078035789,5.4547271594753265E-6,1.6601343528837951E-6,0.26164569858269854,5.1611072619228691E-6,1.5707717753678298E-6,0.33985321824035408,1.8790349254140441E-3,2.3953367091609039E-6,0.32155942201458576,1.7778892537484738E-3,2.2663992758878684E-6,42.141799061803908,5.2612977911593237,0.10539481520307978,47.508491668166307,18.012220566738765,3.0064558806624708,4.5511397474057171E-2,21.064187844875295,39.873368329808635,4.9780899104957266,9.9721568139066213E-2,44.951179808443428,17.042649366773045,2.8446228059975582,4.3061586241869503E-2,19.930333759012473]
["Statewide",2022,10,9,0.2595451829084604,5.1196734192920999E-6,1.5581614754367262E-6,0.24557424947993195,4.8440889691581767E-6,1.4742879471350973E-6,0.31897791347154697,1.7636161956978832E-3,2.2482044145587047E-6,0.30180780403494206,1.6686833435930538E-3,2.1271868951520688E-6,39.553261270471822,4.938125347954073,9.892099424058301E-2,44.590307612666479,16.905829413991988,2.8217859131166132,4.2715883876615388E-2,19.770331210985216,37.424167700332816,4.6723133620605504,9.3596223386691033E-2,42.190077285780056,15.995813613851929,2.6698933497488859,4.0416551007889309E-2,18.706123514608706]
["Statewide",2022,10,10,0.24557413190550686,4.8440866499370989E-6,1.474287241285204E-6,0.23235523949466003,4.5833366281107886E-6,1.3949285389902403E-6,0.30180765953738536,1.6686825446718104E-3,2.1271858767115083E-6,0.28556179948185917,1.578859830631382E-3,2.0126826062573464E-6,37.424149782635787,4.6723111250810687,9.359617857530636E-2,42.190057086292157,15.995805955481424,2.6698920714748966,4.0416531657518656E-2,18.706114558613841,35.409663135750534,4.4208075257678692,8.8558034675323249E-2,39.919028696193728,15.134775372538536,2.5261757290102111,3.8240969518889584E-2,17.699192071067635]
["Statewide",2022,10,11,0.24353743780132073,4.8039117233536677E-6,1.4620600897163335E-6,0.23042817762261553,4.5453242584220893E-6,1.3833595569110708E-6,0.29930458693764372,1.6548431558317874E-3,2.1095438437335667E-6,0.28319346357908065,1.5657653956294877E-3,1.9959902178288306E-6,37.113768780267819,4.6335608363290044,9.2819929124276931E-2,41.840149545721097,15.863143107695118,2.64774904933086,4.008133303093777E-2,18.550973490056915,35.115989483806004,4.3841431077625659,8.7823569584468547E-2,39.587956161153038,15.009253569691275,2.5052246330071801,3.7923814138747784E-2,17.552402016837203]
["Statewide",2022,10,12,0.23899170803709463,4.7142446696853994E-6,1.434770116860774E-6,0.22612713777021293,4.4604838496697228E-6,1.3575385629429593E-6,0.29371793963735554,1.6239548051268445E-3,2.070168311470545E-6,0.27790753724246581,1.5365397191710094E-3,1.9587342122462693E-6,36.421024515032087,4.5470734543551643,9.1087405704703986E-2,41.059185375091957,15.567050800779844,2.5983276882029513,3.9333197917940356E-2,18.204711686900737,34.460534618065758,4.3023112136788262,8.6184305338835851E-2,38.849030137083417,14.729099473850688,2.4584635506736152,3.7215950032679114E-2,17.22477897455698]
["Statewide",2022,10,13,0.2547602842709295,5.0252886262704788E-6,1.5294356688649283E-6,0.24104691486103583,4.7547847699861267E-6,1.4471084082566473E-6,0.31309733049763461,1.731102686345261E-3,2.2067571793622535E-6,0.2962437641473965,1.6379199883739166E-3,2.0879707033417336E-6,38.824068981706688,4.8470875217667304,9.7097315891939151E-2,43.768253819365356,16.594158516374634,2.7697642981524178,4.1928386407882816E-2,19.405851200934933,36.734226754277167,4.5861759674469669,9.1870710947036277E-2,41.412273432671171,15.700919499812015,2.6206719813982664,3.9671443363492938E-2,18.361262924573772]
["Statewide",2022,10,14,0.27174270375986187,5.3602763177331237E-6,1.6313884445274726E-6,0.25711519581934134,5.0717405693352058E-6,1.5435732167541932E-6,0.33396852014398115,1.8464986637130236E-3,2.3538604699610674E-6,0.31599148851553699,1.7471043709062105E-3,2.227155641316764E-6,41.412096497853661,5.1701962583964658,0.10356986067828697,46.685862616928411,17.700331567631,2.9543978619408375,4.4723348929260283E-2,20.699452778501097,39.182944575926584,4.8918922385373893,9.7994848217937622E-2,44.172831662681908,16.747548891323461,2.7953669934499366,4.2315957185018516E-2,19.585231841958414]
["Statewide",2022,10,15,0.28616172477360946,5.6446995452770296E-6,1.7179520355190962E-6,0.27075806225210153,5.3408537150929109E-6,1.625477217636973E-6,0.35168932384269497,1.9444762824882571E-3,2.4787593655346957E-6,0.33275840755339747,1.8398079993339625E-3,2.3453314140190608E-6,43.609476156494175,5.4445335909671195,0.1090654120835266,49.163075159544817,18.639534163662834,3.1111620519812111,4.7096427945159218E-2,21.797792643589204,41.262042536621287,5.1514623981350951,0.10319458221683868,46.516699516973219,17.636195600330066,2.94369279893434,4.4561296866362156E-2,20.624449696130768]
["Statewide",2022,10,16,0.31962107687750624,6.304703917823879E-6,1.9188229315116155E-6,0.30241634690574976,5.9653310281580138E-6,1.8155355303089607E-6,0.39281046583659213,2.171833440909504E-3,2.768587372609616E-6,0.3716660592761058,2.054926858091128E-3,2.6195584080172144E-6,48.708497763737427,6.0811336345466112,0.1218178443948231,54.911449242678863,20.818954689339382,3.4749335054552062,5.2603160079582705E-2,24.346491354874168,46.086591350237121,5.7537952026551586,0.11526056995275744,51.955647122845043,19.698301141633607,3.2878829729458046,4.9771609752327077E-2,23.035955724331739]
["Statewide",2022,10,17,0.31855610515943356,6.2836967570042636E-6,1.9124294477839064E-6,0.3014087010405776,5.945454651743811E-6,1.8094861983568123E-6,0.39150162838204827,2.1645969306845559E-3,2.7593624889453503E-6,0.37042767460647313,2.0480798785115746E-3,2.6108300862005428E-6,48.546201919373985,6.0608714059167568,0.12141194951359541,54.728485274804335,20.74958630424856,3.4633550890952893,5.2427887289961658E-2,24.265369280633809,45.933031651202668,5.7346236598324092,0.11487652379282388,51.7825318348279,19.632666754143077,3.2769278056185196,4.9605771637810311E-2,22.959200331399408]
["Statewide",2022,10,18,0.33376579279488583,6.583716324427421E-6,2.0037397509126936E-6,0.3157996736798877,6.2293246094660515E-6,1.8958814028809725E-6,0.41019415186541286,2.2679471494973244E-3,2.8911102120311716E-6,0.38811400718977623,2.1458669078608492E-3,2.7354860241568311E-6,50.864074831311193,6.3502520185925082,0.12720884932937154,57.34153569923307,21.740290048866882,3.628715439195719,5.493109402859226E-2,25.423936582091194,48.126136891532255,6.0084273420103775,0.12036138506290057,54.254925618605533,20.570042381058141,3.4333870525773587,5.1974234458979793E-2,24.055403668094481]
["Statewide",2022,10,19,0.33970074042940884,6.7007864750226433E-6,2.0393697967460222E-6,0.32141515185874775,6.3400930469564298E-6,1.9295935360302179E-6,0.41748813124814993,2.3082752713741049E-3,2.9425192781621171E-6,0.39501536244732888,2.1840242265667737E-3,2.7841278162721714E-6,51.768528274770588,6.4631707598474932,0.12947084823913316,58.361169882857212,22.126870956151947,3.6932404341985676,5.5907866285080224E-2,25.876019256635594,48.981904943468784,6.115267834386966,0.12250162391597555,55.219674401771719,20.935814209708429,3.4944387625068378,5.2898428509171258E-2,24.483151400724438]
["Statewide",2022,10,20,0.32062544076946137,6.3245155554868017E-6,1.9248525603655483E-6,0.30336664737446856,5.9840762346593279E-6,1.8212405931571869E-6,0.39404481700054728,2.1786581193966059E-3,2.777287265670291E-6,0.37283396714203554,2.0613841742263416E-3,2.6277899986982262E-6,48.861557308067859,6.1002427343104966,0.12220063968949281,55.084000682067852,20.884375301029007,3.4858529910345695,5.2768458047735528E-2,24.422996750111313,46.231411925612406,5.7718756878337567,0.11562275994272195,52.118910373388886,19.760200258527885,3.2982146787621467,4.9928009975266301E-2,23.108342947265296]
["Statewide",2022,10,21,0.30382274966012973,5.9930731065034162E-6,1.8239787715445181E-6,0.28746842028283898,5.6704748426288984E-6,1.7257966912348823E-6,0.37339451137475632,2.0644834009924595E-3,2.6317407989428041E-6,0.3532952369342266,1.9533553120934248E-3,2.4900780830674728E-6,46.300919410469781,5.7805535227788862,0.11579659515348338,52.197269528402153,19.789909102862087,3.3031734415879352,5.000307517991328E-2,23.143085619629932,43.8086093798441,5.4693948738615896,0.1095634356549688,49.387567689360658,18.724647557514011,3.1253684993494799,4.7311483578281986E-2,21.897327540441776]
["Statewide",2022,10,22,0.29433189099846346,5.8058606286146305E-6,1.7670010608827136E-6,0.27848844050960303,5.4933397356096649E-6,1.6718860064898981E-6,0.36173036003498982,1.9999927721962487E-3,2.5495301021307722E-6,0.34225894961428915,1.8923361184884947E-3,2.4122926665068527E-6,44.854564644338737,5.5999797621494967,0.11217932449375398,50.566723730981984,19.171709081854459,3.199988435513998,4.8441071940484672E-2,22.420138589308941,42.440109752171857,5.2985411317677853,0.10614087732630152,47.844791761265945,18.139724329557325,3.0277377895815913,4.5833560663630202E-2,21.213295679802549]
["Statewide",2022,10,23,0.26979020063102555,5.3217621050716866E-6,1.6196667276305136E-6,0.25526779304692959,5.0352995197936364E-6,1.5324824625458895E-6,0.3315689172420751,1.8332313547166513E-3,2.3369477070097404E-6,0.31372105268975137,1.7345512215358688E-3,2.2111532673876401E-6,41.114545738017313,5.1330477932066234,0.10282569910842858,46.350419230332363,17.573152613829979,2.9331701675466419,4.4402006433185065E-2,20.550724787809806,38.901410533529173,4.8567434203004325,9.7290743765056156E-2,43.855444697594663,16.627215792556822,2.7752819544573901,4.2011912080365164E-2,19.444509659094578]
["Statewide",2022,10,24,0.23264146958131118,4.5889826761322098E-6,1.3966469014315422E-6,0.22011872326094564,4.3419645240152226E-6,1.3214674638307199E-6,0.28591357282162855,1.5808047714345871E-3,2.0151619577797965E-6,0.27052326795277454,1.4957123879901135E-3,1.906688769241467E-6,35.453283029881938,4.4262533600168439,8.8667126142311051E-2,39.968203516041093,15.153419359546312,2.5292876342953394,3.8288077197816135E-2,17.720995071039468,33.544885226144039,4.1879946863723179,8.3894305846624551E-2,37.816774218362987,14.33773320149705,2.3931398207841816,3.6227086615587871E-2,16.76710010889682]
["Statewide",2022,11,1,0.26135390289407889,5.155351429300012E-6,1.5690200002217429E-6,0.24728560874312533,4.8778464846414078E-6,1.4845619735865156E-6,0.32120080861682249,1.7759064945366955E-3,2.2638717146056571E-6,0.30391104402135383,1.6803120738179947E-3,2.1420108476034009E-6,39.828900268485988,4.9725381847027474,9.9610355442648915E-2,44.901048808631387,17.023642856691591,2.841450391258713,4.3013562577507485E-2,19.908106810527812,37.684969458647878,4.7048738066903848,9.4248477294549646E-2,42.484091742632813,16.107285333131752,2.6884993181087915,4.0698206104464618E-2,18.836482857345011]
["Statewide",2022,11,2,0.24291638211038322,4.7916610536353461E-6,1.4583316250194533E-6,0.22984055244121884,4.5337330241406801E-6,1.3798317899558592E-6,0.29854131695041092,1.6506230664327325E-3,2.104164201813782E-6,0.28247127928667803,1.561772467402896E-3,1.9909001540791681E-6,37.019123301850954,4.6217445860116513,9.2583224879806414E-2,41.733451112742408,15.822689798371778,2.6409969062923722,3.9979119834461861E-2,18.503665824498611,35.026438631548075,4.372962908728109,8.7599606779483405E-2,39.487001147055672,14.970977802193936,2.4988359478446336,3.7827102927504193E-2,17.507640852966073]
["Statewide",2022,11,3,0.25524938286554394,5.0349363687028388E-6,1.532371938300864E-6,0.24150968600149075,4.7639131887086509E-6,1.4498866226504591E-6,0.31369842679787691,1.7344261238796781E-3,2.2109937966912463E-6,0.29681250432258682,1.641064530179941E-3,2.0919792698242335E-6,38.898604922936734,4.8563931468630983,9.7283727054414834E-2,43.85228179685425,16.626016620287476,2.7750817982074851,4.2008882137133677E-2,19.443107300632093,36.804750536000768,4.5949806845038346,9.2047087872266273E-2,41.491778308376873,15.731062729097102,2.6257032482879055,3.9747606126660437E-2,18.39651358351167]
["Statewide",2022,11,4,0.26173516860230533,5.1628721079356968E-6,1.5713089024152122E-6,0.24764635148202319,4.8849623362663228E-6,1.4867276675593157E-6,0.32166937959442843,1.778497204833675E-3,2.2671742734848055E-6,0.30435439251607138,1.6827633300103514E-3,2.1451356346212981E-6,39.887003069709124,4.9797921735342898,9.9755668033331441E-2,44.966550911276748,17.048477118504707,2.84559552773388,4.3076311196211303E-2,19.9371489574348,37.739944671992852,4.7117373240289835,9.4385967923337116E-2,42.54606796394517,16.130782803351781,2.6924213280165623,4.0757577057804667E-2,18.863961708426146]
["Statewide",2022,11,5,0.25817824627381131,5.0927098321592274E-6,1.5499551663093303E-6,0.24428089302315284,4.8185767920518998E-6,1.4665233714940563E-6,0.31729796476018146,1.7543278260955463E-3,2.2363638828177476E-6,0.30021828447871185,1.659894953192487E-3,2.1159837217271383E-6,39.344947630262503,4.9121179130675294,9.8400010843980895E-2,44.35546555417401,16.816792132289617,2.8069245217528742,4.2490913773537205E-2,19.666207567816027,37.22706727536027,4.6477058689389636,9.3103283755994082E-2,41.967876428055227,15.911569077371729,2.6558319251079792,4.0203690712815626E-2,18.607604693192524]
["Statewide",2022,11,6,0.28351695141004007,5.5925299163215446E-6,1.7020743223587312E-6,0.26825565312809119,5.291492300125297E-6,1.6104541782990036E-6,0.34843892913429453,1.926504979435461E-3,2.4558500936890259E-6,0.32968297678606745,1.822804064951858E-3,2.3236553144028478E-6,43.206427212652521,5.3942139424192908,0.10805740412231714,48.708698559194133,18.467263244117611,3.0824079670967377,4.6661151780091489E-2,21.596332362994442,40.880689121472365,5.1038513818652023,0.1022408338337253,46.086781337171296,17.473197769661574,2.916486503922973,4.4149450973654109E-2,20.433833724558202]
["Statewide",2022,11,7,0.30532779338874055,6.0227609330540583E-6,1.8330141970164526E-6,0.28889244973291911,5.698564617373189E-6,1.7343457531135794E-6,0.37524419204636811,2.0747102118516222E-3,2.6447776271237383E-6,0.35504535203025134,1.963031628845556E-3,2.5024131580638786E-6,46.530279813749644,5.8091885931845422,0.11637021559344449,52.455838622527629,19.887942178457511,3.3195363389625956,5.0250774915351029E-2,23.257729292335458,44.025623651751168,5.4964885607675571,0.11010617895481066,49.632218391473536,18.817403657603322,3.1408506061528896,4.7545850003213694E-2,22.005800113759424]
["Statewide",2022,11,8,0.29880158907730897,5.8940279149040358E-6,1.7938345827968805E-6,0.28271754134982746,5.5767611072435941E-6,1.6972751195958766E-6,0.36722356530684713,2.0303644856428122E-3,2.5882470408926415E-6,0.34745646376869876,1.9210729675083044E-3,2.4489255297026216E-6,45.535722098049042,5.6850205597998738,0.11388286979927623,51.334625527648193,19.4628489612629,3.2485831770284994,4.9176693776960184E-2,22.76060883206836,43.084601507318645,5.3790043090232524,0.10775272330691535,48.571358539648813,18.415192579741035,3.073716748013287,4.6529585064349809E-2,21.53543891281867]
["Statewide",2022,11,9,0.28656411087435246,5.6526368354289076E-6,1.7203677325218415E-6,0.27113878850401568,5.3483637526521096E-6,1.6277628812419465E-6,0.35218385152911413,1.9472105063957929E-3,2.4822448712100853E-6,0.33322631554567278,1.8423950440114203E-3,2.3486293000776655E-6,43.670797589610153,5.4521894179082198,0.10921877433324376,49.232205781851619,18.665744131043049,3.1155368102332686,4.7162652552991624E-2,21.828443593829309,41.320063127663424,5.1587061232319771,0.10333968920341728,46.58210894009882,17.660994723920659,2.9478320704182726,4.4623956701475648E-2,20.653450751040406]
["Statewide",2022,11,10,0.28047648936515041,5.5325551075458476E-6,1.6838211196878669E-6,0.26537885465940475,5.2347458466263365E-6,1.5931835185384504E-6,0.34470223778753045,1.9058449616124241E-3,2.4295133298353504E-6,0.32614742600937136,1.8032561453400204E-3,2.2987362196054781E-6,42.743077485653778,5.3363658925147872,0.10689858651275541,48.186341964681318,18.269218602739112,3.0493519385798784,4.6160753266871656E-2,21.364731294585862,40.442280825162051,5.0491172069520571,0.10114439366264104,45.592542425776749,17.285813578496683,2.8852098325440325,4.3675988172504086E-2,20.214699399213217]
["Statewide",2022,11,11,0.28095412422631699,5.54197672144536E-6,1.6866885673964142E-6,0.26583077914223285,5.2436603089805786E-6,1.595896615776698E-6,0.34528924529700877,1.9090905027831127E-3,2.4336506472433974E-6,0.32670283577257259,1.806326983828397E-3,2.3026508313349495E-6,42.815866416829088,5.3454534077927152,0.10708062847870949,48.268400453100519,18.300330000741464,3.0545448044529802,4.6239362297624549E-2,21.401114167492068,40.511151635799003,5.0577155547195121,0.10131663657873778,45.670183827097254,17.315250295946345,2.8901231741254354,4.3750365795364038E-2,20.249123835867145]
["Statewide",2022,11,12,0.28514796476878834,5.6247025640498556E-6,1.7118659977543039E-6,0.26979887144937903,5.3219331417973558E-6,1.619718782286152E-6,0.35044342496884534,1.9375877571724785E-3,2.4699780824740665E-6,0.33157957357372225,1.8332902731504545E-3,2.3370228144414475E-6,43.454984696136819,5.4252457200829403,0.10867903562885893,48.98890945184862,18.573501523348803,3.1001404114759659,4.6929583567007264E-2,21.720571518391775,41.115867123141562,5.1332127648212724,0.10282900383542369,46.35190889179826,17.573717399407279,2.933264437040727,4.4403433474387501E-2,20.551385269922392]
["Statewide",2022,11,13,0.29691311673437304,5.8567767451891757E-6,1.7824972702749667E-6,0.280930722680788,5.5415151129143424E-6,1.6865480778434956E-6,0.3649026554720039,2.0175322674840803E-3,2.5718889185395944E-6,0.34526048507853274,1.9089314886791451E-3,2.433447940888472E-6,45.247929278528481,5.6490903489554247,0.11316311241574216,51.010182739899648,19.339840740016207,3.2280516279745286,4.8865889452252294E-2,22.616758257442989,42.812300149738057,5.3450081683016064,0.10707170939909277,48.264380027438754,18.298805709162234,3.054290381886632,4.6235510876880971E-2,21.399331601925745]
["Statewide",2022,11,14,0.30246236438672741,5.9662387486232673E-6,1.8158117930592554E-6,0.28618126253721765,5.6450849385557508E-6,1.7180693291256634E-6,0.37172261420770186,2.0552395480583543E-3,2.6199570156997826E-6,0.35171333551958223,1.9446090420946617E-3,2.4789286034527423E-6,46.093604161755032,5.7546707345633923,0.11527810869079043,51.96355300500921,19.701298553008197,3.288383276893367,4.9779183298295872E-2,23.039461013199858,43.612453604428197,5.4449053178650528,0.10907285855192066,49.166431780845166,18.640806782537858,3.1113744673514585,4.7099643465602102E-2,21.799280893354922]
["Statewide",2022,11,15,0.31862924326704722,6.2851394469486154E-6,1.9128685273321875E-6,0.30147790223200155,5.9468196838216422E-6,1.809901642902239E-6,0.39159151423814637,2.1650939060075601E-3,2.7599960180078698E-6,0.37051272203984409,2.0485501023877772E-3,2.6114295133303732E-6,48.557347765530146,6.0622629368211687,0.12143982479234627,54.741050527143663,20.754350254621759,3.4641502496120959,5.2439924342149523E-2,24.270940428576004,45.943577532940665,5.7359402866857758,0.11490289858653642,51.794420718212976,19.637174268111735,3.2776801638204436,4.9617160753277094E-2,22.964471592685456]
["Statewide",2022,11,16,0.34420871514687901,6.7897087893466694E-6,2.0664331098011601E-6,0.32568046896273611,6.4242288045822726E-6,1.9552000709598221E-6,0.42302837804929466,2.3389070755649418E-3,2.9815677727131022E-6,0.40025738595506072,2.2130071660306674E-3,2.8210743880991717E-6,52.455518878112535,6.5489398115818371,0.13118898199937651,59.135647671693754,22.420504036612616,3.742251320903907,5.6649787681548942E-2,26.219405145198074,49.631915858427526,6.1964200648858689,0.12412727307636355,55.952463196389758,21.21364145561822,3.5408114656490679,5.3600413373884263E-2,24.808053334641173]
["Statewide",2022,11,17,0.35519528270654954,7.0064249590485748E-6,2.1323902049278273E-6,0.33607564583557459,6.6292794633089323E-6,2.0176067931809795E-6,0.43653073766593953,2.413561084806168E-3,3.0767344385387217E-6,0.41303293351833481,2.2836426603389855E-3,2.9111183730182701E-6,54.129811470576499,6.7579710374572706,0.13537631529570376,61.023158823329467,23.136129096294795,3.861697735689869,5.8457954332235711E-2,27.056284786316901,51.21608375627352,6.3941994489491591,0.12808920841280388,57.738372413635481,21.890745476471746,3.653828256542377,5.5311249087347129E-2,25.599884982101468]
["Statewide",2022,11,18,0.35874534658207641,7.0764519480169437E-6,2.1537027667877655E-6,0.33943461502185995,6.6955370030040981E-6,2.0377721313490733E-6,0.44089372354383832,2.4376838601799238E-3,3.1074854206509185E-6,0.41716106631760319,2.3064669423826728E-3,2.9402140752322341E-6,54.670821719435949,6.8255148085037867,0.1367293585086404,61.633065886448371,23.367367347823432,3.9002941762878782,5.904222299236745E-2,27.326703747103679,51.727972223382793,6.4581074386714841,0.12936941931021831,58.315449081364491,22.109536514832968,3.6903471078122765,5.5864067429412446E-2,25.855747690074654]
["Statewide",2022,11,19,0.35636229908924805,7.029445007763897E-6,2.1393963067107514E-6,0.3371798434519605,6.6510603768397002E-6,2.0242357668642569E-6,0.43796498678807239,2.421490991152755E-3,3.0868432425397982E-6,0.41438997913092573,2.2911457115522152E-3,2.9206830350469987E-6,54.307658361720975,6.7801747752277137,0.13582110267175113,61.223654239620437,23.212144299767836,3.8743855858444078,5.8650021608256164E-2,27.145179907220498,51.384357412234792,6.4152079923462022,0.12851005354206793,57.928075458123061,21.962668893939064,3.6658331384835443,5.5492977665892979E-2,25.683995010088502]
["Statewide",2022,11,20,0.33910884248917272,6.689110958191228E-6,2.0358163785799393E-6,0.32085511490944529,6.3290460059324535E-6,1.9262313931098773E-6,0.4167606957864361,2.3042533096412653E-3,2.937392203379626E-6,0.39432708376092201,2.1802187610870799E-3,2.7792767243442512E-6,51.678326277518075,6.4519092669955427,0.12924525694870354,58.259480801462324,22.088316876681112,3.6868052954260246,5.5810451864212893E-2,25.830932623971353,48.896558386354329,6.1046125310438235,0.12228817587114706,55.123459093269304,20.899335439328866,3.4883500177393278,5.2806257762540776E-2,24.440491714830735]
["Statewide",2022,11,21,0.32931171878375498,6.4958572315835027E-6,1.9770000270036749E-6,0.31158535588691483,6.1461948416801377E-6,1.8705810387722158E-6,0.40472014838518083,2.2376816019928736E-3,2.8525286103910158E-6,0.38293466122294079,2.1172305100274668E-3,2.6989812130856256E-6,50.185298399762424,6.265508485580046,0.12551125885720471,56.576318144199675,21.450167864414585,3.5802905631885977,5.4198043597429302E-2,25.084656471200613,47.48389799164466,5.9282454280769068,0.11875517337576752,53.530898593097334,20.295537044815863,3.387568816043947,5.1280643048626888E-2,23.734386503908439]
["Statewide",2022,11,22,0.30051484579849375,5.927822858803907E-6,1.8041200005055369E-6,0.28433857599495815,5.6087369192830504E-6,1.7070068884774502E-6,0.36932913724634781,2.0420061091436241E-3,2.6030874293008459E-6,0.34944869588402661,1.9320879396295483E-3,2.4629670819460349E-6,45.796813018547127,5.7176171056021472,0.11453584688923722,51.628965971038511,19.574444274056432,3.2672097746297988,4.9458661156716072E-2,22.891112709842947,43.331638289619299,5.4098462309627351,0.10837055160562553,48.849855072187658,18.520780881853412,3.0913407034072771,4.6796374556974663E-2,21.658917959817664]
["Statewide",2022,11,23,0.27983373044996684,5.519876329630563E-6,1.6799623611919107E-6,0.26477069450623242,5.2227495485791983E-6,1.5895324713067125E-6,0.34391229479828683,1.9014773982462155E-3,2.4239456925768993E-6,0.32540000448321699,1.799123681451869E-3,2.2934682800282565E-6,42.645124554987568,5.324136715089403,0.10665361047338356,48.075914880550357,18.2273516243092,3.0423638371939448,4.6054968158961089E-2,21.315770429662109,40.349600555918904,5.0375463080652336,0.10091260432124328,45.48805946830538,17.246200237610502,2.8785978903229905,4.357589732053687E-2,20.168374025254028]
["Statewide",2022,11,24,0.26535158309433082,5.2342078998024085E-6,1.5930197955920374E-6,0.25106809972922811,4.952458227935031E-6,1.5072698954584878E-6,0.32611390958334135,1.8030708343536733E-3,2.2984999907827964E-6,0.30855968002743039,1.7060141973882284E-3,2.1747751348758178E-6,40.438124788334328,5.0485983361902855,0.10113399959444304,45.587857124119061,17.284037207917091,2.8849133349658773,4.3671499824873131E-2,20.212622042707842,38.261400323401368,4.7768397526870396,9.5690105934535988E-2,43.133930182022944,16.35366304145381,2.7296227158211654,4.132072756264054E-2,19.124606484837617]
["Statewide",2022,12,1,0.27931177714902133,5.5095805098005919E-6,1.6768288508088758E-6,0.26427683717970879,5.2130079375071197E-6,1.5865676331543408E-6,0.34327082045844559,1.8979307121369604E-3,2.4194244847385204E-6,0.32479305975859579,1.7957679082116918E-3,2.2891904421226913E-6,42.56558173684725,5.3142059939834896,0.1064546773284949,47.986242408159235,18.193353484297617,3.0366891394191367,4.5969065210031884E-2,21.276011688926786,40.274339410065878,5.0281501429927369,0.10072437945339842,45.40321393251201,17.214032167205577,2.8732286531387068,4.3494618400331135E-2,20.130755438744615]
["Statewide",2022,12,2,0.28019263581070891,5.5269559379470874E-6,1.682117024592592E-6,0.26511028052208868,5.2294480720480608E-6,1.5915711523624533E-6,0.34435338517731207,1.9039161694067296E-3,2.4270545640550253E-6,0.32581735161934222,1.8014311771668168E-3,2.2964098055515396E-6,42.699819761986696,5.3309652743388432,0.10679040081842112,48.137575437143958,18.25072941439754,3.0462658710507675,4.6114036717045483E-2,21.343109322165354,40.401351600798435,5.044007296067087,0.10104203144426774,45.546400928309787,17.268319635825137,2.8822898834669068,4.3631786305479252E-2,20.194241305597522]
["Statewide",2022,12,3,0.28324695734624339,5.5872041329018841E-6,1.7004534317527476E-6,0.26800019244553136,5.2864531957523337E-6,1.6089205378376667E-6,0.34810710967166958,1.9246703628252883E-3,2.4535113801003925E-6,0.32936901867448237,1.8210682030411192E-3,2.3214424903086331E-6,43.165281599287027,5.3890770159108072,0.10795450072441727,48.662313115922252,18.449676812598486,3.0794725805204615,4.661671622190746E-2,21.575766109340858,40.841758315635815,5.0989909685151336,0.10214346957357985,46.042892753724523,17.456557989747566,2.9137091248657909,4.4107407315864031E-2,20.414374521929219]
["Statewide",2022,12,4,0.28226965309854612,5.5679262618066557E-6,1.6945862535933301E-6,0.26707549504043077,5.2682130239536076E-6,1.6033691812032721E-6,0.34690601448560598,1.9180295553171362E-3,2.4450458801846615E-6,0.32823257666632699,1.8147848603819322E-3,2.3134326757361493E-6,43.016345796215141,5.3704827548879814,0.1075820187281251,48.494410569831246,18.386018767737117,3.0688472885074178,4.6455871723508568E-2,21.501321927968043,40.700839506624547,5.08139760906941,0.10179103773239057,45.88402815342635,17.396326563315331,2.9036557766110915,4.3955220838986835E-2,20.343937560765411]
["Statewide",2022,12,5,0.27187096150832818,5.3628062733203664E-6,1.6321584310105465E-6,0.25723654964285159,5.0741343411540188E-6,1.544301756003397E-6,0.33412614737687329,1.8473701784137942E-3,2.354971450458074E-6,0.31614063090755257,1.7479289732592737E-3,2.2282068193763299E-6,41.43164227473229,5.1726364995586236,0.10361874382015526,46.707897518111068,17.708685810974284,2.9557922854620706,4.4744457558703404E-2,20.709222553995058,39.201438232536518,4.8942011251259663,9.8041100052558519E-2,44.193680457715047,16.755453438100286,2.7966863572148379,4.2335929568150271E-2,19.594475724883274]
["Statewide",2022,12,6,0.29288205851424154,5.7772618746376974E-6,1.7582970922810383E-6,0.27711665036426253,5.4662804102727594E-6,1.6636505596482313E-6,0.3599485333198183,1.9901411231632382E-3,2.5369715188626406E-6,0.34057303599655936,1.8830147691561337E-3,2.4004100932067332E-6,44.633618131657471,5.572395144857067,0.11162674682995619,50.317640023344495,19.07727226595037,3.1842257970611811,4.8202458858390175E-2,22.309700521869942,42.23105646357336,5.2724413536371744,0.10561804410109626,47.609115861311636,18.050370907817648,3.0128236306498137,4.5607791770927934E-2,21.108802330238387]
["Statewide",2022,12,7,0.30959769890447253,6.1069871996594058E-6,1.8586482781572107E-6,0.29293251254828612,5.7782571085854032E-6,1.7585999895694707E-6,0.38049185465704038,2.1037243296913688E-3,2.6817639441982607E-6,0.3600105407218645,1.9904839596227024E-3,2.5374085563788073E-6,47.180989977473004,5.8904281231358322,0.11799761354472348,53.189415714153562,20.166068296823141,3.3659589275061901,5.0953514939766957E-2,23.5829807392691,44.641307049511198,5.5733550869435664,0.11164597648066751,50.326308112935429,19.08055865825882,3.184774335396324,4.8210762571197337E-2,22.313543756226341]
["Statewide",2022,12,8,0.31366836195699305,6.1872832976079239E-6,1.8830862210111075E-6,0.29678405782763345,5.8542309863083778E-6,1.7817224740938542E-6,0.38549465067270239,2.1313845898672861E-3,2.7170244046017403E-6,0.36474404362521329,2.0166553088922295E-3,2.5707709983354179E-6,47.801336683415094,5.9678768516284011,0.11954907380247658,53.888762608845973,20.431216485653227,3.4102153437876579,5.1623463687433063E-2,23.89305529312832,45.228261409526446,5.6466348648982425,0.11311392392675838,50.988010198351446,19.331434312136306,3.2266484942275673,4.8844648968372942E-2,22.606927455332247]
["Statewide",2022,12,9,0.29777560652123602,5.873789837039818E-6,1.7876751677947273E-6,0.28174678591771457,5.5576124151864792E-6,1.691447256795885E-6,0.36596264506426346,2.0233929077768035E-3,2.5793598849609635E-6,0.34626341699835761,1.9144766593705423E-3,2.4405167562340623E-6,45.379367987968671,5.6655001417750501,0.1134918349382824,51.158359964681999,19.396020188405963,3.2374286524428855,4.9007837814258305E-2,22.682456678663108,42.936663707796342,5.360534646237519,0.10738273727429874,48.40458109130816,18.351961100912952,3.0631626549928677,4.6369818368447183E-2,21.461493574274268]
["Statewide",2022,12,10,0.28150957467614318,5.5529332912103712E-6,1.6900231755857652E-6,0.26635633051564234,5.2540271027956886E-6,1.5990517269378184E-6,0.34597188723062877,1.9128648028808597E-3,2.4384620104880321E-6,0.32734873210027055,1.8098981189326193E-3,2.3072032060102805E-6,42.900514016597967,5.3560214480664072,0.10729232846147341,48.36382779312585,18.336510023223326,3.0605836846093757,4.6330778199272608E-2,21.443424486031976,40.591242780433546,5.0677147330113339,0.10151694106445235,45.760474454509335,17.349482801314338,2.895836990292191,4.3836860914195329E-2,20.289156652520724]
["Statewide",2022,12,11,0.28610264859429568,5.6435342347073756E-6,1.7175973757805057E-6,0.27070216605616926,5.3397511314681754E-6,1.6251416487077056E-6,0.35161671992763782,1.9440748583298495E-3,2.4782476421975866E-6,0.33268971179973461,1.8394281832444502E-3,2.3448472359925463E-6,43.600473271027091,5.4434096033235786,0.10904289625669381,49.152925770607368,18.635686156164805,3.1105197733277592,4.7086705201754148E-2,21.793292634694318,41.253524263167094,5.1503989130844605,0.10317327838367205,46.507096454635224,17.632554725385933,2.9430850931911201,4.4552097483858383E-2,20.620191916060911]
["Statewide",2022,12,12,0.29267108039525175,5.7731002136284642E-6,1.7570304997999676E-6,0.27691702888546249,5.4623427653221582E-6,1.6624521459676135E-6,0.3596892437447648,1.9887075214164488E-3,2.5351440068542385E-6,0.34032770359594144,1.8816583360716289E-3,2.3986809534675561E-6,44.601466224350837,5.5683810599660566,0.11154633630158649,50.281393620618481,19.063529918472533,3.181932034266318,4.816773613023053E-2,22.293629688869082,42.200635245896741,5.2686433410005611,0.10554196195257247,47.574820548849878,18.037368290584897,3.0106533377146061,4.5574938115883569E-2,21.093596566415385]
["Statewide",2022,12,13,0.29486067864432514,5.8162912597079563E-6,1.7701756007806825E-6,0.27898876429836134,5.5032089012541252E-6,1.6748896655990818E-6,0.36238023370267403,2.0035858978550499E-3,2.5541105096978418E-6,0.34287384154335487,1.895735831505932E-3,2.4166265175072459E-6,44.935148979131583,5.6100405139941394,0.11238086242670504,50.657570355552423,19.206152386241722,3.20573743656808,4.8528099684258995E-2,22.460417922494059,42.516356351376004,5.3080603282166097,0.10633156677031882,47.930748246362938,18.172313601797807,3.0331773304094911,4.5915903832637675E-2,21.251406836039934]
["Statewide",2022,12,14,0.30297922299240421,5.9764340727489677E-6,1.8189147177931642E-6,0.28667029940838584,5.6547314634587257E-6,1.7210052280091774E-6,0.37235782722822919,2.058751615582177E-3,2.6244340928158505E-6,0.35231435596245014,1.9479320602166731E-3,2.483164686127527E-6,46.172370576300416,5.7645045236300954,0.11547510008389743,52.052350200014409,19.734964843096147,3.2940025849314831,4.9864247763501159E-2,23.078831675791132,43.686980139343817,5.4542097686066846,0.10925924618961119,49.250449154140114,18.672660866009856,3.1166912963466769,4.7180129036423012E-2,21.836532291392956]
["Statewide",2022,12,15,0.30696231440609678,6.0550027713037956E-6,1.8428269303968074E-6,0.29043898690073855,5.7290709251432123E-6,1.7436302815653256E-6,0.37725299875123214,2.0858168242191295E-3,2.6589359995725357E-6,0.35694602764044453,1.9735403886917253E-3,2.5158094062585409E-6,46.779371845152788,5.8402871078135625,0.11699318398119157,52.736652136947541,19.994408933815304,3.337306918750607,5.0519783991878175E-2,23.382235636557787,44.261307427415119,5.5259130883368304,0.1106956138753758,49.897916129627326,18.918139464943561,3.1576646219067603,4.7800378718912274E-2,22.123604465569233]
["Statewide",2022,12,16,0.32778096562973413,6.4656622722846345E-6,1.9678102567822802E-6,0.31013700091178015,6.1176252323936041E-6,1.8618859402937059E-6,0.40283887113842964,2.2272800949265726E-3,2.8392690847858612E-6,0.38115465034869722,2.1073889007067188E-3,2.6864354281380609E-6,49.952020021165275,6.2363842657944035,0.12492783973057789,56.313332126690256,21.35046017033677,3.563648151882516,5.3946112610931365E-2,24.968054434830215,47.263176643238452,5.900688921978813,0.11820315883807468,53.282068724055343,20.201196468480951,3.3718222411307499,5.1042273134623159E-2,23.624060982746325]
["Statewide",2022,12,17,0.33318446431874388,6.572249296167331E-6,2.0002497857900577E-6,0.31524963725605543,6.2184748343818821E-6,1.8925792974205729E-6,0.40947970614816465,2.2639970075449467E-3,2.8860746909256538E-6,0.38743801902909725,2.1421293962090283E-3,2.7307215577068263E-6,50.775483562372415,6.3391916211258508,0.12698728640072876,57.241662469898991,21.702424425852726,3.6223952120719147,5.4835419127587423E-2,25.379655057052229,48.042314359608056,5.9979623093852794,0.12015174853910035,54.160428417532437,20.534215008542155,3.4274070339344451,5.1883709596429697E-2,24.013505752073026]
["Statewide",2022,12,18,0.37596115783915124,7.4160434222131025E-6,2.2570566937170315E-6,0.35572372461452545,7.0168487702693692E-6,2.1355626692124167E-6,0.46205174887092942,2.5546657406171486E-3,3.2566103723631449E-6,0.43718018642591333,2.41715186116714E-3,3.0813118512922009E-6,57.294416859995252,7.1530640737280162,0.14329085638397837,64.590771790107254,24.48874269015926,4.0874651849874377,6.1875597074899751E-2,28.638083472221595,54.210343116813256,6.7680252112679922,0.13557772145685684,61.1139460495381,23.170549880573407,3.867442977867424,5.8544925174551815E-2,27.096537783615382]
["Statewide",2022,12,19,0.36528027358361903,7.2053570260919702E-6,2.1929347470714694E-6,0.34561777656555148,6.8175033113273437E-6,2.0748923121431048E-6,0.44892507036477364,2.4820888572924644E-3,3.1640915636316908E-6,0.42476009761443845,2.3484816841585457E-3,2.9937731932350509E-6,55.666708725231928,6.9498488004189003,0.13922002879979439,62.755777554450617,23.793028729333003,3.9713421716679429,6.0117739709002124E-2,27.824488640709948,52.670252104190368,6.575748715643928,0.13172602050234225,59.377726840336635,22.512285173565239,3.7575706946536731,5.6881690671465965E-2,26.326737558890379]
["Statewide",2022,12,20,0.34354750077221113,6.7766659672048504E-6,2.0624635552362589E-6,0.32505484678017499,6.4118880582710328E-6,1.9514441916477057E-6,0.42221575352193697,2.3344141068766971E-3,2.9758402725551728E-6,0.39948850380445172,2.2087560472035389E-3,2.815655190805975E-6,52.354753436720181,6.5363594992547522,0.1309369719924276,59.022049907967357,22.377434936662659,3.7350625710027154,5.6540965178548286E-2,26.169038472843923,49.536574471752012,6.1845169321699087,0.1238888283954629,55.844980232317383,21.172890701635943,3.5340096755256623,5.3497448625313526E-2,24.760397825786921]
["Statewide",2022,12,21,0.32091831834237228,6.3302927288804129E-6,1.9266108305288213E-6,0.30364375978068292,5.9895424313513775E-6,1.8229042182373759E-6,0.39440476002111446,2.1806482300399791E-3,2.779824198334442E-6,0.3731745349620228,2.06326716015639E-3,2.6301903720282134E-6,48.906190242618194,6.1058150441119414,0.12231226472671544,55.134317551456853,20.903452281119066,3.4890371680639665,5.2816659768354396E-2,24.445306108951385,46.27364233529083,5.7771480484378923,0.1157283763692414,52.166518760097965,19.778250352987207,3.3012274562502242,4.9973617068536057E-2,23.129451426305966]
["Statewide",2022,12,22,0.31869316917871482,6.2864004211924876E-6,1.9132523021020615E-6,0.30153838710636588,5.9480127816864619E-6,1.8102647596437059E-6,0.39167007841603629,2.1655282842220902E-3,2.7605497501758313E-6,0.37058705722420437,2.0489610986652975E-3,2.6119534389144894E-6,48.567089723588502,6.0634791958218521,0.12146418900773658,54.75203310841809,20.758514156049923,3.4648452547553443,5.2450445253340791E-2,24.275809856058608,45.952795095801342,5.7370910762628329,0.11492595131223754,51.804812123376415,19.641114032882832,3.2783377578644761,4.9627115339375298E-2,22.969078906086686]
["Statewide",2022,12,23,0.30614538294125559,6.0388883427520392E-6,1.837922539098447E-6,0.28966602964872257,5.7138239124533606E-6,1.7389898863988489E-6,0.37624899978972492,2.0802657538967137E-3,2.6518596635563303E-6,0.35599607245850723,1.9682881242768686E-3,2.5091139789469103E-6,46.65487597392589,5.8247441109107987,0.11668182519647853,52.596301910033169,19.94119698885542,3.3284252062347419,5.0385333607570276E-2,23.32000752869773,44.143512984854894,5.5112067479752325,0.11040101507366405,49.765120747903786,18.867791840300882,3.1492609988429896,4.7673165599991296E-2,22.064726004743864]
["Statewide",2022,12,24,0.29425281721604207,5.804300854175786E-6,1.7665263469230656E-6,0.27841362315196966,5.4918639215225573E-6,1.6714368456807783E-6,0.36163317930582184,1.9994554638102071E-3,2.5488451577032799E-6,0.34216699998007932,1.8918277326184011E-3,2.4116445916251226E-6,44.842514233921911,5.5984752986685802,0.11214918693894431,50.553138719529436,19.166558503208556,3.1991287420963315,4.8428057996362316E-2,22.414115303301248,42.428707997529834,5.297117651331523,0.1061123620315054,47.831938010892863,18.134850998944206,3.0269243721894417,4.5821247240877327E-2,21.207596618374524]
["Statewide",2023,1,1,0.26768066754498099,5.2801503889661765E-6,1.6070022922940539E-6,0.24491234544369658,4.8310325430574796E-6,1.4703142522348852E-6,0.32897632640819702,1.818897023120827E-3,2.3186747360242774E-6,0.30099433192179864,1.6641856886367135E-3,2.1214534210817622E-6,41.451017127432827,5.2748013670503981,0.10434036312109249,46.830158857604317,17.76472162604264,2.9102352369933233,4.6373494720485547E-2,20.721330357756447,37.925285822146627,4.8261384970464691,9.5465403948679306E-2,42.846889723141778,16.253693923777128,2.6626971018187415,4.2429068421635248E-2,18.958820094017508]
["Statewide",2023,1,2,0.26173988797171582,5.1629652001281844E-6,1.5713372348216216E-6,0.23947687536512663,4.723814865692892E-6,1.4376827852108802E-6,0.32167517964276909,1.778529273070244E-3,2.2672151530997677E-6,0.29431420445817019,1.6272515296036863E-3,2.0743708758042695E-6,40.531072634988902,5.1577348919037078,0.10202468188948954,45.790832208782099,17.370459700709532,2.8456468369123904,4.5344303061995356E-2,20.261450840683917,37.083589761729442,4.7190294358506906,9.3346689411192132E-2,41.895965886991327,15.89296704074119,2.6036024473658981,4.1487417516085388E-2,18.538056905623172]
["Statewide",2023,1,3,0.27309532133292597,5.3869574533939076E-6,1.6395087901633633E-6,0.24986644082583082,4.9287548361870564E-6,1.5000558197091044E-6,0.33563087090058569,1.8556897349234754E-3,2.3655769686642811E-6,0.30708285566330662,1.6978488942221762E-3,2.1643662541517072E-6,42.289489733473793,5.3815002312780784,0.10645096358989264,47.777440928341761,18.124067028631629,2.9691035758775608,4.7311539373285624E-2,21.140482143882476,38.692439813576634,4.923761793244311,9.7396481436826818E-2,43.713598088257768,16.582474205818556,2.7165582307554819,4.3287325083034144E-2,19.342319761657073]
["Statewide",2023,1,4,0.26392170335060222,5.2060027247545886E-6,1.5844356118818315E-6,0.24147311038153252,4.7631917142154782E-6,1.4496670434568848E-6,0.32435660454666637,1.7933547647056786E-3,2.2861142400009279E-6,0.29676755332481652,1.6408159979012711E-3,2.091662448416362E-6,40.868932172879965,5.2007288176464677,0.10287514080004176,46.172536131326474,17.515256645519983,2.8693676235290857,4.572228480001856E-2,20.430346553849088,37.392711718926883,4.7583663939136862,9.4124810178736293E-2,42.245202923019299,16.025447879540092,2.6253055966420336,4.1833248968327241E-2,18.692586725150452]
["Statewide",2023,1,5,0.25863806111606802,5.1017799362517696E-6,1.552715632772278E-6,0.23663888300152311,4.6678338842495978E-6,1.4206450952063995E-6,0.31786307168038203,1.7574522797792513E-3,2.2403468415714291E-6,0.29082634591868145,1.6079672984743289E-3,2.0497879230835189E-6,40.050747031728136,5.0966116113598288,0.10081560787071431,45.248174250958677,17.16460587074063,2.8119236476468021,4.4806936831428584E-2,20.021336455218858,36.644119585753863,4.663105165575554,9.2240456538758356E-2,41.399465207868175,15.704622679608798,2.5727476775589264,4.0995758461670376E-2,18.318366115629395]
["Statewide",2023,1,6,0.27289557218578592,5.3830172901141299E-6,1.6383096100347353E-6,0.24968368189678627,4.9251498144306037E-6,1.4989586391745315E-6,0.33538538159711079,1.8543324343293153E-3,2.3638467230501176E-6,0.30685824713387194,1.6966070425971163E-3,2.1627831793803952E-6,42.258558081235961,5.3775640595550147,0.10637310253725529,47.742495243328229,18.110810606243984,2.9669318949269043,4.7276934461002354E-2,21.125019435631891,38.664139138867867,4.9201604235316374,9.732524307211779E-2,43.681624805471628,16.570345345229086,2.7145712681553862,4.3255663587607907E-2,19.328172276972079]
["Statewide",2023,1,7,0.28026556255173035,5.5283944585675793E-6,1.6825548352162199E-6,0.25642679727742013,5.0581615243401903E-6,1.5394404639296233E-6,0.34444301126640614,1.9044117084883014E-3,2.4276862622405455E-6,0.31514545497302149,1.742426685102058E-3,2.2211926693841705E-6,43.399819419567173,5.5227939546160743,0.10924588180082455,49.031859255984074,18.599922608385931,3.0470587335812822,4.8553725244810907E-2,21.695535067212024,39.70832732660071,5.0530373867959684,9.9953670122287674E-2,44.86131838351897,17.017854568543161,2.787882696163293,4.4423853387683412E-2,19.850161118094139]
["Statewide",2023,1,8,0.29348300837323443,5.7891159456126851E-6,1.7619048530125566E-6,0.26851999656076242,5.2967066216959992E-6,1.6120411457335651E-6,0.36068709348099909,1.9942245929169267E-3,2.5421770022038311E-6,0.33000785169088553,1.824600285378148E-3,2.3259450817012865E-6,45.446573778605888,5.7832513194590875,0.1143979650991724,51.344223063164151,19.477103047973952,3.1907593486670827,5.0843540044076624E-2,22.718705936685112,41.580989313051575,5.2913408275966294,0.10466752867655789,46.97699766932476,17.82042399130782,2.9193604566050366,4.6518901634025729E-2,20.786303349546884]
["Statewide",2023,1,9,0.29690551623929801,5.8566268211868383E-6,1.782451641230777E-6,0.27165139352141993,5.3584751723779221E-6,1.6308402698541503E-6,0.36489331455481477,2.0174806219244923E-3,2.5718230823472634E-6,0.33385630095728536,1.8458782082934905E-3,2.3530695322181309E-6,45.976557633906658,5.8506938035810272,0.11573203870562686,51.942983476193319,19.704238985959996,3.2279689950791877,5.1436461646945264E-2,22.983644442686128,42.065893920617953,5.3530468040511225,0.10588812894981589,47.524828853618892,18.028240251693408,2.9534051332695848,4.706139064436262E-2,21.028706775607354]
["Statewide",2023,1,10,0.26856689536033496,5.2976317266618385E-6,1.6123226994188204E-6,0.24572319269257126,4.8470269570575802E-6,1.4751821173653506E-6,0.33006548975245281,1.8249189639279022E-3,2.3263513234471546E-6,0.30199085345493532,1.6696954165550961E-3,2.1284770550557199E-6,41.588251708809054,5.2922649953909167,0.10468580955512195,46.985202513755091,17.823536446632453,2.9198703422846433,4.6527026468943092E-2,20.789933815386039,38.05084753532185,4.8421167080097787,9.578146747750739E-2,42.988745710809134,16.307506086566509,2.6715126664881539,4.2569541101114397E-2,19.021588294155777]
["Statewide",2023,1,11,0.26751492719349534,5.2768810681392732E-6,1.6060072816076049E-6,0.24476070259780375,4.828041303387209E-6,1.4694038749439332E-6,0.32877263350624253,1.8177708131681505E-3,2.3172390777481154E-6,0.30080796468495091,1.6631552715972548E-3,2.1201398767048174E-6,41.425351821786556,5.2715353581876361,0.10427575849866519,46.801162938472856,17.753722209337095,2.9084333010690409,4.6344781554962307E-2,20.708500291961098,37.901803550303818,4.8231502876320391,9.5406294451716792E-2,42.82036013238757,16.243630092987349,2.6610484345556076,4.2402797534096349E-2,18.94708132507705]
["Statewide",2023,1,12,0.27173286309192807,5.3600822050723369E-6,1.6313293667611461E-6,0.24861987025189941,4.9041655367012746E-6,1.4925721198656053E-6,0.33395642608124604,1.8464317961212229E-3,2.3537752291839392E-6,0.30555083539534461,1.6893784150993131E-3,2.1535683443775158E-6,42.078509686236998,5.3546522087515465,0.10591988531327726,47.539081780301821,18.033647008387288,2.9542908737939566,4.7075504583678783E-2,21.03501338676492,38.499405259813422,4.8991974037880075,9.6910575496988213E-2,43.495513239098422,16.499745111348609,2.7030054641589008,4.3071366887550318E-2,19.245821942395057]
["Statewide",2023,1,13,0.29527736230783713,5.8245105772557917E-6,1.7726771322082846E-6,0.27016172674139199,5.3290906647101333E-6,1.6218971588248233E-6,0.36289233292206741,2.0064172740694628E-3,2.5577198621862388E-6,0.33202551837085309,1.8357558841955821E-3,2.3401659005901016E-6,45.72443394818049,5.8186100948014419,0.11509739379838074,51.658141436780312,19.596185977791642,3.2102676385111404,5.1154397243724774E-2,22.857608013546507,41.835215314727492,5.3236920641671883,0.10530746552655457,47.26421484442124,17.929377992026065,2.9372094147129313,4.6803318011802035E-2,20.913390724750798]
["Statewide",2023,1,14,0.32147771738479725,6.3413271868356225E-6,1.9299691438195375E-6,0.2941335379005886,5.8019480031848514E-6,1.7658102618388681E-6,0.39509225472762816,2.184449360926028E-3,2.7846697646539037E-6,0.36148658645929971,1.9986449577927643E-3,2.5478119492246522E-6,49.781624095681146,6.3349031466854813,0.12531013940942567,56.241837381776058,21.334981755291921,3.4951189774816447,5.5693395293078075E-2,24.885794128066646,45.547309893871763,5.7960703775990163,0.11465153771510934,51.45803180918589,19.520275668802185,3.1978319324684228,5.0956238984493044E-2,22.7690638402551]
["Statewide",2023,1,15,0.31827267275334858,6.2781058947916095E-6,1.9107278810235335E-6,0.29120110723557646,5.7441041736005646E-6,1.7482056180523457E-6,0.39115329335810334,2.1626710001927795E-3,2.7569073711910978E-6,0.35788266438128735,1.9787190159755337E-3,2.5224109631898127E-6,49.285314963121017,6.2717459005590603,0.1240608317035994,55.681121695383681,21.122277841337581,3.4602736003084473,5.5138147423821955E-2,24.637689589069851,45.093215712042209,5.7382851463290478,0.11350849334354157,50.945009351714802,19.325663876589516,3.1659504255608537,5.0448219263796251E-2,22.542062521414167]
["Statewide",2023,1,16,0.31421803876330928,6.198125979036117E-6,1.8863861675327314E-6,0.28749135139282628,5.6709271715566071E-6,1.7259343565607066E-6,0.38617019686777204,2.1351196579088329E-3,2.721785756011512E-6,0.35332341899307035,1.9535111295757826E-3,2.4902767144661618E-6,48.657444805339274,6.1918470079356149,0.12248035902051804,54.97177217229541,20.853190630859689,3.4161914526541324,5.4435715120230238E-2,24.323817798634053,44.518750793126863,5.6651822757697694,0.11206245215097728,50.295995521047615,19.0794646256258,3.1256178073212522,4.9805534289323238E-2,22.254887967236375]
["Statewide",2023,1,17,0.32493003514929347,6.4094260792742272E-6,1.9506948936921562E-6,0.29729220919603294,5.8642545553248341E-6,1.7847731255336454E-6,0.3993351118086943,2.2079079489604222E-3,2.8145740608986821E-6,0.36536855555567338,2.0201082105147246E-3,2.5751726525556877E-6,50.316224087895485,6.4029330519852241,0.1266558327404407,56.845812972621147,21.564096037669493,3.5326527183366756,5.6291481217973643E-2,25.15304023722414,46.036438000014847,5.8583138104927013,0.11588276936500595,52.010634579872558,19.729902000006362,3.2321731368235596,5.1503453051113757E-2,23.013578589881035]
["Statewide",2023,1,18,0.34384467528507595,6.7825279001344308E-6,2.0642476217800444E-6,0.31459801211921018,6.2056211653017436E-6,1.8886673111787916E-6,0.42258097743011475,2.336433415337613E-3,2.9784144257112064E-6,0.38663717955988691,2.1377015866385096E-3,2.7250771204151135E-6,53.245203156194457,6.775656904479078,0.1340286491570043,60.154888709830537,22.819372781226196,3.7382934645401806,5.9568288514224126E-2,26.617234534280602,48.71628462454575,6.1993346012516781,0.12262847041868011,55.038247696216111,20.878407696233893,3.4203225386216154,5.4501542408302267E-2,24.353231777263812]
["Statewide",2023,1,19,0.29577405651807509,5.8343081474405886E-6,1.775659001394962E-6,0.27061617324704879,5.3380548753706011E-6,1.6246253968519223E-6,0.36350276414271149,2.0097923240074691E-3,2.5620222734413016E-6,0.33258402766982925,1.8388438598939687E-3,2.3441023583149163E-6,45.801348281981646,5.8283977396216606,0.11529100230485857,51.745037023908168,19.62914926370642,3.2156677184119506,5.1240445468826029E-2,22.896057427587195,41.905587486398488,5.3326471936925088,0.10548460612417124,47.343719286215169,17.959537494170778,2.9421501758303501,4.6882047166298325E-2,20.948569717167427]
["Statewide",2023,1,20,0.28988167013701582,5.7180775412961948E-6,1.7402844690901463E-6,0.26522498014341078,5.2317105860192517E-6,1.5922597435710768E-6,0.35626109202945427,1.969753406943033E-3,2.5109818768300678E-6,0.32595831607676468,1.8022105640448057E-3,2.2974033442954104E-6,44.888897595711235,5.7122848801347956,0.11299418445735306,50.714176660303387,19.238098969590531,3.1516054511088529,5.0219637536601358E-2,22.439924058235984,41.070747825672349,5.2264106357299367,0.10338315049329347,46.400541611895576,17.601749068145292,2.8835369024716893,4.5948066885908211E-2,20.531234037502891]
["Statewide",2023,1,21,0.29445567464167494,5.8083023299815801E-6,1.7677441873856985E-6,0.26940993000019431,5.3142610548923404E-6,1.61738379931506E-6,0.36188248864624373,2.0008338852366987E-3,2.5506023275136504E-6,0.33110156920264017,1.8306474059961745E-3,2.3336537675831579E-6,45.597193569426707,5.8024182671864262,0.11477710473811427,51.51438894135125,19.541654386897161,3.2013342163787177,5.1012046550273006E-2,22.794000649826152,41.71879771953266,5.308877477388906,0.1050144195412421,47.132689616462805,17.879484736942569,2.9290358495938791,4.6673075351663158E-2,20.855193661888112]
["Statewide",2023,1,22,0.28712412718261965,5.6636834692969568E-6,1.7237297515251608E-6,0.26270198765830938,5.1819431527796872E-6,1.5771131334546875E-6,0.35287210484793646,1.9510158316191212E-3,2.4870957843434458E-6,0.32285758860579528,1.7850667651944983E-3,2.275548949698906E-6,44.461885210839995,5.6579459116954514,0.11191931029545506,50.2317504328309,19.055093661788568,3.1216253305905939,4.9741915686868914E-2,22.226460908066031,40.680056164330203,5.1766936190640456,0.10239970273645077,45.959149486130698,17.434309784712944,2.8561068243111976,4.5510978993978123E-2,20.335927588018119]
["Statewide",2023,1,23,0.28394453261747177,5.6009641939981558E-6,1.7046412764342215E-6,0.25979284233357447,5.1245586395130466E-6,1.5596482815909272E-6,0.34896442130431993,1.929410404741191E-3,2.4595538417122335E-6,0.31928228393139985,1.7652990478635596E-3,2.2503496634383376E-6,43.969517084344311,5.5952901737494543,0.1106799228770505,49.675487180970812,18.844078750433276,3.0870566475859054,4.9191076834244667E-2,21.980326474853424,40.229567775356379,5.1193672388043225,0.10126573485472519,45.45020074901543,17.241243332295593,2.8244784765816955,4.5006993268766754E-2,20.110728802146056]
["Statewide",2023,1,24,0.28742733106885271,5.6696643349773681E-6,1.7255500149931122E-6,0.26297940169648421,5.1874152993303058E-6,1.5787785693613973E-6,0.35324473878358997,1.953076109827204E-3,2.4897221644900615E-6,0.32319852712784036,1.7869518007214789E-3,2.2779519357928731E-6,44.508837086732335,5.6639207184988916,0.11203749740205277,50.284795302633277,19.075215894313857,3.1249217757235264,4.9794443289801232E-2,22.249932113327183,40.723014418107887,5.1821602220922891,0.10250783711067929,46.007682477310851,17.452720464903379,2.8591228811543661,4.555903871585746E-2,20.357402384773604]
["Statewide",2023,2,1,0.22948661682204374,4.5267514467470033E-6,1.3777069620534357E-6,0.20996699570909835,4.1417160388587148E-6,1.2605222726961308E-6,0.28203629666036761,1.559367465764196E-3,1.9878343309628144E-6,0.25804691668193647,1.4267311380816348E-3,1.8187535648901312E-6,35.536573379206317,4.5221656507161683,8.9452544893326644E-2,40.148191574815812,15.229960019659851,2.4949879452227135,3.9756686619256285E-2,17.76470465150182,32.513911501923992,4.1375203004367407,8.1843910420055899E-2,36.733275712780788,13.934533500824569,2.2827698209306155,3.6375071297802625E-2,16.253678393052986]
["Statewide",2023,2,2,0.22094785159026809,4.3583195425181523E-6,1.3264450781576986E-6,0.20215451885267444,3.9876105777114165E-6,1.2136206106078225E-6,0.27154225671428317,1.5013463363204923E-3,1.9138707556275361E-6,0.24844547642871564,1.373645156835111E-3,1.7510811667341435E-6,34.214324345999678,4.353904375329428,8.6124184003239124E-2,38.654352905332345,14.66328186257129,2.4021541381127878,3.8277415112550721E-2,17.103713415796626,31.304130030018172,3.9835709548218219,7.8798652503036457E-2,35.366499637343033,13.416055727150646,2.1978322509361776,3.5021623334682866E-2,15.648909601421504]
["Statewide",2023,2,3,0.22274524030690804,4.393774036928717E-6,1.3372355764565662E-6,0.20379902568353236,4.0200493916991797E-6,1.2234932931258375E-6,0.27375122586603706,1.5135596388950534E-3,1.9294399031730451E-6,0.25046655557847503,1.3848196230622871E-3,1.7653260372244224E-6,34.492654459120672,4.3893229527956548,8.6824795642787028E-2,38.968802207559108,14.782566196766002,2.4216954222320854,3.8588798063460904E-2,17.24285041706155,31.558786002887853,4.015976906880633,7.9439671675099008E-2,35.654202581443585,13.525194001237651,2.2157113968996596,3.5306520744488451E-2,15.776211918881799]
["Statewide",2023,2,4,0.22106003706762392,4.3605324635980702E-6,1.3271185758776736E-6,0.20225716208289324,3.9896352726471221E-6,1.2142368221099937E-6,0.27168013131895802,1.5021086395255439E-3,1.9148425166235E-6,0.24857162372623157,1.3743426202253543E-3,1.7519702719015619E-6,34.231696546188708,4.3561150546240777,8.6167913248057504E-2,38.673979514060839,14.670727091223734,2.4033738232408703,3.8296850332470003E-2,17.112397764797073,31.320024589505177,3.9855935986535274,7.8838662235570289E-2,35.384456850394272,13.422867681216504,2.1989481923605672,3.5039405438031239E-2,15.656855279015101]
["Statewide",2023,2,5,0.21962732021243189,4.3322713249450539E-6,1.3185173597658861E-6,0.20094630893619436,3.963777963578448E-6,1.2063672063064841E-6,0.26991933950635927,1.4923732916321594E-3,1.9024321905193496E-6,0.24696060094817024,1.3654353393666105E-3,1.7406155405279268E-6,34.009836777801269,4.3278825457332619,8.5609448573370731E-2,38.423328772107901,14.575644333343401,2.3877972666114551,3.8048643810386994E-2,17.001490243765243,31.117035719469449,3.9597624841631704,7.8327699323756703E-2,35.155125902956378,13.335872451201192,2.1846965429865768,3.4812310810558536E-2,15.555381304998328]
["Statewide",2023,2,6,0.24203829863672005,4.7743403676196916E-6,1.4530601118842541E-6,0.22145105939098081,4.3682455969061387E-6,1.3294660512323032E-6,0.29746216290430516,1.6446564666369923E-3,2.0965581614329949E-6,0.27216069305941293,1.5047656462733627E-3,1.9182295882066086E-6,37.480232525942448,4.7695037532472773,9.4345117264484774E-2,42.344081396454207,16.062956796832477,2.6314503466191876,4.1931163228659897E-2,18.736338306680324,34.292247325486031,4.3638203741927519,8.6320331469297379E-2,38.742388031148081,14.696677425208298,2.4076250340373804,3.8364591764132171E-2,17.142667051009813]
["Statewide",2023,2,7,0.24627183059926083,4.8578491456114911E-6,1.4784758269252364E-6,0.22532449654266637,4.444651304014859E-6,1.3527199620914789E-6,0.30266512285483771,1.6734234252469499E-3,2.1332294074206982E-6,0.27692110081101279,1.5310857513786841E-3,1.9517816595891336E-6,38.135805479709553,4.8529279332161543,9.5995323333931418E-2,43.084728736259642,16.343916634161236,2.6774774803951198,4.2664588148413965E-2,19.06405870270477,34.892058702187612,4.4401486789981837,8.7830174681511011E-2,39.42003755586731,14.95373944379469,2.4497372022058945,3.9035633191782673E-2,17.442512279192368]
["Statewide",2023,2,8,0.23950145362080968,4.7242996854876693E-6,1.4378303390614646E-6,0.21912999276868037,4.3224612638761991E-6,1.3155316890057996E-6,0.29434441083929697,1.6274185394834263E-3,2.0745837749315417E-6,0.26930813004933013,1.4889939388561359E-3,1.8981242941369393E-6,37.087395765751417,4.7195137645019365,9.3356269871919376E-2,41.900265800125268,15.894598185322035,2.6038696631734819,4.149167549863083E-2,18.539959523994145,33.932824386215593,4.3180824226827941,8.5415593236162268E-2,38.336322402134549,14.542639022663828,2.3823903021698176,3.7962485882738789E-2,16.962991810716385]
["Statewide",2023,2,9,0.22530139424556231,4.4441955983258426E-6,1.3525812690556913E-6,0.20613775885456259,4.0661822072512339E-6,1.2375337152503758E-6,0.27689270836525798,1.5309287706754633E-3,1.9515815453517829E-6,0.25334083056482692,1.4007113751326754E-3,1.7855843605755419E-6,34.888481254022508,4.4396934349588433,8.7821169540830232E-2,39.41599585852218,14.952206251723931,2.4494860330807411,3.903163090703566E-2,17.440723915711708,31.920944651168192,4.0620629878847589,8.0351296225899385E-2,36.063358935278849,13.680404850500654,2.2411382002122804,3.5711687211510836E-2,15.957254737924444]
["Statewide",2023,2,10,0.21303389616392213,4.2022123600087551E-6,1.2789341965244037E-6,0.19491370686957687,3.8447815248715845E-6,1.1701508988739606E-6,0.26181610051706722,1.4475708055804073E-3,1.8453193406994965E-6,0.23954660544091222,1.3244436531111986E-3,1.6883605826610001E-6,32.988828665150471,4.1979553361831812,8.3039370331477347E-2,37.269823371665126,14.13806942792163,2.3161132889286518,3.690638681398993E-2,16.491089103664272,30.182872285554939,3.8408865940224759,7.5976226219745008E-2,34.099735105797158,12.935516693809261,2.1191098449779178,3.3767211653220004E-2,15.0883937504404]
["Statewide",2023,2,11,0.20602234473773615,4.0639055994579169E-6,1.2368408346176268E-6,0.18849854240986577,3.7182388296971805E-6,1.1316379046904462E-6,0.25319898800100848,1.3999271332393512E-3,1.7845846328054328E-6,0.23166244534591565,1.2808524455517722E-3,1.6327918339105009E-6,31.903072488127069,4.0597886863941186,8.0306308476244481E-2,36.043167482997433,13.672745352054458,2.2398834131829619,3.5691692656108658E-2,15.948320457893528,29.189468113585374,3.7144720921001393,7.3475632525972542E-2,32.977415838211485,12.509772048679444,2.0493639128828356,3.2655836678210017E-2,14.591791798240489]
["Statewide",2023,2,12,0.20250425807085007,3.9945093787560476E-6,1.2157202457083623E-6,0.18527969636855993,3.654745297149981E-6,1.1123137860891248E-6,0.2488753017285833,1.3760216438210506E-3,1.7541106402363511E-6,0.22770652220938797,1.258980303883448E-3,1.6049098913571655E-6,31.358288017801495,3.9904627670810466,7.8934978810635797E-2,35.427685763693177,13.439266293343499,2.2016346301136811,3.5082212804727023E-2,15.675983136261907,28.691021798382884,3.6510428812619993,7.2220945111072452E-2,32.414285624755955,12.296152199306951,2.0143684862135167,3.2098197827143307E-2,14.34261888334761]
["Statewide",2023,2,13,0.21492755689828696,4.2395658736368775E-6,1.2903026571938324E-6,0.19664629703449787,3.8789578317268014E-6,1.1805523835690267E-6,0.26414338682268029,1.4604382789923907E-3,1.8617224053796723E-6,0.24167593795063075,1.3362166478596282E-3,1.7033684391495954E-6,33.282066739657715,4.2352710090779331,8.3777508242085255E-2,37.601115256977735,14.263742888424735,2.3367012463878249,3.7234448107593444E-2,16.637678582920152,30.451168181779476,3.875028278792922,7.6651579761731786E-2,34.402848040334128,13.05050064933406,2.1379466365754052,3.4067368782991908E-2,15.222514654692457]
["Statewide",2023,2,14,0.21868274733575435,4.3136390983896655E-6,1.3128466821185938E-6,0.20008207932711838,3.9467305527647705E-6,1.2011788638849302E-6,0.26875847078227783,1.4859548946322312E-3,1.8942502127711136E-6,0.24589847313530072,1.359562876937186E-3,1.733129503605399E-6,33.863567318567007,4.3092691944334707,8.5241259574700107E-2,38.258077772575177,14.512957422243003,2.37752783141157,3.7885004255422274E-2,16.928370257909997,30.983207615047892,3.9427323431178394,7.7990827662242954E-2,35.003930785827968,13.278517549306239,2.1753006030994975,3.4662590072107979E-2,15.488480742477844]
["Statewide",2023,2,15,0.22507931501529801,4.4398149617082794E-6,1.3512480318242591E-6,0.20593456918958905,4.0621741778392348E-6,1.2363138802119411E-6,0.2766197756577376,1.5294197365919434E-3,1.9496578744892878E-6,0.25309111290624453,1.3993306961313156E-3,1.7838243128772289E-6,34.854091732874934,4.435317236116636,8.773460435201795E-2,39.377143573343588,14.93746788551783,2.4470715785471095,3.8993157489785754E-2,17.423532621554724,31.889480226186812,4.0580590187808152,8.0272094079475304E-2,36.027811339047105,13.666920096937204,2.2389291138101051,3.5676486257544576E-2,15.941525697004854]
["Statewide",2023,2,16,0.24178348061901239,4.7693139401691978E-6,1.4515303296167124E-6,0.22121791562699342,4.3636467061928371E-6,1.3280663888412984E-6,0.29714899462010697,1.6429249716504589E-3,2.094350904161256E-6,0.2718741621727972,1.5031814283985151E-3,1.9162100753281585E-6,37.440773322133481,4.764482417786331,9.4245790687256525E-2,42.299501530607067,16.046045709485774,2.6286799546407345,4.1887018083225119E-2,18.716612682209735,34.256144433772448,4.3592261423556939,8.6229453389767133E-2,38.701600029517913,14.681204757331049,2.4050902854376242,3.8324201506563169E-2,17.124619244275234]
["Statewide",2023,2,17,0.26138660328887842,5.1559964628166409E-6,1.5692163147702821E-6,0.23915364029149733,4.7174388736744752E-6,1.4357422659009273E-6,0.32124099700940201,1.7761286945607063E-3,2.2641549684542637E-6,0.2939169524337184,1.6250551389618637E-3,2.071570983657052E-6,40.476365623184655,5.1507732142260485,0.10188697358044187,45.729025810991146,17.34701383850771,2.8418059112971301,4.5283099369085276E-2,20.234102849173926,37.033536006648518,4.7126599029894045,9.3220694264567347E-2,41.839416603902485,15.871515431420793,2.6000882223389818,4.143141967314104E-2,18.513035073432917]
["Statewide",2023,2,18,0.32078572954349455,6.3276773409094118E-6,1.9258148428854731E-6,0.29350040900567698,5.7894591827877954E-6,1.7620093165006335E-6,0.394241809979269,2.1797472857402293E-3,2.7786757018776109E-6,0.36070847864934397,1.9943428306620744E-3,2.5423277280937708E-6,49.674468057387891,6.3212671286466646,0.12504040658449248,56.120775592619047,21.289057738880526,3.4875956571843671,5.5573514037552216E-2,24.832226910102445,45.449268309817342,5.7835942089200154,0.11440474776421969,51.347267266501575,19.478257847064576,3.1909485290593191,5.0846554561875416E-2,22.720052930685771]
["Statewide",2023,2,19,0.31100145564379555,6.134677083882759E-6,1.8670756342251877E-6,0.2845483636778755,5.6128750982771324E-6,1.7082663342582577E-6,0.38221705483495627,2.1132628928523089E-3,2.6939234150963416E-6,0.34970652242744044,1.9335134523325965E-3,2.4647842822869142E-6,48.159348909204489,6.1284623892716956,0.12122655367933537,54.409037852155521,20.63972096108764,3.3812206285636943,5.387846830192683E-2,24.074820057953264,44.063021825857497,5.6071890117645298,0.11091529270291114,49.781126130324942,18.884152211081783,3.0936215237321543,4.9295685645738288E-2,22.027069420459675]
["Statewide",2023,2,20,0.28305110426082791,5.5833408216115274E-6,1.6992776413600304E-6,0.25897540700543376,5.1084342719768234E-6,1.5547408653842506E-6,0.34786640858127477,1.9233395360707885E-3,2.4518148825337578E-6,0.3182776657279473,1.7597445537770597E-3,2.2432689629115612E-6,43.83116748124062,5.577684654605287,0.1103316697140191,49.519183805559926,18.784786063388836,3.0773432577132618,4.9036297650675152E-2,21.911165618752776,40.102985881721359,5.1032592059534734,0.10094710333102025,45.307192191005853,17.186993949309155,2.8155912860432957,4.4865379258231225E-2,20.047450614610682]
["Statewide",2023,2,21,0.27118480426306829,5.3492714391514326E-6,1.6280391336547839E-6,0.24811842808781553,4.8942743104800662E-6,1.4895617466678461E-6,0.33328286836104359,1.8427077222781217E-3,2.3490278928447593E-6,0.30493456899643195,1.6859711026927637E-3,2.1492248059064635E-6,41.993641413491495,5.3438523946065528,0.10570625517801417,47.443200063276059,17.997274891496353,2.948332355644995,4.6980557856895186E-2,20.992587804998241,38.421755693550423,4.8893161978090145,9.6715116265790851E-2,43.407787007625231,16.466466725807326,2.697553764308422,4.2984496118129267E-2,19.207004986233876]
["Statewide",2023,2,22,0.2596260586200832,5.1212687377889476E-6,1.5586470071531581E-6,0.23754284363573744,4.6856650116826418E-6,1.426071960077326E-6,0.31907730875006796,1.7641657482392102E-3,2.2489049674638421E-6,0.29193730268440116,1.6141097342418076E-3,2.0576181138258558E-6,40.203740902508564,5.1160806698937096,0.10120072353587289,45.421022295938151,17.230174672503669,2.8226651971827366,4.4978099349276844E-2,20.097817969035681,36.784100138234542,4.6809182293012421,9.259281512216351E-2,41.557611182657951,15.764614344957662,2.5825755747868921,4.115236227651712E-2,18.388342282021071]
["Statewide",2023,2,23,0.25248492337897549,4.9804058642508021E-6,1.5157756978154617E-6,0.23100911747213082,4.5567836208053246E-6,1.3868471889407511E-6,0.31030093928136521,1.7156415505417005E-3,2.1870477925623089E-6,0.28390743167887089,1.5697128968539386E-3,2.0010223726145121E-6,39.097918349452016,4.9753604965709313,9.8417150665303904E-2,44.17169599668825,16.756250721193719,2.7450264808667209,4.3740955851246176E-2,19.545018157911684,35.772336391537735,4.5521674008764217,9.0046006767653036E-2,40.414549799181806,15.331001310659028,2.5115406349663019,4.0020447452290241E-2,17.882562393077617]
["Statewide",2023,2,24,0.25733855922486665,5.0761465370256712E-6,1.5449141634425955E-6,0.23544991385032668,4.6443808049378325E-6,1.4135072015028187E-6,0.31626599945903422,1.7486221309936693E-3,2.2290904358243161E-6,0.28936511710764845,1.5998882225009762E-3,2.0394889621683526E-6,39.849515931838312,5.0710041798816405,0.10030906961209422,45.020829181332047,17.078363970787848,2.7977954095898707,4.4581808716486322E-2,19.920741189094205,36.460004755563702,4.6396758452528308,9.1777003297575863E-2,41.191457604114106,15.625716323813016,2.5598211560015618,4.0789779243367054E-2,18.226327259057946]
["Statewide",2023,3,1,0.24939906212700441,4.9195355308071191E-6,1.4972499441586886E-6,0.2281857327134722,4.5010907825127444E-6,1.3698971946777919E-6,0.30650845285420009,1.6946730439384699E-3,2.1603177765718218E-6,0.28043752571046798,1.5505279247760208E-3,1.9765659523208137E-6,38.620065059629212,4.9145518274215627,9.7214299945731983E-2,43.631831186996507,16.551456454126804,2.7114768703015519,4.3206355531436438E-2,19.306139679959792,35.335128239518966,4.4965309818504604,8.8945467854436619E-2,39.920604689223865,15.143626388365272,2.4808446796416335,3.9531319046416276E-2,17.664002387053323]
["Statewide",2023,3,2,0.24056028791178186,4.7451857821363479E-6,1.4441869771719322E-6,0.22009876497033601,4.3415708356069705E-6,1.3213476456195128E-6,0.29564570546962554,1.634613345733317E-3,2.0837554956337876E-6,0.2704987394532517,1.4955767708919143E-3,1.9065158886795825E-6,37.25135888917282,4.7403787026266198,9.3768997303520438E-2,42.085506589102962,15.96486809535978,2.6153813531733072,4.1675109912675749E-2,18.621924558445762,34.082841171109713,4.3371726355865512,8.5793214990581207E-2,38.505807021686842,14.606931930475591,2.3929228334270629,3.8130317773591653E-2,17.037985081676247]
["Statewide",2023,3,3,0.25891752896738102,5.1072925954114604E-6,1.554393398603488E-6,0.23689457993910518,4.6728776488845785E-6,1.42218015400835E-6,0.31820653431411405,1.7593512710193479E-3,2.2427676179850325E-6,0.29114059438485224,1.6097047657440224E-3,2.0520027936406189E-6,40.094023323578369,5.1021186859561087,0.10092454280932646,45.2970665523438,17.183152852962159,2.8149620336309567,4.4855352359700652E-2,20.042970238952815,36.683714892491381,4.6681438206576651,9.2340125713827853E-2,41.444198838862867,15.72159209678202,2.575527625190436,4.1040055872812377E-2,18.33815977784527]
["Statewide",2023,3,4,0.2610054643886508,5.1484782855394234E-6,1.5669281738598246E-6,0.23880492021824479,4.7105601758315859E-6,1.433648749166135E-6,0.32077258187730412,1.7735388459273415E-3,2.2608535079977466E-6,0.2934883796507245,1.6226855770918984E-3,2.0685503380825658E-6,40.41734531654032,5.1432626531892902,0.1017384078598986,45.662346377589508,17.321719421374421,2.8376621534837465,4.5217070159954929E-2,20.20459864501812,36.979535835991285,4.7057881735665053,9.3084765213715462E-2,41.778408774771506,15.848372501139123,2.5962969233470372,4.137100676165132E-2,18.486040431247812]
["Statewide",2023,3,5,0.27484241943680265,5.4214199374326417E-6,1.6499973722621085E-6,0.25146493465157105,4.9602860179983996E-6,1.509652266347339E-6,0.33777803349308594,1.8675613114903836E-3,2.3807104942638991E-6,0.30904738538224813,1.7087107008957095E-3,2.1782125557297317E-6,42.560032220128825,5.4159278033221128,0.10713197224187546,48.083091995692811,18.240013808626642,2.9880980983846137,4.761420988527798E-2,21.275726116896536,38.939970558163267,4.9552610325975577,9.8019565007837928E-2,43.993251155768661,16.6885588106414,2.7339371214331352,4.3564251114594631E-2,19.466060183189132]
["Statewide",2023,3,6,0.29355483020682371,5.790532671318134E-6,1.7623360304011714E-6,0.26858570938896081,5.2980028438645777E-6,1.6124356481326978E-6,0.36077536165212554,1.9947126241240689E-3,2.5427991295788328E-6,0.33008861196773653,1.8250468057364807E-3,2.3265142923057495E-6,45.457695568167814,5.7846666099597996,0.11442596083104747,51.356788138958663,19.48186952921478,3.1915401985985103,5.0855982591576657E-2,22.724265710404868,41.591165107934806,5.2926357366357939,0.10469314315375873,46.988493987724361,17.824785046257773,2.9200748891783692,4.6530285846114988E-2,20.791390221282256]
["Statewide",2023,3,7,0.30628554846641753,6.0416531858727294E-6,1.8387640130917003E-6,0.28023358107403906,5.5277636060916788E-6,1.682362836636598E-6,0.37642126153720096,2.0812181822465062E-3,2.6530737903180245E-6,0.34440370641432072,1.9041943935245382E-3,2.4274092357185198E-6,47.429078953687323,6.0355327285148679,0.1193883205643111,53.584000002766501,20.326748123008851,3.3299490915944099,5.3061475806360489E-2,23.709758690409622,43.394867008204407,5.5221637412211608,0.10923341560733339,49.026264165032906,18.59780014637332,3.046711029639261,4.8548184714370397E-2,21.693059360726952]
["Statewide",2023,3,8,0.28264562357599621,5.5753424890633895E-6,1.6968433662366838E-6,0.25860441560562503,5.1011162598022088E-6,1.5525136442876288E-6,0.34736807768816685,1.9205842843847494E-3,2.4483025712843579E-6,0.31782172175202456,1.7572236576701261E-3,2.2400554010435784E-6,43.768377788709024,5.5696944247157729,0.1101736157077961,49.448245829132588,18.75787619516101,3.0729348550155988,4.8966051425687156E-2,21.879777101602297,40.045536940755092,5.0959486072433657,0.10080249304696103,45.24228804104542,17.162372974609326,2.8115578522722018,4.4801108020871568E-2,20.018731934902398]
["Statewide",2023,3,9,0.2959267395437703,5.8373199052373205E-6,1.7765756233330979E-6,0.27075586939423568,5.3408104597490741E-6,1.6254640529671096E-6,0.36369040974804701,2.0108298090954478E-3,2.5633448279520406E-6,0.33275571255740971,1.839793098808344E-3,2.3453124192811146E-6,45.824991628253926,5.8314064463767989,0.11535051725784183,51.771748591888567,19.639282126394537,3.2173276945527163,5.1266896559040813E-2,22.907876717506294,41.927219782233621,5.3353999865441981,0.10553905886765017,47.368158827645466,17.968808478100126,2.9436689580933506,4.6906248385622296E-2,20.959383684579098]
["Statewide",2023,3,10,0.2721056340615336,5.3674353202532348E-6,1.6335672713814194E-6,0.24896093415209336,4.9108932122625618E-6,1.4946196732973013E-6,0.33441455712708201,1.8489647844507123E-3,2.3570042058503334E-6,0.30596999883357612,1.6916959530763598E-3,2.1565226714718204E-6,42.136234198012332,5.3619978749070656,0.106065189263265,47.604297262182662,18.058386084862427,2.9583436551211397,4.7140084117006667E-2,21.063869824100575,38.552219853030593,4.9059182639214436,9.7043520216231915E-2,43.555181637168268,16.52237993701311,2.7067135249221757,4.3130453429436409E-2,19.272223915364723]
["Statewide",2023,3,11,0.26424390243246243,5.2123582812578343E-6,1.5863699116871671E-6,0.24176790392625097,4.7690066812210735E-6,1.4514368160238051E-6,0.32475258334967294,1.7955441157567751E-3,2.2889051582914836E-6,0.2971298510517304,1.6428191276223725E-3,2.0942159774057754E-6,40.918825502058787,5.2070779356946479,0.10300073212311676,46.22890416987655,17.536639500882337,2.87287058521084,4.577810316582967E-2,20.455288189259008,37.438361232518034,4.7641754701048802,9.423971898325989E-2,42.296776421606175,16.045011956793441,2.628510604195796,4.1884319548115508E-2,18.715406880537351]
["Statewide",2023,3,12,0.25292200225291628,4.9890274886938883E-6,1.518399670472053E-6,0.23140901938937608,4.5646719090528728E-6,1.3892479723204395E-6,0.31083810396949313,1.7186115127357253E-3,2.1908338102525334E-6,0.28439890633359854,1.5724302406706918E-3,2.0044863600623481E-6,39.165601100156131,4.9839733869336031,9.8587521461364E-2,44.248162008551098,16.785257614352631,2.7497784203771602,4.381667620505067E-2,19.578852710934843,35.834262198033414,4.5600476979450066,9.020188620280567E-2,40.484511782181229,15.357540942014321,2.5158883850731071,4.0089727201246962E-2,17.913519054288678]
["Statewide",2023,3,13,0.25911086970291447,5.1111063491998559E-6,1.5555541062782172E-6,0.23707147554177826,4.6763670132597769E-6,1.4232421344703669E-6,0.31844414775666929,1.7606650262917592E-3,2.2444423533442844E-6,0.29135799695657655,1.6109067759155309E-3,2.0535350797358148E-6,40.123962617340332,5.105928576246102,0.10099990590049281,45.330891099486927,17.195983978860141,2.8170640420668147,4.4888847066885687E-2,20.057936867993842,36.711107616528643,4.6716296501550394,9.2409078588111662E-2,41.475146345271796,15.733331835655134,2.5774508414648496,4.1070701594716298E-2,18.351853378714701]
["Statewide",2023,3,14,0.26831081751056574,5.292580448321622E-6,1.6107853538370155E-6,0.24548889625503484,4.8424053292159525E-6,1.4737755349787683E-6,0.32975077314977758,1.8231789083500963E-3,2.3241331533934076E-6,0.30170290594636784,1.6681033662338258E-3,2.1264475576122224E-6,41.548597416871978,5.2872188342152793,0.10458599190270335,46.940402242989961,17.806541750087987,2.917086253360154,4.6482663067868149E-2,20.770110666516008,38.014566149242349,4.8374997620780951,9.5690140092550002E-2,42.947756051412995,16.291956921103864,2.6689653859741211,4.2528951152244449E-2,19.003451258230232]
["Statewide",2023,3,15,0.27434988922309994,5.4117045044007699E-6,1.6470405013393649E-6,0.25101429796216745,4.951396958087351E-6,1.5069469002874546E-6,0.33717271977418711,1.8642145560159697E-3,2.3764441519325117E-6,0.30849355830170322,1.7056486129967861E-3,2.1743090989861842E-6,42.483762691547575,5.4062222124463117,0.10693998683696303,47.996924890830847,18.207326867806103,2.9827432896255517,4.7528883038650237E-2,21.237599040470307,38.870188346014608,4.94638097769068,9.7843909454378292E-2,43.914413233159664,16.658652148291974,2.7290377807948576,4.3486181979723683E-2,19.431176111066556]
["Statewide",2023,3,16,0.29054644091266701,5.7311905154299665E-6,1.7442753742612942E-6,0.26583320699572838,5.2437081997442125E-6,1.5959111912264997E-6,0.35707808733091922,1.9742705414674622E-3,2.5167401828627241E-6,0.32670581957536771,1.8063434811553653E-3,2.3026718616268064E-6,44.991839003695823,5.7253845702556401,0.11325330822882258,50.830476882180285,19.282216715869637,3.1588328663479395,5.0334803657254484E-2,22.491384385874831,41.164933266496334,5.2383960953505593,0.10362023377320628,46.5069495956201,17.642114257069856,2.8901495698485844,4.6053437232536125E-2,20.578317264150979]
["Statewide",2023,3,17,0.30333806939863212,5.9835125181548354E-6,1.8210690272645153E-6,0.27753680801882308,5.4745682542306432E-6,1.6661729469397612E-6,0.37279884515286432,2.0611899861452507E-3,2.6275424536245144E-6,0.34108940470923965,1.885869751229104E-3,2.4040495377273694E-6,46.972654489260904,5.9774509598212271,0.11823941041310315,53.068344859495234,20.131137638254675,3.2979039778324011,5.2550849072490288E-2,23.481592465159565,42.977264993364194,5.4690222785644016,0.10818222919773163,48.554469501126327,18.418827854298939,3.0173916019665663,4.8080990754547387E-2,21.48430044702005]
["Statewide",2023,3,18,0.33208824836232054,6.5506258253287923E-6,1.9936687294478933E-6,0.30384156071725898,5.9934441650917287E-6,1.824091702419222E-6,0.40813246989983304,2.2565481919165228E-3,2.8765791667748172E-6,0.37341762993810645,2.0646112226096421E-3,2.6319037420620197E-6,51.424691207378963,6.5439897565579157,0.12944606250486676,58.098127026441745,22.039153374590985,3.6104771070664365,5.7531583335496343E-2,25.707162064992918,47.050621372201412,5.9873725455679621,0.11843566839279089,53.156429586162169,20.164552016657748,3.3033779561754275,5.2638074841240397E-2,23.520568047674416]
["Statewide",2023,3,19,0.3613069678407505,7.1269813553492799E-6,2.1690812820628246E-6,0.33057500091656361,6.5207761758841872E-6,1.98458405352997E-6,0.44404192531371822,2.4550901425405371E-3,3.1296744212620751E-6,0.40627270695834961,2.2462656365882789E-3,2.8634712772360995E-6,55.949282589528494,7.1197614133675575,0.14083534895679339,63.209879351852841,23.978263966940784,3.9281442280648595,6.2593488425241497E-2,27.969001683430886,51.190361076752048,6.5141703461060088,0.12885620747562448,57.833387630333675,21.93872617575088,3.5940250185412461,5.7269425544721989E-2,25.590020619836846]
["Statewide",2023,3,20,0.34558815540522581,6.816919017427266E-6,2.0747144835648206E-6,0.31619319569887083,6.2370870506638326E-6,1.8982438849846447E-6,0.42472369356405537,2.3482804076120104E-3,2.9935166120006691E-6,0.38859764102614225,2.1485409001047629E-3,2.7388947483349869E-6,53.515185389070979,6.8100131820748304,0.13470824754003011,60.459906818685845,22.935079452458989,3.7572486521792166,5.9870332240013382E-2,26.752198436878221,48.963302769293925,6.2307686103038122,0.12325026367507441,55.317321643272813,20.984272615411683,3.4376654401676205,5.4777894966699735E-2,24.476715950546005]
["Statewide",2023,3,21,0.31036552468369882,6.1221329911878839E-6,1.8632578668832691E-6,0.28396652359055807,5.6013979782014019E-6,1.7047732977134704E-6,0.38143550332053205,2.1089417256165916E-3,2.6884149222172878E-6,0.34899144794620041,1.9295598339691179E-3,2.4597443295580068E-6,48.06087341838704,6.1159310042881154,0.12097867149977795,54.297783094174932,20.597517179308731,3.3743067609865465,5.3768298444345754E-2,24.025592238739623,43.97292244122125,5.5957235185104421,0.11068849483011031,49.679334454561797,18.845538189094821,3.0872957343505885,4.9194886591160135E-2,21.982028810036567]
["Statewide",2023,3,22,0.29565049782060548,5.8318708832537952E-6,1.7749172253381117E-6,0.27050312417751832,5.3358249194536201E-6,1.6239467146163192E-6,0.36335091198707342,2.0089527394791229E-3,2.5609519965592752E-6,0.33244509172074077,1.8380756885578709E-3,2.3431231168035459E-6,45.782214910371252,5.825962944489457,0.11524283984516738,51.723420694705872,19.620949247301965,3.2143243831665966,5.1219039931185505E-2,22.88649267039975,41.88808155681334,5.3304194968178251,0.10544054025615957,47.323941593887326,17.952034952920002,2.9409211016925934,4.6862462336070922E-2,20.939818516948669]
["Statewide",2023,3,23,0.28232435147665269,5.5690052178070421E-6,1.6949146315064913E-6,0.25831047019635256,5.0953180227410874E-6,1.5507489634429399E-6,0.34697323813554315,1.9184012322037043E-3,2.4455196826022228E-6,0.31746046637339037,1.7552262910512017E-3,2.2375092186819559E-6,43.718628005078436,5.5633635733907427,0.11004838571710003,49.392039964186282,18.73655485931933,3.0694419715259267,4.8910393652044457E-2,21.8549072244973,40.000018763047187,5.0901562440484849,0.10068791484068802,45.190862921936365,17.142865184163082,2.8083620656819228,4.4750184373639118E-2,19.995977434218645]
["Statewide",2023,3,24,0.25756327442321286,5.0805791695831003E-6,1.5462632255252915E-6,0.23565551527380105,4.6484364076307235E-6,1.4147415153658724E-6,0.31654217173967752,1.7501490765481265E-3,2.2310369396864916E-6,0.28961779878847072,1.601285289463401E-3,2.0412699007421871E-6,39.88431363919937,5.0754323219895667,0.10039666228589213,45.060142623474832,17.093277273942586,2.8002385224770023,4.4620738793729832E-2,19.938136535213317,36.491842647347312,4.6437273394438625,9.1857145533398424E-2,41.227427132324571,15.639361134577419,2.5620564631414418,4.0825398014843743E-2,18.242242995733701]
["Statewide",2023,4,1,0.12869873085397301,2.5386542106701365E-6,7.7263389020395456E-7,0.11775190310961464,2.3227219309786762E-6,7.0691537029785799E-7,0.15816919495175241,8.7451118744084747E-4,1.1148003272942772E-6,0.1447156750909758,8.0012721126713278E-4,1.0199778914297664E-6,19.929318563920805,2.5360824435784575,5.0166014728242475E-2,22.515567022227504,8.5411365273946309,1.3992178999053559,2.2296006545885542E-2,9.962650433845873,18.234175061462949,2.3203689126746849,4.5899005114339489E-2,20.600442979251973,7.8146464549126931,1.2802035380274124,2.039955782859533E-2,9.1152495507687004]
["Statewide",2023,4,2,0.11722521211049038,2.3123326574110448E-6,7.037534174729267E-7,0.10725429634656233,2.1156507855668383E-6,6.4389371734642903E-7,0.14406837817695772,7.9654833237685694E-4,1.015415645210937E-6,0.1318142424224904,7.2879570321939392E-4,9.2904664931413322E-7,18.152615650296674,2.309990163892885,4.5693704034492168E-2,20.50829951822405,7.7796924215557173,1.2744773318029712,2.030831290421874E-2,9.0744780662629072,16.608594545233792,2.1135075393362426,4.1807099219135994E-2,18.76390918378917,7.1179690908144817,1.1660731251510303,1.8580932986282665E-2,8.3026231489517937]
["Statewide",2023,4,3,0.13568906694338115,2.6765424868763003E-6,8.145998873101784E-7,0.12414765676189876,2.4488817371558072E-6,7.4531183304741968E-7,0.1667602340736408,9.2201070102264902E-4,1.1753512659761143E-6,0.15257597953670748,8.4358652189067229E-4,1.0753785019684195E-6,21.011789493278741,2.673831032965682,5.2890806968925147E-2,23.738511333213349,9.0050526399766024,1.4752171216362384,2.3507025319522288E-2,10.503776786932363,19.224573421625141,2.4464009134829499,4.8392032588578875E-2,21.719366367696672,8.2391028949822047,1.3497384350250756,2.1507570039368391E-2,9.6103489000466489]
["Statewide",2023,4,4,0.15381251159019332,3.0340375356556141E-6,9.2340272824301308E-7,0.14072956152431088,2.7759690523663377E-6,8.4486014637236374E-7,0.18903372993889109,1.0451599736956275E-3,1.3323382221792043E-6,0.17295494139308532,9.562609913868911E-4,1.219012496908696E-6,23.818249972300276,3.0309639237173198,5.9955219998064191E-2,26.909169116015658,10.207821416700119,1.6722559579130041,2.6646764443584086E-2,11.906724139056706,21.79232261552875,2.7731568750219844,5.485556236089132E-2,24.620335052911628,9.3395668352266075,1.5300175862190257,2.438024993817392E-2,10.893964671383808]
["Statewide",2023,4,5,0.17846469309902752,3.520315558557146E-6,1.0714003873869575E-6,0.16328488331503285,3.2208853484097388E-6,9.8026945386383364E-7,0.21933096501793004,1.2126721813238378E-3,1.5458777018011814E-6,0.20067516105526764,1.1095249832804505E-3,1.4143887834321025E-6,27.635701592259185,3.5167493258391298,6.9564496581053167E-2,31.222015414679365,11.843872110968222,1.9402754901181405,3.0917554036023628E-2,13.815065155122387,25.285070292963724,3.2176224515133067,6.3647495254444617E-2,28.566340239731474,10.836458696984453,1.7752399732487207,2.8287775668642049E-2,12.639986445901817]
["Statewide",2023,4,6,0.21637016751706115,4.2680221722919435E-6,1.2989632698279828E-6,0.19796620240325821,3.9049937009219025E-6,1.1884763437588401E-6,0.26591633795192848,1.4702408552638726E-3,1.874218432180375E-6,0.2432980858009168,1.3451854388001842E-3,1.7148015817091832E-6,33.505458581942989,4.26369848026523,8.4339829448116868E-2,37.853496891656341,14.359482249404138,2.3523853684221963,3.7484368643607498E-2,16.749351986469943,30.655558810915519,3.9010377725205343,7.7166071176913251E-2,34.633762654612966,13.138096633249507,2.1522967020802946,3.4296031634183662E-2,15.324689366963986]
["Statewide",2023,4,7,0.23850864269988367,4.7047159366186308E-6,1.4318700676665399E-6,0.21822162813608975,4.3045432651201234E-6,1.3100783850365594E-6,0.29312425813802168,1.6206723637317139E-3,2.0659839547760074E-6,0.26819176082248419,1.4828215778063801E-3,1.8902559555527497E-6,36.933656525390731,4.6999498548219707,9.2969277964920327E-2,41.726575658177623,15.828709939453171,2.5930757819707422,4.1319679095520145E-2,18.463105400519431,33.792161863633005,4.3001825756385026,8.5061517999873743E-2,38.177405957271382,14.482355084414147,2.3725145244902079,3.7805119111054997E-2,16.892674728015411]
["Statewide",2023,4,8,0.21152528370628793,4.1724541382886982E-6,1.2698773464356908E-6,0.19353341363154283,3.8175544712911534E-6,1.1618644043060032E-6,0.25996203392033496,1.4373197451157112E-3,1.8322515998572106E-6,0.23785024162435753,1.315064525045209E-3,1.6764043547843759E-6,32.755216273962205,4.1682272608355619,8.2451321993574481E-2,37.005894856791343,14.037949831698088,2.2997115921851377,3.6645031997144209E-2,16.374306455880369,29.969130444669048,3.813687122631106,7.5438195965296911E-2,33.858255763265454,12.843913047715306,2.1041032400723343,3.3528087095687518E-2,14.981544374883327]
["Statewide",2023,4,9,0.21063669118909342,4.1549261555310015E-6,1.2645427429876963E-6,0.1927204028171057,3.8015173797542286E-6,1.1569835503599828E-6,0.25886996438590981,1.4312817360987882E-3,1.8245545291679615E-6,0.23685106109512216,1.3095400956431634E-3,1.6693619798051176E-6,32.617615512624639,4.1507170346864859,8.2104953812558265E-2,36.850437501123686,13.97897807683913,2.290050777758061,3.6491090583359233E-2,16.305519945180549,29.843233697985394,3.7976662773651739,7.5121289091230295E-2,33.716021264441792,12.789957299136598,2.0952641530290617,3.3387239596102354E-2,14.918608691761762]
["Statewide",2023,4,10,0.20921327807543597,4.1268485383662322E-6,1.2559973812418968E-6,0.19141806205638348,3.7758279822442707E-6,1.1491650380743434E-6,0.2571206067599483,1.4216096073685069E-3,1.8122247929347366E-6,0.23525049993721914,1.3006906566661461E-3,1.6580809835072666E-6,32.397196451753487,4.1226678613686705,8.1550115682063148E-2,36.601414428804219,13.884512765037208,2.2745753717896111,3.6244495858694728E-2,16.195332632685513,29.641562992089611,3.7720029043318237,7.4613644257827003E-2,33.488179540679262,12.703526996609833,2.0811050506658337,3.3161619670145331E-2,14.817793666945812]
["Statewide",2023,4,11,0.19296586912749511,3.8063593395646543E-6,1.1584571903022863E-6,0.17655262156970941,3.4825988817352623E-6,1.0599213987889929E-6,0.23715273624331087,1.3112080455378592E-3,1.6714882317218698E-6,0.21698105206637527,1.1996796060864559E-3,1.5293151611098326E-6,29.881244766657169,3.8025033320597919,7.5216970427484139E-2,33.758965069144445,12.806247757138788,2.0979328728605746,3.3429764634437399E-2,14.937610394633801,27.339612560363285,3.4790708576507221,6.8819182249942462E-2,30.88750260026395,11.716976811584265,1.9194873697383295,3.0586303222196652E-2,13.667050484544792]
["Statewide",2023,4,12,0.17798045099118243,3.5107636130336153E-6,1.06849327353197E-6,0.16284182976364026,3.2121458701232639E-6,9.7760961264621086E-7,0.21873583728161614,1.209381743741971E-3,1.5416831518104136E-6,0.20013065356028858,1.1065144229994183E-3,1.4105510125323895E-6,27.560715497483635,3.507207056851716,6.9375741831468607E-2,31.137298296166819,11.811735213207271,1.9350107899871536,3.083366303620827E-2,13.777579666230633,25.216462348596362,3.2088918266983133,6.347479556395752E-2,28.488828970858634,10.807055292255583,1.7704230767990694,2.8211020250647791E-2,12.605689389305301]
["Statewide",2023,4,13,0.17931601387447452,3.5371083354313149E-6,1.0765112325225743E-6,0.16406379263916113,3.2362497690400562E-6,9.8494558188175637E-7,0.22037722802926413,1.2184569278966223E-3,1.5532519212111427E-6,0.20163243126236524,1.1148176921784508E-3,1.4211357681436767E-6,27.76753073168728,3.5335250909002047,6.9896336454501426E-2,31.370952159041988,11.900370313580263,1.9495310846345957,3.1065038424222854E-2,13.880966436639081,25.405686339058022,3.232971307317507,6.395110956646545E-2,28.702608755941991,10.888151288167723,1.7837083074855213,2.8422715362873534E-2,12.700282311016119]
["Statewide",2023,4,14,0.17701922706946457,3.4918029353324913E-6,1.0627226324924973E-6,0.16196236541037332,3.1947979454876381E-6,9.7232980949623766E-7,0.21755450462310696,1.2028502024625796E-3,1.533356941167746E-6,0.19904980242972981,1.1005384400912415E-3,1.4029330108445713E-6,27.411867582511476,3.4882655871414809,6.9001062352548562E-2,30.969134232005505,11.747943249647776,1.9245603239401272,3.0667138823354919E-2,13.703170712411259,25.080275106145955,3.1915614762646003,6.3131985488005707E-2,28.33496856789856,10.748689331205409,1.7608615041459865,2.8058660216891428E-2,12.537609495568285]
["Statewide",2023,4,15,0.18687299208898359,3.6861739434362109E-6,1.1218790262631947E-6,0.17097799109793227,3.3726361880381149E-6,1.0264544920116002E-6,0.22966466351930828,1.2698067892976132E-3,1.6187111664654663E-6,0.21012989815037472,1.1617998486011297E-3,1.4810271956167371E-6,28.937747603432843,3.6824396889630782,7.2842002490945981E-2,32.693029294886863,12.401891830042647,2.0316908628761809,3.2374223329309323E-2,14.465956916248137,26.476367166947217,3.369219560943276,6.6646223802753174E-2,29.912232951693245,11.347014500120235,1.8588797577618075,2.9620543912334742E-2,13.235514801794377]
["Statewide",2023,4,16,0.2153025766625184,4.2469633475453879E-6,1.2925540622964225E-6,0.1969894184518495,3.8857260929610107E-6,1.1826122891620466E-6,0.26460428161011051,1.4629865479392223E-3,1.8649708613134094E-6,0.24209763005274471,1.3385481667186993E-3,1.7063405886480958E-6,33.340139482873923,4.2426609890237446,8.3923688759103429E-2,37.66672416065677,14.288631206945968,2.3407784767027557,3.7299417226268186E-2,16.666709100874993,30.504301386645832,3.8817896834842283,7.6785326489164307E-2,34.462876396619222,13.073272022848213,2.141677066749919,3.4126811772961917E-2,15.249075901371095]
["Statewide",2023,4,17,0.23662251121617009,4.6675109416568711E-6,1.4205468083303521E-6,0.21649592680050911,4.2705028442639013E-6,1.299718256949883E-6,0.29080622519105637,1.6078560517716258E-3,2.0496461091623649E-6,0.26607089460131178,1.4710953928305606E-3,1.8753077707419738E-6,36.641584374073105,4.6627825501377149,9.2234074912306424E-2,41.396600999123123,15.703536160317043,2.5725696828346014,4.09929221832473E-2,18.31709876533489,33.524932719765282,4.2661766392086253,8.438884968338882E-2,37.875498208657291,14.367828308470836,2.353752628528897,3.7506155414839475E-2,16.759087092414571]
["Statewide",2023,4,18,0.25329322629300322,4.9963500898276789E-6,1.5206282882084241E-6,0.23174866793843499,4.5713716660240171E-6,1.3912870287899184E-6,0.31129433385752453,1.7211339896393348E-3,2.1940493872721544E-6,0.28481633032227899,1.5747381613003604E-3,2.0074284272540247E-6,39.22308606604809,4.9912885699540706,9.8732222427246955E-2,44.313106858429407,16.809894028306324,2.7538143834229358,4.3880987745443086E-2,19.607589399474701,35.886857620607152,4.5667406677710449,9.0334279226431113E-2,40.543932567604628,15.380081837403065,2.5195810580805769,4.0148568545080497E-2,17.939811464028722]
["Statewide",2023,4,19,0.28496535375419108,5.6211004599883311E-6,1.7107697052138399E-6,0.26072683469531427,5.1429821595130596E-6,1.5652554398518008E-6,0.35021899822449037,1.9363469106298936E-3,2.4683962889513972E-6,0.32043014932966152,1.7716455499922597E-3,2.2584399917861696E-6,44.127593776285785,5.6154060408266915,0.11107783300281288,49.854077650115286,18.91182590412248,3.0981550570078298,4.9367925779027946E-2,22.059348886909337,40.374198815537355,5.1377720949775529,0.10162979963037763,45.613600710145285,17.303228063801722,2.8346328799876157,4.5168799835723389E-2,20.183029743625063]
["Statewide",2023,4,20,0.27520445462564946,5.4285612833532909E-6,1.652170825368393E-6,0.25179617593263487,4.9668199369216133E-6,1.5116408503674478E-6,0.33822297039327243,1.8700213499133968E-3,2.3838464766029667E-6,0.30945447693950751,1.7109614939230411E-3,2.1810817983873173E-6,42.616094269552327,5.4230619147488506,0.1072730914471335,48.146429275748311,18.264040401236713,2.9920341598614351,4.7676929532059334E-2,21.303751490630209,38.991264094377946,4.9617883323768197,9.8148680927429274E-2,44.051201107682196,16.710541754733406,2.7375383902768657,4.3621635967746347E-2,19.491701780978019]
["Statewide",2023,4,21,0.23847672499276459,4.7040863420528178E-6,1.4316784519291183E-6,0.21819242527813437,4.3039672224674873E-6,1.3099030677074961E-6,0.2930850316592038,1.6204554820906294E-3,2.0657074806405848E-6,0.2681558708606917,1.4826231436352133E-3,1.8900029976922441E-6,36.928713989059681,4.6993208980628252,9.2956836628826311E-2,41.720991723751332,15.826591709597006,2.5927287713450071,4.1314149612811699E-2,18.460634630554825,33.787639728447154,4.2996071165421181,8.5050134896150986E-2,38.172296979885424,14.480417026477351,2.3721970298163413,3.7800059953844882E-2,16.890414116247538]
["Statewide",2023,4,22,0.1996021441554022,3.9372635639573332E-6,1.198297606421797E-6,0.18262442980674259,3.6023686840095019E-6,1.0963730777420223E-6,0.24530863857177646,1.3563017050971283E-3,1.7289722606943068E-6,0.22444323148633116,1.2409376992785777E-3,1.5819097264563464E-6,30.908888460043833,3.9332749447816719,7.7803751731243806E-2,34.919967156556751,13.246666482875929,2.1700827281554051,3.4579445213886138E-2,15.45132865624522,28.279847167277726,3.5987193279078751,7.1185937690535592E-2,31.949752432876139,12.119934500261882,1.9855003188457243,3.1638194529126924E-2,14.137073013636734]
["Statewide",2023,4,23,0.17922224300460071,3.5352586527494135E-6,1.0759482856193868E-6,0.16397799771087693,3.2345574162522888E-6,9.8443051798982714E-7,0.22026198475608302,1.2178197524232001E-3,1.5524396692508293E-6,0.20152699032563176,1.114234713433343E-3,1.4203926045281789E-6,27.75301007926646,3.5316772820272804,6.9859785116287321E-2,31.354547146410027,11.894147176828483,1.9485116038771202,3.1048793385016586E-2,13.87370757409062,25.3924007810296,3.2312806689566944,6.3917667203768055E-2,28.687599117190061,10.882457477584115,1.7827755414933488,2.8407852090563578E-2,12.693640871168027]
["Statewide",2023,4,24,0.17220996256272592,3.396937511957715E-6,1.0338505471175655E-6,0.15756216624392974,3.1080015639883223E-6,9.4591351947470684E-7,0.21164397628849591,1.1701711264017816E-3,1.4916986465553442E-6,0.1936420104867507,1.070638973542586E-3,1.3648180780992197E-6,26.667141012350484,3.3934962665651667,6.7126439094990498E-2,30.127763718010641,11.428774719578779,1.8722738022428507,2.9833972931106886E-2,13.330882494752737,24.398893321330586,3.1048530232734994,6.1416813514464888E-2,27.565163158118551,10.456668566284538,1.7130223576681376,2.7296361561984395E-2,12.196987285514659]
["Statewide",2023,5,1,0.16194874922078265,3.1945293585574617E-6,9.722480656479232E-7,0.14817374888184595,2.9228097978408717E-6,8.8955080803852622E-7,0.19903306829621056,1.1004459177326423E-3,1.4028150661491462E-6,0.18210375827417258,1.0068444360127491E-3,1.2834947373127306E-6,25.078166605322529,3.1912931614246625,6.3126677976711579E-2,28.332586444723905,10.747785687995371,1.7607134683722276,2.8056301322982924E-2,12.536555457690582,22.945073542545746,2.9198488644369727,5.7757263179072878E-2,25.922679670161791,9.8336029468053194,1.6109510976203987,2.5669894746254612E-2,11.470223939171973]
["Statewide",2023,5,2,0.16241818128822791,3.2037891677780801E-6,9.7506626845419836E-7,0.14860325210192882,2.9312819882884754E-6,8.9212930078344913E-7,0.19960999467069518,1.1036357207089447E-3,1.4068813301982003E-6,0.18263161257466895,1.0097629214438953E-3,1.2872151339875478E-6,25.150859328507593,3.2005435900559398,6.330965985891901E-2,28.414712578422453,10.778939712217539,1.7658171531343116,2.8137626603964006E-2,12.572894491955815,23.011583184408288,2.9283124721872964,5.7924681029439651E-2,25.997820337625026,9.862107079032123,1.6156206743102326,2.5744302679750954E-2,11.503472056022106]
["Statewide",2023,5,3,0.1699350356390889,3.3520633102050122E-6,1.020193181366743E-6,0.15548073954363459,3.0669442620099442E-6,9.3341781887259182E-7,0.20884811841407752,1.1547129394241006E-3,1.4719930188291575E-6,0.19108396206348915,1.0564956255610779E-3,1.3467885672304536E-6,26.314862920173766,3.3486675243298918,6.6239685847312088E-2,29.729770130350968,11.277798394360186,1.8475407030785609,2.9439860376583152E-2,13.15477895781533,24.076579219999633,3.063837314127126,6.0605485525370414E-2,27.201022019652132,10.318533951428414,1.6903930008977248,2.6935771344609071E-2,12.035862723670748]
["Statewide",2023,5,4,0.18154457594759185,3.5810679646609023E-6,1.0898902501141878E-6,0.16610279817997897,3.2764702899995849E-6,9.9718660999987367E-7,0.22311610405909016,1.2336000645221013E-3,1.5725559323076136E-6,0.20413834458997415,1.1286727872898571E-3,1.4387978229998176E-6,28.112629111445361,3.5774401871140937,7.0765016953842616E-2,31.760834315513296,12.048269619190869,1.973760103235362,3.1451118646152271E-2,14.053480841072384,25.721431418336742,3.2731510831405854,6.4745902034991795E-2,29.059328403512321,11.023470607858604,1.8058764596637713,2.8775956459996352E-2,12.858123023982373]
["Statewide",2023,5,5,0.20716427680242325,4.0864308460169244E-6,1.2436963444399336E-6,0.18954334427346275,3.7388481288933472E-6,1.1379103000979753E-6,0.2546024087974893,1.4076865909996563E-3,1.7944761541204754E-6,0.23294649429148551,1.2879519010966084E-3,1.6418420044270785E-6,32.079903508483653,4.0822911138990037,8.0751426935421394E-2,36.242946049318078,13.748530075064423,2.2522985455994502,3.5889523082409509E-2,16.036718143746285,29.351258280727173,3.7350605131801644,7.3882890199218537E-2,33.160201684106553,12.579110691740217,2.0607230417545734,3.2836840088541569E-2,14.672670573583332]
["Statewide",2023,5,6,0.22160385426925439,4.3712595610573333E-6,1.3303833446696231E-6,0.20275472340312403,3.9994499470599075E-6,1.2172238969312763E-6,0.27234847613022428,1.5058038914024892E-3,1.9195531115947417E-6,0.24918312061464556,1.3777235621980717E-3,1.7562801941436985E-6,34.315907992408256,4.3668312850672182,8.6379890021763384E-2,38.769119167497237,14.706817711032111,2.4092862262439825,3.8391062231894833E-2,17.154494999507989,31.397073197445341,3.9953983303744081,7.9032608736466434E-2,35.47150413655622,13.45588851319086,2.2043576995169145,3.5125603882873967E-2,15.695371816590649]
["Statewide",2023,5,7,0.22487704540736703,4.4358250809343403E-6,1.3500337202843645E-6,0.20574950418454144,4.0585236674480726E-6,1.2352028553102829E-6,0.27637118873821348,1.52804530940186E-3,1.9479057964102971E-6,0.25286367023709078,1.3980731746604817E-3,1.7822212626619794E-6,34.822769781014898,4.431331397265394,8.7655760838463367E-2,39.34175693911876,14.924044191863528,2.4448724950429761,3.8958115928205944E-2,17.407874802834712,31.860822449873439,4.0544122065153969,8.0199956819789073E-2,35.995434613208623,13.654638192802903,2.2369170794567705,3.5644425253239589E-2,15.927199697512913]
["Statewide",2023,5,8,0.21181531700233139,4.1781752067355246E-6,1.271618541180377E-6,0.19379877734063039,3.8227889183829316E-6,1.1634574968991531E-6,0.26031848135878288,1.4392905288245896E-3,1.8347638951316867E-6,0.23817637043664094,1.3168676782759987E-3,1.6787029598116352E-6,32.800128651206641,4.1739425335913101,8.2564375280925903E-2,37.056635560078874,14.057197993374276,2.3028648461193435,3.6695277902633737E-2,16.396758117396253,30.01022267501676,3.8189162670003962,7.5541633191523586E-2,33.90468057520868,12.86152400357861,2.1069882852415978,3.3574059196232707E-2,15.002086348016441]
["Statewide",2023,5,9,0.20321987607074821,4.008625342733455E-6,1.220016408658008E-6,0.18593444549334434,3.6676605886337215E-6,1.1162445269754806E-6,0.24975478765813222,1.3808842865424855E-3,1.7603093896351256E-6,0.22851120102226624,1.2634293410323904E-3,1.6105813889217647E-6,31.469103244924661,4.0045644309732076,7.9213922533580658E-2,35.552881598431455,13.48675853353914,2.2094148584679769,3.5206187792702515E-2,15.731379579799819,28.792411328805546,3.6639450889939322,7.247616250147941E-2,32.528832580300957,12.339604855202378,2.0214869456518247,3.2211627778435295E-2,14.393303428632638]
["Statewide",2023,5,10,0.19688735429681534,3.8837128206061343E-6,1.1819995540975191E-6,0.18014055393422918,3.5533728477592371E-6,1.0814613014919418E-6,0.24197219443167783,1.337854638159235E-3,1.7054564994835631E-6,0.22139057786256466,1.2240596988172365E-3,1.5603941635812302E-6,30.488496498391406,3.8797784506617812,7.6745542476760339E-2,34.445020491529945,13.066498499310603,2.1405674210547758,3.4109129989671264E-2,15.24117505035505,27.895212810683148,3.5497731265699857,7.0217737361155358E-2,31.515203674614288,11.955091204578492,1.9584955181075785,3.1207883271624604E-2,13.944794605957696]
["Statewide",2023,5,11,0.16979793888090841,3.3493590002237505E-6,1.0193701305028807E-6,0.15535530393072067,3.0644699746197039E-6,9.3266477488425782E-7,0.20867962814437543,1.1537813634249034E-3,1.4708054740112989E-6,0.19092980320130593,1.0556432873439965E-3,1.3457020323330005E-6,26.293633146191304,3.34596595393222,6.6186246330508444E-2,29.705785346454036,11.268699919796273,1.8460501814798456,2.941610948022598E-2,13.144166210756344,24.057155203364548,3.0613655332975895,6.0556591454985022E-2,27.179077328117124,10.310209372870521,1.6890292597503944,2.691404064666001E-2,12.026152673267577]
["Statewide",2023,5,12,0.16620671109596796,3.2785200301949078E-6,9.9781044397236341E-7,0.15206953799215306,2.9996564097937563E-6,9.1293890732853462E-7,0.20426605231605668,1.1293788782275765E-3,1.4396979263029812E-6,0.18689163631454145,1.0333164232519971E-3,1.3172404234311712E-6,25.737522591823144,3.2751987468599717,6.4786406683634154E-2,29.077507745366749,11.030366825067061,1.8070062051641225,2.8793958526059624E-2,12.866166988757243,23.548346175632222,2.9966176274307914,5.9275819054402705E-2,26.604239622117415,10.092148360985238,1.6533062772031952,2.6344808468623422E-2,11.771799446657058]
["Statewide",2023,5,13,0.16109238330368539,3.1776370634517698E-6,9.6710693235488645E-7,0.1473902235445928,2.9073543237784168E-6,8.8484696810647479E-7,0.19798060486636462,1.0946268892925381E-3,1.3953971452549075E-6,0.18114081504236834,1.0015203611868E-3,1.2767077682679133E-6,24.945556213161943,3.1744179789483602,6.279287153647084E-2,28.182767063646772,10.69095266278369,1.7514030228680608,2.7907942905098151E-2,12.47026362855685,22.82374269533841,2.9044090474417201,5.7451849572056103E-2,25.785603592352189,9.7816040122878896,1.6024325778988799,2.5534155365358267E-2,11.409570745552127]
["Statewide",2023,5,14,0.16195253200330739,3.1946039760515177E-6,9.7227077532002722E-7,0.1481772099093043,2.9228780685368771E-6,8.8957158607644089E-7,0.19903771729051414,1.1004716218372252E-3,1.4028478329617532E-6,0.18210801183536282,1.0068679537833774E-3,1.2835247170531503E-6,25.078752378604783,3.1913677033279528,6.3128152483278896E-2,28.333248234416015,10.748036733687764,1.7607545949395602,2.8056956659235063E-2,12.53684828528656,22.945609491255716,2.9199170659717946,5.7758612267391762E-2,25.923285169494903,9.8338326391095929,1.6109887260534039,2.5670494341063006E-2,11.47049185950406]
["Statewide",2023,5,15,0.17786450898513792,3.5084765923311934E-6,1.067797223752972E-6,0.16273574952670633,3.210053378314104E-6,9.7697276731298812E-7,0.218593345948287,1.2085939148278283E-3,1.5406788514150023E-6,0.20000028222278746,1.1057936050601152E-3,1.4096321356944542E-6,27.542761589484162,3.5049223530007021,6.9330548313675106E-2,31.117014490798539,11.804040681207498,1.9337502637245252,3.0813577028300045E-2,13.768604521960324,25.200035560071221,3.2068014546743342,6.3433446106250443E-2,28.470270460851804,10.800015240030522,1.7692697680961842,2.8192642713889084E-2,12.597477650840595]
["Statewide",2023,5,16,0.19126983384933857,3.7729040982288049E-6,1.1482751603305059E-6,0.17500084727932749,3.4519892688032004E-6,1.0506054296357567E-6,0.23506832925051643,1.2996834421855142E-3,1.6567970170483013E-6,0.21507394009543421,1.1891352598577287E-3,1.5158735484744489E-6,29.61860948556507,3.7690819823379909,7.455586576717356E-2,33.462247333670234,12.693689779527887,2.0794935074968226,3.3135940340966022E-2,14.806319227365675,27.099316452024709,3.4484922535874132,6.8214309681350199E-2,30.616023015293475,11.613992765153448,1.902616415772366,3.0317470969488978E-2,13.546926651895303]
["Statewide",2023,5,17,0.20412876071213126,4.0265535989528461E-6,1.2254728344639097E-6,0.18676602242902823,3.6840639072621347E-6,1.1212368413406496E-6,0.2508717959695404,1.3870601810653652E-3,1.7681822325836411E-6,0.229533199091593,1.2690799277059954E-3,1.6177845853629372E-6,31.609846292162089,4.0224745250895593,7.9568200466263853E-2,35.711889017717908,13.547076982355181,2.2192962897045843,3.536364465167282E-2,15.801736916711437,28.921183085540719,3.6803317903473864,7.280030634133218E-2,32.674315182229442,12.394792750946023,2.0305278843295924,3.2355691707258744E-2,14.457676326982874]
["Statewide",2023,5,18,0.2151316869942827,4.2435924535750438E-6,1.2915281380445788E-6,0.19683306427863426,3.8826419197329224E-6,1.1816736277448024E-6,0.26439426025969731,1.4618253482467426E-3,1.8634905991786061E-6,0.241905472651186,1.3374857360888672E-3,1.7049862343175006E-6,33.313676792721864,4.2392935099155533,8.3857076963037278E-2,37.636827379600454,14.277290054023656,2.338920557194788,3.7269811983572119E-2,16.653480423202012,30.480089554049435,3.8787086346577149,7.6724380544287527E-2,34.435522569251432,13.062895523164045,2.1399771777421877,3.4099724686350009E-2,15.236972425592581]
["Statewide",2023,5,19,0.24434831531286852,4.8199067343018659E-6,1.4669281365266549E-6,0.22356459118749916,4.4099361898048717E-6,1.3421544925493088E-6,0.30030114566324234,1.6603530893858124E-3,2.1165677398456016E-6,0.27475819826045134,1.5191271492097391E-3,1.9365371963925738E-6,37.837944353568538,4.8150239592188555,9.5245548293052068E-2,42.748213861080444,16.216261865815085,2.6565649430172997,4.2331354796912031E-2,18.915158163629297,34.619532980816871,4.4054687327082434,8.7144173837665817E-2,39.112145887362779,14.836942706064372,2.4306034387355826,3.8730743927851474E-2,17.306276888727805]
["Statewide",2023,5,20,0.26230520432231696,5.1741163802858404E-6,1.5747310722609079E-6,0.23999410716454347,4.7340175512731551E-6,1.4407879503874822E-6,0.32236994664998303,1.7823706122175962E-3,2.2721119756907382E-6,0.29494987612932316,1.6307661329885744E-3,2.0788511855590811E-6,40.618613277897865,5.1688747754310294,0.10224503890608322,45.889733092234977,17.407977119099083,2.8517929795481538,4.5442239513814764E-2,20.305212338161052,37.163684392294719,4.7292217856668657,9.3548303350158651E-2,41.986454481311746,15.927293310983451,2.6092258127817192,4.1577023711181625E-2,18.578096147476352]
["Statewide",2023,5,21,0.22772628755840985,4.4920279707061967E-6,1.3671389476062339E-6,0.20835639613661594,4.1099460644443963E-6,1.2508531500482947E-6,0.27987287313139048,1.5474059831263132E-3,1.9725861958318515E-6,0.25606750914560089,1.4157870725475198E-3,1.8048024022125391E-6,35.263982014555197,4.4874773510663086,8.8766378812433322E-2,39.840225744433937,15.113135149095086,2.4758495730021011,3.9451723916637031E-2,17.628436446013826,32.26450615234571,4.1057825103878072,8.1216108099564255E-2,36.451504770833075,13.827645493862448,2.2652593160760315,3.6096048044250782E-2,16.129000857982732]
["Statewide",2023,5,22,0.20025890516301562,3.9502185409514228E-6,1.2022404255069548E-6,0.18322532818407328,3.6142217394800041E-6,1.0999805294069579E-6,0.24611578996449515,1.3607644130416575E-3,1.7346611853743202E-6,0.22518172837716724,1.2450208192130467E-3,1.5871147638586105E-6,31.010589535526389,3.9462167978208069,7.805975334184441E-2,35.034866086689043,13.290252658082737,2.1772230608666518,3.4693223707486405E-2,15.502168942656876,28.372897775523072,3.6105603757178355,7.1420164373637476E-2,32.054878315614545,12.159813332367031,1.9920333107408748,3.1742295277172212E-2,14.183588938385078]
["Statewide",2023,5,23,0.20373252625320271,4.0187376533650613E-6,1.2230940684154536E-6,0.18640349079171639,3.6769127686187619E-6,1.1190604078404929E-6,0.2503848285770493,1.3843677577222342E-3,1.76475001299944E-6,0.22908765206220374,1.2666165159028893E-3,1.6146443027412823E-6,31.548488400708212,4.0146664973944794,7.9413750584974796E-2,35.642568648687671,13.520780743160662,2.2149884123555745,3.5295000259988801E-2,15.771064155776227,28.865044159837673,3.673187896118379,7.2658993623357704E-2,32.610891049579408,12.370733211359003,2.0265864254446231,3.2292886054825644E-2,14.429612522858452]
["Statewide",2023,5,24,0.18596807615922933,3.6683239722661016E-6,1.1164464263418571E-6,0.17015004530409478,3.3563044957068433E-6,1.0214839769542567E-6,0.22855253270684014,1.2636578622723619E-3,1.6108727008646792E-6,0.20911236271077857,1.1561739356297967E-3,1.4738554524625702E-6,28.797619121061857,3.6646078005898493,7.2489271538910563E-2,32.534716193190619,12.341836766169369,2.0218525796357789,3.2217454017293583E-2,14.395906799822441,26.348157701558101,3.3529044133264101,6.6323495360815651E-2,29.767385610245327,11.292067586382043,1.8498782970076746,2.9477109049251403E-2,13.171422992438968]
["Statewide",2023,6,1,0.22972512687104846,4.5314561904237683E-6,1.3791388405637556E-6,0.21018521862392212,4.1460206075044671E-6,1.2618323588057073E-6,0.28232942264683741,1.5609881476838052E-3,1.9899003270991327E-6,0.25831511002408264,1.428213968402517E-3,1.8206438319910917E-6,35.573507253501511,4.5268656282830353,8.954551471946097E-2,40.189918396504005,15.245788822929221,2.4975810362940885,3.9798006541982657E-2,17.783167865765293,32.547703863034414,4.1418205083672994,8.1928972439599124E-2,36.771453343841316,13.949015941300463,2.2851423494440271,3.6412876639821831E-2,16.270571167384311]
["Statewide",2023,6,2,0.22042394314078043,4.347985156293267E-6,1.3232998301762118E-6,0.201675172890418,3.9781552113890343E-6,1.2107428904227495E-6,0.27089837952035878,1.4977863649265895E-3,1.909332612111391E-6,0.24785636599654287,1.370387988688492E-3,1.746929027609967E-6,34.133195819565209,4.3435804582871098,8.591996754501259E-2,38.562696245397326,14.628512494099374,2.3964581838825429,3.8186652242227823E-2,17.063157330224143,31.229902115564403,3.9741251671966267,7.8611806242448512E-2,35.282639089003482,13.384243763813314,2.1926207819015873,3.4938580552199339E-2,15.6118031262671]
["Statewide",2023,6,3,0.21539471137192157,4.2487807560499105E-6,1.2931071866238859E-6,0.19707371638783291,3.8873889167411287E-6,1.1831183659646915E-6,0.26471751406171834,1.4636126056601496E-3,1.865768940700178E-6,0.24220123120391471,1.3391209733626074E-3,1.7070707851776261E-6,33.35440677177651,4.2444765564144342,8.395960233150801E-2,37.682842930522455,14.294745759332791,2.3417801690562392,3.7315378814003562E-2,16.673841307203034,30.517355131693254,3.8834508227515614,7.6818185332993172E-2,34.477624139777809,13.078866485011394,2.142593557380172,3.4141415703552523E-2,15.25560145809512]
["Statewide",2023,6,4,0.21671382627064203,4.2748010327828182E-6,1.3010264012817275E-6,0.19828063030775978,3.9111959666196181E-6,1.1903639898407532E-6,0.26633869043381647,1.4725760253364467E-3,1.8771952361350635E-6,0.24368451392025706,1.347321984501184E-3,1.717525185341658E-6,33.558674994660876,4.2704704734756955,8.4473785626077852E-2,37.913619253762654,14.38228928342609,2.3561216405383147,3.754390472270127E-2,16.775954828687105,30.704248753952388,3.9072337550534337,7.7288633340374613E-2,34.688771142346198,13.15896375169388,2.1557151752018946,3.4350503706833159E-2,15.349029430602608]
["Statewide",2023,6,5,0.22643563795419039,4.4665691877756245E-6,1.3593906223664946E-6,0.20717552631656347,4.0866527489545107E-6,1.2437638801165902E-6,0.27828668026445524,1.5386359858585337E-3,1.9614064694145134E-6,0.25461623431529623,1.4077630317376778E-3,1.7945735984539371E-6,35.064121713321363,4.4620443589897478,8.8263291123653109E-2,39.614429363434766,15.027480734280584,2.4618175773736537,3.9228129388290268E-2,17.52852644104253,32.081645523727325,4.0825127920392656,8.0755811930427177E-2,36.244914127697022,13.749276653025996,2.2524208507802843,3.5891471969078742E-2,16.03758897577536]
["Statewide",2023,6,6,0.24742692599653007,4.8806340462437316E-6,1.4854103619002662E-6,0.22638134209505908,4.4654981716864136E-6,1.359064660948039E-6,0.30408472122901165,1.6812723281908299E-3,2.1432349507418124E-6,0.2782199513055057,1.538267044098759E-3,1.9609361536535989E-6,38.31467487485547,4.8756897517534066,9.6445572783381561E-2,43.286810199392256,16.420574946366628,2.6900357251053277,4.2864699014836249E-2,19.153475370486792,35.055713864493718,4.4609744278864012,8.8242126914411953E-2,39.604930419294526,15.023877370497308,2.4612272705580143,3.9218723073071976E-2,17.524323364128396]
["Statewide",2023,6,7,0.24044516278952982,4.7429148749221143E-6,1.4434958314980349E-6,0.2199934321348764,4.3394930867085391E-6,1.3207152872591207E-6,0.29550421807666916,1.6338310675655615E-3,2.0827582711614501E-6,0.27036928666318855,1.4948610315648591E-3,1.9056034859024453E-6,37.233531477660314,4.7381100959401286,9.3724122202265253E-2,42.065365695802711,15.957227776140135,2.6141297081048984,4.1655165423229001E-2,18.613012649668264,34.066530119561754,4.3350969915380917,8.5752156865610038E-2,38.487379267965458,14.599941479812182,2.3917776505037747,3.8112069718048903E-2,17.029831200034007]
["Statewide",2023,6,8,0.21204726574625113,4.1827505250118144E-6,1.2730110293514219E-6,0.19401099704038349,3.826975070264854E-6,1.1647315431240861E-6,0.26060354358008392,1.4408666265073307E-3,1.8367730566356227E-6,0.23843718589954505,1.3183097165960192E-3,1.6805412265076098E-6,32.83604649109057,4.1785132168712593,8.2654787548603018E-2,37.097214495510435,14.072591353324531,2.3053866024117289,3.6735461132712456E-2,16.41471341686897,30.043085423342674,3.8230981781284559,7.5624355192842441E-2,33.941807956663972,12.875608038575432,2.1092955465536307,3.3610824530152197E-2,15.018514409659215]
["Statewide",2023,6,9,0.21006785611001055,4.1437055664924894E-6,1.2611277811064097E-6,0.19219995158442402,3.7912511890581063E-6,1.1538590575394237E-6,0.25817087290364077,1.4274164871008693E-3,1.8196272270249624E-6,0.23621143277914203,1.3060036161264077E-3,1.6648537830211683E-6,32.529529985858737,4.1395078125925213,8.1883225216123304E-2,36.750921023667381,13.941227136796602,2.2838663793613909,3.6392544540499248E-2,16.261486060698495,29.762640530171897,3.7874104867665825,7.4918420235952576E-2,33.624969437174435,12.755417370073669,2.0896057858022523,3.3297075660423364E-2,14.878320231536344]
["Statewide",2023,6,10,0.22480839264922337,4.4344708670086939E-6,1.3496215682200372E-6,0.20568669087728114,4.0572846399463687E-6,1.2348257599836775E-6,0.27628681532275906,1.527578812143908E-3,1.9473111198603392E-6,0.25278647343665855,1.3976463566215253E-3,1.7816771679764487E-6,34.812138730667641,4.4299785552173336,8.7629000393715267E-2,39.329746286278692,14.91948802742899,2.4441260994302527,3.8946222397206784E-2,17.402560349256451,31.851095653018977,4.0531744342024236,8.0175472558940183E-2,35.98444555978034,13.650469565579561,2.2362341705944404,3.5633543359528973E-2,15.922337279533531]
["Statewide",2023,6,11,0.2305393438476212,4.5475170741812066E-6,1.3840269356203673E-6,0.21093018011576761,4.1607153882184E-6,1.2663046833708175E-6,0.28333008553485522,1.5665207729885957E-3,1.9969531499665297E-6,0.25923065875291162,1.4332760009067125E-3,1.8270967574350364E-6,35.699590777391755,4.5429102416669274,8.9862891748493837E-2,40.332363910807175,15.299824618882182,2.5064332367817532,3.9939062999330595E-2,17.846196918663267,32.663063002866863,4.1565004026294661,8.2219354084576632E-2,36.901782759580911,13.998455572657228,2.29324160145074,3.654193514870073E-2,16.328239109256668]
["Statewide",2023,6,12,0.24158539661312892,4.7654066227289572E-6,1.4503411460479436E-6,0.22103668020599443,4.3600717364818795E-6,1.3269783545814415E-6,0.2969055517552433,1.6415789857339798E-3,2.0926350821548898E-6,0.27165142601645798,1.5019499290498232E-3,1.9146401973246511E-6,37.410099521160653,4.760579058628541,9.416857869697004E-2,42.26484715848617,16.032899794783138,2.6265263771743674,4.1852701643097796E-2,18.701278873600604,34.228079678073705,4.3556547942444874,8.6158808879609292E-2,38.669893281197801,14.669177004888731,2.403119886479717,3.8292803946493023E-2,17.110589695314943]
["Statewide",2023,6,13,0.26279033194981177,5.1836857931781044E-6,1.5776435022715973E-6,0.24043797091525429,4.7427730111928374E-6,1.4434526555804288E-6,0.32296616267931411,1.7856670669282664E-3,2.2763141961347328E-6,0.29549537934953635,1.6337821985948197E-3,2.0826959744803325E-6,40.693736497593576,5.1784344940919729,0.10243413882606298,45.974605130511613,17.440172784682961,2.8570673070852264,4.5526283922694658E-2,20.342766375690882,37.232417798041581,4.7379683759249769,9.3721318851614957E-2,42.064107492818174,15.956750484874963,2.6140515177517116,4.1653919489606651E-2,18.612455922116283]
["Statewide",2023,6,14,0.28240586799373024,5.5706131765487088E-6,1.6954040102539551E-6,0.25838505309982845,5.0967892120892403E-6,1.5511967167228122E-6,0.34707342095627391,1.9189551390345837E-3,2.4462257862235635E-6,0.3175521278662557,1.7557330837992631E-3,2.2381552627000572E-6,43.731251040490513,5.5649699032002928,0.11008016038006035,49.406301104070863,18.741964731638792,3.0703282224553341,4.8924515724471269E-2,21.861217469818598,40.011568111148215,5.0916259430178625,0.10071698682150257,45.203911040987578,17.147814904777807,2.8091729340788207,4.4763105254001144E-2,20.001750944110629]
["Statewide",2023,6,15,0.30907449694374434,6.0966667493191417E-6,1.8555072715319128E-6,0.28278530779815503,5.5780978382140351E-6,1.6976819507607934E-6,0.37984884572931871,2.1001691589067634E-3,2.6772319203531879E-6,0.34753974792003101,1.9215334422682524E-3,2.4495125289548587E-6,47.860954561894154,6.0904905608296138,0.12047543641589345,54.071920559139663,20.511837669383212,3.3602706542508214,5.3544638407063756E-2,23.925652962041099,43.790008237923907,5.5724469825779321,0.11022806380296864,49.472683284304807,18.767146387681674,3.0744535076292037,4.8990250579097172E-2,21.890590145889977]
["Statewide",2023,6,16,0.35592790240553435,7.0208762910182583E-6,2.1367884363968612E-6,0.32565346682104462,6.4236961722847556E-6,1.9550379654779691E-6,0.43743111847952892,2.4185392545103333E-3,3.0830804582297566E-6,0.40022420064713288,2.2128236857831361E-3,2.8208404930467837E-6,55.116320928420642,7.0137638380799663,0.13873862062033904,62.268823387120946,23.621280397894562,3.8696628072165331,6.1661609164595135E-2,27.552604814275689,50.42824928153874,6.4171886887710947,0.12693782218710528,56.972375792496933,21.612106834945177,3.5405178972530176,5.6416809860935675E-2,25.209041542059129]
["Statewide",2023,6,17,0.29151550303418605,5.7503058059916626E-6,1.7500930713887669E-6,0.26671984284895817,5.26119758621444E-6,1.601234047978308E-6,0.35826905304287188,1.9808553435161714E-3,2.5251342887180777E-6,0.32779548439327361,1.8123681945903048E-3,2.3103519835115583E-6,45.141900683401857,5.7444804961968972,0.1136310429923135,51.000012222591067,19.346528864315083,3.1693685496258741,5.0502685774361553E-2,22.566400099715317,41.302231033552474,5.2558677643118834,0.10396583925802012,46.662064637122384,17.700956157236774,2.8997891113444876,4.6207039670231168E-2,20.646952308251496]
["Statewide",2023,6,18,0.29353082972384603,5.7900592484120564E-6,1.7621919451688869E-6,0.26856375033367397,5.2975696892577195E-6,1.6123038184697406E-6,0.36074586534671643,1.9945495402247273E-3,2.5425912351722506E-6,0.33006162455244836,1.8248975933908222E-3,2.3263240809349111E-6,45.453979033686274,5.7841936666517091,0.11441660558275128,51.352589305920738,19.480276728722686,3.1912792643595638,5.0851824703445014E-2,22.722407817785697,41.587764693608491,5.2922030208333846,0.10468458364207101,46.984652298083944,17.823327725832211,2.9198361494253153,4.6526481618698219E-2,20.789690356876225]
["Statewide",2023,6,19,0.28882201506986005,5.6971752543797432E-6,1.7339229035068785E-6,0.2642554569789678,5.2125862011288668E-6,1.5864392786044378E-6,0.35495878867505098,1.962553023497857E-3,2.5018030464884955E-6,0.32476678374859419,1.7956226291975658E-3,2.2890052448435457E-6,44.724807373056422,5.6914037681437852,0.11258113709198229,50.528792278292187,19.167774588452755,3.1400848375965711,5.0036060929769907E-2,22.357895486979096,40.920614752322869,5.2073056246729408,0.10300523601795955,46.230925613013767,17.537406322424086,2.8729962067161052,4.5780104896870913E-2,20.456182634037063]
["Statewide",2023,6,20,0.28205369687338783,5.5636664048781473E-6,1.693289775397697E-6,0.25806283687154552,5.0904333173632476E-6,1.5492623139801189E-6,0.34664060687784282,1.9165621272108505E-3,2.443175247359534E-6,0.31715612799050147,1.753543616237783E-3,2.2353641958855997E-6,43.676716466608198,5.5580301689114666,0.10994288613117903,49.344689521650842,18.718592771403511,3.0664994035373607,4.8863504947190682E-2,21.833955679888064,39.961672126803187,5.0852764870895708,0.10059138881485198,45.147540002707615,17.126430911487081,2.8056697859804527,4.470728391771199E-2,19.976807981385246]
["Statewide",2023,6,21,0.27251081654858222,5.3754277706838681E-6,1.6359997562950905E-6,0.24933165271815907,4.918205842639501E-6,1.4968452564555003E-6,0.33491252153869494,1.851718009875143E-3,2.3605139340829161E-6,0.30642560750010456,1.6942149952709898E-3,2.1597338700286501E-6,42.198977713875564,5.3699822286379151,0.10622312703373123,47.675183069547209,18.085276163089528,2.9627488158002291,4.7210278681658321E-2,21.095235257571414,38.609626545013171,4.9132234862858706,9.7188024151289257E-2,43.62003805545033,16.546982805005648,2.7107439924335837,4.3194677400573006E-2,19.300921474839807]
["Statewide",2023,6,22,0.24485414732267721,4.8298845526771656E-6,1.469964863858268E-6,0.22402739825182302,4.4190653171457363E-6,1.3449329226095722E-6,0.30092280712984254,1.6637902309070082E-3,2.120949303566929E-6,0.27532698258564525,1.5222719351193771E-3,1.9405460740509536E-6,37.916273698360158,4.8249916696303234,9.5442718660511808E-2,42.836708086650994,16.249831585011496,2.6620643694512132,4.241898607133858E-2,18.954314940534047,34.6911998057913,4.4145886118461934,8.7324573332292918E-2,39.193112990969787,14.867657059624843,2.4356350961910032,3.881092148101907E-2,17.342103077296866]
["Statewide",2023,6,23,0.22819212536582353,4.5012168811440311E-6,1.3699355725220966E-6,0.20878261081642976,4.1183533866019587E-6,1.2534119002701615E-6,0.28044538220345205,1.5505713630132245E-3,1.9766213260675961E-6,0.2565913218695916,1.4186832122629271E-3,1.8084943132469471E-6,35.336118157634957,4.4966569527383511,8.8947959673041824E-2,39.921723070046347,15.14405063898641,2.4809141808211592,3.9532426521351922E-2,17.664497246328921,32.33050655556854,4.1141813155624885,8.1382244096112624E-2,36.526070115227142,13.855931380957946,2.2698931396206832,3.6169886264938944E-2,16.161994406843569]
["Statewide",2023,6,24,0.23013144999699256,4.5394711405924769E-6,1.3815781732237975E-6,0.21055698080867633,4.1533538238418142E-6,1.2640642072562044E-6,0.28282878888995738,1.5637491237788781E-3,1.9934199356514787E-6,0.25877200128544869,1.4307401020129866E-3,1.8238640704696659E-6,35.636427400134629,4.5348724589587466,8.9703897104316546E-2,40.261003756197688,15.272754600057699,2.5019985980462049,3.9868398713029572E-2,17.814621596816931,32.605272161966532,4.149146295837661,8.2073883171134968E-2,36.836492340975326,13.97368806941423,2.2891841632207788,3.6477281409393318E-2,16.299349514044401]
["Statewide",2023,7,1,0.27221090124935554,5.3695117742154171E-6,1.6341992356307793E-6,0.24905724754709563,4.9127930476699815E-6,1.4951978840734727E-6,0.33454392923698667,1.8496800777003807E-3,2.3579160399815525E-6,0.30608836683961238,1.6923504050734464E-3,2.1573569470202963E-6,42.152535083860322,5.3640722253311042,0.10610622179916987,47.622713530990602,18.065372178797279,2.9594881243206093,4.7158320799631052E-2,21.072018623917522,38.567134221791157,4.9078161747129947,9.708106261591333E-2,43.572031459120069,16.528771809339069,2.7077606481175143,4.3147138940405928E-2,19.279679596396988]
["Statewide",2023,7,2,0.25607306350937664,5.0511839285726088E-6,1.5373168478264463E-6,0.23429205838518546,4.6215414604281859E-6,1.4065560966520568E-6,0.31471072041932824,1.7400230550469907E-3,2.2181285947210149E-6,0.28794212664319963,1.5920205648248923E-3,2.0294595108836816E-6,39.653550772835359,5.046066859636273,9.9815786762445666E-2,44.799433419234077,16.994378902643724,2.7840368880751849,4.4362571894420298E-2,19.822778362613331,36.280707957043155,4.6168596379921878,9.1325677989765666E-2,40.988893273025106,15.548874838732779,2.5472329037198276,4.0589190217673633E-2,18.136696932670279]
["Statewide",2023,7,3,0.2593674670872036,5.1161678756480978E-6,1.5570945708494212E-6,0.23730624732338407,4.6809980175281586E-6,1.4246515705520484E-6,0.3187595028610315,1.7624086121199949E-3,2.2466650236541647E-6,0.2916465286572979,1.6125020562119828E-3,2.0555686946536693E-6,40.163697360489969,5.1109849751479857,0.10109992606443741,45.37578226170239,17.213013154495702,2.819853779391992,4.4933300473083297E-2,20.077800234360776,36.747462610819532,4.67625596301475,9.2500591259415121E-2,41.516219165093695,15.748912547494086,2.5800032899391723,4.1111373893073386E-2,18.370027211326331]
["Statewide",2023,7,4,0.26383737374992,5.2043392763706337E-6,1.5839293449823669E-6,0.24139595366908542,4.7616697550505697E-6,1.4492038384936516E-6,0.32425296447996171,1.7927817428993278E-3,2.2853837691888435E-6,0.29667272865162897,1.640291716055029E-3,2.0909941098265543E-6,40.855873524475179,5.1990670544080508,0.10284226961349796,46.15778284849673,17.509660081917932,2.8684507886389246,4.5707675383776868E-2,20.423818545940634,37.38076381010525,4.7568459765595836,9.4094734942194946E-2,42.231704521607028,16.020327347187965,2.6244667456880464,4.1819882196531086E-2,18.686613975072543]
["Statewide",2023,7,5,0.26039868442287217,5.136509212458027E-6,1.5632854124872256E-6,0.23824975160651782,4.6996091654801965E-6,1.4303158329722339E-6,0.32002685658488489,1.7694157604480412E-3,2.255597523731568E-6,0.29280608409274445,1.6189131920912869E-3,2.0637414161456513E-6,40.323383929695495,5.1313057052993196,0.10150188856792056,45.556191523562738,17.281450255583785,2.831065216716866,4.511195047463136E-2,20.157627422775281,36.893566595685797,4.6948482570647325,9.2868363726554312E-2,41.681283216477084,15.811528541008201,2.5902611073460591,4.1274828322913022E-2,18.443064476677172]
["Statewide",2023,7,6,0.28824515657778293,5.6857963990471755E-6,1.7304597736230536E-6,0.26372766478695236,5.2021752059175845E-6,1.5832707148444823E-6,0.35424983651454794,1.9586332552022074E-3,2.4968062447989771E-6,0.32411813348173474,1.7920362676732619E-3,2.2844334599898957E-6,44.635479400833042,5.6800364400864014,0.11235628101595398,50.427872121935401,19.129491171785588,3.1338132083235317,4.9936124895979546E-2,22.313240505005098,40.838884818698574,5.1969051762524598,0.10279950569954531,46.138589500650575,17.502379208013675,2.8672580282772189,4.5688669199797916E-2,20.415325905490693]
["Statewide",2023,7,7,0.29791053299444176,5.8764513369401024E-6,1.7884851895035097E-6,0.27257092578712272,5.3766134589226601E-6,1.6363606179329836E-6,0.36612846807978988,2.0243097366337581E-3,2.5805286305693493E-6,0.33498639507113792,1.8521264536975758E-3,2.361034605874733E-6,46.132186978053525,5.8704982362378981,0.11612378837562072,52.118809002667042,19.770937276308654,3.238895578614013,5.1610572611386983E-2,23.061443427534055,42.208285778963379,5.3711667157229694,0.10624655726436298,47.685699051950714,18.089265333841446,2.9634023259161211,4.7220692117494661E-2,21.099888351875062]
["Statewide",2023,7,8,0.29899632371383822,5.8978691641666193E-6,1.7950036586594059E-6,0.27356436156336794,5.3962095334112022E-6,1.6423246406034095E-6,0.36746289183698982,2.0316877125083534E-3,2.5899338503514282E-6,0.336207315712098,1.8588768753572591E-3,2.3696398385849191E-6,46.300324371460718,5.8918943662742249,0.11654702326581427,52.308765761000757,19.842996159197451,3.2507003400133656,5.1798677007028567E-2,23.145495176217846,42.362121779724347,5.390742938536051,0.10663379273632136,47.859498510996715,18.15519504845329,2.9742030005716145,4.739279677169838E-2,21.176790845796603]
["Statewide",2023,7,9,0.28464099786343372,5.6147023592272509E-6,1.7088224571561201E-6,0.26043006779506545,5.1371282669695581E-6,1.5634738203820394E-6,0.34982036872924571,1.9341429040068484E-3,2.4655866881824015E-6,0.32006542637249463,1.7696290112695569E-3,2.2558693694083707E-6,44.077366459884956,5.6090144216198601,0.11095140096820806,49.797332282473029,18.89029991137927,3.0946286464109574,4.931173376364803E-2,22.034240291553875,40.328243722934324,5.1319241326817151,0.10151412162337668,45.561681977239417,17.28353302411471,2.8314064180312912,4.5117387388167417E-2,20.16005682953417]
["Statewide",2023,7,10,0.28738299917568677,5.6687898636713507E-6,1.7252838715521504E-6,0.26293884057553063,5.1866152086082363E-6,1.5785350634894633E-6,0.35319025541917592,1.9527748734725267E-3,2.489338157525245E-6,0.32314867799720015,1.7866761868610026E-3,2.2776005916062254E-6,44.501972182816168,5.6630471330703278,0.11202021708863602,50.277039532975131,19.072273792635499,3.1244397975560427,4.9786763150504898E-2,22.246500353342046,40.71673342764722,5.1813609418969078,0.10249202662228014,46.000586396166405,17.450028611848808,2.8586818989776042,4.5552011832124512E-2,20.354262522658537]
["Statewide",2023,7,11,0.28290834489252192,5.5805248134888535E-6,1.6984205954096514E-6,0.25884479043141467,5.105857787240598E-6,1.5539567178558341E-6,0.34769095903171859,1.9223694824900953E-3,2.4505782876624967E-6,0.3181171395267729,1.7588570107959678E-3,2.2421375500491319E-6,43.80906083799654,5.5748714992212767,0.11027602294481235,49.494208360162624,18.775311787712806,3.0757911719841524,4.9011565753249935E-2,21.90011452545021,40.082759580373384,5.1006853313083065,0.10089618975221093,45.284341101433903,17.178325534445737,2.8141712172735485,4.4842751000982638E-2,20.037339502720268]
["Statewide",2023,7,12,0.2997349813523944,5.912439597860266E-6,1.7994381384792116E-6,0.27424019062639993,5.4095406384281284E-6,1.6463819334346478E-6,0.36837069320581572,2.0367069101672563E-3,2.5963321712342905E-6,0.33703790151597862,1.8634691512289592E-3,2.3754939325271344E-6,46.414707343932783,5.9064500394850432,0.11683494770554308,52.437992331123368,19.892017433114049,3.2587310562676102,5.1926643424685809E-2,23.202675132806345,42.46677559101331,5.4040605385639822,0.10689722696372105,47.977733356541016,18.200046681862844,2.9815506419663347,4.7509878650542688E-2,21.229107202479724]
["Statewide",2023,7,13,0.31198260605617939,6.1540308227205193E-6,1.8729659025671147E-6,0.28544605961884068,5.6305826511435117E-6,1.7136555894784603E-6,0.38342287691123933,2.1199298351484643E-3,2.7024222308468366E-6,0.35080977996037621,1.9396133193482629E-3,2.4725602076760636E-6,48.311282490816154,6.1477965219305464,0.12160900038810765,54.580688013134804,20.704835353206924,3.391887736237543,5.4048444616936732E-2,24.150771534061402,44.202032275007404,5.6248786261099619,0.11126520934542286,49.938176110462791,18.943728117860317,3.1033813109572206,4.9451204153521271E-2,22.096560632971059]
["Statewide",2023,7,14,0.32713966340963668,6.4530122284919751E-6,1.9639602434540796E-6,0.29931389139207121,5.9041333636514894E-6,1.7969101541548013E-6,0.40205071840995654,2.2229224298409532E-3,2.8337140655551714E-6,0.36785317870054718,2.0338455930526416E-3,2.5926846509947845E-6,50.658390519654525,6.4464750465387644,0.12751713294998271,57.232382699143272,21.710738794137654,3.5566758877455253,5.6674281311103428E-2,25.324088963194285,46.349500516268947,5.8981522198526601,0.1166708092947653,52.364323545416376,19.864071649829548,3.2541529488842267,5.1853693019895689E-2,23.17007829173367]
["Statewide",2023,7,15,0.36377290052582595,7.1756232522246963E-6,2.1838853376336035E-6,0.332831186853139,6.5652807012197227E-6,1.9981289090668721E-6,0.44707252697556482,2.4718462185815771E-3,3.1510345585856273E-6,0.40904553238468966,2.2615964780766896E-3,2.8830145687964863E-6,56.331138398921169,7.1683540338865734,0.14179655513635323,63.641288987944094,24.141916456680502,3.9549539497305233,6.3020691171712551E-2,28.159891097582737,51.5397370804709,6.5586297864223999,0.12973565559584188,58.228102522489145,22.088458748773242,3.6185543649227032,5.7660291375929727E-2,25.764673405071871]
["Statewide",2023,7,16,0.40904175828459099,8.0685767071574537E-6,2.4556537804392252E-6,0.37424957627565192,7.3822815217324131E-6,2.2467813327011691E-6,0.50270740962420146,2.7794492717742834E-3,3.5431575974908819E-6,0.45994823568011078,2.5430354998559092E-3,3.2417844943259721E-6,63.341133612649386,8.0604028881454219,0.15944209188708969,71.560978592681892,27.146200119706879,4.4471188348388537,7.086315194981764E-2,31.664182106495552,57.953477695693962,7.3748029495821363,0.14588030224466875,65.474160947520758,24.837204726725982,4.0688567997694545,6.4835689886519443E-2,28.970897216381953]
["Statewide",2023,7,17,0.33249036087126282,6.5585577187298835E-6,1.9960827839612691E-6,0.3042094704307266,6.0007013892853441E-6,1.8263004228259745E-6,0.40862666134521408,2.2592805567607337E-3,2.8800623025726879E-6,0.37386978655851733,2.0671111785785993E-3,2.6350906100774768E-6,51.486959329496976,6.5519136146061276,0.12960280361577095,58.168475747718873,22.065839712641562,3.6148488908171741,5.760124605145376E-2,25.738289849510192,47.10759310637318,5.9946224178779381,0.11857907745348646,53.220794601704611,20.188968474159935,3.3073778857257587,5.2701812201549535E-2,23.549048172087247]
["Statewide",2023,7,18,0.32587861228958803,6.4281372921616847E-6,1.9563896106579039E-6,0.29816010247497055,5.8813742340688863E-6,1.7899834625427048E-6,0.40050090172468233,2.2143535550346533E-3,2.8227907239492612E-6,0.36643518597481367,2.0260055676751213E-3,2.5826904245259023E-6,50.463113617309972,6.4216253096004943,0.12702558257771676,57.011764509488181,21.627048693132846,3.5429656880554452,5.6455814478985226E-2,25.226470195667275,46.17083343282652,5.8754161462578516,0.1162210691036656,52.162470648188041,19.787500042639937,3.241608908280194,5.1653808490518045E-2,23.08076275941065]
["Statewide",2023,7,19,0.34512892271370432,6.8078603965825033E-6,2.0719575120033706E-6,0.31577302431848508,6.2287989359563947E-6,1.8957214152910767E-6,0.4241593021001186,2.3451599096575293E-3,2.989538695890577E-6,0.38808125544458755,2.1456858247644573E-3,2.7352551849199819E-6,53.444072064614943,6.8009637380068346,0.13452924131507596,60.379565043936857,22.904602313406404,3.7522558554520469,5.979077391781154E-2,26.71664894277626,48.898238186018034,6.2224888918169263,0.12308648332139918,55.243813561156358,20.956387794007728,3.4330973196231316,5.4705103698399635E-2,24.444190217329261]
["Statewide",2023,7,20,0.3408735700321463,6.7239211927438803E-6,2.0464107977916159E-6,0.31187962246959972,6.1519994140658597E-6,1.8723476477591749E-6,0.41892952474791217,2.3162446787004247E-3,2.9526784368136165E-6,0.38329631131984249,2.1192300590279919E-3,2.7015301774810948E-6,52.785120118236932,6.7171095682312316,0.13287052965661275,59.635100216124776,22.622194336387256,3.7059914859206797,5.9053568736272329E-2,26.387239391044208,48.295335226300153,6.1457671711811761,0.12156885798664926,54.562671255467983,20.698000811271495,3.3907680944447871,5.4030603549621893E-2,24.142799509265906]
["Statewide",2023,7,21,0.32748744638461386,6.4598724415489858E-6,1.966048134384474E-6,0.29963209272087182,5.9104100622470419E-6,1.7988204537273608E-6,0.40247813951042166,2.2252856241040272E-3,2.8367265938975979E-6,0.36824424431304398,2.0360077792688398E-3,2.5954409403780486E-6,50.71224557831313,6.4533283099016785,0.1276526967253919,57.2932265849402,21.73381953356277,3.5604569985664436,5.6734531877951959E-2,25.351011064007164,46.398774783443542,5.9044225598796354,0.11679484231701219,52.41999218564019,19.885189192904374,3.2576124468301435,5.1908818807560972E-2,23.19471045854208]
["Statewide",2023,7,22,0.31008521310136899,6.1166036889635388E-6,1.861575035771512E-6,0.28371005468784255,5.5963389861238234E-6,1.703233604472468E-6,0.38109100375151095,2.1070370012025272E-3,2.685986837327467E-6,0.34867625074414954,1.9278171211764806E-3,2.457522772167418E-6,48.01746647269038,6.110407303487329,0.12086940767973602,54.248743183857442,20.57891420258159,3.3712592019240435,5.371973674654934E-2,24.003893141252185,43.933207593762845,5.590669651411794,0.11058852474753381,49.634465769922173,18.828517540184077,3.0845073938823688,4.9150455443348361E-2,21.962175389509795]
["Statewide",2023,7,23,0.29790152500671008,5.87627364936049E-6,1.7884311106749318E-6,0.27256268399878841,5.3764508850532874E-6,1.6363111389292615E-6,0.36611739737102533,2.0242485271253548E-3,2.5804506025452583E-6,0.33497626601223307,1.8520704505337912E-3,2.360963214740791E-6,46.130792068749194,5.8703207286635291,0.11612027711453662,52.117233074527263,19.77033945803537,3.2387976434005679,5.1609012050905165E-2,23.060746113486839,42.207009517541366,5.3710043065479942,0.1062433446633356,47.684257168752694,18.088718364660586,2.9633127208540659,4.7219264294815821E-2,21.09925034980947]
["Statewide",2023,7,24,0.28798026550866851,5.6805712750423453E-6,1.7288695184911487E-6,0.26348530476290244,5.1973945193368401E-6,1.5818157232764296E-6,0.35392428857111657,1.9568333135721958E-3,2.494511733822943E-6,0.32382027592216051,1.7903894250741645E-3,2.282334115013134E-6,44.594460359960685,5.6748166093593682,0.11225302802203244,50.381529997342085,19.111911582840296,3.1309333017155132,4.989023467645886E-2,22.292735119232265,40.801354766192226,5.1921293327150773,0.10270503517559103,46.096189134082891,17.486294899796668,2.8646230801186632,4.5646682300262684E-2,20.396564662215592]
["Statewide",2023,8,1,0.27987151725119153,5.5206216953494034E-6,1.6801892116280793E-6,0.25606626859355536,5.0510498950701308E-6,1.5372760550213443E-6,0.3439587343232911,1.9017341605327533E-3,2.4242730053490856E-6,0.31470236954936948,1.7399768834191586E-3,2.2180697365307965E-6,43.33880052473468,5.5150290655449847,0.10909228524070885,48.962921875520372,18.573771653457719,3.0427746568524054,4.8485460106981709E-2,21.665031770417105,39.652498563220554,5.0459329619155602,9.9813138143885843E-2,44.798244663280002,16.993927955665953,2.7839630134706539,4.4361394730615927E-2,19.822252363867221]
["Statewide",2023,8,2,0.26949561548980916,5.3159512489413464E-6,1.6178982061995403E-6,0.24657291795385511,4.8637882615254429E-6,1.4802833839425264E-6,0.33120687564056306,1.8312296411027082E-3,2.3343959832307648E-6,0.30303515559852001,1.6754693215680909E-3,2.1358374539742164E-6,41.732066330710943,5.310565959197854,0.10504781924538442,47.14768010915418,17.885171284590406,2.9299674257643331,4.6687919664615295E-2,20.861826630019355,38.182429605413525,4.8588610325474635,9.6112685428839731E-2,43.137403323389833,16.363898402320082,2.6807509145089456,4.2716749079484327E-2,19.087366065908512]
["Statewide",2023,8,3,0.26742697233109519,5.2751461094469886E-6,1.6054792507012576E-6,0.24468022898033573,4.8264539164217161E-6,1.4689207571718268E-6,0.3286645380364146,1.8171731576151519E-3,2.3164772045832428E-6,0.30070906357531824,1.6626084512960549E-3,2.1194428067764925E-6,41.411731792588242,5.2698021570839408,0.10424147420624592,46.785775423878434,17.747885053966389,2.9074770521842428,4.6329544091664857E-2,20.701691650242299,37.889342010490097,4.8215645087585592,9.5374926304942167E-2,42.806281445553594,16.238289433067184,2.6601735220736877,4.2388856135529847E-2,18.940851811276403]
["Statewide",2023,8,4,0.26232855736826721,5.1745770321356304E-6,1.5748712706499747E-6,0.24001547385235619,4.7344390211013652E-6,1.440916223813459E-6,0.32239864726305911,1.7825292967656784E-3,2.2723142619378203E-6,0.29497613553209812,1.6309113201820051E-3,2.0790362657879906E-6,40.622229555145445,5.1693349606204668,0.10225414178720191,45.893818657553112,17.409526952205191,2.8520468748250853,4.5446285238756406E-2,20.307020112269033,37.16699307704436,4.7296428285278145,9.3556631960459574E-2,41.990192537532636,15.928711318733299,2.6094581122912084,4.1580725315759813E-2,18.579750156340268]
["Statewide",2023,8,5,0.26282127035276703,5.1842960704233632E-6,1.5778292388245018E-6,0.2404662777664795,4.7433313796132311E-6,1.4436225937953315E-6,0.32300418560507305,1.7858772941723611E-3,2.2765821874467809E-6,0.2955301681298157,1.6339745443772016E-3,2.0829411710475494E-6,40.698527386239206,5.1790441530998477,0.10244619843510513,45.980017737774155,17.442226022673946,2.8574036706757777,4.5531643748935618E-2,20.345161337098659,37.236801184356779,4.7385261786938848,9.3732352697139726E-2,42.069059715747805,15.958629079010048,2.6143592710035226,4.1658823420950987E-2,18.614647173434523]
["Statewide",2023,8,6,0.28537213177629933,5.6291243832374649E-6,1.7132117688114024E-6,0.26109901308377687,5.1503235857005724E-6,1.5674897869523482E-6,0.35071892352953427,1.9391109777561059E-3,2.4719198378564518E-6,0.32088755210038783,1.7741745117176365E-3,2.2616638354598162E-6,44.190584364721317,5.6234218354927066,0.11123639270354033,49.925242592917563,18.93882187059485,3.1025775644097693,4.9438396757129036E-2,22.09083783176175,40.431831564648867,5.1451060839811458,0.10177487259569172,45.678712521225705,17.327927813420942,2.8386792187482182,4.5233276709196323E-2,20.211840308878358]
["Statewide",2023,8,7,0.29117317434918744,5.7435531818450346E-6,1.7480379249093584E-6,0.26640663188036412,5.2550193252558956E-6,1.5993537076865769E-6,0.35784833519930154,1.9785292112938354E-3,2.5221690059406452E-6,0.32741055187355211,1.8102399180001071E-3,2.3076389210906323E-6,45.088890235111997,5.7377347127521228,0.11349760526732904,50.940122553131445,19.323810100762284,3.1656467380701367,5.0443380118812907E-2,22.539900218951235,41.253729536067567,5.2496957622003109,0.10384375144907845,46.607269049716955,17.680169801171814,2.8963838688001715,4.6152778421812646E-2,20.622706448393799]
["Statewide",2023,8,8,0.27920187060869905,5.5074125420240803E-6,1.6761690345290681E-6,0.25545358060478318,5.0389642829416916E-6,1.5335978252431237E-6,0.34313574664002205,1.8971838943676867E-3,2.4184724641062263E-6,0.31394938336762801,1.7358136527716099E-3,2.2127625764222209E-6,43.235104076642777,5.5018332936662917,0.10883126088478018,48.845768631193849,18.52933031856119,3.0354942309882986,4.8369449282124527E-2,21.613193998831612,39.557622304321129,5.0338595930376684,9.9574315938999944E-2,44.691056213297799,16.953266701851913,2.7773018444345756,4.4255251528444416E-2,19.774823797814932]
["Statewide",2023,8,9,0.26850041565892907,5.2963203774917392E-6,1.6119235931496598E-6,0.24566236760667678,4.8458271483306733E-6,1.4748169581875964E-6,0.32998378699763753,1.8244672326463937E-3,2.3257754701159376E-6,0.30191610015468939,1.6692821085314753E-3,2.1279501825278173E-6,41.577957161702329,5.2909549746745412,0.10465989615521719,46.97357203253209,17.819124497872426,2.9191475722342299,4.6515509402318751E-2,20.784787579508976,38.041428619490866,4.8409181147412781,9.5757758213751779E-2,42.978104492445894,16.303469408353227,2.6708513736503603,4.2559003650556343E-2,19.016879785654144]
["Statewide",2023,8,10,0.26703541806522296,5.2674224832762675E-6,1.60312858186669E-6,0.24432197944927037,4.8193872447111645E-6,1.4667700309990502E-6,0.32818332254499527,1.814512536304255E-3,2.3130855252647955E-6,0.30026877920309125,1.6601741365150679E-3,2.116339616155772E-6,41.351098640669406,5.2620863552823396,0.1040888486369158,46.717273844588661,17.721899417429746,2.9032200580868079,4.6261710505295907E-2,20.671381186021851,37.833866179589499,4.8145049958936967,9.5235282727009735E-2,42.743606458210209,16.214514076966928,2.6562786184241087,4.2326792323115439E-2,18.913119487714155]
["Statewide",2023,8,11,0.28877570559481036,5.696261774168643E-6,1.7336448877904565E-6,0.26421308648484615,5.211750419512402E-6,1.5861849102863834E-6,0.35490187488624636,1.9622383494233985E-3,2.5014019095262297E-6,0.32471471092005533,1.7953347205998593E-3,2.288638227698924E-6,44.717636235667044,5.6904912133278556,0.11256308592868033,50.520690534923574,19.164701243857305,3.1395813590774377,5.0028038190524593E-2,22.354310641125267,40.914053575926971,5.206470689739592,0.10298872024645159,46.223512985913011,17.534594389682987,2.8725355529597749,4.5772764553978482E-2,20.452902707196738]
["Statewide",2023,8,12,0.29355052917544988,5.7904478310766269E-6,1.7623102094581039E-6,0.26858177419374762,5.2979252199452784E-6,1.6124120234616066E-6,0.36077007573620895,1.9946833985052224E-3,2.5427618736466924E-6,0.33008377566006891,1.8250200659837585E-3,2.3264802052803177E-6,45.457029542762328,5.7845818556651452,0.11442428431410116,51.356035682741577,19.481584089755284,3.1914934376083561,5.0855237472933849E-2,22.723932764836572,41.590555733168685,5.2925581913528994,0.10469160923761429,46.987805533759193,17.824523885643721,2.9200321055740135,4.6529604105606352E-2,20.791085595323342]
["Statewide",2023,8,13,0.29538321053590738,5.8265984925607793E-6,1.7733125846924113E-6,0.27025857175465168,5.331000986584038E-6,1.6224785611342725E-6,0.36302241912346078,2.0071365155025678E-3,2.5586367293419075E-6,0.3321445397293446,1.8364139485524057E-3,2.3410047810651644E-6,45.740824809556059,5.8206958949574465,0.11513865282038584,51.676659357333889,19.603210632666883,3.2114184248041084,5.1172734586838152E-2,22.86580179205783,41.850212005897419,5.3256004508019767,0.10534521514793239,47.281157671847332,17.935805145384609,2.9382623176838494,4.6820095621303286E-2,20.920887558689763]
["Statewide",2023,8,14,0.31117074376346993,6.1380163864149295E-6,1.8680919436915004E-6,0.28470325252668727,5.6159303671644993E-6,1.7091961987022391E-6,0.38242510790141715,2.1144132099811083E-3,2.6953898044691643E-6,0.34989687896290123,1.9345659260454058E-3,2.4661259438418019E-6,48.185563595578557,6.1317983089452142,0.12129254120111239,54.438654445724886,20.650955826676526,3.3830611359697733,5.3907796089383286E-2,24.087924758735682,44.087006749325553,5.6102411855316765,0.11097566747288108,49.808223602330109,18.894431463996668,3.0953054816726491,4.9322518876836037E-2,22.039059464546153]
["Statewide",2023,8,15,0.34793646007876489,6.8632406362020515E-6,2.0888123675397547E-6,0.31834175880089688,6.2794686555923048E-6,1.9111426343107015E-6,0.42760973181206696,2.3642371982882109E-3,3.0138578445930743E-6,0.39123819928103365,2.1631404416633843E-3,2.7575058009340119E-6,53.87882620832044,6.8562878750358118,0.13562360300668835,60.870737686362936,23.090925517851616,3.7827795172611376,6.0277156891861486E-2,26.933982192004613,49.296013109410239,6.2731072808238144,0.12408776104203054,55.693208151276082,21.126862761175818,3.4610247066614148,5.5150116018680237E-2,24.643037583855914]
["Statewide",2023,8,16,0.38392093505514308,7.5730544650671442E-6,2.3048426632813049E-6,0.35126547438653533,6.9289072992198213E-6,2.108797873675598E-6,0.47183421949744425,2.6087526315968254E-3,3.3255586998773107E-6,0.43170105042530454,2.3868579361616803E-3,3.0426940748747906E-6,59.451111656677973,7.5653826316307935,0.14965014149447897,67.166144429803239,25.479047852861989,4.1740042105549202,6.6511173997546219E-2,29.719563237414455,54.394332353588375,6.9218880148688733,0.13692123336936557,61.453141601826616,23.311856722966446,3.8189726978586886,6.0853881497495814E-2,27.191683302322634]
["Statewide",2023,8,17,0.31689669937679371,6.2509640528870108E-6,1.902467320443873E-6,0.28994217109345294,5.7192709563888649E-6,1.7406476823792199E-6,0.38946223859943857,2.1533212256966867E-3,2.7449885623547304E-6,0.3563354469784889,1.9701645124986515E-3,2.5115059417185883E-6,49.072242063529259,6.2446315545203914,0.12352448530596287,55.440398103355612,21.030960884369684,3.4453139611146986,5.4899771247094609E-2,24.531174616731477,44.898266319289604,5.7134770862460895,0.11301776737733647,50.724761172913027,19.242114136838399,3.1522632199978426,5.0230118834371763E-2,22.444607475670612]
["Statewide",2023,8,18,0.32172546213224412,6.3462140900871474E-6,1.9314564622004363E-6,0.29436021003094848,5.8064192373171649E-6,1.7671710722269634E-6,0.39539673004760362,2.1861327928591511E-3,2.7868157526034861E-6,0.36176516378589119,2.0001852007506043E-3,2.5497754042131896E-6,49.819987985998054,6.3397850992915386,0.12540670886715688,56.285179794156747,21.351423422570594,3.4978124685746419,5.5736315052069725E-2,24.904972206197304,45.582410637022292,5.8005370821767528,0.11473989318959353,51.497687612388638,19.535318844438123,3.200296321200967,5.0995508084263792E-2,22.786610673723352]
["Statewide",2023,8,19,0.32494777642241163,6.4097760357765577E-6,1.9508014021928654E-6,0.29730844143592672,5.8645747453055865E-6,1.7848705746582221E-6,0.39935691562033948,2.208028501367725E-3,2.8147277374497055E-6,0.36538850478360463,2.020218509002442E-3,2.5753132577211485E-6,50.318971368162778,6.4032826539664027,0.12666274818523676,56.848916770314418,21.565273443498331,3.5328456021883601,5.6294554748994113E-2,25.154413600435685,46.03895160273418,5.8586336761070816,0.11588909659745168,52.013474375438712,19.730979258314651,3.2323496144039074,5.150626515442297E-2,23.014835137872982]
["Statewide",2023,8,20,0.32812421583286672,6.4724330738901665E-6,1.9698709355317898E-6,0.30021469997640809,5.9219023151435552E-6,1.8023180959132561E-6,0.4032607215167221,2.2296124888883388E-3,2.8422423498387247E-6,0.36896026163481371,2.039966610560104E-3,2.6004875383891263E-6,50.810850911106982,6.4658762177761826,0.1279009057427426,57.404628034625908,21.776078961902993,3.5673799822213423,5.6844846996774494E-2,25.400303791121111,46.488992965986526,5.9159031706243015,0.11702193922751068,52.521918075838343,19.923854128279942,3.2639465768961666,5.2009750767782525E-2,23.239810455943893]
["Statewide",2023,8,21,0.31319013023259662,6.1778499102484749E-6,1.8802151900756229E-6,0.28655087447505967,5.6523757400740755E-6,1.720288268718197E-6,0.38490690962548108,2.1281349929955944E-3,2.7128819171091125E-6,0.3521675841533109,1.9471205647220392E-3,2.4821302162933981E-6,48.498270612810614,6.1715914796872235,0.12207968626991006,54.79194177876775,20.784973119775977,3.4050159887929512,5.4257638342182252E-2,24.244246746911109,44.373115603317174,5.6466496376939137,0.11169585973320291,50.131461100744289,19.017049544278787,3.1153929035552625,4.9642604325867964E-2,22.18208505215992]
["Statewide",2023,8,22,0.28761131375829158,5.6732934960897987E-6,1.7266545422881998E-6,0.26314773522764567,5.1907357720719121E-6,1.5797891480218864E-6,0.35347085129985573,1.9543262769356295E-3,2.4913158395872591E-6,0.32340540701648046,1.7880956313967723E-3,2.2794100564315787E-6,44.537327263781819,5.6675462031133259,0.11210921278142666,50.31698267967657,19.087425970192211,3.1269220430970073,4.9826316791745179E-2,22.264174330080962,40.749081284076539,5.1854773310506399,0.10257345253942105,46.037132067666604,17.463891978889944,2.8609530102348355,4.5588201128631572E-2,20.370433190253408]
["Statewide",2023,8,23,0.27952445222495675,5.513775644231565E-6,1.6781056308530852E-6,0.25574872414637428,5.0447861538307102E-6,1.5353696989919553E-6,0.34353219557321013,1.8993758447498562E-3,2.4212666959451651E-6,0.31431211123649599,1.7378191607304661E-3,2.2153191371169639E-6,43.285056642224475,5.5081899497745832,0.10895700131753243,48.902203593316592,18.550738560953349,3.03900135159977,4.8425333918903302E-2,21.63816524647202,39.603326015798494,5.0396755661183512,9.9689361170263377E-2,44.742690943087112,16.972854006770785,2.7805106571687457,4.4306382742339279E-2,19.797671046681867]
["Statewide",2023,8,24,0.28035277422325111,5.5301147574054669E-6,1.683078404427751E-6,0.25650659091817168,5.0597354983858903E-6,1.5399194995087493E-6,0.34455019336356674,1.9050043140401531E-3,2.4284416978171834E-6,0.31524352039943399,1.7429688849439743E-3,2.2218838492911951E-6,43.413324363809409,5.5245125107164439,0.10927987640177325,49.047116750927621,18.605710441632603,3.0480069024642451,4.856883395634367E-2,21.702286178053193,39.720683570328681,5.054609766337526,9.9984773218103784E-2,44.875278109884313,17.023150101569435,2.7887502159103588,4.4437676985823904E-2,19.856337994465616]
["Statewide",2023,9,1,0.20422511245909439,4.0284541908740742E-6,1.2260512754834139E-6,0.18685417871073792,3.6858028390625832E-6,1.1217660814538298E-6,0.25099021110967601,1.3877148936650126E-3,1.7690168403403542E-6,0.22964154210333398,1.2696789519083846E-3,1.6185482032405255E-6,31.624766599819178,4.0243731916285368,7.9605757815315939E-2,35.728745549263031,13.553471399922504,2.2203438298640203,3.5380336806807085E-2,15.809195566593331,28.934834305020082,3.6820689605343153,7.2834669145823649E-2,32.689737934700226,12.400643273580036,2.0314863230534153,3.2370964064810506E-2,14.464500560698262]
["Statewide",2023,9,2,0.16960001957482884,3.3454549315789564E-6,1.0181819356979434E-6,0.15517421920052665,3.0608979773688786E-6,9.3157764528618058E-7,0.20843638769359324,1.1524364966478292E-3,1.4690910786498893E-6,0.19070725224215668,1.0544128119432013E-3,1.3441334596272032E-6,26.262984849392748,3.3420658402787047,6.6109098539245015E-2,29.671159788210694,11.255564935454036,1.8438983946365266,2.9381821572997787E-2,13.12884515166356,24.029113782511743,3.0577971546352836,6.0486005683224146E-2,27.147396942830252,10.298191621076461,1.687060499109122,2.6882669192544065E-2,12.012134789378127]
["Statewide",2023,9,3,0.18461381735727508,3.6416104624505373E-6,1.1083162277023374E-6,0.16891097674316236,3.3318631776095486E-6,1.0140453149246453E-6,0.22688816489963567,1.2544556388693743E-3,1.599141985684801E-6,0.20758956232671669,1.1477544328782807E-3,1.4631225258198452E-6,28.587908777354095,3.6379213527211856,7.1961389355816044E-2,32.297791519431094,12.251960904580326,2.0071290221909988,3.1982839713696018E-2,14.291072766485019,26.156284853166301,3.3284878553470141,6.584051366189303E-2,29.550613222175208,11.209836365642701,1.8364070926052491,2.9262450516396903E-2,13.075505908764347]
["Statewide",2023,9,4,0.20086186449004195,3.9621122498035713E-6,1.2058602499402175E-6,0.18377700113208084,3.6251037959158308E-6,1.1032924596265574E-6,0.24685681973776166,1.3648615371823348E-3,1.7398840749137422E-6,0.22585972780640809,1.2487694510887448E-3,1.591893406032604E-6,31.10395928695797,3.958098457828771,7.8294783371118393E-2,35.140352528157862,13.33026826583913,2.1837784594917355,3.4797681498274842E-2,15.54884440682914,28.458325703607418,3.6214314081573598,7.1635203271467177E-2,32.151392315036247,12.196425301546038,1.9980311217419917,3.1837868120652077E-2,14.226294291408681]
["Statewide",2023,9,5,0.22392392426572066,4.4170242350871141E-6,1.3443117237221651E-6,0.2048774534068985,4.0413219797244122E-6,1.2299675590465604E-6,0.27519981429912321,1.5215688267215307E-3,1.9396497727991237E-6,0.25179193030196018,1.392147567189414E-3,1.7746674780528941E-6,34.675176601689522,4.4125495974924389,8.7284239775960559E-2,39.175010438957919,14.860789972152654,2.4345101227544492,3.8792995455982471E-2,17.334093090363083,31.725783218046981,4.0372279448493007,7.9860036512380231E-2,35.842871199408663,13.59676423630585,2.2274361075030624,3.5493349561057881E-2,15.859693693369969]
["Statewide",2023,9,6,0.27403814777342089,5.4055552305220238E-6,1.6451689832023553E-6,0.25072907254670074,4.9457707277651083E-6,1.5052345693198156E-6,0.33678959327556784,1.8620962648446086E-3,2.3737438186205407E-6,0.30814301969075653,1.7037104989601286E-3,2.1718384500185907E-6,42.435488752721547,5.4000791680493654,0.10681847183792434,47.942386392608839,18.186638036880662,2.979354023751374,4.7474876372410817E-2,21.213466937004448,38.826020481035322,4.9407604469843731,9.7732730250836578E-2,43.864513658270532,16.639723063300853,2.7259367983362059,4.3436769000371814E-2,19.409096630637432]
["Statewide",2023,9,7,0.27647471987345834,5.4536179734901725E-6,1.6597967745404874E-6,0.2529583952442862,4.9897453607363487E-6,1.5186181532675843E-6,0.33978411113093121,1.8786528349548973E-3,2.3948496318369885E-6,0.31088283051892118,1.7188588040484387E-3,2.191149049714657E-6,42.812798002497331,5.4480932213692022,0.10776823343266448,48.368659457299202,18.348342001070286,3.0058445359278356,4.7896992636739771E-2,21.402083529634861,39.17123664538407,4.9846905317404726,9.8601707237159567E-2,44.254528884361697,16.787672848021742,2.7501740864775019,4.3822980994293138E-2,19.581669915493535]
["Statewide",2023,9,8,0.24595391484783233,4.8515780801888015E-6,1.476567241796592E-6,0.22503362199782173,4.4389136414664659E-6,1.3509737169680549E-6,0.30227440821350232,1.6712631795363427E-3,2.1304755917350826E-6,0.27656361948788893,1.5291092513625571E-3,1.9492620773396218E-6,38.086575434901292,4.8466632206553939,9.5871401628078709E-2,43.029110057184766,16.322818043529125,2.6740210872581485,4.2609511834701651E-2,19.039448642621974,34.847016055474008,4.4344168289514156,8.7716793480282981E-2,39.369149677905703,14.934435452346003,2.4465748021800913,3.8985241546792435E-2,17.41999549607289]
["Statewide",2023,9,9,0.22621730405642879,4.4622624299295556E-6,1.3580798699785603E-6,0.20697576341444177,4.0827123143500519E-6,1.2425646174108854E-6,0.27801835052561102,1.5371524014057335E-3,1.9595152409690653E-6,0.25437072810711409,1.4064056376780635E-3,1.7928432336928486E-6,35.030312166226992,4.4577419640766269,8.817818584360794E-2,39.576232316147227,15.012990928382996,2.4594438422491738,3.9190304819381308E-2,17.511625075451551,32.050711741496372,4.0785763492663838,8.0677945516178184E-2,36.209966036278935,13.736019317784161,2.2502490202849015,3.5856864673856972E-2,16.02212520274292]
["Statewide",2023,9,10,0.21326131430264014,4.2066983095718036E-6,1.2802994855218534E-6,0.19512178132732794,3.8488859095442044E-6,1.171400059426497E-6,0.2620955946789737,1.4491161176842348E-3,1.8472892576815309E-6,0.23980232645116717,1.3258575244051623E-3,1.6901629428868026E-6,33.024044929550683,4.2024367412842807,8.3128016595668888E-2,37.30960968743063,14.15316211266458,2.3185857882947758,3.6945785153630617E-2,16.508693686112988,30.215093132847063,3.8449868207749707,7.6057332429906116E-2,34.136137286051941,12.949325628363027,2.1213720390482598,3.3803258857736052E-2,15.104500926269024]
["Statewide",2023,9,11,0.20771729152340096,4.0973393696725744E-6,1.2470163299003487E-6,0.19004932079250586,3.7488287977938543E-6,1.1409478949807384E-6,0.25528205724959996,1.4114443402572091E-3,1.7992664188562171E-6,0.23356833335819974,1.2913900245617701E-3,1.6462248199007795E-6,32.165539213449591,4.0931885867459066,8.0966988848529778E-2,36.339694789044032,13.785231091478398,2.2583109444115346,3.5985328377124343E-2,16.079527364267054,29.429610003133167,3.7450310712291333,7.4080116895535078E-2,33.248721191257836,12.612690001342786,2.0662240392988322,3.292449639801559E-2,14.711838537039634]
["Statewide",2023,9,12,0.21167603116449635,4.175427715937749E-6,1.2707823483288803E-6,0.19367133884630755,3.8202751230403714E-6,1.1626924287514175E-6,0.26014730073646936,1.4383440779728168E-3,1.8335573883030984E-6,0.23801975005725445,1.3160017304282116E-3,1.6775990757699021E-6,32.778559892795137,4.1711978261211691,8.2510082473639432E-2,37.032267801389942,14.047954239769345,2.3013505247565069,3.6671147766061965E-2,16.385975912291912,29.99048850721406,3.8164050182418139,7.5491958409645593E-2,33.882385483865519,12.853066503091741,2.1056027686851388,3.3551981515398045E-2,14.992221253292279]
["Statewide",2023,9,13,0.22647493324043216,4.4673443092023495E-6,1.3596265288876716E-6,0.20721147923317348,4.0873619402770065E-6,1.2439797209538715E-6,0.27833497369943333,1.5389029983395746E-3,1.9617468488236403E-6,0.25466042001812828,1.4080073327310751E-3,1.7948850259477288E-6,35.0702066861286,4.4628186951847661,8.8278608197063818E-2,39.62130398951043,15.0300885797694,2.4622447973433195,3.9234936976472803E-2,17.531568314089192,32.087212922284159,4.0832212649201178,8.0769826167647801E-2,36.251204013371925,13.751662680978926,2.2528117323697203,3.5897700518954578E-2,16.040372113867601]
["Statewide",2023,9,14,0.24007726455607342,4.7356578771781198E-6,1.4412871800107323E-6,0.21965682650673457,4.3328533530487943E-6,1.318694498753981E-6,0.29505207556505419,1.6313311896035761E-3,2.0795715025869135E-6,0.26995560238777927,1.4925737876611131E-3,1.902687776773601E-6,37.176561521196831,4.730860449850371,9.358071761641111E-2,42.001002688663611,15.932812080512926,2.6101299033657219,4.1591430051738272E-2,18.584533413930387,34.01440590086019,4.3284639842172279,8.5620949954812051E-2,38.428490835032228,14.57760252894008,2.388118060257781,3.8053755535472022E-2,17.003774344733333]
["Statewide",2023,9,15,0.26262054714482008,5.1803366932511675E-6,1.5766242109894859E-6,0.2402826276280734,4.7397087782553067E-6,1.4425200629472673E-6,0.32275749919256186,1.7845133748099567E-3,2.2748435044276865E-6,0.2953044643147763,1.6327266369615999E-3,2.0813503765381997E-6,40.667444898262794,5.1750887869488746,0.10236795769924589,45.944901642910914,17.428904956398341,2.8552213996959308,4.5496870088553729E-2,20.329623226182825,37.208362503661817,4.73490724718864,9.3660766944218987E-2,42.036930517794673,15.946441072997921,2.61236261913856,4.1627007530763996E-2,18.600430699667243]
["Statewide",2023,9,16,0.29532938926524249,5.8255368379936332E-6,1.772989472432845E-6,0.27020932840153922,5.3300296339926252E-6,1.6221829320847122E-6,0.36295627342803816,2.006770798583633E-3,2.5581705245102477E-6,0.33208402023962752,1.8360793387010249E-3,2.3405782305793702E-6,45.732490451932804,5.819635315892536,0.11511767360296114,51.667243441428298,19.599638765114062,3.2108332777338129,5.1163410490204952E-2,22.861635453338078,41.842586550193069,5.3246300822329724,0.10532602037607167,47.272542652802109,17.932537092939885,2.9377269419216399,4.6811564611587406E-2,20.917075599473112]
["Statewide",2023,9,17,0.27895877217653581,5.5026172899316659E-6,1.674709609979203E-6,0.25523115958446507,5.0345769043247822E-6,1.5322625360988468E-6,0.34283698158574255,1.8955320342664607E-3,2.4163667229699925E-6,0.31367603060423538,1.7343022962158804E-3,2.2108359449426215E-6,43.197459679803565,5.4970428993727358,0.10873650253364966,48.803239081709954,18.513197005630097,3.0328512548263369,4.8327334459399851E-2,21.594375594915835,39.523179856133659,5.0294766590260531,9.948761752241797E-2,44.652144132682132,16.938505652628709,2.7748836739454088,4.4216718898852432E-2,19.757606045472969]
["Statewide",2023,9,18,0.29880660116410307,5.8941267811100945E-6,1.7938646725117678E-6,0.27339077639165815,5.392785469132193E-6,1.641282534083711E-6,0.36722972510133761,2.0303985429015337E-3,2.5882904560526935E-6,0.33599398162027966,1.8576973596493203E-3,2.368136227749354E-6,46.270945362768536,5.8881557744144475,0.1164730705223712,52.275574207705361,19.830405155472231,3.2486376686424538,5.1765809121053871E-2,23.130808633235741,42.335241684155235,5.3873223429830288,0.10656613024872093,47.829130157386984,18.143675007495101,2.9723157754389122,4.7362724554987079E-2,21.163353507488999]
["Statewide",2023,9,19,0.2956803841653633,5.8324604080646269E-6,1.7750966459327126E-6,0.27053046845627593,5.3363643005954938E-6,1.6241108740942808E-6,0.36338764194593959,2.0091558179606973E-3,2.5612108748457709E-6,0.33247869751101489,1.8382614936355696E-3,2.3433599754788905E-6,45.786842885188385,5.8265518720860223,0.1152544893680597,51.728649246642469,19.622932665080739,3.2146493087371155,5.1224217496915414E-2,22.888806191314771,41.892315886387877,5.3309583315431519,0.10545119889655007,47.328725416827581,17.953849665594802,2.9412183898169113,4.6867199509577809E-2,20.94193525492129]
["Statewide",2023,9,20,0.28384741447868594,5.5990484845709911E-6,1.7040582344346497E-6,0.25970398484762564,5.1228058760680862E-6,1.5591148318468091E-6,0.34884506427783613,1.9287504844893899E-3,2.4587125953985658E-6,0.3191730791480682,1.764695258960324E-3,2.2495799716646815E-6,43.954478099007353,5.5933764050192307,0.11064206679293546,49.658496570819516,18.837633471003151,3.0860007751830238,4.9174251907971318E-2,21.972808498094146,40.215807972656592,5.1176162509849394,0.10123109872491066,45.434655322366439,17.235346273995681,2.8235124143365185,4.499159943329363E-2,20.103850287765493]
["Statewide",2023,9,21,0.27339832691847371,5.3929344074827567E-6,1.6413278631469261E-6,0.25014367343033544,4.9342234038573883E-6,1.501720166391379E-6,0.3360032611270779,1.8577486656732995E-3,2.3682016311119931E-6,0.30742357120554947,1.6997326969026996E-3,2.1667676686504182E-6,42.336410902011814,5.3874711304525684,0.1065690734000397,47.83045110586442,18.144176100862207,2.9723978650772791,4.7364032622239864E-2,21.163937998561728,38.735369971899232,4.9292248210178293,9.7504545089268813E-2,43.76209933800633,16.600872845099673,2.7195723150443194,4.333535337300836E-2,19.363780513517003]
["Statewide",2023,9,22,0.25272496644517556,4.9851408475463443E-6,1.5172167796880178E-6,0.23122874300911761,4.5611158569551493E-6,1.3881656955950456E-6,0.31059594932756135,1.7172726493525951E-3,2.1891270678355683E-6,0.28417734882681434,1.5712052580285068E-3,2.0029247893585655E-6,39.135089615272733,4.9800906831225253,9.8510718052600574E-2,44.213691016447861,16.772181263688314,2.747636238964152,4.3782541356711363E-2,19.563600044009178,35.806345952178603,4.5564952482826699,9.0131615521135452E-2,40.452972815982413,15.345576836647973,2.513928412845611,4.0058495787171307E-2,17.899563745280755]
["Statewide",2023,9,23,0.25235502566280837,4.9778435593864428E-6,1.5149958659002218E-6,0.23089026856673153,4.5544392598926459E-6,1.3861336877934139E-6,0.31014129654785966,1.7147588922182082E-3,2.1859226065131768E-6,0.28376136780113748,1.5689053154838884E-3,1.9999928923876399E-6,39.07780336503032,4.9728007874328037,9.8366517293092953E-2,44.148970669756217,16.74763001358442,2.7436142275491333,4.3718452130263534E-2,19.534962693263818,35.753932342943322,4.5498254149032764,8.9999680157443793E-2,40.393757438004037,15.323113861261424,2.5102485047742213,3.9999857847752798E-2,17.873362223883397]
["Statewide",2023,9,24,0.24479761508441952,4.8287694227629917E-6,1.4696254764930845E-6,0.2239756745199904,4.418045037701354E-6,1.3446224027786729E-6,0.3008533296877986,1.6634060928935298E-3,2.1204596160828787E-6,0.27526341474026261,1.5219204710307751E-3,1.9400980382949421E-6,37.907519540662626,4.8238776693912362,9.5420682723729541E-2,42.826817892777591,16.246079803141125,2.6614497486296478,4.2409192321657574E-2,18.949938744092428,34.68319025727309,4.4135693659892477,8.7304411723272399E-2,39.18406403498561,14.864224395974182,2.4350727536492403,3.8801960765898841E-2,17.338099110389319]
["Statewide",2023,10,1,0.21659608141214931,4.2724784498108352E-6,1.3003195282032976E-6,0.19817290056499626,3.9090709373884335E-6,1.1897172418138712E-6,0.2661939834164751,1.4717759459935325E-3,1.8761753192647578E-6,0.24355211535989676,1.3465899581273288E-3,1.7165920203314424E-6,33.540441910475863,4.2681502433812444,8.4427889366914102E-2,37.89302004322402,14.374475104489655,2.3548415135896521,3.7523506385295155E-2,16.766840124464601,30.687566535346992,3.9051108785692534,7.7246640914914913E-2,34.669924054831164,13.151814229434425,2.1545439330037262,3.4331840406628844E-2,15.340690002844781]
["Statewide",2023,10,2,0.20852487567149486,4.1132694171907217E-6,1.2518646052319588E-6,0.19078821362950757,3.7634038709079534E-6,1.1453837867980729E-6,0.25627456847105673,1.4169318953218299E-3,1.8062617875489688E-6,0.23447642378309119,1.2964108204001617E-3,1.6526251780943619E-6,32.290595627353149,4.1091024964333069,8.1281780439703591E-2,36.48097990422616,13.838826697437064,2.2670910325149278,3.6125235750979375E-2,16.14204296570297,29.54402939666949,3.7595913791604687,7.4368133014246288E-2,33.377988908844202,12.661726884286924,2.0742573126402588,3.3052503561887242E-2,14.769036700489071]
["Statewide",2023,10,3,0.20855154260581812,4.1137954373360347E-6,1.2520246983196629E-6,0.19081261233372035,3.7638851489498865E-6,1.1455302627238786E-6,0.25630734181315384,1.4171130978266697E-3,1.8064927790040845E-6,0.23450640949761686,1.2965766102230414E-3,1.6528365219301674E-6,32.294725068457382,4.1096279836973419,8.129217505518381E-2,36.485645227209908,13.840596457910308,2.2673809565226715,3.6129855580081693E-2,16.144107270013063,29.547807596699723,3.7600721696468202,7.4377643486857534E-2,33.3822574098334,12.663346112871311,2.0745225763568662,3.3056730438603348E-2,14.770925419666781]
["Statewide",2023,10,4,0.21677246715236387,4.2759577568648104E-6,1.3013784477414641E-6,0.19833428332653436,3.9122543023244334E-6,1.1906860920117842E-6,0.26641075937335967,1.472974491636517E-3,1.877703188884112E-6,0.24375045283612667,1.3476865581441952E-3,1.7179899327598599E-6,33.567755681043316,4.2716260257458991,8.4496643499785043E-2,37.923878350288994,14.386181006161422,2.3567591866184272,3.7554063777682237E-2,16.780494256557532,30.712557057351962,3.9082910186181663,7.7309546974193691E-2,34.698157622944322,13.162524453150841,2.1562984930307123,3.4359798655197199E-2,15.353182744836751]
["Statewide",2023,10,5,0.24403046325134875,4.8136369251981311E-6,1.4650199337559529E-6,0.22327377491524131,4.4041996767157371E-6,1.3404085972613114E-6,0.29991050929604007,1.6581932764497737E-3,2.1138144758478746E-6,0.27440078855363703,1.5171510451573386E-3,1.934018118905606E-6,37.788724171301048,4.8087605017043442,9.5121651413154359E-2,42.692606324418541,16.195167501986163,2.6531092423196379,4.2276289516957492E-2,18.890553033822759,34.574499357758263,4.3997380309562821,8.7030815350752272E-2,39.061268204065293,14.817642581896401,2.4274416722517418,3.8680362378112121E-2,17.283764616526256]
["Statewide",2023,10,6,0.29462368593254962,5.8116164463538939E-6,1.7687528314990113E-6,0.26956365062442367,5.3172932798985797E-6,1.6183066504039155E-6,0.36208897250544048,2.0019755262809524E-3,2.5520576568771444E-6,0.33129049000411587,1.831691941592889E-3,2.3349853098685066E-6,45.623210535685502,5.8057290262147623,0.11484259455947149,51.543782156459734,19.552804515293786,3.2031608420495239,5.1041153137542886E-2,22.807006510480853,41.742601740518602,5.3119066306193785,0.1050743389440828,47.159582710082063,17.889686460222258,2.9307071065486223,4.6699706197370128E-2,20.867093272968251]
["Statewide",2023,10,7,0.29006197553356533,5.721634165756434E-6,1.7413669200128277E-6,0.26538994916403558,5.2349646919149377E-6,1.5932501236262857E-6,0.35648268519691173,1.970978586751662E-3,2.5125436988756512E-6,0.32616106102235243,1.8033315327844373E-3,2.2988323212322117E-6,44.916818334810877,5.7158379015798193,0.11306446644940431,50.745720702840096,19.250065000633235,3.153565738802659,5.0250873977513023E-2,22.453881613413408,41.096293688816402,5.2296614450748677,0.10344745445544953,46.429402588346719,17.612697295207031,2.8853304524550998,4.5976646424644232E-2,20.544004394086777]
["Statewide",2023,10,8,0.27653095078035789,5.4547271594753265E-6,1.6601343528837951E-6,0.25300984327533566,4.9907602018290908E-6,1.5189270179479841E-6,0.33985321824035408,1.8790349254140441E-3,2.3953367091609039E-6,0.31094605953135163,1.7192083947431254E-3,2.1915946973249481E-6,42.821505498284615,5.4492012837007282,0.10779015191224067,48.378496933897587,18.352073784979119,3.0064558806624708,4.7906734183218079E-2,21.406436399824809,39.179203500950308,4.9857043447550637,9.8621761379622669E-2,44.263529607084998,16.791087214692986,2.7507334315890009,4.3831893946498966E-2,19.585652540228487]
["Statewide",2023,10,9,0.2595451829084604,5.1196734192920999E-6,1.5581614754367262E-6,0.23746884703222987,4.6842053874282041E-6,1.425627726608584E-6,0.31897791347154697,1.7636161956978832E-3,2.2482044145587047E-6,0.29184636174715728,1.6136069254171158E-3,2.0569771483923851E-6,40.191217097414921,5.1144869675238613,0.10116919865514171,45.406873263593923,17.224807327463537,2.8217859131166132,4.4964088291174091E-2,20.091557328871325,36.772641580141816,4.6794600837096363,9.2563971677657328E-2,41.544665635529107,15.759703534346492,2.5817710806673855,4.1139542967847699E-2,18.382614157981727]
["Statewide",2023,10,10,0.24557413190550686,4.8440866499370989E-6,1.474287241285204E-6,0.22468614254770863,4.4320594156066019E-6,1.3488876482280964E-6,0.30180765953738536,1.6686825446718104E-3,2.1271858767115083E-6,0.27613657141583742,1.5267481195587438E-3,1.9462521781576818E-6,38.027765101710557,4.8391793795482503,9.5723364452017873E-2,42.962667845710826,16.297613615018811,2.6698920714748966,4.2543717534230162E-2,19.010049404027939,34.793207998395516,4.4275695467203571,8.7581348017095675E-2,39.308358893132969,14.91137485645522,2.44279699129399,3.8925043563153634E-2,17.393096891312364]
["Statewide",2023,10,11,0.24353743780132073,4.8039117233536677E-6,1.4620600897163335E-6,0.22282268511321254,4.3953016789055642E-6,1.3377005109712589E-6,0.29930458693764372,1.6548431558317874E-3,2.1095438437335667E-6,0.27384640460311627,1.514085878346469E-3,1.9301107372585304E-6,37.712377954143108,4.7990451519121837,9.4929472968010506E-2,42.606352579023302,16.16244769463276,2.64774904933086,4.2190876874671338E-2,18.852387620838289,34.50464697999265,4.3908490472047603,8.6854983176633871E-2,38.982351010374046,14.787705848568278,2.4225374053543502,3.8602214745170609E-2,17.248845468667799]
["Statewide",2023,10,12,0.23899170803709463,4.7142446696853994E-6,1.434770116860774E-6,0.21866360501034049,4.313261505349769E-6,1.3127317624977559E-6,0.29371793963735554,1.6239548051268445E-3,2.070168311470545E-6,0.26873494509418344,1.4858248220385314E-3,1.8940844001753332E-6,37.008460394306795,4.7094689348678491,9.3157574016174527E-2,41.811086903190819,15.8607687404172,2.5983276882029513,4.1403366229410904E-2,18.50049979484956,33.860603081867112,4.3088919839117414,8.5233798007889994E-2,38.254728863786745,14.511687035085906,2.3773197152616503,3.7881688003506664E-2,16.92688843835106]
["Statewide",2023,10,13,0.2547602842709295,5.0252886262704788E-6,1.5294356688649283E-6,0.23309094122836332,4.5978487549334099E-6,1.399345273240603E-6,0.31309733049763461,1.731102686345261E-3,2.2067571793622535E-6,0.28646596807911201,1.5838589428407569E-3,2.0190553228185843E-6,39.450263642701962,5.0201977904012569,9.9304073071301402E-2,44.569765506174519,16.907255846872268,2.7697642981524178,4.4135143587245074E-2,19.721155288611929,36.09471197796811,4.5931909342381951,9.0857489526836296E-2,40.778760401733138,15.469162276272048,2.5341743085452109,4.0381106456371683E-2,18.043717691273631]
["Statewide",2023,10,14,0.27174270375986187,5.3602763177331237E-6,1.6313884445274726E-6,0.24862887389451022,4.9043431385709555E-6,1.4926261726085519E-6,0.33396852014398115,1.8464986637130236E-3,2.3538604699610674E-6,0.3055619007640078,1.6894395950825081E-3,2.1536463347637672E-6,42.080033538141628,5.3548461247677688,0.10592372114824804,47.540803384057646,18.034300087774984,2.9543978619408375,4.7077209399221345E-2,21.035775159115044,38.500799496264982,4.8993748257392733,9.6914085064369521E-2,43.497088407068624,16.50034264125642,2.7031033521320129,4.3072926695275342E-2,19.246518920083709]
["Statewide",2023,10,15,0.28616172477360946,5.6446995452770296E-6,1.7179520355190962E-6,0.26182144505725757,5.1645739591054231E-6,1.5718268571190421E-6,0.35168932384269497,1.9444762824882571E-3,2.4787593655346957E-6,0.3217754123216553,1.7790834555648813E-3,2.2679216081289031E-6,44.312854804179565,5.6389812192159452,0.1115441714490613,50.063380194844569,18.991223487505529,3.1111620519812111,4.9575187310693915E-2,22.151960726797434,40.543701952528565,5.1593420211381558,0.10205647236580064,45.805100446032526,17.375872265369384,2.8465335289038101,4.5358432162578059E-2,20.267764226435773]
["Statewide",2023,10,16,0.31962107687750624,6.304703917823879E-6,1.9188229315116155E-6,0.29243481910458141,5.768439827963441E-6,1.7556121215540906E-6,0.39281046583659213,2.171833440909504E-3,2.768587372609616E-6,0.35939888145528742,1.98710211986758E-3,2.5330974896709018E-6,49.494118695410606,6.2983169786375619,0.12458643176743271,55.917022105815597,21.211765155175975,3.4749335054552062,5.5371747452192317E-2,24.742070408083372,45.284259063366214,5.7625961476159819,0.11398938703519058,51.160844598017384,19.407539598585522,3.1793633917881281,5.0661949793418037E-2,22.637564940167071]
["Statewide",2023,10,17,0.31855610515943356,6.2836967570042636E-6,1.9124294477839064E-6,0.29146043151172113,5.7492194895107937E-6,1.749762453329372E-6,0.39150162838204827,2.1645969306845559E-3,2.7593624889453503E-6,0.35820137080299858,1.9804811311040877E-3,2.524657254089522E-6,49.329205176138082,6.2773310989852122,0.12417131200254077,55.730707587125835,21.141087932630608,3.4633550890952893,5.5187249778907002E-2,24.659630271504806,45.133372721177821,5.7433952802018542,0.11360957643402848,50.990377577813703,19.342874023361922,3.1687698097665402,5.0493145081790439E-2,22.562136978210255]
["Statewide",2023,10,18,0.33376579279488583,6.583716324427421E-6,2.0037397509126936E-6,0.30537641695224105,6.0237200599498658E-6,1.8333061052021331E-6,0.41019415186541286,2.2679471494973244E-3,2.8911102120311716E-6,0.37530394982209381,2.0750406102166431E-3,2.6451988089345061E-6,51.684463135042023,6.5770467335422405,0.13009995954140272,58.391609828125667,22.150484200732294,3.628715439195719,5.7822204240623433E-2,25.837021844168635,47.28829767758382,6.0176177696282647,0.11903394640205277,53.424949393614142,20.266413290393064,3.3200649763466288,5.2903976178690124E-2,23.639382242918384]
["Statewide",2023,10,19,0.33970074042940884,6.7007864750226433E-6,2.0393697967460222E-6,0.31080655114380457,6.1308324839686999E-6,1.8659055385991697E-6,0.41748813124814993,2.3082752713741049E-3,2.9425192781621171E-6,0.38197751954465858,2.1119385117601744E-3,2.6922351342645157E-6,52.603504537266893,6.693998286984904,0.13241336751729527,59.429916191769088,22.544359087400096,3.6932404341985676,5.885038556324234E-2,26.296449907161907,48.129167462626981,6.1246216841045058,0.12115058104190321,54.374939727773388,20.626786055411564,3.379101618816279,5.3844702685290312E-2,24.059732376913132]
["Statewide",2023,10,20,0.32062544076946137,6.3245155554868017E-6,1.9248525603655483E-6,0.29335375403818603,5.7865663317995522E-6,1.7611288835911682E-6,0.39404481700054728,2.1786581193966059E-3,2.777287265670291E-6,0.36052824145516343,1.9933463063846893E-3,2.5410573891815425E-6,49.649646942068955,6.3181085462501567,0.12497792695516309,56.092733415274274,21.278420118029551,3.4858529910345695,5.5545745313405823E-2,24.819818854377527,45.426558423350592,5.780704288515599,0.11434758251316941,51.321610294379362,19.468525038578825,3.1893540902155029,5.0821147783630852E-2,22.708700276577957]
["Statewide",2023,10,21,0.30382274966012973,5.9930731065034162E-6,1.8239787715445181E-6,0.27798026245549323,5.4833156402026963E-6,1.6688351948442989E-6,0.37339451137475632,2.0644834009924595E-3,2.6317407989428041E-6,0.34163440488741148,1.8888830355359115E-3,2.407890781132488E-6,47.047708433219299,5.9870018628781327,0.11842833595242619,53.153138632049853,20.163303614236842,3.3031734415879352,5.2634815978856081E-2,23.519111871803631,43.045935015813846,5.4777608030541431,0.10835508515096196,48.632050904018953,18.448257863920219,3.0222128568574584,4.8157815622649758E-2,21.518628536400325]
["Statewide",2023,10,22,0.29433189099846346,5.8058606286146305E-6,1.7670010608827136E-6,0.26929667511830641,5.3120270392118756E-6,1.6167038814992665E-6,0.36173036003498982,1.9999927721962487E-3,2.5495301021307722E-6,0.33096238031263558,1.8298778361598128E-3,2.3326727433060843E-6,45.578025364408717,5.7999790393691208,0.11472885459588475,51.492733258373718,19.533439441889449,3.199988435513998,5.0990602042615442E-2,22.784418479446064,41.701259919392086,5.3066457248634569,0.1049702734487738,47.112875917704315,17.871968536882321,2.9278045378557005,4.6653454866121685E-2,20.846426529604141]
["Statewide",2023,10,23,0.26979020063102555,5.3217621050716866E-6,1.6196667276305136E-6,0.24684244633829119,4.8691048591601177E-6,1.4819014788748184E-6,0.3315689172420751,1.8332313547166513E-3,2.3369477070097404E-6,0.3033664027468021,1.6773007738750266E-3,2.1381721338050948E-6,41.777683572501459,5.316370928678289,0.10516264681543831,47.199217147995185,17.904721531072056,2.9331701675466419,4.6738954140194806E-2,20.884630652758894,38.224166746097062,4.8641722442375768,9.6217746021229261E-2,43.184556736355873,16.381785748327314,2.6836812382000428,4.2763442676101895E-2,19.108230429203456]
["Statewide",2023,10,24,0.23264146958131118,4.5889826761322098E-6,1.3966469014315422E-6,0.2128535037109206,4.1986540183114693E-6,1.2778512229643603E-6,0.28591357282162855,1.5808047714345871E-3,2.0151619577797965E-6,0.26159440035827547,1.4463450342209467E-3,1.8437567645628624E-6,36.025110175525199,4.5843338371603028,9.0682288100090838E-2,40.700126300785591,15.439332932367941,2.5292876342953394,4.030323915559593E-2,18.008923805818874,32.960894445142706,4.1944005992407458,8.2969054405328813E-2,37.238264098788783,14.126097619346876,2.3141520547535146,3.6875135291257251E-2,16.477124809391647]
["Statewide",2023,11,1,0.26135390289407889,5.155351429300012E-6,1.5690200002217429E-6,0.23912372131953444,4.716848705273835E-6,1.4355626494311673E-6,0.32120080861682249,1.7759064945366955E-3,2.2638717146056571E-6,0.29388018237640895,1.6248518387775911E-3,2.0713118227506837E-6,40.471301885719633,5.1501288341564173,0.10187422715725457,45.723304947033306,17.344843665308414,2.841450391258713,4.5277434292113145E-2,20.231571490859242,37.028902979427528,4.7120703324550144,9.3209032023780766E-2,41.834182343906321,15.869529848326083,2.5997629420441459,4.1426236455013671E-2,18.510719026825242]
["Statewide",2023,11,2,0.24291638211038322,4.7916610536353461E-6,1.4583316250194533E-6,0.22225445503775107,4.38409302390075E-6,1.3342891811871847E-6,0.29854131695041092,1.6506230664327325E-3,2.104164201813782E-6,0.27314805666303366,1.5102247403637236E-3,1.9251886757129378E-6,37.616205935751779,4.7868068926549245,9.4687389081620194E-2,42.497700217488322,16.121231115322189,2.6409969062923722,4.2083284036275641E-2,18.804311305650838,34.416655139542243,4.3796517470547984,8.6633490407082195E-2,38.882940377004125,14.749995059803817,2.4163595845819579,3.8503773514258759E-2,17.204858417900034]
["Statewide",2023,11,3,0.25524938286554394,5.0349363687028388E-6,1.532371938300864E-6,0.23353843818456435,4.6066758818567581E-6,1.4020317901303177E-6,0.31369842679787691,1.7344261238796781E-3,2.2109937966912463E-6,0.28701593646524931,1.5868996961717868E-3,2.0229315829023151E-6,39.526001776532489,5.0298357592510667,9.9494720851106083E-2,44.655332256634658,16.939715047085354,2.7750817982074851,4.4219875933824926E-2,19.759016721226661,36.164007994621414,4.6020091188981818,9.1031921230604176E-2,40.857049034750197,15.498860569123464,2.5390395138748589,4.04586316580463E-2,18.078358714656371]
["Statewide",2023,11,4,0.26173516860230533,5.1628721079356968E-6,1.5713089024152122E-6,0.23947255741477952,4.7237296917152046E-6,1.4376568626959318E-6,0.32166937959442843,1.778497204833675E-3,2.2671742734848055E-6,0.29430889774903862,1.6272221890199811E-3,2.0743334733184157E-6,40.530341828897981,5.1576418940176572,0.10202284230681624,45.790006565222455,17.370146498099135,2.84559552773388,4.5343485469696111E-2,20.261085511302714,37.08292111637887,4.7189443481579447,9.3345006299328709E-2,41.895210470836147,15.892680478448085,2.6035555024319699,4.1486669466368316E-2,18.537722650346424]
["Statewide",2023,11,5,0.25817824627381131,5.0927098321592274E-6,1.5499551663093303E-6,0.23621817898684863,4.6595352630338921E-6,1.4181194278798801E-6,0.31729796476018146,1.7543278260955463E-3,2.2363638828177476E-6,0.29030930573598118,1.6051086038703273E-3,2.0461437459409697E-6,39.979543559782861,5.0875506956770842,0.10063637472679864,45.167730630186746,17.1340900970498,2.8069245217528742,4.4727277656354952E-2,19.985741896459032,36.578972522733629,4.6548149512239494,9.2076468567343639E-2,41.325863942524919,15.676702509742984,2.5681737661925235,4.0922874918819394E-2,18.285799150854327]
["Statewide",2023,11,6,0.28351695141004007,5.5925299163215446E-6,1.7020743223587312E-6,0.2594016302324535,5.1168417627327872E-6,1.5572996669186745E-6,0.34843892913429453,1.926504979435461E-3,2.4558500936890259E-6,0.31880148895635152,1.7626407515709511E-3,2.2469609479826583E-6,43.903305070921114,5.5868644403628371,0.11051325421600616,49.600682765499961,18.815702173251903,3.0824079670967377,4.9117001873780521E-2,21.947227142222424,40.168987608500288,5.1116581795557581,0.10111324265921963,45.381759030715266,17.215280403642982,2.8202252025135217,4.4939218959653165E-2,20.080444825116157]
["Statewide",2023,11,7,0.30532779338874055,6.0227609330540583E-6,1.8330141970164526E-6,0.27935729051265562,5.5104782862702215E-6,1.6771020871257199E-6,0.37524419204636811,2.0747102118516222E-3,2.6447776271237383E-6,0.34332675583587952,1.8982399766138683E-3,2.4198187257099667E-6,47.280768197842384,6.0166596143697042,0.11901499322056823,53.416442805432659,20.263186370503877,3.3195363389625956,5.2895552542474765E-2,23.635618262008947,43.259171235320821,5.5048959321802178,0.1088918426569485,48.872959010157984,18.539644815137493,3.0371839625821893,4.8396374514199335E-2,21.625225152233881]
["Statewide",2023,11,8,0.29880158907730897,5.8940279149040358E-6,1.7938345827968805E-6,0.2733861906218169,5.3926950122656848E-6,1.6412550037330346E-6,0.36722356530684713,2.0303644856428122E-3,2.5882470408926415E-6,0.3359883457642055,1.8576661992252617E-3,2.3680965053862353E-6,46.270169228662738,5.8880570083641555,0.11647111684016886,52.274697353867062,19.830072526569744,3.2485831770284994,5.1764940817852829E-2,23.130420644416098,42.33453156628989,5.3872319777532587,0.10656434274238059,47.82832788678553,18.143370671267096,2.9722659187604186,4.7361930107724708E-2,21.16299852013524]
["Statewide",2023,11,9,0.28656411087435246,5.6526368354289076E-6,1.7203677325218415E-6,0.26218960509141598,5.1718361210142084E-6,1.5740370803086723E-6,0.35218385152911413,1.9472105063957929E-3,2.4822448712100853E-6,0.32222787658318958,1.7815851124693728E-3,2.2711106444453697E-6,44.375165292668378,5.6469104685477998,0.11170101920445384,50.133776780420632,19.017927982572164,3.1155368102332686,4.9644897424201709E-2,22.183109690229635,40.60071244948189,5.1665968261611814,0.10219997900004164,45.869509254643113,17.400305335492238,2.8505361799509963,4.5422212888907396E-2,20.296263728332143]
["Statewide",2023,11,10,0.28047648936515041,5.5325551075458476E-6,1.6838211196878669E-6,0.25661978312531664,5.0619682777721112E-6,1.5405990410610776E-6,0.34470223778753045,1.9058449616124241E-3,2.4295133298353504E-6,0.31538263226293201,1.7437380289038453E-3,2.22286433067384E-6,43.432481961228838,5.5269503886760303,0.10932809984259077,49.068760449747458,18.613920840526646,3.0493519385798784,4.859026659670701E-2,21.711863045703232,39.738211665129434,5.0568402838211517,0.10002889488032281,44.895080843830911,17.030662142198327,2.7899808462461526,4.4457286613476803E-2,19.865100275057955]
["Statewide",2023,11,11,0.28095412422631699,5.54197672144536E-6,1.6866885673964142E-6,0.25705679142773474,5.0705885101525712E-6,1.5432225900464349E-6,0.34528924529700877,1.9090905027831127E-3,2.4336506472433974E-6,0.31591971021950588,1.7467075115625576E-3,2.2266497370669985E-6,43.506444907423102,5.5363624580710269,0.10951427912595288,49.152321644620081,18.645619246038475,3.0545448044529802,4.8673012944867949E-2,21.748837063436323,39.805883487657738,5.065451783531417,0.10019923816801493,44.97153450935717,17.059664351853318,2.7947320185000923,4.4532994741339968E-2,19.898929365094748]
["Statewide",2023,11,12,0.28514796476878834,5.6247025640498556E-6,1.7118659977543039E-6,0.26089391322324479,5.1462778766163206E-6,1.5662584841875758E-6,0.35044342496884534,1.9375877571724785E-3,2.4699780824740665E-6,0.32063548683439946,1.7727808528883091E-3,2.2598872414706449E-6,44.155871546074515,5.6190044958001879,0.111149013711333,49.886025055586039,18.923944948317647,3.1001404114759659,4.9399561649481331E-2,22.073484921443093,40.400071341134336,5.1410644733760966,0.10169492586617902,45.64283074037661,17.314316289057572,2.8364493646212945,4.5197744829412898E-2,20.19596339850828]
["Statewide",2023,11,13,0.29691311673437304,5.8567767451891757E-6,1.7824972702749667E-6,0.27165834753529189,5.3586123441781409E-6,1.6308820177933474E-6,0.3649026554720039,2.0175322674840803E-3,2.5718889185395944E-6,0.33386484735683813,1.8459254609966703E-3,2.353129768530401E-6,45.97773458947249,5.8508435757038324,0.11573500133428175,51.944313166510604,19.704743395488212,3.2280516279745286,5.1437778370791887E-2,22.984232801833535,42.066970766961603,5.3531838368903442,0.10589083958386804,47.526045443435819,18.02870175726926,2.9534807375946723,4.7062595370608022E-2,21.029245090234543]
["Statewide",2023,11,14,0.30246236438672741,5.9662387486232673E-6,1.8158117930592554E-6,0.27673558852714519,5.4587637531083519E-6,1.6613628813808029E-6,0.37172261420770186,2.0552395480583543E-3,2.6199570156997826E-6,0.34010471557409866,1.880425444168586E-3,2.3971093002780154E-6,46.837049390170435,5.960194689369227,0.11789806570649021,52.915142145246151,20.073021167215902,3.288383276893367,5.2399140313995653E-2,23.413803584423263,42.853194162336429,5.4532337880888999,0.1078699185125107,48.414297868937844,18.365654641001328,3.0086807106697377,4.7942186005560307E-2,21.422277537676624]
["Statewide",2023,11,15,0.31862924326704722,6.2851394469486154E-6,1.9128685273321875E-6,0.29152734865460356,5.7505394674578742E-6,1.7501641857480487E-6,0.39159151423814637,2.1650939060075601E-3,2.7599960180078698E-6,0.35828361116813628,1.9809358348116843E-3,2.5252368965793269E-6,49.34053079400644,6.2787723274219243,0.12419982081035413,55.74350294223872,21.145941768859903,3.4641502496120959,5.5199920360157397E-2,24.665291938832155,45.143735007185171,5.7447139209538847,0.11363566034606971,51.002084588485125,19.347315003079359,3.1694973356986949,5.0504737931586538E-2,22.567317076709639]
["Statewide",2023,11,16,0.34420871514687901,6.7897087893466694E-6,2.0664331098011601E-6,0.31493108756020816,6.2121912640521324E-6,1.8906669064506492E-6,0.42302837804929466,2.3389070755649418E-3,2.9815677727131022E-6,0.38704652527768291,2.139964842829785E-3,2.7279622507359361E-6,53.301575634211126,6.7828305191383311,0.13417054977208959,60.218576703121542,22.843532414661912,3.742251320903907,5.9631355454262042E-2,26.64541509102008,48.767862184988047,6.2058980442063767,0.12275830128311713,55.096518530477546,20.900512364994878,3.4239437485276558,5.4559245014718726E-2,24.379015358537252]
["Statewide",2023,11,17,0.35519528270654954,7.0064249590485748E-6,2.1323902049278273E-6,0.32498316212387607,6.4104740384641071E-6,1.951013837793424E-6,0.43653073766593953,2.413561084806168E-3,3.0767344385387217E-6,0.39940040422256806,2.2082689481196143E-3,2.8150342516733683E-6,55.002872945908379,6.9993271459378876,0.13845304973424247,62.140653141580515,23.572659833960735,3.861697735689869,6.1534688770774434E-2,27.495892258421378,50.324450932043575,6.4039799495468817,0.12667654132530157,56.855107422915758,21.567621828018677,3.533230316991383,5.6300685033467364E-2,25.157152830043525]
["Statewide",2023,11,18,0.35874534658207641,7.0764519480169437E-6,2.1537027667877655E-6,0.32823126546359194,6.474544687532259E-6,1.9705136005532961E-6,0.44089372354383832,2.4376838601799238E-3,3.1074854206509185E-6,0.40339228422755335,2.2303398938833953E-3,2.8431696236554699E-6,55.552609166523631,7.0692831945217787,0.13983684392929133,62.761729204974699,23.808261071367269,3.9002941762878782,6.2149708413018367E-2,27.770704956068165,50.827427812671722,6.4679856922618466,0.12794263306449613,57.42335613799807,21.783183348287881,3.5685438302134322,5.6863392473109398E-2,25.408590570974422]
["Statewide",2023,11,19,0.35636229908924805,7.029445007763897E-6,2.1393963067107514E-6,0.32605091468919678,6.4315360530459054E-6,1.957424016144406E-6,0.43796498678807239,2.421490991152755E-3,3.0868432425397982E-6,0.40071265930499056,2.2155243542731611E-3,2.8242832232940712E-6,55.183588335297124,7.0223238743429892,0.13890794591429093,62.344820155554402,23.65010928655591,3.8743855858444078,6.1736864850795964E-2,27.586231737251115,50.489795072428812,6.4250206273921675,0.1270927450482332,57.041908444869208,21.638483602469492,3.5448389668370579,5.6485664465881422E-2,25.239808233772433]
["Statewide",2023,11,20,0.33910884248917272,6.689110958191228E-6,2.0358163785799393E-6,0.3102649987256339,6.1201500606257108E-6,1.8626543662773904E-6,0.4167606957864361,2.3042533096412653E-3,2.937392203379626E-6,0.38131195812507152,2.1082586491451092E-3,2.6875441570573773E-6,52.511847669090947,6.6823345979596693,0.13218264915208316,59.326364916202699,22.505077572467549,3.6868052954260246,5.8747844067592522E-2,26.250630711961168,48.045306723759012,6.1139500825208168,0.12093948706758198,54.280196293347409,20.590845738753863,3.3732138386321746,5.3750883141147544E-2,24.017810460527187]
["Statewide",2023,11,21,0.32931171878375498,6.4958572315835027E-6,1.9770000270036749E-6,0.30130119656800258,5.9433340660926748E-6,1.8088408027238576E-6,0.40472014838518083,2.2376816019928736E-3,2.8525286103910158E-6,0.37029555290046973,2.0473493828544465E-3,2.6098988725015654E-6,50.994738696532785,6.4892766457793334,0.12836378746759572,57.612379129779718,21.854888012799766,3.5802905631885977,5.7050572207820317E-2,25.492229148196184,46.657239665459187,5.9373132102778943,0.11744544926257044,52.711998324999648,19.995959856625365,3.2757590125671143,5.219797745003131E-2,23.323916846642511]
["Statewide",2023,11,22,0.30051484579849375,5.927822858803907E-6,1.8041200005055369E-6,0.27495372153759373,5.4236154334173717E-6,1.6506655666922436E-6,0.36932913724634781,2.0420061091436241E-3,2.6030874293008459E-6,0.3379148224385693,1.8683176121289495E-3,2.3816746033702367E-6,46.535471293039826,5.92181771651651,0.11713893431853807,52.574427943874873,19.943773411302782,3.2672097746297988,5.206174858601692E-2,23.263044934518597,42.577267627259729,5.4181210751739535,0.10717535715166066,48.102564059585347,18.24740041168274,2.9893081794063194,4.7633492067404734E-2,21.284342083156464]
["Statewide",2023,11,23,0.27983373044996684,5.519876329630563E-6,1.6799623611919107E-6,0.25603169585358265,5.0503679285012009E-6,1.5370684999786265E-6,0.34391229479828683,1.9014773982462155E-3,2.4239456925768993E-6,0.31465988006705309,1.7397419607615226E-3,2.2177702642548751E-6,43.332949144584141,5.5142844549140246,0.10907755616596046,48.956311155664125,18.571263919107491,3.0423638371939448,4.8478913851537984E-2,21.662106670152976,39.647144888448686,5.0452516862084158,9.9799661891469382E-2,44.79219623654857,16.991633523620866,2.783587137218436,4.4355405285097502E-2,19.819576066124402]
["Statewide",2023,11,24,0.26535158309433082,5.2342078998024085E-6,1.5930197955920374E-6,0.24278136773515763,4.7889978198187175E-6,1.457521075597001E-6,0.32611390958334135,1.8030708343536733E-3,2.2984999907827964E-6,0.29837538590435753,1.6497056402792914E-3,2.1029946947899586E-6,41.090352607501011,5.2289054196256526,0.10343249958522584,46.422690526711889,17.610151117500433,2.8849133349658773,4.5969999815655929E-2,20.541034452281966,37.595298623949049,4.7841463568099449,9.4634761265548137E-2,42.474079742024536,16.112270838835308,2.6395290244468663,4.2059893895799172E-2,18.793859757177973]
["Statewide",2023,12,1,0.27931177714902133,5.5095805098005919E-6,1.6768288508088758E-6,0.25555413873928279,5.0409478482019752E-6,1.5342015190179926E-6,0.34327082045844559,1.8979307121369604E-3,2.4194244847385204E-6,0.31407296810754048,1.7364969478827937E-3,2.2136336202973889E-6,43.252123377764143,5.5039990651971848,0.10887410181323341,48.864996544774563,18.53662430475606,3.0366891394191367,4.8388489694770408E-2,21.621701933869968,39.573193981550098,5.0358411488601016,9.9613512913382496E-2,44.708648643323578,16.959940277807185,2.7783951166124696,4.4272672405947774E-2,19.782608066825603]
["Statewide",2023,12,2,0.28019263581070891,5.5269559379470874E-6,1.682117024592592E-6,0.2563600735227578,5.0568453610835582E-6,1.5390398925036918E-6,0.34435338517731207,1.9039161694067296E-3,2.4270545640550253E-6,0.3150634522796843,1.7419732954723928E-3,2.2206147020410406E-6,43.388526532341324,5.5213568912795159,0.10921745538247614,49.019100879003318,18.59508279957485,3.0462658710507675,4.8541091281100505E-2,21.68988976190672,39.697994987240222,5.0517225568699393,9.9927661591846823E-2,44.849645205702011,17.013426423102953,2.7871572727558287,4.441229404082081E-2,19.844995989899601]
["Statewide",2023,12,3,0.28324695734624339,5.5872041329018841E-6,1.7004534317527476E-6,0.25915460126309692,5.1119689786031123E-6,1.5558166456618168E-6,0.34810710967166958,1.9246703628252883E-3,2.4535113801003925E-6,0.31849789331905476,1.7609621833683678E-3,2.2448211601691925E-6,43.861495818630367,5.5815440521933359,0.11040801210451766,49.553447882928218,18.797783922270156,3.0794725805204615,4.9070227602007854E-2,21.926326730392628,40.130734558200899,5.1067903317682664,0.10101695220761366,45.338541842176781,17.198886239228958,2.8175394933893885,4.4896423203383849E-2,20.061322155821731]
["Statewide",2023,12,4,0.28226965309854612,5.5679262618066557E-6,1.6945862535933301E-6,0.2582604243406062,5.0943308403378574E-6,1.5504485166245655E-6,0.34690601448560598,1.9180295553171362E-3,2.4450458801846615E-6,0.31739896061757178,1.7548862281737761E-3,2.2370757168440155E-6,43.710157825186357,5.5622857104196948,0.11002706460830977,49.382470600214361,18.732924782222725,3.0688472885074178,4.8900917603693229E-2,21.850672988333834,39.992269037814047,5.0891700617039506,0.10066840725798069,45.182107506775978,17.139543873348877,2.8078179650780419,4.4741514336880311E-2,19.992103352763799]
["Statewide",2023,12,5,0.27187096150832818,5.3628062733203664E-6,1.6321584310105465E-6,0.24874622232421306,4.9066579017640648E-6,1.4933306657542809E-6,0.33412614737687329,1.8473701784137942E-3,2.354971450458074E-6,0.30570612057512631,1.6902369806815953E-3,2.1546628177311762E-6,42.099894569486032,5.3573735174000037,0.10597371527061333,47.563241802156654,18.042811958351159,2.9557922854620706,4.7099429009161482E-2,21.045703672822391,38.518971192465912,4.9016872439766264,9.6959826797902923E-2,43.517618263240436,16.50813051105682,2.7043791690905525,4.3093256354623521E-2,19.255602936501994]
["Statewide",2023,12,6,0.29288205851424154,5.7772618746376974E-6,1.7582970922810383E-6,0.2679701621599076,5.2858608316276798E-6,1.6087402531040764E-6,0.3599485333198183,1.9901411231632382E-3,2.5369715188626406E-6,0.32933211181402022,1.8208641464776568E-3,2.3211823651930242E-6,45.353515198297103,5.7714092571733913,0.11416371834881883,51.239088173819312,19.43722079927019,3.1842257970611811,5.0739430377252814E-2,22.672186026708623,41.495846088566552,5.2805060247852049,0.10445320643368609,46.880805319785445,17.783934037957092,2.9133826343642508,4.6423647303860484E-2,20.743740319625203]
["Statewide",2023,12,7,0.30959769890447253,6.1069871996594058E-6,1.8586482781572107E-6,0.28326400736401419,5.5875404540071404E-6,1.7005557903499993E-6,0.38049185465704038,2.1037243296913688E-3,2.6817639441982607E-6,0.3481280639387927,1.9247862181347207E-3,2.4536590689335701E-6,47.941973686787087,6.1008005561049696,0.12067937748892173,54.163453620380977,20.546560151480179,3.3659589275061901,5.3635278883965215E-2,23.966154357870337,43.864136056287883,5.5818800325906901,0.11041465810201066,49.556430746980581,18.798915452694807,3.0796579490155533,4.90731813786714E-2,21.927646583089032]
["Statewide",2023,12,8,0.31366836195699305,6.1872832976079239E-6,1.8830862210111075E-6,0.28698842887284909,5.6610067444901614E-6,1.7229150961491796E-6,0.38549465067270239,2.1313845898672861E-3,2.7170244046017403E-6,0.35270533325453923,1.95009375811285E-3,2.4859203530152447E-6,48.572325984760504,6.1810153106151295,0.12226609820707832,54.875607393582712,20.816711136325928,3.4102153437876579,5.4340488092034803E-2,24.281266968205621,44.44087199007194,5.655271898527265,0.11186641588568601,50.208010304484894,19.046087995745118,3.1201500129805599,4.9718407060304892E-2,22.215956415785982]
["Statewide",2023,12,9,0.29777560652123602,5.873789837039818E-6,1.7876751677947273E-6,0.27244747585957163,5.3741783402831444E-6,1.6356194948687833E-6,0.36596264506426346,2.0233929077768035E-3,2.5793598849609635E-6,0.33483467659242377,1.8512876082636242E-3,2.3599652711678156E-6,46.111293278097193,5.8678394325527305,0.11607119482324336,52.095203905473163,19.761982833470228,3.2374286524428855,5.1587197699219267E-2,23.050998683612335,42.189169250645392,5.36873406396451,0.1061984372025517,47.664101751812453,18.081072535990884,2.9620601732217988,4.7199305423356312E-2,21.09033201463604]
["Statewide",2023,12,10,0.28150957467614318,5.5529332912103712E-6,1.6900231755857652E-6,0.25756499649794901,5.0806131384672608E-6,1.5462735638813404E-6,0.34597188723062877,1.9128648028808597E-3,2.4384620104880321E-6,0.31654428814885155,1.7501607780902658E-3,2.2310518564573622E-6,43.592457791059225,5.5473079283544928,0.10973079047196145,49.249496509885681,18.682481910453955,3.0605836846093757,4.8769240209760645E-2,21.791834835273093,39.884580306755296,5.0754662564617705,0.10039733354058129,45.060443896757654,17.093391560037983,2.8002572449444254,4.4621037129147244E-2,19.938269842111556]
["Statewide",2023,12,11,0.28610264859429568,5.6435342347073756E-6,1.7175973757805057E-6,0.26176739376633584,5.1635077672604835E-6,1.5715023639488428E-6,0.35161671992763782,1.9440748583298495E-3,2.4782476421975866E-6,0.32170898393409886,1.7787161756523831E-3,2.2674534108404732E-6,44.303706710882366,5.637817089156564,0.1115211438988914,50.05304494393782,18.987302876092443,3.1105197733277592,4.956495284395173E-2,22.147387602264153,40.535331975696458,5.158276909391911,0.10203540348782129,45.795644288576185,17.372285132441338,2.845945881043813,4.5349068216809466E-2,20.26358008170196]
["Statewide",2023,12,12,0.29267108039525175,5.7731002136284642E-6,1.7570304997999676E-6,0.26777712937037901,5.2820531522458972E-6,1.6075813941617951E-6,0.3596892437447648,1.9887075214164488E-3,2.5351440068542385E-6,0.32909487683340743,1.8195524837062718E-3,2.3195102972905894E-6,45.320844711840365,5.7672518121077019,0.11408148030844073,51.20217800425651,19.4232191622173,3.181932034266318,5.0702880137084773E-2,22.655854076620702,41.465954481009334,5.2767022027481882,0.10437796337807652,46.847034647135601,17.771123349004,2.9112839739300349,4.6390205945811787E-2,20.728797528879848]
["Statewide",2023,12,13,0.29486067864432514,5.8162912597079563E-6,1.7701756007806825E-6,0.26978048526334747,5.3215704640282939E-6,1.6196084020955679E-6,0.36238023370267403,2.0035858978550499E-3,2.5541105096978418E-6,0.33155697717184984,1.8331653385433122E-3,2.3368635515950335E-6,45.659909446536929,5.8103991037796447,0.11493497293640288,51.585243523252977,19.568532619944399,3.20573743656808,5.1082210193956833E-2,22.825352266706435,41.77617912365308,5.3161794817756052,0.1051588598217765,47.197517465250463,17.904076767279893,2.9330645416692995,4.6737271031900667E-2,20.883878579981094]
["Statewide",2023,12,14,0.30297922299240421,5.9764340727489677E-6,1.8189147177931642E-6,0.2772084842896223,5.4680918856443501E-6,1.6642018782395849E-6,0.37235782722822919,2.058751615582177E-3,2.6244340928158505E-6,0.34068589878818933,1.8836387830417473E-3,2.4012055671742579E-6,46.91708623075688,5.9703796851883135,0.11809953417671328,53.005565450121907,20.107322670324375,3.2940025849314831,5.2488681856317013E-2,23.453813937112177,42.92642324731186,5.4625524708210671,0.10805425052284161,48.497029968655767,18.397038534562224,3.0138220528667956,4.8024111343485158E-2,21.458884698772504]
["Statewide",2023,12,15,0.30696231440609678,6.0550027713037956E-6,1.8428269303968074E-6,0.2808527828084168,5.5399777054833494E-6,1.6860801712340629E-6,0.37725299875123214,2.0858168242191295E-3,2.6589359995725357E-6,0.34516469791120175,1.9084018852410689E-3,2.4327728184948622E-6,47.533877842655251,6.0488687902354759,0.11965211998076411,53.702398752871488,20.371661932566536,3.337306918750607,5.3178719991450712E-2,23.762147571308592,43.490751936811421,5.5343654671991001,0.10947477683226879,49.134592180842795,18.638893687204895,3.0534430163857103,4.8655456369897244E-2,21.740992159960502]
["Statewide",2023,12,16,0.32778096562973413,6.4656622722846345E-6,1.9678102567822802E-6,0.29990064587196252,5.9157074228603237E-6,1.8004326939140117E-6,0.40283887113842964,2.2272800949265726E-3,2.8392690847858612E-6,0.3685742929112541,2.0378326048401019E-3,2.5977671726473592E-6,50.757697763442138,6.45911227528706,0.12776710881536377,57.344577147544562,21.753299041475202,3.563648151882516,5.6785381695717223E-2,25.373732575053438,46.440360906818015,5.9097145540362952,0.11689952276913117,52.466974983623444,19.90301181720772,3.260532167744163,5.1955343452947181E-2,23.215499328404828]
["Statewide",2023,12,17,0.33318446431874388,6.572249296167331E-6,2.0002497857900577E-6,0.30484453498306147,6.0132283916041281E-6,1.8301129887490824E-6,0.40947970614816465,2.2639970075449467E-3,2.8860746909256538E-6,0.37465027326820505,2.0714264585512828E-3,2.6405915980522471E-6,51.594442974668745,6.565591321880345,0.12987336109165443,58.289907657640747,22.111904132000891,3.6223952120719147,5.7721493818513075E-2,25.792020837891318,47.205934431793835,6.0071367297987202,0.11882662191235112,53.3318977835049,20.231114756483073,3.3142823336820526,5.2811831961044942E-2,23.598208922126169]
["Statewide",2023,12,18,0.37596115783915124,7.4160434222131025E-6,2.2570566937170315E-6,0.34398273811328439,6.7852512663855407E-6,2.065076472378208E-6,0.46205174887092942,2.5546657406171486E-3,3.2566103723631449E-6,0.42275065498828174,2.3373715558075063E-3,2.9796103387171284E-6,58.218520357737106,7.408530647789731,0.1465474667563415,65.773598472283183,24.95079443903019,4.0874651849874377,6.5132207447262891E-2,29.10339183146489,53.2665825285235,6.778377511841768,0.13408246524227077,60.179042505607541,22.828535369367213,3.7397944892920103,5.9592206774342571E-2,26.627922065433566]
["Statewide",2023,12,19,0.36528027358361903,7.2053570260919702E-6,2.1929347470714694E-6,0.33421034611192524,6.592485386427341E-6,2.0064085958691908E-6,0.44892507036477364,2.4820888572924644E-3,3.1640915636316908E-6,0.41074050255436434,2.2709679007245141E-3,2.8949609740398321E-6,56.56455886596148,7.1980576861481467,0.1423841203634261,63.905000672473051,24.241953799697775,3.9713421716679429,6.3281831272633815E-2,28.27657780263835,51.753303321849906,6.5858069121010905,0.13027324383179245,58.469383477782792,22.179987137935676,3.6335486411592224,5.789921948079664E-2,25.871434998575694]
["Statewide",2023,12,20,0.34354750077221113,6.7766659672048504E-6,2.0624635552362589E-6,0.31432611460931781,6.2002578353467484E-6,1.8870349933664018E-6,0.42221575352193697,2.3344141068766971E-3,2.9758402725551728E-6,0.38630302078486484,2.1358540360631433E-3,2.7227219190000938E-6,53.19918494376406,6.7698009099424219,0.13391281226498278,60.102898665971466,22.799650690184595,3.7350625710027154,5.9516805451103459E-2,26.594230066638413,48.674180618892969,6.1939767045831156,0.12252248635500422,54.990679809831086,20.860363122382701,3.4173664577010294,5.4454438380001878E-2,24.332184018463732]
["Statewide",2023,12,21,0.32091831834237228,6.3302927288804129E-6,1.9266108305288213E-6,0.29362172009627802,5.7918521116761525E-6,1.7627375992057856E-6,0.39440476002111446,2.1806482300399791E-3,2.779824198334442E-6,0.36085756852312723,1.9951671426439201E-3,2.5433785359969191E-6,49.694999762660423,6.3238798671159397,0.12509208892504989,56.143971718701415,21.29785704114018,3.4890371680639665,5.5596483966688842E-2,24.842490693170834,45.468053633914032,5.7859847136673679,0.11445203411986135,51.368490381701264,19.48630870024887,3.1922674282302719,5.0867570719938381E-2,22.729443699199081]
["Statewide",2023,12,22,0.31869316917871482,6.2864004211924876E-6,1.9132523021020615E-6,0.29158583717043374,5.751693186037715E-6,1.7505153174897394E-6,0.39167007841603629,2.1655282842220902E-3,2.7605497501758313E-6,0.35835549285182805,1.9813332657816008E-3,2.5257435295209092E-6,49.35042988042057,6.2800320242440613,0.1242247387579124,55.754686643422538,21.150184234465961,3.4648452547553443,5.5210995003516623E-2,24.670240484224824,45.152792099330334,5.745866470766642,0.11365845882844092,51.012317028925416,19.351196613998713,3.1701332252505612,5.0514870590418183E-2,22.571844709839695]
["Statewide",2023,12,23,0.30614538294125559,6.0388883427520392E-6,1.837922539098447E-6,0.28010533771663637,5.5252339343761882E-6,1.6815929365492749E-6,0.37624899978972492,2.0802657538967137E-3,2.6518596635563303E-6,0.344246096867873,1.903322976611415E-3,2.426298379878239E-6,47.407373973505344,6.03277068630047,0.11933368486003486,53.559478344665848,20.317445988645147,3.3284252062347419,5.3037193271126604E-2,23.698908388151015,43.375008205351996,5.5196366321731034,0.10918342709452075,49.003828264619621,18.589289230865141,3.0453167625782642,4.8525967597564779E-2,21.683131961040971]
["Statewide",2023,12,24,0.29425281721604207,5.804300854175786E-6,1.7665263469230656E-6,0.26922432717591094,5.3105999357169387E-6,1.6162695456529816E-6,0.36163317930582184,1.9994554638102071E-3,2.5488451577032799E-6,0.33087346556010322,1.8293862300297961E-3,2.3320460587278731E-6,45.56578059253355,5.7984208450496002,0.1146980320966476,51.478899469679796,19.528191682514379,3.1991287420963315,5.0976903154065598E-2,22.778297327764776,41.690056660573006,5.3052200670864087,0.10494207264275429,47.100218800302173,17.867167140245574,2.9270179680476738,4.6640921174557461E-2,20.840826029467806]
["Statewide",2024,1,1,0.26768066754498099,5.2801503889661765E-6,1.6070022922940539E-6,0.21941452676274067,4.3280738555257591E-6,1.3172398690730572E-6,0.32897632640819702,1.818897023120827E-3,2.3186747360242774E-6,0.26965781891167012,1.4909273546665474E-3,1.9005889539482679E-6,42.108969780249218,5.2748013670503981,0.10434036312109249,47.488111510420708,18.093697952450835,3.092124939305406,4.6373494720485547E-2,21.232196386476726,34.516200820693776,4.3236893285329874,8.5526502927672055E-2,38.925416652154432,14.831180040141856,2.5345765029331306,3.8011779078965358E-2,17.403768322153951]
["Statewide",2024,1,2,0.26173988797171582,5.1629652001281844E-6,1.5713372348216216E-6,0.21454494334969612,4.2320186080986362E-6,1.2880056633343678E-6,0.32167517964276909,1.778529273070244E-3,2.2672151530997677E-6,0.26367315936544983,1.4578384100854566E-3,1.8584081713824447E-6,41.174422994274444,5.1577348919037078,0.10202468188948954,46.434182568067641,17.692134880352299,3.0234997642194146,4.5344303061995356E-2,20.76097894763371,33.750164398777578,4.2277313892478245,8.3628367712210008E-2,38.061524155737608,14.502023765099741,2.4783252971452763,3.7168163427648893E-2,17.017517225672666]
["Statewide",2024,1,3,0.27309532133292597,5.3869574533939076E-6,1.6395087901633633E-6,0.22385285138798239,4.4156222829533397E-6,1.3438850426379731E-6,0.33563087090058569,1.8556897349234754E-3,2.3655769686642811E-6,0.27511246658574506,1.5210858846886658E-3,1.9390341329490751E-6,42.960751475274968,5.3815002312780784,0.10645096358989264,48.448702670142936,18.459697899532213,3.1546725493699079,4.7311539373285624E-2,21.661681988275408,35.214395722975368,4.4111490655971304,8.7256535982708383E-2,39.712801324555208,15.131185662215978,2.5858460039707318,3.8780682658981505E-2,17.755812348845691]
["Statewide",2024,1,4,0.26392170335060222,5.2060027247545886E-6,1.5844356118818315E-6,0.21633335038421453,4.2672959338224133E-6,1.2987422407285606E-6,0.32435660454666637,1.7933547647056786E-3,2.2861142400009279E-6,0.2658710901377182,1.4699906818989121E-3,1.8738995187654943E-6,41.517645381973296,5.2007288176464677,0.10287514080004176,46.821249340419804,17.839613250066652,3.0487030999996536,4.572228480001856E-2,20.934038634866322,34.03149953762793,4.2629729775068448,8.4325478344447244E-2,38.378797993479218,14.622909957574501,2.4989841592281508,3.7477990375309883E-2,17.159372107177962]
["Statewide",2024,1,5,0.25863806111606802,5.1017799362517696E-6,1.552715632772278E-6,0.21200241430613881,4.1818658053526521E-6,1.2727417668464593E-6,0.31786307168038203,1.7574522797792513E-3,2.2403468415714291E-6,0.2605484216987109,1.4405618598177853E-3,1.8363845493070338E-6,40.686473175088899,5.0966116113598288,0.10081560787071431,45.88390039431944,17.482468942421011,2.9876688756247272,4.4806936831428584E-2,20.514944754877167,33.350197977434995,4.1776293934715776,8.2637304718816529E-2,37.610464675625387,14.330163193429099,2.4489551616902347,3.6727690986140676E-2,16.815846046105474]
["Statewide",2024,1,6,0.27289557218578592,5.3830172901141299E-6,1.6383096100347353E-6,0.22368911948685946,4.4123925799294744E-6,1.3429020895437532E-6,0.33538538159711079,1.8543324343293153E-3,2.3638467230501176E-6,0.2749112420451712,1.5199733222078795E-3,1.9376158720559862E-6,42.929328844430181,5.3775640595550147,0.10637310253725529,48.413266006522448,18.446195987841094,3.1523651383598361,4.7276934461002354E-2,21.645838060661934,35.188638981781914,4.4079226344028504,8.7192714242519384E-2,39.683754330427284,15.120118312484417,2.5839546477533952,3.8752317441119725E-2,17.742825277678932]
["Statewide",2024,1,7,0.28026556255173035,5.5283944585675793E-6,1.6825548352162199E-6,0.22973020927948679,4.5315564437634609E-6,1.3791693524497491E-6,0.34444301126640614,1.9044117084883014E-3,2.4276862622405455E-6,0.28233566886578437,1.5610226827799088E-3,1.9899443513917805E-6,44.088705442099986,5.5227939546160743,0.10924588180082455,49.720745278516887,18.944365619652338,3.2374999044301123,4.8553725244810907E-2,22.230419249327262,36.1389656148204,4.5269657800617358,8.9547495812630121E-2,40.755478890694768,15.52846178761814,2.653738560725845,3.9798887027835614E-2,18.221999235371818]
["Statewide",2024,1,8,0.29348300837323443,5.7891159456126851E-6,1.7619048530125566E-6,0.24056438586211262,4.7452666164910717E-6,1.4442115789320655E-6,0.36068709348099909,1.9942245929169267E-3,2.5421770022038311E-6,0.29565074180137851,1.6346411914112506E-3,2.0837909924591226E-6,46.167947965567883,5.7832513194590875,0.1143979650991724,52.065597250126146,19.837790141454949,3.3901818079587756,5.0843540044076624E-2,23.278815489457802,37.84329495057645,4.7404594550926271,9.3770594660660511E-2,42.677525000329737,16.260790799075817,2.778890025399126,4.1675819849182449E-2,19.081356644324124]
["Statewide",2024,1,9,0.29690551623929801,5.8566268211868383E-6,1.782451641230777E-6,0.24336977315683725,4.8006044447746623E-6,1.4610535266705495E-6,0.36489331455481477,2.0174806219244923E-3,2.5718230823472634E-6,0.29909852910269963,1.6537038702586805E-3,2.108091517053221E-6,46.706344263016291,5.8506938035810272,0.11573203870562686,52.672770105302945,20.069132300514813,3.4297170572716369,5.1436461646945264E-2,23.550285819433395,38.284611725145552,4.7957412237501735,9.4864118267394951E-2,43.175217067163118,16.450419100648478,2.8112965794397571,4.2161830341064417E-2,19.303877510429302]
["Statewide",2024,1,10,0.26856689536033496,5.2976317266618385E-6,1.6123226994188204E-6,0.22014095672308584,4.3424030914502349E-6,1.3216009408761586E-6,0.33006548975245281,1.8249189639279022E-3,2.3263513234471546E-6,0.27055059261079073,1.4958634649374005E-3,1.9068813575498855E-6,42.24838268831396,5.2922649953909167,0.10468580955512195,47.645333493259997,18.153601936384906,3.1023622386774337,4.6527026468943092E-2,21.302491201531282,34.630475854181213,4.338004048318461,8.5809661089744846E-2,39.054289563589421,14.88028259359349,2.5429678903935806,3.8137627150997708E-2,17.461388111138071]
["Statewide",2024,1,11,0.26751492719349534,5.2768810681392732E-6,1.6060072816076049E-6,0.21927867145006441,4.3253940337491261E-6,1.3164242711410385E-6,0.32877263350624253,1.8177708131681505E-3,2.3172390777481154E-6,0.26949085436358688,1.4900042143214925E-3,1.8994121626463552E-6,42.082897088799044,5.2715353581876361,0.10427575849866519,47.458708205485344,18.082494842843339,3.0902103823858558,4.6344781554962307E-2,21.219050006784155,34.494829358539121,4.3210122215323281,8.5473547319085991E-2,38.901315127390532,14.821996989997279,2.5330071643465373,3.7988243252927108E-2,17.392992397596743]
["Statewide",2024,1,12,0.27173286309192807,5.3600822050723369E-6,1.6313293667611461E-6,0.22273606124798351,4.3935929748744598E-6,1.3371804706139661E-6,0.33395642608124604,1.8464317961212229E-3,2.3537752291839392E-6,0.27373994491283049,1.5134972669534933E-3,1.9293603933144363E-6,42.746422538399493,5.3546522087515465,0.10591988531327726,48.206994632464315,18.367603434468531,3.138934053406079,4.7075504583678783E-2,21.553612992458287,35.038712948842303,4.3891420741651306,8.6821217699149633E-2,39.514676240706578,15.055696970205677,2.5729453538209386,3.8587207866288727E-2,17.667229531892904]
["Statewide",2024,1,13,0.29527736230783713,5.8245105772557917E-6,1.7726771322082846E-6,0.24203519555119693,4.7742791575278979E-6,1.4530414827258821E-6,0.36289233292206741,2.0064172740694628E-3,2.5577198621862388E-6,0.29745834924945558,1.6446353810910233E-3,2.0965312822187724E-6,46.450218614024628,5.8186100948014419,0.11509739379838074,52.38392610262445,19.959078310713707,3.4109093659180867,5.1154397243724774E-2,23.421142073875519,38.074668703930314,4.7694426051639676,9.4343907699844756E-2,42.938455216794125,16.360209208720057,2.7958801478547395,4.1930625644375448E-2,19.198019982219172]
["Statewide",2024,1,14,0.32147771738479725,6.3413271868356225E-6,1.9299691438195375E-6,0.26351130199904477,5.1979073293122033E-6,1.5819717958776273E-6,0.39509225472762816,2.184449360926028E-3,2.7846697646539037E-6,0.32385222621323423,1.7905660769626343E-3,2.282559305480576E-6,50.571808605136404,6.3349031466854813,0.12531013940942567,57.032021891231317,21.73007401001955,3.7135639135742475,5.5693395293078075E-2,25.499331318886878,41.453084955293981,5.1926416231916397,0.10271516874662592,46.748441747232249,17.811872441727882,3.0439623308364783,4.5651186109611518E-2,20.901485958673973]
["Statewide",2024,1,15,0.31827267275334858,6.2781058947916095E-6,1.9107278810235335E-6,0.26088416662347791,5.1460856195025652E-6,1.5661999711529548E-6,0.39115329335810334,2.1626710001927795E-3,2.7569073711910978E-6,0.32062350838031201,1.772714624492123E-3,2.2598028155206916E-6,50.067621549837227,6.2717459005590603,0.1240608317035994,56.463428282099891,21.513431134695683,3.6765407003277253,5.5138147423821955E-2,25.245109982447229,41.039809072679937,5.1408724110271571,0.10169112669843113,46.282372610405524,17.634292960917161,3.0136148616366092,4.5196056310413832E-2,20.693103878864182]
["Statewide",2024,1,16,0.31421803876330928,6.198125979036117E-6,1.8863861675327314E-6,0.25756063337664337,5.0805270734672354E-6,1.5462473701856804E-6,0.38617019686777204,2.1351196579088329E-3,2.721785756011512E-6,0.31653892592515431,1.7501311305687353E-3,2.2310140626964816E-6,49.429785199074821,6.1918470079356149,0.12248035902051804,55.744112566030957,21.239360827727463,3.6297034184450161,5.4435715120230238E-2,24.923499961292709,40.516982518419752,5.0753802786493321,0.10039563282134167,45.692758429890425,17.409640925883487,2.97522292196685,4.4620281253929632E-2,20.429484129104267]
["Statewide",2024,1,17,0.32493003514929347,6.4094260792742272E-6,1.9506948936921562E-6,0.2663411240981855,5.253727147734362E-6,1.5989604362669798E-6,0.3993351118086943,2.2079079489604222E-3,2.8145740608986821E-6,0.32733004359579743,1.8097947909347543E-3,2.3070714866137847E-6,51.11489431151287,6.4029330519852241,0.1266558327404407,57.644483196238532,21.963431149478186,3.753443513232718,5.6291481217973643E-2,25.773166143928876,41.898245580262071,5.2484048937107879,0.10381821689762032,47.250468690870477,18.003152397768858,3.0766511445890825,4.6141429732275696E-2,21.125944972090217]
["Statewide",2024,1,18,0.34384467528507595,6.7825279001344308E-6,2.0642476217800444E-6,0.28184522027495879,5.5595540877564759E-6,1.6920382006215364E-6,0.42258097743011475,2.336433415337613E-3,2.9784144257112064E-6,0.34638439164152307,1.9151455233606333E-3,2.4413694037539306E-6,54.090365111054687,6.775656904479078,0.1340286491570043,61.000050664690768,23.241953758656312,3.9719368060739422,5.9568288514224126E-2,27.273458853244477,44.337202130114953,5.5539220177458368,0.10986162316892688,50.000985771029718,19.051141540283769,3.2557473897130764,4.8827388075078609E-2,22.355716318071924]
["Statewide",2024,1,19,0.29577405651807509,5.8343081474405886E-6,1.775659001394962E-6,0.24244232964154674,4.7823101044215905E-6,1.4554856839543973E-6,0.36350276414271149,2.0097923240074691E-3,2.5620222734413016E-6,0.297958712158093,1.6474018677100984E-3,2.1000579154199157E-6,46.52835381026707,5.8283977396216606,0.11529100230485857,52.472042552193585,19.992652027849132,3.4166469508126975,5.1240445468826029E-2,23.460539424130655,38.138715156235904,4.7774654163592851,9.4502606193896208E-2,43.010683178789087,16.387729168695113,2.800583175107167,4.2001158308398311E-2,19.230313502110679]
["Statewide",2024,1,20,0.28988167013701582,5.7180775412961948E-6,1.7402844690901463E-6,0.23761241352858695,4.6870373166016285E-6,1.426489618096148E-6,0.35626109202945427,1.969753406943033E-3,2.5109818768300678E-6,0.29202280324739716,1.614582463453683E-3,2.0582207346815846E-6,45.601419779770147,5.7122848801347956,0.11299418445735306,51.426698844362299,19.594360061619984,3.348580791803156,5.0219637536601358E-2,22.993160490959738,37.378918815666836,4.6822891440156811,9.2619933060671303E-2,42.153827892743188,16.061254178606845,2.7447901878712613,4.116441469363169E-2,18.847208781171737]
["Statewide",2024,1,21,0.29445567464167494,5.8083023299815801E-6,1.7677441873856985E-6,0.24136166835152545,4.7609934580489581E-6,1.4489980089714221E-6,0.36188248864624373,2.0008338852366987E-3,2.5506023275136504E-6,0.29663059240800682,1.6400587464400825E-3,2.0906971272301943E-6,46.320958546719197,5.8024182671864262,0.11477710473811427,52.238153918643739,19.903536875543406,3.4014176049023876,5.1012046550273006E-2,23.355966526996067,37.968715828224873,4.7561703646762394,9.4081370725358743E-2,42.818967563626465,16.314682582440376,2.7880998689481404,4.181394254460389E-2,19.144596393933121]
["Statewide",2024,1,22,0.28712412718261965,5.6636834692969568E-6,1.7237297515251608E-6,0.23535208973338759,4.6424511696980392E-6,1.4129199212124469E-6,0.35287210484793646,1.9510158316191212E-3,2.4870957843434458E-6,0.28924489244249091,1.5992235051094596E-3,2.0386416006065302E-6,45.167629420535867,5.6579459116954514,0.11191931029545506,50.937494642526772,19.407965766636504,3.3167269137525062,4.9741915686868914E-2,22.774434596075881,37.023346232638836,4.6377481648174328,9.1738872027293861E-2,41.75283326948356,15.908469084337,2.718679958686081,4.0772832012130604E-2,18.667921875035212]
["Statewide",2024,1,23,0.28394453261747177,5.6009641939981558E-6,1.7046412764342215E-6,0.23274581546185444,4.5910409567947266E-6,1.3972733346766561E-6,0.34896442130431993,1.929410404741191E-3,2.4595538417122335E-6,0.28604181265594975,1.5815138043775924E-3,2.0160658114620321E-6,44.667445926952951,5.5952901737494543,0.1106799228770505,50.373416023579452,19.193043171737596,3.2799976880600248,4.9191076834244667E-2,22.522231936631865,36.613352019961567,4.586390032695018,9.0722961515791442E-2,41.290465014172383,15.732299696077236,2.6885734674419073,4.0321316229240643E-2,18.461194479748386]
["Statewide",2024,1,24,0.28742733106885271,5.6696643349773681E-6,1.7255500149931122E-6,0.2356006222023948,4.6473536111964669E-6,1.4144119686250116E-6,0.35324473878358997,1.953076109827204E-3,2.4897221644900615E-6,0.28955033586280593,1.6009122896308524E-3,2.0407944118732306E-6,45.215326564299517,5.6639207184988916,0.11203749740205277,50.991284780200459,19.428460633097448,3.3202293867062469,4.9794443289801232E-2,22.798484463093498,37.062442990439159,4.642645639929472,9.1835748534295381E-2,41.796924378902922,15.925268472454325,2.721550892372449,4.0815888237464612E-2,18.68763525306424]
["Statewide",2024,2,1,0.22948661682204374,4.5267514467470033E-6,1.3777069620534357E-6,0.18810733658951997,3.7105220768087127E-6,1.1292893277243909E-6,0.28203629666036761,1.559367465764196E-3,1.9878343309628144E-6,0.2311816580898646,1.2781941919371928E-3,1.6294031728594781E-6,36.100645972527055,4.5221656507161683,8.9452544893326644E-2,40.712264168136549,15.511996316320218,2.6509246917991329,3.9756686619256285E-2,18.202677694738608,29.591252235502669,3.7067631566178592,7.332314277867652E-2,33.371338534899202,12.714991194942552,2.1729301262932279,3.2588063457189564E-2,14.92050938469297]
["Statewide",2024,2,2,0.22094785159026809,4.3583195425181523E-6,1.3264450781576986E-6,0.18110821651988188,3.5724605316957827E-6,1.0872705966030644E-6,0.27154225671428317,1.5013463363204923E-3,1.9138707556275361E-6,0.22257982356174161,1.2306349909837256E-3,1.5687761465272784E-6,34.757408859428246,4.353904375329428,8.6124184003239124E-2,39.197437418760913,14.934824119285574,2.5522887717448368,3.8277415112550721E-2,17.52539030614296,28.490217415902926,3.5688414738528045,7.0594926593727528E-2,32.12965381634946,12.241890295895788,2.0920794846723334,3.1375522930545567E-2,14.365345303498668]
["Statewide",2024,2,3,0.22274524030690804,4.393774036928717E-6,1.3372355764565662E-6,0.18258151378220275,3.601522141501426E-6,1.0961154343699993E-6,0.27375122586603706,1.5135596388950534E-3,1.9294399031730451E-6,0.22439048820745844,1.2406460837876435E-3,1.581537983876713E-6,35.040156910852744,4.3893229527956548,8.6824795642787028E-2,39.51630465929118,15.056317422632038,2.5730513861215907,3.8588798063460904E-2,17.66795760681709,28.72198249055468,3.5978736429841662,7.1169209274452083E-2,32.3910253428133,12.341476851410214,2.109098342438994,3.1630759677534259E-2,14.482205953526742]
["Statewide",2024,2,4,0.22106003706762392,4.3605324635980702E-6,1.3271185758776736E-6,0.18120017356575088,3.5742744356880533E-6,1.0878226543398423E-6,0.27168013131895802,1.5021086395255439E-3,1.9148425166235E-6,0.22269283766699915,1.2312598414763673E-3,1.5695726869760579E-6,34.775056808826626,4.3561150546240777,8.6167913248057504E-2,39.217339776698758,14.942407222542691,2.5535846871934247,3.8296850332470003E-2,17.534288760068584,28.504683221375892,3.570653540281465,7.06307709139226E-2,32.145967532571277,12.248106071684953,2.0931417305098243,3.1391453739521159E-2,14.372639255934299]
["Statewide",2024,2,5,0.21962732021243189,4.3322713249450539E-6,1.3185173597658861E-6,0.18002579331016469,3.5511091304749463E-6,1.0807723440575925E-6,0.26991933950635927,1.4923732916321594E-3,1.9024321905193496E-6,0.22124953843350428,1.2232798974240436E-3,1.5594000964259546E-6,34.549675456813986,4.3278825457332619,8.5609448573370731E-2,38.963167451120619,14.84556367284976,2.5370345957746707,3.8048643810386994E-2,17.420646912434819,28.319940919488548,3.5475117025297265,7.0173004339167955E-2,31.937625626357441,12.168724613842736,2.0795758256208741,3.1188001928519091E-2,14.279488441392129]
["Statewide",2024,2,6,0.24203829863672005,4.7743403676196916E-6,1.4530601118842541E-6,0.19839579466421792,3.9134676477504389E-6,1.1910553710544815E-6,0.29746216290430516,1.6446564666369923E-3,2.0965581614329949E-6,0.24382604953158171,1.3481045292663796E-3,1.718522749664323E-6,38.075156851751061,4.7695037532472773,9.4345117264484774E-2,42.93900572226282,16.360418959736784,2.795915993282887,4.1931163228659897E-2,19.19826611624833,31.209734340042459,3.9095031348725007,7.7333523734894535E-2,35.196570998649854,13.410432724236994,2.2917776997528452,3.4370454993286462E-2,15.736580878983126]
["Statewide",2024,2,7,0.24627183059926083,4.8578491456114911E-6,1.4784758269252364E-6,0.2018659683626593,3.981918758440106E-6,1.2118883177861193E-6,0.30266512285483771,1.6734234252469499E-3,2.1332294074206982E-6,0.2480908513410727,1.3716844488313462E-3,1.7485817156628288E-6,38.741135725419227,4.8529279332161543,9.5995323333931418E-2,43.690058981969308,16.646581757016072,2.8448198229198147,4.2664588148413965E-2,19.534066168084301,31.755628971657305,3.9778849016109041,7.8686177204827304E-2,35.812200050473038,13.644996823758998,2.3318635630132887,3.4971634313256575E-2,16.011832021085542]
["Statewide",2024,2,8,0.23950145362080968,4.7242996854876693E-6,1.4378303390614646E-6,0.19631637423486303,3.8724499205847765E-6,1.1785717149605842E-6,0.29434441083929697,1.6274185394834263E-3,2.0745837749315417E-6,0.24127046679121675,1.3339748139475297E-3,1.7005106173002712E-6,37.676084587430012,4.7195137645019365,9.3356269871919376E-2,42.48895462180387,16.188942596161333,2.7666115171218246,4.149167549863083E-2,18.997045788781787,30.882619749275744,3.8685269604478361,7.6522977778512205E-2,34.827669687502087,13.269875673516921,2.2677571837108004,3.4010212346005424E-2,15.571643069573728]
["Statewide",2024,2,9,0.22530139424556231,4.4441955983258426E-6,1.3525812690556913E-6,0.18467676149630333,3.6428520706817974E-6,1.1086941084683733E-6,0.27689270836525798,1.5309287706754633E-3,1.9515815453517829E-6,0.22696552249073984,1.2548833459135602E-3,1.599687213647224E-6,35.442266670753021,4.4396934349588433,8.7821169540830232E-2,39.969781275252693,15.229098960089189,2.6025789101482877,3.903163090703566E-2,17.870709501144514,29.0515868788147,3.6391617031493246,7.1985924614125077E-2,32.762734506578148,12.483103736990691,2.1333016880530522,3.1993744272944477E-2,14.648399169316686]
["Statewide",2024,2,10,0.21303389616392213,4.2022123600087551E-6,1.2789341965244037E-6,0.17462124530668682,3.444501408279414E-6,1.0483265155632999E-6,0.26181610051706722,1.4475708055804073E-3,1.8453193406994965E-6,0.21460741382888696,1.1865558546868607E-3,1.5125854010270468E-6,33.512460866184604,4.1979553361831812,8.3039370331477347E-2,37.793455572699258,14.399885528438697,2.4608703694866922,3.690638681398993E-2,16.897662284739379,27.46974897009753,3.441011978591896,6.8066343046217101E-2,30.978827291735641,11.803407760588783,2.0171449529676631,3.0251708020540936E-2,13.850804421576987]
["Statewide",2024,2,11,0.20602234473773615,4.0639055994579169E-6,1.2368408346176268E-6,0.16887396347210795,3.3311330702045306E-6,1.013823108323118E-6,0.25319898800100848,1.3999271332393512E-3,1.7845846328054328E-6,0.20754407346100401,1.1475029267491519E-3,1.4628019134376414E-6,32.409470464129086,4.0597886863941186,8.0306308476244481E-2,36.549565458999453,13.925944340055466,2.3798761265068973,3.5691692656108658E-2,16.341512159218471,26.565641403008513,3.3277584875725408,6.5826086104693871E-2,29.959225976685747,11.414924040355221,1.9507549754735583,2.9256038268752827E-2,13.394935054097532]
["Statewide",2024,2,12,0.20250425807085007,3.9945093787560476E-6,1.2157202457083623E-6,0.16599023141852062,3.2742498478781936E-6,9.9651082326727647E-7,0.2488753017285833,1.3760216438210506E-3,1.7541106402363511E-6,0.20400000139171531,1.1279078932495187E-3,1.4378227592856414E-6,31.856038621258662,3.9904627670810466,7.8934978810635797E-2,35.925436367150347,13.688141595072082,2.3392367944957861,3.5082212804727023E-2,16.062460602372596,26.11200017813956,3.2709328904236039,6.4702024167853867E-2,29.447635092731019,11.220000076544343,1.9174434185241818,2.8756455185712827E-2,13.166199950254237]
["Statewide",2024,2,13,0.21492755689828696,4.2395658736368775E-6,1.2903026571938324E-6,0.17617345554917671,3.475119620609832E-6,1.0576451019247316E-6,0.26414338682268029,1.4604382789923907E-3,1.8617224053796723E-6,0.21651506157973432,1.1971031632213782E-3,1.5260307899199695E-6,33.810353513303077,4.2352710090779331,8.3777508242085255E-2,38.129402030623098,14.527886275247416,2.482745074287064,3.7234448107593444E-2,17.047865797642075,27.713927882205994,3.4715991733419966,6.8671385546398636E-2,31.254198441094388,11.908328386885389,2.035075377476343,3.0520615798399389E-2,13.973924380160131]
["Statewide",2024,2,14,0.21868274733575435,4.3136390983896655E-6,1.3128466821185938E-6,0.17925153862591747,3.5358365252110649E-6,1.0761241598468458E-6,0.26875847078227783,1.4859548946322312E-3,1.8942502127711136E-6,0.22029798872293288,1.2180188169237942E-3,1.5526934306361631E-6,34.401084260131562,4.3092691944334707,8.5241259574700107E-2,38.795594714139732,14.781715893025281,2.5261233208747931,3.7885004255422274E-2,17.345724218155496,28.198142556535409,3.532254569079003,6.9871204378627344E-2,31.800268329993042,12.116389379761308,2.0706319887704501,3.1053868612723263E-2,14.218075237144483]
["Statewide",2024,2,15,0.22507931501529801,4.4398149617082794E-6,1.3512480318242591E-6,0.18449472590270155,3.6392613171201845E-6,1.1076012704278822E-6,0.2766197756577376,1.5294197365919434E-3,1.9496578744892878E-6,0.22674180293187934,1.2536464093714445E-3,1.5981104044745157E-6,35.407331284190413,4.435317236116636,8.773460435201795E-2,39.930383124659066,15.214087661175569,2.6000135522063039,3.8993157489785754E-2,17.853094370871656,29.022950775280556,3.6355745871771892,7.1914968201353208E-2,32.7304403306591,12.470799161253364,2.1311988959314556,3.1962208089490317E-2,14.633960265274309]
["Statewide",2024,2,16,0.24178348061901239,4.7693139401691978E-6,1.4515303296167124E-6,0.19818692349216532,3.9093475474440839E-6,1.1898014274829822E-6,0.29714899462010697,1.6429249716504589E-3,2.094350904161256E-6,0.2435693493690162,1.3466852442782383E-3,1.7167134882254455E-6,38.035071311373692,4.764482417786331,9.4245790687256525E-2,42.893799519847278,16.343194704105883,2.7929724518057801,4.1887018083225119E-2,19.178054173994891,31.176876719234073,3.905387208406891,7.7252106970145049E-2,35.159516034611109,13.396314215295892,2.2893649152730049,3.4334269764508908E-2,15.720013400333405]
["Statewide",2024,2,17,0.26138660328887842,5.1559964628166409E-6,1.5692163147702821E-6,0.21425536027218728,4.2263064204633851E-6,1.2862671714453781E-6,0.32124099700940201,1.7761286945607063E-3,2.2641549684542637E-6,0.26331726524017524,1.4558706856231045E-3,1.8558997759426168E-6,41.118847617203457,5.1507732142260485,0.10188697358044187,46.371507805009948,17.668254835517111,3.0194187807532007,4.5283099369085276E-2,20.732956715639396,33.70460995074243,4.2220249883070027,8.3515489917417751E-2,38.010150428966853,14.482449588209638,2.4749801655592778,3.7117995518852337E-2,16.994547749287769]
["Statewide",2024,2,18,0.32078572954349455,6.3276773409094118E-6,1.9258148428854731E-6,0.26294408813889741,5.1867187197209602E-6,1.5785665668715968E-6,0.394241809979269,2.1797472857402293E-3,2.7786757018776109E-6,0.32315512718957118,1.7867118441890944E-3,2.2776460464861609E-6,50.462951677346432,6.3212671286466646,0.12504040658449248,56.909259212577588,21.683299548859797,3.7055703857583899,5.5573514037552216E-2,25.444443448655736,41.363856280265111,5.1814643481483733,0.10249407209187723,46.647814700505364,17.773531995426413,3.0374101351214602,4.5552920929723219E-2,20.856495051477594]
["Statewide",2024,2,19,0.31100145564379555,6.134677083882759E-6,1.8670756342251877E-6,0.25492404004536545,5.0285188002087519E-6,1.5304187652809246E-6,0.38221705483495627,2.1132628928523089E-3,2.6939234150963416E-6,0.31329858437822355,1.7322154110458237E-3,2.2081756470481908E-6,48.923783018874403,6.1284623892716956,0.12122655367933537,55.173471961825435,21.021938015922593,3.5925469178489249,5.387846830192683E-2,24.668363402073446,40.102218800412615,5.0234246920328891,9.9367904117168587E-2,45.225011396562671,17.231422140802295,2.9447661987779004,4.4163512940963816E-2,20.220351852521159]
["Statewide",2024,2,20,0.28305110426082791,5.5833408216115274E-6,1.6992776413600304E-6,0.2320134833070249,4.5765952967938014E-6,1.392876829458983E-6,0.34786640858127477,1.9233395360707885E-3,2.4518148825337578E-6,0.28514178523067468,1.5765375885433603E-3,2.0097222825051037E-6,44.52690029840317,5.577684654605287,0.1103316697140191,50.214916622722477,19.132652471970111,3.2696772113203405,4.9036297650675152E-2,22.45136598094113,36.498148509526359,4.571959006775745,9.043750271272967E-2,41.160545019014833,15.682798187687107,2.6801139005237125,4.0194445650102072E-2,18.403106533860921]
["Statewide",2024,2,21,0.27118480426306829,5.3492714391514326E-6,1.6280391336547839E-6,0.22228682421613025,4.3847315239888464E-6,1.3344835073009534E-6,0.33328286836104359,1.8427077222781217E-3,2.3490278928447593E-6,0.27318783799460944,1.5104446897636363E-3,1.9254690605342326E-6,42.66020715021358,5.3438523946065528,0.10570625517801417,48.109765799998144,18.330557759857399,3.132603127872807,4.6980557856895186E-2,21.510141445587099,34.968043263310008,4.3802896003145451,8.6646107724040466E-2,39.434978971348599,15.025331089703519,2.5677559725981816,3.8509381210684653E-2,17.631596443512382]
["Statewide",2024,2,22,0.2596260586200832,5.1212687377889476E-6,1.5586470071531581E-6,0.21281226361940619,4.1978405345165882E-6,1.2776036409398313E-6,0.31907730875006796,1.7641657482392102E-3,2.2489049674638421E-6,0.26154371678096833,1.4460648067380405E-3,1.8433995390703278E-6,40.841895520008698,5.1160806698937096,0.10120072353587289,46.059176913438286,17.549251981253736,2.9990817720066576,4.4978099349276844E-2,20.59331185260967,33.477595747963946,4.1935879395403175,8.295297925816475E-2,37.754136666762427,14.384904422953259,2.4583101714546687,3.6867990781406554E-2,16.880082585189335]
["Statewide",2024,2,23,0.25248492337897549,4.9804058642508021E-6,1.5157756978154617E-6,0.20695876353721188,4.0823769822949163E-6,1.2424625598288878E-6,0.31030093928136521,1.7156415505417005E-3,2.1870477925623089E-6,0.2543498354621137,1.4062901230748968E-3,1.7926959791816807E-6,39.718520228014746,4.9753604965709313,9.8417150665303904E-2,44.792297875250981,17.066551660475085,2.9165906359208909,4.3740955851246176E-2,20.02688325224722,32.556778939150554,4.0782413569172009,8.0671319063175623E-2,36.715691615130936,13.989240950416253,2.3906932092273245,3.5853919583633612E-2,16.415788079227212]
["Statewide",2024,2,24,0.25733855922486665,5.0761465370256712E-6,1.5449141634425955E-6,0.21093722870607182,4.1608544255914674E-6,1.2663469990930554E-6,0.31626599945903422,1.7486221309936693E-3,2.2290904358243161E-6,0.25923932138576405,1.4333238962591826E-3,1.8271578129771225E-6,40.48204793075638,5.0710041798816405,0.10030906961209422,45.653361180250116,17.394629970246882,2.9726576226892378,4.4581808716486322E-2,20.411869401652606,33.182633137377799,4.156639299151629,8.2222101583970517E-2,37.4214945381134,14.258162676217022,2.4366506236406105,3.654315625954245E-2,16.731356456117176]
["Statewide",2024,3,1,0.24939906212700441,4.9195355308071191E-6,1.4972499441586886E-6,0.20442932130118288,4.0324823241228178E-6,1.2272772290808577E-6,0.30650845285420009,1.6946730439384699E-3,2.1603177765718218E-6,0.25124118132469558,1.3891024980010908E-3,1.7707857162452373E-6,39.233081965337611,4.9145518274215627,9.7214299945731983E-2,44.244848092704906,16.857964906981003,2.880944174695399,4.3206355531436438E-2,19.782115437207839,32.158871209561035,4.0283972442031635,7.9685357231035675E-2,36.266953810995233,13.818264972858257,2.3614742466018543,3.541571432490475E-2,16.215154933785016]
["Statewide",2024,3,2,0.24056028791178186,4.7451857821363479E-6,1.4441869771719322E-6,0.19718428758476822,3.8895699952398532E-6,1.1837821724643031E-6,0.29564570546962554,1.634613345733317E-3,2.0837554956337876E-6,0.24233712187733519,1.3398723074906677E-3,1.7080285631270657E-6,37.842650300112069,4.7403787026266198,9.3768997303520438E-2,42.676798000042211,16.260513800829404,2.7788426877466388,4.1675109912675749E-2,19.081031598488718,31.019151600298905,3.885629691722936,7.6861285340717955E-2,34.981642577362557,13.328541703253435,2.2777829227341351,3.4160571262541316E-2,15.640485197250111]
["Statewide",2024,3,3,0.25891752896738102,5.1072925954114604E-6,1.554393398603488E-6,0.21223149064139915,4.1863844637668786E-6,1.2741170107116587E-6,0.31820653431411405,1.7593512710193479E-3,2.2427676179850325E-6,0.2608299537642581,1.4421184394097816E-3,1.8383688297411072E-6,40.730436392206599,5.1021186859561087,0.10092454280932646,45.93347962097203,17.501359387276274,2.9908971607328914,4.4855352359700652E-2,20.537111900368867,33.386234081825037,4.1821434742883667,8.2726597338349819E-2,37.651104153451755,14.345647457034195,2.4516013469966289,3.6767376594822147E-2,16.834016180625643]
["Statewide",2024,3,4,0.2610054643886508,5.1484782855394234E-6,1.5669281738598246E-6,0.21394294543778294,4.2201438636955462E-6,1.284391610689949E-6,0.32077258187730412,1.7735388459273415E-3,2.2608535079977466E-6,0.26293331115981383,1.4537478187852094E-3,1.8531936097097832E-6,41.058890480294927,5.1432626531892902,0.1017384078598986,46.303891541344115,17.642492003251725,3.0150160380764803,4.5217070159954929E-2,20.70272511148816,33.65546382845617,4.2158686744771074,8.3393712436940243E-2,37.954726215370215,14.46133211378976,2.4713712919348558,3.7063872194195664E-2,16.969767277918812]
["Statewide",2024,3,5,0.27484241943680265,5.4214199374326417E-6,1.6499973722621085E-6,0.22528492605809569,4.4438707541476848E-6,1.352482403436252E-6,0.33777803349308594,1.8675613114903836E-3,2.3807104942638991E-6,0.27687246916059272,1.5308168689179178E-3,1.9514388963865919E-6,43.235588287115,5.4159278033221128,0.10713197224187546,48.758648062678986,18.577791842119726,3.1748542295336524,4.761420988527798E-2,21.800260281538659,35.439676052555868,4.4393689198619617,8.7814750337396635E-2,39.966859722755224,15.227985803832599,2.6023886771604601,3.9028777927731836E-2,17.869403258920791]
["Statewide",2024,3,6,0.29355483020682371,5.790532671318134E-6,1.7623360304011714E-6,0.2406232573292707,4.7464278889993358E-6,1.4445650096954502E-6,0.36077536165212554,1.9947126241240689E-3,2.5427991295788328E-6,0.2957230941276543,1.635041224545293E-3,2.0843009425605778E-6,46.179246291472069,5.7846666099597996,0.11442596083104747,52.078338862262918,19.842644890866904,3.3910114610109172,5.0855982591576657E-2,23.284512334469397,37.85255604833975,4.7416195511813495,9.3793542415226E-2,42.687969141936328,16.264770177020985,2.7795700817269982,4.1686018851211558E-2,19.086026277599196]
["Statewide",2024,3,7,0.30628554846641753,6.0416531858727294E-6,1.8387640130917003E-6,0.25105846935969933,4.9522682635275166E-6,1.5072120802040269E-6,0.37642126153720096,2.0812181822465062E-3,2.6530737903180245E-6,0.30854784441891003,1.7059487587795007E-3,2.1746917157229526E-6,48.181921476761723,6.0355327285148679,0.1193883205643111,54.3368425258409,20.703169384546051,3.5380709098190604,5.3061475806360489E-2,24.294301770171472,39.494124085620484,4.9472514004605523,9.7861127207532872E-2,44.539236613288566,16.970131443040053,2.9001128899251514,4.3493834314459051E-2,19.913738167279661]
["Statewide",2024,3,8,0.28264562357599621,5.5753424890633895E-6,1.6968433662366838E-6,0.23168111581336259,4.570039162699262E-6,1.3908814842997754E-6,0.34736807768816685,1.9205842843847494E-3,2.4483025712843579E-6,0.28473330957165399,1.5742791428724457E-3,2.0068432844896756E-6,44.463113944085357,5.5696944247157729,0.1101736157077961,50.142981984508921,19.105244272849177,3.264993283454074,4.8966051425687156E-2,22.419203607728939,36.445863625171711,4.5654095143300921,9.0307947802035396E-2,41.101581087303842,15.660332026440969,2.6762745428831578,4.0136865689793508E-2,18.376743435013918]
["Statewide",2024,3,9,0.2959267395437703,5.8373199052373205E-6,1.7765756233330979E-6,0.24256748202604603,4.7847788049734629E-6,1.4562370276006193E-6,0.36369040974804701,2.0108298090954478E-3,2.5633448279520406E-6,0.29811252293595536,1.6482522813828153E-3,2.1011419969666077E-6,46.552372447750017,5.8314064463767989,0.11535051725784183,52.499129411384658,20.002972536142586,3.4184106754622614,5.1266896559040813E-2,23.47265010816389,38.158402935802286,4.7799316160101641,9.4551389863497343E-2,43.03288594167595,16.396188761477546,2.8020288783507858,4.2022839939332153E-2,19.240240479767664]
["Statewide",2024,3,10,0.2721056340615336,5.3674353202532348E-6,1.6335672713814194E-6,0.22304161699333125,4.3996202322869797E-6,1.339014853304733E-6,0.33441455712708201,1.8489647844507123E-3,2.3570042058503334E-6,0.2741154692550975,1.5155735261047714E-3,1.9320071454825431E-6,42.805063312266498,5.3619978749070656,0.106065189263265,48.273126376436828,18.39280064198951,3.143240133566211,4.7140084117006667E-2,21.583180859672726,35.08678006465248,4.3951632257038371,8.6940321546714439E-2,39.568883611903033,15.076350809030362,2.5764749943781116,3.8640142909650864E-2,17.691465946318125]
["Statewide",2024,3,11,0.26424390243246243,5.2123582812578343E-6,1.5863699116871671E-6,0.21659745297973676,4.2725055047460935E-6,1.3003277623140286E-6,0.32475258334967294,1.7955441157567751E-3,2.2889051582914836E-6,0.26619566905657183,1.4717852658305782E-3,1.8761871999102408E-6,41.568330668758136,5.2070779356946479,0.10300073212311676,46.878409336575899,17.861392084232012,3.0524249967865176,4.577810316582967E-2,20.959595184184359,34.073045639241194,4.2681772709086765,8.4428423995960844E-2,38.425651334145826,14.64076179811145,2.5020349519119831,3.7523743998204816E-2,17.180320494021636]
["Statewide",2024,3,12,0.25292200225291628,4.9890274886938883E-6,1.518399670472053E-6,0.20731703167500182,4.0894440210334829E-6,1.2446133977058428E-6,0.31083810396949313,1.7186115127357253E-3,2.1908338102525334E-6,0.2547901427017818,1.4087245642890561E-3,1.7957993309755729E-6,39.787277308095121,4.9839733869336031,9.8587521461364E-2,44.869838216490088,17.096095718322122,2.9216395716507328,4.381667620505067E-2,20.061551966177905,32.61313826582807,4.085301236438263,8.0810969893900783E-2,36.779250472160236,14.013457848597998,2.3948317592913955,3.591598661951146E-2,16.444205594508905]
["Statewide",2024,3,13,0.25911086970291447,5.1111063491998559E-6,1.5555541062782172E-6,0.21238996964692503,4.189510550496805E-6,1.2750684284120713E-6,0.31844414775666929,1.7606650262917592E-3,2.2444423533442844E-6,0.261024722559214,1.4431953083298343E-3,1.8397415895659882E-6,40.76085091285367,5.105928576246102,0.10099990590049281,45.967779395000264,17.51442812661681,2.9931305446959904,4.4888847066885687E-2,20.552447518379687,33.411164487579391,4.1852663941565194,8.2788371530469473E-2,37.679219253266382,14.356359740756769,2.4534320241607182,3.6794831791319767E-2,16.846586596708807]
["Statewide",2024,3,14,0.26831081751056574,5.292580448321622E-6,1.6107853538370155E-6,0.21993105288230103,4.3382626211774639E-6,1.3203407977496631E-6,0.32975077314977758,1.8231789083500963E-3,2.3241331533934076E-6,0.27029262331075243,1.4944371629386543E-3,1.9050631510387992E-6,42.20809896317153,5.2872188342152793,0.10458599190270335,47.599903789289513,18.136292523237767,3.0994041441951636,4.6482663067868149E-2,21.282179330500796,34.597455783776311,4.3338677725220975,8.572784179674596E-2,39.017051398095155,14.866094282091384,2.5405431769957123,3.8101263020775981E-2,17.444738722107871]
["Statewide",2024,3,15,0.27434988922309994,5.4117045044007699E-6,1.6470405013393649E-6,0.22488120514411608,4.4359071340606086E-6,1.3500586929749678E-6,0.33717271977418711,1.8642145560159697E-3,2.3764441519325117E-6,0.27637630100473271,1.5280735749200957E-3,1.9479418284353103E-6,43.15810813109595,5.4062222124463117,0.10693998683696303,48.671270330379222,18.54449958758029,3.1691647452271483,4.7528883038650237E-2,21.761193215846092,35.376166528605786,4.4314133672682772,8.7657382279588955E-2,39.895237278153651,15.200696555260299,2.5977250773641627,3.8958836568706204E-2,17.837380469193167]
["Statewide",2024,3,16,0.29054644091266701,5.7311905154299665E-6,1.7442753742612942E-6,0.23815731789722497,4.6977858590361698E-6,1.429760913619704E-6,0.35707808733091922,1.9742705414674622E-3,2.5167401828627241E-6,0.29269248417386223,1.6182851026584162E-3,2.0629407467941438E-6,45.705995178357661,5.7253845702556401,0.11325330822882258,51.544633056842123,19.639294803200556,3.3562599204946859,5.0334803657254484E-2,23.045889527352497,37.464637974254366,4.6930267977094067,9.2832333605736464E-2,42.250497105569508,16.098086629562424,2.7510846745193076,4.1258814935882876E-2,18.890430119017616]
["Statewide",2024,3,17,0.30333806939863212,5.9835125181548354E-6,1.8210690272645153E-6,0.24864245728556422,4.9046110785317124E-6,1.4927077195531299E-6,0.37279884515286432,2.0611899861452507E-3,2.6275424536245144E-6,0.30557859458851933,1.689531894574207E-3,2.1537639953552299E-6,47.718252179566633,5.9774509598212271,0.11823941041310315,53.813942549800963,20.503936483407539,3.5040229764469264,5.2550849072490288E-2,24.060510308926954,39.114060107330474,4.8996424942652004,9.6919379790985347E-2,44.110621981386657,16.806822702368564,2.872204220776152,4.3075279907104601E-2,19.722102203051818]
["Statewide",2024,3,18,0.33208824836232054,6.5506258253287923E-6,1.9936687294478933E-6,0.27220862278237495,5.3694668301840681E-6,1.6341855570125426E-6,0.40813246989983304,2.2565481919165228E-3,2.8765791667748172E-6,0.33454112902842476,1.8496645954586249E-3,2.3578963036895252E-6,52.240956147178629,6.5439897565579157,0.12944606250486676,58.914391966241411,22.447285844490818,3.8361319262580889,5.7531583335496343E-2,26.340949354084401,42.821264515638369,5.364027326830012,0.10610533366602863,48.29139717613441,18.399762096563361,3.1444298122796623,4.7157926073790504E-2,21.591349834916812]
["Statewide",2024,3,19,0.3613069678407505,7.1269813553492799E-6,2.1690812820628246E-6,0.2961588451341467,5.8418983173974046E-6,1.7779690531209491E-6,0.44404192531371822,2.4550901425405371E-3,3.1296744212620751E-6,0.36397566473176002,2.0124069725538972E-3,2.5653553480745121E-6,56.837366440155932,7.1197614133675575,0.14083534895679339,64.097963202480287,24.422305892254503,4.1736532423189132,6.2593488425241497E-2,28.658552622998659,46.588885085665282,5.8359802204063023,0.11544099066335305,52.540306296734933,20.018661560246802,3.4210918533416255,5.130710696149024E-2,23.491060520549919]
["Statewide",2024,3,20,0.34558815540522581,6.816919017427266E-6,2.0747144835648206E-6,0.28327432932863611,5.5877440605134045E-6,1.7006177575475581E-6,0.42472369356405537,2.3482804076120104E-3,2.9935166120006691E-6,0.34814074950937868,1.9248563561499003E-3,2.4537484787471904E-6,54.364632776199088,6.8100131820748304,0.13470824754003011,61.309354205813953,23.359803146023044,3.9920766929404179,5.9870332240013382E-2,27.411750171203476,44.562015937200471,5.5820834328347111,0.11041868154362357,50.254518051578799,19.147741223015828,3.2722558054548307,4.9074969574943811E-2,22.4690719980456]
["Statewide",2024,3,21,0.31036552468369882,6.1221329911878839E-6,1.8632578668832691E-6,0.25440277531622713,5.0182365628415297E-6,1.5272893886909004E-6,0.38143550332053205,2.1089417256165916E-3,2.6884149222172878E-6,0.31265795628486576,1.7286734037997148E-3,2.2036604036825843E-6,48.823744425028103,6.1159310042881154,0.12097867149977795,55.060654100815995,20.978952682629263,3.5852009335482058,5.3768298444345754E-2,24.617921914621814,40.020218404462817,5.0131528710191731,9.9164718165716287E-2,45.132535993647707,17.196187595667617,2.9387447864595151,4.4073208073651685E-2,20.179005590200784]
["Statewide",2024,3,22,0.29565049782060548,5.8318708832537952E-6,1.7749172253381117E-6,0.24234105010805873,4.7803123091641078E-6,1.4548776593108156E-6,0.36335091198707342,2.0089527394791229E-3,2.5609519965592752E-6,0.29783424082748555,1.6467136706742275E-3,2.0991806227198907E-6,46.508916734345398,5.825962944489457,0.11524283984516738,52.450122518680018,19.984300159289038,3.415219657114509,5.1219039931185505E-2,23.450738856334734,38.122782825918151,4.7754696449552601,9.4463128022395079E-2,42.992715598895806,16.380883245511704,2.7994132401461869,4.1983612454397815E-2,19.222280098112289]
["Statewide",2024,3,23,0.28232435147665269,5.5690052178070421E-6,1.6949146315064913E-6,0.23141777305392447,4.5648445799659199E-6,1.3893005243374539E-6,0.34697323813554315,1.9184012322037043E-3,2.4455196826022228E-6,0.28440966448222449,1.5724897220465209E-3,2.004562185115469E-6,44.412574481349523,5.5633635733907427,0.11004838571710003,50.085986440457368,19.083528097454874,3.2612820947462975,4.8910393652044457E-2,22.393720585853217,36.404437053724735,4.560220193934911,9.020529833019611E-2,41.054862545989842,15.642531546522347,2.6732325274790858,4.0091243702309383E-2,18.355855317703742]
["Statewide",2024,3,24,0.25756327442321286,5.0805791695831003E-6,1.5462632255252915E-6,0.2111214249700521,4.1644877995807868E-6,1.2674528085680657E-6,0.31654217173967752,1.7501490765481265E-3,2.2310369396864916E-6,0.25946569638257688,1.434575514612112E-3,1.8287533380767803E-6,40.517397982678723,5.0754323219895667,0.10039666228589213,45.693226966954185,17.409819445682263,2.975253430131815,4.4620738793729832E-2,20.429693614607807,33.211609136969841,4.1602689923751246,8.2293900213455118E-2,37.454172029558421,14.270613301041729,2.4387783748405907,3.6575066761535602E-2,16.745966742643855]
["Statewide",2024,4,1,0.12869873085397301,2.5386542106701365E-6,7.7263389020395456E-7,0.10549275517084047,2.0809034038845032E-6,6.3331842726919667E-7,0.15816919495175241,8.7451118744084747E-4,1.1148003272942772E-6,0.12964932946810839,7.1682598560769218E-4,9.137880164884122E-7,20.245656953824309,2.5360824435784575,5.0166014728242475E-2,22.831905412131007,8.6993057223463826,1.4866690186494407,2.2296006545885542E-2,10.208270747541709,16.595114171917874,2.0787953582623073,4.1120460741978553E-2,18.715029990922162,7.1307131207459618,1.2186041755330768,1.8275760329768242E-2,8.3675930566088059]
["Statewide",2024,4,2,0.11722521211049038,2.3123326574110448E-6,7.037534174729267E-7,9.6088054007721746E-2,1.895390430684048E-6,5.7685795716471031E-7,0.14406837817695772,7.9654833237685694E-4,1.015415645210937E-6,0.1180910646595757,6.5292079923085714E-4,8.3232362390908181E-7,18.440752406650589,2.309990163892885,4.5693704034492168E-2,20.796436274577964,7.9237607997326744,1.3541321650406568,2.030831290421874E-2,9.2982012776775491,15.115656276425689,1.8934703177694858,3.7454563075908678E-2,17.046581157271081,6.4950085562766633,1.1099653586924572,1.6646472478181636E-2,7.6216203874473019]
["Statewide",2024,4,3,0.13568906694338115,2.6765424868763003E-6,8.145998873101784E-7,0.11122264705670951,2.1939287155268595E-6,6.6771743516034864E-7,0.1667602340736408,9.2201070102264902E-4,1.1753512659761143E-6,0.13669129779782566,7.5576074839649177E-4,9.6342087073136008E-7,21.345309961426022,2.673831032965682,5.2890806968925147E-2,24.07203180136063,9.1718128740502429,1.5674181917385033,2.3507025319522288E-2,10.76273809110827,17.496486118121684,2.1917061703498262,4.3353939182911201E-2,19.73154622765442,7.5180213788804107,1.2847932722740361,1.92684174146272E-2,8.822083068569075]
["Statewide",2024,4,4,0.15381251159019332,3.0340375356556141E-6,9.2340272824301308E-7,0.12607821009367332,2.486962977834036E-6,7.5690177586253269E-7,0.18903372993889109,1.0451599736956275E-3,1.3323382221792043E-6,0.15494860640157276,8.5670468145126381E-4,1.0921011337445113E-6,24.196317432178059,3.0309639237173198,5.9955219998064191E-2,27.287236575893441,10.396855146639011,1.7767719552825667,2.6646764443584086E-2,12.20027386636516,19.833421619401314,2.484443576208665,4.9144551018503013E-2,22.367009746628483,8.5221733520865026,1.4563979584671485,2.1842022674890226E-2,10.000413333228542]
["Statewide",2024,4,5,0.17846469309902752,3.520315558557146E-6,1.0714003873869575E-6,0.14628529784879149,2.8855590484753037E-6,8.7821362344900548E-7,0.21933096501793004,1.2126721813238378E-3,1.5458777018011814E-6,0.17978287462891784,9.9401236265520996E-4,1.2671367995478506E-6,28.074363522295045,3.5167493258391298,6.9564496581053167E-2,31.660677344715225,12.063203075986152,2.0615427082505242,3.0917554036023628E-2,14.155663338272699,23.012207952501484,2.8826358517001087,5.7021155979653279E-2,25.951864960181247,9.8880581045904812,1.689821016513857,2.5342735990957013E-2,11.603221857095296]
["Statewide",2024,4,6,0.21637016751706115,4.2680221722919435E-6,1.2989632698279828E-6,0.17735594560019263,3.498444896058688E-6,1.0647440988004703E-6,0.26591633795192848,1.4702408552638726E-3,1.874218432180375E-6,0.21796832765443913,1.2051382135423038E-3,1.5362736282692498E-6,34.037291257846846,4.26369848026523,8.4339829448116868E-2,38.385329567560198,14.625398587356067,2.4994094539485832,3.7484368643607498E-2,17.162292409948257,27.899945939768209,3.4949008192726807,6.9132313272116247E-2,31.463979072313006,11.988258020994152,2.0487349630219165,3.0725472565384996E-2,14.067718456581453]
["Statewide",2024,4,7,0.23850864269988367,4.7047159366186308E-6,1.4318700676665399E-6,0.19550257942338956,3.8563973642692618E-6,1.1736861543428188E-6,0.29312425813802168,1.6206723637317139E-3,2.0659839547760074E-6,0.24027032273903706,1.3284450572654506E-3,1.693461451266067E-6,37.519905041666775,4.6999498548219707,9.2969277964920327E-2,42.312824174453667,16.121834197591191,2.7551430183439134,4.1319679095520145E-2,18.918296895030625,30.754601310596744,3.8524906660698068,7.6205765306973011E-2,34.683297741973526,13.214867750647038,2.2583565973512658,3.3869229025321343E-2,15.507093577023625]
["Statewide",2024,4,8,0.21152528370628793,4.1724541382886982E-6,1.2698773464356908E-6,0.17338465436608572,3.4201089626243321E-6,1.0409027277552316E-6,0.25996203392033496,1.4373197451157112E-3,1.8322515998572106E-6,0.21308765841046381,1.1781531874292428E-3,1.5018739357611196E-6,33.275140341802874,4.1682272608355619,8.2451321993574481E-2,37.525818924632013,14.297911865618422,2.4434435666967089,3.6645031997144209E-2,16.778000464312274,27.275220276539368,3.4166442435448041,6.7584327109250386E-2,30.759448847193426,11.719821212575511,2.0028604186297128,3.0037478715222391E-2,13.752719109920445]
["Statewide",2024,4,9,0.21063669118909342,4.1549261555310015E-6,1.2645427429876963E-6,0.17265628608893929,3.4057414923204144E-6,1.0365300194018654E-6,0.25886996438590981,1.4312817360987882E-3,1.8245545291679615E-6,0.21219250254326757,1.1732039062458542E-3,1.495564742279834E-6,33.135355441396456,4.1507170346864859,8.2104953812558265E-2,37.368177429895503,14.237848041225039,2.4331789513679398,3.6491090583359233E-2,16.707518083176335,27.16064032553825,3.4022913281129772,6.7300413402592532E-2,30.630232067053818,11.670587639879717,1.9944466406179522,2.9911294845596681E-2,13.694945575343265]
["Statewide",2024,4,10,0.20921327807543597,4.1268485383662322E-6,1.2559973812418968E-6,0.17148953199502046,3.3827266173974873E-6,1.0295254922514091E-6,0.2571206067599483,1.4216096073685069E-3,1.8122247929347366E-6,0.21075857577089563,1.1652757821582736E-3,1.4854582102484617E-6,32.911437665273382,4.1226678613686705,8.1550115682063148E-2,37.115655642324114,14.141633371797157,2.4167363325264617,3.6244495858694728E-2,16.594614200182313,26.97709769867464,3.3792997682589934,6.6845619461180769E-2,30.423243086394812,11.591721667399259,1.9809688296690651,2.9709164204969232E-2,13.602399661273294]
["Statewide",2024,4,11,0.19296586912749511,3.8063593395646543E-6,1.1584571903022863E-6,0.15817173217731748,3.1200255918338776E-6,9.4957300621031066E-7,0.23715273624331087,1.3112080455378592E-3,1.6714882317218698E-6,0.19439115969991075,1.0747809897434703E-3,1.3700981946748767E-6,30.355550239143792,3.8025033320597919,7.5216970427484139E-2,34.233270541631065,13.043400493382098,2.2290536774143606,3.3429764634437399E-2,15.305883935430895,24.882068441588576,3.1168648702560642,6.165441876036945E-2,28.060587730605008,10.691513783495092,1.8271276825638996,2.7401963893497534E-2,12.546043429952489]
["Statewide",2024,4,12,0.17798045099118243,3.5107636130336153E-6,1.06849327353197E-6,0.14588837059249804,2.8777294370732886E-6,8.7583069823969658E-7,0.21873583728161614,1.209381743741971E-3,1.5416831518104136E-6,0.17929505579678359,9.9131523173615955E-4,1.2636985788887048E-6,27.998187172046865,3.507207056851716,6.9375741831468607E-2,31.574769970730049,12.030471050488888,2.0559489643613507,3.083366303620827E-2,14.117253677886447,22.9497671419883,2.8748141720348626,5.6866436049991718E-2,25.881447750073153,9.8612280688230971,1.6852358939514713,2.5273971577774099E-2,11.571737934352342]
["Statewide",2024,4,13,0.17931601387447452,3.5371083354313149E-6,1.0765112325225743E-6,0.14698311494100494,2.8993238796253113E-6,8.824029198859644E-7,0.22037722802926413,1.2184569278966223E-3,1.5532519212111427E-6,0.18064048345665529,9.9875404775092813E-4,1.2731813558354629E-6,28.208285187745808,3.5335250909002047,6.9896336454501426E-2,31.811706615100515,12.120747541609527,2.0713767774242577,3.1065038424222854E-2,14.223189357458008,23.121981882451877,2.8963867384776916,5.7293161012595829E-2,26.075661781942163,9.9352265901160415,1.6978818811765779,2.5463627116709256E-2,11.658572098409328]
["Statewide",2024,4,14,0.17701922706946457,3.4918029353324913E-6,1.0627226324924973E-6,0.14510046725292905,2.8621876044745864E-6,8.7110057527487414E-7,0.21755450462310696,1.2028502024625796E-3,1.533356941167746E-6,0.17832673205269925,9.8596140827183262E-4,1.2568736871823183E-6,27.846976591757691,3.4882655871414809,6.9001062352548562E-2,31.40424324125172,11.965497754270883,2.0448453441863852,3.0667138823354919E-2,14.041010237280624,22.825821702745504,2.8592880839883148,5.6559315923204324E-2,25.741669102657024,9.8079702628984595,1.6761343940621154,2.5137473743646364E-2,11.509242130704221]
["Statewide",2024,4,15,0.18687299208898359,3.6861739434362109E-6,1.1218790262631947E-6,0.15317747635641876,3.0215111116617762E-6,9.1959033833184501E-7,0.22966466351930828,1.2698067892976132E-3,1.6187111664654663E-6,0.18825327926136198,1.0408448929433154E-3,1.326837488164519E-6,29.39707693047146,3.6824396889630782,7.2842002490945981E-2,33.15235862192548,12.631556493561956,2.1586715418059423,3.2374223329309323E-2,14.822602258697207,24.096419745454334,3.0184501895356148,5.9707686967403355E-2,27.174577621957351,10.353930359374909,1.7694363180036361,2.6536749763290381E-2,12.149903427141835]
["Statewide",2024,4,16,0.2153025766625184,4.2469633475453879E-6,1.2925540622964225E-6,0.1764808546036179,3.4811832383217935E-6,1.0594905507935894E-6,0.26460428161011051,1.4629865479392223E-3,1.8649708613134094E-6,0.2168928513267448,1.1991919477053728E-3,1.5286935090021787E-6,33.869348046094146,4.2426609890237446,8.3923688759103429E-2,38.195932723876993,14.553235488556078,2.4870771314966778,3.7299417226268186E-2,17.077612037279025,27.762284969823334,3.4776566483455813,6.8791207905098045E-2,31.30873282607401,11.929106822970963,2.0386263110991338,3.0573870180043573E-2,13.998307004250142]
["Statewide",2024,4,17,0.23662251121617009,4.6675109416568711E-6,1.4205468083303521E-6,0.19395654081437502,3.8259008908495924E-6,1.164404618954224E-6,0.29080622519105637,1.6078560517716258E-3,2.0496461091623649E-6,0.23837025985162899,1.317939685139188E-3,1.6800695216339513E-6,37.223196824455215,4.6627825501377149,9.2234074912306424E-2,41.978213449505233,15.9943423855081,2.7333552880117638,4.09929221832473E-2,18.768690595703109,30.511393261008511,3.8220250869036452,7.5603128473527806E-2,34.409021476385682,13.110364291839595,2.2404974647366194,3.3601390432679026E-2,15.384463147008894]
["Statewide",2024,4,18,0.25329322629300322,4.9963500898276789E-6,1.5206282882084241E-6,0.20762131942138881,4.0954462664596413E-6,1.2464401680529345E-6,0.31129433385752453,1.7211339896393348E-3,2.1940493872721544E-6,0.25516410868855072,1.4107922073547715E-3,1.7984350996192338E-6,39.84567473376314,4.9912885699540706,9.8732222427246955E-2,44.935695526144457,17.121188362163849,2.9259277823868692,4.3880987745443086E-2,20.09099713229616,32.661005912134492,4.0912974013288377,8.0929579482865513E-2,36.833232892946192,14.034025977870289,2.3983467525031115,3.5968701992384673E-2,16.468341432365786]
["Statewide",2024,4,19,0.28496535375419108,5.6211004599883311E-6,1.7107697052138399E-6,0.2335825699001817,4.607546404549038E-6,1.4022967318192725E-6,0.35021899822449037,1.9363469106298936E-3,2.4683962889513972E-6,0.28707017381385963,1.5871995723148709E-3,2.0233138559106643E-6,44.828031772734768,5.6154060408266915,0.11107783300281288,50.554515646564269,19.262044902346972,3.2917897480708191,4.9367925779027946E-2,22.603202576196818,36.744982248174033,4.6028787597131258,9.1049123515979893E-2,41.438910131403141,15.78885955976228,2.6982392729352807,4.0466277118213288E-2,18.527565109815775]
["Statewide",2024,4,20,0.27520445462564946,5.4285612833532909E-6,1.652170825368393E-6,0.22558168181696622,4.4497244269212883E-6,1.3542639560195226E-6,0.33822297039327243,1.8700213499133968E-3,2.3838464766029667E-6,0.27723717842513945,1.5328333319346683E-3,1.9540094222567394E-6,43.292540210338871,5.4230619147488506,0.1072730914471335,48.822875216534854,18.602263371629984,3.1790362948527746,4.7676929532059334E-2,21.828976596014819,35.48635883841785,4.4452166626105383,8.7930424001553278E-2,40.019505925029947,15.24804481338267,2.6058166642889362,3.9080188445134792E-2,17.892941666116741]
["Statewide",2024,4,21,0.23847672499276459,4.7040863420528178E-6,1.4316784519291183E-6,0.19547641687430778,3.8558812934040123E-6,1.1735290892968734E-6,0.2930850316592038,1.6204554820906294E-3,2.0657074806405848E-6,0.24023816928034566,1.328267282071304E-3,1.6932348288426314E-6,37.514884052378086,4.6993208980628252,9.2956836628826311E-2,42.307161787069738,16.11967674125621,2.7547743195540701,4.1314149612811699E-2,18.915765210423093,30.750485667884245,3.8519751180067816,7.6195567297918418E-2,34.678656353188941,13.213099310419011,2.2580543795212167,3.3864696576852628E-2,15.505018386517079]
["Statewide",2024,4,22,0.1996021441554022,3.9372635639573332E-6,1.198297606421797E-6,0.16361140459770601,3.22732616273348E-6,9.82229701701494E-7,0.24530863857177646,1.3563017050971283E-3,1.7289722606943068E-6,0.20107645179117728,1.1117437037972766E-3,1.4172171410264412E-6,31.399505737187386,3.9332749447816719,7.7803751731243806E-2,35.410584433700301,13.491975121447705,2.3057128986651181,3.4579445213886138E-2,15.832267465326709,25.737785829270692,3.2240567410121024,6.3774771346189849E-2,29.025617341628983,11.059204848514751,1.8899642964553702,2.8344342820528824E-2,12.977513487790649]
["Statewide",2024,4,23,0.17922224300460071,3.5352586527494135E-6,1.0759482856193868E-6,0.14690625212074154,2.89780771764756E-6,8.819414792840401E-7,0.22026198475608302,1.2178197524232001E-3,1.5524396692508293E-6,0.18054601997343278,9.9823176290963567E-4,1.272515562966972E-6,28.193534048778627,3.5316772820272804,6.9859785116287321E-2,31.795071115922195,12.114409161584566,2.0702935791194403,3.1048793385016586E-2,14.215751534089023,23.109890556599396,2.8948721124379433,5.7263200333513738E-2,26.062025869370853,9.9300310985388034,1.6969939969463805,2.5450311259339439E-2,11.652475406744523]
["Statewide",2024,4,24,0.17220996256272592,3.396937511957715E-6,1.0338505471175655E-6,0.14115837272103468,2.7844275922674076E-6,8.4743448460312406E-7,0.21164397628849591,1.1701711264017816E-3,1.4916986465553442E-6,0.1734819452051824,9.5917477450150744E-4,1.222726899213079E-6,27.090428964927476,3.3934962665651667,6.7126439094990498E-2,30.551051670587633,11.640418695867275,1.9892909148830287,2.9833972931106886E-2,13.65954358368141,22.205688986263347,2.7816068460543715,5.5022710464588558E-2,25.042318542782308,9.5415069862850324,1.6305971166525626,2.445453798426158E-2,11.196558640921857]
["Statewide",2024,5,1,0.16194874922078265,3.1945293585574617E-6,9.722480656479232E-7,0.13274738327572605,2.6185161366566886E-6,7.9693969376507916E-7,0.19903306829621056,1.1004459177326423E-3,1.4028150661491462E-6,0.16314494016647979,9.0202188481438889E-4,1.1498701295753282E-6,25.476232741914952,3.1912931614246625,6.3126677976711579E-2,28.730652581316328,10.946818756291581,1.8707580601454918,2.8056301322982924E-2,12.845633117760057,20.882552341309413,2.6158634659617279,5.1744155830889774E-2,23.550159963102029,8.9729717091563881,1.5334372041844611,2.2997402591506566E-2,10.529406315932356]
["Statewide",2024,5,2,0.16241818128822791,3.2037891677780801E-6,9.7506626845419836E-7,0.13313217092539242,2.626106287550622E-6,7.9924973968931988E-7,0.19960999467069518,1.1036357207089447E-3,1.4068813301982003E-6,0.16361783956782791,9.0463652679406877E-4,1.1532031958374469E-6,25.550079317848983,3.2005435900559398,6.330965985891901E-2,28.813932567763842,10.978549706888234,1.8761807252052061,2.8137626603964006E-2,12.882868058697404,20.943083464681973,2.6234459277027993,5.189414381268511E-2,23.618423536197458,8.9989811762305347,1.5378820955499168,2.306406391674894E-2,10.5599273356972]
["Statewide",2024,5,3,0.1699350356390889,3.3520633102050122E-6,1.020193181366743E-6,0.13929364330688768,2.7476447650586759E-6,8.3623971110481449E-7,0.20884811841407752,1.1547129394241006E-3,1.4719930188291575E-6,0.17119021514474272,9.4650389015477792E-4,1.2065744403083751E-6,26.732559157001923,3.3486675243298918,6.6239685847312088E-2,30.147466367179124,11.486646512774264,1.963011997020971,2.9439860376583152E-2,13.479098370171817,21.912347538527069,2.744861281448856,5.4295849813876883E-2,24.7115046697898,9.4154618329608493,1.6090566132631225,2.41314888061675E-2,11.04864993503014]
["Statewide",2024,5,4,0.18154457594759185,3.5810679646609023E-6,1.0898902501141878E-6,0.14880983966161729,2.9353570430679223E-6,8.9336953484675895E-7,0.22311610405909016,1.2336000645221013E-3,1.5725559323076136E-6,0.18288550620505795,1.0111666892272672E-3,1.2890046145646092E-6,28.55886131956354,3.5774401871140937,7.0765016953842616E-2,32.207066523631475,12.271385723249958,2.0971201096875722,3.1451118646152271E-2,14.399956951583682,23.409344794247417,2.9323833987590748,5.8005207655407412E-2,26.399733400661901,10.058702841278187,1.7189833716863543,2.5780092291292182E-2,11.803466305255833]
["Statewide",2024,5,5,0.20716427680242325,4.0864308460169244E-6,1.2436963444399336E-6,0.1698099910375892,3.3495967357328912E-6,1.0194424847882714E-6,0.2546024087974893,1.4076865909996563E-3,1.7944761541204754E-6,0.20869444010022756,1.1538632581396392E-3,1.4709098709087912E-6,32.58910832607863,4.0822911138990037,8.0751426935421394E-2,36.752150866913055,14.003132483861911,2.3930672046994159,3.5889523082409509E-2,16.432089211643738,26.712888332829127,3.3462034486049537,6.6190944190895606E-2,30.125282725624977,11.478194205512516,1.9615675388373865,2.9418197418175824E-2,13.469179941768077]
["Statewide",2024,5,6,0.22160385426925439,4.3712595610573333E-6,1.3303833446696231E-6,0.18164593378831584,3.5830673045722673E-6,1.0904987448698205E-6,0.27234847613022428,1.5058038914024892E-3,1.9195531115947417E-6,0.22324067162835043,1.2342887936576555E-3,1.5734339033121694E-6,34.860604944668708,4.3668312850672182,8.6379890021763384E-2,39.313816119757689,14.979166187162335,2.5598666153842315,3.8391062231894833E-2,17.57742386477846,28.574805968428855,3.5794375016072011,7.0804525649047628E-2,32.225047995685102,12.278236939559273,2.0982909492180144,3.1468678066243386E-2,14.407996566843531]
["Statewide",2024,5,7,0.22487704540736703,4.4358250809343403E-6,1.3500337202843645E-6,0.18432892801109549,3.635990861282329E-6,1.1066059143033176E-6,0.27637118873821348,1.52804530940186E-3,1.9479057964102971E-6,0.22653803931380773,1.2525198084321694E-3,1.596674247780501E-6,35.375512158491325,4.431331397265394,8.7655760838463367E-2,39.894499316595187,15.200415380601742,2.5976770259831619,3.8958115928205944E-2,17.83705052251311,28.996869032167389,3.6323074444532915,7.1850341150122551E-2,32.701026817770803,12.459592162259424,2.1292836743346881,3.193348495561002E-2,14.620809321549723]
["Statewide",2024,5,8,0.21181531700233139,4.1781752067355246E-6,1.271618541180377E-6,0.17362239106549124,3.4247984515491406E-6,1.0423299635149559E-6,0.26031848135878288,1.4392905288245896E-3,1.8347638951316867E-6,0.2133798339595617,1.1797686144184279E-3,1.503933233071579E-6,33.320765613924209,4.1739425335913101,8.2564375280925903E-2,37.577272522796441,14.317516474733058,2.4467938990018023,3.6695277902633737E-2,16.801005651637492,27.312618746823897,3.4213289818134411,6.7676995488221051E-2,30.80162472412556,11.735890867775893,2.0056066445113276,3.0078664661431581E-2,13.771576176948653]
["Statewide",2024,5,9,0.20321987607074821,4.008625342733455E-6,1.220016408658008E-6,0.1665768146269033,3.2858205286610422E-6,1.0000323348098824E-6,0.24975478765813222,1.3808842865424855E-3,1.7603093896351256E-6,0.20472090511179453,1.1318937412426713E-3,1.4429037973685446E-6,31.968612820240924,4.0045644309732076,7.9213922533580658E-2,36.052391173747715,13.736513321197272,2.3475032871222252,3.5206187792702515E-2,16.119222796112201,26.204275854309699,3.2824918496037467,6.493067088158451E-2,29.551698374795031,11.259649781148699,1.9242193601125412,2.885807594737089E-2,13.212727217208611]
["Statewide",2024,5,10,0.19688735429681534,3.8837128206061343E-6,1.1819995540975191E-6,0.16138612498545299,3.1834312818742868E-6,9.6887039013565265E-7,0.24197219443167783,1.337854638159235E-3,1.7054564994835631E-6,0.19834160986634145,1.0966228715778251E-3,1.3979415629100128E-6,30.972440887254763,3.8797784506617812,7.6745542476760339E-2,34.928964880393302,13.308470693742281,2.2743528848706993,3.4109129989671264E-2,15.616932708602652,25.387726062891705,3.1802063275756929,6.2907370330950577E-2,28.630839760798349,10.908788542648779,1.8642588816823027,2.7958831258200256E-2,12.801006255589282]
["Statewide",2024,5,11,0.16979793888090841,3.3493590002237505E-6,1.0193701305028807E-6,0.13918126679276446,2.7454280756720261E-6,8.355650665088775E-7,0.20867962814437543,1.1537813634249034E-3,1.4708054740112989E-6,0.17105210575817451,9.4574028884997663E-4,1.2056010245342375E-6,26.710992402480056,3.34596595393222,6.6186246330508444E-2,30.123144602742784,11.477379547940648,1.961428317822336,2.941610948022598E-2,13.468223975243209,21.894669537046337,2.7426468376649322,5.4252046104040691E-2,24.691568420815308,9.4078658166995979,1.6077584910449603,2.4112020490684751E-2,11.039736328235243]
["Statewide",2024,5,12,0.16620671109596796,3.2785200301949078E-6,9.9781044397236341E-7,0.13623758187088827,2.6873622495972811E-6,8.1789285857308562E-7,0.20426605231605668,1.1293788782275765E-3,1.4396979263029812E-6,0.16743435233360454,9.2573787406779399E-4,1.1801025530840233E-6,26.146054696455256,3.2751987468599717,6.4786406683634154E-2,29.486039849998861,11.234632877383117,1.9199440929868801,2.8793958526059624E-2,13.183370928896055,21.431597098701381,2.6846398347966027,5.310461488878105E-2,24.169341548386765,9.2088893783482497,1.5737543859152499,2.3602051061680465E-2,10.806245815325179]
["Statewide",2024,5,13,0.16109238330368539,3.1776370634517698E-6,9.6710693235488645E-7,0.13204543074340855,2.6046697316452797E-6,7.9272557050073735E-7,0.19798060486636462,1.0946268892925381E-3,1.3953971452549075E-6,0.16228224893250809,8.9725209929676316E-4,1.1437897517224924E-6,25.341517422894672,3.1744179789483602,6.279287153647084E-2,28.5787282733795,10.888933267650055,1.8608657117973146,2.7907942905098151E-2,12.777706922352468,20.772127863361035,2.6020310879606132,5.1470538827512159E-2,23.425629490149159,8.9255236912879443,1.5253285688044973,2.2875795034449847E-2,10.473728055126891]
["Statewide",2024,5,14,0.16195253200330739,3.1946039760515177E-6,9.7227077532002722E-7,0.13275048397569489,2.6185772996920942E-6,7.9695830860194186E-7,0.19903771729051414,1.1004716218372252E-3,1.4028478329617532E-6,0.16314875088951181,9.0204295415045508E-4,1.1498969881256587E-6,25.47682781318581,3.1913677033279528,6.3128152483278896E-2,28.731323668997042,10.947074450978278,1.8708017571232827,2.8056956659235063E-2,12.845933164760796,20.883040113857511,2.6159245670363198,5.1745364465654642E-2,23.550710045359487,8.9731812989231496,1.5334730220557737,2.2997939762513173E-2,10.529652260741436]
["Statewide",2024,5,15,0.17786450898513792,3.5084765923311934E-6,1.067797223752972E-6,0.14579333436660435,2.8758547945385075E-6,8.7526015485954584E-7,0.218593345948287,1.2085939148278283E-3,1.5406788514150023E-6,0.17917825741624702,9.9066945813602587E-4,1.2628753662973446E-6,27.979948281380736,3.5049223530007021,6.9330548313675106E-2,31.554201182695113,12.022634027155785,2.0546096552073081,3.0813577028300045E-2,14.108057259391394,22.934816949279618,2.872941428594475,5.6829391483380509E-2,25.864587769357474,9.8548041578935859,1.6841380788312439,2.5257507325946893E-2,11.564199744050777]
["Statewide",2024,5,16,0.19126983384933857,3.7729040982288049E-6,1.1482751603305059E-6,0.15678151307280522,3.092602745003876E-6,9.4122692239248407E-7,0.23506832925051643,1.2996834421855142E-3,1.6567970170483013E-6,0.19268259711263283,1.0653344151593789E-3,1.3580559880234412E-6,30.088746144066103,3.7690819823379909,7.455586576717356E-2,33.932383992171268,12.928758108778403,2.2094618517153739,3.3135940340966022E-2,15.171355900834744,24.663372430417002,3.0894698039621988,6.1112519461054851E-2,27.813954753840257,10.597542841194805,1.8110685057709441,2.7161119760468824E-2,12.435772466726219]
["Statewide",2024,5,17,0.20412876071213126,4.0265535989528461E-6,1.2254728344639097E-6,0.16732181610683824,3.3005160981623319E-6,1.0045048994407099E-6,0.2508717959695404,1.3870601810653652E-3,1.7681822325836411E-6,0.20563650298550532,1.1369560454669635E-3,1.449357069193024E-6,32.111589884101171,4.0224745250895593,7.9568200466263853E-2,36.21363260965699,13.797948778324722,2.358002307811121,3.536364465167282E-2,16.191314730787518,26.32147238214468,3.2971725318541942,6.5221068113686081E-2,29.683865982112561,11.310007664202793,1.9328252772938379,2.8987141383860483E-2,13.27182008288049]
["Statewide",2024,5,18,0.2151316869942827,4.2435924535750438E-6,1.2915281380445788E-6,0.17634077845979898,3.4784201582979211E-6,1.0586496133950195E-6,0.26439426025969731,1.4618253482467426E-3,1.8634905991786061E-6,0.21672069942786615,1.1982401267041057E-3,1.5274801564699565E-6,33.842465313241256,4.2392935099155533,8.3857076963037278E-2,38.165615900119846,14.541684314283351,2.4851030920194623,3.7269811983572119E-2,17.064057218286383,27.740249526766867,3.4748963674419064,6.8736607041148048E-2,31.283882501249924,11.919638468532638,2.0370082153969795,3.0549603129399132E-2,13.987196287059016]
["Statewide",2024,5,19,0.24434831531286852,4.8199067343018659E-6,1.4669281365266549E-6,0.20028928671375484,3.9508178339762954E-6,1.202422819036264E-6,0.30030114566324234,1.6603530893858124E-3,2.1165677398456016E-6,0.24615312852556662,1.360970856460617E-3,1.7349243531808949E-6,38.43854664489502,4.8150239592188555,9.5245548293052068E-2,43.348816152406926,16.516563011478329,2.822600251955881,4.2331354796912031E-2,19.38149461823112,31.507600451272527,3.9468154837357892,7.8071595893140278E-2,35.532487530901456,13.538422068906163,2.3136504559830491,3.4698487063617896E-2,15.886771011952831]
["Statewide",2024,5,20,0.26230520432231696,5.1741163802858404E-6,1.5747310722609079E-6,0.21500832615830909,4.2411590923165595E-6,1.2907875498354748E-6,0.32236994664998303,1.7823706122175962E-3,2.2721119756907382E-6,0.26424265127346219,1.4609871081923524E-3,1.8624220361911847E-6,41.263353171197828,5.1688747754310294,0.10224503890608322,46.53447298553494,17.730347065749065,3.0300300407699137,4.5442239513814764E-2,20.805819346032795,33.823059363003161,4.2368626137578218,8.3808991628603308E-2,38.143730968389583,14.53334582004042,2.483678083926999,3.7248440723823696E-2,17.054272344691245]
["Statewide",2024,5,21,0.22772628755840985,4.4920279707061967E-6,1.3671389476062339E-6,0.18666441650168086,3.6820596737038247E-6,1.1206268572142075E-6,0.27987287313139048,1.5474059831263132E-3,1.9725861958318515E-6,0.22940832662685134,1.2683895128154524E-3,1.6169044654090707E-6,35.823727760817981,4.4874773510663086,8.8766378812433322E-2,40.399971490696721,15.393008022226477,2.6305901713147324,3.9451723916637031E-2,18.063049917457846,29.364265808236972,3.6783295871648121,7.2760700943408183E-2,33.115356096345188,12.617457964476824,2.1562621717862691,3.2338089308181411E-2,14.806058225571274]
["Statewide",2024,5,22,0.20025890516301562,3.9502185409514228E-6,1.2022404255069548E-6,0.16414974345872035,3.2379451968701269E-6,9.8546158165612549E-7,0.24611578996449515,1.3607644130416575E-3,1.7346611853743202E-6,0.20173806378760401,1.1154017302087832E-3,1.4218802821038381E-6,31.502821115455379,3.9462167978208069,7.805975334184441E-2,35.527097666618033,13.536368448047233,2.3132995021708176,3.4693223707486405E-2,15.884361173925537,25.822472164813313,3.2346650176054714,6.3984612694672718E-2,29.121121795113456,11.09559350831822,1.8961829413549314,2.8437605642076761E-2,13.020214055315229]
["Statewide",2024,5,23,0.20373252625320271,4.0187376533650613E-6,1.2230940684154536E-6,0.16699702762999283,3.2941094643995153E-6,1.0025550543824612E-6,0.2503848285770493,1.3843677577222342E-3,1.76475001299944E-6,0.20523734184715242,1.13474909941032E-3,1.4465437213232652E-6,32.049258057862311,4.0146664973944794,7.9413750584974796E-2,36.143338305841766,13.771165571737711,2.3534251881277983,3.5295000259988801E-2,16.159885760125498,26.27037975643551,3.2907723882899282,6.5094467459546931E-2,29.626246612184985,11.288053801593383,1.9290734689975442,2.8930874426465303E-2,13.246058145017392]
["Statewide",2024,5,24,0.18596807615922933,3.6683239722661016E-6,1.1164464263418571E-6,0.15243572798023566,3.0068797114454717E-6,9.1513730348340449E-7,0.22855253270684014,1.2636578622723619E-3,1.6108727008646792E-6,0.18734167941310265,1.0358046936427162E-3,1.3204123950260548E-6,29.254724186475539,3.6646078005898493,7.2489271538910563E-2,32.991821258604304,12.570389298876208,2.148218365863015,3.2217454017293583E-2,14.750825118756516,23.979734964877139,3.0038336115638771,5.9418557776172463E-2,27.042987134217189,10.303792367720646,1.7608679791926174,2.6408247900521094E-2,12.091068594813786]
["Statewide",2024,6,1,0.22972512687104846,4.5314561904237683E-6,1.3791388405637556E-6,0.18830284032167399,3.7143784969112362E-6,1.130463020799072E-6,0.28232942264683741,1.5609881476838052E-3,1.9899003270991327E-6,0.23142192982929571,1.2795226448272924E-3,1.6310966442958036E-6,36.138166098795189,4.5268656282830353,8.954551471946097E-2,40.754577241797683,15.528118245576058,2.6536798510624688,3.9798006541982657E-2,18.221596103180509,29.622007018149851,3.7106156699991479,7.3399348993311159E-2,33.406022037142314,12.728206140611265,2.1751884962063972,3.2621932885916076E-2,14.936016569703579]
["Statewide",2024,6,2,0.22042394314078043,4.347985156293267E-6,1.3232998301762118E-6,0.18067877525478931,3.5639895633449004E-6,1.084692475800622E-6,0.27089837952035878,1.4977863649265895E-3,1.909332612111391E-6,0.22205204540318446,1.2277169265383324E-3,1.5650562865123256E-6,34.674992578605924,4.3435804582871098,8.591996754501259E-2,39.104493004438041,14.899410873619733,2.5462368203752019,3.8186652242227823E-2,17.483834346237163,28.422661811607611,3.5603790869611638,7.0427532893054659E-2,32.05346843146183,12.212862497175145,2.0871187751151652,3.1301125730246515E-2,14.331282398020557]
["Statewide",2024,6,3,0.21539471137192157,4.2487807560499105E-6,1.2931071866238859E-6,0.17655637628341467,3.4826729455562064E-6,1.0599439399518891E-6,0.26471751406171834,1.4636126056601496E-3,1.865768940700178E-6,0.21698566656443671,1.1997051194626881E-3,1.5293476847877255E-6,33.883841799899947,4.2444765564144342,8.395960233150801E-2,38.212277958645892,14.559463273394508,2.4881414296222544,3.7315378814003562E-2,17.084920081830766,27.774165320247899,3.4791448464417956,6.8820645815447654E-2,31.32213081250514,11.934211661044019,2.0394987030865699,3.058695369575451E-2,14.004297317826344]
["Statewide",2024,6,4,0.21671382627064203,4.2748010327828182E-6,1.3010264012817275E-6,0.17763763842275013,3.5040014440165116E-6,1.0664352220919818E-6,0.26633869043381647,1.4725760253364467E-3,1.8771952361350635E-6,0.21831452475111571,1.2070523235192532E-3,1.5387136775898593E-6,34.091352375528508,4.2704704734756955,8.4473785626077852E-2,38.446296634630286,14.648627973859906,2.5033792430719592,3.754390472270127E-2,17.189551121654564,27.944259168142811,3.5004517382058342,6.9242115491543674E-2,31.513953021840191,12.007298861311364,2.0519889499827304,3.0774273551797186E-2,14.090062084845892]
["Statewide",2024,6,5,0.22643563795419039,4.4665691877756245E-6,1.3593906223664946E-6,0.18560648701157773,3.6611914247566787E-6,1.1142756510129022E-6,0.27828668026445524,1.5386359858585337E-3,1.9614064694145134E-6,0.22810814398592699,1.2612008547107463E-3,1.6077405821757588E-6,35.620695073850271,4.4620443589897478,8.8263291123653109E-2,40.171002723963674,15.305767414545038,2.6156811759595073,3.9228129388290268E-2,17.960676719892838,29.197842430198655,3.6574824786611644,7.2348326197909152E-2,32.927673235057732,12.545947919225984,2.1440414530082688,3.2154811643515177E-2,14.722144183877768]
["Statewide",2024,6,6,0.24742692599653007,4.8806340462437316E-6,1.4854103619002662E-6,0.20281278574877129,4.0005952591953166E-6,1.217572470189879E-6,0.30408472122901165,1.6812723281908299E-3,2.1432349507418124E-6,0.24925447854029953,1.3781180973306303E-3,1.7567831355596823E-6,38.922844317313491,4.8756897517534066,9.6445572783381561E-2,43.894979641850277,16.724659667595642,2.858162957924411,4.2864699014836249E-2,19.625687324534887,31.90457325315834,3.9965424822588278,7.9055241100185705E-2,35.98017097651735,13.708996319716475,2.3428007654620715,3.5135662711193644E-2,16.08693274788974]
["Statewide",2024,6,7,0.24044516278952982,4.7429148749221143E-6,1.4434958314980349E-6,0.19708992094839844,3.8877085607317016E-6,1.183215648918344E-6,0.29550421807666916,1.6338310675655615E-3,2.0827582711614501E-6,0.24222114641428383,1.3392310837685771E-3,1.7072111505821818E-6,37.824539913813652,4.7381100959401286,9.3724122202265253E-2,42.656374131956049,16.252731994216802,2.7775128148614545,4.1655165423229001E-2,19.071899974501484,31.00430674102833,3.8837701429288738,7.6824501776198179E-2,34.964901385733405,13.32216305278561,2.2766928424065811,3.4144223011643639E-2,15.633000118203835]
["Statewide",2024,6,8,0.21204726574625113,4.1827505250118144E-6,1.2730110293514219E-6,0.17381251657715829,3.4285487832544084E-6,1.0434713688165592E-6,0.26060354358008392,1.4408666265073307E-3,1.8367730566356227E-6,0.2136134959305899,1.1810605221619426E-3,1.5055801178638923E-6,33.357253578250742,4.1785132168712593,8.2654787548603018E-2,37.618421582670607,14.333194896904615,2.449473265062462,3.6735461132712456E-2,16.819403623099788,27.342527479115507,3.4250755142696336,6.7751105303875153E-2,30.835354098689013,11.748742276182444,2.0078028876753025,3.0111602357277847E-2,13.786656766215025]
["Statewide",2024,6,9,0.21006785611001055,4.1437055664924894E-6,1.2611277811064097E-6,0.17219001902218506,3.3965441145027926E-6,1.0337308174573716E-6,0.25817087290364077,1.4274164871008693E-3,1.8196272270249624E-6,0.2116194659166305,1.1700356095306794E-3,1.4915258937599218E-6,33.045871731666018,4.1395078125925213,8.1883225216123304E-2,37.267262769474662,14.199398009700243,2.4266080280714779,3.6392544540499248E-2,16.662398582312221,27.087291637328704,3.3931032676389705,6.7118665219196474E-2,30.547513570186872,11.639070625414677,1.9890605362021549,2.9830517875198435E-2,13.657961679492031]
["Statewide",2024,6,10,0.22480839264922337,4.4344708670086939E-6,1.3496215682200372E-6,0.18427265419581698,3.6348808289054804E-6,1.1062680783625377E-6,0.27628681532275906,1.527578812143908E-3,1.9473111198603392E-6,0.22646887947050234,1.2521374264094836E-3,1.5961867987802326E-6,35.36471236131316,4.4299785552173336,8.7629000393715267E-2,39.88231991692421,15.195774842751748,2.5968839806446438,3.8946222397206784E-2,17.831605045793598,28.9880165722243,3.6311985365875024,7.182840594511046E-2,32.691043514756913,12.455788370877629,2.1286336248961222,3.1923735975604654E-2,14.616345731749357]
["Statewide",2024,6,11,0.2305393438476212,4.5475170741812066E-6,1.3840269356203673E-6,0.18897024388964695,3.7275434043412346E-6,1.134469731756028E-6,0.28333008553485522,1.5665207729885957E-3,1.9969531499665297E-6,0.23224216080091259,1.284057669243287E-3,1.6368777558194115E-6,36.266250948461469,4.5429102416669274,8.9862891748493837E-2,40.899024081876888,15.583154704417037,2.6630853140806128,3.9939062999330595E-2,18.286179081496982,29.726996582516811,3.7237672408055325,7.3659499011873519E-2,33.524423322334222,12.773318844050193,2.182898037713588,3.2737555116388227E-2,14.988954436880169]
["Statewide",2024,6,12,0.24158539661312892,4.7654066227289572E-6,1.4503411460479436E-6,0.19802455648670017,3.9061447677479445E-6,1.1888266684450268E-6,0.2969055517552433,1.6415789857339798E-3,2.0926350821548898E-6,0.2433698022688176,1.3455819562985638E-3,1.7153070501849669E-6,38.003910624671143,4.760579058628541,9.416857869697004E-2,42.858658261996659,16.329805346538382,2.7906842757477657,4.1852701643097796E-2,19.162342323929245,31.151334690408653,3.9021876732658347,7.7188817258323508E-2,35.130711180932813,13.385339124784968,2.2874893257075586,3.4306141003699338E-2,15.707134591496228]
["Statewide",2024,6,13,0.26279033194981177,5.1836857931781044E-6,1.5776435022715973E-6,0.21540597926408828,4.2490030215043134E-6,1.2931748326317478E-6,0.32296616267931411,1.7856670669282664E-3,2.2763141961347328E-6,0.26473136216589921,1.4636891712773339E-3,1.8658665442258071E-6,41.339668822952206,5.1784344940919729,0.10243413882606298,46.620537455870242,17.763138947362275,3.0356340137780529,4.5526283922694658E-2,20.844299245063024,33.885614357235099,4.2446985967042687,8.3963994490161314E-2,38.214276948429529,14.560224919124456,2.4882715911714675,3.7317330884516144E-2,17.085813841180439]
["Statewide",2024,6,14,0.28240586799373024,5.5706131765487088E-6,1.6954040102539551E-6,0.2314845911330258,4.5661626038246937E-6,1.3897016620336025E-6,0.34707342095627391,1.9189551390345837E-3,2.4462257862235635E-6,0.28449178309916462,1.572943752613176E-3,2.0051409695056261E-6,44.425397882403061,5.5649699032002928,0.11008016038006035,50.100447945983412,19.089038152595066,3.2622237363587923,4.8924515724471269E-2,22.40018640467833,36.414948236693071,4.5615368825782108,9.0231343627753174E-2,41.066716462899038,15.647048070454055,2.6740043794423993,4.0102819390112524E-2,18.36115526928657]
["Statewide",2024,6,15,0.30907449694374434,6.0966667493191417E-6,1.8555072715319128E-6,0.25334453587294686,4.9973621998951779E-6,1.5209363217072281E-6,0.37984884572931871,2.1001691589067634E-3,2.6772319203531879E-6,0.31135739271520829,1.7214826395551956E-3,2.1944938356061432E-6,48.620652253352795,6.0904905608296138,0.12047543641589345,54.831618250598304,20.891686515112529,3.570287570141498,5.3544638407063756E-2,24.515518723661092,39.853746267546661,4.9922996547100675,9.8752222602276452E-2,44.944798144859007,17.124656599336458,2.9265204872438324,4.3889876712122862E-2,20.09506696329241]
["Statewide",2024,6,16,0.35592790240553435,7.0208762910182583E-6,2.1367884363968612E-6,0.2917496918407157,5.754925310751681E-6,1.751499007620077E-6,0.43743111847952892,2.4185392545103333E-3,3.0830804582297566E-6,0.35855686827422434,1.9824466624819813E-3,2.527162853851825E-6,55.991183165379702,7.0137638380799663,0.13873862062033904,63.143685624080007,24.058711516374093,4.1115167326675666,6.1661609164595135E-2,28.231889858206255,45.895279139100715,5.7490953211977454,0.11372232842333213,51.758096788721787,19.72062775508234,3.3701593262193681,5.0543257077036496E-2,23.141330338378747]
["Statewide",2024,6,17,0.29151550303418605,5.7503058059916626E-6,1.7500930713887669E-6,0.2389516461120598,4.7134544258811108E-6,1.4345296078768599E-6,0.35826905304287188,1.9808553435161714E-3,2.5251342887180777E-6,0.29366870401250572,1.6236825833154801E-3,2.0698212913651829E-6,45.8584387894876,5.7444804961968972,0.1136310429923135,51.71655032867681,19.704797917357954,3.3674540839774911,5.0502685774361553E-2,23.122754687109808,37.589594113600732,4.708679491614892,9.3141958111433235E-2,42.391415563327058,16.151778720687815,2.760260391636316,4.1396425827303657E-2,18.953435538151435]
["Statewide",2024,6,18,0.29353082972384603,5.7900592484120564E-6,1.7621919451688869E-6,0.24060358443072735,4.7460398301086868E-6,1.4444469048156872E-6,0.36074586534671643,1.9945495402247273E-3,2.5425912351722506E-6,0.29569891637155427,1.6349075466935272E-3,2.0841305340912056E-6,46.175470764379703,5.7841936666517091,0.11441660558275128,52.074081036614167,19.841022594069404,3.3907342183820366,5.0851824703445014E-2,23.282608637154887,37.849461295558946,4.7412318854112288,9.3785874034104252E-2,42.684479055004282,16.263440400435485,2.7793428293789963,4.1682610681824113E-2,19.084465840496307]
["Statewide",2024,6,19,0.28882201506986005,5.6971752543797432E-6,1.7339229035068785E-6,0.23674382739861305,4.6699039709846476E-6,1.4212751216040233E-6,0.35495878867505098,1.962553023497857E-3,2.5018030464884955E-6,0.29095532132265223,1.6086803983526683E-3,2.0506969611715191E-6,45.434724950406526,5.6914037681437852,0.11258113709198229,51.238709855642291,19.522733377127803,3.336340139946357,5.0036060929769907E-2,22.909109578003932,37.242281129299485,4.665173155222738,9.2281363252718365E-2,41.999735647774941,16.002542672745871,2.734756677199536,4.1013939223430385E-2,18.778313289168835]
["Statewide",2024,6,20,0.28205369687338783,5.5636664048781473E-6,1.693289775397697E-6,0.23119592082889767,4.5604684211532125E-6,1.3879686499161953E-6,0.34664060687784282,1.9165621272108505E-3,2.443175247359534E-6,0.2841370107614154,1.5709822304694307E-3,2.0026404805933669E-6,44.36999768036388,5.5580301689114666,0.10994288613117903,50.037970735406525,19.065233378281356,3.258155616258446,4.8863504947190682E-2,22.372252499486994,36.369537377461171,4.5558484683613489,9.0118821626701512E-2,41.015504667449221,15.627535591877846,2.6706697917980322,4.0052809611867336E-2,18.338258193287746]
["Statewide",2024,6,21,0.27251081654858222,5.3754277706838681E-6,1.6359997562950905E-6,0.22337374005796529,4.4061715448826765E-6,1.3410087310512495E-6,0.33491252153869494,1.851718009875143E-3,2.3605139340829161E-6,0.2745236445137772,1.51783031087415E-3,1.9348840262310881E-6,42.868802756952952,5.3699822286379151,0.10622312703373123,48.345008112624598,18.420188684628222,3.1479206167877432,4.7210278681658321E-2,21.615319580097623,35.139026497763481,4.4017079015350351,8.7069781180398972E-2,39.627804180478911,15.098800448257746,2.5803115284860549,3.8697680524621761E-2,17.717809657268422]
["Statewide",2024,6,22,0.24485414732267721,4.8298845526771656E-6,1.469964863858268E-6,0.20070391094520021,3.958996528078563E-6,1.2049119868065191E-6,0.30092280712984254,1.6637902309070082E-3,2.120949303566929E-6,0.24666269672767743,1.3637882387811503E-3,1.7385158666779774E-6,38.518119312619845,4.8249916696303234,9.5442718660511808E-2,43.438553700910681,16.550754392141339,2.8284433925419141,4.241898607133858E-2,19.421616770754593,31.572825181142711,3.9549858924653361,7.8233214000508977E-2,35.606044287608562,13.566448320022259,2.3184400059279557,3.477031733355955E-2,15.919658643283775]
["Statewide",2024,6,23,0.22819212536582353,4.5012168811440311E-6,1.3699355725220966E-6,0.18704625798093036,3.6895917097439089E-6,1.1229192160090157E-6,0.28044538220345205,1.5505713630132245E-3,1.9766213260675961E-6,0.22987760522013137,1.2709841354913475E-3,1.6202120116701511E-6,35.897008922041863,4.4966569527383511,8.8947959673041824E-2,40.482613834453254,15.424496021189864,2.6359713171224817,3.9532426521351922E-2,18.099999764833697,29.424333468176815,3.6858539929249079,7.2909540525156802E-2,33.183097001626884,12.643268287107226,2.1606730303352908,3.240424023340302E-2,14.836345557675919]
["Statewide",2024,6,24,0.23013144999699256,4.5394711405924769E-6,1.3815781732237975E-6,0.18863589835387876,3.7209482522634742E-6,1.1324625115584488E-6,0.28282878888995738,1.5637491237788781E-3,1.9934199356514787E-6,0.23183125415189387,1.2817857827253699E-3,1.6339816238200472E-6,36.202084977914545,4.5348724589587466,8.9703897104316546E-2,40.826661333977604,15.555583388947657,2.6583735104240929,3.9868398713029572E-2,18.253825298084777,29.674400531442416,3.7171787699035725,7.3529173071902126E-2,33.465108474417889,12.750718978354163,2.1790358306331288,3.2679632476400947E-2,14.962434441463694]
["Statewide",2024,7,1,0.27221090124935554,5.3695117742154171E-6,1.6341992356307793E-6,0.22312790320298334,4.4013222758735986E-6,1.3395328665702258E-6,0.33454392923698667,1.8496800777003807E-3,2.3579160399815525E-6,0.27422151397073335,1.5161598431194141E-3,1.9327545646227542E-6,42.821622942334294,5.3640722253311042,0.10610622179916987,48.291801389464574,18.399916108034265,3.1444561320906472,4.7158320799631052E-2,21.591530560924543,35.100353788253869,4.3968635450463012,8.697395540802394E-2,39.584191288708197,15.082183268390335,2.5774717333030042,3.8655091292455084E-2,17.698310092985793]
["Statewide",2024,7,2,0.25607306350937664,5.0511839285726088E-6,1.5373168478264463E-6,0.20989991754691664,4.1403928847161937E-6,1.2601195736092765E-6,0.31471072041932824,1.7400230550469907E-3,2.2181285947210149E-6,0.25796447842601333,1.4262753402437568E-3,1.8181725276362416E-6,40.282972213674014,5.046066859636273,9.9815786762445666E-2,45.428854860072732,17.309089623063052,2.958039193579884,4.4362571894420298E-2,20.311491388537359,33.019453238529707,4.1361984867068946,8.1817763743630867E-2,37.237469488980231,14.188046313430734,2.4246680784143866,3.636345055272483E-2,16.649077842397844]
["Statewide",2024,7,3,0.2593674670872036,5.1161678756480978E-6,1.5570945708494212E-6,0.21260029934371905,4.1936594210167563E-6,1.2763311281355346E-6,0.3187595028610315,1.7624086121199949E-3,2.2466650236541647E-6,0.26128321523117443,1.44462450403112E-3,1.841563484881271E-6,40.801216366212032,5.1109849751479857,0.10109992606443741,46.013301267424453,17.531772657356733,2.9960946406039914,4.4933300473083297E-2,20.572800598433808,33.444251549590327,4.1894110616902482,8.2870356819657195E-2,37.716532968100232,14.370576837714593,2.4558616568529041,3.6831269697625423E-2,16.863269764265123]
["Statewide",2024,7,4,0.26383737374992,5.2043392763706337E-6,1.5839293449823669E-6,0.21626422645533511,4.2659324257913442E-6,1.2983272600234526E-6,0.32425296447996171,1.7927817428993278E-3,2.2853837691888435E-6,0.26578613765908676,1.4695209830236878E-3,1.8733007608909812E-6,41.504379453435099,5.1990670544080508,0.10284226961349796,46.806288777456651,17.833913046397893,3.0477289629288573,4.5707675383776868E-2,20.927349684710528,34.020625620363106,4.2616108507686947,8.4298534240094147E-2,38.366535005371894,14.618237571249772,2.4981856711402695,3.7466015217819622E-2,17.153889257607862]
["Statewide",2024,7,5,0.26039868442287217,5.136509212458027E-6,1.5632854124872256E-6,0.21344557541752154,4.210332962781299E-6,1.2814056843247433E-6,0.32002685658488489,1.7694157604480412E-3,2.255597523731568E-6,0.26232204937676529,1.450368176700706E-3,1.8488853445257008E-6,40.963437642865266,5.1313057052993196,0.10150188856792056,46.196245236732508,17.60147711216867,3.00800679276167,4.511195047463136E-2,20.65459585540497,33.577222320225957,4.2060677124320476,8.319984050365653E-2,37.866489873161662,14.427712715722091,2.4656259003912,3.6977706890514016E-2,16.930316323003805]
["Statewide",2024,7,6,0.28824515657778293,5.6857963990471755E-6,1.7304597736230536E-6,0.23627098363963334,4.6605768642466262E-6,1.4184364369446254E-6,0.35424983651454794,1.9586332552022074E-3,2.4968062447989771E-6,0.29037420202023545,1.6054674128446096E-3,2.0466011447343877E-6,45.343979073862137,5.6800364400864014,0.11235628101595398,51.136371794964496,19.483741008300136,3.3296765338437528,4.9936124895979546E-2,22.863353667039867,37.167897858590138,4.6558554972493678,9.2097051513047451E-2,41.915850407352558,15.970581111112949,2.7292946018358362,4.0932022894687753E-2,18.740807735843472]
["Statewide",2024,7,7,0.29791053299444176,5.8764513369401024E-6,1.7884851895035097E-6,0.24419357293939509,4.8168543547222013E-6,1.4659991514371916E-6,0.36612846807978988,2.0243097366337581E-3,2.5805286305693493E-6,0.30011096914421365,1.6593016109766956E-3,2.1152273470736621E-6,46.864443914213105,5.8704982362378981,0.11612378837562072,52.851065938826622,20.137065744388444,3.4413265522773888,5.1610572611386983E-2,23.63000286927722,38.414204050459347,4.8119746718324174,9.5185230618314798E-2,43.321363952910076,16.506103302931752,2.8208127386603827,4.2304546941473245E-2,19.369220588533608]
["Statewide",2024,7,8,0.29899632371383822,5.8978691641666193E-6,1.7950036586594059E-6,0.24508358213970358,4.834410282344067E-6,1.4713422598438465E-6,0.36746289183698982,2.0316877125083534E-3,2.5899338503514282E-6,0.30120477976517601,1.6653492463918279E-3,2.1229366892032638E-6,47.035250155134698,5.8918943662742249,0.11654702326581427,53.043691544674736,20.210459051034441,3.453869111264201,5.1798677007028567E-2,23.716126839305669,38.554211809942529,4.8295128145363009,9.5532151014146874E-2,43.479256775492978,16.56626288708468,2.8310937188661076,4.2458733784065276E-2,19.439815339734853]
["Statewide",2024,7,9,0.28464099786343372,5.6147023592272509E-6,1.7088224571561201E-6,0.23331669939512825,4.6023019606243136E-6,1.4007005967117476E-6,0.34982036872924571,1.9341429040068484E-3,2.4655866881824015E-6,0.2867434221554192,1.5853929753924538E-3,2.0210108609698068E-6,44.777007197343451,5.6090144216198601,0.11095140096820806,50.496973019931524,19.240120280108513,3.2880429368116424,4.931173376364803E-2,22.577474950683804,36.703158035893658,4.5976396286381158,9.0945488743641306E-2,41.391743153275414,15.770888218548055,2.6951680581671713,4.0420217219396135E-2,18.506476493934624]
["Statewide",2024,7,10,0.28738299917568677,5.6687898636713507E-6,1.7252838715521504E-6,0.2355642838988157,4.6466368179011666E-6,1.4141938141438336E-6,0.35319025541917592,1.9527748734725267E-3,2.489338157525245E-6,0.28950567652401621,1.6006653699230846E-3,2.0404796461218167E-6,45.208352693654518,5.6630471330703278,0.11202021708863602,50.983420043813481,19.425464048054675,3.3197172849032954,4.9786763150504898E-2,22.794968096108473,37.056726595074075,4.6419295727769452,9.1821584075481757E-2,41.790477751926502,15.922812208820892,2.7211311288692439,4.0809592922436334E-2,18.684752930612571]
["Statewide",2024,7,11,0.28290834489252192,5.5805248134888535E-6,1.6984205954096514E-6,0.23189646522153862,4.5742870498245174E-6,1.3921743195118098E-6,0.34769095903171859,1.9223694824900953E-3,2.4505782876624967E-6,0.28499797140863192,1.5757424476417242E-3,2.0087086610098966E-6,44.50444275605998,5.5748714992212767,0.11027602294481235,50.189590278226063,19.123002746744522,3.2680281202331622,4.9011565753249935E-2,22.440042432730934,36.479740340304886,4.569653098161,9.0391889745445347E-2,41.139785328211332,15.674888427474755,2.6787621609909311,4.017417322019793E-2,18.393824761685885]
["Statewide",2024,7,12,0.2997349813523944,5.912439597860266E-6,1.7994381384792116E-6,0.24568905065444513,4.8463534863226737E-6,1.4749771480112486E-6,0.36837069320581572,2.0367069101672563E-3,2.5963321712342905E-6,0.30194889330001701,1.669463420527589E-3,2.1281813135590867E-6,47.151448730344413,5.9064500394850432,0.11683494770554308,53.174733717534998,20.260388126319864,3.4624017472843356,5.1926643424685809E-2,23.774716517028885,38.649458342402177,4.8414439195300085,9.5768159110158901E-2,43.586670421042342,16.607189131500935,2.8380878148969013,4.2563626271181737E-2,19.487840572669018]
["Statewide",2024,7,13,0.31198260605617939,6.1540308227205193E-6,1.8729659025671147E-6,0.25572827688245453,5.044382820151332E-6,1.5352469452634491E-6,0.38342287691123933,2.1199298351484643E-3,2.7024222308468366E-6,0.31428698179464609,1.7376802210460438E-3,2.2151420210229762E-6,49.078128244638634,6.1477965219305464,0.12160900038810765,55.347533766957284,21.088258230118164,3.6038807197523894,5.4048444616936732E-2,24.746187394487489,40.2287336697147,5.0392726410335271,9.9681390946033926E-2,45.367687701694258,17.285783998705536,2.9540563757782743,4.4302840420459524E-2,20.284143214904272]
["Statewide",2024,7,14,0.32713966340963668,6.4530122284919751E-6,1.9639602434540796E-6,0.268152329007047,5.2894541742384905E-6,1.6098338791160626E-6,0.40205071840995654,2.2229224298409532E-3,2.8337140655551714E-6,0.3295559926819025,1.8221019748909377E-3,2.3227603112960327E-6,51.462491956474437,6.4464750465387644,0.12751713294998271,58.036484135963185,22.112789512547611,3.7789681307296203,5.6674281311103428E-2,25.948431924588334,42.18316706328352,5.2840957271837192,0.10452421400832147,47.57178700447556,18.125579597504636,3.097573357314594,4.6455206225920656E-2,21.269608161045152]
["Statewide",2024,7,15,0.36377290052582595,7.1756232522246963E-6,2.1838853376336035E-6,0.29818013960448303,5.881769477618447E-6,1.7901037540577883E-6,0.44707252697556482,2.4718462185815771E-3,3.1510345585856273E-6,0.36645981136640149,2.0261417204856936E-3,2.5828639879976657E-6,57.225283452872297,7.1683540338865734,0.14179655513635323,64.535434041895229,24.588988983656066,4.202138571588681,6.3020691171712551E-2,28.854148246416457,46.906855854899391,5.875810989408512,0.11622887945989495,52.898895723767801,20.155289625152083,3.4444409248256793,5.1657279759953316E-2,23.651387829737718]
["Statewide",2024,7,16,0.40904175828459099,8.0685767071574537E-6,2.4556537804392252E-6,0.33528646145180202,6.6137123613991814E-6,2.0128689795562728E-6,0.50270740962420146,2.7794492717742834E-3,3.5431575974908819E-6,0.41206303538630557,2.2782801321463357E-3,2.904282384788336E-6,64.346548431897787,8.0604028881454219,0.15944209188708969,72.566393411930292,27.64890752933108,4.7250637620162816,7.086315194981764E-2,32.444834443297175,52.744068529447112,6.6070123832243732,0.13069270731547511,59.48177361998696,22.663466946246807,3.8730762246487709,5.8085647695766719E-2,26.594628818591342]
["Statewide",2024,7,17,0.33249036087126282,6.5585577187298835E-6,1.9960827839612691E-6,0.2725382294239907,5.3759685049329204E-6,1.6361643275882802E-6,0.40862666134521408,2.2592805567607337E-3,2.8800623025726879E-6,0.33494621163342936,1.8519042810688493E-3,2.3607513869488039E-6,52.304212652187402,6.5519136146061276,0.12960280361577095,58.985729070409299,22.474466373986775,3.8407769464932473,5.760124605145376E-2,26.372844566531477,42.873115089078958,5.3705224150996633,0.10623381241269618,48.349871316591319,18.422041639838614,3.148237277817044,4.7215027738976081E-2,21.617493945394632]
["Statewide",2024,7,18,0.32587861228958803,6.4281372921616847E-6,1.9563896106579039E-6,0.26711866102770887,5.2690644971160405E-6,1.6036283252092298E-6,0.40050090172468233,2.2143535550346533E-3,2.8227907239492612E-6,0.32828562714640375,1.815078174376104E-3,2.3138065835161743E-6,51.264115420759339,6.4216253096004943,0.12702558257771676,57.812766312937548,22.027549594857529,3.7644010435589106,5.6455814478985226E-2,25.848406452895421,42.02056027473968,5.2637267056907016,0.10412129625822784,47.388408276688608,18.055709493052206,3.0856328964393769,4.6276131670323489E-2,21.187618521161909]
["Statewide",2024,7,19,0.34512892271370432,6.8078603965825033E-6,2.0719575120033706E-6,0.28289790198104953,5.5803188212385407E-6,1.6983579021160777E-6,0.4241593021001186,2.3451599096575293E-3,2.989538695890577E-6,0.34767812481890564,1.9222985226379549E-3,2.4504878301960544E-6,54.29239066881518,6.8009637380068346,0.13452924131507596,61.227883648137094,23.328761615506522,3.9867718464177999,5.979077391781154E-2,27.375324235842132,44.502799976819922,5.5746657156500694,0.11027195235882245,50.187737644828815,19.122296865039811,3.2679074884845232,4.9009756603921088E-2,22.439214110128255]
["Statewide",2024,7,20,0.3408735700321463,6.7239211927438803E-6,2.0464107977916159E-6,0.27940984210957703,5.5115148958149838E-6,1.6774175769871691E-6,0.41892952474791217,2.3162446787004247E-3,2.9526784368136165E-6,0.34339134111751618,1.8985970660670487E-3,2.4202739325100581E-6,53.622979167732758,6.7171095682312316,0.13287052965661275,60.472959265620602,23.041123861135169,3.937615953790722,5.9053568736272329E-2,27.037793383662162,43.954091663042071,5.5059314915944411,0.10891232696295261,49.568935481599461,18.886523761463391,3.2276150123139828,4.8405478650201159E-2,22.162544252427576]
["Statewide",2024,7,21,0.32748744638461386,6.4598724415489858E-6,1.966048134384474E-6,0.26843740240278607,5.29507740588686E-6,1.6115452974438271E-6,0.40247813951042166,2.2252856241040272E-3,2.8367265938975979E-6,0.32990634446242917,1.8240390559496346E-3,2.3252296434546647E-6,51.517201857333973,6.4533283099016785,0.1276526967253919,58.098182863961043,22.136297673073191,3.7829855609768464,5.6734531877951959E-2,25.976017765927988,42.228012091190934,5.2897132622539402,0.10463533395545992,47.622360687400331,18.144848945433605,3.1008663951143789,4.6504592869093295E-2,21.29221993341708]
["Statewide",2024,7,22,0.31008521310136899,6.1166036889635388E-6,1.861575035771512E-6,0.25417300738510568,5.0137042623134051E-6,1.5259099928779928E-6,0.38109100375151095,2.1070370012025272E-3,2.685986837327467E-6,0.31237557425630913,1.7271121247960481E-3,2.2016701325811037E-6,48.779648480193401,6.110407303487329,0.12086940767973602,55.010925191360464,20.960005206333101,3.5819629020442965,5.371973674654934E-2,24.595687845123948,39.984073504807569,5.0086251619085393,9.9075155966149658E-2,45.091773822682256,17.180656584097001,2.9360906121532819,4.4033402651622075E-2,20.160780598901905]
["Statewide",2024,7,23,0.29790152500671008,5.87627364936049E-6,1.7884311106749318E-6,0.24418618920345569,4.8167087064146489E-6,1.4659548236914149E-6,0.36611739737102533,2.0242485271253548E-3,2.5804506025452583E-6,0.30010189462139963,1.6592514383010114E-3,2.1151633884690414E-6,46.863026863491243,5.8703207286635291,0.11612027711453662,52.849467869269311,20.136456855406394,3.4412224961131033,5.1609012050905165E-2,23.629288363570399,38.413042511539153,4.8118291710729331,9.5182352481106861E-2,43.3200540350932,16.505604204176979,2.8207274451117192,4.2303267769380828E-2,19.368634917058078]
["Statewide",2024,7,24,0.28798026550866851,5.6805712750423453E-6,1.7288695184911487E-6,0.23605385571214244,4.656293894836428E-6,1.4171329245154347E-6,0.35392428857111657,1.9568333135721958E-3,2.494511733822943E-6,0.29010735440437402,1.6039920229908272E-3,2.0447203625151269E-6,45.302308937102922,5.6748166093593682,0.11225302802203244,51.089378574484321,19.465835871411411,3.3266166330727329,4.989023467645886E-2,22.8423427391606,37.133741363759874,4.6515768666733992,9.2012416313180717E-2,41.877330646746458,15.95590449224057,2.7267864390844063,4.0894407250302536E-2,18.72358533857528]
["Statewide",2024,8,1,0.27987151725119153,5.5206216953494034E-6,1.6801892116280793E-6,0.2294072152286509,4.5251852060540053E-6,1.3772302801033929E-6,0.3439587343232911,1.9017341605327533E-3,2.4242730053490856E-6,0.28193871305545176,1.5588279298941691E-3,1.9871465470063239E-6,44.026717993381261,5.5150290655449847,0.10909228524070885,49.650839344166954,18.91773038778101,3.2329480729056805,4.8485460106981709E-2,22.199163920793673,36.088155271097826,4.5206009966930907,8.942159461528458E-2,40.698177862406197,15.506629218049847,2.6500074808200873,3.9742930940126479E-2,18.19637962981006]
["Statewide",2024,8,2,0.26949561548980916,5.3159512489413464E-6,1.6178982061995403E-6,0.22090221710685776,4.3574193768934198E-6,1.3261711147066931E-6,0.33120687564056306,1.8312296411027082E-3,2.3343959832307648E-6,0.27148617248209878,1.50103624883159E-3,1.9134754655053714E-6,42.394480081992072,5.310565959197854,0.10504781924538442,47.810093860435309,18.216378160230967,3.1130903898746038,4.6687919664615295E-2,21.376156469770187,34.750230077708643,4.353005121611611,8.6106395947741721E-2,39.189341595267997,14.931739486515433,2.5517616230137028,3.8269509310107426E-2,17.521770618839245]
["Statewide",2024,8,3,0.26742697233109519,5.2751461094469886E-6,1.6054792507012576E-6,0.21920657593906989,4.3239719096042946E-6,1.3159914507491332E-6,0.3286645380364146,1.8171731576151519E-3,2.3164772045832428E-6,0.26940224984621536,1.4895143234693402E-3,1.8987876646523203E-6,42.069060868661069,5.2698021570839408,0.10424147420624592,47.443104499951261,18.076549592002802,3.0891943679457583,4.6329544091664857E-2,21.212073504040227,34.483487980315566,4.3195915380610863,8.5445444909354407E-2,38.888524963286002,14.817123741541845,2.5321743498978786,3.7975753293046408E-2,17.387273844732771]
["Statewide",2024,8,4,0.26232855736826721,5.1745770321356304E-6,1.5748712706499747E-6,0.21502746836074246,4.2415366829305968E-6,1.2909024687180079E-6,0.32239864726305911,1.7825292967656784E-3,2.2723142619378203E-6,0.26426617681041503,1.4611171799503967E-3,1.8625878477216969E-6,41.267026849671566,5.1693349606204668,0.10225414178720191,46.538615952079233,17.731925599468251,3.0302998045016531,4.5446285238756406E-2,20.807671689208661,33.826070631733124,4.23723982185615,8.3816453147476364E-2,38.147126906736752,14.534639724572827,2.4838992059156744,3.7251756954433939E-2,17.055790687442933]
["Statewide",2024,8,5,0.26282127035276703,5.1842960704233632E-6,1.5778292388245018E-6,0.21543133908968001,4.249503258201235E-6,1.2933270785829846E-6,0.32300418560507305,1.7858772941723611E-3,2.2765821874467809E-6,0.26476252908705955,1.4638614919447125E-3,1.8660862133840203E-6,41.34453575744935,5.1790441530998477,0.10244619843510513,46.626026108984298,17.765230208279018,3.0359914000930139,4.5531643748935618E-2,20.846753252120969,33.889603723143622,4.2451983266396667,8.3973879602280907E-2,38.218775929385572,14.561939099788276,2.4885645363060114,3.7321724267680406E-2,17.087825360361968]
["Statewide",2024,8,6,0.28537213177629933,5.6291243832374649E-6,1.7132117688114024E-6,0.23391600080513628,4.6141235150241289E-6,1.4042984610943E-6,0.35071892352953427,1.9391109777561059E-3,2.4719198378564518E-6,0.28747995639259027,1.589465243892877E-3,2.0262020652932042E-6,44.892022211780386,5.6234218354927066,0.11123639270354033,50.626680439976631,19.289540794124385,3.2964886621853799,4.9438396757129036E-2,22.635467853066892,36.797434418251555,4.6094492072893436,9.1179092938194192E-2,41.49806271847909,15.811397601592464,2.7020909146178909,4.0524041305864081E-2,18.55401255751622]
["Statewide",2024,8,7,0.29117317434918744,5.7435531818450346E-6,1.7480379249093584E-6,0.23867104353024032,4.7079193835296116E-6,1.4328450297698818E-6,0.35784833519930154,1.9785292112938354E-3,2.5221690059406452E-6,0.29332384680860579,1.6217758815523962E-3,2.0673906858108294E-6,45.804586905510597,5.7377347127521228,0.11349760526732904,51.655819223530045,19.681658435961584,3.3634996591995203,5.0443380118812907E-2,23.095601475279917,37.545452391501541,4.7031500565019488,9.3032580861487316E-2,42.341635028864978,16.132811574473319,2.7570189986390736,4.134781371621659E-2,18.931178386828609]
["Statewide",2024,8,8,0.27920187060869905,5.5074125420240803E-6,1.6761690345290681E-6,0.22885831417237251,4.5143578267277593E-6,1.3739349907432311E-6,0.34313574664002205,1.8971838943676867E-3,2.4184724641062263E-6,0.28126412024786429,1.5550981330940887E-3,1.982391915215233E-6,43.921375569922823,5.5018332936662917,0.10883126088478018,49.532040124473895,18.872466065201213,3.2252126204250673,4.8369449282124527E-2,22.146048134908405,36.001807391726629,4.5097845859728576,8.9207636184685482E-2,40.600799613884178,15.469526613632535,2.6436668262599508,3.9647838304304663E-2,18.152841278196789]
["Statewide",2024,8,9,0.26850041565892907,5.2963203774917392E-6,1.6119235931496598E-6,0.22008646413549227,4.3413281947824372E-6,1.3212737984120462E-6,0.32998378699763753,1.8244672326463937E-3,2.3257754701159376E-6,0.27048362187492314,1.4954931864026631E-3,1.9064093377088092E-6,42.237924735697604,5.2909549746745412,0.10465989615521719,47.633539606527364,18.149108284870064,3.1015942954988693,4.6515509402318751E-2,21.297218089771253,34.621903599990162,4.3369302405677228,8.578842019689642E-2,39.044622260754785,14.876599203120772,2.5423384168845273,3.8128186754176181E-2,17.457065806759474]
["Statewide",2024,8,10,0.26703541806522296,5.2674224832762675E-6,1.60312858186669E-6,0.21888562375848758,4.3176409489238544E-6,1.3140646366289991E-6,0.32818332254499527,1.814512536304255E-3,2.3130855252647955E-6,0.26900780346990799,1.4873334451445087E-3,1.896007547136127E-6,42.007465285759395,5.2620863552823396,0.1040888486369158,47.37364048967865,18.050082739974741,3.0846713117172335,4.6261710505295907E-2,21.181015762197269,34.432998844148223,4.3132669909190753,8.5320339621125715E-2,38.831586174688425,14.79542919084494,2.528466856745665,3.7920150942722539E-2,17.361816198533326]
["Statewide",2024,8,11,0.28877570559481036,5.696261774168643E-6,1.7336448877904565E-6,0.23670586809566507,4.6691552025731525E-6,1.4210472355657422E-6,0.35490187488624636,1.9622383494233985E-3,2.5014019095262297E-6,0.29090866979510122,1.6084224639124822E-3,2.0503681541734276E-6,45.427439985439534,5.6904912133278556,0.11256308592868033,51.230494284696064,19.51960311874355,3.3358051940197773,5.0028038190524593E-2,22.905436350953853,37.236309733772956,4.6644251453461987,9.2266566937804245E-2,41.993001446056958,15.999976838730566,2.7343181886512196,4.100736308346855E-2,18.775302390465257]
["Statewide",2024,8,12,0.29355052917544988,5.7904478310766269E-6,1.7623102094581039E-6,0.24061973182714108,4.7463583465044974E-6,1.4445438445883255E-6,0.36077007573620895,1.9946833985052224E-3,2.5427618736466924E-6,0.29571876132786717,1.6350172686676147E-3,2.0842704043345834E-6,46.178569694234746,5.7845818556651452,0.11442428431410116,52.077575834213995,19.842354165491493,3.3909617774588781,5.0855237472933849E-2,23.284171180423304,37.852001449966998,4.7415500791360827,9.3792168195056258E-2,42.687343697298139,16.264531873032695,2.7795293567349453,4.1685408086691668E-2,19.085746637854331]
["Statewide",2024,8,13,0.29538321053590738,5.8265984925607793E-6,1.7733125846924113E-6,0.24212195803234177,4.7759905958352147E-6,1.4535623552541957E-6,0.36302241912346078,2.0071365155025678E-3,2.5586367293419075E-6,0.29756497929703751,1.6452249343827134E-3,2.0972828268667679E-6,46.46686964780298,5.8206958949574465,0.11513865282038584,52.40270419558081,19.966233051790343,3.4121320763543652,5.1172734586838152E-2,23.429537862731546,38.088317350020802,4.7711523097098691,9.4377727209004558E-2,42.953847386939678,16.366073861337064,2.7968823884506127,4.1945656537335362E-2,19.204901906325013]
["Statewide",2024,8,14,0.31117074376346993,6.1380163864149295E-6,1.8680919436915004E-6,0.25506280341967102,5.0312559851221552E-6,1.5312518215589169E-6,0.38242510790141715,2.1144132099811083E-3,2.6953898044691643E-6,0.31346912289913254,1.7331583117444712E-3,2.2093776282492942E-6,48.950413811381395,6.1317983089452142,0.12129254120111239,55.203504661527724,21.033380934577941,3.5945024569678843,5.3907796089383286E-2,24.681791187635209,40.124047731088964,5.0261591040589666,9.9421993271218242E-2,45.249628828419155,17.240801759452289,2.9463691299656012,4.4187552564985882E-2,20.231358441982874]
["Statewide",2024,8,15,0.34793646007876489,6.8632406362020515E-6,2.0888123675397547E-6,0.28519920557526579,5.625713317522395E-6,1.7121736183763811E-6,0.42760973181206696,2.3642371982882109E-3,3.0138578445930743E-6,0.3505063993047649,1.9379359397708668E-3,2.4704219350859211E-6,54.734045671944571,6.8562878750358118,0.13562360300668835,61.725957149987067,23.518535249663682,4.0192032370899584,6.0277156891861486E-2,27.5980156436455,44.864819111009908,5.6200142253355141,0.11116898707886645,50.596002323424294,19.277851961762071,3.2944910976104738,4.9408438701718418E-2,22.621751498074264]
["Statewide",2024,8,16,0.38392093505514308,7.5730544650671442E-6,2.3048426632813049E-6,0.31469523388452331,6.2075389188199273E-6,1.8892509752930215E-6,0.47183421949744425,2.6087526315968254E-3,3.3255586998773107E-6,0.38675666394212854,2.1383622110352301E-3,2.725919264351359E-6,60.394780095672864,7.5653826316307935,0.14965014149447897,68.10981286879813,25.950882072359434,4.4348794737146031,6.6511173997546219E-2,30.452272720071583,49.504852984592453,6.2012504120021674,0.12266636689581116,55.828769763490435,21.271616516817069,3.635215758759891,5.4518385287027182E-2,24.961350660863989]
["Statewide",2024,8,17,0.31689669937679371,6.2509640528870108E-6,1.902467320443873E-6,0.25975629829430846,5.1238377879666331E-6,1.559428891989845E-6,0.38946223859943857,2.1533212256966867E-3,2.7449885623547304E-6,0.31923737174592109,1.7650507301765058E-3,2.2500331155853472E-6,49.851166540728137,6.2446315545203914,0.12352448530596287,56.21932258055449,21.420423122969122,3.6606460836843673,5.4899771247094609E-2,25.135968977900582,40.8623835834779,5.1186471175118671,0.10125149020134062,46.082282191191112,17.558055446025659,3.0005862413000601,4.5000662311706942E-2,20.603642349637425]
["Statewide",2024,8,18,0.32172546213224412,6.3462140900871474E-6,1.9314564622004363E-6,0.26371437529909875,5.2019130633612957E-6,1.583190932327351E-6,0.39539673004760362,2.1861327928591511E-3,2.7868157526034861E-6,0.32410180086072771,1.7919459652613716E-3,2.2843183452151775E-6,50.610781446093263,6.3397850992915386,0.12540670886715688,57.075973254251963,21.746820152618199,3.7164257478605567,5.5736315052069725E-2,25.518982215530823,41.485030510173146,5.1966432992579774,0.10279432553468298,46.784468134965806,17.825599047340024,3.0463081409443316,4.5686366904303548E-2,20.917593555188656]
["Statewide",2024,8,19,0.32494777642241163,6.4097760357765577E-6,1.9508014021928654E-6,0.26635566639995534,5.2540140027435439E-6,1.5990477399654265E-6,0.39935691562033948,2.208028501367725E-3,2.8147277374497055E-6,0.32734791591006518,1.8098936062494392E-3,2.3071974533786865E-6,51.117685199403454,6.4032826539664027,0.12666274818523676,57.647630601555093,21.964630359118672,3.7536484523251326,5.6294554748994113E-2,25.774573366192801,41.900533236488343,5.2486914581233739,0.10382388540204089,47.253048580013761,18.004135375053586,3.0768191306240467,4.6143949067573728E-2,21.127098454745205]
["Statewide",2024,8,20,0.32812421583286672,6.4724330738901665E-6,1.9698709355317898E-6,0.26895935443027752,5.3053732005972406E-6,1.614678800181769E-6,0.4032607215167221,2.2296124888883388E-3,2.8422423498387247E-6,0.33054781723721072,1.8275857334057364E-3,2.3297508402622661E-6,51.617372354140429,6.4658762177761826,0.1279009057427426,58.211149477659355,22.179339683419716,3.7903412311101761,5.6844846996774494E-2,26.026525761526667,42.310120606362972,5.2999986268766355,0.10483878781180198,47.714958021051409,18.180129948046588,3.106895746789752,4.6595016805245318E-2,21.333620711641586]
["Statewide",2024,8,21,0.31319013023259662,6.1778499102484749E-6,1.8802151900756229E-6,0.2567180694892689,5.0639070310919248E-6,1.5411890964192815E-6,0.38490690962548108,2.1281349929955944E-3,2.7128819171091125E-6,0.3155034250241186,1.7444058872757096E-3,2.2237156962621056E-6,49.268084432061578,6.1715914796872235,0.12207968626991006,55.561755598018713,21.169880029401458,3.6178294880925104,5.4257638342182252E-2,24.841967155836151,40.384438403087181,5.0587770730995576,0.10006720633179475,45.54328268251853,17.352688376326523,2.9654900083687061,4.4474313925242114E-2,20.362652698620472]
["Statewide",2024,8,22,0.28761131375829158,5.6732934960897987E-6,1.7266545422881998E-6,0.23575143053347825,4.6503283895969115E-6,1.4153173359642775E-6,0.35347085129985573,1.9543262769356295E-3,2.4913158395872591E-6,0.28973567749097284,1.6019370361207103E-3,2.0421007276056003E-6,45.244268966381533,5.6675462031133259,0.11210921278142666,51.023924382276284,19.440896821492064,3.32235467079057,4.9826316791745179E-2,22.813077809074379,37.086166718844524,4.6456174047500598,9.1894532742252011E-2,41.823678656336838,15.935462262003506,2.7232929614052073,4.0842014552112005E-2,18.699597237960827]
["Statewide",2024,8,23,0.27952445222495675,5.513775644231565E-6,1.6781056308530852E-6,0.22912273032660094,4.5195735827717165E-6,1.3755223947566093E-6,0.34353219557321013,1.8993758447498562E-3,2.4212666959451651E-6,0.28158908452660303,1.5568948476652308E-3,1.984682312434536E-6,43.972121033370897,5.5081899497745832,0.10895700131753243,49.589267984463014,18.894270756526556,3.2289389360747558,4.8425333918903302E-2,22.171635026520214,36.043402819405188,4.5149950582291698,8.9310704059554116E-2,40.647708581693912,15.487399648963166,2.6467212410308925,3.969364624869072E-2,18.173814536242748]
["Statewide",2024,8,24,0.28035277422325111,5.5301147574054669E-6,1.683078404427751E-6,0.22980169560612523,4.5329665514072729E-6,1.3795985156456916E-6,0.34455019336356674,1.9050043140401531E-3,2.4284416978171834E-6,0.28242352470289661,1.561508434208688E-3,1.9905635725744976E-6,44.102424750536542,5.5245125107164439,0.10927987640177325,49.736217137654755,18.95026063499617,3.2385073338682604,4.856883395634367E-2,22.237336802820774,36.150211161970766,4.5283744592051951,8.9575360765852388E-2,40.768160981941811,15.533293858659313,2.6545643381547697,3.9811271451489952E-2,18.227669468265574]
["Statewide",2024,9,1,0.20422511245909439,4.0284541908740742E-6,1.2260512754834139E-6,0.16740079444007602,3.3020739898128201E-6,1.0049790403778149E-6,0.25099021110967601,1.3877148936650126E-3,1.7690168403403542E-6,0.20573356640877266,1.1374927052733468E-3,1.450041186830847E-6,32.126747022038529,4.0243731916285368,7.9605757815315939E-2,36.230725971482379,13.804461611032181,2.3591153192305216,3.5380336806807085E-2,16.19895726706951,26.333896500322901,3.2987288452927057,6.5251853407388108E-2,29.697877199022997,11.315346152482496,1.9337375989646897,2.900082373661694E-2,13.278084575183803]
["Statewide",2024,9,2,0.16960001957482884,3.3454549315789564E-6,1.0181819356979434E-6,0.13901903478968802,2.7422279589732626E-6,8.3459111794838434E-7,0.20843638769359324,1.1524364966478292E-3,1.4690910786498893E-6,0.17085272457429068,9.4463791821500697E-4,1.2041957558969543E-6,26.679857624779935,3.3420658402787047,6.6109098539245015E-2,30.088032563597881,11.464001323147627,1.9591420443013097,2.9381821572997787E-2,13.452525189021934,21.869148745509207,2.73944996282352,5.4188809015362945E-2,24.662787517348089,9.396899851585987,1.6058844609655119,2.4083915117939086E-2,11.026868227669439]
["Statewide",2024,9,3,0.18461381735727508,3.6416104624505373E-6,1.1083162277023374E-6,0.15132565881883411,2.9849829784161101E-6,9.0847308038751179E-7,0.22688816489963567,1.2544556388693743E-3,1.599141985684801E-6,0.18597741774218635,1.0282617451300366E-3,1.3107968731305526E-6,29.041685107153366,3.6379213527211856,7.1961389355816044E-2,32.751567849230362,12.478849069479962,2.1325745860779364,3.1982839713696018E-2,14.643406495271593,23.805109470999852,2.9819590608771063,5.8985859290874867E-2,26.846054391167833,10.228757975820249,1.7480449667210622,2.6215937462611052E-2,12.003018880003923]
["Statewide",2024,9,4,0.20086186449004195,3.9621122498035713E-6,1.2058602499402175E-6,0.16464398174873221,3.2476943226593827E-6,9.8842870689633395E-7,0.24685681973776166,1.3648615371823348E-3,1.7398840749137422E-6,0.20234547671177808,1.1187600921056648E-3,1.4261614199504245E-6,31.597672926433493,3.958098457828771,7.8294783371118393E-2,35.634066167633385,13.577125085576892,2.3202646132099694,3.4797681498274842E-2,15.932187380285136,25.900221019107594,3.2444042671064279,6.4177263897769107E-2,29.208802550111791,11.129001219147794,1.9018921565796301,2.8523228399008491E-2,13.059416604126431]
["Statewide",2024,9,5,0.22392392426572066,4.4170242350871141E-6,1.3443117237221651E-6,0.18354766641996187,3.6205800408740331E-6,1.1019156646138362E-6,0.27519981429912321,1.5215688267215307E-3,1.9396497727991237E-6,0.2255778781988039,1.2472111158193463E-3,1.5899068875142491E-6,35.225576230287771,4.4125495974924389,8.7284239775960559E-2,39.725410067556169,15.135989786451777,2.5866670054266021,3.8792995455982471E-2,17.76144978733436,28.873968409446899,3.6169122358761046,7.1545809938141205E-2,32.562426455261146,12.406783300934215,2.1202588968928886,3.1798137750284984E-2,14.558840335577388]
["Statewide",2024,9,6,0.27403814777342089,5.4055552305220238E-6,1.6451689832023553E-6,0.22462567454012816,4.4308666504484965E-6,1.3485246327451947E-6,0.33678959327556784,1.8620962648446086E-3,2.3737438186205407E-6,0.27606225696055203,1.5263372378914539E-3,1.9457283986752091E-6,43.109067939272684,5.4000791680493654,0.10681847183792434,48.615965579159976,18.523427630156231,3.1655636502358346,4.7474876372410817E-2,21.736466156764479,35.33596889095066,4.426377989885216,8.7557777940384413E-2,39.849904658776261,15.183424132830362,2.5947733044154715,3.8914567973504184E-2,17.817112005219336]
["Statewide",2024,9,7,0.27647471987345834,5.4536179734901725E-6,1.6597967745404874E-6,0.22662290250267114,4.4702630853871661E-6,1.3605148520743549E-6,0.33978411113093121,1.8786528349548973E-3,2.3948496318369885E-6,0.27851682614607864,1.5399084532835877E-3,1.9630285722787119E-6,43.492366224759195,5.4480932213692022,0.10776823343266448,49.048227679561066,18.688126112201218,3.1937098194233253,4.7896992636739771E-2,21.929732924261284,35.650153746698066,4.4657345145224046,8.8336285752542043E-2,40.204224546973009,15.318425438034325,2.6178443705820991,3.9260571445574238E-2,17.975530380061997]
["Statewide",2024,9,8,0.24595391484783233,4.8515780801888015E-6,1.476567241796592E-6,0.20160537676002374,3.9767784438083579E-6,1.2103238742025439E-6,0.30227440821350232,1.6712631795363427E-3,2.1304755917350826E-6,0.24777058739032076,1.3699137221866793E-3,1.7463244470636702E-6,38.691124251328297,4.8466632206553939,9.5871401628078709E-2,43.633658873611772,16.625092451742628,2.8411474052117827,4.2609511834701651E-2,19.508849368789111,31.714635185961058,3.9727497943413699,7.8584600117865153E-2,35.76596958042029,13.627382306467641,2.3288533277173546,3.4926488941273405E-2,15.991162123126269]
["Statewide",2024,9,9,0.22621730405642879,4.4622624299295556E-6,1.3580798699785603E-6,0.18542752142062566,3.6576612287087388E-6,1.1132012435200511E-6,0.27801835052561102,1.5371524014057335E-3,1.9595152409690653E-6,0.22788819742346189,1.2599847789156234E-3,1.6061903656503592E-6,35.586348867278211,4.4577419640766269,8.817818584360794E-2,40.132269017198446,15.291009278908607,2.613159082389747,3.9190304819381308E-2,17.943358666117735,29.169689270203122,3.653955858855308,7.2278566454266169E-2,32.895923695512693,12.533850858290403,2.14197412415656,3.212380731300718E-2,14.707948789759971]
["Statewide",2024,9,10,0.21326131430264014,4.2066983095718036E-6,1.2802994855218534E-6,0.17480765713740185,3.4481784855576688E-6,1.0494456260392907E-6,0.2620955946789737,1.4491161176842348E-3,1.8472892576815309E-6,0.21483651173061477,1.1878225278727571E-3,1.5142001175709762E-6,33.548236118908633,4.2024367412842807,8.3128016595668888E-2,37.83380087678858,14.415257707343553,2.4634974000631993,3.6945785153630617E-2,16.915700892560384,27.499073501518691,3.4446853308309953,6.813900529069393E-2,31.01189783764038,11.816008145183812,2.019298297383687,3.0284002351419523E-2,13.865590444918919]
["Statewide",2024,9,11,0.20771729152340096,4.0973393696725744E-6,1.2470163299003487E-6,0.17026329035281063,3.3585383174225077E-6,1.0221638357372849E-6,0.25528205724959996,1.4114443402572091E-3,1.7992664188562171E-6,0.20925153951593278,1.1569434386495014E-3,1.4748363915637968E-6,32.676103327948795,4.0931885867459066,8.0966988848529778E-2,36.850258903543235,14.040513148727998,2.3994553784372554,3.5985328377124343E-2,16.475953855542375,26.784197058039396,3.3551359720835539,6.6367637620370859E-2,30.205700667743319,11.508834673376303,1.9668038457041523,2.9496727831275937E-2,13.505135246911731]
["Statewide",2024,9,12,0.21167603116449635,4.175427715937749E-6,1.2707823483288803E-6,0.17350822018989676,3.4225463673821825E-6,1.0416445465945775E-6,0.26014730073646936,1.4383440779728168E-3,1.8335573883030984E-6,0.21323951932428992,1.1789928203812623E-3,1.5029442743721758E-6,33.298854494268078,4.1711978261211691,8.2510082473639432E-2,37.552562402862883,14.308101540505815,2.4451849325537887,3.6671147766061965E-2,16.789957620825664,27.294658473509109,3.4190791791056605,6.7632492346747911E-2,30.781370144961517,11.728173562835945,2.0042877946481461,3.0058885487443517E-2,13.762520242971535]
["Statewide",2024,9,13,0.22647493324043216,4.4673443092023495E-6,1.3596265288876716E-6,0.18563869687086199,3.6618267821868142E-6,1.1144690206655523E-6,0.27833497369943333,1.5389029983395746E-3,1.9617468488236403E-6,0.22814772951624804,1.26141972153331E-3,1.6080195869602965E-6,35.626876633527466,4.4628186951847661,8.8278608197063818E-2,40.177973936909297,15.308423553468833,2.6161350971772768,3.9234936976472803E-2,17.963793587622582,29.202909378079749,3.6581171924465989,7.236088141321334E-2,32.933387451939559,12.548125123393643,2.1444135266066269,3.2160391739205929E-2,14.724699041739475]
["Statewide",2024,9,14,0.24007726455607342,4.7356578771781198E-6,1.4412871800107323E-6,0.19678835932450151,3.8817600895913673E-6,1.1814052446582422E-6,0.29505207556505419,1.6313311896035761E-3,2.0795715025869135E-6,0.24185053079932303,1.3371819647753219E-3,1.704598995864035E-6,37.766665672326937,4.730860449850371,9.358071761641111E-2,42.591106839793717,16.227864156077981,2.7732630223260792,4.1591430051738272E-2,19.0427186084558,30.956867942313348,3.8778276978484336,7.6706954813881581E-2,34.911402594975662,13.301779193962767,2.2732093401180471,3.4091979917280697E-2,15.609080513998094]
["Statewide",2024,9,15,0.26262054714482008,5.1803366932511675E-6,1.5766242109894859E-6,0.21526680876298179,4.2462578057878055E-6,1.2923393321962885E-6,0.32275749919256186,1.7845133748099567E-3,2.2748435044276865E-6,0.26456032329104023,1.4627435041415992E-3,1.8646610364546447E-6,41.312959896647918,5.1750887869488746,0.10236795769924589,46.590416641296038,17.751662455590903,3.0336727371769263,4.5496870088553729E-2,20.830832062856381,33.86372138125315,4.2419561620106379,8.3909746640459013E-2,38.189587289904246,14.550817781007213,2.4866639570407187,3.7293220729092892E-2,17.074774958777024]
["Statewide",2024,9,16,0.29532938926524249,5.8255368379936332E-6,1.772989472432845E-6,0.24207784140359523,4.7751203707398708E-6,1.4532975041382218E-6,0.36295627342803816,2.006770798583633E-3,2.5581705245102477E-6,0.29751076049001024,1.6449251607553045E-3,2.096900684542291E-6,46.458402998788884,5.819635315892536,0.11511767360296114,52.393155988284377,19.962595038542098,3.4115103575921761,5.1163410490204952E-2,23.42526880662448,38.081377342721311,4.7702829661903827,9.4360530804403098E-2,42.946020839716091,16.363091826950562,2.7963727732840176,4.1938013690845821E-2,19.201402613925424]
["Statewide",2024,9,17,0.27895877217653581,5.5026172899316659E-6,1.674709609979203E-6,0.22865904939939111,4.51042721799828E-6,1.3727387185212159E-6,0.34283698158574255,1.8955320342664607E-3,2.4163667229699925E-6,0.28101922623441461,1.5537441238347991E-3,1.9806658652948967E-6,43.883133642975046,5.4970428993727358,0.10873650253364966,49.488913044881436,18.856033987215842,3.2224044582529832,4.8327334459399851E-2,22.126765779928228,35.97046095800507,4.5058579591209176,8.9129963938270357E-2,40.565448881064256,15.456057442892803,2.6413650105191584,3.9613317305897934E-2,18.137035770717858]
["Statewide",2024,9,18,0.29880660116410307,5.8941267811100945E-6,1.7938646725117678E-6,0.24492806891624913,4.8313426973188071E-6,1.4704086470100719E-6,0.36722972510133761,2.0303985429015337E-3,2.5882904560526935E-6,0.30101365588077617,1.6642925300372571E-3,2.121589619257389E-6,47.005404812971214,5.8881557744144475,0.1164730705223712,53.010033657908039,20.19763488057357,3.4516775229326075,5.1765809121053871E-2,23.701078212627234,38.529747952739349,4.8264483371080455,9.5471532866582512E-2,43.451667822713979,16.555751073442689,2.8292973010633369,4.2431792385147778E-2,19.427480166891176]
["Statewide",2024,9,19,0.2956803841653633,5.8324604080646269E-6,1.7750966459327126E-6,0.24236554757458048,4.7807955353476423E-6,1.4550247281492823E-6,0.36338764194593959,2.0091558179606973E-3,2.5612108748457709E-6,0.29786434791970312,1.6468801315895377E-3,2.0993928220439642E-6,46.513618169080267,5.8265518720860223,0.1152544893680597,52.455424530534351,19.986320307026677,3.4155648905331852,5.1224217496915414E-2,23.45310941505678,38.126636533721999,4.7759523816096596,9.4472676991978394E-2,42.997061592323639,16.38253913558367,2.799696223702214,4.1987856440879281E-2,19.224223215726763]
["Statewide",2024,9,20,0.28384741447868594,5.5990484845709911E-6,1.7040582344346497E-6,0.23266620892673479,4.589470673511921E-6,1.3967954223731934E-6,0.34884506427783613,1.9287504844893899E-3,2.4587125953985658E-6,0.28594397718011227,1.5809728759232588E-3,2.0153762522813217E-6,44.652168227563024,5.5933764050192307,0.11064206679293546,50.356186699375186,19.186478535280987,3.2788758236319628,4.9174251907971318E-2,22.514528610820921,36.600829079054371,4.5848213401774505,9.0691931352659474E-2,41.276342350584478,15.726918744906175,2.6876538890695398,4.0307525045626437E-2,18.454880159021343]
["Statewide",2024,9,21,0.27339832691847371,5.3929344074827567E-6,1.6413278631469261E-6,0.22410122131237467,4.4205215181686254E-6,1.3453761142252337E-6,0.3360032611270779,1.8577486656732995E-3,2.3682016311119931E-6,0.27541771024068001,1.5227735647152182E-3,1.9411855362392658E-6,43.008417424265971,5.3874711304525684,0.1065690734000397,48.502457628118577,18.480179361989286,3.1581727316446089,4.7364032622239864E-2,21.685716126256136,35.253466910807042,4.4160433376741333,8.7353349130766964E-2,39.75686359761194,15.147974063237401,2.588715060015871,3.8823710724785319E-2,17.775512833978055]
["Statewide",2024,9,22,0.25272496644517556,4.9851408475463443E-6,1.5172167796880178E-6,0.20715552386456768,4.0862581894382989E-6,1.2436437967855692E-6,0.31059594932756135,1.7172726493525951E-3,2.1891270678355683E-6,0.25459165154196006,1.4076271145617234E-3,1.7944003353620352E-6,39.756281513927853,4.9800906831225253,9.8510718052600574E-2,44.83488291510298,17.082777213015873,2.9193635038994117,4.3782541356711363E-2,20.045923258271998,32.587731397370888,4.0821186322289984,8.0748015091291578E-2,36.750598044691174,14.002540834807803,2.3929660947549301,3.5888006707240704E-2,16.431394936269971]
["Statewide",2024,9,23,0.25235502566280837,4.9778435593864428E-6,1.5149958659002218E-6,0.20685228798863467,4.0802766927432217E-6,1.2418233412696764E-6,0.31014129654785966,1.7147588922182082E-3,2.1859226065131768E-6,0.25421897829134948,1.4055666189828067E-3,1.7917736781176757E-6,39.698085958126036,4.9728007874328037,9.8366517293092953E-2,44.769253262851933,17.057771310132281,2.915090116770954,4.3718452130263534E-2,20.0165798790335,32.540029221292734,4.0761431950501397,8.0629815515295411E-2,36.696802231858172,13.982043806024222,2.3894632522707715,3.5835473562353518E-2,16.407342531857349]
["Statewide",2024,9,24,0.24479761508441952,4.8287694227629917E-6,1.4696254764930845E-6,0.20065757216990532,3.9580824699037927E-6,1.2046337951881107E-6,0.3008533296877986,1.6634060928935298E-3,2.1204596160828787E-6,0.24660574692922324,1.3634733656107717E-3,1.7381144759142738E-6,38.509226200038221,4.8238776693912362,9.5420682723729541E-2,43.428524552153185,16.546933132828922,2.8277903579190005,4.2409192321657574E-2,19.417132683069578,31.565535606940575,3.954072760271238,7.8215151416142326E-2,35.597823518627962,13.563316081107278,2.3179047215383117,3.4762289518285479E-2,15.915983092163875]
["Statewide",2024,10,1,0.21659608141214931,4.2724784498108352E-6,1.3003195282032976E-6,0.17754112442104106,3.502097651529969E-6,1.0658558069873819E-6,0.2661939834164751,1.4717759459935325E-3,1.8761753192647578E-6,0.21819591020184548,1.2063965083944324E-3,1.5378776643675079E-6,34.072829877308813,4.2681502433812444,8.4427889366914102E-2,38.425408010056969,14.640669087906131,2.5020191081890051,3.7523506385295155E-2,17.180211702480431,27.929076505836221,3.4985498743438539,6.9204494896537849E-2,31.496830875076615,12.000775061101502,2.050874064270535,3.0757553287350158E-2,14.082406678659387]
["Statewide",2024,10,2,0.20852487567149486,4.1132694171907217E-6,1.2518646052319588E-6,0.17092525707345674,3.3715959800081513E-6,1.0261379069590027E-6,0.25627456847105673,1.4169318953218299E-3,1.8062617875489688E-6,0.2100650886674644,1.1614415195480255E-3,1.4805704086122751E-6,32.803144764295261,4.1091024964333069,8.1281780439703591E-2,36.993529041168273,14.09510126590812,2.4087842220471107,3.6125235750979375E-2,16.54001072370621,26.888331349435443,3.368180406689274,6.6625668387552378E-2,30.323137424512268,11.553579876710542,1.9744505832316435,2.9611408172245501E-2,13.55764186811443]
["Statewide",2024,10,3,0.20855154260581812,4.1137954373360347E-6,1.2520246983196629E-6,0.17094711562913209,3.3720271522041488E-6,1.0262691332795236E-6,0.25630734181315384,1.4171130978266697E-3,1.8064927790040845E-6,0.21009195256993676,1.1615900489962379E-3,1.4807597494461696E-6,32.807339752083692,4.1096279836973419,8.129217505518381E-2,36.998259910836218,14.096903799723462,2.4090922663053385,3.6129855580081693E-2,16.542125921608882,26.891769928951906,3.3686111420890898,6.6634188725077634E-2,30.327015259766075,11.555057391346521,1.9747030832936046,2.9615194988923392E-2,13.559375669629048]
["Statewide",2024,10,4,0.21677246715236387,4.2759577568648104E-6,1.3013784477414641E-6,0.17768570562696759,3.5049495964153121E-6,1.0667237902133559E-6,0.26641075937335967,1.472974491636517E-3,1.877703188884112E-6,0.21837359876796272,1.2073789414086314E-3,1.5391300401649848E-6,34.100577199790038,4.2716260257458991,8.4496643499785043E-2,38.456699869035724,14.652591765534781,2.5040566357820788,3.7554063777682237E-2,17.194202465094545,27.951820642299229,3.5013989300850312,6.926085180742432E-2,31.522480424191684,12.01054793223795,2.0525442003946734,3.0782600803299694E-2,14.093874733435921]
["Statewide",2024,10,5,0.24403046325134875,4.8136369251981311E-6,1.4650199337559529E-6,0.20002874731694836,3.9456785491336298E-6,1.2008586888667568E-6,0.29991050929604007,1.6581932764497737E-3,2.1138144758478746E-6,0.24583292873515178,1.359200484555902E-3,1.7326675367934631E-6,38.388545189893129,4.8087605017043442,9.5121651413154359E-2,43.292427343010623,16.495078011282203,2.8189285699646152,4.2276289516957492E-2,19.356282870763778,31.466614878099428,3.9416814052121159,7.7970039155705842E-2,35.486266322467252,13.520811080433347,2.3106408237450333,3.4653350735869261E-2,15.866105254914249]
["Statewide",2024,10,6,0.29462368593254962,5.8116164463538939E-6,1.7687528314990113E-6,0.24149938512508315,4.7637099981791694E-6,1.4498247820545301E-6,0.36208897250544048,2.0019755262809524E-3,2.5520576568771444E-6,0.29679984466916309,1.6409945354597202E-3,2.0918900426786787E-6,46.347388480696381,5.8057290262147623,0.11484259455947149,52.267960101470614,19.914893487799226,3.4033583946776194,5.1041153137542886E-2,23.369293035614387,37.990380117652876,4.7588841528331889,9.4135051920540544E-2,42.843399322406604,16.32399145680397,2.7896907102815245,4.1837800853573574E-2,19.155519967939068]
["Statewide",2024,10,7,0.29006197553356533,5.721634165756434E-6,1.7413669200128277E-6,0.23776020762824873,4.6899526376069644E-6,1.4273768897064674E-6,0.35648268519691173,1.970978586751662E-3,2.5125436988756512E-6,0.29220444042133825,1.6155867281634775E-3,2.0595009408621884E-6,45.629783705204702,5.7158379015798193,0.11306446644940431,51.45868607323392,19.606547685830144,3.3506635974778254,5.0250873977513023E-2,23.007462157285484,37.402168373931296,4.6852015116740846,9.2677542338798477E-2,42.180047427944181,16.071244223173604,2.7464974378779115,4.1190018817243768E-2,18.858931679868757]
["Statewide",2024,10,8,0.27653095078035789,5.4547271594753265E-6,1.6601343528837951E-6,0.22666899428038509,4.4711722713969607E-6,1.3607915608599447E-6,0.33985321824035408,1.8790349254140441E-3,2.3953367091609039E-6,0.27857347238747154,1.5402216480990489E-3,1.9634278235264915E-6,43.501211934765323,5.4492012837007282,0.10779015191224067,49.058203370378294,18.691927003219476,3.1943593732038749,4.7906734183218079E-2,21.934193110606568,35.657404465596358,4.4666427794872421,8.8354252058692115E-2,40.212401497142295,15.321540981310935,2.6183768017683833,3.9268556470529827E-2,17.979186339549848]
["Statewide",2024,10,9,0.2595451829084604,5.1196734192920999E-6,1.5581614754367262E-6,0.2127459708005969,4.1965328717098872E-6,1.2772056566073569E-6,0.31897791347154697,1.7636161956978832E-3,2.2482044145587047E-6,0.26146224370262039,1.4456143453285843E-3,1.842825304533472E-6,40.829172924358012,5.1144869675238613,0.10116919865514171,46.044829090537014,17.543785240935083,2.9981475326864016,4.4964088291174091E-2,20.58689686191266,33.46716719393541,4.1922816014528941,8.292713870400624E-2,37.742375934092308,14.380423403644121,2.4575443870585931,3.6856506090669441E-2,16.874824296793381]
["Statewide",2024,10,10,0.24557413190550686,4.8440866499370989E-6,1.474287241285204E-6,0.20129407338751215,3.970637811245951E-6,1.2084549860313766E-6,0.30180765953738536,1.6686825446718104E-3,2.1271858767115083E-6,0.24738799928328037,1.3677984077609423E-3,1.7436279084167001E-6,38.631380420785327,4.8391793795482503,9.5723364452017873E-2,43.566283164785595,16.599421274556196,2.8367603259420777,4.2543717534230162E-2,19.478725318032502,31.665663908259887,3.966615382506733,7.8463255878751512E-2,35.710742546645371,13.606339960580421,2.325257293193602,3.4872558168334004E-2,15.966469811942357]
["Statewide",2024,10,11,0.24353743780132073,4.8039117233536677E-6,1.4620600897163335E-6,0.19962462046388862,3.9377069216719017E-6,1.198432541378405E-6,0.29930458693764372,1.6548431558317874E-3,2.1095438437335667E-6,0.24533626168503636,1.3564544321915861E-3,1.7291669525602698E-6,38.310987128018397,4.7990451519121837,9.4929472968010506E-2,43.204961752898591,16.461752281570405,2.8132333649140384,4.2190876874671338E-2,19.317176523359112,31.403041495684654,3.9337178533555996,7.7812512865212138E-2,35.414571861905472,13.493494392677,2.3059725347256963,3.4583339051205399E-2,15.834050266453904]
["Statewide",2024,10,12,0.23899170803709463,4.7142446696853994E-6,1.434770116860774E-6,0.19589854209537375,3.8642079487080584E-6,1.1760632887372351E-6,0.29371793963735554,1.6239548051268445E-3,2.070168311470545E-6,0.24075695610863684,1.3311356338093019E-3,1.696891316606582E-6,37.595896273581509,4.7094689348678491,9.3157574016174527E-2,42.398522782465534,16.154486680054553,2.7607231687156357,4.1403366229410904E-2,18.956613214999599,30.816890381905516,3.8602933380469757,7.6360109247296193E-2,34.753543829199792,13.241632585975026,2.2629305774758133,3.3937826332131639E-2,15.538500989782971]
["Statewide",2024,10,13,0.2547602842709295,5.0252886262704788E-6,1.5294356688649283E-6,0.20882384866981168,4.1191668262484289E-6,1.2536594688582177E-6,0.31309733049763461,1.731102686345261E-3,2.2067571793622535E-6,0.25664200269626081,1.4189634245376655E-3,1.8088515193525709E-6,40.07645830369723,5.0201977904012569,9.9304073071301402E-2,45.195960167169787,17.220353177369905,2.9428745667869438,4.4135143587245074E-2,20.207362887744093,32.850176345121383,4.1149939311592298,8.1398318370865683E-2,37.046568594651482,14.115310148294345,2.4122378217140312,3.6177030387051418E-2,16.563725000395429]
["Statewide",2024,10,14,0.27174270375986187,5.3602763177331237E-6,1.6313884445274726E-6,0.22274412752156811,4.3937520866175525E-6,1.3372288959270811E-6,0.33396852014398115,1.8464986637130236E-3,2.3538604699610674E-6,0.27374985826621534,1.5135520774900379E-3,1.9294302641233595E-6,42.747970578429587,5.3548461247677688,0.10592372114824804,48.208740424345606,18.368268607918964,3.1390477283121401,4.7077209399221345E-2,21.554393545630326,35.039981858075564,4.3893010247211102,8.6824361885551177E-2,39.516107244682225,15.056242204641844,2.5730385317330642,3.8588605282467194E-2,17.667869341657376]
["Statewide",2024,10,15,0.28616172477360946,5.6446995452770296E-6,1.7179520355190962E-6,0.23456322040238592,4.6268902823798246E-6,1.4081839989851642E-6,0.35168932384269497,1.9444762824882571E-3,2.4787593655346957E-6,0.28827538150653431,1.5938631177084936E-3,2.0318083413928796E-6,45.016233451864956,5.6389812192159452,0.1115441714490613,50.76675884252996,19.342912811348224,3.3056096802300372,4.9575187310693915E-2,22.698097678888956,36.899248832836392,4.6222030413546316,9.1431375362679576E-2,41.612883249553704,15.855145982859387,2.7095673001044394,4.0636166827857589E-2,18.605349449791685]
["Statewide",2024,10,16,0.31962107687750624,6.304703917823879E-6,1.9188229315116155E-6,0.261989436778026,5.167887689446481E-6,1.5728353837445815E-6,0.39281046583659213,2.171833440909504E-3,2.768587372609616E-6,0.32198187212942647,1.7802249636297597E-3,2.2693767679743241E-6,50.279739627083792,6.2983169786375619,0.12458643176743271,56.702643037488791,21.604575621012568,3.6921168495461569,5.5371747452192317E-2,25.352064218010916,41.213679632566588,5.1626523945263028,0.10212195455884458,46.478453981651739,17.709002967118455,3.0263824381705917,4.5387535359486482E-2,20.780772940648536]
["Statewide",2024,10,17,0.31855610515943356,6.2836967570042636E-6,1.9124294477839064E-6,0.26111649265516601,5.1506683799904096E-6,1.5675947243449073E-6,0.39150162838204827,2.1645969306845559E-3,2.7593624889453503E-6,0.32090903428375034,1.7742932858549572E-3,2.261815245126223E-6,50.112208432902179,6.2773310989852122,0.12417131200254077,56.513710843889932,21.532589561012657,3.6798147821637448,5.5187249778907002E-2,25.267591592955309,41.076356388320043,5.1454505289793762,0.10178168603068004,46.323588603330094,17.649996885606267,3.0162985859534275,4.5236304902524456E-2,20.71153177646222]
["Statewide",2024,10,18,0.33376579279488583,6.583716324427421E-6,2.0037397509126936E-6,0.27358368516984805,5.3965907023211869E-6,1.6424406485325353E-6,0.41019415186541286,2.2679471494973244E-3,2.8911102120311716E-6,0.33623106419244614,1.8590081797604683E-3,2.3698072214540863E-6,52.504851438772846,6.5770467335422405,0.13009995954140272,59.21199813185649,22.560678352597709,3.8555101541454517,5.7822204240623433E-2,26.474010710983784,43.037576216633106,5.391123721305358,0.10664132496543388,48.535341262903898,18.492708530584537,3.1603139055927962,4.739614442908173E-2,21.700418580606417]
["Statewide",2024,10,19,0.33970074042940884,6.7007864750226433E-6,2.0393697967460222E-6,0.27844848821496032,5.4925516543259746E-6,1.6716461556644273E-6,0.41748813124814993,2.3082752713741049E-3,2.9425192781621171E-6,0.34220984872387489,1.8920646416184653E-3,2.4119465960301016E-6,53.438480799763191,6.693998286984904,0.13241336751729527,60.264892454265386,22.961847218648245,3.9240679613359783,5.885038556324234E-2,26.944765565547467,43.802860636655986,5.4869874606935491,0.10853759682135457,49.398385694170891,18.821541679813119,3.2165098907513912,4.8238931920602031E-2,22.086290502485113]
["Statewide",2024,10,20,0.32062544076946137,6.3245155554868017E-6,1.9248525603655483E-6,0.26281270141671675,5.1841270433829199E-6,1.5777777958121932E-6,0.39404481700054728,2.1786581193966059E-3,2.777287265670291E-6,0.32299365448555323,1.7858190680314296E-3,2.2765079625290212E-6,50.437736576070051,6.3181085462501567,0.12497792695516309,56.880823049275371,21.672464935030099,3.7037188029742301,5.5545745313405823E-2,25.431729483317735,41.343187774150813,5.178875297291146,0.10244285831380595,46.62450592975577,17.764650996705427,3.0358924156534304,4.5530159250580425E-2,20.846073571609438]
["Statewide",2024,10,21,0.30382274966012973,5.9930731065034162E-6,1.8239787715445181E-6,0.24903974369097814,4.9124477743503401E-6,1.4950928008892341E-6,0.37339451137475632,2.0644834009924595E-3,2.6317407989428041E-6,0.30606685481061036,1.6922314659207716E-3,2.1572053269973232E-6,47.794497455968809,5.9870018628781327,0.11842833595242619,53.899927654799363,20.536698125611597,3.5096217816871813,5.2634815978856081E-2,24.098954723277632,39.176557415758126,4.9074712511702376,9.7074239714879537E-2,44.18110290664324,16.833677014583568,2.8767934920653118,4.3144106539946464E-2,19.753614613188823]
["Statewide",2024,10,22,0.29433189099846346,5.8058606286146305E-6,1.7670010608827136E-6,0.2412602044327998,4.7589920256898752E-6,1.4483888773838753E-6,0.36173036003498982,1.9999927721962487E-3,2.5495301021307722E-6,0.29650589447015618,1.6393692965017777E-3,2.0898182373681627E-6,46.301486084478697,5.7999790393691208,0.11472885459588475,52.216193978443698,19.895169801924439,3.3999877127336227,5.0990602042615442E-2,23.346148116700679,37.952754492179992,4.7541709598551556,9.4041820681567329E-2,42.800967272716719,16.30782419585859,2.7869278040530219,4.1796364747363257E-2,19.136548364658974]
["Statewide",2024,10,23,0.26979020063102555,5.3217621050716866E-6,1.6196667276305136E-6,0.22114368489735656,4.3621824636699827E-6,1.3276207498126036E-6,0.3315689172420751,1.8332313547166513E-3,2.3369477070097404E-6,0.27178293349735155,1.5026770286807511E-3,1.9155670818724709E-6,42.440821406985613,5.316370928678289,0.10516264681543831,47.862354982479339,18.236290448314129,3.1164933030183071,4.6738954140194806E-2,21.399522705472631,34.788215487660999,4.357763383174178,8.6200518684261193E-2,39.232179389519438,14.948061342354336,2.5545509487572771,3.8311341637449418E-2,17.540923632749063]
["Statewide",2024,10,24,0.23264146958131118,4.5889826761322098E-6,1.3966469014315422E-6,0.19069333030931099,3.7615322445232868E-6,1.1448141613766525E-6,0.28591357282162855,1.5808047714345871E-3,2.0151619577797965E-6,0.23435981332182043,1.295766085798174E-3,1.6518032899863127E-6,36.596937321168454,4.5843338371603028,9.0682288100090838E-2,41.271953446428846,15.72524650518957,2.6873681114387979,4.030323915559593E-2,18.452917855783962,29.998056105193015,3.7577216488147047,7.4331148049384066E-2,33.830108902057098,12.889789732700123,2.2028023458568957,3.3036065799726254E-2,15.125628144356744]
["Statewide",2024,11,1,0.26135390289407889,5.155351429300012E-6,1.5690200002217429E-6,0.21422855616371095,4.2257776944814332E-6,1.2861062548421755E-6,0.32120080861682249,1.7759064945366955E-3,2.2638717146056571E-6,0.26328432331269108,1.4556885510163653E-3,1.8556675962722813E-6,41.113703502953278,5.1501288341564173,0.10187422715725457,46.365706564266951,17.666044473925236,3.0190410407123824,4.5277434292113145E-2,20.730362948929734,33.700393384024458,4.2214967979474594,8.3505041832252658E-2,38.005395223804172,14.480637782198009,2.474670536727821,3.7113351925445626E-2,16.992421670851275]
["Statewide",2024,11,2,0.24291638211038322,4.7916610536353461E-6,1.4583316250194533E-6,0.19911554880858329,3.9276651994832037E-6,1.1953763650601054E-6,0.29854131695041092,1.6506230664327325E-3,2.104164201813782E-6,0.24471061873301872,1.3529952771958878E-3,1.7247573267295804E-6,38.213288569652597,4.7868068926549245,9.4687389081620194E-2,43.094782851389141,16.419772432272602,2.8060592129356454,4.2083284036275641E-2,19.267914929244522,31.322959197826396,3.9236863038680747,7.7614079702831115E-2,35.324259581397307,13.45908403031603,2.3000919712330092,3.4495146534591604E-2,15.79367114808363]
["Statewide",2024,11,3,0.25524938286554394,5.0349363687028388E-6,1.532371938300864E-6,0.20922475672814062,4.127074961189737E-6,1.2560662925360072E-6,0.31369842679787691,1.7344261238796781E-3,2.2109937966912463E-6,0.25713471388629972,1.4216876051089693E-3,1.812324222087667E-6,40.153398630128244,5.0298357592510667,9.9494720851106083E-2,45.282729110230413,17.253413473883231,2.9485244105954527,4.4219875933824926E-2,20.246157760412508,32.913243377446364,4.1228940548160109,8.155458999394502E-2,37.117692022256314,14.142409263746485,2.4168689286852478,3.6246484441753338E-2,16.595524676873488]
["Statewide",2024,11,4,0.26173516860230533,5.1628721079356968E-6,1.5713089024152122E-6,0.21454107494106087,4.2319423015818177E-6,1.2879824396118576E-6,0.32166937959442843,1.778497204833675E-3,2.2671742734848055E-6,0.26366840513768458,1.4578121241492496E-3,1.8583746628685373E-6,41.173680588086839,5.1576418940176572,0.10202284230681624,46.433345324411313,17.691815877693564,3.0234452482172474,4.5343485469696111E-2,20.760604611380508,33.749555857623626,4.2276551600328238,8.3626859829084174E-2,38.060837877485532,14.501762282572653,2.4782806110537243,3.7167493257370746E-2,17.017210386883747]
["Statewide",2024,11,5,0.25817824627381131,5.0927098321592274E-6,1.5499551663093303E-6,0.21162550977680711,4.1744311534018553E-6,1.2704790466875211E-6,0.31729796476018146,1.7543278260955463E-3,2.2363638828177476E-6,0.26008521055760253,1.4380007838436044E-3,1.8331197673634232E-6,40.614139489303227,5.0875506956770842,0.10063637472679864,45.802326559707105,17.451388061809979,2.982357304362429,4.4727277656354952E-2,20.478472643828766,33.290906951373124,4.1702022731464528,8.2490389531354041E-2,37.543599614050926,14.30468658066814,2.4446013325341274,3.6662395347268464E-2,16.785950308549534]
["Statewide",2024,11,6,0.28351695141004007,5.5925299163215446E-6,1.7020743223587312E-6,0.23239533244363086,4.5841274838795104E-6,1.395169234224199E-6,0.34843892913429453,1.926504979435461E-3,2.4558500936890259E-6,0.28561107323475388,1.5791322632511897E-3,2.0130298950949153E-6,44.6001829291897,5.5868644403628371,0.11051325421600616,50.297560623768547,19.1641411023862,3.2750584650402836,4.9117001873780521E-2,22.488316569300267,36.558217374048496,4.5794835634284503,9.0586345279271188E-2,41.22828728275622,15.708609027911463,2.6845248475270225,4.0260597901898308E-2,18.433394473340385]
["Statewide",2024,11,7,0.30532779338874055,6.0227609330540583E-6,1.8330141970164526E-6,0.25027340938861348,4.9367825179572124E-6,1.5024990272043689E-6,0.37524419204636811,2.0747102118516222E-3,2.6447776271237383E-6,0.30758301514055153,1.7006142560771736E-3,2.1678914535377319E-6,48.031256581935118,6.0166596143697042,0.11901499322056823,54.166931189525393,20.638430562550244,3.5270073601477576,5.2895552542474765E-2,24.218333475240474,39.370625937990596,4.9317813426238031,9.7555115409197937E-2,44.399962396023597,16.917065832730334,2.8910442353311949,4.3357829070754639E-2,19.851467897132281]
["Statewide",2024,11,8,0.29880158907730897,5.8940279149040358E-6,1.7938345827968805E-6,0.24492396057080115,4.8312616579146016E-6,1.4703839828435746E-6,0.36722356530684713,2.0303644856428122E-3,2.5882470408926415E-6,0.3010086067735489,1.6642646137242346E-3,2.121554032388586E-6,47.004616359276433,5.8880570083641555,0.11647111684016886,53.009144484480757,20.197296091876591,3.4516196255927807,5.1764940817852829E-2,23.700680658287226,38.52910166701426,4.8263673798002804,9.5469931457486362E-2,43.450938978272028,16.55547337254519,2.8292498433311986,4.2431080647771721E-2,19.427154296524161]
["Statewide",2024,11,9,0.28656411087435246,5.6526368354289076E-6,1.7203677325218415E-6,0.234893051303811,4.6333963807784321E-6,1.4101641158890882E-6,0.35218385152911413,1.9472105063957929E-3,2.4822448712100853E-6,0.28868073972415192,1.5961043271698924E-3,2.0346653672113983E-6,45.079532995726609,5.6469104685477998,0.11170101920445384,50.838144483478864,19.370111834101277,3.3102578608728481,4.9644897424201709E-2,22.730014592398327,36.951134684691446,4.6287025487926883,9.1559941524512925E-2,41.67139717500865,15.877440684828356,2.713377356188817,4.0693307344227964E-2,18.6315113483614]
["Statewide",2024,11,10,0.28047648936515041,5.5325551075458476E-6,1.6838211196878669E-6,0.229903103375174,4.5349668761826774E-6,1.3802073101425539E-6,0.34470223778753045,1.9058449616124241E-3,2.4295133298353504E-6,0.28254815363346852,1.5621975026084936E-3,1.9914419760628277E-6,44.121886436803898,5.5269503886760303,0.10932809984259077,49.758164925322518,18.958623078314176,3.239936434741121,4.859026659670701E-2,22.247149779652005,36.166163665083971,4.5303727575646313,8.9614888922827249E-2,40.78615131157143,15.540148449840769,2.6557357544344393,3.9828839521256557E-2,18.235713043796466]
["Statewide",2024,11,11,0.28095412422631699,5.54197672144536E-6,1.6866885673964142E-6,0.23029461475322538,4.5426896563672238E-6,1.3825577215030683E-6,0.34528924529700877,1.9090905027831127E-3,2.4336506472433974E-6,0.28302931641627099,1.5648578324955443E-3,1.994833283882998E-6,44.197023398017123,5.5363624580710269,0.10951427912595288,49.842900135214101,18.990908491335482,3.2454538547312914,4.8673012944867949E-2,22.285035359011641,36.227752501282687,4.5380877142370784,8.9767497774734917E-2,40.855607713294503,15.566612402894904,2.6602583152424253,3.9896665677659961E-2,18.26676738381499]
["Statewide",2024,11,12,0.28514796476878834,5.6247025640498556E-6,1.7118659977543039E-6,0.23373225388639185,4.6104990046200793E-6,1.4031953492321979E-6,0.35044342496884534,1.9375877571724785E-3,2.4699780824740665E-6,0.28725413363567709,1.5882166788523863E-3,2.0246104324635996E-6,44.856758396012204,5.6190044958001879,0.111149013711333,50.586911905523728,19.274388373286495,3.2938991871932135,4.9399561649481331E-2,22.61768712212919,36.768529105366667,4.6058283686719204,9.1107469460861984E-2,41.465464943499448,15.798977349962239,2.6999683540490569,4.0492208649271992E-2,18.539437912660571]
["Statewide",2024,11,13,0.29691311673437304,5.8567767451891757E-6,1.7824972702749667E-6,0.24337600318848407,4.8007273356218977E-6,1.4610909282327517E-6,0.3649026554720039,2.0175322674840803E-3,2.5718889185395944E-6,0.29910618573679043,1.6537462034840131E-3,2.1081454821643983E-6,46.707539900416499,5.8508435757038324,0.11573500133428175,52.674118477454613,20.069646050960216,3.4298048547229363,5.1437778370791887E-2,23.550888684053945,38.285591774309175,4.795863990103638,9.4866546697397927E-2,43.176322311110212,16.450840215523474,2.8113685459228224,4.2162909643287963E-2,19.304371671089584]
["Statewide",2024,11,14,0.30246236438672741,5.9662387486232673E-6,1.8158117930592554E-6,0.24792465273683437,4.8904519836596828E-6,1.4883984298094687E-6,0.37172261420770186,2.0552395480583543E-3,2.6199570156997826E-6,0.30469642141670983,1.6846543941972029E-3,2.1475463058679474E-6,47.580494618585838,5.960194689369227,0.11789806570649021,53.658587373661554,20.444743781423604,3.4939072316992021,5.2399140313995653E-2,23.991050153436802,39.001141941338858,4.8854977431718885,9.6639583764057638E-2,43.983279268274806,16.758303177919039,2.863912470135245,4.2950926117358949E-2,19.665166574171643]
["Statewide",2024,11,15,0.31862924326704722,6.2851394469486154E-6,1.9128685273321875E-6,0.26117644305583393,5.1518509350636191E-6,1.5679546324106668E-6,0.39159151423814637,2.1650939060075601E-3,2.7599960180078698E-6,0.32098271260635508,1.774700650369959E-3,2.2623345410496761E-6,50.123713822482735,6.2787723274219243,0.12419982081035413,56.526685970715015,21.53753328309805,3.680659640212852,5.5199920360157397E-2,25.273392843671058,41.08578721361345,5.146631886072881,0.10180505434723543,46.334224154033571,17.654049193349529,3.0169911056289305,4.5246690820993522E-2,20.716286989799453]
["Statewide",2024,11,16,0.34420871514687901,6.7897087893466694E-6,2.0664331098011601E-6,0.28214361923941472,5.5654401736762762E-6,1.6938296180753885E-6,0.42302837804929466,2.3389070755649418E-3,2.9815677727131022E-6,0.34675112038600453,1.9171731520016147E-3,2.4439541632230603E-6,54.147632390309717,6.7828305191383311,0.13417054977208959,61.064633459220133,23.266560792711207,3.976142028460401,5.9631355454262042E-2,27.30233417662587,44.38414340940858,5.5598021408046829,0.10997793734503772,50.053923487558301,19.071311621230251,3.2591943584027452,4.8879083264461207E-2,22.379385062897455]
["Statewide",2024,11,17,0.35519528270654954,7.0064249590485748E-6,2.1323902049278273E-6,0.29114917255023387,5.7430797329805989E-6,1.7478938317767042E-6,0.43653073766593953,2.413561084806168E-3,3.0767344385387217E-6,0.35781883727657388,1.9783661184524038E-3,2.5219611001349583E-6,55.87593442124026,6.9993271459378876,0.13845304973424247,63.013714616912395,24.009190571626675,4.1030538441704856,6.1534688770774434E-2,28.173779104567934,45.800811171401456,5.7372617435119713,0.11348824950607313,51.651561164419505,19.680036050211562,3.3632224013690863,5.0439222002699166E-2,23.093697673583346]
["Statewide",2024,11,18,0.35874534658207641,7.0764519480169437E-6,2.1537027667877655E-6,0.29405911592556311,5.8004799882400953E-6,1.7653634746817681E-6,0.44089372354383832,2.4376838601799238E-3,3.1074854206509185E-6,0.36139512274556768,1.9981392585576643E-3,2.5471672991836935E-6,56.434396613611305,7.0692831945217787,0.13983684392929133,63.643516652062374,24.249154794911107,4.1440625623058702,6.2149708413018367E-2,28.455367065629993,46.258575711432663,5.7946038498172268,0.1146225284632662,52.167802089713156,19.876731751006222,3.3968367395480294,5.0943345983673873E-2,23.324511836537923]
["Statewide",2024,11,19,0.35636229908924805,7.029445007763897E-6,2.1393963067107514E-6,0.29210576142040745,5.7619489817061497E-6,1.7536366466062196E-6,0.43796498678807239,2.421490991152755E-3,3.0868432425397982E-6,0.3589944735123875,1.9848661644372967E-3,2.5302471615318306E-6,56.059518308873265,7.0223238743429892,0.13890794591429093,63.220750129130543,24.088074273343981,4.1165346849596833,6.1736864850795964E-2,28.266345823154463,45.9512926095856,5.7561118768681609,0.11386112226893237,51.82126560872269,19.744696043181314,3.3742724795434045,5.0604943230636613E-2,23.169573465955356]
["Statewide",2024,11,20,0.33910884248917272,6.689110958191228E-6,2.0358163785799393E-6,0.27796331680665559,5.4829813778328286E-6,1.668733462818687E-6,0.4167606957864361,2.3042533096412653E-3,2.937392203379626E-6,0.34161357888845406,1.8887678894160653E-3,2.4077439963526768E-6,53.34536906066382,6.6823345979596693,0.13218264915208316,60.159886307775572,22.921838268253985,3.9172306263901513,5.8747844067592522E-2,26.897816738711729,43.72653809772212,5.4774268793065897,0.10834847983587045,49.31231345686458,18.788746838864974,3.2109054120073108,4.8154879927053536E-2,22.047807130799338]
["Statewide",2024,11,21,0.32931171878375498,6.4958572315835027E-6,1.9770000270036749E-6,0.26993273588657835,5.3245736924453696E-6,1.6205224281355475E-6,0.40472014838518083,2.2376816019928736E-3,2.8525286103910158E-6,0.33174409135974847,1.8341998854454204E-3,2.3381823605955754E-6,51.804178993303147,6.4892766457793334,0.12836378746759572,58.42181942655008,22.259608161184946,3.8040587233878851,5.7050572207820317E-2,26.120717456780653,42.463243694047804,5.3191796677917189,0.10521820622680089,47.887641568066321,18.245925024786168,3.1181398052572149,4.6763647211911508E-2,21.410828477255293]
["Statewide",2024,11,22,0.30051484579849375,5.927822858803907E-6,1.8041200005055369E-6,0.24632829587879895,4.858962954727595E-6,1.4788148123083984E-6,0.36932913724634781,2.0420061091436241E-3,2.6030874293008459E-6,0.30273451800541928,1.6738071082742058E-3,2.1337185149021177E-6,47.274129567532519,5.92181771651651,0.11713893431853807,53.313086218367566,20.313102548549129,3.4714103855441611,5.206174858601692E-2,23.836574682679306,38.750018304693668,4.8540406139951973,9.6017333170595298E-2,43.700076251859457,16.650398490298059,2.84547208406615,4.2674370298042351E-2,19.538544944662249]
["Statewide",2024,11,23,0.27983373044996684,5.519876329630563E-6,1.6799623611919107E-6,0.22937624185584579,4.5245742390089642E-6,1.3770443336114241E-6,0.34391229479828683,1.9014773982462155E-3,2.4239456925768993E-6,0.28190064715216723,1.5586174650290448E-3,1.9868782527821971E-6,44.020773734180715,5.5142844549140246,0.10907755616596046,49.644135745260698,18.915176213905777,3.2325115770185664,4.8478913851537984E-2,22.196166704775884,36.083282835477405,4.5199906485842298,8.9409521375198864E-2,40.692683005436834,15.504535593369198,2.649649690549376,3.9737565055643943E-2,18.193922848974218]
["Statewide",2024,11,24,0.26535158309433082,5.2342078998024085E-6,1.5930197955920374E-6,0.2175054050946845,4.2904153663617005E-6,1.3057785897622568E-6,0.32611390958334135,1.8030708343536733E-3,2.2984999907827964E-6,0.26731153130418772,1.4779548238123372E-3,1.8840519652283989E-6,41.742580426667693,5.2289054196256526,0.10343249958522584,47.074918345878572,17.936265027083774,3.0652204184012448,4.5969999815655929E-2,21.047455445300677,34.215876006936028,4.2860689890557779,8.4782338435277951E-2,38.586727334427081,14.702134221730324,2.5125232004809734,3.7681039304567975E-2,17.252338461515865]
["Statewide",2024,12,1,0.27931177714902133,5.5095805098005919E-6,1.6768288508088758E-6,0.22894840320178997,4.5161348830541757E-6,1.3744758339730101E-6,0.34327082045844559,1.8979307121369604E-3,2.4194244847385204E-6,0.2813748385833319,1.5557102903668797E-3,1.9831722747324856E-6,43.938665018681036,5.5039990651971848,0.10887410181323341,49.551538185691456,18.879895125214507,3.2264822106328328,4.8388489694770408E-2,22.15476582554211,36.015979338666483,4.5115598420639511,8.924275236296185E-2,40.616781933093399,15.475616122083254,2.6447074936236956,3.9663445494649716E-2,18.159987061201601]
["Statewide",2024,12,2,0.28019263581070891,5.5269559379470874E-6,1.682117024592592E-6,0.2296704321333958,4.5303773062333647E-6,1.3788104845058067E-6,0.34435338517731207,1.9039161694067296E-3,2.4270545640550253E-6,0.28226220347097442,1.5606164955342151E-3,1.9894265562155209E-6,44.077233302695944,5.5213568912795159,0.10921745538247614,49.707807649357939,18.939436184752164,3.2366574879914403,4.8541091281100505E-2,22.224634764024707,36.129562044284725,4.5257878370492239,8.9524195029698439E-2,40.744874076363644,15.524421190903594,2.6530480424081659,3.9788531124310418E-2,18.21725776443607]
["Statewide",2024,12,3,0.28324695734624339,5.5872041329018841E-6,1.7004534317527476E-6,0.23217402165462236,4.5797620051940941E-6,1.3938406102764635E-6,0.34810710967166958,1.9246703628252883E-3,2.4535113801003925E-6,0.28533908493231031,1.5776284507457744E-3,2.011112880541754E-6,44.557710037973706,5.5815440521933359,0.11040801210451766,50.249662102271557,19.145891031941826,3.2719396168029902,4.9070227602007854E-2,22.466900876346823,36.523402871335719,4.5751225071627459,9.0500079624378935E-2,41.189025458122842,15.693649671277067,2.6819683662678164,4.0222257610835081E-2,18.415840295155718]
["Statewide",2024,12,4,0.28226965309854612,5.5679262618066557E-6,1.6945862535933301E-6,0.2313729374710749,4.563960173100105E-6,1.3890313570304668E-6,0.34690601448560598,1.9180295553171362E-3,2.4450458801846615E-6,0.28435456208923698,1.5721850631074841E-3,2.004173815143959E-6,44.403969854157566,5.5622857104196948,0.11002706460830977,50.07628262918557,19.079830796708329,3.2606502440391316,4.8900917603693229E-2,22.389381958351152,36.397383947422334,4.5593366830117041,9.0187821681478153E-2,41.04690845211551,15.639500914908034,2.6727146072827228,4.008347630287918E-2,18.352298998493634]
["Statewide",2024,12,5,0.27187096150832818,5.3628062733203664E-6,1.6321584310105465E-6,0.22284925880893933,4.3958258598675847E-6,1.3378600443075259E-6,0.33412614737687329,1.8473701784137942E-3,2.354971450458074E-6,0.2738790633560978,1.5142664472926469E-3,1.9303409210722871E-6,42.768146864239782,5.3573735174000037,0.10597371527061333,48.231494096910403,18.37693810572803,3.1405293033034503,4.7099429009161482E-2,21.564566838040641,35.056520109580518,4.3913726971486762,8.686534144825292E-2,39.534758148177445,15.063348484585379,2.5742529603974997,3.860681842144574E-2,17.676208263404323]
["Statewide",2024,12,6,0.29288205851424154,5.7772618746376974E-6,1.7582970922810383E-6,0.24007179470815151,4.7355499813786311E-6,1.4412543421587139E-6,0.3599485333198183,1.9901411231632382E-3,2.5369715188626406E-6,0.29504535318763386,1.6312940218462129E-3,2.0795241222575728E-6,46.073412264936742,5.7714092571733913,0.11416371834881883,51.958985240458951,19.797169332590006,3.383239909377505,5.0739430377252814E-2,23.231148672344762,37.765805208017134,4.7307526633540178,9.3578585501590775E-2,42.590136456872742,16.227494425319861,2.773199837138562,4.1590482445151455E-2,19.042284744903576]
["Statewide",2024,12,7,0.30959769890447253,6.1069871996594058E-6,1.8586482781572107E-6,0.25377339803795634,5.0058217451740958E-6,1.523510965922551E-6,0.38049185465704038,2.1037243296913688E-3,2.6817639441982607E-6,0.31188445916671648,1.7243967690006245E-3,2.1982086794025374E-6,48.702957396101169,6.1008005561049696,0.12067937748892173,54.92443732969506,20.92705200613722,3.5763313604753271,5.3635278883965215E-2,24.557018645496512,39.921210773339709,5.0007506301018108,9.8919390573114177E-2,45.020880794014637,17.153645254169405,2.9314745073010617,4.3964173588050749E-2,20.129083935058517]
["Statewide",2024,12,8,0.31366836195699305,6.1872832976079239E-6,1.8830862210111075E-6,0.25711007010871495,5.0716394618357146E-6,1.5435424449065219E-6,0.38549465067270239,2.1313845898672861E-3,2.7170244046017403E-6,0.31598518907872086,1.7470695415706247E-3,2.2271112419365527E-6,49.343315286105906,6.1810153106151295,0.12226609820707832,55.646596694928114,21.202205786998633,3.6233538027743863,5.4340488092034803E-2,24.879900077865052,40.44610420207627,5.0665016705548114,0.10022000588714487,45.61282587851823,17.379185399329646,2.9700182206700618,4.4542224838731055E-2,20.393745844838442]
["Statewide",2024,12,9,0.29777560652123602,5.873789837039818E-6,1.7876751677947273E-6,0.24408297538097698,4.8146727562285334E-6,1.4653351866782495E-6,0.36596264506426346,2.0233929077768035E-3,2.5793598849609635E-6,0.29997504607284736,1.6585500977216814E-3,2.1142693407786168E-6,46.843218568225723,5.8678394325527305,0.11607119482324336,52.827129195601692,20.127945478534489,3.4397679432205659,5.1587197699219267E-2,23.619300619454275,38.396805897324462,4.8097952833928757,9.5142120335037758E-2,43.301743301052376,16.498627534006605,2.8195351661268582,4.2285386815572333E-2,19.360448086949035]
["Statewide",2024,12,10,0.28150957467614318,5.5529332912103712E-6,1.6900231755857652E-6,0.2307499106052065,4.5516706208574173E-6,1.3852910585218228E-6,0.34597188723062877,1.9128648028808597E-3,2.4384620104880321E-6,0.28358886955168172,1.5679515795240576E-3,1.998777098724344E-6,44.284401565520483,5.5473079283544928,0.10973079047196145,49.941440284346939,19.028453797684584,3.2518701648974613,4.8769240209760645E-2,22.329093202791807,36.29937530261526,4.5470595806197673,8.9944969442595474E-2,40.936379852677625,15.597387825342494,2.6655176851908977,3.9975541974486883E-2,18.302881052507882]
["Statewide",2024,12,11,0.28610264859429568,5.6435342347073756E-6,1.7175973757805057E-6,0.23451479639012546,4.6259350917434692E-6,1.4078932887914908E-6,0.35161671992763782,1.9440748583298495E-3,2.4782476421975866E-6,0.28821586897688661,1.5935340752992831E-3,2.0313888881134364E-6,45.006940150737641,5.637817089156564,0.1115211438988914,50.756278383793095,19.33891959602008,3.3049272591607441,4.956495284395173E-2,22.693411808024777,36.891631229041487,4.6212488183679206,9.1412499965104643E-2,41.604292547374513,15.851872793728763,2.7090079280087811,4.0627777762268731E-2,18.601508499499811]
["Statewide",2024,12,12,0.29267108039525175,5.7731002136284642E-6,1.7570304997999676E-6,0.23989885855792445,4.7321387194101727E-6,1.4402161319944005E-6,0.3596892437447648,1.9887075214164488E-3,2.5351440068542385E-6,0.29483281673542516,1.6301189162559479E-3,2.0780261333062063E-6,46.040223199329894,5.7672518121077019,0.11408148030844073,51.921556491746038,19.782908405962065,3.3808027864079628,5.0702880137084773E-2,23.214414072507111,37.738600542134421,4.7273448571422492,9.3511175998779283E-2,42.559456575275448,16.215804920448385,2.7712021576351114,4.1560522666124124E-2,19.028567600749621]
["Statewide",2024,12,13,0.29486067864432514,5.8162912597079563E-6,1.7701756007806825E-6,0.24169364511470945,4.7675418847669955E-6,1.4509910084073466E-6,0.36238023370267403,2.0035858978550499E-3,2.5541105096978418E-6,0.29703858786396109,1.6423145370873438E-3,2.0935727407020281E-6,46.384669913942275,5.8103991037796447,0.11493497293640288,52.310003990658323,19.930912853647072,3.4060960263535849,5.1082210193956833E-2,23.388091090194614,38.02093924658702,4.7627121575532971,9.4210773331591266E-2,42.877862177471904,16.337122332517861,2.7919347130484842,4.187145481404056E-2,19.170928500380384]
["Statewide",2024,12,14,0.30297922299240421,5.9764340727489677E-6,1.8189147177931642E-6,0.24834831533229906,4.8988089645307698E-6,1.4909418587702344E-6,0.37235782722822919,2.058751615582177E-3,2.6244340928158505E-6,0.30521709765967797,1.6875331924337954E-3,2.1512161105113382E-6,47.661801885213336,5.9703796851883135,0.11809953417671328,53.750281104578363,20.479680497552604,3.4998777464897008,5.2488681856317013E-2,24.032046925898623,39.06778850043878,4.8938462580580069,9.6804724973010223E-2,44.058439483469797,16.786940371282288,2.8688064271374523,4.3024322210226763E-2,19.698771120629967]
["Statewide",2024,12,15,0.30696231440609678,6.0550027713037956E-6,1.8428269303968074E-6,0.25161320601567738,4.9632107533109599E-6,1.5105424031815966E-6,0.37725299875123214,2.0858168242191295E-3,2.6589359995725357E-6,0.30922960910846115,1.7097182086296843E-3,2.1794968960191605E-6,48.288383840157714,6.0488687902354759,0.11965211998076411,54.456904750373951,20.748914931317767,3.5458886011725199,5.3178719991450712E-2,24.347982252481739,39.581389965883027,4.9581828050260848,9.8077360320862228E-2,44.637650131229975,17.007628500965364,2.9065209546704636,4.3589937920383209E-2,19.95773939355621]
["Statewide",2024,12,16,0.32778096562973413,6.4656622722846345E-6,1.9678102567822802E-6,0.26867799649146079,5.2998232584078878E-6,1.6129896873415313E-6,0.40283887113842964,2.2272800949265726E-3,2.8392690847858612E-6,0.33020203170863061,1.8256738989724218E-3,2.3273136917356375E-6,51.563375505718994,6.45911227528706,0.12776710881536377,58.150254889821419,22.15613791261363,3.7863761613751734,5.6785381695717223E-2,25.999299455684522,42.265860058704718,5.2944543070200227,0.10472911612810369,47.665043481852848,18.161111743974683,3.1036456282531169,4.6546273834712749E-2,21.311303646062512]
["Statewide",2024,12,17,0.33318446431874388,6.572249296167331E-6,2.0002497857900577E-6,0.27310717742031115,5.3871913213268921E-6,1.6395799673603585E-6,0.40947970614816465,2.2639970075449467E-3,2.8860746909256538E-6,0.33564544188962769,1.855770297342303E-3,2.3656796671913741E-6,52.413402386965075,6.565591321880345,0.12987336109165443,59.108867069937077,22.521383838149056,3.8487949128264094,5.7721493818513075E-2,26.427900244793978,42.962616561872345,5.3817338622926787,0.10645558502361184,48.450806009188632,18.460499303929524,3.1548095054819152,4.7313593343827481E-2,21.662622402755265]
["Statewide",2024,12,18,0.37596115783915124,7.4160434222131025E-6,2.2570566937170315E-6,0.3081707031180636,6.0788389122774116E-6,1.8500814080844299E-6,0.46205174887092942,2.5546657406171486E-3,3.2566103723631449E-6,0.37873809396928398,2.0940278566075627E-3,2.6694031745218198E-6,59.142623855478966,7.408530647789731,0.1465474667563415,66.697701970025037,25.412846187901117,4.3429317590491525,6.5132207447262891E-2,29.820910154397531,48.47847602806835,6.0726807841619319,0.1201231428534819,54.671279955083762,20.830595168310619,3.5598473562328565,5.3388063490436399E-2,24.443830588033915]
["Statewide",2024,12,19,0.36528027358361903,7.2053570260919702E-6,2.1929347470714694E-6,0.29941571462438987,5.9061418836714977E-6,1.7975214428565428E-6,0.44892507036477364,2.4820888572924644E-3,3.1640915636316908E-6,0.36797831823048943,2.0345374845360557E-3,2.59356665326444E-6,57.462409006691026,7.1980576861481467,0.1423841203634261,64.80285081320261,24.690878870062551,4.2195510573971893,6.3281831272633815E-2,28.973711758732374,47.101224733502647,5.9001587051545616,0.1167104993968998,53.118093938054109,20.23880750267692,3.4587137237112948,5.1871333065288801E-2,23.749392559453504]
["Statewide",2024,12,20,0.34354750077221113,6.7766659672048504E-6,2.0624635552362589E-6,0.28160163000860072,5.5547491339603911E-6,1.6905758233792495E-6,0.42221575352193697,2.3344141068766971E-3,2.9758402725551728E-6,0.3460850221289235,1.9134903212333992E-3,2.4392594023043453E-6,54.043616450807932,6.7698009099424219,0.13391281226498278,60.947330173015331,23.221866443706531,3.9685039816903851,5.9516805451103459E-2,27.249887230848021,44.298882832502208,5.5491219315768578,0.10976667310369553,49.957771437182757,19.034676217090794,3.2529335460967785,4.8785188046086905E-2,22.336394951233657]
["Statewide",2024,12,21,0.32091831834237228,6.3302927288804129E-6,1.9266108305288213E-6,0.26305276953463141,5.188862520837497E-6,1.5792190280809775E-6,0.39440476002111446,2.1806482300399791E-3,2.779824198334442E-6,0.32328869532000581,1.7874503370693693E-3,2.2785874548025528E-6,50.483809282702651,6.3238798671159397,0.12509208892504989,56.932781238743644,21.692261801161294,3.7071019910679643,5.5596483966688842E-2,25.454960276195948,41.380953000960744,5.1836059775011707,0.10253643546611488,46.667095413928031,17.78087824260032,3.0386655730179277,4.5571749096051058E-2,20.865115564714298]
["Statewide",2024,12,22,0.31869316917871482,6.2864004211924876E-6,1.9132523021020615E-6,0.26122884233361915,5.1528845400285074E-6,1.5682692078347633E-6,0.39167007841603629,2.1655282842220902E-3,2.7605497501758313E-6,0.32104711068960223,1.77505670481069E-3,2.2627884284473009E-6,50.133770037252646,6.2800320242440613,0.1242247387579124,56.53802680025462,21.541854312881995,3.6813980831775535,5.5210995003516623E-2,25.278463391063067,41.094030168269086,5.1476644439510011,0.10182547928012854,46.343520091500217,17.657591087928122,3.0175963981781728,4.5255768568946017E-2,20.720443254675242]
["Statewide",2024,12,23,0.30614538294125559,6.0388883427520392E-6,1.837922539098447E-6,0.25094357741530188,4.9500019558764517E-6,1.506522334397181E-6,0.37624899978972492,2.0802657538967137E-3,2.6518596635563303E-6,0.30840664359873721,1.7051680650612664E-3,2.1736965110587894E-6,48.15987197308479,6.03277068630047,0.11933368486003486,54.311976344245295,20.693694988434871,3.5364517816244132,5.3037193271126604E-2,24.283183963330412,39.476050380638362,4.9449873886776725,9.7816342997645522E-2,44.518854112313683,16.962365397930547,2.898785710604153,4.3473930221175787E-2,19.904625038755874]
["Statewide",2024,12,24,0.29425281721604207,5.804300854175786E-6,1.7665263469230656E-6,0.24119538863303192,4.7577134979071472E-6,1.44799976023261E-6,0.36163317930582184,1.9994554638102071E-3,2.5488451577032799E-6,0.29642623663047574,1.6389288714747099E-3,2.0892567969070512E-6,46.289046951145195,5.7984208450496002,0.1146980320966476,52.202165828291442,19.889824861820202,3.3990742884773519,5.0976903154065598E-2,23.339876053451619,37.942558288700894,4.7528937272766587,9.4016555860817308E-2,42.78946857183837,16.303443014676166,2.7861790815070067,4.1785135938141024E-2,19.131407232121315]
["Statewide",2025,1,1,0.26768066754498099,5.2801503889661765E-6,1.6070022922940539E-6,0.21065669654194563,4.1553207722682242E-6,1.2646628437338072E-6,0.32897632640819702,1.818897023120827E-3,2.3186747360242774E-6,0.25889455072436368,1.4314176729861366E-3,1.8247278173873504E-6,42.437946106657414,5.4566910693624813,0.10665903785711676,48.001296213877012,18.422674278859034,3.092124939305406,4.8692169456509823E-2,21.56349138762095,33.397397043442915,4.2942530189584094,8.3937479599818121E-2,37.775587542001141,14.498094840564367,2.4334100440764321,3.831928416513436E-2,16.969824168805932]
["Statewide",2025,1,2,0.26173988797171582,5.1629652001281844E-6,1.5713372348216216E-6,0.20598148031783184,4.0630995259949672E-6,1.2365955079115119E-6,0.32167517964276909,1.778529273070244E-3,2.2672151530997677E-6,0.25314876611959947,1.3996494584547013E-3,1.7842306614151812E-6,41.496098173917211,5.3355878192107316,0.10429189704258932,46.935977890170527,18.01381005999507,3.0234997642194146,4.7611518215095121E-2,21.084921342429581,32.656190829428333,4.1989483753641039,8.2074610425098338E-2,36.937213815217532,14.17633090269757,2.3794040793729923,3.7468843889718807E-2,16.593203825960281]
["Statewide",2025,1,3,0.27309532133292597,5.3869574533939076E-6,1.6395087901633633E-6,0.21491786747501329,4.2393747443613251E-6,1.2902444874143165E-6,0.33563087090058569,1.8556897349234754E-3,2.3655769686642811E-6,0.2641314786378165,1.460372439111947E-3,1.8616384746977992E-6,43.296382346175555,5.5670692047704264,0.10881654055855693,48.972268091504539,18.7953287704328,3.1546725493699079,4.9677116341949906E-2,21.999678436144659,34.072960744278326,4.3811173173358409,8.5635369836098763E-2,38.539713431450267,14.791362803717725,2.48263314649031,3.909440796865378E-2,17.313090358176691]
["Statewide",2025,1,4,0.26392170335060222,5.2060027247545886E-6,1.5844356118818315E-6,0.20769850390566111,4.096968773439284E-6,1.2469035397423908E-6,0.32435660454666637,1.7933547647056786E-3,2.2861142400009279E-6,0.255258967492978,1.4113166779112804E-3,1.7991036787711636E-6,41.842001986519961,5.3800642941170356,0.10516125504004269,47.327227535677039,18.163969854613317,3.0487030999996536,4.8008399040019488E-2,21.260681353652988,32.928406806594161,4.2339500337338416,8.2758769223473527E-2,37.245115609551476,14.294502179606768,2.3992383524491765,3.7781177254194435E-2,16.73152170931014]
["Statewide",2025,1,5,0.25863806111606802,5.1017799362517696E-6,1.552715632772278E-6,0.2035404351551435,4.0149485493724702E-6,1.2219408628524909E-6,0.31786307168038203,1.7574522797792513E-3,2.2403468415714291E-6,0.25014875092394562,1.3830624937686124E-3,1.7630861021157368E-6,41.004336246769284,5.2723568393377533,0.10305595471228574,46.379749040819327,17.800332014101393,2.9876688756247272,4.7047283673000012E-2,20.83504817339912,32.269188869188987,4.1491874813058374,8.1101960697323894E-2,36.499478311192149,14.008330051740955,2.3512062394066411,3.7024808144430474E-2,16.396561099292025]
["Statewide",2025,1,6,0.27289557218578592,5.3830172901141299E-6,1.6383096100347353E-6,0.21476067085764264,4.236273953452642E-6,1.2893007684421083E-6,0.33538538159711079,1.8543324343293153E-3,2.3638467230501176E-6,0.2639382858825059,1.4593042840524036E-3,1.8602768230378989E-6,43.264714226027294,5.562997302987946,0.1087369492603054,48.936448478275544,18.781581369438204,3.1523651383598361,4.964078118405247E-2,21.983587288982093,34.048038878843258,4.3779128521572108,8.5572733859743344E-2,38.511524464860209,14.78054400942033,2.480817282889086,3.9065813283795874E-2,17.300427105593212]
["Statewide",2025,1,7,0.28026556255173035,5.5283944585675793E-6,1.6825548352162199E-6,0.2205606333214053,4.3506814463055929E-6,1.3241204401799631E-6,0.34444301126640614,1.9044117084883014E-3,2.4276862622405455E-6,0.27106637011112672,1.4987151782208355E-3,1.9105166351168038E-6,44.433148453366393,5.7132351254649043,0.1116735680630651,50.258057146894366,19.288808630918744,3.2374999044301123,5.0981411507051454E-2,22.57728994685591,34.967561744335349,4.4961455346625065,8.7883765215372972E-2,39.551591044213232,15.179716726223097,2.5478158029754203,4.0120849337452878E-2,17.767653378535968]
["Statewide",2025,1,8,0.29348300837323443,5.7891159456126851E-6,1.7619048530125566E-6,0.23096236871386619,4.5558614754879257E-6,1.3865665360180646E-6,0.36068709348099909,1.9942245929169267E-3,2.5421770022038311E-6,0.28384997801626949,1.5693952378387321E-3,2.0006174305403501E-6,46.528635059048881,5.9826737787507795,0.11694014210137622,52.628248979901038,20.19847723493595,3.3901818079587756,5.3385717046280451E-2,23.642044759941005,36.616647164098765,4.7081857135161966,9.2028401804856108E-2,41.416861279419813,15.895598768911091,2.6679719043258445,4.2012966041347355E-2,18.605583639278283]
["Statewide",2025,1,9,0.29690551623929801,5.8566268211868383E-6,1.782451641230777E-6,0.23365578026116304,4.6089905197313463E-6,1.4027362451356271E-6,0.36489331455481477,2.0174806219244923E-3,2.5718230823472634E-6,0.28716014846847909,1.5876970386013677E-3,2.0239480108385475E-6,47.071237577571104,6.0524418657734769,0.11830386178797411,53.24198330513255,20.434025615069629,3.4297170572716369,5.4008284729292533E-2,23.91775095707056,37.043659152433804,4.7630911158041034,9.3101608498573185E-2,41.899851876736477,16.080968314234831,2.6990849656223248,4.25029082276095E-2,18.822556188084768]
["Statewide",2025,1,10,0.26856689536033496,5.2976317266618385E-6,1.6123226994188204E-6,0.21135413138353606,4.1690780633116033E-6,1.2688498453557052E-6,0.33006548975245281,1.8249189639279022E-3,2.3263513234471546E-6,0.25975168977067509,1.4361567606790361E-3,1.8307690625846602E-6,42.578448178066409,5.4747568917837066,0.10701216087856912,48.160217230728684,18.483667426137359,3.1023622386774337,4.8853377792390247E-2,21.634883042607182,33.507967980417085,4.3084702820371081,8.4215376878894369E-2,37.900653639333086,14.546094627157805,2.4414664931543615,3.8446150314277866E-2,17.026007270626444]
["Statewide",2025,1,11,0.26751492719349534,5.2768810681392732E-6,1.6060072816076049E-6,0.21052626383177692,4.1527479143489437E-6,1.2638798000192438E-6,0.32877263350624253,1.8177708131681505E-3,2.3172390777481154E-6,0.25873425048965376,1.4305313793646385E-3,1.823597997170623E-6,42.411669722305284,5.453312439504451,0.1065929975764133,47.971575159386148,18.411267476349582,3.0902103823858558,4.8662020632710426E-2,21.55013987936815,33.376718313165334,4.2915941380939158,8.3885507869848663E-2,37.752197959129099,14.489118027420611,2.4319033449198857,3.8295557940583085E-2,16.95931693028108]
["Statewide",2025,1,12,0.27173286309192807,5.3600822050723369E-6,1.6313293667611461E-6,0.21384565350133611,4.2182247260126333E-6,1.2838075253081927E-6,0.33395642608124604,1.8464317961212229E-3,2.3537752291839392E-6,0.26281374053809142,1.4530867175738301E-3,1.8523508579446778E-6,43.080378964480737,5.5392953883636684,0.10827366054246121,48.727948013386865,18.701559860549779,3.138934053406079,4.9429279812862721E-2,21.88992319376872,33.902972529413795,4.3592601527214905,8.5208139465455177E-2,38.347440821600742,14.717569470133119,2.4702474198755113,3.8899368016838236E-2,17.226716258025469]
["Statewide",2025,1,13,0.29527736230783713,5.8245105772557917E-6,1.7726771322082846E-6,0.23237447170866662,4.5837159942532866E-6,1.3950439982510003E-6,0.36289233292206741,2.0064172740694628E-3,2.5577198621862388E-6,0.28558543564195477,1.5789905140203822E-3,2.012849197476443E-6,46.813110946946694,6.0192518222083882,0.11765511366056698,52.950017882815651,20.321970643635776,3.4109093659180867,5.3712117105911013E-2,23.786592126659773,36.840521197812166,4.7369715420611467,9.2591063083916375E-2,41.67008380295723,15.992784395949467,2.6842838738346497,4.2269833147005303E-2,18.719338102931122]
["Statewide",2025,1,14,0.32147771738479725,6.3413271868356225E-6,1.9299691438195375E-6,0.25299336921575294,4.9904352418201692E-6,1.5188281170757038E-6,0.39509225472762816,2.184449360926028E-3,2.7846697646539037E-6,0.31092581310992617,1.7190964530844001E-3,2.1914519974949437E-6,50.966900859864033,6.5533480827780837,0.12809480917407956,57.648343751816199,22.125166264747175,3.7135639135742475,5.8478065057731982E-2,25.897208243379154,40.109429891180476,5.1572893592532001,0.1008067918847674,45.367526042318438,17.411845534155866,2.9224639702434803,4.602049194739382E-2,20.380329996346742]
["Statewide",2025,1,15,0.31827267275334858,6.2781058947916095E-6,1.9107278810235335E-6,0.25047109474400009,4.9406819717941695E-6,1.5036858175025735E-6,0.39115329335810334,2.1626710001927795E-3,2.7569073711910978E-6,0.30782596806874107,1.7019575331532698E-3,2.1696038223965699E-6,50.458774843195329,6.4880130005783387,0.12681773907479049,57.073605582848458,21.904584428053788,3.6765407003277253,5.7895054795013057E-2,25.639020183176523,39.709549880867598,5.1058725994598095,9.9801775830242218E-2,44.91522425615765,17.238254211849501,2.8933278063605585,4.5561680270327969E-2,20.177143698480389]
["Statewide",2025,1,16,0.31421803876330928,6.198125979036117E-6,1.8863861675327314E-6,0.24728021880267034,4.8777401650612496E-6,1.484529615453424E-6,0.38617019686777204,2.1351196579088329E-3,2.721785756011512E-6,0.30390441984925093,1.6802754490339254E-3,2.1419641594399401E-6,49.815955395942595,6.4053589737264982,0.12520214477652955,56.346516514445625,21.625531024595233,3.6297034184450161,5.7157500876241753E-2,25.312391943916488,39.203670160553372,5.0408263471017767,9.8530351334237251E-2,44.34302685898939,17.018647511558051,2.8564682633576735,4.4981247348238745E-2,19.920097022263963]
["Statewide",2025,1,17,0.32493003514929347,6.4094260792742272E-6,1.9506948936921562E-6,0.25571024026345252,5.0440270377867988E-6,1.5351386636742432E-6,0.3993351118086943,2.2079079489604222E-3,2.8145740608986821E-6,0.31426481500645576,1.7375576617558613E-3,2.2149857861585505E-6,51.514229423321567,6.6237238468812665,0.12947040680133937,58.267423677004174,22.362766261286879,3.753443513232718,5.9106055278872326E-2,26.175315829798468,40.54016113583279,5.2126729852675835,0.10188934616329332,45.854723467263661,17.598829640361522,2.9538480249849641,4.6514701509329556E-2,20.599192366855817]
["Statewide",2025,1,18,0.34384467528507595,6.7825279001344308E-6,2.0642476217800444E-6,0.27059549755090334,5.3376470357382299E-6,1.6245012717464178E-6,0.42258097743011475,2.336433415337613E-3,2.9784144257112064E-6,0.33255861748751669,1.8387033680066956E-3,2.3439232635198312E-6,54.512946088484803,7.0093002460128391,0.1370070635827155,61.659253398080359,23.664534736086427,3.9719368060739422,6.2546702939935334E-2,27.699018245100305,42.900061655889651,5.5161101040200871,0.10782047012191223,48.523992230031652,18.623282579300934,3.1257957256113826,4.9222388533916459E-2,21.798300693446233]
["Statewide",2025,1,19,0.29577405651807509,5.8343081474405886E-6,1.775659001394962E-6,0.23276535522849592,4.5914263895843957E-6,1.3973906403082945E-6,0.36350276414271149,2.0097923240074691E-3,2.5620222734413016E-6,0.28606582679454085,1.5816465775946597E-3,2.016235066730539E-6,46.891856574409779,6.0293769720224075,0.11785302457829988,53.039086571010486,20.356154791991845,3.4166469508126975,5.3802467742267338E-2,23.826604210546812,36.902491656495769,4.7449397327839788,9.2746813069604792E-2,41.740178202349348,16.019686300494286,2.6887991819109214,4.2340936401341317E-2,18.75082641880655]
["Statewide",2025,1,20,0.28988167013701582,5.7180775412961948E-6,1.7402844690901463E-6,0.22812822300237387,4.4999563714018853E-6,1.3695519391223131E-6,0.35626109202945427,1.969753406943033E-3,2.5109818768300678E-6,0.28036684696603925,1.550137144809441E-3,1.97606779787648E-6,45.957680871799603,5.9092602208290987,0.11550516633418312,51.982446258962881,19.95062115364944,3.348580791803156,5.2730619413431427E-2,23.351932564866026,36.167323258619064,4.6504114344283227,9.089911870231808E-2,40.908633811749702,15.700543430098199,2.6352331461760494,4.1497423755406083E-2,18.377274000029654]
["Statewide",2025,1,21,0.29445567464167494,5.8083023299815801E-6,1.7677441873856985E-6,0.23172782803831676,4.5709605873767452E-6,1.3911619178972704E-6,0.36188248864624373,2.0008338852366987E-3,2.5506023275136504E-6,0.28479071833525549,1.5745965536428676E-3,2.0072479101089182E-6,46.682841035365442,6.0025016557100956,0.11732770706562792,52.802670398141167,20.265419364189647,3.4014176049023876,5.356264887778666E-2,23.720399617969822,36.738002665247961,4.7237896609286025,9.2333403865010238E-2,41.554125730041577,15.948280226774308,2.676814141192875,4.2152206112287281E-2,18.667246574079471]
["Statewide",2025,1,22,0.28712412718261965,5.6636834692969568E-6,1.7237297515251608E-6,0.22595811899496362,4.4571498601064865E-6,1.3565238704671914E-6,0.35287210484793646,1.9510158316191212E-3,2.4870957843434458E-6,0.27769981519706932,1.5353912322445084E-3,1.9572701559598045E-6,45.520501525383807,5.8530474948573632,0.1144064060797985,51.487955426320973,19.760837871484441,3.3167269137525062,5.222901147121236E-2,23.12979379670816,35.823276160421941,4.6061736967335252,9.0034427174151013E-2,40.519484284329621,15.551189651035882,2.6101650948156645,4.1102673275155897E-2,18.202457419126702]
["Statewide",2025,1,23,0.28394453261747177,5.6009641939981558E-6,1.7046412764342215E-6,0.22345587296584304,4.4077916622764919E-6,1.3415018102580628E-6,0.34896442130431993,1.929410404741191E-3,2.4595538417122335E-6,0.27462458487140057,1.518388406096376E-3,1.9355954690866334E-6,45.016410348257267,5.7882312142235728,0.11313947671876273,50.917781039199603,19.542007593041916,3.2799976880600248,5.1650630675956904E-2,22.873655911777899,35.426571448410677,4.5551652182891278,8.9037391577985139E-2,40.070774058277784,15.378976752798431,2.5812602903638391,4.0647504850819298E-2,18.00088454801309]
["Statewide",2025,1,24,0.28742733106885271,5.6696643349773681E-6,1.7255500149931122E-6,0.22619673140443769,4.4618566229005713E-6,1.3579563634914783E-6,0.35324473878358997,1.953076109827204E-3,2.4897221644900615E-6,0.27799306698332693,1.5370126097061405E-3,1.9593370387519898E-6,45.568571303083104,5.8592283294816117,0.11452721956654283,51.542326852131254,19.781705371881039,3.3202293867062469,5.2284165454291293E-2,23.154218924041576,35.861105640849175,4.6110378291184215,9.0129503782591533E-2,40.56227297375019,15.567611751066309,2.612921436500439,4.1146077813791787E-2,18.221679265380541]
["Statewide",2025,2,1,0.22948661682204374,4.5267514467470033E-6,1.3777069620534357E-6,0.18059911850823332,3.5624182896135214E-6,1.0842142620562891E-6,0.28203629666036761,1.559367465764196E-3,1.9878343309628144E-6,0.22195414821809462,1.2271756568959971E-3,1.5643662923955027E-6,36.38268226918742,4.6781023972925881,9.1440379224289464E-2,41.152225045704299,15.794032612980587,2.6509246917991329,4.1744520950219105E-2,18.486701825729938,28.632085120134207,3.6815269706879912,7.1960849450193126E-2,32.38557294027239,12.429432300213298,2.0861986167231952,3.2851692140305554E-2,14.548482609076798]
["Statewide",2025,2,2,0.22094785159026809,4.3583195425181523E-6,1.3264450781576986E-6,0.1738793651066515,3.4298674077641372E-6,1.0438726893195201E-6,0.27154225671428317,1.5013463363204923E-3,1.9138707556275361E-6,0.21369565197069604,1.181514759639794E-3,1.5061591660181646E-6,35.02895111614253,4.5040390089614766,8.8038054758866668E-2,39.621028179862876,15.206366375999858,2.5522887717448368,4.0191285868178259E-2,17.798846433612873,27.566739104219788,3.544544278919382,6.9283321636835565E-2,31.180566704776005,11.966956510358978,2.0085750913876499,3.1629342486381454E-2,14.007160944233009]
["Statewide",2025,2,3,0.22274524030690804,4.393774036928717E-6,1.3372355764565662E-6,0.17529385638434347,3.4577690367409087E-6,1.0523644894428853E-6,0.27375122586603706,1.5135596388950534E-3,1.9294399031730451E-6,0.21543404476737923,1.19112626426514E-3,1.5184116204818772E-6,35.31390813671878,4.5406789166851604,8.875423554596007E-2,39.943341288949902,15.330068648498075,2.5730513861215907,4.0518237966633945E-2,17.943638272586298,27.79099177499192,3.5733787927954199,6.9846934542166353E-2,31.434217502329506,12.064306506973237,2.0249146492507379,3.188664403011942E-2,14.121107800254094]
["Statewide",2025,2,4,0.22106003706762392,4.3605324635980702E-6,1.3271185758776736E-6,0.17396765172920256,3.4316089106103417E-6,1.0444027119248866E-6,0.27168013131895802,1.5021086395255439E-3,1.9148425166235E-6,0.21380415516976609,1.1821146695115538E-3,1.5069239129201934E-6,35.046736940145585,4.506325918576632,8.8082755764680998E-2,39.641145614486895,15.214087353861649,2.5535846871934247,4.0211692849093504E-2,17.807883733904166,27.580736016899824,3.5463440085346614,6.9318499994328889E-2,31.196398525428812,11.973032689506901,2.0095949381696414,3.1645402171324062E-2,14.014273029847867]
["Statewide",2025,2,5,0.21962732021243189,4.3322713249450539E-6,1.3185173597658861E-6,0.1728401463229931,3.4093682379321104E-6,1.0376338115445555E-6,0.26991933950635927,1.4923732916321594E-3,1.9024321905193496E-6,0.21241846456333544,1.1744532412667876E-3,1.4971573566571442E-6,34.819594796320345,4.477119874896478,8.751188076389009E-2,39.384226551980717,15.115483012356119,2.5370345957746707,3.995107600090634E-2,17.692468684131697,27.401981928670271,3.5233597238003629,6.8869238406228633E-2,30.994210890876865,11.895434015546785,1.9965705101535389,3.1440304489800029E-2,13.923444830190125]
["Statewide",2025,2,6,0.24203829863672005,4.7743403676196916E-6,1.4530601118842541E-6,0.1904769174967651,3.7572633811540279E-6,1.1435149420903565E-6,0.29746216290430516,1.6446564666369923E-3,2.0965581614329949E-6,0.2340938445736401,1.2942955551688421E-3,1.6499287021589426E-6,38.372619014655363,4.9339693999109766,9.6441675425917764E-2,43.403030089992257,16.65788112264109,2.795915993282887,4.4027721390092894E-2,19.49782483731407,30.198105949999572,3.8828866655065264,7.5896720299311354E-2,34.15688933580541,13.109255296123846,2.2003024437870318,3.4648502745337796E-2,15.344206242656217]
["Statewide",2025,2,7,0.24627183059926083,4.8578491456114911E-6,1.4784758269252364E-6,0.19380858080331942,3.8229822971495252E-6,1.1635163513063772E-6,0.30266512285483771,1.6734234252469499E-3,2.1332294074206982E-6,0.23818841877457694,1.3169342930572038E-3,1.6787878783134869E-6,39.043800848274067,5.0202702757408497,9.8128552741352112E-2,44.162199676756266,16.949246879870913,2.8448198229198147,4.479781755583466E-2,19.838864520346561,30.726306021920426,3.9508028791716114,7.7224242402420401E-2,34.754333143494463,13.338551451376309,2.2387882981972465,3.5254545444583223E-2,15.612594295018139]
["Statewide",2025,2,8,0.23950145362080968,4.7242996854876693E-6,1.4378303390614646E-6,0.18848049618030682,3.7178828577590537E-6,1.1315295654049295E-6,0.29434441083929697,1.6274185394834263E-3,2.0745837749315417E-6,0.23164026674646626,1.2807298209576081E-3,1.6326355157985408E-6,37.970428998269306,4.8822556184502792,9.5430853646850916E-2,42.948115470366439,16.48328700700063,2.7666115171218246,4.3566259273562377E-2,19.293464783396015,29.881594410294149,3.8421894628728244,7.5101233726732872E-2,33.798885106893707,12.97185493780211,2.1772406956279338,3.4285345831769357E-2,15.183380979261813]
["Statewide",2025,2,9,0.22530139424556231,4.4441955983258426E-6,1.3525812690556913E-6,0.17730547324673457,3.4974493007503385E-6,1.0644410915327117E-6,0.27689270836525798,1.5309287706754633E-3,1.9515815453517829E-6,0.2179062977380537,1.2047952526019537E-3,1.5358364320686268E-6,35.719159379118281,4.5927863120263899,8.9772751086182018E-2,40.401718442230852,15.505991668454447,2.6025789101482877,4.0983212452387438E-2,18.149553791055123,28.109912408208928,3.6143857578058611,7.0648475875156838E-2,31.794946641889947,12.202752673331007,2.0481519294233212,3.225256507344116E-2,14.28315716782777]
["Statewide",2025,2,10,0.21303389616392213,4.2022123600087551E-6,1.2789341965244037E-6,0.16765131837475927,3.307015714081872E-6,1.0064830434162221E-6,0.26181610051706722,1.4475708055804073E-3,1.8453193406994965E-6,0.20604145731649232,1.1391950218552467E-3,1.4522112483576916E-6,33.77427696670167,4.3427124167412217,8.4884689672176841E-2,38.201874073115071,14.661701628955765,2.4608703694866922,3.8751706154689425E-2,17.161323704597145,26.579347993827508,3.4175850655657403,6.6801717424453816E-2,30.063734776817704,11.538321609723569,1.9366315371539196,3.0496436215511524E-2,13.505449583093]
["Statewide",2025,2,11,0.20602234473773615,4.0639055994579169E-6,1.2368408346176268E-6,0.16213343665912844,3.1981724212349516E-6,9.7335682385411588E-7,0.25319898800100848,1.3999271332393512E-3,1.7845846328054328E-6,0.19926004694042113,1.1017008736280227E-3,1.4044148458466526E-6,32.662669452130096,4.199781399718054,8.2090893109049906E-2,36.944541744957199,14.179143328056476,2.3798761265068973,3.7476277288914089E-2,16.596495731852286,25.704546055314324,3.3051026208840684,6.4603082908946022E-2,29.074251759107337,11.158562628663583,1.8728914851676386,2.9492711762779705E-2,13.060946825594002]
["Statewide",2025,2,12,0.20250425807085007,3.9945093787560476E-6,1.2157202457083623E-6,0.15936480744809306,3.1435596666433447E-6,9.567355507175397E-7,0.2488753017285833,1.3760216438210506E-3,1.7541106402363511E-6,0.19585743488260493,1.0828879669050097E-3,1.3804327231781642E-6,32.104913922987244,4.1280649314631521,8.0689089450872151E-2,36.313667943901265,13.937016896800664,2.3392367944957861,3.6836323444963376E-2,16.313090014741412,25.265609099856036,3.2486639007150289,6.3499905266195561E-2,28.577772905837261,10.968016353425876,1.8409095437385163,2.8989087186741449E-2,12.837914984351134]
["Statewide",2025,2,13,0.21492755689828696,4.2395658736368775E-6,1.2903026571938324E-6,0.16914157285720322,3.3364118145074386E-6,1.015429682676177E-6,0.26414338682268029,1.4604382789923907E-3,1.8617224053796723E-6,0.20787296218213738,1.1493213394061931E-3,1.4651199707184838E-6,34.074496900125759,4.3813148369771717,8.5639230647464926E-2,38.5414509677504,14.792029662070096,2.482745074287064,3.9096170512973122E-2,17.313870906870132,26.815612121495722,3.4479640182185793,6.7395518653050254E-2,30.330971658367353,11.640885882199694,1.9538462769905283,3.0767519385088159E-2,13.625499678575311]
["Statewide",2025,2,14,0.21868274733575435,4.3136390983896655E-6,1.3128466821185938E-6,0.17209679565942465,3.3947052317039165E-6,1.033171157475105E-6,0.26875847078227783,1.4859548946322312E-3,1.8942502127711136E-6,0.21150489552311794,1.1694021543821797E-3,1.4907183843569371E-6,34.669842730913842,4.4578646838966938,8.7135509787471227E-2,39.21484292459801,15.050474363807558,2.5261233208747931,3.9779254468193387E-2,17.616376939150545,27.284131522482213,3.5082064631465393,6.8573045680419109E-2,30.860911031309172,11.844274149294604,1.9879836624497056,3.130508607149568E-2,13.863562897815806]
["Statewide",2025,2,15,0.22507931501529801,4.4398149617082794E-6,1.3512480318242591E-6,0.17713070352037696,3.4940018704705574E-6,1.0633918736214739E-6,0.2766197756577376,1.5294197365919434E-3,1.9496578744892878E-6,0.21769150784279603,1.2036076878147056E-3,1.5343225605109836E-6,35.683951059848148,4.5882592097758303,8.968426222650723E-2,40.361894531850481,15.490707436833306,2.6000135522063039,4.0942815364275041E-2,18.131663804403885,28.08220451172069,3.6108230634441165,7.0578837783505252E-2,31.76360641294831,12.190724439196577,2.0461330692849993,3.2220773770730654E-2,14.269078282252307]
["Statewide",2025,2,16,0.24178348061901239,4.7693139401691978E-6,1.4515303296167124E-6,0.1902763833217648,3.7533077327620842E-6,1.142311049101504E-6,0.29714899462010697,1.6429249716504589E-3,2.094350904161256E-6,0.23384739048035072,1.2929329202901736E-3,1.6481916565607411E-6,38.3322203059938,4.9287749149513767,9.634014159141778E-2,43.357335362536595,16.640343698725989,2.7929724518057801,4.3981368987386374E-2,19.477297519519155,30.166313371965241,3.878798760870521,7.5816816201794091E-2,34.120928949037555,13.095453866899641,2.1979859644932951,3.4612024787775565E-2,15.328051856180712]
["Statewide",2025,2,17,0.26138660328887842,5.1559964628166409E-6,1.5692163147702821E-6,0.20570345581607027,4.0576153377097907E-6,1.2349264071290669E-6,0.32124099700940201,1.7761286945607063E-3,2.2641549684542637E-6,0.25280707734513608,1.3977602748119424E-3,1.7818223874290817E-6,41.440088614212861,5.3283860836821191,0.10415112854889613,46.87262582644388,17.989495832526512,3.0194187807532007,4.7547254337539542E-2,21.056461867617255,32.612112977522557,4.1932808244358268,8.1963829821737763E-2,36.88735763178012,14.15719633132762,2.3761924671803021,3.7418270136010713E-2,16.570807068643933]
["Statewide",2025,2,18,0.32078572954349455,6.3276773409094118E-6,1.9258148428854731E-6,0.25244879543673127,4.9796932204501018E-6,1.5155588062239441E-6,0.394241809979269,2.1797472857402293E-3,2.7786757018776109E-6,0.31025653847413026,1.7153960602446156E-3,2.1867348489802619E-6,50.857193487325702,6.5392418572206878,0.12781908228637009,57.524254426832762,22.077541358839063,3.7055703857583899,5.8352189739429829E-2,25.841463934336883,40.023093463162802,5.146188180733847,0.10058980305309205,45.269871446949736,17.374366154551296,2.9161733024158467,4.5921431828585497E-2,20.336460888795727]
["Statewide",2025,2,19,0.31100145564379555,6.134677083882759E-6,1.8670756342251877E-6,0.24474886388517153,4.8278077781809133E-6,1.4693328020550606E-6,0.38221705483495627,2.1132628928523089E-3,2.6939234150963416E-6,0.30079341504927171,1.6630748272403208E-3,2.1200373286794444E-6,49.306000073709356,6.3397886785569266,0.12392047709443171,55.769709229360714,21.40415507075755,3.5925469178489249,5.6572391717023177E-2,25.053274380323497,38.802350541356049,4.9892244817209628,9.7521717119254447E-2,43.889096740196266,16.844431242759214,2.8272272063085455,4.4520783902268331E-2,19.716179232970028]
["Statewide",2025,2,20,0.28305110426082791,5.5833408216115274E-6,1.6992776413600304E-6,0.22275277151315456,4.3939225941702866E-6,1.3372807895300874E-6,0.34786640858127477,1.9233395360707885E-3,2.4518148825337578E-6,0.27376048162808786,1.5136108136352688E-3,1.9295051391791259E-6,44.874766706984445,5.7700186082123652,0.11278348459655285,50.757568799793368,19.480518880551386,3.2696772113203405,5.148811253320891E-2,22.801684204404939,35.315102130023334,4.5408324409058061,8.8757236402239786E-2,39.944691807331374,15.33058697117292,2.5731383831799572,4.0519607922761644E-2,17.94424496227564]
["Statewide",2025,2,21,0.27118480426306829,5.3492714391514326E-6,1.6280391336547839E-6,0.2134143475596067,4.2097169758756033E-6,1.2812182100490967E-6,0.33328286836104359,1.8427077222781217E-3,2.3490278928447593E-6,0.2622836707143365,1.4501559826027135E-3,1.8486148459279821E-6,42.993490018574626,5.5281231668343649,0.10805528307085893,48.629668468479849,18.663840628218441,3.132603127872807,4.9329585749739946E-2,21.845773341840989,33.834593522149412,4.3504679478081405,8.5036282912687181E-2,38.270097752870242,14.687885560002844,2.4652651704246127,3.8820911764487626E-2,17.191971642191945]
["Statewide",2025,2,22,0.2596260586200832,5.1212687377889476E-6,1.5586470071531581E-6,0.20431795970443711,4.0302856545472155E-6,1.2266086774708917E-6,0.31907730875006796,1.7641657482392102E-3,2.2489049674638421E-6,0.25110431925939825,1.3883457930859821E-3,1.7698210917794293E-6,41.160972828758766,5.2924972447176311,0.10344962850333674,46.55691970197973,17.868329290003807,2.9990817720066576,4.7227004316740685E-2,20.914638066327207,32.392457184462373,4.1650373792579467,8.1411770221853752E-2,36.638906333942174,14.061841878526302,2.3601878482461696,3.7166242927368018E-2,16.459195969699838]
["Statewide",2025,2,23,0.25248492337897549,4.9804058642508021E-6,1.5157756978154617E-6,0.19869809939383687,3.9194307770653921E-6,1.192870236498163E-6,0.31030093928136521,1.7156415505417005E-3,2.1870477925623089E-6,0.2441975784145525,1.3501586976821351E-3,1.7211413412330635E-6,40.028821167296108,5.1469246516251017,0.10060419845786621,45.276350017379073,17.37685259975645,2.9165906359208909,4.5928003643808488E-2,20.339371239321149,31.501487615477274,4.050476093046405,7.9172501696720923E-2,35.631136210220397,13.67506439121494,2.2952697860596296,3.6143968165894332E-2,16.006478145440465]
["Statewide",2025,2,24,0.25733855922486665,5.0761465370256712E-6,1.5449141634425955E-6,0.20251776594985063,3.9947758291994548E-6,1.2158013393215733E-6,0.31626599945903422,1.7486221309936693E-3,2.2290904358243161E-6,0.24889190274968778,1.3761134302064035E-3,1.7542276467354124E-6,40.798313930215414,5.2458663929810081,0.10253816004791853,46.146718483244342,17.710895969705916,2.9726576226892378,4.6810899152310639E-2,20.730364491547466,32.107055454709723,4.1283402906192102,8.0694471749828967E-2,36.316090217078759,13.937946553982515,2.339392831350886,3.6838780581443659E-2,16.314178165914846]
["Statewide",2025,3,1,0.24939906212700441,4.9195355308071191E-6,1.4972499441586886E-6,0.19626961868475545,3.8715276412944895E-6,1.1782910212635405E-6,0.30650845285420009,1.6946730439384699E-3,2.1603177765718218E-6,0.24121300478152191,1.3336571087815758E-3,1.7001056163945366E-6,39.539590418191814,5.0840191318154098,9.9374617722303799E-2,44.722984167729528,17.164473359835206,2.880944174695399,4.5366673308008254E-2,20.090784207838617,31.116477616816326,4.0009713263447271,7.8204858354148685E-2,35.195653801515199,13.507928267765227,2.2672170849286788,3.5702217944285269E-2,15.81084757063819]
["Statewide",2025,3,2,0.24056028791178186,4.7451857821363479E-6,1.4441869771719322E-6,0.18931376716684176,3.7343195924848712E-6,1.1365320498867001E-6,0.29564570546962554,1.634613345733317E-3,2.0837554956337876E-6,0.23266434678394873,1.2863919187503321E-3,1.6398533862650955E-6,38.138296005581694,4.9038400371999513,9.5852752799154228E-2,43.137988795580796,16.556159506299032,2.7788426877466388,4.375886540830954E-2,19.378761059453982,30.013700735129387,3.8591757562509965,7.5433255768194402E-2,33.948309747148578,13.02920341990113,2.1868662618755645,3.4436921111567008E-2,15.250506602888262]
["Statewide",2025,3,3,0.25891752896738102,5.1072925954114604E-6,1.554393398603488E-6,0.20376036801352737,4.0192868476081722E-6,1.2232612144894439E-6,0.31820653431411405,1.7593512710193479E-3,2.2427676179850325E-6,0.25041904576619617,1.3845569431999805E-3,1.7649911809061974E-6,41.048642926520714,5.2780538130580439,0.10316731042731149,46.429864050006067,17.819565921590389,2.9908971607328914,4.7098119977685683E-2,20.857561202300968,32.304056903839303,4.1536708295999416,8.1189594321685085E-2,36.538917327760927,14.023466562906986,2.3537468034399667,3.7064814799030142E-2,16.414278181145985]
["Statewide",2025,3,4,0.2610054643886508,5.1484782855394234E-6,1.5669281738598246E-6,0.2054035108765199,4.0516987565694313E-6,1.2331257085211315E-6,0.32077258187730412,1.7735388459273415E-3,2.2608535079977466E-6,0.25243844861582587,1.3957221412304178E-3,1.7792242365804893E-6,41.379663062172234,5.3206165377820245,0.10399926136789635,46.804278861322153,17.963264585129032,3.0150160380764803,4.7477923667952678E-2,21.025758546873465,32.564559871441539,4.1871664236912531,8.184431488270251E-2,36.833570610015492,14.136553122486248,2.3727276400917101,3.7363708968190273E-2,16.546644471546148]
["Statewide",2025,3,5,0.27484241943680265,5.4214199374326417E-6,1.6499973722621085E-6,0.21629278154136258,4.2664956907815945E-6,1.2984986884987462E-6,0.33777803349308594,1.8675613114903836E-3,2.3807104942638991E-6,0.26582123151695758,1.4697150155679379E-3,1.8735481076910477E-6,43.573366320608088,5.602683934471151,0.10951268273613936,49.285562937815378,18.915569875612814,3.1748542295336524,4.9994920379541882E-2,22.140419025526011,34.290938865687529,4.4091450467038138,8.6183212953788196E-2,38.786267125345134,14.885988964949625,2.4985155264654946,3.9344510261511999E-2,17.423849001676633]
["Statewide",2025,3,6,0.29355483020682371,5.790532671318134E-6,1.7623360304011714E-6,0.23101889035340881,4.5569763963365373E-6,1.3869058597545983E-6,0.36077536165212554,1.9947126241240689E-3,2.5427991295788328E-6,0.28391944243261991,1.5697793038336688E-3,2.0011070262173487E-6,46.540021653124192,5.984137872372207,0.11696875996062631,52.641128285457029,20.203420252519031,3.3910114610109172,5.3398781721155489E-2,23.647830495251107,36.625608073807967,4.7093379115010068,9.2050923205998045E-2,41.426996908514973,15.899488776226715,2.6686248165172368,4.2023247550564323E-2,18.610136840294516]
["Statewide",2025,3,7,0.30628554846641753,6.0416531858727294E-6,1.8387640130917003E-6,0.24103758568082392,4.7546007467057886E-6,1.4470524011713271E-6,0.37642126153720096,2.0812181822465062E-3,2.6530737903180245E-6,0.29623229869693024,1.6378565963543464E-3,2.0878898931186287E-6,48.558342738298926,6.2436545467395188,0.12204139435462913,54.924038679393078,21.079590646083254,3.5380709098190604,5.5714549596678514E-2,24.673376105498996,38.213966531903999,4.9135697890630388,9.6042935083456918E-2,43.223579256050499,16.589008727028094,2.784356213802389,4.3845687755491206E-2,19.417210628585977]
["Statewide",2025,3,8,0.28264562357599621,5.5753424890633895E-6,1.6968433662366838E-6,0.22243367031559103,4.3876281451617435E-6,1.3353650876579221E-6,0.34736807768816685,1.9205842843847494E-3,2.4483025712843579E-6,0.27336831008768603,1.5114425127876739E-3,1.9267410550492872E-6,44.810482021773524,5.7617528531542481,0.11262191827908047,50.684856793206855,19.452612350537343,3.264993283454074,5.1414353996971515E-2,22.76901998798839,35.264512001311495,4.5343275383630219,8.8630088532267212E-2,39.887469628206787,15.308625364910418,2.5694522717390456,4.0461562156035032E-2,17.918539198805501]
["Statewide",2025,3,9,0.2959267395437703,5.8373199052373205E-6,1.7765756233330979E-6,0.23288551221295795,4.5937965530857905E-6,1.3981119944174148E-6,0.36369040974804701,2.0108298090954478E-3,2.5633448279520406E-6,0.28621349828573645,1.5824630473955967E-3,2.0172758776594124E-6,46.916062857498062,6.0324894272863432,0.11791386208579387,53.066466146870198,20.366662945890631,3.4184106754622614,5.3830241386992855E-2,23.838903862739887,36.921541278860005,4.7473891421867904,9.2794690372332969E-2,41.761725111419125,16.027955904001242,2.6901871805725142,4.2362793430847659E-2,18.760505878004604]
["Statewide",2025,3,10,0.2721056340615336,5.3674353202532348E-6,1.6335672713814194E-6,0.21413901312922423,4.2240114082093971E-6,1.285568689455034E-6,0.33441455712708201,1.8489647844507123E-3,2.3570042058503334E-6,0.26317427599843768,1.4550801037931762E-3,1.8548919662136915E-6,43.139477869393581,5.5468943533521369,0.10842219346911533,48.794794416214835,18.727215199116593,3.143240133566211,4.9497088322857E-2,21.919952421005657,33.949481603798461,4.3652403113795284,8.5325030445829814E-2,38.400046945623821,14.73775945591251,2.4736361764483994,3.895273129048752E-2,17.250348363651394]
["Statewide",2025,3,11,0.26424390243246243,5.2123582812578343E-6,1.5863699116871671E-6,0.20795206496719021,4.1019704067284512E-6,1.2484257759608331E-6,0.32475258334967294,1.7955441157567751E-3,2.2889051582914836E-6,0.25557059099312485,1.41303963184824E-3,1.8013000481720588E-6,41.893083252107807,5.386632347270325,0.10528963728140825,47.385005236659545,18.186144667581686,3.0524249967865176,4.8067008324121155E-2,21.286636672692325,32.968606238113104,4.2391188955447197,8.2859802215914713E-2,37.290584935873738,14.311953095614992,2.402167374142008,3.7827301011613239E-2,16.751947770768613]
["Statewide",2025,3,12,0.25292200225291628,4.9890274886938883E-6,1.518399670472053E-6,0.19904206742319472,3.9262157381933775E-6,1.1949352246675497E-6,0.31083810396949313,1.7186115127357253E-3,2.1908338102525334E-6,0.24462031099265696,1.3524959692915708E-3,1.7241208241631787E-6,40.098115412064615,5.1558345382071762,0.10077835527161653,45.354728305543404,17.406933822291617,2.9216395716507328,4.6007510015303205E-2,20.374580903957654,31.55602011805275,4.0574879078747124,7.930955791150622E-2,35.692817583838966,13.69873741558879,2.2992431477956705,3.6206537307426755E-2,16.034187100691884]
["Statewide",2025,3,13,0.25911086970291447,5.1111063491998559E-6,1.5555541062782172E-6,0.20391252140221999,4.0222881580197766E-6,1.2241746567886277E-6,0.31844414775666929,1.7606650262917592E-3,2.2444423533442844E-6,0.2506060404540148,1.3855908293908996E-3,1.7663091476521626E-6,41.079295060610342,5.2819950788752772,0.10324434825383709,46.464534487739456,17.832872274373479,2.9931305446959904,4.7133289420229971E-2,20.8731361084897,32.328179218567911,4.1567724881726988,8.1250220791999478E-2,36.56620192753261,14.03393826542483,2.3555044099645293,3.7092492100695415E-2,16.426535167490051]
["Statewide",2025,3,14,0.26831081751056574,5.292580448321622E-6,1.6107853538370155E-6,0.21115260575830247,4.1651028580111115E-6,1.2676400002642514E-6,0.32975077314977758,1.8231789083500963E-3,2.3241331533934076E-6,0.25950401719695321,1.4347873888705235E-3,1.8290234289527054E-6,42.537849736321306,5.4695367250502889,0.10691012505609675,48.114296586427692,18.466043296387543,3.0994041441951636,4.8806796221261557E-2,21.614254236803966,33.476018218406963,4.304362166611571,8.4135077731824451E-2,37.864515462750354,14.53222496302938,2.4391385610798899,3.8409492008006814E-2,17.009773016117279]
["Statewide",2025,3,15,0.27434988922309994,5.4117045044007699E-6,1.6470405013393649E-6,0.21590517496253381,4.2588499349384878E-6,1.2961717193291051E-6,0.33717271977418711,1.8642145560159697E-3,2.3764441519325117E-6,0.26534486768551535,1.4670812188920714E-3,1.8701906236034228E-6,43.495280850870138,5.5926436680479092,0.10931643098889554,49.197240949906941,18.881672307354478,3.1691647452271483,4.9905327190582743E-2,22.10074237977221,34.229487931431478,4.4012436566762139,8.6028768685757442E-2,38.716760356793451,14.859312590388861,2.4940380721165214,3.9274003095671875E-2,17.392624665601051]
["Statewide",2025,3,16,0.29054644091266701,5.7311905154299665E-6,1.7442753742612942E-6,0.22865137776300962,4.5102758906940142E-6,1.3726926623851349E-6,0.35707808733091922,1.9742705414674622E-3,2.5167401828627241E-6,0.28100979788541403,1.5536919948682033E-3,1.98059941286998E-6,46.06307326568858,5.922811624402387,0.11577004841168531,52.101654938502648,19.996372890531475,3.3562599204946859,5.2851543840117206E-2,23.405484354866278,36.250263927218413,4.6610759846046097,9.1107572992019076E-2,41.002447484815036,15.736548681583185,2.6412763912759454,4.1592587670269583E-2,18.419417660529401]
["Statewide",2025,3,17,0.30333806939863212,5.9835125181548354E-6,1.8210690272645153E-6,0.23871800762073905,4.7088457763953668E-6,1.4331269754246769E-6,0.37279884515286432,2.0611899861452507E-3,2.6275424536245144E-6,0.29338156511193741,1.6220950037556736E-3,2.0677974931127477E-6,48.091051024719498,6.1835699584357524,0.12086695286672766,54.395487936021979,20.8767353285604,3.5040229764469264,5.5178391526114805E-2,24.435936696533442,37.846221899439925,4.8662850112670206,9.5118684683186391E-2,42.807625595390135,16.429367646268496,2.7575615063846453,4.3423747355367706E-2,19.230352900008512]
["Statewide",2025,3,18,0.33208824836232054,6.5506258253287923E-6,1.9936687294478933E-6,0.26134354042826846,5.1551470238852265E-6,1.5689577898781125E-6,0.40813246989983304,2.2565481919165228E-3,2.8765791667748172E-6,0.32118807327076215,1.775836081314898E-3,2.2637819539669905E-6,52.649088617078462,6.7696445757495685,0.13232264167164159,59.551055834499671,22.855418314390651,3.8361319262580889,6.0408162502271164E-2,26.751958403151008,41.433261451928317,5.3275082439446937,0.10413396988248157,46.864903665755492,17.986532103162681,3.0189213382353266,4.75394210333068E-2,21.052992862431314]
["Statewide",2025,3,19,0.3613069678407505,7.1269813553492799E-6,2.1690812820628246E-6,0.28433780063750663,5.6087216249250877E-6,1.7070022336728528E-6,0.44404192531371822,2.4550901425405371E-3,3.1296744212620751E-6,0.34944774297902831,1.9320826710557161E-3,2.4629603657279728E-6,57.281408365469652,7.3652704276216117,0.14396502337805545,64.790643816469327,24.866347817568219,4.1736532423189132,6.5723162846503577E-2,29.105724222733635,45.078758844294654,5.7962480131671485,0.11329617682348675,50.988303034285295,19.569073606825587,3.2845405407947172,5.172216768028743E-2,22.905336315300595]
["Statewide",2025,3,20,0.34558815540522581,6.816919017427266E-6,2.0747144835648206E-6,0.27196756437203679,5.3647118186593871E-6,1.6327383795919876E-6,0.42472369356405537,2.3482804076120104E-3,2.9935166120006691E-6,0.334244871136474,1.8480265973581881E-3,2.355808233411296E-6,54.789356469763142,7.0448412228360313,0.13770176415203078,61.97189945675121,23.784526839587102,3.9920766929404179,6.2863848852014056E-2,27.839467381379535,43.117588376605148,5.5440797920745641,0.10836717873691962,48.770035347416631,18.717712783642543,3.1416452155089196,4.9471972901637212E-2,21.908829972053102]
["Statewide",2025,3,21,0.31036552468369882,6.1221329911878839E-6,1.8632578668832691E-6,0.24424840519866511,4.817935951603171E-6,1.4663283330966173E-6,0.38143550332053205,2.1089417256165916E-3,2.6884149222172878E-6,0.30017835733249321,1.6596741975892142E-3,2.1157023091822617E-6,49.205179928348635,6.3268251768497743,0.12366708642199524,55.655672191620404,21.360388185949795,3.5852009335482058,5.6456713366563042E-2,25.002045832864564,38.723008095891622,4.9790225927676426,9.7322306222384039E-2,43.799352994881644,16.80998801061962,2.821446135901664,4.4429748492827499E-2,19.67586389501411]
["Statewide",2025,3,22,0.29565049782060548,5.8318708832537952E-6,1.7749172253381117E-6,0.23266811822114425,4.5895083354085055E-6,1.3968068846895453E-6,0.36335091198707342,2.0089527394791229E-3,2.5609519965592752E-6,0.28594632368001688,1.5809858496278952E-3,2.0153927907663434E-6,46.872267646332475,6.0268582184373685,0.11780379184172665,53.016929656611566,20.347651071276111,3.415219657114509,5.3779991927744776E-2,23.816650720318364,36.887075754722176,4.7429575488836857,9.2708068375251793E-2,41.722741371981115,16.012994126080944,2.6876759443674216,4.2323248606093211E-2,18.742993319054456]
["Statewide",2025,3,23,0.28232435147665269,5.5690052178070421E-6,1.6949146315064913E-6,0.22218083876163719,4.3826409018161707E-6,1.3338472309875301E-6,0.34697323813554315,1.9184012322037043E-3,2.4455196826022228E-6,0.27305758314359013,1.5097245158734575E-3,1.9245510047105792E-6,44.759547719485063,5.7552036966111126,0.11249390539970225,50.627245321495877,19.430501335590417,3.2612820947462975,5.1355913334646681E-2,22.743139343671359,35.224428225523127,4.5291735476203723,8.852934621668665E-2,39.842131119360189,15.291224656041047,2.5665316769848778,4.0415571098922166E-2,17.898171904124847]
["Statewide",2025,3,24,0.25756327442321286,5.0805791695831003E-6,1.5462632255252915E-6,0.20269461010441936,3.9982641787321141E-6,1.2168630109184696E-6,0.31654217173967752,1.7501490765481265E-3,2.2310369396864916E-6,0.24910924209230953,1.3773150907867191E-3,1.7557594871823629E-6,40.8339401544184,5.2504472296443794,0.10262769922557861,46.187015083288358,17.72636161742194,2.975253430131815,4.6851775733416326E-2,20.748466823287171,32.135092229907926,4.1319452723601575,8.0764936410388691E-2,36.347802438678471,13.950117557169333,2.3414356543374226,3.6870949230829619E-2,16.328424160737587]
["Statewide",2025,4,1,0.12869873085397301,2.5386542106701365E-6,7.7263389020395456E-7,0.10128206022305725,1.9978450987395509E-6,6.0803981265986338E-7,0.15816919495175241,8.7451118744084747E-4,1.1148003272942772E-6,0.12447443593451203,6.8821420510058531E-4,8.7731458683780275E-7,20.403826148776062,2.6235335623225424,5.1280815055536749E-2,23.078640526154143,8.8574749172981342,1.4866690186494407,2.3410806873179819E-2,10.367554742820754,16.057202235552051,2.0646426153017559,4.0356470994538929E-2,18.162201321848347,6.9705684123326739,1.1699641486709951,1.8423606323593859E-2,8.158956167327263]
["Statewide",2025,4,2,0.11722521211049038,2.3123326574110448E-6,7.037534174729267E-7,9.2252743394235448E-2,1.8197367907953817E-6,5.5383293632902925E-7,0.14406837817695772,7.9654833237685694E-4,1.015415645210937E-6,0.1133775139656427,6.2685976493355694E-4,7.9910180813188493E-7,18.584820784827546,2.3896449971305707,4.67091196797031E-2,21.021174901637821,8.0678291779096334,1.3541321650406568,2.1323728549429675E-2,9.4432850714997194,14.625699301567909,1.8805792948006708,3.6758683174066706E-2,16.543037279542649,6.3491407820759918,1.0656616003870467,1.6781137970769584E-2,7.4315835204338088]
["Statewide",2025,4,3,0.13568906694338115,2.6765424868763003E-6,8.145998873101784E-7,0.10678324610180663,2.1063590568967E-6,6.4106579992508271E-7,0.1667602340736408,9.2201070102264902E-4,1.1753512659761143E-6,0.1312353273275205,7.2559490468663288E-4,9.2496636846333339E-7,21.512070195499664,2.7660321030679471,5.4066158234901261E-2,24.33216845680251,9.3385731081238852,1.5674181917385033,2.4682376585498402E-2,10.930673676447888,16.929357225250143,2.1767847140598988,4.2548452949313337E-2,19.148690392259354,7.3491783303411475,1.233511337967276,1.9424293737730001E-2,8.602113962046154]
["Statewide",2025,4,4,0.15381251159019332,3.0340375356556141E-6,9.2340272824301308E-7,0.12104585615233154,2.3876969909979631E-6,7.2669038856459758E-7,0.18903372993889109,1.0451599736956275E-3,1.3323382221792043E-6,0.14876390383043833,8.2250970694247236E-4,1.048510417786062E-6,24.385351162116951,3.1354799210868824,6.1287558220243399E-2,27.582118641424078,10.585888876577901,1.7767719552825667,2.797910266576329E-2,12.390639934526231,19.190543594126545,2.4675291208274173,4.8231479218158853E-2,21.706304194172123,8.3307786145045473,1.3982665018022029,2.2018718773507303E-2,9.7510638350802576]
["Statewide",2025,4,5,0.17846469309902752,3.520315558557146E-6,1.0714003873869575E-6,0.14044638726588607,2.7703832822601881E-6,8.4316012938353549E-7,0.21933096501793004,1.2126721813238378E-3,1.5458777018011814E-6,0.17260692362951521,9.5433681501510745E-4,1.2165596152533868E-6,28.293694487312976,3.6380165439715135,7.1110374282854341E-2,32.002821405567346,12.282534041004082,2.0615427082505242,3.2463431737824809E-2,14.37654018099243,22.266293148207463,2.8630104450453224,5.5961742301655792E-2,25.18526533555444,9.6659877232528526,1.6223725855256828,2.5547751920321122E-2,11.313908060698857]
["Statewide",2025,4,6,0.21637016751706115,4.2680221722919435E-6,1.2989632698279828E-6,0.17027686436007664,3.3588060722828149E-6,1.0222453263469437E-6,0.26591633795192848,1.4702408552638726E-3,1.874218432180375E-6,0.20926822180788149,1.1570356743781194E-3,1.4749539708720187E-6,34.303207595798774,4.4107225657916178,8.6214047880297254E-2,38.800144209470687,14.891314925307995,2.4994094539485832,3.9358587075787876E-2,17.430082966332368,26.995600613216713,3.4711070231343579,6.7847882660112865E-2,30.534555519011185,11.719020421241364,1.9669606464428029,3.0974033388312391E-2,13.716955101072481]
["Statewide",2025,4,7,0.23850864269988367,4.7047159366186308E-6,1.4318700676665399E-6,0.18769918361555879,3.7024710318677973E-6,1.1268390096988948E-6,0.29312425813802168,1.6206723637317139E-3,2.0659839547760074E-6,0.23068004298550235,1.2754207819777636E-3,1.6258677139941196E-6,37.813029299804796,4.8620170911951419,9.5035261919696343E-2,42.770081652919636,16.414958455729213,2.7551430183439134,4.3385663050296154E-2,19.213487137123423,29.757725545129802,3.8262623459332907,7.4789914843729502E-2,33.658777805906816,12.918082407188132,2.168215329362198,3.414322199387651E-2,15.120440958544206]
["Statewide",2025,4,8,0.21152528370628793,4.1724541382886982E-6,1.2698773464356908E-6,0.16646408539449989,3.2835968817096889E-6,9.9935557269425309E-7,0.25996203392033496,1.4373197451157112E-3,1.8322515998572106E-6,0.20458236223869497,1.131127743208081E-3,1.4419273263159936E-6,33.535102375723213,4.3119592353471337,8.4283573593431679E-2,37.931345184663776,14.557873899538757,2.4434435666967089,3.8477283597001422E-2,17.039794749832467,26.391124728791652,3.3933832296242432,6.632865701053571E-2,29.850836615426431,11.456612285366919,1.9229171634537376,3.0280473852635867E-2,13.409809922673293]
["Statewide",2025,4,9,0.21063669118909342,4.1549261555310015E-6,1.2645427429876963E-6,0.16576478960313451,3.2698028823945912E-6,9.9515739898965832E-7,0.25886996438590981,1.4312817360987882E-3,1.8245545291679615E-6,0.20372293610745432,1.1263760103135804E-3,1.4358699613993638E-6,33.394225405782365,4.2938452082963643,8.3929508341726231E-2,37.772000122420451,14.496718005610949,2.4331789513679398,3.8315645112527191E-2,16.968212602091416,26.280258757861606,3.3791280309407412,6.6050018224370732E-2,29.725436807026718,11.408484422017441,1.9148392175330866,3.0153269189386642E-2,13.353476908739914]
["Statewide",2025,4,10,0.20921327807543597,4.1268485383662322E-6,1.2559973812418968E-6,0.16464460596384656,3.2477066356504894E-6,9.8843245432840984E-7,0.2571206067599483,1.4216096073685069E-3,1.8122247929347366E-6,0.20234624386465874,1.1187643336634274E-3,1.4261668269595625E-6,33.16855827203333,4.2648288221055211,8.3362340474997881E-2,37.51674943461385,14.398753978557105,2.4167363325264617,3.8056720651629468E-2,16.853547031735193,26.102665458540979,3.356293000990282,6.5603674040139878E-2,29.524562133571401,11.331389656420889,1.9018993672278266,2.9949503366150813E-2,13.263238527014867]
["Statewide",2025,4,11,0.19296586912749511,3.8063593395646543E-6,1.1584571903022863E-6,0.15185838001884389,2.9954912010578122E-6,9.1167123510455154E-7,0.23715273624331087,1.3112080455378592E-3,1.6714882317218698E-6,0.18663212570068891,1.0318815993904803E-3,1.3154113535079957E-6,30.592702975387102,3.9336241366135778,7.6888458659206016E-2,34.603215570659884,13.28055322962541,2.2290536774143606,3.5101252866159269E-2,15.54470815990593,24.07554421538887,3.095644798171441,6.0508922261367802E-2,27.231697935821678,10.451399039238579,1.7541987189638164,2.7623638423667909E-2,12.233221396626064]
["Statewide",2025,4,12,0.17798045099118243,3.5107636130336153E-6,1.06849327353197E-6,0.14006530317901225,2.7628661862069308E-6,8.4087231754123989E-7,0.21873583728161614,1.209381743741971E-3,1.5416831518104136E-6,0.17213857586237097,9.5174733883989198E-4,1.2132586295952173E-6,28.216923009328482,3.628145231225913,7.091742498327902E-2,31.915985665537676,12.249206887770503,2.0559489643613507,3.2375346188018683E-2,14.337531198319873,22.205876286245854,2.8552420165196759,5.5809896961379994E-2,25.11692819972691,9.6397602482927738,1.6179704760278164,2.5478431221499565E-2,11.283209155542089]
["Statewide",2025,4,13,0.17931601387447452,3.5371083354313149E-6,1.0765112325225743E-6,0.1411163513088555,2.7835986964868579E-6,8.4718221197426107E-7,0.22037722802926413,1.2184569278966223E-3,1.5532519212111427E-6,0.17343030139415944,9.588892379245815E-4,1.2223629058485766E-6,28.428662415775072,3.6553707836898668,7.1449588375712567E-2,32.155482787840654,12.341124769638791,2.0713767774242577,3.2618290345433995E-2,14.445119837408482,22.372508879846567,2.8766677137737444,5.6228693669034525E-2,25.305405287289346,9.7120968780729289,1.6301117044717885,2.566962102282011E-2,11.367878203567537]
["Statewide",2025,4,14,0.17701922706946457,3.4918029353324913E-6,1.0627226324924973E-6,0.13930884863994042,2.7479446987295276E-6,8.3633099526550844E-7,0.21755450462310696,1.2028502024625796E-3,1.533356941167746E-6,0.17120890231649624,9.466072107840891E-4,1.2067061503116621E-6,28.064531096380797,3.6085506073877389,7.0534419293716316E-2,31.74361612306225,12.183052258893991,2.0448453441863852,3.2200495764522663E-2,14.260098098844898,22.085948398828016,2.8398216323522671,5.5508482914336452E-2,24.981278514094623,9.5876985297237898,1.6092322583329515,2.5340829156544904E-2,11.222271617213286]
["Statewide",2025,4,15,0.18687299208898359,3.6861739434362109E-6,1.1218790262631947E-6,0.14706346762886552,2.9009088811868838E-6,8.8288531166557342E-7,0.22966466351930828,1.2698067892976132E-3,1.6187111664654663E-6,0.18073923594525237,9.9930004633233408E-4,1.2738773782603272E-6,29.626741593990769,3.8094203678928396,7.4460713657411456E-2,33.510622675541015,12.861221157081264,2.1586715418059423,3.3992934495774792E-2,15.053885633382981,23.315361436937557,2.9979001389970024,5.8598359399975049E-2,26.371859935334538,10.121397212934133,1.698810078764968,2.675142494346687E-2,11.846958716642567]
["Statewide",2025,4,16,0.2153025766625184,4.2469633475453879E-6,1.2925540622964225E-6,0.16943670221934759,3.342233405698966E-6,1.0172014712996853E-6,0.26460428161011051,1.4629865479392223E-3,1.8649708613134094E-6,0.20823567262463558,1.1513267510153439E-3,1.4676764085895456E-6,34.133952327704257,4.3889596438176666,8.5788659620416832E-2,38.608700631142341,14.817839770166188,2.4870771314966778,3.9164388087581596E-2,17.344081289750445,26.862401768577989,3.4539802530460317,6.7513114795119095E-2,30.383895136419142,11.661197666979593,1.9572554767260846,3.0821204580380457E-2,13.649274348286058]
["Statewide",2025,4,17,0.23662251121617009,4.6675109416568711E-6,1.4205468083303521E-6,0.18621485442867008,3.6731918112001813E-6,1.1179279425391857E-6,0.29080622519105637,1.6078560517716258E-3,2.0496461091623649E-6,0.22885582023695045,1.2653347269625669E-3,1.6130103170922534E-6,37.51400304964627,4.8235681553148773,9.4283721021468786E-2,42.43185492598262,16.285148610699157,2.7333552880117638,4.3042568292409662E-2,19.061546467003332,29.522400810566609,3.7960041808877008,7.4198474586243651E-2,33.392603466040555,12.815925933269225,2.1510690358363638,3.3873216658937319E-2,15.000868185764526]
["Statewide",2025,4,18,0.25329322629300322,4.9963500898276789E-6,1.5206282882084241E-6,0.19933420966371915,3.931978406745746E-6,1.1966890803139228E-6,0.31129433385752453,1.7211339896393348E-3,2.1940493872721544E-6,0.2449793502985502,1.3544810833324586E-3,1.7266513873100882E-6,40.156969067620665,5.163401968918004,0.1009262718145191,45.421297308353189,17.432482696021374,2.9259277823868692,4.6075037132715241E-2,20.404485515540959,31.602336188512975,4.063443249997376,7.9425963816264059E-2,35.745205402326611,13.718843616718811,2.3026178416651795,3.625967913351185E-2,16.0577211375175]
["Statewide",2025,4,19,0.28496535375419108,5.6211004599883311E-6,1.7107697052138399E-6,0.22425922873446741,4.4236383026524438E-6,1.3463247008072658E-6,0.35021899822449037,1.9363469106298936E-3,2.4683962889513972E-6,0.27561189946525882,1.5238472292137095E-3,1.9425542111647689E-6,45.178250770959259,5.8090407318896808,0.11354622929176426,51.100837732140704,19.61226390057146,3.2917897480708191,5.1836322067979342E-2,22.95588997071026,35.553935031018391,4.5715416876411288,8.9357493713579372E-2,40.214834212373098,15.434266370054495,2.5905402896633061,4.0793638434460149E-2,18.065600298152262]
["Statewide",2025,4,20,0.27520445462564946,5.4285612833532909E-6,1.652170825368393E-6,0.21657769243019842,4.2721157168907059E-6,1.3002091312276063E-6,0.33822297039327243,1.8700213499133968E-3,2.3838464766029667E-6,0.26617138357845138,1.4716509923880464E-3,1.8760160321998316E-6,43.630763180732146,5.6100640497401901,0.10965693792373647,49.350484168396072,18.940486342023256,3.1790362948527746,5.0060776008662301E-2,22.169583412884695,34.336108481620229,4.4149529771641394,8.6296737481192251E-2,38.837358196265562,14.905597480393277,2.5018066870596791,3.9396336676196464E-2,17.446800504129154]
["Statewide",2025,4,21,0.23847672499276459,4.7040863420528178E-6,1.4316784519291183E-6,0.18767406533262648,3.7019755597344841E-6,1.1266882138322345E-6,0.2930850316592038,1.6204554820906294E-3,2.0657074806405848E-6,0.23064917291737028,1.2752501025989705E-3,1.625650137100795E-6,37.807969084037289,4.8613664462718882,9.5022544109466894E-2,42.764358074418645,16.412761772915413,2.7547743195540701,4.3379857093452281E-2,19.210915949562935,29.753743306340766,3.8257503077969113,7.477990630663657E-2,33.654273520444313,12.916353683372735,2.1679251744182499,3.4138652879116695E-2,15.118417510670101]
["Statewide",2025,4,22,0.1996021441554022,3.9372635639573332E-6,1.198297606421797E-6,0.15708093040899412,3.0985089188738119E-6,9.4302445357029054E-7,0.24530863857177646,1.3563017050971283E-3,1.7289722606943068E-6,0.19305057742374662,1.0673689636624874E-3,1.3606495687228477E-6,31.644814375759164,4.0689051152913853,7.9532723991938115E-2,35.793252215042486,13.737283760019482,2.3057128986651181,3.630841747458044E-2,16.07930507615918,24.903524487663315,3.2021068909874622,6.2589880161250999E-2,28.168221258812029,10.810832335729812,1.8145272382262287,2.8573640943179802E-2,12.653933214899219]
["Statewide",2025,4,23,0.17922224300460071,3.5352586527494135E-6,1.0759482856193868E-6,0.14104255643281663,2.7821430514191958E-6,8.4673918956236396E-7,0.22026198475608302,1.2178197524232001E-3,1.5524396692508293E-6,0.1733396083775525,9.5838779984322995E-4,1.2217236877971249E-6,28.413796033534709,3.6534592572696005,7.1412224785538145E-2,32.138667515589852,12.33467114634065,2.0702935791194403,3.2601233054267417E-2,14.437565958514357,22.360809480704273,2.8751633995296899,5.6199289638667743E-2,25.292172169872629,9.70701806914294,1.6292592597334909,2.5656197443739624E-2,11.36193352632017]
["Statewide",2025,4,24,0.17220996256272592,3.396937511957715E-6,1.0338505471175655E-6,0.13552410100359588,2.673288441751891E-6,8.1360952575057555E-7,0.21164397628849591,1.1701711264017816E-3,1.4916986465553442E-6,0.16655749291436783,9.2088975321740147E-4,1.1739223157258302E-6,27.302072941215972,3.5105133792053449,6.8618137741545834E-2,30.881204458162863,11.852062672155771,1.9892909148830287,3.132567157766223E-2,13.872679258616461,21.485916585953451,2.7626692596522044,5.4000426523388191E-2,24.302586272129041,9.3272196032045986,1.5655125804695824,2.4652368630242436E-2,10.917384552304423]
["Statewide",2025,5,1,0.16194874922078265,3.1945293585574617E-6,9.722480656479232E-7,0.1274488323450452,2.5139992658113544E-6,7.6513021133389054E-7,0.19903306829621056,1.1004459177326423E-3,1.4028150661491462E-6,0.15663308469163786,8.6601809491405923E-4,1.103973590638899E-6,25.675265810211162,3.3013377531979269,6.4529493042860722E-2,29.041133056451951,11.145851824587792,1.8707580601454918,2.9459116389132071E-2,13.046069001122417,20.205667925221285,2.5980542847421777,5.0782785169389354E-2,22.854504995132849,8.7714527427317197,1.4722307613539007,2.318344540341688E-2,10.266866949489037]
["Statewide",2025,5,2,0.16241818128822791,3.2037891677780801E-6,9.7506626845419836E-7,0.12781826137212374,2.5212864593129037E-6,7.6734805283436205E-7,0.19960999467069518,1.1036357207089447E-3,1.4068813301982003E-6,0.15708710853023439,8.6852837465809288E-4,1.1071736190895793E-6,25.749689312519678,3.310907162126834,6.471654118911721E-2,29.12531301583563,11.178159701558929,1.8761807252052061,2.9544507934162207E-2,13.083884934698297,20.264237000400236,2.6055851239742784,5.0929986478120651E-2,22.920752110852636,8.7968780776931261,1.4764982369187578,2.3250646000881166E-2,10.296626960612764]
["Statewide",2025,5,3,0.1699350356390889,3.3520633102050122E-6,1.020193181366743E-6,0.13373380140892241,2.6379737842240268E-6,8.0286158650296474E-7,0.20884811841407752,1.1547129394241006E-3,1.4719930188291575E-6,0.16435723620839263,9.0872462140899845E-4,1.1584145748114202E-6,26.941407275416001,3.4641388182723016,6.7711678866141239E-2,30.473257772554444,11.695494631188341,1.963011997020971,3.0911853395412307E-2,13.689418481604724,21.202083470882648,2.7261738642269955,5.3287070441325329E-2,23.98154440555097,9.2040052276699864,1.5448318563952974,2.4326706071039823E-2,10.773163790136325]
["Statewide",2025,5,4,0.18154457594759185,3.5810679646609023E-6,1.0898902501141878E-6,0.14287016314990927,2.8181936127340592E-6,8.577110995277572E-7,0.22311610405909016,1.2336000645221013E-3,1.5725559323076136E-6,0.17558571508903945,9.708064345083457E-4,1.237554586461478E-6,28.781977423622632,3.700800193566304,7.2337572886150225E-2,32.555115190075085,12.494501827309049,2.0971201096875722,3.3023674578459887E-2,14.624645611575081,22.650557246486088,2.912419303525037,5.6927510977227987E-2,25.619904060988354,9.8328000449862092,1.6503709386641876,2.5988646315691036E-2,11.509159629966087]
["Statewide",2025,5,5,0.20716427680242325,4.0864308460169244E-6,1.2436963444399336E-6,0.1630321031135592,3.2158991180204643E-6,9.7875190548448906E-7,0.2546024087974893,1.4076865909996563E-3,1.7944761541204754E-6,0.20036449722275329,1.1078073353076583E-3,1.4121991779133341E-6,32.843710734876119,4.223059772998969,8.2545903089541864E-2,37.14931641096463,14.2577348926594,2.3930672046994159,3.7683999236529986E-2,16.688486096595348,25.847020141735175,3.3234220059229749,6.4961162184013363E-2,29.235403309842162,11.220411844474185,1.8832724700230192,2.9656182736180016E-2,13.133340497233384]
["Statewide",2025,5,6,0.22160385426925439,4.3712595610573333E-6,1.3303833446696231E-6,0.17439561963689207,3.4400508161651089E-6,1.0469719875285115E-6,0.27234847613022428,1.5058038914024892E-3,1.9195531115947417E-6,0.21433012258976528,1.1850227224554852E-3,1.5106310105768521E-6,35.132953420798934,4.5174116742074677,8.8299443133358121E-2,39.738664538139759,15.251514663292561,2.5598666153842315,4.0310615343489578E-2,17.851691894020281,27.64858581407972,3.5550681673664557,6.9489026486535196E-2,31.273143007932713,12.002486865026855,2.0145386281743249,3.1723251222113898E-2,14.048748744423294]
["Statewide",2025,5,7,0.22487704540736703,4.4358250809343403E-6,1.3500337202843645E-6,0.17697152337558592,3.4908619533777664E-6,1.0624362466801899E-6,0.27637118873821348,1.52804530940186E-3,1.9479057964102971E-6,0.21749587735610171,1.2025260546353062E-3,1.5329437273528452E-6,35.651883347229536,4.5841359282055798,8.9603666634873666E-2,40.325622942069984,15.476786569339955,2.5976770259831619,4.0906021724616243E-2,18.115369617047733,28.056968178937119,3.6075781639059188,7.0515411458230884E-2,31.73506175430127,12.179769131941695,2.0442942928800205,3.2191818274409749E-2,14.256255243096124]
["Statewide",2025,5,8,0.21181531700233139,4.1781752067355246E-6,1.271618541180377E-6,0.16669233294256544,3.2880991918344808E-6,1.0007258409931029E-6,0.26031848135878288,1.4392905288245896E-3,1.8347638951316867E-6,0.20486287573473094,1.1326786911697649E-3,1.4439044277186197E-6,33.581084095282989,4.3178715864737685,8.4399139176057583E-2,37.983354820932817,14.577834956091841,2.4467938990018023,3.8530041797765424E-2,17.063158896891412,26.42731096978029,3.3980360735092945,6.6419603675056504E-2,29.891766646964644,11.472321041144934,1.9255537749886003,3.0321992982091015E-2,13.428196809115624]
["Statewide",2025,5,9,0.20321987607074821,4.008625342733455E-6,1.220016408658008E-6,0.15992797745669729,3.1546685090086085E-6,9.6011650274175042E-7,0.24975478765813222,1.3808842865424855E-3,1.7603093896351256E-6,0.19654956406127547,1.0867147216032699E-3,1.3853109539559539E-6,32.218367607899054,4.1426528596274563,8.0974231923215775E-2,36.441994699449722,13.986268108855404,2.3475032871222252,3.6966497182337639E-2,16.370737893159966,25.354893763904535,3.2601441648098097,6.3724303881973879E-2,28.678762232596316,11.006775587431425,1.8474150267255589,2.9091530033075033E-2,12.883282144190058]
["Statewide",2025,5,10,0.19688735429681534,3.8837128206061343E-6,1.1819995540975191E-6,0.1549444718120378,3.0563660820556336E-6,9.3019837279954079E-7,0.24197219443167783,1.337854638159235E-3,1.7054564994835631E-6,0.19042489546024885,1.0528516725272516E-3,1.3421433664679086E-6,31.214413081686441,4.0135639144777047,7.8450998976243899E-2,35.306427995140389,13.550442888173958,2.2743528848706993,3.5814586489154823E-2,15.860610359533812,24.564811514372103,3.1585550175817549,6.1738594857523796E-2,27.785105126811381,10.663794145773936,1.7898478432963276,2.8185010695826081E-2,12.481826999766088]
["Statewide",2025,5,11,0.16979793888090841,3.3493590002237505E-6,1.0193701305028807E-6,0.13362591035182894,2.6358455729777576E-6,8.0221387003670886E-7,0.20867962814437543,1.1537813634249034E-3,1.4708054740112989E-6,0.1642246393946577,9.0799149890012068E-4,1.157480012481537E-6,26.919672030624429,3.4613440902747104,6.7657051804519752E-2,30.448673172703661,11.686059176085024,1.961428317822336,3.0886914954237277E-2,13.678374408861597,21.184978481910843,2.7239744967003618,5.3244080574150705E-2,23.962197059185353,9.1965798061008321,1.5435855481302052,2.4307080262112278E-2,10.764472434493149]
["Statewide",2025,5,12,0.16620671109596796,3.2785200301949078E-6,9.9781044397236341E-7,0.13079972126375039,2.580097417724064E-6,7.8524704017688915E-7,0.20426605231605668,1.1293788782275765E-3,1.4396979263029812E-6,0.16075128693906887,8.8878747133164173E-4,1.1329993008266542E-6,26.350320748771313,3.3881366346827293,6.6226104609937136E-2,29.804683488063983,11.438898929699175,1.9199440929868801,3.0233656452362607E-2,13.389076679138416,20.736916015139883,2.6663624139949254,5.2117967838026094E-2,23.455396396972834,9.0020720685878572,1.5109387012637909,2.3792985317359738E-2,10.536803755169009]
["Statewide",2025,5,13,0.16109238330368539,3.1776370634517698E-6,9.6710693235488645E-7,0.12677489792616714,2.5007055337065556E-6,7.6108429286721265E-7,0.19798060486636462,1.0946268892925381E-3,1.3953971452549075E-6,0.15580482738267368,8.6143869319813221E-4,1.0981359082798353E-6,25.539498027761038,3.283880667877614,6.4188268681725752E-2,28.887566964320378,11.086913872516419,1.8608657117973146,2.9303340050353059E-2,12.977082924364087,20.098822732364905,2.5843160795943967,5.0514251780872425E-2,22.733653063740174,8.7250703334297253,1.4644457784368248,2.3060854073876539E-2,10.212576965940425]
["Statewide",2025,5,14,0.16195253200330739,3.1946039760515177E-6,9.7227077532002722E-7,0.12745180928199665,2.5140579875522493E-6,7.6514808316807593E-7,0.19903771729051414,1.1004716218372252E-3,1.4028478329617532E-6,0.15663674331140753,8.6603832327723795E-4,1.1039993771425094E-6,25.675865530476326,3.3014148655116755,6.453100031624065E-2,29.04181139630424,11.146112168268791,1.8708017571232827,2.9459804492196817E-2,13.046373729884271,20.20613988717157,2.5981149698317139,5.0783971348555432E-2,22.855038828351837,8.7716576254388219,1.4722651495713046,2.3183986919992697E-2,10.267106761930119]
["Statewide",2025,5,15,0.17786450898513792,3.5084765923311934E-6,1.067797223752972E-6,0.13997406028049519,2.7610663691692876E-6,8.403245471384788E-7,0.218593345948287,1.2085939148278283E-3,1.5406788514150023E-6,0.17202643943563431,9.5112734099688108E-4,1.2124682751569478E-6,28.198541627329021,3.625781744483485,7.0871227165090103E-2,31.895194598977596,12.241227373104072,2.0546096552073081,3.2354255879715049E-2,14.328191284191096,22.191410687196825,2.8533820229906435,5.5773540657219602E-2,25.10056625084469,9.6334806083955211,1.6169164796946978,2.5461833778295903E-2,11.275858921868515]
["Statewide",2025,5,16,0.19126983384933857,3.7729040982288049E-6,1.1482751603305059E-6,0.150523650872388,2.9691629245839827E-6,9.0365828139512519E-7,0.23506832925051643,1.2996834421855142E-3,1.6567970170483013E-6,0.18499175960560205,1.0228120804990823E-3,1.3038498060129661E-6,30.32381447331662,3.8990503265565426,7.6212662784221855E-2,34.299077462657387,13.16382643802892,2.2094618517153739,3.4792737358014324E-2,15.408081027102309,23.863936989122664,3.0684362414972468,5.9977091076596441E-2,26.992350321696506,10.359538537913714,1.7387805368484399,2.7380845926272289E-2,12.125699920688426]
["Statewide",2025,5,17,0.20412876071213126,4.0265535989528461E-6,1.2254728344639097E-6,0.16064324254418927,3.1687775115920691E-6,9.6441054700628209E-7,0.2508717959695404,1.3870601810653652E-3,1.7681822325836411E-6,0.19742861626571459,1.0915749662758246E-3,1.391506646394778E-6,32.362461680070709,4.161180543196096,8.1336382698847493E-2,36.604978605965655,14.048820574294263,2.358002307811121,3.7131826884256459E-2,16.44395470898964,25.468291498277182,3.2747248988274738,6.4009305734159791E-2,28.807025702838814,11.056002510880017,1.855677442668902,2.9221639574290338E-2,12.940901593123209]
["Statewide",2025,5,18,0.2151316869942827,4.2435924535750438E-6,1.2915281380445788E-6,0.16930221715057575,3.3395806127472056E-6,1.0163940995317584E-6,0.26439426025969731,1.4618253482467426E-3,1.8634905991786061E-6,0.20807039208985853,1.1504129215128744E-3,1.4665114864672511E-6,34.106859573500955,4.3854760447402281,8.5720567562215882E-2,38.578056185803398,14.806078574543049,2.4851030920194623,3.9133302582750731E-2,17.330314969145263,26.84108057959175,3.4512387645386231,6.7459528377493555E-2,30.359778872507867,11.651941957032077,1.9557019665718864,3.0796741215812273E-2,13.638440664819777]
["Statewide",2025,5,19,0.24434831531286852,4.8199067343018659E-6,1.4669281365266549E-6,0.19229483167942632,3.793122751824018E-6,1.1544286635986143E-6,0.30030114566324234,1.6603530893858124E-3,2.1165677398456016E-6,0.23632803927668775,1.3066483288131172E-3,1.6656756431922861E-6,38.73884779055826,4.9810592681574368,9.7362116032897669E-2,43.817269174748596,16.81686415714157,2.822600251955881,4.4447922536757632E-2,19.683912331634208,30.48631706669272,3.9199449864393516,7.6621079586845164E-2,34.482883132718918,13.234370199494514,2.2213021589822994,3.497918850703801E-2,15.49065154698385]
["Statewide",2025,5,20,0.26230520432231696,5.1741163802858404E-6,1.5747310722609079E-6,0.20642636741412829,4.0718751719768007E-6,1.2392663566885917E-6,0.32236994664998303,1.7823706122175962E-3,2.2721119756907382E-6,0.2536955270192503,1.4026724777205302E-3,1.7880843146506822E-6,41.585723117847813,5.3471118366527888,0.10451715088177395,47.037352105382375,18.05271701239905,3.0300300407699137,4.7714351489505501E-2,21.130461404658472,32.726722985483292,4.2080174331615909,8.2251878473931381E-2,37.016992297118819,14.206949513078017,2.3845432121249015,3.7549770607664325E-2,16.629042495810584]
["Statewide",2025,5,21,0.22772628755840985,4.4920279707061967E-6,1.3671389476062339E-6,0.17921379191403347,3.5350919502768176E-6,1.075897550084249E-6,0.27987287313139048,1.5474059831263132E-3,1.9725861958318515E-6,0.22025159846724696,1.2177623270453579E-3,1.5523664651215589E-6,36.10360063394937,4.6422179493789395,9.0738965008265171E-2,40.836557548336572,15.672880895357867,2.6305901713147324,4.142431011246888E-2,18.344895376785068,28.412456202274857,3.6532869811360738,7.1408857395591704E-2,32.137152040806519,12.334089514165829,2.0701959559771081,3.2599695767552735E-2,14.436885165910491]
["Statewide",2025,5,22,0.20025890516301562,3.9502185409514228E-6,1.2022404255069548E-6,0.15759778172123226,3.1087040991323685E-6,9.4612733451854699E-7,0.24611578996449515,1.3607644130416575E-3,1.7346611853743202E-6,0.19368578148072541,1.0708809816272068E-3,1.3651265826624748E-6,31.748936905419875,4.0822932391249722,7.9794414527218721E-2,35.911024559072068,13.782484238011728,2.3132995021708176,3.6427884892860724E-2,16.132211625075406,24.985465811013576,3.2126429448816203,6.2795822802473839E-2,28.260904578697669,10.846403762920623,1.8204976687662515,2.8667658235911969E-2,12.695569089922786]
["Statewide",2025,5,23,0.20373252625320271,4.0187376533650613E-6,1.2230940684154536E-6,0.16033141785046179,3.1626265956780622E-6,9.6253852911941026E-7,0.2503848285770493,1.3843677577222342E-3,1.76475001299944E-6,0.19704538746115929,1.0894561094590125E-3,1.3888055920151491E-6,32.299642886439358,4.1531032731667024,8.117850059797424E-2,36.533924660204029,14.02155040031476,2.3534251881277983,3.7059750272988239E-2,16.412035338715548,25.418854982489549,3.2683683283770377,6.3885057232696857E-2,28.751108368099281,11.03454169782492,1.8520753860803214,2.9164917432318131E-2,12.915782001337559]
["Statewide",2025,5,24,0.18596807615922933,3.6683239722661016E-6,1.1164464263418571E-6,0.14635132579898091,2.8868614866008239E-6,8.786100176611204E-7,0.22855253270684014,1.2636578622723619E-3,1.6108727008646792E-6,0.17986402218691222,9.9446102427557946E-4,1.2677087397681877E-6,29.483276719182378,3.7909735868170857,7.4100144239775248E-2,33.348350450239238,12.798941831583049,2.148218365863015,3.3828326718158261E-2,14.980988524164221,23.202458862111676,2.9833830728267383,5.8314602029336637E-2,26.244156536967754,10.072385242467085,1.690583741268485,2.6621883535131941E-2,11.789590867270702]
["Statewide",2025,6,1,0.22972512687104846,4.5314561904237683E-6,1.3791388405637556E-6,0.18078681879856881,3.5661207824760569E-6,1.0853411077101043E-6,0.28232942264683741,1.5609881476838052E-3,1.9899003270991327E-6,0.22218482962122563,1.2284510851981651E-3,1.5659921696960074E-6,36.420495521442028,4.6829644430514152,9.1535415046560112E-2,41.194995379540003,15.810447668222896,2.6536798510624688,4.1787906869081785E-2,18.505915426154445,28.661843021138107,3.6853532555944954,7.2035639806016336E-2,32.419231916538621,12.442350458788635,2.0883668448368806,3.2885835563616156E-2,14.563603139189132]
["Statewide",2025,6,2,0.22042394314078043,4.347985156293267E-6,1.3232998301762118E-6,0.17346706479273011,3.4217345542305251E-6,1.0413974730266815E-6,0.27089837952035878,1.4977863649265895E-3,1.909332612111391E-6,0.21318893983531925,1.1787131683986282E-3,1.5025877825099261E-6,34.945890958126284,4.4933590947797688,8.782930015712398E-2,39.527079353063179,15.170309253140092,2.5462368203752019,4.0095984854339212E-2,17.756642058369632,27.501373238756184,3.5361395051958846,6.91190379954566E-2,31.106631781947524,11.938580630777878,2.003812386277668,3.1554343432708451E-2,13.973947360488253]
["Statewide",2025,6,3,0.21539471137192157,4.2487807560499105E-6,1.2931071866238859E-6,0.16950920948592657,3.3436636519522389E-6,1.017636763637638E-6,0.26471751406171834,1.4636126056601496E-3,1.865768940700178E-6,0.20832478318467648,1.1518194397572867E-3,1.4683044732485919E-6,34.148559313961663,4.3908378169804489,8.5825371272208184E-2,38.625222502214321,14.824180787456227,2.4881414296222544,3.9181147754703737E-2,17.351503364833185,26.873897030823265,3.4554583192718602,6.7542005769435226E-2,30.39689735586456,11.666187858341884,1.9580930475873874,3.083439393822043E-2,13.655115299867493]
["Statewide",2025,6,4,0.21671382627064203,4.2748010327828182E-6,1.3010264012817275E-6,0.17054731354279509,3.3641408331769184E-6,1.0238689492277578E-6,0.26633869043381647,1.4725760253364467E-3,1.8771952361350635E-6,0.2096006006061967,1.158873383533075E-3,1.4772966267429075E-6,34.357691065962328,4.4177280760093396,8.635098086221292E-2,38.861770122833882,14.914966664293722,2.5033792430719592,3.9421099958836331E-2,17.457767007324517,27.038477478199376,3.4766201505992251,6.7955644830173745E-2,30.583053273628774,11.737633633947015,1.9700847520062275,3.1023229161601058E-2,13.738741615114844]
["Statewide",2025,6,5,0.22643563795419039,4.4665691877756245E-6,1.3593906223664946E-6,0.17819808919440261,3.5150566479170322E-6,1.0697998493660534E-6,0.27828668026445524,1.5386359858585337E-3,1.9614064694145134E-6,0.21900331202022205,1.2108606009324629E-3,1.5435683540853052E-6,35.898981754114729,4.615907957575601,9.0224697593067615E-2,40.605114409283395,15.584054094809494,2.6156811759595073,4.1189535857704782E-2,18.240924806626705,28.251427250608646,3.6325818027973886,7.1004144287924037E-2,31.955013197693958,12.264185473132436,2.0584630215851867,3.2414935435791409E-2,14.355063430153415]
["Statewide",2025,6,6,0.24742692599653007,4.8806340462437316E-6,1.4854103619002662E-6,0.19471760640763824,3.8409133339414059E-6,1.1689736233734713E-6,0.30408472122901165,1.6812723281908299E-3,2.1432349507418124E-6,0.23930560032774065,1.3231111454268592E-3,1.6866619422960085E-6,39.226929038542501,5.0438169845724898,9.8588807734123374E-2,44.369334830849112,17.028744388824652,2.858162957924411,4.5007933965578062E-2,19.931915280714641,30.870422442278542,3.9693334362805777,7.7586449345616385E-2,34.917342327904734,13.401113618353476,2.2492889472256605,3.5419900788216177E-2,15.685822466367352]
["Statewide",2025,6,7,0.24044516278952982,4.7429148749221143E-6,1.4434958314980349E-6,0.18922316713148982,3.7325324562815311E-6,1.1359881388682922E-6,0.29550421807666916,1.6338310675655615E-3,2.0827582711614501E-6,0.23255300042832325,1.2857762891790685E-3,1.639068600367107E-6,38.120044131890324,4.9014932026966846,9.5806880473426712E-2,43.117344215060434,16.548236212293475,2.7775128148614545,4.3737923694390453E-2,19.369486950849318,29.999337055253697,3.8573288675372055,7.5397155616886924E-2,33.932063078407786,13.022968023986103,2.1858196916044164,3.4420440607709248E-2,15.243208156198229]
["Statewide",2025,6,8,0.21204726574625113,4.1827505250118144E-6,1.2730110293514219E-6,0.16687486968161841,3.2916998307694881E-6,1.0018216876254964E-6,0.26060354358008392,1.4408666265073307E-3,1.8367730566356227E-6,0.20508721119533377,1.1339190330081155E-3,1.4454855778596447E-6,33.617857121830824,4.3225998795219924,8.4491560605238644E-2,38.024948561958055,14.593798440484699,2.449473265062462,3.8572234189348076E-2,17.081843939736512,26.456250244198056,3.4017570990243464,6.649233658154366E-2,29.924499679803947,11.484883826938692,1.9276623561137964,3.0355197135052539E-2,13.442901380187541]
["Statewide",2025,6,9,0.21006785611001055,4.1437055664924894E-6,1.2611277811064097E-6,0.16531713337253787,3.2609726136950006E-6,9.9246992590717407E-7,0.25817087290364077,1.4274164871008693E-3,1.8196272270249624E-6,0.20317277197499722,1.1233341747089343E-3,1.4319923216660652E-6,33.304042604569659,4.2822494613026079,8.3702852443148262E-2,37.66999491831541,14.457568882603884,2.4266080280714779,3.8212171767524207E-2,16.922389082442884,26.209287584774643,3.3700025241268028,6.5871646796638997E-2,29.645161755698087,11.377675230599845,1.9096680970051882,3.0071838754987368E-2,13.31741516636002]
["Statewide",2025,6,10,0.22480839264922337,4.4344708670086939E-6,1.3496215682200372E-6,0.1769174957038393,3.4897962274342225E-6,1.0621118953060678E-6,0.27628681532275906,1.527578812143908E-3,1.9473111198603392E-6,0.21742947799622789,1.2021589352157107E-3,1.5324757346558976E-6,35.640999176635916,4.5827364364317242,8.9576311513575604E-2,40.313311924581214,15.472061658074507,2.5968839806446438,4.0893533517067121E-2,18.109839172236217,28.048402661513396,3.6064768056471319,7.0493883794171291E-2,31.725373350954698,12.176050767788762,2.0436701898667082,3.2181990427773852E-2,14.251902948083243]
["Statewide",2025,6,14,0.28240586799373024,5.5706131765487088E-6,1.6954040102539551E-6,0.22224498982775134,4.3839063173570155E-6,1.3342323574564832E-6,0.34707342095627391,1.9189551390345837E-3,2.4462257862235635E-6,0.27313642403359145,1.5101604240182452E-3,1.925106687187211E-6,44.772471303359332,5.756865417103751,0.11252638616628392,50.641863106629373,19.43611157355134,3.2622237363587923,5.1370741510694831E-2,22.749706051420826,35.234598700333301,4.5304812720547352,8.8554907610611702E-2,39.853634879998651,15.295639745881122,2.5672727208310167,4.0427240430931433E-2,17.903339707143072]
["Statewide",2025,6,19,0.28882201506986005,5.6971752543797432E-6,1.7339229035068785E-6,0.22729430608947818,4.4835068954185229E-6,1.364545576866507E-6,0.35495878867505098,1.962553023497857E-3,2.5018030464884955E-6,0.27934197309281494,1.5444706579304764E-3,1.9688443323359599E-6,45.789683739081575,5.8876590704935712,0.1150829401384708,51.792425749713615,19.877692165802856,3.336340139946357,5.2537863976258405E-2,23.266570169725473,36.035114528973125,4.6334119737914294,9.0566839287454154E-2,40.759093342052012,15.643150493197638,2.6256001184818101,4.1345730979055161E-2,18.310096342658504]
["Statewide",2025,7,1,0.27221090124935554,5.3695117742154171E-6,1.6341992356307793E-6,0.21422185526438553,4.2256455155067466E-6,1.2860660264585752E-6,0.33454392923698667,1.8496800777003807E-3,2.3579160399815525E-6,0.26327608798787688,1.4556430182330415E-3,1.8556095524616581E-6,43.15616687157128,5.5490402331011417,0.10846413783915142,48.813671242511575,18.734460037271255,3.1444561320906472,4.95162368396126E-2,21.928432406201512,33.962615350436117,4.3669290546991251,8.5358039413236275E-2,38.414902444548481,14.743460927321106,2.4745931309961708,3.8967800601694823E-2,17.257021858918975]
["Statewide",2025,7,7,0.29791053299444176,5.8764513369401024E-6,1.7884851895035097E-6,0.23444669845316252,4.6245918219749032E-6,1.4074844675575793E-6,0.36612846807978988,2.0243097366337581E-3,2.5805286305693493E-6,0.28813217743000158,1.5930713480655288E-3,2.0307990174759358E-6,47.230572382292898,6.0729292099012744,0.11870431700619007,53.422205909200365,20.503194212468234,3.4413265522773888,5.4191101241956335E-2,23.998711865987577,37.169050888470203,4.7792140441965865,9.341675480389304E-2,42.041681687470678,16.13540193608009,2.708221291711399,4.2646779366994653E-2,18.886270007158483]
["Statewide",2025,7,18,0.32587861228958803,6.4281372921616847E-6,1.9563896106579039E-6,0.25645674216298203,5.058752203901017E-6,1.5396202359698748E-6,0.40050090172468233,2.2143535550346533E-3,2.8227907239492612E-6,0.31518225687783297,1.7426301613699027E-3,2.2214520547565336E-6,51.664616322484022,6.6430606651039596,0.12984837330166601,58.437525360889651,22.428050496582209,3.7644010435589106,5.9278605202934487E-2,26.251730145344055,40.658511137240453,5.2278904841097082,0.10218679451880054,45.988588415868961,17.650206385158647,2.9624712743288346,4.6650493149887208E-2,20.659328152637368]
["Statewide",2025,7,22,0.31008521310136899,6.1166036889635388E-6,1.861575035771512E-6,0.24402780834915178,4.8135845557722899E-6,1.4650039952350448E-6,0.38109100375151095,2.1070370012025272E-3,2.685986837327467E-6,0.29990724645311706,1.6581752363210372E-3,2.1137914788391358E-6,49.160739483944916,6.3211110036075819,0.12355539451706347,55.605405882069562,21.341096210084615,3.5819629020442965,5.6405723583876806E-2,24.979464835712786,38.6880347924521,4.9745257089631112,9.7234408026600244E-2,43.759794909441815,16.794805801374554,2.8188979017457632,4.4389621055621852E-2,19.65809332417594]
["Statewide",2025,8,5,0.26282127035276703,5.1842960704233632E-6,1.5778292388245018E-6,0.20683249597832076,4.0798862843064983E-6,1.2417045213106736E-6,0.32300418560507305,1.7858772941723611E-3,2.2765821874467809E-6,0.2541946541483136,1.4054321317634952E-3,1.7916022378911143E-6,41.667539943054422,5.357631882517083,0.10472278062255191,47.129894606194057,18.08823439388409,3.0359914000930139,4.7808225936382398E-2,21.172034019913486,32.791110385132455,4.2162963952904855,8.241370294299126E-2,37.089820483365934,14.234900632305562,2.3892346239979418,3.7623646995713404E-2,16.661758903299216]
["Statewide",2025,8,10,0.26703541806522296,5.2674224832762675E-6,1.60312858186669E-6,0.21014890445857304,4.1453042903492105E-6,1.2616143492367163E-6,0.32818332254499527,1.814512536304255E-3,2.3130855252647955E-6,0.25827048035088779,1.4279672127146432E-3,1.8203292753272617E-6,42.335648608304389,5.4435376089127647,0.10640193416218059,47.885588151379331,18.378266062519735,3.0846713117172335,4.8574796030560703E-2,21.51151217026753,33.316891965264524,4.2839016381439299,8.3735146665054036E-2,37.684528750073511,14.463146899649717,2.4275442616148935,3.8226914781872498E-2,16.928918076046482]
["Statewide",2025,8,16,0.38392093505514308,7.5730544650671442E-6,2.3048426632813049E-6,0.30213431793097645,5.9597678494103407E-6,1.8138423889509736E-6,0.47183421949744425,2.6087526315968254E-3,3.3255586998773107E-6,0.37131944905239211,2.0530104639512234E-3,2.6171154469149754E-6,60.86661431517031,7.8262578947904764,0.1529757001943563,68.845847910155143,26.422716291856879,4.4348794737146031,6.983673269742352E-2,30.927432498268907,47.900208927758584,6.1590313918536701,0.12038731055808886,54.179627630170344,20.793889146933957,3.4901177887170798,5.4959424385214485E-2,24.338966360036249]
["Statewide",2025,8,22,0.28761131375829158,5.6732934960897987E-6,1.7266545422881998E-6,0.22634152029014079,4.4647126643852814E-6,1.3588255935085639E-6,0.35347085129985573,1.9543262769356295E-3,2.4913158395872591E-6,0.27817101078539602,1.5379964539097646E-3,1.9605912134909277E-6,45.597739817681386,5.8629788308068882,0.11460052862101391,51.575319177109286,19.794367672791921,3.32235467079057,5.2317632631332441E-2,23.169039976213824,35.884060391316083,4.6139893617292937,9.0187195820582669E-2,40.588236948865962,15.577576603982177,2.6145939716465998,4.117241548330948E-2,18.233342991112085]
["Statewide",2025,9,5,0.22392392426572066,4.4170242350871141E-6,1.3443117237221651E-6,0.17622144548260632,3.4760662487992667E-6,1.0579332061562986E-6,0.27519981429912321,1.5215688267215307E-3,1.9396497727991237E-6,0.21657404063171085,1.1974292560537649E-3,1.5264464831683735E-6,35.500776044586893,4.5647064801645918,8.9223889548759691E-2,40.15470641430025,15.4111896007509,2.5866670054266021,4.0732645228781596E-2,18.038589251406286,27.938051241490697,3.5922877681612944,7.0216538225745181E-2,31.60055554787774,12.128146275375807,2.0356297352914003,3.2055376146535842E-2,14.195831386813742]
["Statewide",2025,9,10,0.21326131430264014,4.2066983095718036E-6,1.2802994855218534E-6,0.1678302896627325,3.31054602250673E-6,1.007557485110744E-6,0.2620955946789737,1.4491161176842348E-3,1.8472892576815309E-6,0.20626141088052802,1.140411136361775E-3,1.4537615142312162E-6,33.810331713587608,4.3473483530527046,8.4975305853350419E-2,38.242655372493658,14.677353302022528,2.4634974000631993,3.8793074411312148E-2,17.179643776497041,26.607722003588115,3.4212334090853251,6.6873029654635943E-2,30.095828442328077,11.550639009309569,1.9386989318150174,3.0528991798855539E-2,13.51986693292344]
["Statewide",2025,9,22,0.25272496644517556,4.9851408475463443E-6,1.5172167796880178E-6,0.19888700612295285,3.9231570676054162E-6,1.1940043249233876E-6,0.31059594932756135,1.7172726493525951E-3,2.1891270678355683E-6,0.24442974251645919,1.3514423237668571E-3,1.7227776688180303E-6,40.066877463255416,5.1518179480577855,0.10069984512043614,45.319395256433637,17.393373162343437,2.9193635038994117,4.5971668424546933E-2,20.358708334667394,31.531436784623235,4.0543269713005712,7.9247772765629387E-2,35.665011528689433,13.688065580921714,2.2974519504036572,3.6178331045178633E-2,16.021695862370549]
["Statewide",2025,10,1,0.21659608141214931,4.2724784498108352E-6,1.3003195282032976E-6,0.17045465185320666,3.3623130296944706E-6,1.0233126612113606E-6,0.2661939834164751,1.4717759459935325E-3,1.8761753192647578E-6,0.20948672050226855,1.1582437449682301E-3,1.4764939826049629E-6,34.339023860725291,4.4153278379805974,8.6304064686178864E-2,38.840655763392071,14.906863071322606,2.5020191081890051,3.9399681704559916E-2,17.44828186121617,27.023786944792644,3.4747312349046902,6.7918723199828293E-2,30.566436902897163,11.731256348127038,1.9690143664459911,3.1006373634704223E-2,13.731277088207735]
["Statewide",2025,10,9,0.2595451829084604,5.1196734192920999E-6,1.5581614754367262E-6,0.20425431293309129,4.0290301865018E-6,1.226226578500548E-6,0.31897791347154697,1.7636161956978832E-3,2.2482044145587047E-6,0.2510260981416122,1.3879133116371204E-3,1.7692697775507905E-6,41.148150837829562,5.2908485870936497,0.10341740306970042,46.542416827992909,17.862763154406629,2.9981475326864016,4.7212292705732802E-2,20.908122979798765,32.382366660267976,4.1637399349113613,8.1386409767336368E-2,36.627493004946672,14.057461495930283,2.3594526297831044,3.7154665328566601E-2,16.454068791041955]
["Statewide",2025,10,13,0.2547602842709295,5.0252886262704788E-6,1.5294356688649283E-6,0.20048874050862422,3.9547521712678878E-6,1.2036202260380528E-6,0.31309733049763461,1.731102686345261E-3,2.2067571793622535E-6,0.24639825484464709,1.3623261501284989E-3,1.736652040426333E-6,40.389555634194863,5.1933080590357834,0.10151083025066367,45.68437452348131,17.533450507867538,2.9428745667869438,4.6341900766607325E-2,20.522666975421089,31.785374874959473,4.0869784503854971,7.9885993859611315E-2,35.95223931920458,13.798302271300237,2.3159544552184483,3.6469692848952989E-2,16.15072641936764]
["Statewide",2025,11,1,0.26135390289407889,5.155351429300012E-6,1.5690200002217429E-6,0.20567772158129244,4.057107715582955E-6,1.2347719134382907E-6,0.32120080861682249,1.7759064945366955E-3,2.2638717146056571E-6,0.25277545027958154,1.3975854100245111E-3,1.7815994751038193E-6,41.434904311570101,5.3277194836100863,0.10413809887186022,46.866761894052047,17.987245282542059,3.0190410407123824,4.7541306006718798E-2,21.053827629261161,32.608033086066015,4.1927562300735337,8.1953575854775682E-2,36.882742891994326,14.155425215656566,2.3758951970416691,3.7413588977180202E-2,16.568734001675416]
["Statewide",2025,11,6,0.28351695141004007,5.5925299163215446E-6,1.7020743223587312E-6,0.22311937931657402,4.4011541374624371E-6,1.339481694010307E-6,0.34843892913429453,1.926504979435461E-3,2.4558500936890259E-6,0.27421103821668141,1.516101923091952E-3,1.932680729929157E-6,44.948621858323996,5.7795149383063826,0.11296910430969519,50.841105900940079,19.512580031520493,3.2750584650402836,5.1572851967469545E-2,22.839211348528249,35.373223929951905,4.5483057692758564,8.8903313576741222E-2,40.010433012804505,15.35581814013416,2.5773732692563183,4.0586295328512295E-2,17.973777704718991]
["Statewide",2025,11,9,0.28656411087435246,5.6526368354289076E-6,1.7203677325218415E-6,0.22551740287380648,4.4484564889344327E-6,1.35387806184961E-6,0.35218385152911413,1.9472105063957929E-3,2.4822448712100853E-6,0.27715818037578444,1.5323965548620657E-3,1.9534526320972942E-6,45.431716847255721,5.8416315191873789,0.11418326407566393,51.387531630518765,19.722295685630392,3.3102578608728481,5.2127142295411794E-2,23.084680688798652,35.753405268476193,4.5971896645861969,8.9858821076475526E-2,40.440453754138865,15.520858101043927,2.6050741432655116,4.1022505274043178E-2,18.166954749583482]
["Statewide",2025,11,17,0.35519528270654954,7.0064249590485748E-6,2.1323902049278273E-6,0.27952808683754027,5.5138473389909312E-6,1.67812745099724E-6,0.43653073766593953,2.413561084806168E-3,3.0767344385387217E-6,0.34353666246843501,1.8994005420358761E-3,2.4212981792960171E-6,56.3124651589062,7.2406832544185038,0.1415297841727812,63.694678197497488,24.445721309292615,4.1030538441704856,6.4611423209313151E-2,28.613386576672415,44.316229458428118,5.698201626107628,0.11137971624761679,50.125810800783363,19.23805309823236,3.2289809214609893,5.084726176521636E-2,22.517881281458568]
["Statewide",2025,11,21,0.32931171878375498,6.4958572315835027E-6,1.9770000270036749E-6,0.25915849451428469,5.1120457751531275E-6,1.5558400185248651E-6,0.40472014838518083,2.2376816019928736E-3,2.8525286103910158E-6,0.3185026780780188,1.760988638110358E-3,2.2448548838715908E-6,52.208899141688327,6.7130448059786207,0.13121631607798673,59.053160263744935,22.664328309570127,3.8040587233878851,5.9903100818211333E-2,26.528290133776224,41.086845472064425,5.2829659143310739,0.10326332465809318,46.473074711053592,17.836149972369054,2.9936806847876087,4.7141952561303407E-2,20.876972609717967]
["Statewide",2025,12,4,0.28226965309854612,5.5679262618066557E-6,1.6945862535933301E-6,0.22213779277051721,4.3817917956448497E-6,1.3335888073701718E-6,0.34690601448560598,1.9180295553171362E-3,2.4450458801846615E-6,0.27300468013735091,1.5094320172562674E-3,1.9241781363483906E-6,44.75087586864317,5.7540886659514081,0.11247211048849443,50.617436645083075,19.426736811193933,3.2606502440391316,5.1345963483877891E-2,22.738733018716943,35.217603737718264,4.5282960517688018,8.8512194272025974E-2,39.834411983759097,15.288262087691651,2.5660344293356547,4.0407740863316201E-2,17.89470425789062]
["Statewide",2025,12,16,0.32778096562973413,6.4656622722846345E-6,1.9678102567822802E-6,0.25795383746674871,5.0882832433406685E-6,1.548607943625421E-6,0.40283887113842964,2.2272800949265726E-3,2.8392690847858612E-6,0.31702216903074693,1.7528029624777443E-3,2.2344200329452502E-6,51.966214376857423,6.6818402847797174,0.13060637790014962,58.77866103953729,22.558976783752058,3.7863761613751734,5.9624650780503087E-2,26.404977595907734,40.895859804966356,5.2584088874332329,0.10278332151548152,46.257052013915072,17.753241465721828,2.9797650362121653,4.6922820691850255E-2,20.779929322625843]
["Statewide",2025,12,17,0.33318446431874388,6.572249296167331E-6,2.0002497857900577E-6,0.2622062296698735,5.1721640500918438E-6,1.5741368848105613E-6,0.40947970614816465,2.2639970075449467E-3,2.8860746909256538E-6,0.32224830799050491,1.7816980769077254E-3,2.2712546480838097E-6,52.822882093113236,6.7919910226348401,0.13275943578258007,59.747632551530657,22.930863544297221,3.8487949128264094,6.0607568509438728E-2,26.840266025633071,41.570031730775135,5.3450942307231761,0.10447771381185525,47.019603675310165,18.045905247468276,3.0288867307431331,4.7696347609759999E-2,21.12248832582117]
["Statewide",2026,1,4,0.26077044268060051,5.1438423513326E-6,1.5655172373620956E-6,0.19086574360217595,3.7649331928388047E-6,1.1458492326031145E-6,0.32048374301998328,1.7719418673742692E-3,2.2588177281938806E-6,0.23457170718860904,1.2969376385592109E-3,1.6532967498987793E-6,41.983370335617806,5.4930197888602343,0.10616443322511239,47.582554557703155,18.267573352139046,3.1894953612736847,4.743517229207149E-2,21.504503885704803,30.728893641707785,4.020506679533554,7.7704947245242628E-2,34.827105268486584,13.370587309750714,2.3344877494065797,3.4719231747874363E-2,15.73979429090517]
["Statewide",2026,1,10,0.24748995371128971,4.8818773030528838E-6,1.4857887444073996E-6,0.18114535360524411,3.5731930814070448E-6,1.0874935465151875E-6,0.30416218153368624,1.681700603134261E-3,2.1437809026449619E-6,0.22262546459375199,1.2308873384342617E-3,1.5690978314004848E-6,39.845245780912897,5.213271869716209,0.10075770242431321,45.159275353053417,17.337244347420114,3.02706108564167,4.5019398955544201E-2,20.409324832017329,29.163935861781511,3.8157507491462113,7.374759807582279E-2,33.053434209003548,12.689651481843864,2.2155972091816709,3.2951054459410184E-2,14.938199745484944]
["Statewide",2026,1,12,0.25457133733758652,5.0215615426796651E-6,1.5283013390764199E-6,0.1863284316323075,3.6754321848568372E-6,1.1186097953912113E-6,0.31286511698521569,1.729818787071782E-3,2.2051205035245482E-6,0.22899540525651513,1.2661064869835096E-3,1.6139941333501763E-6,40.985330325063252,5.3624382399225246,0.10364066366565376,46.451409228651428,17.833311668157293,3.1136738167292077,4.6307530574015515E-2,20.993293015460516,29.99839808860348,3.92493010964888,7.5857724267458279E-2,33.999185922519821,13.052738099621362,2.2789916765703175,3.3893876800353703E-2,15.365623652992033]
["Statewide",2026,1,21,0.25573760789847194,5.0445668796439574E-6,1.5353029633699001E-6,0.18718206019372147,3.6922704840957061E-6,1.1237344951595628E-6,0.31429844950129526,1.7377436255399598E-3,2.2152228471479982E-6,0.23004450450909336,1.2719069150213165E-3,1.6213883430159403E-6,41.173096884669683,5.3870052391738756,0.10411547381595591,46.664217597659515,17.915011621573829,3.1279385259719277,4.651967979010796E-2,21.089469827335865,30.135830090691229,3.9429114365660811,7.6205252121749195E-2,34.15494677937906,13.112536757018322,2.2894324470383696,3.4049155203334749E-2,15.436018359260025]
["Statewide",2026,2,7,0.21940085293240633,4.3278041315997816E-6,1.3171577791825423E-6,0.1605860944646495,3.1676502338652983E-6,9.6406746248074301E-7,0.26964101393836898,1.4908344406376118E-3,1.9004705099633822E-6,0.19735838196212926,1.0911866436049897E-3,1.3910116244365006E-6,35.322972825926335,4.6215867659765966,8.9322113968278966E-2,40.03388170587121,15.369537794487032,2.6835019931477011,3.9909880709231023E-2,18.092949668343966,25.853948037038933,3.3826785951754679,6.5377546348515531E-2,29.302004178562914,11.249427771841368,1.9641359584889815,2.9211244113166512E-2,13.242774974443517]
["Statewide",2026,2,8,0.21953003868346918,4.3303523925555665E-6,1.3179333368647378E-6,0.16068064940801638,3.1695153828339421E-6,9.6463511651467814E-7,0.26979978167530988,1.4917122611399025E-3,1.9015895289048356E-6,0.19747458885221908,1.0918291468779706E-3,1.3918306681140352E-6,35.343771399465595,4.6243080095336975,8.9374707858527275E-2,40.057454116857819,15.378587555492663,2.6850820700518248,3.9933380107001544E-2,18.10360300565149,25.869171139640699,3.3846703553217088,6.5416041401359662E-2,29.319257536363768,11.256051564576488,1.9652924643803471,2.9228444030394742E-2,13.25057247298723]
["Statewide",2026,2,19,0.29197057654870806,5.7592823847515305E-6,1.7528250736200311E-6,0.21370206159131896,4.2153922955405968E-6,1.2829454812514859E-6,0.35882833292821492,1.9839475797559297E-3,2.5290761776517588E-6,0.26263726780476848,1.4521110068507891E-3,1.8511070515200009E-6,47.006511613596153,6.1502374972433822,0.11886658034963266,53.275615691189167,20.453214976908249,3.5711056435606734,5.3110599730686936E-2,24.07743122019961,34.405482082424669,4.5015441212374459,8.7002031421440043E-2,38.994028235083555,14.970324264871804,2.6137998123314206,3.8873248081920019E-2,17.622997325285144]
["Statewide",2026,3,3,0.2615305224692982,5.1588353488798093E-6,1.570080323572116E-6,0.19142206889953514,3.7759070194590977E-6,1.1491890928788559E-6,0.3214178719541203,1.7771066290945537E-3,2.2654016097254813E-6,0.23525542429934293,1.3007178832684537E-3,1.6581156911537775E-6,42.10574122598976,5.509030550193116,0.10647387565709762,47.721245651839972,18.320818701384859,3.1987919323701965,4.7573433804235107E-2,21.567184067559289,30.818460583213923,4.0322254381322065,7.7931437484227539E-2,34.928617458830352,13.409559185062546,2.3412921898832164,3.4820429514229326E-2,15.785671804459991]
["Statewide",2026,3,5,0.2655706806290053,5.2385297208122827E-6,1.5943351324211294E-6,0.19437918238025043,3.834237731342847E-6,1.1669419182347795E-6,0.32638317782278264,1.8045596077389441E-3,2.300397833921915E-6,0.23888968126149129,1.3208115454534511E-3,1.6837304820244673E-6,42.756196294784523,5.5941347839907269,0.10811869819433001,48.45844977696958,18.603841135898612,3.2482072939300992,4.8308354512360215E-2,21.900356784341074,31.29454824525536,4.0945157909056986,7.9135332655149965E-2,35.468199368816208,13.616711831905004,2.3774607818162119,3.5358340122513814E-2,16.029530953843729]
["Statewide",2026,3,15,0.24666830254631769,4.8656697757849971E-6,1.4808560187171731E-6,0.18054396236254081,3.5613303038923141E-6,1.0838831359672261E-6,0.30315238211738699,1.6761174623280231E-3,2.1366636841490636E-6,0.2218863619772907,1.2268008694669046E-3,1.5638885247527116E-6,39.712962057377695,5.1959641332168713,0.10042319315500599,45.009349383749573,17.279685780691057,3.0170114321904413,4.4869937367130339E-2,20.341567150248629,29.06711341902508,3.8030826953474044,7.3502760663377451E-2,32.943698875035864,12.64752263270557,2.2082415650404283,3.2841659019806943E-2,14.888605856765805]
["Statewide",2026,3,18,0.30949883740739192,6.1050371015180223E-6,1.8580547700272242E-6,0.22653152381278452,4.4684605897890592E-6,1.35996626645754E-6,0.38037035506414463,2.1030525632750995E-3,2.6809075967535659E-6,0.27840452283337924,1.5392875327347271E-3,1.9622370416030214E-6,49.828516513402946,6.5194629461528084,0.12600265704741759,56.473982116603167,21.681110238656245,3.7854946138951791,5.6299059531824881E-2,25.522903912083247,36.47099249117268,4.7717913514776535,9.2225140955342011E-2,41.335008983605675,15.869057801502617,2.7707175589225086,4.1206977873663453E-2,18.68098233829879]
["Statewide",2026,4,3,0.20463298244389966,4.0364996536961337E-6,1.2284998946031711E-6,0.14977704512134699,2.9544357099408066E-6,8.991760856341585E-7,0.25149147842376346,1.3904863807058464E-3,1.7725498479274323E-6,0.18407419010196416,1.0177388752113483E-3,1.2973826378435714E-6,32.945383673513014,4.3105077801881242,8.3309842852589314E-2,37.339201296553725,14.335014270154517,2.5028754852705237,3.7223546806476077E-2,16.875113302231515,24.113718903357306,3.1549905131551799,6.0976983978647856E-2,27.329686400491134,10.492228835811957,1.831929975380427,2.7245035394715001E-2,12.3514038465871]
["Statewide",2026,4,11,0.18190360547830783,3.5881500222993821E-6,1.0920456589606816E-6,0.13314072931976864,2.6262751066506677E-6,7.9930111941542059E-7,0.22355734704152239,1.2360396794207828E-3,1.5756658793575546E-6,0.16362835773175682,9.0469468130405391E-4,1.1532773294422495E-6,29.286012462439434,3.831723006204427,7.4056296329805066E-2,33.191791764973665,12.742768781366776,2.2248714229574089,3.3088983466508647E-2,15.000729187790693,21.435314862860142,2.8045535120425673,5.4204034483785725E-2,24.294072409386494,9.3268163907101389,1.628450426347297,2.4218823918287238E-2,10.979485640975723]
["Statewide",2026,4,15,0.19056947213379072,3.7590890729649966E-6,1.1440705874241294E-6,0.13948353821388065,2.7513905479581943E-6,8.3737973198727659E-7,0.23420759311125394,1.2949244663087683E-3,1.6507304189976722E-6,0.17142359370539534,9.4779423093359892E-4,1.2082193275816417E-6,30.681194697574266,4.0142658455571816,7.75843296928906E-2,34.773044872824336,13.349832807341475,2.3308640393557831,3.4665338798951117E-2,15.715362185496209,22.456490775406788,2.9381621158941567,5.6786308396337158E-2,25.45143919969728,9.7711448412075335,1.706029615680478,2.5372605879214475E-2,11.502547062767226]
["Statewide",2026,4,22,0.21096637473340887,4.1614293472284765E-6,1.2665219752434494E-6,0.15441264575321026,3.0458755165727578E-6,9.270055920004046E-7,0.25927514150340902,1.4335219442648357E-3,1.8274102785655483E-6,0.1897712876195114,1.0492379007741722E-3,1.3375366398862979E-6,33.965043536946581,4.4439180272209908,8.5888283092580772E-2,38.494849847260149,14.778683065694315,2.5803394996767044,3.8375615849876511E-2,17.397398181220897,24.860038678155995,3.2526374923999337,6.2864222074656001E-2,28.175540392630584,10.81696339431215,1.8886282213935099,2.8088269437612258E-2,12.733679885143273]
["Statewide",2026,5,6,0.21013889808729877,4.1451069090976594E-6,1.2615542766818965E-6,0.15380699066534939,3.0339286323353649E-6,9.2336958375424156E-7,0.2582581826407368,1.4278992191643809E-3,1.8202425992124505E-6,0.1890269447885469,1.0451224588692652E-3,1.3322903994168342E-6,33.831821925936524,4.4264875794095806,8.5551402162985166E-2,38.343860907509089,14.720716410521998,2.5702185944958855,3.8225094583461461E-2,17.329160099601342,24.762529767299643,3.2398796224947222,6.2617648772591211E-2,28.065027038566956,10.774535852947173,1.8812204259646774,2.7978098387753517E-2,12.683734377299604]
["Statewide",2026,5,9,0.18302413500175294,3.610253091801301E-6,1.0987726801134395E-6,0.13396087863777434,2.6424530091499225E-6,8.0422482887171552E-7,0.22493446437179412,1.2436537063626831E-3,1.5853720098779625E-6,0.16463631139616691,9.1026761702151459E-4,1.160381538800618E-6,29.466414832705031,3.8553264897243178,7.4512484464264242E-2,33.396253806893611,12.821264469192265,2.2385766714528295,3.3292812207437211E-2,15.093133952852531,21.567356792897865,2.8218296127666953,5.4537932323629044E-2,24.44372433798819,9.3842697495815148,1.6384817106387262,2.4368012314812976E-2,11.047119472535055]
["Statewide",2026,5,18,0.19632415515674947,3.8726034036065499E-6,1.1786184271846022E-6,0.14369556409795356,2.8344751065634059E-6,8.6266633678016709E-7,0.24128002945079072,1.3340276855119434E-3,1.7005780163663544E-6,0.17660012294371136,9.7641505518703778E-4,1.2447042859256695E-6,31.607683858053583,4.1354858250870246,7.9927166769218655E-2,35.823096849909824,13.752961678695071,2.401249833921498,3.5712138343693439E-2,16.189923650960264,23.134616105626186,3.0268866710798172,5.8501101438506467E-2,26.22000387814451,10.066207007791547,1.757547099336668,2.6138790004439059E-2,11.849892897132653]
["Statewide",2026,6,2,0.24393824839652356,4.8118179357804813E-6,1.4644663282810163E-6,0.17854575347805887,3.5219145197215725E-6,1.0718870277413483E-6,0.29979717834667086,1.6575666741386417E-3,2.1130157022340372E-6,0.21943058725047887,1.2132229886849574E-3,1.5465798543125165E-6,39.27343036341388,5.1384566898297894,9.9311738004999747E-2,44.511198791248667,17.088439165760239,2.983620013449555,4.4373329746914783E-2,20.116432508956709,28.745406929812731,3.7609912649233679,7.2689253152688274E-2,32.579087447888789,12.507543473277295,2.1838013796329232,3.2478176940562847E-2,14.723823029850781]
["Statewide",2026,6,6,0.24332947594365198,4.7998095597804416E-6,1.4608116051505693E-6,0.1781001745784434,3.5131252275336172E-6,1.0692120257711011E-6,0.29904900431153797,1.6534300496582801E-3,2.1077424588601067E-6,0.2188829761328554,1.2101952685977762E-3,1.5427202086125883E-6,39.175419564811477,5.1256331539406679,9.9063895566425017E-2,44.40011661431857,17.045793245757665,2.9761740893849042,4.4262591636062242E-2,20.066229926778632,28.673669873404059,3.7516053326531065,7.2507849804791649E-2,32.497783055861959,12.476329639572757,2.1783514834759972,3.2397124380864353E-2,14.687078247429618]
["Statewide",2026,6,15,0.26486260545330303,5.224562543246972E-6,1.5900842522925568E-6,0.19386092082595999,3.8240147332736528E-6,1.1638305709963292E-6,0.32551296193360485,1.7997482187019896E-3,2.2942644211649743E-6,0.23825274403396282,1.3172899448577024E-3,1.6792412524375604E-6,42.642198013302234,5.5792194779761672,0.1078304277947538,48.329247919073154,18.554238830215475,3.2395467936635813,4.8179552844464457E-2,21.841965176723519,31.211109468449131,4.0835988290588778,7.8924338864565333E-2,35.373632636372577,13.580406409935881,2.3711219007438644,3.5264066301188765E-2,15.986792376980933]
["Statewide",2026,6,18,0.2715435766072638,5.3563484236424244E-6,1.6301929984998683E-6,0.19875092490072113,3.9204727896368657E-6,1.1931873707590461E-6,0.33372379526433021,1.8451455895877797E-3,2.3521356121212383E-6,0.24426250032824473,1.3505176483605604E-3,1.7215989206666235E-6,43.717817179627261,5.719951327722117,0.1105503737696982,49.548318881119073,19.022256330066821,3.3212620612580035,4.9394847854546002E-2,22.392913239179371,31.99838754300006,4.186604709917737,8.0915149271331296E-2,36.265907402189129,13.92296251870995,2.4309317670490089,3.6153577333999092E-2,16.390047863092956]
["Statewide",2026,7,2,0.26931314625210523,5.3123519415080785E-6,1.6168027648068067E-6,0.19711840572441391,3.8882704388177699E-6,1.1833866552923648E-6,0.33098262313830767,1.8299897579377613E-3,2.3328154177926778E-6,0.24225615386199412,1.3394246385544867E-3,1.7074578883504119E-6,43.358723631118302,5.6729682496070604,0.10964232463625585,49.141334205361616,18.866009518883537,3.2939815642879706,4.8989123773646233E-2,22.208980206945157,31.73555615592123,4.1522163795189089,8.0250520752469356E-2,35.968023056192614,13.808600770133665,2.4109643493980761,3.5856615655358651E-2,16.255421735187099]
["Statewide",2026,7,6,0.27984980530453862,5.520193415098103E-6,1.6800588654646401E-6,0.20483050393789334,4.0403958752757684E-6,1.2296857011708863E-6,0.34393205060154702,1.9015866272966205E-3,2.424084934456123E-6,0.25173422996826855,1.3918285443395616E-3,1.774260797403707E-6,45.055098628802661,5.8949185446195234,0.11393199191943779,51.063949165341619,19.604126884288181,3.4228559291339167,5.0905783623578581E-2,23.077888597045675,32.977184125843181,4.3146684874526411,8.3390257477974225E-2,37.375242870773796,14.348851108191308,2.5052913798112111,3.7259476745477846E-2,16.891401964747999]
["Statewide",2026,7,14,0.30995999624731496,6.1141337167137595E-6,1.8608233050867965E-6,0.2268690598617164,4.4751186765175618E-6,1.361992640679258E-6,0.38093711374133987,2.106186149457527E-3,2.6849021973395202E-6,0.27881935058476809,1.5415810988716801E-3,1.9651608101229292E-6,49.902761900115522,6.5291770633183335,0.12619040327495745,56.558129366708812,21.713415483256373,3.7911350690235488,5.6382946144129927E-2,25.560933498424053,36.525334926604621,4.7789014065022082,9.2362558075777673E-2,41.396598891182606,15.89270298333178,2.7748459779690244,4.1268377012581514E-2,18.708817338313388]
["Statewide",2026,7,23,0.28890944006073377,5.6988997610607857E-6,1.7344477533663261E-6,0.21146152356853165,4.1711964340276391E-6,1.2694945668779772E-6,0.35506623293913503,1.9631470785602002E-3,2.5025603298571274E-6,0.25988367347659164,1.4368864933391734E-3,1.8316993036382242E-6,46.513676515026688,6.0857559435366202,0.11762033550328499,52.717052794066589,20.238775277530696,3.5336647414083604,5.2553766926999673E-2,23.824993785866056,34.044761225433504,4.4543481293514375,8.6089867270996531E-2,38.585199222055941,14.813369388165723,2.5863956880105121,3.8465685376402707E-2,17.438230761552639]
["Statewide",2026,8,2,0.27382590950514074,5.4013687123655545E-6,1.6438948255025601E-6,0.20042143311178612,3.9534244953439798E-6,1.2032161507568634E-6,0.33652875499216695,1.8606541003509691E-3,2.371905391082265E-6,0.2463155348620836,1.3618687946352326E-3,1.7360690175206169E-6,44.085266903973867,5.7680277110880045,0.11147955338086646,49.964774168442737,19.182139034553515,3.3491773806317444,4.9810013212727565E-2,22.581126428397987,32.267335066932951,4.2217932633692214,8.1595243823468999E-2,36.570723574125644,14.039985487138765,2.4513638303434186,3.6457449367932958E-2,16.527806766850116]
["Statewide",2026,8,10,0.25407925774907808,5.0118549984809562E-6,1.5253471734507259E-6,0.18596826375589232,3.6683276727148565E-6,1.1164475525653912E-6,0.31226035707927002,1.7264750936071575E-3,2.2008580645503329E-6,0.22855276326088653,1.2636591369965136E-3,1.61087432584435E-6,40.906106777384373,5.3520727901821878,0.10344032903386564,46.361619896600423,17.79884035351839,3.1076551684928835,4.6218019355556993E-2,20.95271354136683,29.940411987176134,3.9173433246891922,7.5711093314684452E-2,33.933466405180013,13.027507505870531,2.2745864465937244,3.3828360842731352E-2,15.335922313306988]
["Statewide",2026,8,17,0.30397637255099241,5.996103403664515E-6,1.8249010358978961E-6,0.22248946540118528,4.3887287343286973E-6,1.3357000495782993E-6,0.37358331206309786,2.065527272488433E-3,2.6330714946526782E-6,0.27343688157795754,1.5118216418298378E-3,1.9272243572486886E-6,48.939413880265818,6.4031345447141428,0.12375436024867588,55.466302785228635,21.29424878759658,3.7179490904791797,5.5294501387706245E-2,25.067492379463467,35.820231486712437,4.6866470896724968,9.057954479068836E-2,40.59745812117562,15.58590224994358,2.721278955293708,4.0471711502222459E-2,18.347652916739509]
["Statewide",2026,8,21,0.30664082126961428,6.0486611399666619E-6,1.840896868685506E-6,0.22443965569400354,4.427197325010361E-6,1.3474078815248925E-6,0.37685788754661859,2.0836322700850374E-3,2.6561511962462296E-6,0.27583364203216726,1.5250732350459606E-3,1.9441170862002018E-6,49.368383268607033,6.4592600372636158,0.12483910622357279,55.952482412094227,21.480899590157261,3.7505380861530675,5.5779175121170824E-2,25.287216851431499,36.134207106213914,4.7277270286424775,9.1373503051409483E-2,40.953307637907798,15.722517595833533,2.7451318230827293,4.082645881020424E-2,18.508475877726468]
["Statewide",2026,9,5,0.24451005567929643,4.8230971531936679E-6,1.4678991335806818E-6,0.17896427645597648,3.5301701187714055E-6,1.0743996013652105E-6,0.30049992263158815,1.6614521193371058E-3,2.1179687498806978E-6,0.21994494696519235,1.2160668630880804E-3,1.5502051391126606E-6,39.365489864738045,5.1505015699450283,9.9544531244392789E-2,44.615535965927464,17.128495590000526,2.9906138148067907,4.4477343747494652E-2,20.163586748554813,28.812788052440197,3.7698072755730494,7.285964153829505E-2,32.655454969551542,12.536861977015963,2.1889203535585446,3.255430792136587E-2,14.758336638495873]
["Statewide",2026,9,14,0.23121116685549595,4.5607691575269352E-6,1.388060178377763E-6,0.16923041905118488,3.3381643552120514E-6,1.0159630646297548E-6,0.28415574794504778,1.5710858276124309E-3,2.002772543087915E-6,0.20798215308777696,1.149925051580221E-3,1.4658895646800746E-6,37.224402980801258,4.8703660655985361,9.4130309525132003E-2,42.188899355924931,16.196877632867722,2.8279544897023756,4.2058223404846218E-2,19.066890345974944,27.24566205449878,3.5647676598986853,6.8896809539963508E-2,30.879326523937429,11.854982726003286,2.0698650928443976,3.0783680858281565E-2,13.955631499705964]
["Statewide",2026,9,17,0.25565598897719377,5.0429569009223466E-6,1.5348129698459316E-6,0.18712232084618793,3.6910920921632264E-6,1.1233758541366342E-6,0.31419814082703146,1.7371890228699025E-3,2.2145158564919869E-6,0.22997108556825668,1.2715009846177932E-3,1.6208708752542862E-6,41.15995644834112,5.3852859708966978,0.10408224525512338,46.649324664492937,17.909294027140792,3.1269402411658245,4.6504832986331728E-2,21.082739101292947,30.126212209441626,3.9416530523151589,7.6180931136951457E-2,34.14404619289374,13.10835187739063,2.2887017723120278,3.4038288380340009E-2,15.431091938082998]
["Statewide",2026,10,3,0.22570709204767439,4.4521982136333711E-6,1.3550168476275478E-6,0.16520182087020316,3.2586980103041784E-6,9.9177765530996739E-7,0.27739130609289658,1.5336854976790086E-3,1.9550957372911759E-6,0.20303105429416904,1.122550623288696E-3,1.4309934740900957E-6,36.338261098169454,4.7544250428049271,9.1889499652685266E-2,41.184575640627067,15.811304447295106,2.7606338958222154,4.1057010483114692E-2,18.612995353600436,26.597068112536142,3.4799069321949574,6.7256693282234492E-2,30.144231738013335,11.572770094767636,2.0205911219196526,3.0050862955892009E-2,13.623412079643181]
["Statewide",2026,10,5,0.24636367481662755,4.8596608239986562E-6,1.479027207303939E-6,0.18032099614922509,3.5569321710396027E-6,1.0825445737946618E-6,0.30277799829522062,1.6740475090670154E-3,2.1340249705385401E-6,0.22161233917825005,1.2252858083107293E-3,1.5619571707608688E-6,39.663917776673898,5.1895472781077476,0.10029917361531139,44.953764228396956,17.258345902827575,3.0132855163206278,4.481452438130934E-2,20.316445943529512,29.031216432350757,3.7983860057632608,7.3411987025760836E-2,32.90301442513978,12.631903333160253,2.2055144549593129,3.2801100585978245E-2,14.870218888705544]
["Statewide",2026,10,14,0.25677727550902668,5.0650749028367176E-6,1.5415445356459578E-6,0.18794302424144016,3.7072809241450458E-6,1.128302889957188E-6,0.31557618851152247,1.7448081937032748E-3,2.2242285442891673E-6,0.23097972018695004,1.2770776853044E-3,1.6279798840810852E-6,41.340480695009447,5.408905400480152,0.10453874158159086,46.85392483707119,17.98784274515678,3.1406547486658947,4.6708799430072515E-2,21.175206293252746,30.258343344490456,3.9589408244436397,7.6515054551810999E-2,34.293799223485905,13.165844050656153,2.2987398335479199,3.4187577565702787E-2,15.498771461769776]
["Statewide",2026,10,20,0.29059824120475147,5.7322123050679956E-6,1.7445863537163467E-6,0.21269760800676665,4.1955788886411944E-6,1.2769153139342767E-6,0.35714174926793213,1.9746225257849452E-3,2.5171888817907286E-6,0.26140280640968833,1.4452857189001819E-3,1.8424063815337416E-6,46.785569154099107,6.1213298299333303,0.11830787744416424,53.025206861476605,20.357079708272131,3.5543205464129013,5.2860966517605301E-2,23.964261221202641,34.243767639669173,4.4803857285905639,8.659309993208586E-2,38.810746468191823,14.899959965352235,2.6015142940203275,3.8690534012208573E-2,17.540164793384768]
["Statewide",2026,11,1,0.2583681049555101,5.0964549004946237E-6,1.5510949697157553E-6,0.18910740024251632,3.7302488898609561E-6,1.1352931403924649E-6,0.31753129880038244,1.7556179207225612E-3,2.2380084563041608E-6,0.23241072431177176,1.2849896501899286E-3,1.638065816851985E-6,41.5966001428501,5.4424155542399397,0.10518639744629556,47.144202094536332,18.099284031621799,3.1601122573006104,4.6998177582387377E-2,21.306394466504798,30.445804884842101,3.9834679155887787,7.6989093392043295E-2,34.506261893822924,13.24741128577099,2.3129813703418716,3.4399382153891683E-2,15.594792038266753]
["Statewide",2026,11,8,0.26862272039651847,5.2987329066208611E-6,1.6126578411454795E-6,0.19661306223926234,3.8783022568636648E-6,1.1803528607845938E-6,0.3301340980516389,1.8252982964850908E-3,2.3268348850813344E-6,0.24163509278633183,1.3359908165709051E-3,1.7030805562749135E-6,43.247566844764698,5.6584247191037811,0.10936123959882271,49.015352803467309,18.817643588943419,3.2855369336731632,4.8863532586708024E-2,22.152044055203291,31.65419715500947,4.1415715313698058,8.0044786144920929E-2,35.8758134725242,13.773200288820915,2.4047834698276294,3.5764691681773181E-2,16.213748450330318]
["Statewide",2026,11,20,0.31754829122042821,6.2638170652400072E-6,1.9063791068121762E-6,0.23242316157595819,4.5846764290283344E-6,1.3953363044868845E-6,0.39026303715169264,2.1577488090389818E-3,2.750632711257568E-6,0.28564527490424363,1.5793213629213692E-3,2.0132709536167902E-6,51.124457866871737,6.6890213080208438,0.1292797374291057,57.942758912321686,22.24499311764648,3.8839478562701673,5.7763286936408927E-2,26.186704260853059,37.419531012455913,4.8958962250562443,9.4623734819989133E-2,42.410050972332144,16.281780669541888,2.8427784532584646,4.2278690025952595E-2,19.166837812826305]
["Statewide",2026,11,22,0.27857517138969712,5.4950505505686392E-6,1.672406689303499E-6,0.2038975609729011,4.0219930552115995E-6,1.2240848428904867E-6,0.34236554082455911,1.8929254570502318E-3,2.4130439374236194E-6,0.25058765426600965,1.385489172888761E-3,1.7661795590277022E-6,44.849885848017244,5.8680689168557185,0.11341306505891012,50.831367829931871,19.514835826999871,3.4072658226904173,5.067392268589601E-2,22.972775572376182,32.826982708847261,4.2950164359551595,8.3010439274302003E-2,37.205009584076727,14.28349629316255,2.4938805111997699,3.7089770739581744E-2,16.8144665751019]
["Statewide",2026,12,4,0.25772218587683787,5.0837137865928561E-6,1.5472172393978259E-6,0.18863463260830782,3.7209232847264832E-6,1.1324549127428427E-6,0.31673747200815494,1.7512288839641394E-3,2.232413445416863E-6,0.23182969856578481,1.2817771819516491E-3,1.6339706598146728E-6,41.492608833068296,5.4288095402888317,0.10492343193459257,47.026341805291722,18.054035904464833,3.1522119911354509,4.6880682353754123E-2,21.25312857795404,30.36969051211781,3.973509264050112,7.6796621011289617E-2,34.419996397179212,13.214292818249733,2.3071989275129683,3.4313383856108132E-2,15.555805129618811]
["Statewide",2026,12,15,0.27746852972532771,5.4732214268289335E-6,1.6657630429479364E-6,0.20308757659737228,4.0060156618692644E-6,1.2192221579602109E-6,0.34100549150634185,1.8854057984680715E-3,2.4034581048248792E-6,0.24959219319385459,1.3799853082169643E-3,1.7591633993425898E-6,44.671719387330782,5.8447579752510217,0.11296253092676932,50.629439893508575,19.437313015861484,3.393730437242529,5.0472620201322461E-2,22.881516073305335,32.69657730839495,4.2779544554725897,8.268067976910172E-2,37.057212443636644,14.226755012049711,2.4839735547905359,3.6942431386194387E-2,16.74767099822644]
["Statewide",2026,12,16,0.29394239630949176,5.7981776287464067E-6,1.7646627565749933E-6,0.21514529588207182,4.2438608964731142E-6,1.2916098380570349E-6,0.3612516757388522,1.9973461457633819E-3,2.5461562630582044E-6,0.26441098541939012,1.4619178209894124E-3,1.86360848062515E-6,47.323969521789635,6.191773051866484,0.11966934436373561,53.635411918019855,20.591345517114576,3.5952230623740875,5.3469281524222291E-2,24.240037861012887,34.637839089940108,4.5319452450671784,8.7589598589382048E-2,39.257373933596668,15.071426168905237,2.6314520777809425,3.9135778093128147E-2,17.742014024779309]
["Statewide",2027,1,4,0.24013451588299842,4.7367871915171212E-6,1.441630884374776E-6,0.17006891498357801,3.3547041549076279E-6,1.0209969167110171E-6,0.2951224367584363,1.6317202138430502E-3,2.0800674188836053E-6,0.20901265452098394,1.1556226530144841E-3,1.4731526941116102E-6,38.956161652113593,5.0583326629134557,9.7763168687529448E-2,44.112257483714579,17.41222376874774,2.9370963849174903,4.3681415796555711E-2,20.393001569461788,27.589670396769879,3.5824302243449009,6.9238176623245676E-2,31.241338797738024,12.331746616738053,2.0801207754260713,3.0936206576343814E-2,14.442803598740468]
["Statewide",2027,1,11,0.23782384844431356,4.6912079881811421E-6,1.4277589529246954E-6,0.16843244592897327,3.3224238905372084E-6,1.0111724884243678E-6,0.29228265422015548,1.6160191691460518E-3,2.0600522035056316E-6,0.20700145370173129,1.1445028036837523E-3,1.4589774475837304E-6,38.581310357060524,5.0096594243527601,9.6822453564764682E-2,43.687792234978048,17.244676598989173,2.9088345044628934,4.3261096273618266E-2,20.196772199725686,27.32419188862853,3.5479586914196322,6.8571940036435325E-2,30.940722520084599,12.213085768402145,2.060105046630754,3.0638526399258337E-2,14.303829341432158]
["Statewide",2027,1,15,0.25793011002574712,5.0878152063397798E-6,1.5484654975816721E-6,0.18267217352063891,3.6033104553813848E-6,1.0966597038117259E-6,0.31699300829064803,1.7526417339056555E-3,2.2342145036535553E-6,0.22450190793745758,1.2412621190429007E-3,1.5823232869283471E-6,41.84307709436554,5.4331893751075322,0.1050080816717171,47.381274551144791,18.702587489148232,3.1547551210301799,4.6918504576724661E-2,21.904261114755137,29.634251847744402,3.8479125690329923,7.4369194485632312E-2,33.556533611263028,13.245612568309998,2.2342718142772213,3.3228789025495288E-2,15.513113171612714]
["Statewide",2027,1,23,0.24835572959161392,4.8989552149289194E-6,1.4909863697609755E-6,0.17589137199327168,3.4695553652189093E-6,1.0559516328927115E-6,0.30522620969535397,1.6875835725166013E-3,2.1512803335122641E-6,0.21616838427646509,1.195186398201279E-3,1.5235873560309122E-6,40.289859679786723,5.2315090748014637,0.10111017567507641,45.622478930263263,18.008346372025883,3.0376504305298822,4.5176887003757549E-2,21.091173689559525,28.534226724493394,3.7050778344239648,7.1608605733452874E-2,32.310913164650813,12.753934672311441,2.1513355167623023,3.1995334476649158E-2,14.937265523550392]
["Statewide",2027,2,2,0.21100698851647975,4.1622304767401659E-6,1.2667657972687464E-6,0.14944011467487142,2.9477895690583552E-6,8.9715334710471691E-7,0.2593250553551591,1.4337979159657539E-3,1.8277620789163338E-6,0.18366010662872276,1.0154494241586675E-3,1.2944641151082341E-6,34.230907306881001,4.4447735394938368,8.5904817709067688E-2,38.761585664083903,15.300178265954386,2.5808362487383572,3.8383003657243009E-2,17.919397518349989,24.243134074991403,3.147893214891869,6.0839813410087006E-2,27.45186710329336,10.835946291094643,1.8278089634856014,2.7183746417272916E-2,12.690939000997519]
["Statewide",2027,2,7,0.20003067817766654,3.9457166364376754E-6,1.2008702806549449E-6,0.14166643339885476,2.7944493723616287E-6,8.5048459158832183E-7,0.24583530173979085,1.3592136048041611E-3,1.7326842620878488E-6,0.17410634567800931,9.6262705987918199E-4,1.22712776786315E-6,32.450259829652389,4.2135621748928997,8.1436160318128892E-2,36.745258164863415,14.50428280264766,2.4465844886474901,3.6386369503844822E-2,16.987253660798995,22.982037629497228,2.9841438856254641,5.7675005089568049E-2,26.023856520212259,10.272274395002549,1.7327287077825275,2.5769683125126151E-2,12.030772785910203]
["Statewide",2027,2,19,0.27908766142798769,5.505159702267338E-6,1.6754833876465812E-6,0.19765644930230755,3.8988836483302514E-6,1.1866167625352939E-6,0.34299538492822157,1.8964078400462662E-3,2.4174831736043525E-6,0.2429174029590109,1.3430806585095906E-3,1.7121184716580667E-6,45.275390810525245,5.8788643041434252,0.11362170915940456,51.267876823828075,20.236727710765074,3.4135341120832789,5.0767146645691402E-2,23.701028969494043,32.065097190589441,4.1635500413797306,8.0469568167929134E-2,36.309116800137097,14.332126774581644,2.4175451853172629,3.59544879048194E-2,16.785626447803729]
["Statewide",2027,3,2,0.23817888723575223,4.6982113262626937E-6,1.4298904036451677E-6,0.16868389275582793,3.327383819368818E-6,1.0126820319818143E-6,0.29271899263193218,1.6184316668686662E-3,2.0631275824023132E-6,0.20731047883284856,1.1462113913417022E-3,1.4611555032880462E-6,38.638907027415051,5.017138167292865,9.6966996372908718E-2,43.753012191080821,17.270420565283999,2.9131770003635991,4.3325679230448576E-2,20.226923244878048,27.36498320593601,3.5532553131592768,6.8674308654538177E-2,30.986912827749826,12.231318251138065,2.063180504415064,3.068426556904897E-2,14.325183021122177]
["Statewide",2027,3,6,0.26007400417201942,5.1301047135132468E-6,1.5613362171562058E-6,0.18419052980505507,3.6332608795165233E-6,1.1057750502876375E-6,0.31962782845497756,1.7672095497898025E-3,2.2527851133253821E-6,0.22636794958031209,1.2515793890612789E-3,1.595475429700734E-6,42.19087335605704,5.4783496043483879,0.10588090032629296,47.775103860731718,18.858041878843675,3.1809771896216446,4.7308487379833022E-2,22.086327555845152,29.880569344601195,3.8798961060899648,7.4987345195934502E-2,33.835452795887093,13.355709025238413,2.2528429003103021,3.3504984023715413E-2,15.64205690957243]
["Statewide",2027,3,14,0.20769256464820135,4.0968516182749835E-6,1.2468678838228211E-6,0.14709276169647484,2.9014867230007897E-6,8.8306117656545786E-7,0.25525166821687179,1.4112763205040302E-3,1.7990522323729272E-6,0.18077523800261444,9.9949910027544598E-4,1.2741311261873032E-6,33.693220204627075,4.3749565935624934,8.4555454921527579E-2,38.152732253111097,15.059848424795435,2.5402973769072541,3.7780096879831471E-2,17.63792589858252,23.862331416345107,3.0984472108538825,5.9884162930803252E-2,27.020662790129794,10.665739042154252,1.7990983804958027,2.6756753649933365E-2,12.491594176299989]
["Statewide",2027,3,22,0.26071997552127629,5.1428468584814354E-6,1.5652142612769588E-6,0.18464802191556914,3.6422851664306087E-6,1.1085215723919244E-6,0.320421719487126,1.7715989417281921E-3,2.258380576985326E-6,0.22693020189108967,1.2546880597230311E-3,1.5994382687369193E-6,42.29566697230063,5.491956719357395,0.10614388711831033,47.893767578776334,18.904881449740433,3.1888780951107458,4.7425992116691844E-2,22.141185536967871,29.954786649623838,3.8895329851413964,7.5173598630635205E-2,33.919493233395869,13.388881911574291,2.2584385075014559,3.3588203643475305E-2,15.680908622719222]
["Statewide",2027,4,3,0.19482914387093869,3.8431134725828386E-6,1.1696432307860812E-6,0.1379825844005455,2.7217833972663348E-6,8.283688600375802E-7,0.23944267853092208,1.3238690453597317E-3,1.6876280901342028E-6,0.16957893949055033,9.3759521115396394E-4,1.1952179266256512E-6,31.606433566081716,4.1039940406151683,7.9318520236307533E-2,35.789746126933188,14.127118033324402,2.3829642816475172,3.5440189892818261E-2,16.545522504864735,22.384420012752646,2.9065451545772882,5.6175242551405602E-2,25.347140409881337,10.00515742994247,1.687671380077135,2.5099576459138673E-2,11.717928386478745]
["Statewide",2027,4,10,0.16902117617730691,3.3340369228799818E-6,1.0147068895721683E-6,0.11970477436791477,2.3612434051990046E-6,7.1863929723447971E-7,0.20772499610813105,1.148503240868613E-3,1.4640770835255571E-6,0.14711573041957277,8.1339702171268329E-4,1.0368938431526063E-6,27.419699486273299,3.5603600466927001,6.8811622925701185E-2,31.0488711558917,12.255774770379732,2.0673058335635033,3.07456187540367E-2,14.353826222697272,19.419276415383607,2.5215307673093181,4.8734010628172494E-2,21.989541193321099,8.679828094754793,1.4641146390828299,2.1774770706204732E-2,10.165717504543828]
["Statewide",2027,4,16,0.19517427087976202,3.849921295226866E-6,1.1717151768081767E-6,0.13822701146970831,2.7266048574642287E-6,8.29836260967374E-7,0.2398668354808739,1.326214192264455E-3,1.6906176122517976E-6,0.16987933742374958,9.3925609937778635E-4,1.1973351765386396E-6,31.662422283475355,4.1112639960198107,7.9459027775834482E-2,35.853145307270999,14.152143293371561,2.3871855460760192,3.550296985728775E-2,16.574831809304868,22.424072539934944,2.9116939080711375,5.6274753297316057E-2,25.392041201303396,10.022880908001225,1.6906609788800153,2.5144038707311432E-2,11.738685925588552]
["Statewide",2027,4,22,0.1888073998180555,3.7243312142498078E-6,1.1334921086847243E-6,0.13371784355886809,2.6376590067358195E-6,8.0276578465872782E-7,0.23204202739217283,1.28295113958701E-3,1.635467185387959E-6,0.16433762420227957,9.0861618740730008E-4,1.1582763464361643E-6,30.629547615766814,3.9771485327197311,7.6866957713234069E-2,34.683563106199784,13.690479616138198,2.3093120512566179,3.4344810893147136E-2,16.034136478287962,21.692566394700904,2.8167101809626303,5.4438988282499726E-2,24.563715563946033,9.6959198279344943,1.6355091373331401,2.4323803275159452E-2,11.355752768542793]
["Statewide",2027,5,3,0.19114458240223889,3.7704334436119159E-6,1.147523221968844E-6,0.13537309126346816,2.6703096904457696E-6,8.1270294926610384E-7,0.23491439672590764,1.2988323553798787E-3,1.6557120774121891E-6,0.16637190375690383,9.1986363814790587E-4,1.172614255369664E-6,31.008700367819809,4.0263803016776238,7.7818467638372885E-2,35.112899137135805,13.85994940682855,2.3378982396837817,3.4769953625655971E-2,16.232617600137988,21.961091295911306,2.851577278258508,5.5112870002374206E-2,24.867781444172188,9.8159423216573263,1.6557545486662306,2.4624899362762943E-2,11.49632176968632]
["Statewide",2027,5,10,0.15779033632965528,3.1125023461252754E-6,9.4728332273377954E-7,0.11175082930416114,2.2043474047990615E-6,6.7088834059101878E-7,0.19392242878250085,1.0721893951456765E-3,1.3667945085158816E-6,0.13734042743813285,7.5934976035752031E-4,9.6799603428132706E-7,25.597760599290112,3.3237871249515969,6.4239341900246438E-2,28.985787066141956,11.44142329816755,1.9299409112622177,2.8702684678833513E-2,13.400066894108601,18.128936421833536,2.3539842571083129,4.5495813611222374E-2,20.52841649255307,8.1030852188498379,1.3668295686435366,2.0327916719907867E-2,9.4902427042132818]
["Statewide",2027,5,14,0.14380441732315413,2.8366222971119595E-6,8.633198295558138E-7,0.10184567234770439,2.0089626620902234E-6,6.1142341889702464E-7,0.17673390225049732,9.7715471565295903E-4,1.2456471826448168E-6,0.12516710846849088,6.9204396398873231E-4,8.8219664726570684E-7,23.328875097065644,3.0291796185241728,5.854541758430639E-2,26.416600133174121,10.427300232779341,1.7588784881753263,2.6158590835541153E-2,12.212337311790209,16.522058317840795,2.14533628836507,4.1463242421488224E-2,18.708857848627353,7.3848593996409626,1.2456791351797181,1.8526129592579845E-2,8.6490646644132596]
["Statewide",2027,6,1,0.23764303309781956,4.6876413046739703E-6,1.4266734405529476E-6,0.16830438824564717,3.3198978813463848E-6,1.010403703018465E-6,0.29206043433033912,1.6147905242144291E-3,2.0584859642263956E-6,0.20684407234649432,1.1436326484307569E-3,1.4578682000694992E-6,38.551977331604768,5.0058506250647303,9.6748840318640589E-2,43.654576796988138,17.23156562549001,2.9066229435859725,4.3228205248754308E-2,20.181416774324738,27.303417549737251,3.5452612101353465,6.8519805403266465E-2,30.917198565275864,12.203800268443166,2.0585387671753623,3.0615232201459484E-2,14.292954267819987]
["Statewide",2027,6,7,0.22149011072053487,4.3690159061512021E-6,1.3297004931764528E-6,0.15686450850817016,3.0942398762332019E-6,9.4172517972314843E-7,0.272208686674551,1.5050310010624338E-3,1.9185678544403104E-6,0.19278459750618168,1.0658983712780721E-3,1.358774902171971E-6,35.931546641040732,4.6655961032935442,9.0172689158694586E-2,40.687315433492969,16.060312513798507,2.7090558019123807,4.028992494324652E-2,18.809658240654134,25.447566870815983,3.3042849509620233,6.3862420402082634E-2,28.815714242180089,11.374291252864719,1.9186170683005297,2.8534272945611391E-2,13.321442594110859]
["Statewide",2027,6,13,0.21990761147522409,4.3378002263551914E-6,1.3202000688907105E-6,0.15574374530333596,3.0721321972356145E-6,9.3499675568040455E-7,0.27026381410291261,1.4942778779744429E-3,1.9048600993994535E-6,0.19140719298428852,1.0582827564651208E-3,1.3490667474817264E-6,35.674823461584467,4.6322614217207727,8.9528424671774312E-2,40.396613307977013,15.945565032071844,2.6897001803539973,4.0002062087388525E-2,18.675267274513232,25.265749473926085,3.2806765450418744,6.3406137131641144E-2,28.6098321560996,11.293024386073023,1.9049089616372175,2.8330401697116255E-2,13.226263749407357]
["Statewide",2027,6,20,0.2657776929451261,5.2426131541491418E-6,1.5955779164801738E-6,0.18823001641313139,3.712942004718715E-6,1.1300258275230873E-6,0.32663759347372701,1.8059662617532024E-3,2.3021909937785359E-6,0.23133243012008342,1.2790278044950601E-3,1.6304658368547399E-6,43.116162338531964,5.5984954114349277,0.10820297670759119,48.822860726674477,19.271618014949894,3.2507392711557643,4.8346010869349254E-2,22.570703296975008,30.535880775851012,3.9649861939346862,7.6631894332172781E-2,34.577498864117871,13.648613377084923,2.3022500480911079,3.4239782573949537E-2,15.985103207749981]
["Statewide",2027,7,1,0.25245486450773069,4.9798129362588385E-6,1.5155952414700812E-6,0.17879447580153449,3.5268207062052253E-6,1.0733802149320253E-6,0.31026399728951809,1.7154372997382078E-3,2.1867874198354025E-6,0.21973626399965601,1.2149130632723478E-3,1.5487343101162075E-6,40.954847642216386,5.3178556291884442,0.10277900873226392,46.375482280137092,18.305575840081566,3.0877871395287739,4.5922535816543451E-2,21.439285515426885,29.005186847954594,3.7662304961442783,7.2790512575461749E-2,32.844207856674331,12.964439575979705,2.186843513890226,3.2523420512440358E-2,15.183806510382372]
["Statewide",2027,7,7,0.26417925479108267,5.2110830704930542E-6,1.5859818040631035E-6,0.18709796489805902,3.6906116575088827E-6,1.1232296348940077E-6,0.32467313217463245,1.7951048333702813E-3,2.2883451744339061E-6,0.22994115240044474,1.2713354853236033E-3,1.6206599017756396E-6,42.856853447051485,5.5648249834478722,0.10755222319839358,48.529230653697752,19.155714798303315,3.2311887000665065,4.8055248663112025E-2,22.434958747032933,30.352232116858705,3.9411400045031701,7.6171015383455068E-2,34.369543136745335,13.56652799162624,2.2884038735824861,3.4033857937288435E-2,15.888965723146015]
["Statewide",2027,7,13,0.27584834129350733,5.4412623068187549E-6,1.6560363542491864E-6,0.19536228655552459,3.8536300092427662E-6,1.1728439158564941E-6,0.339014299377012,1.8743965763880434E-3,2.3894238825595398E-6,0.240097904488908,1.3274917636187146E-3,1.692246221450084E-6,44.749887517765586,5.8106293868029342,0.11230292248029837,50.672819827048819,20.001843663243708,3.3739138374984781,5.0177901533750333E-2,23.425935402275936,31.692923392535857,4.1152244672180149,7.9535572408153954E-2,35.887683432162028,14.165776364845572,2.3894851745136862,3.5537170650451762E-2,16.590798710009711]
["Statewide",2027,7,21,0.2965952049865006,5.8505057587388618E-6,1.7805887091813929E-6,0.21005570363721857,4.1434658521921329E-6,1.2610548245802143E-6,0.36451194575099088,2.0153720489777395E-3,2.5691351375331522E-6,0.25815593766049244,1.4273339107355768E-3,1.8195219611800233E-6,48.115576839130796,6.2476533518309925,0.12074935146405816,54.483979542425843,21.506204799308463,3.6276696881599308,5.3951837888196193E-2,25.187826325356589,34.076583771185,4.4247351232802883,8.5517532175461097E-2,38.586836426640744,15.231200321969053,2.5692010393240383,3.820996118478049E-2,17.83861132247787]
["Statewide",2027,8,4,0.24476718431867048,4.8281691589446145E-6,1.4694427875048828E-6,0.17334987978547803,3.4194230146363586E-6,1.0406939609762831E-6,0.30081593064207102,1.6631993150573122E-3,2.1201960219713303E-6,0.21304492086843052,1.1779168932592988E-3,1.5015727151229227E-6,39.707702844753371,5.1559178766776679,9.964921303265252E-2,44.963269934463696,17.748139907882191,2.993758767103162,4.4524116461397936E-2,20.786422791446753,28.121929554632828,3.6515423691038262,7.0573917610777359E-2,31.84404584134743,12.569650331237401,2.1202504078667377,3.1533027017581379E-2,14.72143376612172]
["Statewide",2027,8,9,0.23914314993362981,4.717231945517569E-6,1.4356792877662167E-6,0.16936680628945372,3.340854669517526E-6,1.0167818559401167E-6,0.29390405990985546,1.6249838567102479E-3,2.071480115205541E-6,0.20814977136602672,1.1508518063733635E-3,1.4670709635707394E-6,38.795335908100924,5.037449955801768,9.7359565414660426E-2,43.930145429317356,17.340339534681473,2.924970942078446,4.3501082419316363E-2,20.308811559179233,27.475769820315527,3.5676405997574268,6.8952335287824754E-2,31.112362755360778,12.280836510595577,2.0715332514720544,3.0808490234985528E-2,14.383178252302617]
["Statewide",2027,8,15,0.28620391435730502,5.6455317583344897E-6,1.7182053177539752E-6,0.20269634708621206,3.9982984416662753E-6,1.2168734387679969E-6,0.35174117433449237,1.9447629617949636E-3,2.4791248156164494E-6,0.24911137682207707,1.3773268936226914E-3,1.7557745330795381E-6,46.429835012152992,6.0287651815643875,0.11651886633397313,52.575119060051357,20.75272928573505,3.5005733312309344,5.2061621127945441E-2,24.305364238093929,32.882701740514172,4.2697133702303436,8.252140305473829E-2,37.234936513799255,14.697571232502547,2.4791884085208444,3.6871265194670301E-2,17.213630906218061]
["Statewide",2027,8,21,0.27710310606961519,5.4660132415104194E-6,1.6635692474162146E-6,0.19625094049703568,3.8711592036293478E-6,1.1781788880611061E-6,0.34055639022106221,1.882922735325524E-3,2.4002927712719665E-6,0.24119004951308071,1.333530190015449E-3,1.6999438242024527E-6,44.953443509180211,5.8370604795091241,0.11281376024978243,50.903317748939124,20.09282702304267,3.389260923585943,5.0406148196711298E-2,23.532494094825324,31.837086535726652,4.1339435890478917,7.9897359737515272E-2,36.050927484512059,14.230212921271761,2.4003543420278084,3.5698820308251507E-2,16.66626608360782]
["Statewide",2027,9,8,0.20059513872732435,3.956850935444648E-6,1.204258980352719E-6,0.14206619764298412,2.8023349449302179E-6,8.5288454845702296E-7,0.2465290169779209,1.3630491287620846E-3,1.73757367165178E-6,0.17459765113413056,9.6534346820357044E-4,1.2305905627737044E-6,32.541830241085556,4.2254522991624626,8.1665962567633657E-2,36.848948502815652,14.545212001697333,2.4534884317717522,3.648904710468738E-2,17.035189480573774,23.046889949705236,2.9925647514310683,5.7837756450364111E-2,26.097292457586668,10.301261416913704,1.7376182427664268,2.5842401818247793E-2,12.064722061498378]
["Statewide",2027,9,12,0.17270948644564843,3.4067908990136481E-6,1.0368494040476321E-6,0.12231692249311497,2.4127694831403465E-6,7.3432114704271424E-7,0.21225788514289382,1.1735654040384842E-3,1.4960255686972974E-6,0.1503260291017442,8.3114663543134638E-4,1.0595205121616305E-6,28.018040838861985,3.6380527525193012,7.0313201728772978E-2,31.726406793110058,12.523215223430736,2.1124177272692717,3.1416536942643243E-2,14.66704948764265,19.843035841430233,2.5765545698371737,4.9797464071596631E-2,22.469387875339002,8.8692357170029084,1.4960639437764234,2.2249930755394241E-2,10.387549591534727]
["Statewide",2027,9,19,0.26952850173758042,5.3165999485114481E-6,1.6180956365034845E-6,0.1908864274638209,3.7653411935402059E-6,1.145973406729628E-6,0.3312472924442133,1.8314531040024438E-3,2.3346808469550272E-6,0.23459712740622241,1.2970781859312631E-3,1.6534759154241773E-6,43.724642602636159,5.677504622407576,0.10972999980688627,49.511877224850622,19.543590254208585,3.296615587204399,4.9028297786055573E-2,22.88923413919904,30.966820817621358,4.0209423763869161,7.7713368024936336E-2,35.065476562033211,13.841230516967123,2.3347407346762736,3.4722994223907726E-2,16.210694245867305]
["Statewide",2027,9,24,0.19105360705337671,3.7686389041403634E-6,1.1469770577818498E-6,0.1353086603805759,2.669038755362989E-6,8.1231614293656194E-7,0.2348025891144844,1.2982141755436567E-3,1.6549240405138117E-6,0.1662927189754419,9.194258286409115E-4,1.1720561490941821E-6,30.993941763111941,4.024463944185336,7.7781429904149144E-2,35.096187137201426,13.85335275775458,2.336785515978582,3.4753404850790044E-2,16.224891678583951,21.950638904758332,2.8502200687868258,5.5086639007426559E-2,24.855945612552585,9.8112704195510716,1.6549664915536406,2.4613179130977825E-2,11.490850090235689]
["Statewide",2027,10,8,0.20875859522449913,4.1178796656633617E-6,1.2532677243323274E-6,0.14784774963639521,2.9163792809923583E-6,8.8759369421506556E-7,0.25656180699546077,1.4185200256978615E-3,1.808286287965215E-6,0.18170310911574128,1.0046292627522806E-3,1.2806709016531658E-6,33.86615852340082,4.3974120796633711,8.4989455534365113E-2,38.348560058598551,15.137146612732186,2.5533360462561507,3.7974012047269516E-2,17.728456671035605,23.984810403277848,3.1143507145320699,6.0191532377698795E-2,27.159352650187614,10.720483437828735,1.8083326729541052,2.6894088934716481E-2,12.555710199717556]
["Statewide",2027,10,12,0.18899039114292027,3.7279408201433669E-6,1.1345906843914594E-6,0.1338474423212814,2.6402154145707307E-6,8.0354382182587454E-7,0.23226692153328021,1.2841945703476478E-3,1.6370522731933913E-6,0.16449689952521118,9.0949681433234351E-4,1.1593989429201904E-6,30.659233642392987,3.981003168077708,7.6941456840089392E-2,34.717178267310786,13.703748370463533,2.3115502266257661,3.4378097737061221E-2,16.04967669482636,21.713590737327877,2.8194401244302649,5.4491750317248948E-2,24.587522612075393,9.7053170719874604,1.6370942657982184,2.4347377801323997E-2,11.366758715587002]
["Statewide",2027,10,19,0.29995119831210953,5.9167045979232575E-6,1.8007361819766438E-6,0.21243249708350734,4.1903494278907959E-6,1.2753237389232858E-6,0.36863642125321866,2.038176109971564E-3,2.5982050625662999E-6,0.26107698826815268,1.4434842833555991E-3,1.8401099661607407E-6,48.660007605424866,6.3183459409118488,0.1221156379406161,55.10046918427733,21.749548853939903,3.6687169979488155,5.4562306313892299E-2,25.472828158202613,34.462162451396154,4.4748012784023574,8.6485168409554808E-2,39.023448898208066,15.403542307821008,2.5982717100400783,3.8642309289375558E-2,18.040456327150462]
["Statewide",2027,10,24,0.19607949248409051,3.8677772959983545E-6,1.1771496118255863E-6,0.13886811071153013,2.7392508973972494E-6,8.336850557295976E-7,0.24097934196372359,1.3323651963563028E-3,1.6984587256340599E-6,0.17066724069435907,9.4361238522080028E-4,1.2028884375527049E-6,31.809273139211513,4.1303321087045388,7.9827560104800813E-2,36.019432808020852,14.217781175859692,2.3982573534413452,3.5667633238315261E-2,16.651706162539352,22.528075771655399,2.925198394184481,5.6535756564977134E-2,25.509809922404855,10.069367200967186,1.6985022933974405,2.5260657188606803E-2,11.793130151553234]
["Statewide",2027,11,12,0.22357527595083465,4.4101469527180074E-6,1.3422186377837414E-6,0.1583412715922882,3.123369851305856E-6,9.5059082431047793E-7,0.27477132970630019,1.5191997524515118E-3,1.9366297488022551E-6,0.19459952160527355,1.0759330144302739E-3,1.3715667607908324E-6,36.269815521231628,4.7095192325996864,9.1021598193705991E-2,41.070356352025023,16.211508452671712,2.7345595544127215,4.066922472484736E-2,18.986737231809283,25.68713685189611,3.3353923447338492,6.4463637757169123E-2,29.086992834387129,11.481371774711139,1.9366794259744931,2.8802901976607481E-2,13.44685410266224]
["Statewide",2027,11,15,0.25799222329164356,5.0890404251353359E-6,1.5488383902585806E-6,0.18271616359719353,3.6041781841641946E-6,1.0969237951804071E-6,0.3170693447486494,1.7530637951455334E-3,2.2347525345159516E-6,0.22455597121336049,1.2415610327449094E-3,1.5827043330460158E-6,41.85315350682172,5.4344977649511534,0.10503336912224973,47.392684640895119,18.707091340170315,3.1555148312619603,4.6929803224834983E-2,21.909535974657111,29.641388200163586,3.848839201509219,7.4387103653162742E-2,33.56461450532597,13.248802301588269,2.2348098589408369,3.3236790993966328E-2,15.516848951523071]
["Statewide",2027,11,23,0.23486719539244377,4.6328863585130411E-6,1.4100088917213606E-6,0.16633847466180493,3.281119139984145E-6,9.9860147738647892E-7,0.28864896311952992,1.5959286355869055E-3,2.0344414009122483E-6,0.20442798815640348,1.1302742150475819E-3,1.4408392745147766E-6,38.101663131777947,4.947378770319407,9.5618745842875677E-2,43.144660647940235,17.030288824052267,2.8726715440564301,4.2723269419157217E-2,19.945683637527853,26.98449443664526,3.5038500666475039,6.7719445902194503E-2,30.556063949194961,12.061251301227806,2.0344935870856475,3.0257624764810309E-2,14.126002513078262]
["Statewide",2027,12,3,0.21893512288581113,4.3186173468041643E-6,1.3143618012012674E-6,0.1550550059997535,3.0585464305268698E-6,9.3086195711687341E-7,0.26906863730305947,1.4876697929882346E-3,1.8964363131618285E-6,0.19056074064978282,1.0536027551767127E-3,1.34310082384006E-6,35.517060124003848,4.6117763582635272,8.9132506718605939E-2,40.21796898898598,15.875049600880509,2.6778056273788224,3.9825162576398399E-2,18.592680390835731,25.154017765771332,3.2661685410478092,6.3125738720482813E-2,28.483312045539623,11.243083698337186,1.8964849593180828,2.820511730064126E-2,13.16777377495591]
["Statewide",2027,12,15,0.25130361148466884,4.9571038285998139E-6,1.5086837739216826E-6,0.1779791313193648,3.5107375817713463E-6,1.068485350973888E-6,0.30884912114711016,1.7076145058259272E-3,2.17681515951557E-6,0.21873421542079738,1.2093727765380164E-3,1.5416717206908955E-6,40.768083991418543,5.2936049680603743,0.10231031249723178,46.163999271976145,18.2220981476795,3.0737061104866692,4.571311834982697E-2,21.341517376515995,28.872916435545253,3.7490556072678509,7.2458570872472081E-2,32.694430613685576,12.905318709827045,2.1768709977684297,3.2375106134508808E-2,15.114564813729984]
["Statewide",2027,12,20,0.30236252825826243,5.964269425334507E-6,1.8152124337974588E-6,0.21414025769468678,4.2240359579569427E-6,1.2855761611173306E-6,0.37159991680453691,2.0545611589967523E-3,2.6190922259077615E-6,0.26317580555444781,1.4550885606475156E-3,1.8549027467550052E-6,49.051189018198869,6.3691395928899324,0.1230973346176648,55.543425945706467,21.924395091467677,3.698210086194154,5.5000936744062992E-2,25.677606114405894,34.739206333187113,4.5107745380072988,8.7180429097485246E-2,39.337161300291896,15.527372527712421,2.6191594091655279,3.895295768185511E-2,18.185484894559803]
["Statewide",2027,12,23,0.25489291334083286,5.0279048086099097E-6,1.5302318982725814E-6,0.18052115935719915,3.5608805019001542E-6,1.0837462397087428E-6,0.31326033003208703,1.7320039042876662E-3,2.2079060246504386E-6,0.22185833735751831,1.2266459224589098E-3,1.5636910030083285E-6,41.350363564235487,5.3692121032917655,0.10377158315857062,46.823347250685821,18.482359471893133,3.1176070277177992,4.6366026517659212E-2,21.646332526128592,29.285300531192416,3.8026023596226204,7.3493477141391442E-2,33.161396367956428,13.089641904093581,2.2079626604260376,3.2837511063174896E-2,15.330442075582793]
["Statewide",2028,1,7,0.21303344989175918,4.2022035570415616E-6,1.2789315173604752E-6,0.13327453776264095,2.6289145527793667E-6,8.0010442910676379E-7,0.26181555205393731,1.4475677731495781E-3,1.8453154750486856E-6,0.16379280670142751,9.0560391311612714E-4,1.1544363905683305E-6,35.083283975227602,4.63221687407865,8.8575142802336915E-2,39.804075992108586,15.708933123236239,2.7503787689841985,4.0596940451071081E-2,18.499908832671508,21.948236097991288,2.8979325219716068,5.5412946747279868E-2,24.901581566710174,9.8275684020856513,1.7206474349206415,2.5397600592503271E-2,11.573613437598796]
["Statewide",2028,1,11,0.20574188165942006,4.05837330889079E-6,1.2351570940102405E-6,0.12871290490064904,2.5389338016423051E-6,7.7271898310852765E-7,0.25285430224523925,1.3980213794061622E-3,1.7821552356433467E-6,0.15818661468493145,8.7460750045269503E-4,1.1149231041994469E-6,33.882476500862062,4.4736684140997189,8.5543451310880647E-2,38.441688366272665,15.171258134714355,2.6562406208717082,3.9207415184153625E-2,17.866706170770218,21.197006367780816,2.798744001448624,5.3516309001573448E-2,24.049266678231014,9.4911968810958864,1.6617542508601206,2.4528308292387831E-2,11.177479440248394]
["Statewide",2028,1,20,0.25230895819690768,4.9769348529407169E-6,1.5147193030689141E-6,0.15784544537091097,3.1135894026852073E-6,9.4761416603462837E-7,0.31008468018539337,1.7144458626021436E-3,2.1855235658565755E-6,0.19399015713251749,1.0725638624989088E-3,1.367271868135678E-6,41.551347144842708,5.4862267603268595,0.10490513116111562,47.142479036330684,18.605080811123603,3.2574471389440727,4.808151844884466E-2,21.910609468516522,25.994681055757344,3.4322043599965082,6.5629049670512543E-2,29.492514465424364,11.639409427951049,2.0378713387479266,3.0079981098984916E-2,13.707360747797962]
["Statewide",2028,2,6,0.15695641968840468,3.0960528755002633E-6,9.422769621087759E-7,9.819253405265535E-2,1.9369024727367693E-6,5.8949205691988626E-7,0.19289755524312513,1.0665229101125475E-3,1.3595710453283764E-6,0.12067744536659958,6.6722079528232269E-4,8.5055282498440722E-7,25.848272402578768,3.4128733123601518,6.5259410175762075E-2,29.326405125114682,11.573853314587508,2.0263935292138404,2.991056299722428E-2,13.630157406798572,16.170777679124342,2.1351065449034325,4.0826535599251548E-2,18.346710759627026,7.2406467219959749,1.267719511036413,1.8712162149656958E-2,8.5270783951820448]
["Statewide",2028,2,7,0.16381553164661869,3.2313526825662345E-6,9.8345516425928883E-7,0.10248362062219477,2.0215465474360886E-6,6.152532970457662E-7,0.20132732148336585,1.1131307523466207E-3,1.4189853084312594E-6,0.12595113923808327,6.9637883892765791E-4,8.8772261430889107E-7,26.977861078771024,3.5620184075091861,6.8111294804700448E-2,30.607990781084911,12.079639289001951,2.1149484294585794,3.1217676785487706E-2,14.225805395246018,16.877452657903156,2.2284122845685053,4.2610685486826769E-2,19.14847562795849,7.5570683542849961,1.3231197939625501,1.9529897514795603E-2,8.8997180457623415]
["Statewide",2028,2,18,0.22339152056239814,4.4065222752445601E-6,1.3411154750744312E-6,0.13975458623129028,2.7567371212004081E-6,8.3900694993055912E-7,0.27454549654023713,1.5179511298592456E-3,1.9350380426073936E-6,0.1717567084643559,9.4963600918568857E-4,1.2105671706140921E-6,36.789096536391774,4.8574436155495855,9.2881826045154894E-2,41.739421977986517,16.472729792414228,2.8841071467325667,4.2570836937362661E-2,19.399407776084157,23.01539893422369,3.0388352293942034,5.810722418947642E-2,26.112341387807369,10.305402507861354,1.8043084174528083,2.6632477753510027E-2,12.136343403067674]
["Statewide",2028,2,24,0.17413906095732951,3.434990053189175E-6,1.0454317553184447E-6,0.1089420598844943,2.1489428622155823E-6,6.5402608850039465E-7,0.21401481505304731,1.1832793996268624E-3,1.5084086755308985E-6,0.13388848354586649,7.4026409988408952E-4,9.4366621340771212E-7,28.67798521710834,3.7864940788059598,7.2403616425483125E-2,32.536882912339784,12.840888903182838,2.2482308592910387,3.3184990861679767E-2,15.122304753335557,17.94105679514611,2.3688451196290865,4.5295978243570179E-2,20.355197893018765,8.0333090127519888,1.40650178977977,2.0760656694969667E-2,9.4605714592267294]
["Statewide",2028,3,2,0.16598293362842409,3.2741058949003034E-6,9.9646701149139662E-7,0.10383955555831731,2.0482931199325025E-6,6.2339355824032682E-7,0.20399103249531023,1.1278583045780481E-3,1.4377595451518723E-6,0.12761756699405549,7.0559245170544421E-4,8.9946784831818578E-7,27.334798354371571,3.609146574649754,6.9012458167289875E-2,31.012957387188614,12.239461949718613,2.1429307786982914,3.1630709993341187E-2,14.414023438410245,17.100753977203436,2.2578958454574214,4.3174456719272919E-2,19.401824279380133,7.6570540196433292,1.340625658240344,1.9788292663000088E-2,9.0174679705466723]
["Statewide",2028,3,11,0.17960612956474042,3.5428310291501108E-6,1.0782529219152512E-6,0.11236227883104727,2.2164085875764038E-6,6.7455913534934038E-7,0.22073377672922215,1.2204282714763622E-3,1.5557649301920051E-6,0.13809189156508639,7.6350457562468911E-4,9.7329246671833376E-7,29.578326081715769,3.9053704687243589,7.467671664921624E-2,33.558373267089344,13.244026603753328,2.3188137158050881,3.4226828464224111E-2,15.59706714802264,18.504313469721577,2.4432146419990053,4.6718038402480018E-2,20.994246150123065,8.2855134939051833,1.4506586936869093,2.1412434267803343E-2,9.7575846218598965]
["Statewide",2028,3,21,0.261645352170356,5.1611004287463011E-6,1.5707696957053963E-6,0.16368632900591501,3.2288040884528686E-6,9.8267950518130784E-7,0.32155899627797613,1.7778868998676934E-3,2.2663962752320711E-6,0.20116853298925919,1.1122528170787861E-3,1.4178661431901726E-6,43.088905501248803,5.6892380795766186,0.10878702121113941,48.886930602036564,19.293539776678568,3.3779851097486175,4.9860718055105564E-2,22.72138560448229,26.95658342056073,3.5592090146521156,6.8057574873128288E-2,30.583850010085975,12.070111979355552,2.1132803524496935,3.1193055150183797E-2,14.214585386955429]
["Statewide",2028,3,24,0.19359712145774316,3.8188111436776095E-6,1.1622468698149246E-6,0.12111509665532889,2.3890627985184943E-6,7.2710606911432434E-7,0.23792853777782672,1.3154974213633783E-3,1.6769561978758196E-6,0.14884899957726097,8.2298019794182749E-4,1.0491101854363821E-6,31.882424062228779,4.2095917483628105,8.0493897498039341E-2,36.172509708089628,14.275712266669602,2.4994451005904188,3.689303635326803E-2,16.812050403613291,19.945765943352971,2.6335366334138479,5.0357288900946338E-2,22.629659865667765,8.9309399746356579,1.5636623760894723,2.3080424079600405E-2,10.517682774804731]
["Statewide",2028,4,9,0.13263809080031549,2.6163602816528785E-6,7.9628356398131085E-7,8.2978894864224148E-2,1.6368049587282634E-6,4.9815803091729757E-7,0.16301062102645977,9.0127923963198944E-4,1.1489234280301768E-6,0.10198006547206964,5.6384372556539267E-4,7.1877087318067214E-7,21.84342321754561,2.8840935668223664,5.5148324545448484E-2,24.782665108913424,9.7806372615875858,1.7124305553007799,2.5276315416663891E-2,11.51834413230503,13.665328773257333,1.8042999218092566,3.4501001912672261E-2,15.504129696979261,6.1188039283241782,1.0713030785742461,1.5812959209974786E-2,7.2059199661083992]
["Statewide",2028,4,17,0.14984230264107024,2.9557229508958961E-6,8.9956785462049017E-7,9.3741915327968869E-2,1.8491115373441542E-6,5.6277307658300345E-7,0.18415439081016607,1.0181823017368777E-3,1.2979479045238501E-6,0.11520768839192057,6.3697872653816238E-4,8.1200115335547629E-7,24.676688368562253,3.2581833655580086,6.2301499417144801E-2,27.997173233537406,11.049263448609965,1.9345463733000676,2.8554853899524703E-2,13.012364675809557,15.437830244517356,2.0383319249221197,3.8976055361062863E-2,17.515138224800538,6.9124613035152338,1.2102595804225085,1.786402537382048E-2,8.1405849093115616]
["Statewide",2028,4,19,0.19577795975551976,3.8618293948344373E-6,1.1753393810365679E-6,0.1224794374019061,2.415975180312041E-6,7.352967940080126E-7,0.24060876186077171,1.3303162737075326E-3,1.695846821209905E-6,0.15052575797335457,8.3225092841792629E-4,1.060928231354418E-6,32.241574089343409,4.2570120758641039,8.1400647418075442E-2,36.579986812625592,14.436525711646302,2.5276009200443119,3.7308630066617908E-2,17.001435261757234,20.170451568429513,2.6632029709373639,5.0924555105012065E-2,22.884579094471889,9.0315454784012736,1.5812767639940599,2.3340421089797194E-2,10.636162663485131]
["Statewide",2028,5,5,0.14155878767948138,2.7923260005386547E-6,8.4983834799002543E-7,8.8559716813526188E-2,1.7468897827710996E-6,5.3166210779989991E-7,0.17397405038138664,9.6189560444642449E-4,1.2261953306713221E-6,0.10883882863960807,6.0176555429980103E-4,7.6711246982556972E-7,23.31252275110581,3.0780659342285586,5.8857375872223464E-2,26.44944606120659,10.438443022883199,1.8276016484482065,2.6976297274769086E-2,12.293020968606175,14.584403037707482,1.9256497737593632,3.6821398551627346E-2,16.546874210018473,6.5303297183764846,1.1433545531696219,1.6876474336162534E-2,7.6905607458822685]
["Statewide",2028,5,8,0.1308120848632236,2.5803412966159026E-6,7.8532126418744868E-7,8.1836538594157585E-2,1.6142713444816674E-6,4.9129997440746401E-7,0.16076648165437343,8.8887148230816515E-4,1.1331063954704616E-6,0.10057612333227085,5.5608138531861961E-4,7.0887567735934088E-7,21.542708541686039,2.8443887433861286,5.4389106982582154E-2,24.441486392054752,9.6459888992624059,1.6888558163855139,2.4928340700350157E-2,11.359773056348271,13.477200526524294,1.7794604330195827,3.4026032513248365E-2,15.290686992057125,6.0345673999362512,1.0565546321053774,1.5595264901905499E-2,7.1067172969435335]
["Statewide",2028,5,17,0.13633720783423053,2.6893274272618368E-6,8.1849095612316779E-7,8.5293076571723261E-2,1.6824534829756731E-6,5.1205106003607446E-7,0.16755679144635707,9.2641483505197979E-4,1.1809655224062849E-6,0.1048241670045278,5.7956864980940261E-4,7.3881652948062158E-7,22.452610053811849,2.9645274721663353,5.668634507550168E-2,25.473823871053686,10.053407486781424,1.7601881865987616,2.5981241492938269E-2,11.839576914873122,14.046438378606727,1.8546196793900884,3.5463193415069837E-2,15.936521251411886,6.2894500202716683,1.1011804346378649,1.6253963648573674E-2,7.4068844185581062]
["Statewide",2028,6,1,0.19639739941633561,3.8740481874577341E-6,1.1790581440088757E-6,0.12286696121334992,2.4236193035223396E-6,7.376232662894077E-7,0.24137004576638843,1.3345253821403318E-3,1.701212464927092E-6,0.15100202008467448,8.3488416268728252E-4,1.064284998503288E-6,32.343586132696046,4.2704812228490621,8.165819831650041E-2,36.695725553861614,14.482202745983306,2.5355982260666305,3.7426674228396024E-2,17.055227646278333,20.234270691346381,2.6716293205993042,5.1085679928157823E-2,22.956985691873843,9.0601212050804687,1.5862799091058368,2.3414269967072337E-2,10.669815384153377]
["Statewide",2028,6,5,0.19562336592080573,3.858779945264607E-6,1.1744112876892283E-6,0.12238272291001323,2.4140674330448578E-6,7.3471617527452195E-7,0.24041876789409486,1.3292658046231078E-3,1.6945077150944575E-6,0.15040689702405571,8.3159375095714818E-4,1.0600904814675244E-6,32.216114897808708,4.2536505747939453,8.133637032453396E-2,36.551101842927189,14.425126073645691,2.5256050287839047,3.7279169732078066E-2,16.988010272161674,20.154524201223467,2.6611000030628742,5.0884343110441169E-2,22.86650854739678,9.0244138214433427,1.5800281268185816,2.3321990592285537E-2,10.627763938854208]
["Statewide",2028,6,12,0.17756081498471352,3.5024860588751375E-6,1.0659740179185201E-6,0.11108272223854605,2.1911686204858996E-6,6.6687740623483905E-7,0.21822010966817706,1.2065303062812052E-3,1.5380482258538645E-6,0.13651933187636062,7.5480995565694708E-4,9.6220882899598191E-7,29.241494695535728,3.8608969800998567,7.3826314840985494E-2,33.176217990476573,13.093206580090623,2.29240758193429,3.383706096878502E-2,15.419451222993699,18.293590471432324,2.4153918581022307,4.6186023791807133E-2,20.755168353326365,8.1911599125816377,1.4341389157481994,2.1168594237911603E-2,9.6464674225677491]
["Statewide",2028,6,20,0.25807875207419834,5.0907472536076856E-6,1.5493578597936435E-6,0.16145505039947494,3.1847908740891279E-6,9.692841790706043E-7,0.31717568758347015,1.7536517604492909E-3,2.2355020548451136E-6,0.19842631837259656,1.0970912215394854E-3,1.3985386012304431E-6,42.501542136185002,5.6116856334377312,0.10730409863256546,48.2205318682553,19.03054125500821,3.3319383448536528,4.91810452065925E-2,22.411660645068455,26.589126661927938,3.5106919089263533,6.712985285906127E-2,30.166948423713354,11.905579102355793,2.0844733209250221,3.0767849227069748E-2,14.020820272507885]
["Statewide",2028,6,23,0.20288933323276007,4.0021052009892629E-6,1.2180320176923847E-6,0.12692833973869058,2.5037322589964692E-6,7.6200547012936026E-7,0.24934855447902673,1.3786382394538233E-3,1.7574461969561547E-6,0.15599340552791047,8.6248133426213155E-4,1.0994650354723625E-6,33.412706300189583,4.4116423662522344,8.4357417453895425E-2,37.908706083895716,14.960913268741605,2.6194126549622641,3.8663816333035401E-2,17.618989740036902,20.903116340740002,2.7599402696388209,5.2774321702673398E-2,23.715830932081499,9.3596043316746282,1.6387145350980499,2.4188230780391975E-2,11.022507097553071]
["Statewide",2028,7,8,0.25038523854671807,4.9389884104412649E-6,1.5031703857864721E-6,0.15664195902970868,3.0898499637078037E-6,9.4038911938933165E-7,0.30772045183314489,1.7013741380837455E-3,2.168860128063338E-6,0.19251108686927318,1.0643861418459535E-3,1.3568471579760354E-6,41.234540545641416,5.4443972418679856,0.10410528614704023,46.783043073656437,18.463227109988694,3.2326108623591163,4.7714922817393438E-2,21.743552895165205,25.796485640482604,3.4060356539070509,6.5128663582849702E-2,29.267649957972505,11.550665212156391,2.0223336695073115,2.9850637475472779E-2,13.602849519139175]
["Statewide",2028,7,12,0.25131127446264945,4.9572549851122959E-6,1.5087297780776552E-6,0.15722129062627282,3.1012776024050382E-6,9.4386709638414209E-7,0.30885853885504,1.7076665759584661E-3,2.1768815369406168E-6,0.19322307844549652,1.0683227149502225E-3,1.3618653819256907E-6,41.387044206575361,5.4645330430670915,0.1044903137731496,46.956067563415601,18.531512331302402,3.2445664943210857,4.789139381269357E-2,21.82397021943618,25.891892511696533,3.4186326878407121,6.5369538332433155E-2,29.375894737869679,11.593384706729791,2.0298131584054229,2.9961038402365196E-2,13.65315890353758]
["Statewide",2028,7,20,0.28493670069638516,5.6205352624501354E-6,1.7105976885717805E-6,0.17825748536775535,3.5162282705474892E-6,1.0701564301666273E-6,0.35018378396048022,1.9361522123648881E-3,2.4681480935107113E-6,0.21907630920411097,1.2112641994585982E-3,1.5440828492404192E-6,46.924627050704352,6.1956870795676418,0.11847110848851414,53.238785238760507,21.011027037628814,3.6786892034932874,5.429925805723565E-2,24.744015499179337,29.356225433350872,3.8760454382675142,7.411597676354012E-2,33.306386848381919,13.144578552246658,2.3014019789713367,3.3969822683289221E-2,15.479950353901284]
["Statewide",2028,8,5,0.23287894436238982,4.5936669985720112E-6,1.3980725647827861E-6,0.14568995470109922,2.8738155730062451E-6,8.7463952221929203E-7,0.28620542647624753,1.5824184186820022E-3,2.0172189863294484E-6,0.1790512050486065,9.8996699064906441E-4,1.261979882059264E-6,38.351527147817166,5.0637389397824073,9.6826511343813523E-2,43.51209259894339,17.17232558857485,3.0065949954958042,4.4378817699247862E-2,20.2232994017699,23.992861476513269,3.1678943700770059,6.0575034338844667E-2,27.22133088092912,10.74307230291639,1.8809372822332224,2.7763557405303806E-2,12.651773142554918]
["Statewide",2028,8,8,0.22824668830327943,4.5022931655020811E-6,1.3702631373267203E-6,0.14279199766482248,2.8166517549664809E-6,8.5724183846805946E-7,0.28051243939845577,1.5509421195770865E-3,1.977093955285696E-6,0.17548965064638988,9.702752980260621E-4,1.2368775097896285E-6,37.588666879393074,4.9630147826466766,9.4900509853713413E-2,42.646582171893463,16.830746363907345,2.9467900271964647,4.3496067016285313E-2,19.821032458120094,23.515613186616243,3.1048809536833986,5.9370120469902164E-2,26.679864260769545,10.529379038783393,1.8435230662495179,2.7211305215371826E-2,12.400113410248283]
["Statewide",2028,8,16,0.28107592259914316,5.5443792622472482E-6,1.687419775466554E-6,0.17584216788322185,3.4685847867187839E-6,1.0556562394361518E-6,0.34543893403479597,1.9099181258602155E-3,2.4347056760303132E-6,0.21610791301600077,1.1948520550075187E-3,1.5231611454721614E-6,46.28881716066266,6.1117380027526895,0.11686587244945504,52.5174210358648,20.726336042087759,3.6288444391344097,5.3563524872666891E-2,24.408744006094839,28.958460344144104,3.8235265760240598,7.3111734982663754E-2,32.855098655150826,12.966474780960047,2.2702189045142855,3.3509545200387549E-2,15.270203230674721]
["Statewide",2028,8,20,0.2743124153665239,5.4109653116895793E-6,1.6468155296446545E-6,0.17161089199420251,3.3851205110348689E-6,1.0302540685758299E-6,0.33712666485439857,1.8639599201963712E-3,2.3761195499158583E-6,0.21090772575273772,1.1661004264751857E-3,1.4865094418022684E-6,45.174973090489409,5.9646717446283883,0.1140537383959612,51.253698573513759,20.227599891263914,3.5415238483731053,5.227463009814888E-2,23.821398369735171,28.261635250866856,3.731521364720594,7.135245320650889E-2,32.06450906879396,12.654463545164264,2.215590810302853,3.2703207719649907E-2,14.902757563186766]
["Statewide",2028,9,4,0.16267110633471368,3.2087782553159641E-6,9.7658468640051088E-7,0.10176766378759672,2.0074238997553383E-6,6.1095509992553778E-7,0.1999208365159903,1.1053543529073212E-3,1.4090721903778799E-6,0.12507123688475652,6.915138938157194E-4,8.8152092989256145E-7,26.789392093142698,3.5371339293034278,6.7635465138138243E-2,30.394161487584263,11.995250190959418,2.1001732705239102,3.0999588188313359E-2,14.126423049671642,16.759545742557375,2.2128444602103019,4.231300463484295E-2,19.014703207402519,7.5042742130853917,1.3138763982498669,1.939346045763635E-2,8.8375440717928946]
["Statewide",2028,9,13,0.16820637466105068,3.3179645087514282E-6,1.0098152852721738E-6,0.10523054873810367,2.0757312358288029E-6,6.3174428916528785E-7,0.20672361482786072,1.1429666436016334E-3,1.4570191973212792E-6,0.12932708091055106,7.1504428615093939E-4,9.1151676008134375E-7,27.700964386933336,3.6574932595252267,6.9936921471421401E-2,31.428394567929981,12.403416889671643,2.1716366228431037,3.2054422341068145E-2,14.607107934855813,17.329828842013843,2.2881417156830062,4.3752804483904499E-2,19.661723362180755,7.7596248546330635,1.3585841436867849,2.0053368721789564E-2,9.138262367041639]
["Statewide",2028,9,16,0.23382220167473411,4.6122732748875509E-6,1.4037353445309938E-6,0.14628006006886088,2.8854557303463123E-6,8.781821788010515E-7,0.28736467838755914,1.5888278763884376E-3,2.0253895685375762E-6,0.17977643746027241,9.9397677180581884E-4,1.2670914294129456E-6,38.506866903932924,5.0842492044430001,9.7218699289803659E-2,43.688334807665726,17.24188070325355,3.0187729651380315,4.4558570507826675E-2,20.305212238899408,24.090042619676503,3.1807256697786204,6.0820388611821388E-2,27.331588678066943,10.786586247616345,1.8885558664310558,2.7876011447084802E-2,12.703018125494484]
["Statewide",2028,9,24,0.17892425774156662,3.5293807273207821E-6,1.0741593517932816E-6,0.11193569722100888,2.2079940275156122E-6,6.7199818228736033E-7,0.21989576444568176,1.2157949348940243E-3,1.5498584933017346E-6,0.13756762788825533,7.6060594260896508E-4,9.6959737730033407E-7,29.466032435721356,3.8905437916608774,7.4393207678483259E-2,33.430969435060717,13.193745866740906,2.3100103762986461,3.4096886852638161E-2,15.53785312989219,18.434062137026213,2.4339390163486883,4.6540674110416035E-2,20.914541827485319,8.2540576732953195,1.4451512909570337,2.1331142300607349E-2,9.72054010655296]
["Statewide",2028,10,7,0.19951402575534355,3.9355253793935685E-6,1.1977685937284774E-6,0.12481673452322778,2.4620796689830521E-6,7.4932859490788542E-7,0.24520034211612976,1.3557029383015325E-3,1.7282089709510888E-6,0.15339826807185711,8.4813292249359662E-4,1.0811741155099489E-6,32.856845843561388,4.3382494025649043,8.2954030605652262E-2,37.278049276731949,14.712020526967786,2.5758355827729118,3.8020597360923954E-2,17.325876707101621,20.555367921628854,2.714025351979509,5.189635754447755E-2,23.32128963115284,9.2038960843114257,1.6114525527378336,2.3785830541218876E-2,10.839134467590478]
["Statewide",2028,10,11,0.15487250278166523,3.054946452811578E-6,9.2976631172526291E-7,9.6888827697514571E-2,1.911186138115639E-6,5.8166534638302052E-7,0.19033644638604311,1.0523626411141798E-3,1.3415199640607363E-6,0.11907520590955263,6.58362077056096E-4,8.3925999978121521E-7,25.505083815729776,3.3675604515653754,6.4392958274915341E-2,28.937037225570066,11.420186783162587,1.9994890181169416,2.9513439209336197E-2,13.449189240488865,15.956077591880053,2.1067586465795074,4.0284479989498329E-2,18.103120718449059,7.1445123545731581,1.2508879464065823,1.8463719995186735E-2,8.4138640209749287]
["Statewide",2028,10,19,0.29063371324971649,5.7329120109292264E-6,1.7447993076741126E-6,0.18182155812280379,3.5865315924738308E-6,1.0915530933616007E-6,0.35718534398528617,1.9748635592431421E-3,2.5174961439297907E-6,0.22345651182673912,1.2354821655291375E-3,1.5749551775645952E-6,47.862836094028346,6.3195633895780547,0.12083981490862995,54.303239298515031,21.431120639117172,3.75224076256197,5.5384915166455398E-2,25.238746316845599,29.943172584783042,3.9535429296932398,7.5597848523100572E-2,33.972313362999387,13.407390709604346,2.3474161145053611,3.4649013906421097E-2,15.789455838016128]
["Statewide",2028,10,24,0.17875532438577216,3.5260484227039101E-6,1.073145172127277E-6,0.11183001187010443,2.2059093250535174E-6,6.7136370762498368E-7,0.21968814737976972,1.2146470283949165E-3,1.5483951769264996E-6,0.13743774186094307,7.5988780793039218E-4,9.6868192100176193E-7,29.438211748889142,3.8868704908637328,7.4322968492471983E-2,33.399405208245348,13.181288842786183,2.3078293539503414,3.4064693892382994E-2,15.523182890628906,18.416657409366373,2.4316409853772551,4.6496732208084569E-2,20.894795126951713,8.2462645116565838,1.4437868350677452,2.1311002262038761E-2,9.7113623489863681]
["Statewide",2028,11,7,0.2314007219118383,4.564508236682916E-6,1.3891981589904528E-6,0.14476517310502726,2.8555737404936765E-6,8.6908766015024934E-7,0.28438870883333128,1.5723738590973368E-3,2.0044144865433675E-6,0.17791465957075819,9.8368307591006096E-4,1.2539693382167883E-6,38.108086983666389,5.0315963491114779,9.6211895354081645E-2,43.235895228131945,17.063322529999876,2.9875103322849399,4.4097118703954087E-2,20.094929980988773,23.840564382481599,3.147785842912195,6.0190528234405835E-2,27.048540753628199,10.674879574245491,1.8689978442291157,2.7587325440769341E-2,12.571464743915376]
["Statewide",2028,11,17,0.26870017160971504,5.3002606749772255E-6,1.6131228141235036E-6,0.16809985092116914,3.315863268599391E-6,1.0091757773998147E-6,0.33022928466271151,1.8258245794715027E-3,2.3275057746639122E-6,0.20659269843056205,1.1422428120483902E-3,1.4560964788197323E-6,44.250724144803343,5.8426386543088089,0.11172027718386779,50.20508307629602,19.813757079762691,3.4690667009958549,5.1205127042606068E-2,23.334028907801155,27.683421589695314,3.6551769985548486,6.9892630983347151E-2,31.408491219233511,12.395561905833723,2.1702613428919415,3.2034122534034114E-2,14.597857371259698]
["Statewide",2028,11,19,0.31871837715085855,6.286897662495494E-6,1.9134036364116722E-6,0.19939143084253685,3.9331071263965244E-6,1.1970326036858986E-6,0.39170105871113231,2.1656995730413827E-3,2.7607681039654121E-6,0.2450496744402704,1.354869902714768E-3,1.7271470424610823E-6,52.487941867291731,6.9302386337324249,0.13251686899033979,59.55069737001449,23.502063522667939,4.1148291887786268,6.0736898287239063E-2,27.677629609733806,32.836656374996231,4.3355836886872581,8.2903058038131944E-2,37.255143121721623,14.702980466416223,2.5742528151580593,3.7997234934143809E-2,17.315230516508425]
["Statewide",2028,12,4,0.1937545866541894,3.8219172324582809E-6,1.1631922011829552E-6,0.12121360748205934,2.3910059794917363E-6,7.2769747201922413E-7,0.23812206061359639,1.3165674014246505E-3,1.6783201759925493E-6,0.14897006820050687,8.2364958154404466E-4,1.0499634953420232E-6,31.908356122221917,4.213015684558882,8.055936844764236E-2,36.201931175228445,14.287323636815783,2.5014780627068358,3.6923043871836085E-2,16.825724743394456,19.961989138867921,2.6356786609409428,5.0398247776417111E-2,22.648066047585282,8.9382040920304124,1.564934204933685,2.3099196897524508E-2,10.526237493861622]
["Statewide",2028,12,10,0.19658627939308015,3.877773950292318E-6,1.180192071828097E-6,0.1229851252463036,2.4259501549442388E-6,7.3833265585259453E-7,0.24160217698995184,1.3358088264420018E-3,1.7028485607805396E-6,0.15114724226239543,8.3568709033144371E-4,1.0653085463016006E-6,32.374691716653544,4.2745882446144057,8.1736730917465902E-2,36.731016692185413,14.49613061939711,2.5380367702398035,3.7462668337171871E-2,17.071630057974083,20.253730463160988,2.6741986890606197,5.1134810222476824E-2,22.979063962444084,9.0688345357437257,1.5878054716297429,2.3436788018635211E-2,10.680076795392104]
["Statewide",2028,12,15,0.23031354443366919,4.5430630548665441E-6,1.3826713645246005E-6,0.14408503073328913,2.8421575530580185E-6,8.6500447266983175E-7,0.28305258076625039,1.5649864601612014E-3,1.994997254528352E-6,0.17707877276226699,9.7906149099472538E-4,1.2480778819950427E-6,37.929045822677551,5.0079566725158449,9.5759868217360891E-2,43.032762363410761,16.983154845975022,2.9734742743062825,4.3889939599623742E-2,20.000519059880929,23.728555550143778,3.1329967711831213,5.9907738335762052E-2,26.92146005966266,10.62472636573602,1.8602168328899782,2.745771340389094E-2,12.512400912029889]
["Statewide",2028,12,22,0.25234822358887649,4.9777093846862423E-6,1.5149550301218999E-6,0.15787000994970068,3.1140739526956393E-6,9.4776163777693379E-7,0.31013293688066895,1.7147126719508304E-3,2.1858636863187409E-6,0.19402034670490659,1.0727307794438066E-3,1.3674846487924328E-6,41.55781354200964,5.4870805502426574,0.10492145694329956,47.149815549195601,18.607976212840136,3.2579540767065778,4.8089001099012298E-2,21.914019290645726,25.998726458457483,3.4327384942201813,6.5639263142036774E-2,29.4971042158197,11.641220802294395,2.0381884809432327,3.008466227343352E-2,13.709493945511062]
["Statewide",2029,1,6,0.17536121822880155,3.4590977866744727E-6,1.0527688915965787E-6,0.1061353693714235,2.0935793272236195E-6,6.3717631698110161E-7,0.21551683166541391,1.1915839897313847E-3,1.5189951150179204E-6,0.13043909460484551,7.2119256563446684E-4,9.1935440021558927E-7,29.310289106496292,3.9322271661135697,7.4430760635878099E-2,33.316947033245739,13.146526731590249,2.2640095804896307,3.3417892530394247E-2,15.443954204610275,17.739716866258991,2.3799354665937407,4.5048365610563877E-2,20.164700698463296,7.9567847708955766,1.370265874705487,2.0225796804742964E-2,9.347276442405807]
["Statewide",2029,1,12,0.21238046744806188,4.1893231143271204E-6,1.2750113826212977E-6,0.12854084607501579,2.535539845390534E-6,7.7168603990146691E-7,0.26101304447090279,1.4431307406440775E-3,1.8396592806393007E-6,0.15797515645411458,8.7343835630561753E-4,1.1134327147149736E-6,35.497774048042778,4.7623314441254561,9.0143304751325731E-2,40.350248796919558,15.92179571272507,2.741948407223747,4.0472504174064616E-2,18.704216624122882,21.484621277759583,2.8823465758085378,5.4558203021033709E-2,24.421526056589155,9.6364845437009894,1.6595328769806734,2.449551972372942E-2,11.320512940405392]
["Statewide",2029,1,18,0.24247709336539047,4.7829958382538424E-6,1.4556943855555174E-6,0.1467564842921355,2.8948534637385215E-6,8.8104235852911537E-7,0.29800143635729376,1.647638088108052E-3,2.1003590420158176E-6,0.18036195711031747,9.9721408666088307E-4,1.2712182601634377E-6,40.52819534459195,5.4372056907565716,0.10291759305877507,46.068318628407297,18.178087617794919,3.1305123674052986,4.6207898924347984E-2,21.354807884124565,24.529226167003177,3.2908064859809141,6.2289694748008446E-2,27.882322347732099,11.002079383729365,1.8947067646556779,2.7966801723595631E-2,12.924752950108639]
["Statewide",2029,2,5,0.12058076009089294,2.3785227119129822E-6,7.2389821666916858E-7,7.2980124343319505E-2,1.4395736362747413E-6,4.3813110669231259E-7,0.14819230635527408,8.1934936723854614E-4,1.0444817126226574E-6,8.9691696555726286E-2,4.9590182261759902E-4,6.3216059679890809E-7,20.154153664317274,2.7038529118872021,5.1179603918510209E-2,22.909186180122987,9.0397306876717192,1.5567637977532376,2.2978597677698463E-2,10.619473083102655,12.198070731578774,1.6364760146380768,3.0975869243146496E-2,13.865522615459998,5.4711934898993038,0.94221346297343811,1.3907533129575978E-2,6.4273144860023175]
["Statewide",2029,2,6,0.13767138865528986,2.7156448877115494E-6,8.2650061799916722E-7,8.3324031586854766E-2,1.6436129729825553E-6,5.0023003525556032E-7,0.16919648365611523,9.3548062805820021E-4,1.192522320255941E-6,0.10240423436017398,5.661889384756864E-4,7.2176047944016545E-7,23.010721777231669,3.0870860725920606,5.8433593692541114E-2,26.156241443516272,10.320985503023028,1.7774131933105803,2.6235491045630704E-2,12.12463418737924,13.926975872983661,1.8684234969697651,3.5366263492568106E-2,15.830765633445994,6.2466582959706134,1.0757589831038041,1.5878730547683639E-2,7.338296009622101]
["Statewide",2029,2,18,0.20138136547818569,3.9723596963964586E-6,1.2089790380337049E-6,0.12188376555220821,2.4042252210126832E-6,7.3172071943864279E-7,0.24749528021461414,1.3683915597630062E-3,1.7443840405914881E-6,0.14979368442222502,8.2820332287319521E-4,1.055768466618613E-6,33.659358109187522,4.5156921472179201,8.5474817988982918E-2,38.260525074394423,15.097212093091462,2.5999439635497117,3.8376448893012741E-2,17.735532505534184,20.371941081422602,2.7330709654815442,5.1732654864312035E-2,23.15674470176846,9.1374147497557257,1.5735863134590709,2.3226906265609488E-2,10.734227969480406]
["Statewide",2029,3,1,0.15870562458709475,3.1305569172411482E-6,9.5277819220382778E-7,9.6054762033508989E-2,1.8947337279337106E-6,5.766580911102598E-7,0.19504730706115503,1.0784088024044182E-3,1.3747228201798085E-6,0.11805014922300032,6.5269457940951255E-4,8.3203524574480326E-7,26.526433760317083,3.55874904793458,6.7361418188810612E-2,30.152544226440472,11.897885730730456,2.0489767245683947,3.0243902043955787E-2,13.977106357342807,16.054820294328042,2.1538921120513916,4.0769727041495361E-2,18.24948213342093,7.2010591026030193,1.2401197008780738,1.830477540638567E-2,8.4594835788874789]
["Statewide",2029,3,5,0.15678243416572796,3.0926209140752509E-6,9.4123245210985908E-7,9.4890773052336286E-2,1.8717733964011443E-6,5.6967016412208742E-7,0.19268372912477544,1.0653406740094877E-3,1.3580639666156535E-6,0.11661962074099305,6.4478524433418552E-4,8.2195266537615468E-7,26.204987160969459,3.5156242242313094,6.6545134364167022E-2,29.787156519564935,11.753707476611302,2.0241472806180267,2.9877407265544376E-2,13.807732164494873,15.860268420775055,2.1277913063028122,4.0275680603431577E-2,18.0283354076813,7.1137968652005759,1.2250919642349525,1.8082958638275404E-2,8.356971788073805]
["Statewide",2029,3,13,0.1357098428239924,2.6769523027031089E-6,8.1472461386616365E-7,8.21368284330075E-2,1.620194728952978E-6,4.931027435943846E-7,0.16678576738145892,9.2215187366594489E-4,1.1755312285783215E-6,0.10094517593867902,5.5812186249975854E-4,7.1147681575761195E-7,22.682864363878412,3.043101183097618,5.7601030200337751E-2,25.783566577176369,10.173931810268995,1.7520885599652953,2.5861687028723074E-2,11.951882057263013,13.728543927660347,1.8418021462492031,3.4862363972122987E-2,15.605208437881672,6.1576557322594203,1.0604315387495413,1.5652489946667462E-2,7.2337397609556291]
["Statewide",2029,3,16,0.18696945359554812,3.6880767004267636E-6,1.1224581262168411E-6,0.11316112090784682,2.2321661928649025E-6,6.7935492826323125E-7,0.2297832135526762,1.270462247716576E-3,1.6195467249700134E-6,0.13907365888588721,7.6893272808994018E-4,9.8021211077980505E-7,31.250517043163963,4.1925254174647009,7.9357789523530661E-2,35.522400250152188,14.016776026713249,2.4138782706614945,3.5630027949340295E-2,16.466284325324086,18.914017608480663,2.5374780026968025,4.8030393428210444E-2,21.499526004605674,8.4834931920391199,1.4609721833708864,2.1564666437155711E-2,9.9660300418471621]
["Statewide",2029,3,21,0.25565403125937686,5.0429182838470558E-6,1.5348012168230171E-6,0.15473167507085042,3.0521685477097422E-6,9.2892086234644334E-7,0.31419573481534052,1.7371757201269664E-3,2.2144988985589242E-6,0.19016337082035045,1.0514057131958386E-3,1.3403001013855823E-6,42.730619934886313,5.732679876418989,0.10851044602938728,48.57181025733469,19.165939823735773,3.3006338682412362,4.8718975768296334E-2,22.515292667745303,25.862218431567662,3.4696388535462672,6.567470496789353E-2,29.397531990081823,11.599965620041377,1.9976708550720934,2.9486602230482811E-2,13.627123077343954]
["Statewide",2029,4,9,0.1058147136971546,2.0872542152955022E-6,6.3525128291602248E-7,6.4043143841107208E-2,1.263286713846883E-6,3.8447856508383402E-7,0.13004501263123716,7.190137020776637E-4,9.1657685106454659E-7,7.870825482359059E-2,4.3517481016560239E-4,5.5474764390667464E-7,17.686121717848255,2.3727452168562904,4.4912265702162786E-2,20.103779200406709,7.9327457705054671,1.3661260339475609,2.0164690723420024E-2,9.3190364951764479,10.704322656008321,1.4360768735464879,2.7182634551427057E-2,12.167582164106236,4.8012035442390264,0.8268321393146445,1.2204448165946843E-2,5.6402401317196178]
["Statewide",2029,4,16,0.12455746819872746,2.4569654962013132E-6,7.4777210753953013E-7,7.5386981390563879E-2,1.4870502332615514E-6,4.5258050577525482E-7,0.15307963287202095,8.4637120114795675E-4,1.0789283265927505E-6,9.2649694967991456E-2,5.1225647817962057E-4,6.5300901547572475E-7,20.818830070594849,2.7930249637882572,5.2867488003044777E-2,23.66472252238615,9.3378576051932782,1.6081052821811179,2.373642318504051E-2,10.969699310559436,12.600358515646837,1.6904463779927479,3.1997441758310513E-2,14.322802335397895,5.6516313930474791,0.97328730854127909,1.4366198340465944E-2,6.6392848999292235]
["Statewide",2029,4,22,0.13356717340327165,2.6346869539238829E-6,8.0186124684639918E-7,8.0840002300604979E-2,1.5946141105608185E-6,4.8531733799677083E-7,0.16415245239012716,9.0759237982343164E-4,1.1569712275926616E-6,9.9351392192767521E-2,5.4930989556405932E-4,7.0024358768105495E-7,22.324733525057294,2.9950548534173245,5.6691590152040415E-2,25.376479968626661,10.013299595797756,1.7244255216645201,2.5453367007038555E-2,11.763178484469314,13.511789338216383,1.8127226553613958,3.4311935796371693E-2,15.35882392937415,6.0604349237588186,1.0436888015717127,1.5405358928983209E-2,7.119529084259514]
["Statewide",2029,5,4,0.12104070200808212,2.3875953226294069E-6,7.2665944601764563E-7,7.3258498922164988E-2,1.4450647300255528E-6,4.3980230913821176E-7,0.14875756944904089,8.2247468439968657E-4,1.0484657721111743E-6,9.0033815570722486E-2,4.9779338504315021E-4,6.3457190318513394E-7,20.231029445069563,2.7141664585189655,5.1374822833447541E-2,22.996570726421975,9.0742117363914954,1.5627019003594045,2.3066246986445833E-2,10.659979883737346,12.244598917618259,1.6427181706423957,3.1094023256071562E-2,13.918411111516727,5.4920627498140719,0.94580743158198544,1.3960581870072947E-2,6.4518307632661305]
["Statewide",2029,5,12,9.5601170610102121E-2,1.8857863842472972E-6,5.7393498651004702E-7,5.7861513837140777E-2,1.1413506159984887E-6,3.4736757878214871E-7,0.11749269080984248,6.4961241401701461E-4,8.2810619482163909E-7,7.1111105770688451E-2,3.9317047524156635E-4,5.0120179224281449E-7,15.979005950138578,2.1437209662561481,4.0577203546260314E-2,18.163304119940985,7.167054139400391,1.2342635866323277,1.821833628607606E-2,8.4195360623187945,9.6711103848136286,1.297462568297169,2.4558887819897911E-2,10.993131840930696,4.3377774520119958,0.74702390295897603,1.1026439429341919E-2,5.0958277944003143]
["Statewide",2029,5,17,0.11327370431930402,2.2343869634168029E-6,6.8003081495294004E-7,6.8557612506504453E-2,1.3523371249138956E-6,4.1158086410422909E-7,0.13921202254679471,7.696977352674491E-4,9.8118731871781338E-7,8.4256482608765754E-2,4.6585074089968678E-4,5.9385238963610197E-7,18.932835066364081,2.5400025263825818,4.8078178617172854E-2,21.520915771363835,8.4919333753544777,1.4624256970081533,2.1586121011791894E-2,9.9759451933744234,11.458881634792142,1.5373074449689663,2.9098767092168996E-2,13.025287846853278,5.1396454391347106,0.88511640770940492,1.3064752571994243E-2,6.0378265994161096]
["Statewide",2029,5,24,0.11366231613556936,2.2420525481287265E-6,6.8236381899569936E-7,6.8792815358526188E-2,1.3569766322865371E-6,4.1299288808720695E-7,0.13968962180297675,7.7233836255756092E-4,9.8455351026522337E-7,8.4545544089852501E-2,4.6744895033070581E-4,5.9588973852582707E-7,18.997788565204839,2.548716596439951,4.8243122002995943E-2,21.594748283647789,8.5210669299815827,1.4674428888593658,2.1660177225834912E-2,10.010169996066784,11.498193996219941,1.5425815360913291,2.9198597187765525E-2,13.069974129499036,5.1572781894810023,0.8881530056283411,1.3109574247568196E-2,6.0585407693569113]
["Statewide",2029,6,6,0.19613355253669956,3.8688436606724608E-6,1.1774741575959664E-6,0.1187075868590946,2.3415733256939756E-6,7.126527512981666E-7,0.24104578111928857,1.3327325358046917E-3,1.698926998817037E-6,0.14589019894432467,8.0662110693362481E-4,1.0282561125873545E-6,32.782226232223245,4.3980173681554824,8.3247422942034813E-2,37.263491023320768,14.703792648276602,2.5321918180289145,3.7376393973974811E-2,17.273360860279492,19.841067056428155,2.6618496528809619,5.0384549516780369E-2,22.553301258825901,8.8993021356038042,1.532580103173887,2.2621634476921799E-2,10.454503873254613]
["Statewide",2029,6,12,0.16046594462563571,3.1652802113118533E-6,9.6334615126882493E-7,9.7120175580412471E-2,1.9157496040733163E-6,5.8305422732666149E-7,0.19721071925260375,1.0903702223575573E-3,1.3899708754021614E-6,0.11935952967987226,6.5993409187273407E-4,8.4126395657132574E-7,26.82065781835411,3.5982217337799391,6.8108572894705913E-2,30.486988125028756,12.029853874408829,2.0717034224793589,3.0579359258847551E-2,14.132136656147036,16.232896036462627,2.1777825031800226,4.1221933871994965E-2,18.451900473514645,7.2809313104722078,1.2538747745581946,1.8507807044569165E-2,8.5533138920749714]
["Statewide",2029,6,17,0.20111202989099447,3.9670469017949159E-6,1.2073621005462789E-6,0.12172075327206934,2.4010097129138889E-6,7.3074208653900977E-7,0.24716427001183111,1.3665614175183097E-3,1.7420510307882021E-6,0.14959334428720014,8.2709565023551064E-4,1.0543564391491425E-6,33.614340721609032,4.509652677810422,8.53605005086219E-2,38.209353899928075,15.077020470721697,2.5964666932847886,3.8325122677340444E-2,17.711812286683823,20.344694823059218,2.729415645777185,5.1663465518307979E-2,23.125773934354712,9.1251940015192083,1.5714817354474702,2.3195841661281136E-2,10.719871578627959]
["Statewide",2029,7,3,0.22653440674238512,4.4685174571825532E-6,1.3599835739251251E-6,0.1371073557641973,2.7045190245081796E-6,8.2311448571988084E-7,0.27840806591924344,1.5393071223155379E-3,1.9622620138062517E-6,0.16850329400522704,9.3164801005123088E-4,1.1876366151101137E-6,37.863496965017106,5.0797135036412753,9.6150838676506339E-2,43.039361307334886,16.982892021073852,2.9246835323995217,4.3169764303737534E-2,19.950745317777109,22.916447984710878,3.0744384331690617,5.8194194140395568E-2,26.049080612020333,10.278700934318849,1.7701312190973386,2.6128005532422501E-2,12.07496015894861]
["Statewide",2029,7,4,0.22920502654892572,4.5211969216340399E-6,1.3760164544103602E-6,0.13872371782235773,2.7364026671648608E-6,8.3281820305017501E-7,0.28169022559572088,1.5574540526133262E-3,1.985395169934948E-6,0.17048978356727154,9.4263123182379094E-4,1.2016376929723953E-6,38.30987068101804,5.1395983736239765,9.7284363326812451E-2,43.54675341796883,17.183103761338973,2.95916269996532,4.3678693738568856E-2,20.185945155042862,23.186610565148928,3.11068306501851,5.8880246955647371E-2,26.356173877123087,10.399876797603564,1.7909993404652027,2.6436029245392696E-2,12.217312167314159]
["Statewide",2029,7,15,0.25088021569328578,4.9487521105879697E-6,1.5061419467006864E-6,0.15184237786172033,2.9951755495879652E-6,9.1157516726590249E-7,0.30832877280315479,1.704737520529934E-3,2.1731476659538472E-6,0.18661245924171976,1.0317728643211065E-3,1.3152727413408021E-6,41.932713101229055,5.6256338177487821,0.10648423563173852,47.66483115460958,18.808055140992444,3.2390012890068749,4.780924865098464E-2,22.094865678650304,25.379294456873886,3.4048504522596512,6.4448364325699295E-2,28.848593273459237,11.383360013744905,1.9603684422101022,2.8936000309497646E-2,13.372664456264506]
["Statewide",2029,7,21,0.27203464576930092,5.3660350366157121E-6,1.6331410981004343E-6,0.16464585443788304,3.2477312624968352E-6,9.8843994945555857E-7,0.33432731336827459,1.8484824171785344E-3,2.3563892986877691E-6,0.20234777822425934,1.1187728170766271E-3,1.4261776413573057E-6,45.468514618085344,6.0999919766891635,0.11546307563570068,51.683969670410207,20.39396611546475,3.5121165926392153,5.1840564571130919E-2,23.957923272675096,27.51929783849927,3.6919502963528696,6.9882704426507986E-2,31.281130839278649,12.34321447167982,2.1256683524455915,3.1375908109860726E-2,14.500258732235272]
["Statewide",2029,8,3,0.22069006409595687,4.3532345404862846E-6,1.3248974688436517E-6,0.1335701342976898,2.6347453592168653E-6,8.0187902237035036E-7,0.27122543897899332,1.4995946636640362E-3,1.9116377764744116E-6,0.164156091293816,9.0761249917718377E-4,1.1569968751343626E-6,36.886659701143088,4.9486623900913198,9.3670251047246161E-2,41.928992342281653,16.544751777718592,2.8492298609616689,4.2056031082437058E-2,19.436037669762698,22.325228415958975,2.9951212472847066,5.6692846881583769E-2,25.377042510125268,10.013521568922776,1.7244637484366492,2.5453931252955978E-2,11.763439248612382]
["Statewide",2029,8,10,0.20287565549829123,4.0018354000520561E-6,1.2179499043636694E-6,0.12278816747661207,2.4220650531407183E-6,7.3715023356456642E-7,0.24933174470759117,1.3785452988961933E-3,1.7573277191532943E-6,0.15090518352828911,8.3434875721886568E-4,1.0636024798574458E-6,33.909117280232401,4.5491994863574376,8.6109058238511421E-2,38.544425824828352,15.209236427163061,2.6192360679027673,3.8661209821372472E-2,17.867133704887202,20.52310495984732,2.7533508988222568,5.2116521513014845E-2,23.328572380182592,9.2052161952256348,1.5852626387158448,2.3399254556863806E-2,10.813878088498344]
["Statewide",2029,8,15,0.23780063809809865,4.6907501511631802E-6,1.4276196112235767E-6,0.14392611328903626,2.8390228178797889E-6,8.6405042283297925E-7,0.2922541289833408,1.6158614542463427E-3,2.0598511533368749E-6,0.1768834651313799,9.7798164287224215E-4,1.2467013243732984E-6,39.746561541734351,5.3323427990129311,0.10093270651350687,45.17983704726079,17.827501867983788,3.0701367630680512,4.5316725373411249E-2,20.942955356425252,24.056151257867665,3.227339421478399,6.1088364894291626E-2,27.344579044240355,10.789891373014173,1.8581651214572601,2.7427429136212565E-2,12.675483923607645]
["Statewide",2029,8,21,0.24615011622979946,4.8554482618228016E-6,1.4777451231634614E-6,0.14897953932312355,2.9387044634921453E-6,8.9438831497587029E-7,0.3025155373561772,1.6725963729748723E-3,2.1321751062787084E-6,0.18309406505148887,1.012319802793403E-3,1.2904745687508983E-6,41.142113080440097,5.5195680308170783,0.10447658020765671,46.766157691464834,18.453447778726808,3.1779331086522573,4.6907852338131585E-2,21.678288739717196,24.900792847002485,3.3406553492182298,6.3233253868794026E-2,28.304681450089511,11.168737968140821,1.9234076253074657,2.8390440512519762E-2,13.120536033960807]
["Statewide",2029,9,3,0.15752086340703569,3.1071868425058493E-6,9.4566556076264995E-7,9.5337698895304593E-2,1.8805892577976032E-6,5.7235325237318361E-7,0.19359124979612533,1.0703583197032107E-3,1.3644603091003947E-6,0.1171688872358246,6.4782211693610483E-4,8.2582397842416482E-7,26.328409972273043,3.5321824550205956,6.6858555145919346E-2,29.927450982439559,11.809066237563645,2.0336808074361006,3.0018126800208683E-2,13.872765171799955,15.934968664072144,2.1378129858891461,4.0465374942784078E-2,18.113247024904073,7.1473021213853007,1.2308620221785991,1.8168127525331625E-2,8.3963322710892321]
["Statewide",2029,9,11,0.14036709056254215,2.7688191105818775E-6,8.4268407713361494E-7,8.4955574299270073E-2,1.6757960625070424E-6,5.1002488858909993E-7,0.17250946893321004,9.5379799187566162E-4,1.2158727398642156E-6,0.10440938076402574,5.7727531318449118E-4,7.3589305353570113E-7,23.461287774916563,3.1475333731896833,5.9577764253346564E-2,26.668398912359596,10.523077604925811,1.812216184563757,2.6749200277012743E-2,12.362042989766582,14.199675783907502,1.9050085335088209,3.6058759623249358E-2,16.14074307703957,6.3689722266055702,1.0968230950505333,1.6189647177785423E-2,7.4819849688338893]
["Statewide",2029,9,18,0.2204379277769648,4.3482610110378984E-6,1.3233837859680562E-6,0.13341753167768941,2.6317351874672865E-6,8.0096288314221765E-7,0.27091556647031778,1.4978813908892727E-3,1.9094537483253382E-6,0.16396854450611401,9.0657556044797011E-4,1.1556750171051997E-6,36.844517039963222,4.9430085899345997,9.3563233667941573E-2,41.881088863565765,16.525849554689383,2.845974642689618,4.2007982463157442E-2,19.41383217984216,22.299722052831505,2.9916993494783015,5.6628075838154789E-2,25.348049478147963,10.002081214872954,1.7224935648511432,2.5424850376314395E-2,11.749999630100412]
["Statewide",2029,9,23,0.17402177327055532,3.4326764881841954E-6,1.0447276268386683E-6,0.10532468564766725,2.0775881388476388E-6,6.3230943356232483E-7,0.21387066989425879,1.1824824267775383E-3,1.507392718724364E-6,0.12944277404211593,7.1568394887347138E-4,9.1233218271135425E-7,29.086411105619195,3.9021920083658763,7.3862243217493836E-2,33.062465357202562,13.046110863549787,2.2467166108773227,3.3162639811936005E-2,15.325990114239046,17.604217269727766,2.3617570312824556,4.4704276952856357E-2,20.010678577963077,7.8960092165690723,1.3597995028595957,2.0071308019649795E-2,9.2758800274483182]
["Statewide",2029,10,5,0.14442224320410108,2.8488092570277223E-6,8.6702890431278518E-7,8.7409909002327424E-2,1.7242091827217244E-6,5.2475931648052481E-7,0.17749320284003159,9.8135285841002818E-4,1.2509988476513041E-6,0.10742572864522744,5.9395258063931399E-4,7.5715272806475712E-7,24.139075586244296,3.2384644327530929,6.1298943534913899E-2,27.438838962532305,10.827085373241927,1.8645704309790536,2.752197464832869E-2,12.719177778869309,14.609899095750931,1.9600435161097363,3.7100483675173102E-2,16.60704309553584,6.5529694473588735,1.1285099032146966,1.6657360017424655E-2,7.6981367105909939]
["Statewide",2029,10,14,0.16508446228715296,3.2563830468306327E-6,9.9107310120932309E-7,9.9915480511027208E-2,1.97088855210431E-6,5.9983564629261609E-7,0.20288682200470856,1.1217531686973524E-3,1.4299769031734516E-6,0.12279492587675984,6.789282607966283E-4,8.6547714679363177E-7,27.592607792640365,3.7017854567012627,7.0068868255499128E-2,31.364462117597128,12.376096142287222,2.1313310205249696,3.1459491869815934E-2,14.538886654682008,16.700109919239338,2.2404632606288732,4.2408380192887958E-2,18.982981560061098,7.4904904784823509,1.2899636955135938,1.9040497229459899E-2,8.7994946712254052]
["Statewide",2029,10,22,0.18428738229812897,3.6351713489339328E-6,1.1063564975016317E-6,0.11153782796595665,2.2001458346629527E-6,6.696096018539421E-7,0.22648698013140547,1.2522375042436328E-3,1.5963143749666401E-6,0.13707865135095701,7.5790241078411199E-4,9.661509969606879E-7,30.802229297871143,4.132383764003988,7.8219404373365359E-2,35.012832466248497,13.815705788015734,2.3792512580629022,3.511891624926608E-2,16.230075962327902,18.642696583730153,2.5010779555875695,4.7341398851073704E-2,21.191115938168796,8.3617977324083768,1.4400145804898128,2.1255321933135132E-2,9.8230676348313235]
["Statewide",2029,11,2,0.1739787798426263,3.4318284188511189E-6,1.0444695187807754E-6,0.1052986643677065,2.0770748545945536E-6,6.3215321661573374E-7,0.21381783148755015,1.1821902853285833E-3,1.5070203056694042E-6,0.12941079420147805,7.1550713360663692E-4,9.1210678397412988E-7,29.07922508230682,3.9012279415843247,7.3843994977800809E-2,33.054297018868944,13.042887720740559,2.2461615421243084,3.3154446724726894E-2,15.322203709589594,17.599868011401014,2.3611735409019019,4.4693232414732366E-2,20.005734784717649,7.8940584462901615,1.3594635538526101,2.0066349247430858E-2,9.2735883493902023]
["Statewide",2029,11,9,0.19647589240228452,3.8755965053623871E-6,1.1795293711972484E-6,0.11891478414280084,2.3456604076195702E-6,7.1389664579726062E-7,0.24146651270366529,1.3350587439993999E-3,1.7018923784417438E-6,0.14614484191821062,8.0802901780738505E-4,1.030050874650333E-6,32.839445727698482,4.4056938551980194,8.3392726543645448E-2,37.328532309440142,14.729457274923583,2.5366116135988599,3.7441632325718364E-2,17.303510520848164,19.875698500876645,2.6664957587643707,5.047249285786632E-2,22.592666752498882,8.9148353570108476,1.5352551338340317,2.2661119242307327E-2,10.472751610087187]
["Statewide",2029,11,14,0.20559579404115541,4.0554916491823103E-6,1.2342800671424423E-6,0.12443450018292147,2.4545398835396171E-6,7.4703387759901394E-7,0.2526747623164457,1.3970287102813674E-3,1.7808898111626665E-6,0.15292850665705529,8.4553563031671247E-4,1.0778631662500057E-6,34.363767675036613,4.6101947439285125,8.7263600746970663E-2,39.061226019712095,15.413160501303187,2.6543545495345979,3.9179575845578664E-2,18.106694626683364,20.798276905359518,2.7902675800451511,5.2815295146250281E-2,23.641359780550918,9.3286389060803732,1.6065176976017537,2.3712989657500124E-2,10.958869593339628]
["Statewide",2029,11,22,0.22711803927746493,4.4800299342896165E-6,1.3634873713055356E-6,0.13746059267321017,2.7114868194544026E-6,8.2523511896438351E-7,0.2791253432972618,1.5432729204076798E-3,1.9673174928837011E-6,0.16893741792513736,9.3404826393640153E-4,1.1906963859343246E-6,37.961046688427601,5.0928006373453432,9.6398557151301356E-2,43.150245882924246,17.026645941132969,2.9322185487745918,4.3280984843441422E-2,20.002145474751003,22.975488837818681,3.0823592709901249,5.8344122910781906E-2,26.116192231719587,10.30518249343338,1.774691701479163,2.6195320490555139E-2,12.106069515403098]
["Statewide",2029,12,2,0.18051728584922139,3.5608040947959616E-6,1.0837229853726841E-6,0.10925602025948522,2.1551359056330703E-6,6.5591092780136917E-7,0.22185357686272233,1.2266196018725394E-3,1.563657450323444E-6,0.13427433707705172,7.4239746871003552E-4,9.4638576725626113E-7,30.172086453330238,4.0478446861793804,7.6619215065848748E-2,34.296550354575466,13.533068188626062,2.3305772435578249,3.4400463907115764E-2,15.898045896091002,18.261309842479033,2.449911646743117,4.6372902595556792E-2,20.757594391817708,8.1907345617001557,1.4105551905490674,2.0820486879637744E-2,9.62211023912886]
["Statewide",2029,12,9,0.19152529049163941,3.7779431229054081E-6,1.1498087765364286E-6,0.11591848902290929,2.2865568160608177E-6,6.9590859619242273E-7,0.23538228239667175,1.3014192766425891E-3,1.6590098061454183E-6,0.14246243119196311,7.8766911537608082E-4,1.0040966887919242E-6,32.011990405947358,4.2946836129205437,8.1291480501125502E-2,36.387965499369031,14.358319226196977,2.4726966256209191,3.6498215735199201E-2,16.867514067553095,19.374890642106983,2.5993080807410669,4.9200737750804288E-2,22.023399460598856,8.690208302709749,1.4965713192145536,2.2090127153422335E-2,10.208869749077724]
["Statewide",2029,12,14,0.19406356372215533,3.8280119773667002E-6,1.1650471235463871E-6,0.11745474983135615,2.316860416913543E-6,7.0513143123455657E-7,0.2385017897202818,1.3186669085511462E-3,1.6809965639740724E-6,0.14435047727987424,7.9810804709591317E-4,1.0174039222098601E-6,32.436243401958322,4.351600798218783,8.236883163472955E-2,36.870213031811836,14.548609172937189,2.5054671262471779,3.6981924407429596E-2,17.091058223591794,19.631664910062895,2.6337565554165137,4.9852792188283146E-2,22.315274257667692,8.8053791140723288,1.5164052894822351,2.2382886288616923E-2,10.344167289843179]
["Statewide",2030,1,2,0.15352984609937728,3.0284618012741656E-6,9.2170576560518085E-7,8.5548752821446E-2,1.6874968395310958E-6,5.1358599463989883E-7,0.18868633744460345,1.0432392544128355E-3,1.3298897475160465E-6,0.10513839004556785,5.8130597650455967E-4,7.4103122083756814E-7,25.850028229910674,3.5470134650036407,6.6494487375802325E-2,29.463536182290117,11.698552921565414,2.086478508825671,3.058746419286907E-2,13.815618894583954,14.403959436242795,1.976440320115503,3.7051561041878407E-2,16.417451317400175,6.5185801828252066,1.1626119530091192,1.7043718079264067E-2,7.69823585391359]
["Statewide",2030,1,5,0.1412854874115107,2.7869350003985814E-6,8.4819760881695956E-7,7.8726042830794402E-2,1.5529150815679855E-6,4.7262632917286517E-7,0.17363816763352902,9.6003852209382442E-4,1.2238279784358987E-6,9.6753361386387973E-2,5.3494548657665873E-4,6.819322749494196E-7,23.788428965793475,3.2641309751190031,6.1191398921794933E-2,27.113751339834273,10.765566393278799,1.9200770441876489,2.8148043504025669E-2,12.713791480970473,13.255210509935152,1.8188146543606396,3.4096613747470979E-2,15.108121778043262,5.9987084059560543,1.0698909731533175,1.5684442323836652E-2,7.0842838214332087]
["Statewide",2030,1,13,0.21663494456818191,4.2732450472282877E-6,1.3005528404607833E-6,0.12071170392078065,2.3811056519536488E-6,7.2468432885545842E-7,0.26624174576861465,1.4720400221386837E-3,1.876511955521987E-6,0.14835323474998169,8.2023913393168525E-4,1.0456159602057327E-6,36.475119170300204,5.0049360752715248,9.3825597776099348E-2,41.573880843347823,16.506988237654109,2.9440800442773671,4.3159774977005703E-2,19.494228056908483,20.324393160747491,2.7888130553677297,5.2280798010286636E-2,23.165487014125507,9.1979005544988652,1.6404782678633705,2.4049167084731853E-2,10.862427989446967]
["Statewide",2030,1,17,0.19524142516098641,3.8512459508599372E-6,1.1721183328704159E-6,0.10879096700711029,2.1459624709807344E-6,6.531190129071801E-7,0.23994936728618654,1.3266705073331864E-3,1.6911993088558855E-6,0.13370279221371273,7.392374198947983E-4,9.4235743290893108E-7,32.873063318207556,4.5106797249328334,8.4559965442794274E-2,37.468303008583185,14.876860771743566,2.6533410146663727,3.8897584103685365E-2,17.569099370513626,18.317282533278643,2.5134072276423143,4.7117871645446556E-2,20.877807632566405,8.289573117250189,1.4784748397895966,2.1674220956905414E-2,9.7897221779966905]
["Statewide",2030,2,1,0.12195274862160163,2.405585950511867E-6,7.3213485450361187E-7,6.7953598683166097E-2,1.3404226155341509E-6,4.0795470907561122E-7,0.1498784637862394,8.2867206460458809E-4,1.0563660043552112E-6,8.3514156872192977E-2,4.6174645142943823E-4,5.8862036595195326E-7,20.533349538714798,2.8174850196555994,5.2818300217760558E-2,23.40365285858816,9.2924647547468417,1.6573441292091762,2.4296418100169859E-2,10.974105302056188,11.441439491490438,1.5699379348600899,2.9431018297597662E-2,13.040808444648125,5.1778777260759643,0.92349290285887642,1.3538268416894926E-2,6.1149088973517349]
["Statewide",2030,2,10,0.12258215042081787,2.41800125186862E-6,7.3591342448175392E-7,6.8304309247362652E-2,1.3473405769205323E-6,4.1006017558450991E-7,0.15065199104033619,8.3294886602413372E-4,1.0618179410379591E-6,8.394517594465753E-2,4.6412953873658169E-4,5.9165825334336424E-7,20.639322772526057,2.8320261444820547,5.3090897051897949E-2,23.52443981406001,9.3404234445008445,1.6658977320482675,2.4421812643873057E-2,11.030742989192984,11.500489104418081,1.5780404317043777,2.9582912667168212E-2,13.108112448789628,5.204600908568767,0.92825907747316339,1.3608139826897377E-2,6.1464681258688278]
["Statewide",2030,2,13,0.11513747736347367,2.2711509256945917E-6,6.9121984695052803E-7,6.4156044194019379E-2,1.2655137362456652E-6,3.851563545095503E-7,0.14150257724001522,7.8236212105557625E-4,9.9733149345719023E-7,7.8847008001740798E-2,4.3594197096845242E-4,5.5572559722092253E-7,19.385853081882086,2.6600312115889593,4.9866574672859508E-2,22.095750868143902,8.7731597888809443,1.5647242421111525,2.2938624349515376E-2,10.360822655341613,10.802040096238489,1.4822027012927381,2.7786279861046127E-2,12.312029077392273,4.8885144961079297,0.87188394193690488,1.2781688736081218E-2,5.7731801267809155]
["Statewide",2030,2,21,0.18666817253857948,3.6821337636254953E-6,1.1206494063208029E-6,0.10401384328749576,2.0517310425492301E-6,6.2443988251498306E-7,0.22941294275110152,1.2684150351828175E-3,1.6169370005485869E-6,0.12783176452056724,7.0677674130945869E-4,9.0097754477161832E-7,31.429573156900908,4.3126111196215797,8.0846850027429348E-2,35.823031126549914,14.223602450568295,2.5368300703656352,3.7189551012617499E-2,16.797622071946549,17.512951739317714,2.4030409204521597,4.5048877238580913E-2,19.961041537008455,7.9255694002751689,1.4135534826189173,2.0722483529747222E-2,9.3598453664238335]
["Statewide",2030,3,1,0.144011282229077,2.8407028227004895E-6,8.6456172864797505E-7,8.0244889836861344E-2,1.5828751854612442E-6,4.8174462166211777E-7,0.17698813673607833,9.7856036801112945E-4,1.2474390656206495E-6,9.8620006120259257E-2,5.4526609106127992E-4,6.9508866839819845E-7,24.247374732842729,3.3271052512378403,6.2371953281032476E-2,27.636851937361602,10.973264477636857,1.9571207360222589,2.8691098509274936E-2,12.95907631216839,13.510940838475518,1.8539047096083516,3.4754433419909921E-2,15.39959998150378,6.1144403794560738,1.0905321821225598,1.5987039373158565E-2,7.2209596009517929]
["Statewide",2030,3,10,0.13090785404904237,2.5822303971938029E-6,7.8589620784159221E-7,7.294349556749069E-2,1.438851113252389E-6,4.3791120838116194E-7,0.16088418083385739,8.8952223638984792E-4,1.1339359570285829E-6,8.9646680230029294E-2,4.9565292914342091E-4,6.3184331494996209E-7,22.041132774238463,3.024375603725483,5.6696797851429143E-2,25.122205175815374,9.9748192116991579,1.7790444727796959,2.6080527011657407E-2,11.779944211490511,12.281595191514013,1.6852199590876311,3.1592165747498104E-2,13.998407316349141,5.5580941742618162,0.99130585828684181,1.4532396243849128E-2,6.5639324287925076]
["Statewide",2030,3,20,0.26641897907909001,5.2552628806338503E-6,1.5994278332363895E-6,0.14845199136997969,2.9282982860287588E-6,8.9122121748701359E-7,0.32742572643253515,1.8103238175331304E-3,2.3077458736696471E-6,0.18244571495127004,1.0087351008785156E-3,1.2859048995169765E-6,44.857324521257318,6.1551009796126435,0.11538729368348236,51.127812794553442,20.300395038817179,3.6206476350662609,5.3078155094401884E-2,23.974120828977842,24.995062948323994,3.4296993429869529,6.429524497584882E-2,28.489057536286797,11.311634326978742,2.017470201757031,2.9575812688890459E-2,13.358680341424662]
["Statewide",2030,3,21,0.24966271034839782,4.9247361389478121E-6,1.4988327379406386E-6,0.13911518860314928,2.7441246465458259E-6,8.351683706878601E-7,0.30683247335270503,1.6964645403862401E-3,2.1626015218857781E-6,0.17097089645652908,9.4529128585141655E-4,1.2050286491353408E-6,42.036048849320586,5.7679794373132163,0.1081300760942889,47.912158362728093,19.023613347867713,3.3929290807724799,4.9739835003372895E-2,22.466282263643564,23.423012814544485,3.2139903718948162,6.0251432456767041E-2,26.697254618896068,10.600195580304803,1.8905825717028331,2.7715658930112838E-2,12.518493810937748]
["Statewide",2030,4,4,0.11856418647538564,2.3387446731851367E-6,7.1179185705634602E-7,6.6065449422083006E-2,1.3031778187889441E-6,3.9661933615315694E-7,0.14571396159453481,8.0564669763677564E-4,1.027013965181299E-6,8.1193644101067705E-2,4.4891642862020893E-4,5.7226504216384067E-7,19.962812738451269,2.7391987719650372,5.135069825906495E-2,22.75336220867537,9.0342656188611592,1.6112933952735513,2.3621321199169876E-2,10.669180335333881,11.123529241846276,1.5263158573087103,2.8613252108192034E-2,12.678458351263178,5.0340059342661974,0.89783285724041784,1.3162095969768335E-2,5.9450008874763833]
["Statewide",2030,4,14,5.3934962381934397E-2,1.0638971996436457E-6,3.2379479989154438E-7,3.0053236438858183E-2,5.9281684227593323E-7,1.8042251721441447E-7,6.6285421177797593E-2,3.6648945707724374E-4,4.6718963984351401E-7,3.6935066738322274E-2,2.0421251484140082E-4,2.6032391769508372E-7,9.0811027013582706,1.2460641540626287,2.3359481992175701E-2,10.350526337413074,4.1096961130234506,0.73297891415448746,1.0745361716400822E-2,4.8534203888943388,5.0601041431501512,0.69432255046076286,1.3016195884754186E-2,5.7674428894956682,2.2899741377759808,0.40842502968280164,5.9874501069869255E-3,2.7043866175657696]
["Statewide",2030,4,16,0.1028846224914477,2.0294565328501688E-6,6.1766068391092097E-7,5.7328600023160856E-2,1.1308385939388504E-6,3.4416826772051969E-7,0.12644396572062139,6.9910365694660385E-4,8.911961296429001E-7,7.0456161091929245E-2,3.8954931216423965E-4,4.9658564342532124E-7,17.32282330372513,2.3769524336184529,4.4559806482145005E-2,19.744335543825727,7.8395258746785261,1.3982073138932076,2.0497510981786701E-2,9.258230699553522,9.6524940695943062,1.3244676613584148,2.4829282171266061E-2,11.001791013123988,4.3682819876996133,0.77909862432847932,1.1421469798782389E-2,5.1588020818268747]
["Statewide",2030,5,1,0.10840211995301695,2.1382922460715175E-6,6.5078459663046187E-7,6.0403018701514877E-2,1.1914832162391441E-6,3.6262532668147866E-7,0.13322490385306457,7.3659519415759283E-4,9.3898920370966637E-7,7.4234584733508413E-2,4.1044006618533649E-4,5.2321654278327625E-7,18.251811827869847,2.5044236601358154,4.6949460185483322E-2,20.803184948191149,8.2599440388900032,1.4731903883151856,2.1596751685322328E-2,9.7547311788905109,10.170138108490653,1.3954962250301441,2.6160827139163813E-2,11.591795160659959,4.6025442534775216,0.82088013237067292,1.2033980484015354E-2,5.4354583663322105]
["Statewide",2030,5,11,7.8683972009271769E-2,1.5520852111605921E-6,4.7237375991844112E-7,4.3843694522260508E-2,8.6484131561920376E-7,2.6321257431888811E-7,9.6701656851875165E-2,5.3465961426197271E-4,6.8156785359660779E-7,5.3883374142709523E-2,2.9791903233265007E-4,3.7977814294582421E-7,13.248126988706897,1.8178426884907073,3.4078392679830392E-2,15.100048069877435,5.9955027248162605,1.0693192285239455,1.5676060632721978E-2,7.0804980139729281,7.3820222575512044,1.0129247099310101,1.898890714729121E-2,8.4139358746295052,3.3407691968479902,0.59583806466530009,8.7348972877539562E-3,3.9453421588010444]
["Statewide",2030,5,14,8.0421884008504141E-2,1.5863664941643182E-6,4.8280719387609687E-7,4.4812080851206082E-2,8.8394327579566017E-7,2.6902621437259227E-7,9.8837529832063828E-2,5.4646877101147367E-4,6.9662180830693969E-7,5.5073509313703528E-2,3.0449924235343551E-4,3.8816639502331163E-7,13.540741586992745,1.8579938214390106,3.4831090415346988E-2,15.433566498847101,6.1279268495879577,1.0929375420229472,1.6022301591059614E-2,7.2368866932019644,7.5450707759773836,1.0352974240016808,1.9408319751165581E-2,8.5997765197302307,3.4145575774496186,0.60899848470687101,8.9278270855361677E-3,4.0324838892420258]
["Statewide",2030,5,23,0.11318872400183934,2.2327106792815649E-6,6.7952064152047626E-7,6.3070174417686073E-2,1.2440943495769978E-6,3.7863741074082548E-7,0.13910758275697749,7.6912029182381911E-4,9.8045121133668704E-7,7.7512487084514692E-2,4.2856345789993717E-4,5.4631969264033375E-7,19.057738837705916,2.6150089922009849,4.902256056683435E-2,21.721770390473733,8.6246701309326035,1.5382405836476383,2.2550377860743803E-2,10.185461092440987,10.619210730578512,1.4571157568597863,2.7315984632016687E-2,12.103642472070314,4.8057741992399112,0.85712691579987432,1.2565352930727676E-2,5.6754664679705131]
["Statewide",2030,6,7,0.17347971118888822,3.4219840114446213E-6,1.0414733947874935E-6,9.6665067471166002E-2,1.9067723429132228E-6,5.8032201740837217E-7,0.21320448210435403,1.1787991009859016E-3,1.502697326764812E-6,0.11880020727802819,6.5684162056093328E-4,8.3732176797493692E-7,29.209014048296503,4.0079169433520656,7.5134866338240597E-2,33.292065857986806,13.21867789046995,2.3575982019718031,3.4562038515590678E-2,15.610838130957342,16.275628397089861,2.2332615099071731,4.1866088398746844E-2,18.550755995395782,7.3656128512377474,1.3136832411218666,1.9258400663423551E-2,8.6985544930230372]
["Statewide",2030,6,9,0.15349024371906042,3.0276806222456167E-6,9.2146801546605733E-7,8.5526685879213318E-2,1.6870615567940877E-6,5.1345351728515712E-7,0.1886376665946943,1.0429701552196532E-3,1.3295467080295968E-6,0.1051112700385186,5.8115603106432851E-4,7.4084007494001235E-7,25.843360323473121,3.5460985277468207,6.6477335401479834E-2,29.455936186621422,11.695535328871047,2.0859403104393062,3.0579574284680725E-2,13.812055213595036,14.400243995277048,1.9759305056187169,3.7042003747000618E-2,16.413216504642765,6.516898742388153,1.1623120621286571,1.7039321723620285E-2,7.6962501262404306]
["Statewide",2030,6,19,0.22443922918257314,4.4271889118346331E-6,1.3474053209931491E-6,0.1250603490369401,2.4668851010717171E-6,7.507911177174792E-7,0.27583311785474041,1.5250703368898174E-3,1.9441133917186864E-6,0.15369766738416393,8.4978828938222682E-4,1.0832843269923626E-6,37.789137146099435,5.1852391454253794,9.7205669585934323E-2,43.071581961110745,17.101653306993907,3.0501406737796346,4.471460800952979E-2,20.196508588783072,21.056580431630458,2.889280183899571,5.4164216349618127E-2,24.000024831879649,9.5292553778181635,1.6995765787644537,2.4915539520824339E-2,11.253747496103442]
["Statewide",2030,6,22,0.21346359185203648,4.2106883469955729E-6,1.2815138447377832E-6,0.11894458647413425,2.3462482752187712E-6,7.1407556202310435E-7,0.26234419135846332,1.4504905988367795E-3,1.8490414045502299E-6,0.14618146862558695,8.082315254155795E-4,1.0303090252047648E-6,35.941154216109474,4.9316680360450498,9.2452070227511493E-2,40.965274322382029,16.265339864224725,2.9009811976735591,4.2527952304655288E-2,19.20884901420294,20.026861201705412,2.7479871864129701,5.1515451260238244E-2,22.826363839378619,9.0632510547863916,1.616463050831159,2.3697107579709591E-2,10.70341121319726]
["Statewide",2030,7,7,0.2254641020538751,4.4474051005481365E-6,1.3535580740798676E-6,0.12563142103478256,2.4781498145797586E-6,7.5421950878514401E-7,0.27709267430806434,1.5320343744192558E-3,1.9529909354580945E-6,0.1543995080127302,8.5366873830067084E-4,1.0882310055328504E-6,37.961696380204813,5.20891687302547,9.764954677290473E-2,43.268262800003193,17.179745807099987,3.0640687488385119,4.4918791515536176E-2,20.288733347454034,21.152732597744038,2.9024737102222811,5.4411550276642517E-2,24.109617858242963,9.572769496789272,1.7073374766013416,2.5029313127255558E-2,11.30513628651787]
["Statewide",2030,7,15,0.22511202433962055,4.440460171364727E-6,1.3514443999805693E-6,0.12543523892351277,2.4742800130710063E-6,7.5304174310856723E-7,0.27665997502459366,1.529641997292293E-3,1.9499412056862496E-6,0.15415840255351096,8.5233567580702543E-4,1.0865316579137896E-6,37.902416578369333,5.200782790793796,9.7497060284312487E-2,43.20069642944744,17.152918451524808,3.059283994584586,4.4848647730783744E-2,20.257051093840179,21.119701149831002,2.8979412977438863,5.4326582895689479E-2,24.07196903047058,9.557820958317679,1.7046713516140508,2.4990228132017161E-2,11.287482538063747]
["Statewide",2030,7,22,0.24896467316074722,4.9109669662926117E-6,1.4946421201760123E-6,0.13872623354103161,2.736452291118119E-6,8.3283330599247104E-7,0.30597459403031796,1.6917213597363637E-3,2.1565550591111031E-6,0.17049287535531585,9.4264832619690687E-4,1.2016594843605653E-6,41.918519382153562,5.7518526231036367,0.10782775295555516,47.778199758212757,18.970424829879715,3.3834427194727272,4.9600766359555369E-2,22.403468315712001,23.357523923678272,3.2050043090694835,6.0082974218028266E-2,26.622611206965782,10.570558272029583,1.8852966523938137,2.7638168140293001E-2,12.483493092563689]
["Statewide",2030,8,2,0.21066567756126739,4.1554979278809169E-6,1.2647167606594096E-6,0.11738555359448384,2.3154954825670051E-6,7.0471601643343637E-7,0.25890558828927629,1.4314786992435005E-3,1.8248056118085766E-6,0.14426543593558777,7.976378568860167E-4,1.0168045379968153E-6,35.470065595630849,4.8670275774279013,9.1240280590428824E-2,40.428333453649174,16.052146473935132,2.8629573984870009,4.1970529071597262E-2,18.957074401493731,19.764364723175525,2.7119687134124568,5.084022689984076E-2,22.527173663487822,8.9444570280064415,1.5952757137720335,2.338650437392675E-2,10.563119246152402]
["Statewide",2030,8,10,0.18821531963051849,3.7126521024887864E-6,1.1299375964096306E-6,0.10487593302124718,2.0687362431292323E-6,6.2961537834367945E-7,0.23131436795071439,1.278927939479072E-3,1.6303385319624668E-6,0.12889126245235608,7.1263466323099602E-4,9.0844504589588016E-7,31.690068409247871,4.3483549942288446,8.1516926598123346E-2,36.11994033007484,14.341490812944292,2.557855878958144,3.7497786235136735E-2,16.936844478137573,17.658102955972783,2.4229578549853863,4.5422252294794005E-2,20.126483063252966,7.9912582720460765,1.425269326461992,2.0894236055605243E-2,9.4374218345636738]
["Statewide",2030,8,13,0.21060391805170051,4.1542796871261671E-6,1.264345991734051E-6,0.11735114042237077,2.3148166635630595E-6,7.0450941934527907E-7,0.25882968659355643,1.4310590417869837E-3,1.8242706452162733E-6,0.14422314256025498,7.9740401849609228E-4,1.016506447912474E-6,35.459667063317234,4.8656007420757446,9.1213532260813662E-2,40.416481337653792,16.0474405688005,2.8621180835739675,4.1958224839974287E-2,18.951516877214441,19.758570530754934,2.7111736628867136,5.08253223956237E-2,22.520569516037273,8.941834838735808,1.5948080369921847,2.33796483019869E-2,10.560022524029979]
["Statewide",2030,8,22,0.22711402713221787,4.4799507924880025E-6,1.3634632846702616E-6,0.12655077994959374,2.4962846816815231E-6,7.5973881616394184E-7,0.27912041241892643,1.5432456577774976E-3,1.9672827393099488E-6,0.15552938908041836,8.5991580578098723E-4,1.096194577607973E-6,38.239496501392921,5.2470352364434918,9.8364136965497437E-2,43.584895874801916,17.305465569973439,3.0864913155549951,4.5247503004128824E-2,20.43720438853256,21.307526304017316,2.9237137396553567,5.4809728880398652E-2,24.286049772553071,9.6428221229859385,1.7198316115619745,2.5212475284983379E-2,11.387866209832895]
["Statewide",2030,9,2,0.1465096736635558,2.8899849865023869E-6,8.7956064806594384E-7,8.1637024830216967E-2,1.6103358242667152E-6,4.9010220738552211E-7,0.18005862981121393,9.9553700208949623E-4,1.2690803636380046E-6,0.10033092331192188,5.5472568415935596E-4,7.0714747065625319E-7,24.668032284136309,3.3848258071042872,6.3454018181900232E-2,28.116312109422498,11.163635048295264,1.9910740041789925,2.9188848363674105E-2,13.18389790083793,13.745336493733298,1.8860673261418102,3.535737353281266E-2,15.66676119340792,6.2205172453391562,1.1094513683187119,1.6264391825093823E-2,7.3462330054829623]
["Statewide",2030,9,10,0.12658216911926359,2.4969038505515116E-6,7.5992725886350351E-7,7.0533169756302375E-2,1.3913060929630828E-6,4.2344098481485126E-7,0.15556796599305722,8.6012909599650551E-4,1.096466473503055E-6,8.668441874852599E-2,4.792747032411524E-4,6.1096484951857107E-7,21.312811341048839,2.9244389263881185,5.4823323675152753E-2,24.292073591112107,9.6452138915695471,1.7202581919930111,2.5218728890570266E-2,11.390690812453128,11.875765368548061,1.6295339910199182,3.0548242475928553E-2,13.535847602043908,5.3744339624086113,0.9585494064823048,1.4052191538927134E-2,6.3470355604298438]
["Statewide",2030,9,19,0.25057907018396436,4.9428118475396055E-6,1.504334040555532E-6,0.13962579577862733,2.7541966577259245E-6,8.3823376539484669E-7,0.30795866858801108,1.7026912290459258E-3,2.1705391156586959E-6,0.17159842654440219,9.4876087474619582E-4,1.209451575783993E-6,42.190337596557519,5.7891501787561479,0.10852695578293479,48.0880147310966,19.093437452456687,3.4053824580918515,4.9922399660150003E-2,22.548742310208688,23.508984436583098,3.2257869741370659,6.0472578789199649E-2,26.795243989509363,10.639102445752936,1.8975217494923917,2.7817386243031837E-2,12.564441581488358]
["Statewide",2030,10,1,0.12968634463082396,2.5581354429750863E-6,7.7856296090546112E-7,7.2262855223328579E-2,1.4254251030330678E-6,4.3382503135789026E-7,0.15938296042536082,8.8122204846485266E-4,1.1233551293064509E-6,8.8810181419408107E-2,4.910279604926521E-4,6.2594754524495579E-7,21.835465578274434,2.9961549647804988,5.6167756465322544E-2,24.887788299520253,9.8817435463723715,1.7624440969297053,2.5837167974048371E-2,11.670024811276125,12.166994854458911,1.6694950656750172,3.1297377262247787E-2,13.867787297396177,5.5062312480033029,0.98205592098530425,1.4396793540633984E-2,6.5026839625292405]
["Statewide",2030,10,6,0.15614725445183447,3.0800916401305254E-6,9.3741919482233386E-7,8.7007205531886497E-2,1.7162656322756341E-6,5.2234171417084514E-7,0.1919031008829149,1.0610246115110502E-3,1.3525619811007957E-6,0.10693081091526016,5.9121620019651517E-4,7.5366447330364793E-7,26.29072482095934,3.6074836791375704,6.7628099055039789E-2,29.965836599151949,11.897992254740723,2.1220492230221004,3.1108925565318302E-2,14.051150403328142,14.649521095390641,2.0101350806681517,3.7683223665182397E-2,16.697339399723976,6.6297102767461302,1.1824324003930304,1.7334282885983904E-2,7.8294769600251444]
["Statewide",2030,10,10,0.10159948077510556,2.0041063960784114E-6,6.099454248934295E-7,5.661250296564984E-2,1.1167131802829727E-6,3.3986922878177434E-7,0.12486454198175494,6.903710859186632E-4,8.8006411306051966E-7,6.9576086406326093E-2,3.8468341423399972E-4,4.9038274438513146E-7,17.106442251500425,2.347261692123455,4.4003205653025984E-2,19.497707149276906,7.7416016028688057,1.3807421718373263,2.0241474600391954E-2,9.1425852493065225,9.5319238376666746,1.307923608395599,2.4519137219256575E-2,10.86436658328153,4.3137173571922176,0.76936682846799942,1.1278803120858024E-2,5.0943629887810751]
["Statewide",2030,10,18,0.20793997958924043,4.1017320159112599E-6,1.2483532222338619E-6,0.11586676055196415,2.2855364431347987E-6,6.9559804791059098E-7,0.25555573820873201,1.4129575113941268E-3,1.8011953635088576E-6,0.14239885752226811,7.873176190850875E-4,1.0036486119852811E-6,35.011136134596285,4.8040555387400312,9.0059768175442881E-2,39.905251441511759,15.844455768941385,2.8259150227882537,4.1427493360703727E-2,18.711798285090342,19.508643480550731,2.6768799048892973,5.0182430599264055E-2,22.235705816039292,8.8287291663806222,1.5746352381701749,2.3083918075661465E-2,10.426448322626458]
["Statewide",2030,11,3,0.15571616723175366,3.0715882043999431E-6,9.3483119264346107E-7,8.6766998334575116E-2,1.711527411402425E-6,5.2089964694856409E-7,0.19137329986543994,1.0580953627591632E-3,1.3488278636712794E-6,0.10663559915389892,5.8958398611049629E-4,7.5158377631149959E-7,26.218142081565272,3.5975242333811548,6.7441393183563972E-2,29.883107708129991,11.865144591657277,2.1161907255183263,3.1023040864439425E-2,14.012358358040043,14.609077084084152,2.0045855527756875,3.7579188815574982E-2,16.651241825675413,6.6114071475417333,1.1791679722209927,1.7286426855164492E-2,7.8078615466178913]
["Statewide",2030,11,9,0.17695514864988265,3.4905389527849922E-6,1.0623379421519541E-6,9.8601624745538297E-2,1.9449720147061582E-6,5.9194800447578737E-7,0.21747575301482147,1.2024147879528475E-3,1.5328018879621051E-6,0.12118021291625761,6.700005770659519E-4,8.5409640645792157E-7,29.794178163030541,4.0882102790396813,7.6640094398105249E-2,33.959028536468331,13.483496686918931,2.404829575905695,3.5254443423128418E-2,15.923580706247755,16.601689169527294,2.2780019620242364,4.2704820322896075E-2,18.922395951874428,7.5131732008079712,1.3400011541319039,1.9644217348532195E-2,8.8728185722884074]
["Statewide",2030,11,14,0.18611310747026308,3.6711847957256007E-6,1.1173171117425741E-6,0.10370455408063703,2.0456301405271455E-6,6.225830862473921E-7,0.22873077444672982,1.2646433537623451E-3,1.6121289755142853E-6,0.12745165179893042,7.0467511319115533E-4,8.9829845301409414E-7,31.336116099201984,4.2997874027919734,8.0606448775714268E-2,35.71650995076967,14.181308015697249,2.5292867075246903,3.7078966436828564E-2,16.747673689658768,17.460876296453467,2.3958953848499283,4.4914922650704708E-2,19.901686603954101,7.9020024115336858,1.4093502263823106,2.0660864419324167E-2,9.3320135023353217]
["Statewide",2030,11,21,0.21787152702423107,4.2976373255208523E-6,1.3079765773324334E-6,0.1214007431503739,2.394697334870154E-6,7.2882092800395989E-7,0.2677614907596253,1.4804426317435529E-3,1.8872233472939395E-6,0.14920005568995351,8.2492117322505349E-4,1.0515844818342848E-6,36.683324234068664,5.0335049479280798,9.4361167364696977E-2,41.811190349361439,16.601212427096769,2.9608852634871057,4.3406136987760607E-2,19.605503827571635,20.44040762952363,2.8047319889651821,5.2579224091714241E-2,23.297718842580529,9.2504034527771175,1.6498423464501071,2.418644308218855E-2,10.924432242309413]
["Statewide",2030,12,1,0.17808854213596717,3.5128957711211357E-6,1.0691421912107807E-6,9.9233165788885136E-2,1.957429513845933E-6,5.957394172574579E-7,0.21886868000072121,1.2101162258518591E-3,1.5426194473184117E-6,0.12195636927570531,6.7429191470440557E-4,8.5956687347147484E-7,29.985009160098805,4.1143951678963209,7.7130972365920591E-2,34.176535300361046,13.569858160044715,2.4202324517037184,3.5480247288323469E-2,16.025570859036758,16.708022590771627,2.2925925099949791,4.2978343673573741E-2,19.04359344444018,7.5612948950937291,1.3485838294088111,1.9770038089843921E-2,8.9296487625923842]
["Statewide",2030,12,9,0.16474744350533871,3.2497351634843823E-6,9.8904983236481212E-7,9.1799338568219438E-2,1.8107931278465239E-6,5.5111095195328987E-7,0.20247262996839654,1.1194631174037723E-3,1.4270576152692287E-6,0.11282028487843777,6.2377886747513086E-4,7.9517437353260386E-7,27.738750305670326,3.8061745991728255,7.135288076346144E-2,31.616277785606613,12.553303058040585,2.2389262348075447,3.282232515119226E-2,14.825051617999323,15.456379028345975,2.120848149415445,3.9758718676630195E-2,17.616985896438049,6.9948576624631418,1.2475577349502618,1.8289010591249887E-2,8.2607044080046528]
["Statewide",2030,12,14,0.16962053433060198,3.3458595965727658E-6,1.0183050946091028E-6,9.4514685799252693E-2,1.8643548656799415E-6,5.6741235042433002E-7,0.20846160008212061,1.1525758949411317E-3,1.4692687793645623E-6,0.1161574140225807,6.4222972177313813E-4,8.186949627551046E-7,28.559239211250524,3.9187580427998476,7.3463438968228115E-2,32.551460693018598,12.924619205091478,2.3051517898822635,3.3793181925384934E-2,15.263564176899125,15.913565721093557,2.1835810540286698,4.0934748137755231E-2,18.138081523259981,7.2017596694000039,1.2844594435462762,1.8829984143367406E-2,8.505049097089648]
["Statewide",2030,12,21,0.24969373171939344,4.9253480527839183E-6,1.49901897258641E-6,0.13913247409953264,2.7444656125979849E-6,8.3527214296460411E-7,0.30687059824518936,1.6966753314003036E-3,2.1628702318746769E-6,0.17099214012403968,9.454087412440798E-4,1.2051783777060716E-6,42.041271959590944,5.7686961267610322,0.10814351159373385,47.918111597945703,19.025977091201739,3.3933506628006072,4.9746015333117566E-2,22.469073769335463,23.425923196993438,3.2143897202298715,6.0258918885303575E-2,26.700571836108612,10.601512687690461,1.8908174824881596,2.7719102687239646E-2,12.52004927286586]
["Upstate",2022,1,7,0.27107858542682728,5.3471762133936766E-6,1.6274014562502494E-6,0.25648682599419859,5.059345624242339E-6,1.5398008421607119E-6,0.33315232668665823,1.8419859625529609E-3,2.348107815446788E-6,0.31521922954518572,1.7428345817770458E-3,2.2217126436890266E-6,41.31088850914562,5.1575606951482902,0.10331674387965867,46.571765948173571,17.657073314392886,2.9471775400847373,4.4614048493488968E-2,20.648864902971113,39.08718446360303,4.8799368289757279,9.7755356322317175E-2,44.064876648901077,16.706619165894843,2.7885353308432732,4.2212540230091508E-2,19.53736703696821]
["Upstate",2022,1,12,0.25819911282771058,5.0931214365671892E-6,1.5500804372161013E-6,0.2443006363613093,4.8189662404031846E-6,1.4666418992531433E-6,0.31732360950438188,1.7544696148661671E-3,2.236544630840374E-6,0.30024254880425061,1.6600291096832364E-3,2.1161547403509633E-6,39.348127578543355,4.9125149216252684,9.8407963756976455E-2,44.359050463925598,16.81815130373224,2.8071513837858673,4.2494347985967108E-2,19.667797035504076,37.230076051727075,4.6480815071130621,9.3110808575442391E-2,41.971268367415576,15.912855086625282,2.6560465754931784,4.0206940066668306E-2,18.609108602185128]
["Upstate",2022,1,18,0.26113753754257646,5.1510835021262937E-6,1.5677210658645241E-6,0.2470808900185732,4.8738082936768295E-6,1.4833329589451221E-6,0.32093489819769472,1.7744362864063751E-3,2.2619975378902418E-6,0.30365944716690857,1.6789210048174575E-3,2.1402375550493899E-6,39.795927376514143,4.96842160193785,9.9527891667170632E-2,44.863876870119164,17.009549604477819,2.8390980582502001,4.2977953219914593E-2,19.891625615947934,37.653771448696659,4.7009788134888808,9.4170452422173159E-2,42.448920714607716,16.093950699846154,2.6862736077079319,4.0664513545938405E-2,18.820888821100024]
["Upstate",2022,1,24,0.27407751399796948,5.4063317512463958E-6,1.6454053155967293E-6,0.25932432667461736,5.1153169069607193E-6,1.5568355803793494E-6,0.33683797389287329,1.8623637593532694E-3,2.3740848125038519E-6,0.31870648381194394,1.7621154719065122E-3,2.2462913374044894E-6,41.767908762716289,5.2146185261891542,0.10445973175016948,47.086987020655613,17.852412616322283,2.979782014965231,4.5107611437573185E-2,20.877302242725087,39.519603992681049,4.9339233213382343,9.8836818845797536E-2,44.55236413286508,16.891443642033028,2.8193847550504194,4.2679535410685296E-2,19.753507932494131]
["Upstate",2022,2,5,0.22188783318992261,4.376861203574802E-6,1.3320881923923313E-6,0.20994393921601606,4.1412612366795619E-6,1.2603838546416058E-6,0.27269748281403011,1.5077335354749201E-3,1.9220129633089346E-6,0.25801858052877447,1.4265744686179204E-3,1.8185538474114596E-6,33.814487868939736,4.2216538993297759,8.4568570385593123E-2,38.120710338655101,14.452966589143596,2.4123736567598719,3.6518246302869754E-2,16.901858492206337,31.994303985568035,3.9944085121301773,8.0016369286104227E-2,36.068728866984316,13.674984768025046,2.2825191497886728,3.4552523100817731E-2,15.992056440914537]
["Upstate",2022,2,15,0.18870841116238266,3.722378607834306E-6,1.1328978371669628E-6,0.17855051641662323,3.5220084713399091E-6,1.0719156217121462E-6,0.23192037152289394,1.2822785091248351E-3,1.6346097364837601E-6,0.2194364408447865,1.213255352975048E-3,1.5466211113275252E-6,28.758126068838848,3.5903798255495385,7.1922828405285452E-2,32.420428722793673,12.291779690713378,2.0516456145997362,3.1057584993191441E-2,14.374482890306307,27.210118664753526,3.3971149883301344,6.8051328898411104E-2,30.67528498198207,11.630131364773684,1.9412085647600767,2.9385801115222977E-2,13.600725730648984]
["Upstate",2022,2,20,0.22890813839921353,4.5153406373772817E-6,1.3742341070278685E-6,0.21658635177622035,4.2722865273182401E-6,1.3002611170098992E-6,0.28132535362441935,1.5554366899974002E-3,1.9828234972830673E-6,0.2661820258107408,1.4717098328670616E-3,1.87609104025714E-6,34.884343849427999,4.355222731992721,8.7244233880454963E-2,39.326810815301172,14.910243742094226,2.4886987039958406,3.7673646448378277E-2,17.436616092538447,33.006571200531859,4.1207875320277729,8.2548005771314159E-2,37.209906738330943,14.107647367969262,2.3547357325872986,3.5645729764885656E-2,16.498028830321449]
["Upstate",2022,3,2,0.25484258475618449,5.0269120492214772E-6,1.5299297541108846E-6,0.24112478523286029,4.7563208064800915E-6,1.4475758976243756E-6,0.31319847680584251,1.7316619202600769E-3,2.2074700737885616E-6,0.29633946589939003,1.6384491195539897E-3,2.0886452237151703E-6,38.83661112392447,4.8486533767282154,9.7128683246696712E-2,43.78239318389938,16.599519270709653,2.7706590724161231,4.1941931401982671E-2,19.412120274527759,36.746093771524365,4.5876575347511714,9.1900389843467489E-2,41.425651696119004,15.705991692667672,2.6215185912863834,3.9684259250588237E-2,18.367194543204644]
["Upstate",2022,3,8,0.29365045062259543,5.7924188373239226E-6,1.7629100809246722E-6,0.27784368106157992,5.4806214960688999E-6,1.6680152379340131E-6,0.36089287799500791,1.9953623673094542E-3,2.5436274024770267E-6,0.34146654799420584,1.8879549614501695E-3,2.4067077004476473E-6,44.75071687138098,5.5870146284664717,0.11191960570898918,50.449651105556441,19.12732253373542,3.1925797876951267,4.8328920647063504E-2,22.368231242077609,42.341851951281527,5.2862738920604748,0.10589513881969648,47.734020982161702,18.09772704369291,3.0207279383202712,4.5727446308505303E-2,21.164182428321684]
["Upstate",2022,3,19,0.32897033786441587,6.4891233026428509E-6,1.9749505703695636E-6,0.31126235099769278,6.1398233901774725E-6,1.8686419013583615E-6,0.40430059533422635,2.2353619098625789E-3,2.8495715372475125E-6,0.38253769209236171,2.1150356834946141E-3,2.696183314817064E-6,50.133273821444071,6.2590133476152205,0.12538114763889055,56.517668316698185,21.427931552713996,3.576579055780126,5.4141859207702737E-2,25.058652467701826,47.434673819452854,5.92209991378492,0.11863206585195081,53.475405799089721,20.27449768089517,3.3840570935913825,5.1227482981524214E-2,23.709782257468078]
["Upstate",2022,3,20,0.32496066407780522,6.4100302519635671E-6,1.9508787723367378E-6,0.30746851202225106,6.0649878014680734E-6,1.8458658526207182E-6,0.39937275439407793,2.2081160733177108E-3,2.8148393715144356E-6,0.37787510954364129,2.0892564500448502E-3,2.6633207302098931E-6,49.522221544865666,6.1827250052895906,0.12385293234663516,55.828799482501893,21.16675598288613,3.5329857173083372,5.3481948058774278E-2,24.75322364825324,46.85651358341152,5.8499180601255807,0.1171861121292353,52.823617755666334,20.027380805812989,3.3428103200717603,5.0603093873987967E-2,23.420794219758736]
["Upstate",2022,4,8,0.19099634062086635,3.7675092918352705E-6,1.1466332627324738E-6,0.18071529001532385,3.5647098373520137E-6,1.0849116896288738E-6,0.23473220935651926,1.2978250486613413E-3,1.6544279933711404E-6,0.22209692160545375,1.2279650452756525E-3,1.565372580750232E-6,29.106793960208389,3.6339101362517559,7.2794831708330177E-2,32.813498928168471,12.44080709589552,2.0765200778581461,3.1434131874051668E-2,14.548761305627719,27.540018279076264,3.438302126771827,6.8876393553010215E-2,31.047196799401103,11.771136845089048,1.9647440724410441,2.9742079034254409E-2,13.765622996564346]
["Upstate",2022,4,15,0.13876147124347729,2.7371473744425194E-6,8.330448530912015E-7,0.13129214642125153,2.5898107784637951E-6,7.8820328040202456E-7,0.17053618206852739,9.4288776729165567E-4,1.2019647166030193E-6,0.16135647154515731,8.9213351294646301E-4,1.1372647331514924E-6,21.146486576497395,2.6400857484166358,5.288644753053285E-2,23.839458772444562,9.0384176496319508,1.5086204276666491,2.2837329615457366E-2,10.569875406914058,20.008202471599507,2.4979738362500963,5.0039648258665664E-2,22.556215956108268,8.5518929918933377,1.4274136207143409,2.1608029929878356E-2,10.000914642537557]
["Upstate",2022,4,19,0.21742676123509522,4.2888640723903855E-6,1.3053064568144653E-6,0.20572300016830855,4.058000860952913E-6,1.235043740290017E-6,0.26721487894501839,1.4774204367630011E-3,1.8833707448322995E-6,0.25283109711937063,1.3978930791882578E-3,1.7819916824184529E-6,33.134644989182277,4.136777222936403,8.2868312772621175E-2,37.354290524891297,14.162388584085974,2.3638726988208019,3.5784044151813688E-2,16.562045327058591,31.351056042801957,3.9141006217271217,7.8407634026411932E-2,35.343564298555492,13.400048147326643,2.2366289267012127,3.3857841965950604E-2,15.670534915993807]
["Upstate",2022,4,23,0.16655881388364518,3.2854654539655566E-6,9.9992426859821288E-7,0.15759319920867057,3.1086137065175153E-6,9.460998237227221E-7,0.20469878241446274,1.1317714257290915E-3,1.4427478732631355E-6,0.19368014962780866,1.0708498433364467E-3,1.3650868885142131E-6,25.38264901939338,3.1689599920414562,6.3480906423577968E-2,28.615089917858413,10.849035467966525,1.8108342811665463,2.7412209591999574E-2,12.68728195872507,24.016338553848275,2.998379561342051,6.0063823094625379E-2,27.074781938284953,10.265047930273859,1.7133597493383148,2.5936650881770048E-2,12.004344330493943]
["Upstate",2022,5,6,0.21018768356045464,4.1460692297516774E-6,1.2618471568809455E-6,0.19887359134108409,3.9228924535548318E-6,1.1939237902123402E-6,0.25831813940148496,1.4282307177096759E-3,1.8206651834996497E-6,0.24441325591061192,1.3513511699789101E-3,1.7226614687349476E-6,32.031449285784134,3.9990460095870928,8.0109268073984594E-2,36.110604563445207,13.690861388278703,2.2851691483354815,3.4592638486493348E-2,16.01062317510068,30.307243732915879,3.783783275940948,7.5797104624337697E-2,34.166824113481162,12.953902563262432,2.1621618719662559,3.2730567905964007E-2,15.148795003134651]
["Upstate",2022,5,11,0.13320568617043965,2.6275564167410906E-6,7.9969108335598412E-7,0.12603542104382767,2.4861189399725869E-6,7.5664489477426561E-7,0.16370818892130362,9.0513606477563751E-4,1.1538399916993485E-6,0.15489601917307466,8.5641392875664374E-4,1.0917304910314402E-6,20.299815426241651,2.5343809813717848,5.0768959634771335E-2,22.884965367248206,8.6765340128290926,1.44821770364102,2.192295984228762E-2,10.146674676312401,19.207106377461258,2.3979590005186027,4.8036141605383366E-2,21.653101519585245,8.2094890161729577,1.3702622860106299,2.0742879329597362E-2,9.6004941815131861]
["Upstate",2022,5,23,0.1888231553249248,3.724642000405892E-6,1.1335866957757064E-6,0.17865908407055817,3.5241500288360525E-6,1.0725674000805378E-6,0.23206139072094101,1.2830581986615602E-3,1.6356036610478045E-6,0.21956986918791582,1.2139930729768715E-3,1.5475615344019186E-6,28.775612449396686,3.5925629562523684,7.1966561086103401E-2,32.440141966735155,12.299253708209873,2.0528931178584964,3.1076469559908285E-2,14.383223295628278,27.22666377930156,3.3991806043352404,6.8092707513684417E-2,30.693937091150485,11.637203066959538,1.9423889167629944,2.9403669153636455E-2,13.608995652876168]
["Upstate",2022,6,6,0.2450205711857491,4.8331673561511398E-6,1.4709639779590425E-6,0.23183147612994359,4.5730051037638955E-6,1.3917841620150987E-6,0.30112734005932973,1.6649210853384993E-3,2.1223908824837612E-6,0.28491810059537664,1.5753008450922325E-3,2.0081457194789279E-6,37.339790167356888,4.661779038947798,9.338519882928549E-2,42.094954405133976,15.959749023144475,2.663873736541599,4.0325426767191461E-2,18.663948186453265,35.329844473826704,4.410842366258251,8.8358411657072825E-2,39.829045251742031,15.100659331554962,2.5204813521475722,3.8154768670099627E-2,17.659295452372636]
["Upstate",2022,6,12,0.20858067797101351,4.1143701486563553E-6,1.25219961046063E-6,0.19735308848637981,3.89289968712413E-6,1.1847955569508221E-6,0.2563431488271547,1.4173110733827958E-3,1.8067451522360515E-6,0.24254457615864686,1.3410193139601948E-3,1.7094907321719002E-6,31.786550454567184,3.9684710054718284,7.9496786698386265E-2,35.834518246737396,13.586186887839199,2.2676977174124735,3.432815789248498E-2,15.888212763144157,30.075527443672211,3.7548540790885454,7.5217592215563608E-2,33.905599114976326,12.854862536408284,2.1456309023363116,3.2480323911266103E-2,15.03297376265586]
["Upstate",2022,6,18,0.25749571964649193,5.0792466139530993E-6,1.5458576651161608E-6,0.24363510579498787,4.8058382789748891E-6,1.462646432731488E-6,0.31645914773020833,1.7496900401021917E-3,2.2304517739533173E-6,0.29942461972917461,1.6555068123616542E-3,2.1103898529411465E-6,39.240934318545833,4.8991321122861367,9.8139878053945959E-2,44.238206308885921,16.772334829701041,2.7995040641635067,4.2378583705113028E-2,19.61421747756966,37.128652846417651,4.6354190746126323,9.2857153529410444E-2,41.856929074559694,15.869504845646254,2.6488108997786468,4.0097407205881785E-2,18.558413152630781]
["Upstate",2022,7,2,0.25962524069671628,5.1212526037945742E-6,1.5586420968070445E-6,0.24564999787582067,4.8455831484938889E-6,1.4747426973677055E-6,0.31907630353207067,1.7641601904288876E-3,2.2488978825358783E-6,0.30190089790398889,1.6691980558920473E-3,2.1278430347734036E-6,39.56546163797676,4.9396485332008853,9.8951506831578648E-2,44.604061678009224,16.911044087199745,2.8226563046862201,4.2729059768181685E-2,19.776429451654145,37.43571134009462,4.6737545564977321,9.3625093530029763E-2,42.203090990122384,16.000747588911413,2.6707168894272755,4.042901766069467E-2,18.711893495999384]
["Upstate",2022,7,3,0.26328613037788373,5.1934656935603134E-6,1.5806199936922694E-6,0.24911382727849776,4.913909114412906E-6,1.4955375565604497E-6,0.32357549299443172,1.7890360300034072E-3,2.2806088480417025E-6,0.30615790265016063,1.6927348658040632E-3,2.1578470458943628E-6,40.123361131309537,5.0093008840095399,0.10034678931383491,45.23300880463291,17.14950112870488,2.8624576480054515,4.3331568112792346E-2,20.055290344823124,37.963579928619922,4.739657624251377,9.4945270019351963E-2,42.798182822890652,16.226368840458512,2.7083757852865009,4.0999093871992895E-2,18.975743719617004]
["Upstate",2022,7,14,0.29478793810161852,5.8148564119530234E-6,1.7697389079857028E-6,0.27891993927151337,5.5018512892322526E-6,1.6744764793315553E-6,0.36229083644907317,2.0030916239958175E-3,2.5534804243793707E-6,0.34278925641173125,1.8952681636777019E-3,2.4160303487498154E-6,44.924063719685073,5.6086565471882892,0.11235313867269231,50.645073405546057,19.20141433180088,3.2049465983933079,4.8516128063208042E-2,22.454877058257399,42.505867795054677,5.3067508582975655,0.10630533534499188,47.918923988697237,18.167830589821754,3.032429061884323,4.5904576626246495E-2,21.246164228332322]
["Upstate",2022,7,20,0.30088453754032873,5.9351152345004806E-6,1.8063394191957986E-6,0.28468836777696199,5.6156367571784947E-6,1.7091068391412811E-6,0.36978348395822558,2.0445181740411872E-3,2.6062897334110802E-6,0.349878585784208,1.934464783788053E-3,2.4659970107609911E-6,45.853152010819969,5.7246508873153239,0.11467674827008753,51.692479646405374,19.598524649785954,3.2712290784658995,4.9519504934810527E-2,22.919273233186665,43.384944637241794,5.4165013946065486,0.1085038684734836,48.909949900321827,18.543565046563025,3.0951436540608848,4.6853943204458827E-2,21.685562643828366]
["Upstate",2022,8,2,0.27212013428480525,5.3677213452405829E-6,1.6336543224645254E-6,0.25747230981720148,5.0787848420202689E-6,1.5457171258322559E-6,0.33443237772738071,1.8490633138409194E-3,2.3571298081273865E-6,0.31643037733108892,1.7495309697098519E-3,2.2302489958436832E-6,41.469614838195206,5.177377278754574,0.103713711557605,46.750705828507385,17.724916019551177,2.9585013021454709,4.4785466354420343E-2,20.728202788051068,39.237366789055024,4.8986867151875852,9.8130955817122056E-2,44.23418446005973,16.770809998547712,2.7992495515357629,4.2374730921029981E-2,19.612434281004504]
["Upstate",2022,8,7,0.28471671324981568,5.6161958874320407E-6,1.7092770092184475E-6,0.26939083356201765,5.3138843670037784E-6,1.6172691551750631E-6,0.34991342203000503,1.9346573920053941E-3,2.4662425418723307E-6,0.33107809990940934,1.830517645207432E-3,2.3334883524668764E-6,43.389264331720625,5.4170406976151035,0.10851467184238255,48.914819701178118,18.545411367590265,3.0954518272086307,4.6858608295574283E-2,21.687721803094473,41.053684388766762,5.1254494065808096,0.10267348750854256,46.281807282856107,17.547139295198694,2.9288282323318913,4.4336278696870651E-2,20.520303806227457]
["Upstate",2022,8,17,0.27893875495303311,5.5022224390392458E-6,1.6745894379684663E-6,0.26392389421697432,5.2060459408151015E-6,1.5844487645959007E-6,0.34281238065840175,1.8953960167177369E-3,2.4161933319259297E-6,0.32435929709513223,1.7933696516990458E-3,2.2861332174883705E-6,42.508735201641819,5.3071088468096637,0.10631250660474091,47.922156555056219,18.169056174895292,3.0326336267483791,4.5907673306592664E-2,21.247597474950265,40.220552839796397,5.0214350247573281,0.10058986156948831,45.342577726123217,17.191042746042008,2.8693914427184732,4.3436531132279042E-2,20.103870719892761]
["Upstate",2022,8,18,0.27712602991275226,5.4664654270954557E-6,1.6637068691160082E-6,0.26220874548528916,5.1722136759533881E-6,1.5741519883336399E-6,0.34058456334903425,1.8830785034294477E-3,2.4004913397245259E-6,0.32225139989744372,1.781715171938204E-3,2.2712764403099656E-6,42.232485855280245,5.2726198096024532,0.10562161894787914,47.610727283830578,18.050981857498815,3.0129256054871165,4.560933545476599E-2,21.109516798440698,39.959173587283018,4.9888024814269709,9.993616337363849E-2,45.047912232083632,17.079324194564517,2.8507442751011265,4.3154252365889344E-2,19.973222722031529]
["Upstate",2022,9,5,0.22543476284637046,4.4468263683246316E-6,1.3533819381857575E-6,0.21329994289360119,4.2074602800624584E-6,1.2805313895842267E-6,0.27705661677431292,1.5318350137493936E-3,1.9527367965251638E-6,0.26214306875345667,1.4493785999536897E-3,1.8476238621143838E-6,34.355020480014801,4.2891380384983018,8.5920419047107205E-2,38.730078937560208,14.684000689038585,2.4509360219990297,3.710199913397811E-2,17.172038710171591,32.505740525428628,4.0582600798703314,8.1295449933032893E-2,36.645296055231988,13.893582643933204,2.3190057599259033,3.5104853380173294E-2,16.24769325723928]
["Upstate",2022,9,11,0.17607096349567314,3.4730979077191098E-6,1.0570297980014682E-6,0.16659332387189138,3.2861461827216994E-6,1.0001314469152999E-6,0.21638910007658627,1.1964067270808048E-3,1.525142994259261E-6,0.20474119477566066,1.1320059219871316E-3,1.4430468019777895E-6,26.832248409496696,3.3499388358262534,6.7106291747407482E-2,30.249293537070358,11.468622304059073,1.9142507633292876,2.8977716890925959E-2,13.411850784279286,25.387908152181922,3.1696165815639685,6.349405928702273E-2,28.621018793032913,10.851283323110016,1.8112094751794106,2.7417889237578E-2,12.689910687527004]
["Upstate",2022,9,17,0.23576457087964584,4.6505875902503034E-6,1.4153962231196576E-6,0.22307371263425577,4.4002533366962968E-6,1.3392075372553948E-6,0.28975182681863848,1.6020263251110068E-3,2.0422145505012201E-6,0.27415491441242579,1.5157916168106419E-3,1.9322851608970694E-6,35.929226525511169,4.4856737103108193,8.9857440222053678E-2,40.504757676044044,15.356846821387839,2.5632421201776108,3.8802076459523181E-2,17.958891018024971,33.995209387140797,4.2442165270697974,8.5020547079471057E-2,38.324446461290066,14.530210463858566,2.4252665868970271,3.6713418057044318E-2,16.992190468812638]
["Upstate",2022,9,24,0.24293398552775272,4.7920082908561854E-6,1.4584373059127521E-6,0.22985720829266001,4.5340615700953518E-6,1.3799317822029332E-6,0.29856295133899624,1.6507426821066764E-3,2.104316684245542E-6,0.28249174912811476,1.561885644341977E-3,1.9910444286070891E-6,37.021805966035537,4.6220795098986942,9.2589934106803842E-2,41.736475410041038,15.823836420966801,2.6411882913706823,3.9982017000665296E-2,18.505006729338149,35.028976891886231,4.3732798041575354,8.7605954858711921E-2,39.489862650902474,14.972062703790082,2.4990170309471633,3.7829844143534692E-2,17.508909578880779]
["Upstate",2022,10,5,0.24864222670284991,4.9046065301591314E-6,1.4927063352658228E-6,0.2352581832855935,4.6405988126660809E-6,1.4123561603766332E-6,0.30557831120513201,1.6895303277587306E-3,2.1537619980264012E-6,0.28912948254567367,1.5985854083805809E-3,2.0378281742577133E-6,37.891710589436371,4.7306849177244459,9.476552791316166E-2,42.717161035073978,16.195650493871998,2.703248524413969,4.0921477962501625E-2,18.939820496248469,35.852055835663535,4.4760391434656261,8.9664439667339391E-2,40.4177594187965,15.323862574920705,2.5577366534089294,3.8718735310896556E-2,17.920317963640532]
["Upstate",2022,10,11,0.2323880725202144,4.5839842778429936E-6,1.3951256497783025E-6,0.21987896618897099,4.337235182115208E-6,1.3200280989046286E-6,0.2856021508760439,1.5790829318847845E-3,2.0129670089658363E-6,0.2702286093900475,1.4940832325173389E-3,1.9046119712766781E-6,35.414666708629447,4.4214322092773966,8.8570548394496795E-2,39.924669466301346,15.136913996430327,2.5265326910156554,3.8246373170350893E-2,17.701693060616336,33.508347564365891,4.1834330510485493,8.380292673617383E-2,37.775583542150621,14.322116297672517,2.3905331720277423,3.6187627454256882E-2,16.748837097154517]
["Upstate",2022,10,20,0.30674827593613324,6.0507807431655779E-6,1.8415419653112629E-6,0.29023646980513262,5.7250761625369208E-6,1.7424144842503673E-6,0.37698994804157709,2.0843624273087337E-3,2.657081978520536E-6,0.35669713656153945,1.972164279816523E-3,2.5140551844183867E-6,46.746753557155557,5.8362147964644544,0.11691160705490358,52.699879960674913,19.980467246203585,3.3349798836939741,5.0484557591890182E-2,23.36593168748945,44.230444933630892,5.5220599834862645,0.11061842811440901,49.863123345231564,18.904948237761591,3.155462847706437,4.7767048503949347E-2,22.108178133971979]
["Upstate",2022,11,1,0.27940920093144261,5.5115022482188506E-6,1.6774137277187807E-6,0.26436901678397462,5.2148262315878354E-6,1.5871210270049934E-6,0.3433905531172875,1.8985927092451285E-3,2.4202683785656687E-6,0.32490634738545077,1.796394270994366E-3,2.2899889103929186E-6,42.580428586543647,5.31605958588636,0.10649180865688943,48.002979981086895,18.199699315216236,3.0377483347922056,4.5985099192747708E-2,21.283432749201189,40.288387075795896,5.0299039587842245,0.10075951205728842,45.419050546637408,17.22003641142889,2.8742308335909859,4.3509789297465455E-2,20.137777034317342]
["Upstate",2022,11,8,0.3062987275617039,6.0419131508740899E-6,1.8388431328747231E-6,0.28981111995498982,5.7166858996267278E-6,1.7398609259733521E-6,0.37643745848706833,2.0813077345380616E-3,2.6531879488621002E-6,0.35617438670283053,1.9692740166409812E-3,2.5103707646186936E-6,46.678244852396475,5.8276616567065727,0.1167402697499324,52.622646778852982,19.951185299814622,3.3300923752608984,5.0410571028379904E-2,23.331688246103901,44.165623951150984,5.5139672465947474,0.11045631364322252,49.790047511388948,18.87724249525002,3.1508384266255698,4.7697044527755181E-2,22.075777966403344]
["Upstate",2022,11,13,0.29731240569045919,5.8646529424361581E-6,1.784894373784918E-6,0.28130851850276273,5.5489673461093846E-6,1.6888161488158996E-6,0.36539337680482675,2.0202454462139863E-3,2.5753475964610955E-6,0.34572479160759773,1.9114986210097677E-3,2.4367204432915119E-6,45.308778723798518,5.6566872493991616,0.1133152942442882,51.078781267441968,19.365848970655819,3.232392713942378,4.8931604332760816E-2,22.647173288930958,42.869874159342118,5.3521961388273498,0.10721569950482653,48.329285997674297,18.323413955202678,3.0583977936156281,4.629768842253873E-2,21.428109437240845]
["Upstate",2022,11,19,0.35579591648483527,7.0182727951554118E-6,2.1359960680907779E-6,0.33664394838568135,6.6404895479165266E-6,2.0210185580615518E-6,0.43726890936772633,2.4176424067833186E-3,3.0819371839595502E-6,0.41373137052888626,2.2875042907888107E-3,2.9160410623459526E-6,54.221344761598068,6.7693987389932921,0.13560523609422021,61.126348736685586,23.175252196489495,3.8682278508533097,5.8556806495231456E-2,27.102036853838037,51.302689945581896,6.4050120142086699,0.12830580674322192,57.83600776653379,21.92776263803097,3.6600068652620972,5.5404780184573101E-2,25.643174283477641]
["Upstate",2022,12,4,0.29580391466833872,5.8348971160993052E-6,1.7758382527258755E-6,0.27988122732188536,5.5208132319068292E-6,1.680247505362948E-6,0.36353945945088284,2.0099952109067305E-3,2.5622809075044775E-6,0.34397066788358638,1.9018001407129482E-3,2.4243571148808246E-6,45.078892971909475,5.6279865905388453,0.11274035993019701,50.819619922378521,19.26759135089679,3.2159923374507691,4.868333724258507E-2,22.532267025590144,42.652362817564708,5.3250403939962547,0.10667171305475628,48.08407492461572,18.230445397830078,3.042880225140717,4.6062785182735669E-2,21.319388408153529]
["Upstate",2022,12,12,0.29212633630584384,5.762354832791087E-6,1.7537601665016353E-6,0.27640160756492055,5.4521757924469746E-6,1.6593578498751661E-6,0.35901975979954903,1.985005971313208E-3,2.5304253830952165E-6,0.33969425698158756,1.8781560349372774E-3,2.3942163262484538E-6,44.518450215144078,5.5580167196769823,0.11133871685618953,50.187805651677252,19.028047269376099,3.1760095541011326,4.8078082278809116E-2,22.252134905756041,42.122087865716857,5.2588368978243771,0.10534551835493197,47.486270281896161,18.003795620024142,3.005049655899644,4.5490110198720624E-2,21.054335386122506]
["Upstate",2022,12,16,0.30626007144301981,6.0411506373837519E-6,1.8386110635515769E-6,0.28977454463801694,5.7159644311101103E-6,1.7396413485987294E-6,0.37638995058134422,2.0810450652170203E-3,2.6528531059815605E-6,0.35612943607742559,1.9690254864211049E-3,2.5100539458353092E-6,46.672353872086681,5.8269261826076564,0.11672553666318866,52.616005591357528,19.948667380811244,3.3296721043472326,5.0404209013649649E-2,23.328743694172125,44.160050073600772,5.5132713619790934,0.1104423736167536,49.783763809196621,18.874860112103555,3.1504407782737678,4.7691024970870875E-2,22.072991915348194]
["Upstate",2022,12,23,0.30916724799821271,6.0984963155736637E-6,1.8560640960441585E-6,0.29252523217783905,5.770223276235246E-6,1.7561549101585533E-6,0.37996283566161132,2.1007994047082669E-3,2.6780353385779997E-6,0.35950999803674383,1.9877164790266027E-3,2.5338806560859121E-6,47.115391622039802,5.8822383331831469,0.11783355489743198,53.115463510120378,20.138030290065402,3.3612790475332268,5.0882671432981995E-2,23.550192009031612,44.579239756556234,5.5656061412744879,0.11149074886778014,50.2563366466985,19.054029895947423,3.1803463664425644,4.8143732465632333E-2,22.282519994855619]
["Upstate",2023,1,4,0.25532594731939551,5.0364466452367892E-6,1.5328315876807619E-6,0.23360849023629593,4.6080576976284783E-6,1.4024523427564934E-6,0.31379252359236171,1.7349463813135253E-3,2.211657005082242E-6,0.28710202959572217,1.5873757016656711E-3,2.0235383802629403E-6,39.537857972637575,5.0313445058092237,9.9524565228700887E-2,44.668727043675496,16.944796273987532,2.7759142101016403,4.4233140101644843E-2,19.764943624190817,36.174855729060994,4.6033895348304466,9.1059227111832314E-2,40.869304491003277,15.503509598168998,2.5398011226650739,4.0470767605258806E-2,18.083781488439332]
["Upstate",2023,1,12,0.25819911282771058,5.0931214365671892E-6,1.5500804372161013E-6,0.23623727067809278,4.6599118572865633E-6,1.4182340435219978E-6,0.31732360950438188,1.7544696148661671E-3,2.236544630840374E-6,0.29033276919528894,1.6052383324035413E-3,2.0463091199388822E-6,39.982774797552118,5.0879618831118849,0.10064450838781683,45.171381189051822,17.135474913236621,2.8071513837858673,4.4730892616807481E-2,19.987357189639297,36.581928918606408,4.6551911639702697,9.2083910397249696E-2,41.32920399297393,15.677969536545604,2.5683813318456661,4.0926182398777641E-2,18.287277050790046]
["Upstate",2023,1,16,0.26535381927321822,5.2342520096775458E-6,1.5930332203366444E-6,0.24278341370964346,4.7890381778060028E-6,1.4575333584626965E-6,0.32611665782034449,1.8030860292467478E-3,2.2985193607714438E-6,0.29837790038243489,1.6497195427285635E-3,2.1030124172104619E-6,41.090698885363409,5.2289494848155682,0.10343337123471497,46.423081741413689,17.610299522298604,2.8849376467947963,4.5970387215428878E-2,20.54120755630883,37.595615448186798,4.784186673912834,9.4635558774470788E-2,42.474437680874104,16.112406620651484,2.6395512683657016,4.2060248344209239E-2,18.794018137361395]
["Upstate",2023,1,23,0.26729265082876408,5.2724965429344538E-6,1.6046728608930947E-6,0.24455733256618245,4.824029716142535E-6,1.4681829570868585E-6,0.32849945852282925,1.8162604395508557E-3,2.3153136992886078E-6,0.30055802535792403,1.661773366999883E-3,2.1183782666538955E-6,41.390931773876488,5.2671552746974815,0.10418911646798736,46.762276165041953,17.738970760232778,2.9060167032813689,4.6306273985772153E-2,20.691293737499919,37.870311195098431,4.8191427642996612,9.5327021999425304E-2,42.784780981397518,16.230133369327898,2.6588373871998128,4.2367565333077908E-2,18.931338321860789]
["Upstate",2023,2,7,0.23881198761612485,4.7106995841945718E-6,1.433691177798348E-6,0.21849917120857393,4.3100179569444254E-6,1.3117445955917816E-6,0.2934970653978618,1.6227336002423304E-3,2.068611556537616E-6,0.26853285792614617,1.4847074901248123E-3,1.8926600593538562E-6,36.980630240130587,4.7059274407027578,9.3087520044192726E-2,41.779645200877539,15.848841531484537,2.5963737603877286,4.1372231130752321E-2,18.486587523003017,33.835140098694417,4.3056517213619561,8.5169702670923525E-2,38.225961522727296,14.500774328011893,2.3755319841996996,3.7853201187077128E-2,16.914159513398669]
["Upstate",2023,2,16,0.2059070199142865,4.0616307530262346E-6,1.2361484900514626E-6,0.18839302685934814,3.7161574766423728E-6,1.1310044494128962E-6,0.25305725517767802,1.3991434980968199E-3,1.7835856785028245E-6,0.23153276800124004,1.2801354646711967E-3,1.6318778484386071E-6,31.88521415238743,4.0575161444807781,8.0261355532627102E-2,36.022991652400833,13.665091779594613,2.2386295969549117,3.5671713570056489E-2,15.939393090119582,29.173128768156243,3.7123928475464703,7.343450317973732E-2,32.958956118882455,12.502769472066962,2.0482167434739145,3.2637556968772144E-2,14.58362377250965]
["Upstate",2023,2,19,0.24290326909301271,4.7914023920577115E-6,1.458252901930608E-6,0.22224245738446699,4.3838563635014925E-6,1.33421715410915E-6,0.29852520120950876,1.6505339631423153E-3,2.1040506156427341E-6,0.2731333116912017,1.5101432160009708E-3,1.925084750928916E-6,37.614175352398107,4.786548493112714,9.468227770392304E-2,42.495406123214742,16.120360865313472,2.6408543410277043,4.2081012312854681E-2,18.803296218654033,34.414797273091416,4.3794153264028157,8.6628813791801221E-2,38.880841413286035,14.749198831324891,2.4162291456015534,3.8501695018578322E-2,17.203929671945023]
["Upstate",2023,2,24,0.25070891473906115,4.9453731037722176E-6,1.5051135533219794E-6,0.22938417217623416,4.5247306689994725E-6,1.3770919427389701E-6,0.3081182459871995,1.7035735261385775E-3,2.1716638412217129E-6,0.28191039342070628,1.5586713517601227E-3,1.9869469459519421E-6,38.822898994387138,4.9403632258018746,9.772487285497708E-2,43.860987093043988,16.638385283308772,2.7257176418217242,4.3433276824434257E-2,19.40753620195493,35.520709571008993,4.5201469201043558,8.9412612567837391E-2,40.130269103681179,15.22316124471814,2.4938741628161964,3.973893891903884E-2,17.756774346453376]
["Upstate",2023,3,7,0.31966804973942992,6.3056304837108808E-6,1.9191049298250507E-6,0.29247779655936529,5.769287582217325E-6,1.7558701337183163E-6,0.39286819491989972,2.1721526227148399E-3,2.7689942558904299E-6,0.35945170023119249,1.9873941527786031E-3,2.5334697643649992E-6,49.501392559907366,6.2992426058730357,0.12460474151506935,55.92523990729547,21.214882525674586,3.4754441963437439,5.53798851178086E-2,24.745706607136139,45.290914229130252,5.7634430430579489,0.11400613939642497,51.168363411584622,19.410391812484395,3.1798306444457651,5.0669395287299981E-2,22.640891852217461]
["Upstate",2023,3,15,0.26483930011336393,5.2241028324248452E-6,1.589944340303214E-6,0.24231265840493152,4.7797522669926453E-6,1.4547072116934138E-6,0.32548431995064364,1.7995898583174806E-3,2.2940625481517797E-6,0.29779934776523742,1.6465207483209883E-3,2.0989346911576397E-6,41.0110243137811,5.218810589120694,0.10323281466683008,46.333067717568625,17.576153277334758,2.8793437733079688,4.5881250963035594E-2,20.501378301605762,37.522717818419913,4.774910170130866,9.4452061102093782E-2,42.392080049652876,16.081164779322819,2.6344331973135815,4.1978693823152793E-2,18.757576670459553]
["Upstate",2023,3,24,0.26863835661754015,5.2990413397971035E-6,1.612751712112162E-6,0.24578857561421066,4.8483166716353728E-6,1.4755746391933744E-6,0.33015331477953258,1.8254045450092373E-3,2.3269703274761193E-6,0.30207120828058648,1.6701396951898722E-3,2.1290434079790111E-6,41.599317662221104,5.2936731805267883,0.10471366473642536,46.997704507484315,17.82827899809476,2.9206472720147798,4.6539406549522384E-2,20.795465676659063,38.060972243353895,4.8434051160506293,9.5806953359055508E-2,43.000184312763579,16.31184524715167,2.6722235123037956,4.2580868159580225E-2,19.026649627615043]
["Upstate",2023,4,3,0.1358948016952973,2.6806007195470304E-6,8.1583500160127026E-7,0.12433589217349267,2.4525947855834745E-6,7.4644189126453568E-7,0.16701307961351716,9.2340867395526629E-4,1.1771333594532612E-6,0.15280731859743996,8.4486558635555947E-4,1.07700901453883E-6,21.043648031303164,2.6778851544702724,5.2971001175396756E-2,23.774504186948832,9.0187062991299261,1.4774538783284261,2.3542667189065225E-2,10.519702844647417,19.253722143277436,2.4501102004311224,4.8465405654247347E-2,21.752297749362807,8.2515952042617577,1.3517849381688951,2.15401802907766E-2,9.6249203227214295]
["Upstate",2023,4,13,0.13956983518079133,2.7530928037377363E-6,8.3789780983322403E-7,0.12769833548615819,2.5189208543581804E-6,7.6662808610901147E-7,0.17152965164157286,9.4838062104409058E-4,1.2089668399022232E-6,0.15693972105631621,8.6771347517738539E-4,1.1061348099572877E-6,21.612736106838181,2.7503038010278629,5.4403507795600041E-2,24.417443415661644,9.2626011886449344,1.5174089936705448,2.4179336798044463E-2,10.804189519113523,19.774404853095842,2.5163690780144177,4.9776066448077944E-2,22.340549997558337,8.4747449370410752,1.3883415602838167,2.2122696199145753E-2,9.8852091935240374]
["Upstate",2023,4,15,0.13876147124347729,2.7371473744425194E-6,8.330448530912015E-7,0.12695872918707268,2.5043317078067508E-6,7.6218791107161988E-7,0.17053618206852739,9.4288776729165567E-4,1.2019647166030193E-6,0.15603075379509018,8.626878313457777E-4,1.0997282716890513E-6,21.48755894063445,2.7343745251458014,5.408841224713587E-2,24.27602187802739,9.2089538317004784,1.5086204276666491,2.4039294332060385E-2,10.741613553699189,19.659874978181364,2.5017947109027552,4.9487772226007309E-2,22.211157461310126,8.4256607049348702,1.3803005301532443,2.1994565433781026E-2,9.8279558005218952]
["Upstate",2023,4,24,0.17041430711989608,3.3615172073392877E-6,1.0230704544076094E-6,0.15591924525846748,3.0755940316850357E-6,9.3605035746935879E-7,0.20943713730944347,1.1579696014673555E-3,1.4761445127881218E-6,0.19162288032194158,1.0594752831756757E-3,1.3505869443486461E-6,26.389079300989877,3.358111844255331,6.6426503075465479E-2,29.813617648320673,11.309605414709948,1.8527513623477689,2.9522890255762439E-2,13.191879667313479,24.144482920564638,3.0724783212094593,6.0776412495689075E-2,27.277737654269785,10.347635537384845,1.6951604530810811,2.7011738886972923E-2,12.069807729352899]
["Upstate",2023,5,10,0.17043903730095522,3.3620050239468006E-6,1.023218920331635E-6,0.15594187194534029,3.0760403556971067E-6,9.3618619521216294E-7,0.2094675304050333,1.158137643683935E-3,1.4763587279070732E-6,0.19165068824843279,1.059629032095138E-3,1.3507829388061206E-6,26.392908831034195,3.3585991666834114,6.64361427558183E-2,29.817944140473426,11.311246641871797,1.8530202298942959,2.9527174558141463E-2,13.193794046324236,24.14798671930253,3.0729241930759001,6.0785232246275425E-2,27.281696144624703,10.349137165415371,1.6954064513522209,2.7015658776122411E-2,12.071559275543715]
["Upstate",2023,5,11,0.13320568617043965,2.6275564167410906E-6,7.9969108335598412E-7,0.12187550683299633,2.4040623131723115E-6,7.3167113879157319E-7,0.16370818892130362,9.0513606477563751E-4,1.1538399916993485E-6,0.14978353455547491,8.2814720466366199E-4,1.0556969288278411E-6,20.627231804084257,2.6248945878493486,5.192279962647068E-2,23.304049191560075,8.8402422017503959,1.44821770364102,2.3076799833986968E-2,10.311536705225404,18.872725353989839,2.4016268935246199,4.7506361797252851E-2,21.321858609311711,8.0883108659956449,1.3250355274618593,2.1113938576556822E-2,9.4344603320340603]
["Upstate",2023,5,18,0.16783254542407339,3.3105905186566786E-6,1.0075710274172501E-6,0.1535570824691268,3.0289990538506997E-6,9.218692772589087E-7,0.20626418318413134,1.1404264643181247E-3,1.4537810538448893E-6,0.18871981061600232,1.0434243262460478E-3,1.3301256714735681E-6,25.989287081200548,3.3072367465225616,6.542014742302002E-2,29.361943975146129,11.138265891943092,1.8246823429089996,2.9075621076897786E-2,12.99202385592899,23.778696137616294,3.0259305461135386,5.9855655216310567E-2,26.864482338946143,10.190869773264126,1.6694789219936765,2.6602513429471362E-2,11.886951208687274]
["Upstate",2023,6,4,0.21388024613835543,4.2189070850618992E-6,1.2840151998014476E-6,0.19568806819796769,3.8600562337506487E-6,1.1747997233154149E-6,0.26285625447363919,1.4533217754324099E-3,1.8526505025706599E-6,0.24049828621585564,1.3297054582611474E-3,1.6950681722122413E-6,33.119888063678538,4.2146331487539888,8.3369272615679696E-2,37.417890485048204,14.194237741576517,2.3253148406918558,3.7053010051413197E-2,16.556605592319784,30.302784063197812,3.8561458289573274,7.6278067749550857E-2,34.235207959904692,12.986907455656205,2.1275287332178356,3.3901363444244825E-2,15.148337552318287]
["Upstate",2023,6,6,0.2450205711857491,4.8331673561511398E-6,1.4709639779590425E-6,0.22417966647132709,4.42206889265911E-6,1.3458470542875553E-6,0.30112734005932973,1.6649210853384993E-3,2.1223908824837612E-6,0.27551411839915241,1.5233066015886145E-3,1.9418650354720437E-6,37.942044847475543,4.8282711474816482,9.5507589711769258E-2,42.865823584668966,16.260876363203806,2.663873736541599,4.2447817649675222E-2,18.967197917395083,34.714778918293206,4.4175891446069819,8.7383926596241973E-2,39.219751989496423,14.87776239355423,2.4372905625417833,3.8837300709440872E-2,17.353890256805457]
["Upstate",2023,6,15,0.27096275405018183,5.3448913749178226E-6,1.6267060706271635E-6,0.2479152649720662,4.890266804766314E-6,1.4883420710158347E-6,0.33300997131553223,1.841198885368431E-3,2.3471044733334785E-6,0.30468488396652732,1.6845906040940655E-3,2.1474649881799897E-6,41.959256385757058,5.33947676756845,0.10561970130000653,47.404352854625515,17.982538451038739,2.9459182165894897,4.694208946666957E-2,20.975398757094897,38.390295379782444,4.8853127518727897,9.6635924468099529E-2,43.372244056123336,16.452983734192475,2.6953449665505049,4.2949299763599791E-2,19.191278000506578]
["Upstate",2023,7,1,0.27715054497578567,5.4669490003799917E-6,1.6638540435939104E-6,0.25357673616684423,5.0019424801350055E-6,1.5223303200410888E-6,0.34061469206715339,1.8832450839135076E-3,2.4007036914712134E-6,0.31164276408841146,1.7230604465265067E-3,2.1965051760592849E-6,42.917451200461329,5.4614107433491723,0.1080316661162046,48.486893609926703,18.393193371626282,3.0131921342616121,4.801407382942427E-2,21.454399579717318,39.266988275139845,4.9968752949268698,9.884273292266782E-2,44.362706302989388,16.828709260774218,2.7568967144424108,4.3930103521185697E-2,19.629536078737814]
["Upstate",2023,7,4,0.26781800250950999,5.2828593977004537E-6,1.6078267732131816E-6,0.2450379990016569,4.8335111295352558E-6,1.4710686046411648E-6,0.32914510943064135,1.8198302177382913E-3,2.3198643442075903E-6,0.30114875863582702,1.6650395077959929E-3,2.1225418438393947E-6,41.47228378826081,5.2775076314410452,0.10439389548934157,46.854185315191202,17.773835909254633,2.9117283483812662,4.6397286884151803E-2,20.73196154452005,37.944743588114207,4.8286145726083793,9.551438297277276E-2,42.86887254369536,16.262032966334658,2.6640632124735886,4.2450836876787891E-2,18.968547015685036]
["Upstate",2023,7,13,0.28650799595770104,5.651529937416058E-6,1.7200308505179307E-6,0.26213826318474215,5.1708233732839353E-6,1.5737288527385891E-6,0.35211488697031351,1.9468292040933665E-3,2.4817587986044426E-6,0.32216477799634263,1.7812362428925488E-3,2.2706659160942499E-6,44.366475758259504,5.6458046918707625,0.11167914593719992,50.123959596067472,19.014203896396928,3.1149267265493865,4.9635175972088851E-2,22.178765798918402,40.592762027539173,5.1655851043883914,0.10217996622424125,45.860527098151806,17.396898011802502,2.8499779886280781,4.5413318321884999E-2,20.292289318752466]
["Upstate",2023,7,21,0.29740340015738631,5.8664478590221994E-6,1.7854406527458868E-6,0.27210692854102392,5.3674608545828039E-6,1.6335750426991143E-6,0.36550520791212227,2.0208637559579515E-3,2.5761357989619222E-6,0.334416148026833,1.8489735804721548E-3,2.357015418751579E-6,46.053656196927406,5.8605048922780592,0.1159261109532865,52.030087200158754,19.737281227254602,3.2333820095327224,5.1522715979238444E-2,23.022185952766563,42.136434651380959,5.362023383369249,0.10606569384382106,47.604523728594032,18.058471993448983,2.9583577287554474,4.7140308375031581E-2,21.063970030579462]
["Upstate",2023,8,1,0.28354813609374141,5.5931450515918108E-6,1.702261537440986E-6,0.25943016241633238,5.1174045759653894E-6,1.5574709579025099E-6,0.34847725473613328,1.9267168801635618E-3,2.456120218307708E-6,0.31883655466775668,1.7628346284945123E-3,2.2472080964021924E-6,43.908134096752796,5.5874789524743296,0.11052540982384686,49.606138459050975,18.817771755751195,3.0827470082616988,4.9122404366154157E-2,21.949641168379049,40.173405888137339,5.1122204226340857,0.10112436433809865,45.386750675109525,17.217173952058861,2.8205354055912197,4.4944161928043846E-2,20.082653519578123]
["Upstate",2023,8,9,0.23657838487679866,4.6666405250140386E-6,1.4202818989173161E-6,0.21645555374940154,4.2697064633243867E-6,1.2994758801422047E-6,0.29075199444978772,1.6075562121602709E-3,2.0492638827235559E-6,0.26602127660625419,1.4708210569095268E-3,1.8749580556337522E-6,36.634751300673251,4.6619130152647861,9.2216874722560016E-2,41.388881190660598,15.700607700288536,2.5720899394564336,4.0985277654471117E-2,18.31368291739944,33.51868085238803,4.2653810650376274,8.4373112503518852E-2,37.868435029929181,14.365148936737725,2.3533136910552428,3.7499161112675046E-2,16.75596178890564]
["Upstate",2023,8,12,0.27553172491659478,5.4350168722827437E-6,1.654135569825183E-6,0.25209560934067504,4.9727264278177748E-6,1.5134384780314967E-6,0.3386251816513553,1.8722451599607036E-3,2.3866813221763351E-6,0.30982247700273352,1.7129961516347927E-3,2.183675518302588E-6,42.666772888070767,5.4295109638860399,0.10740065949793508,48.203684511454739,18.285759809173186,2.9955922559371255,4.7733626443526703E-2,21.329085691553839,39.037632102344425,4.9676888397408989,9.8265398323616457E-2,44.103586340408945,16.730413758147609,2.7407938426156684,4.3673510366051757E-2,19.514881111129331]
["Upstate",2023,8,21,0.27061516248917111,5.3380349376080057E-6,1.6246193288372193E-6,0.24759723877598588,4.8839935607612993E-6,1.4864328228403955E-6,0.3325827854605336,1.838836991768184E-3,2.3440936030365591E-6,0.30429403359004098,1.6824296079092076E-3,2.1447102158125704E-6,41.905430968027233,5.3326272761277336,0.10548421213664516,47.343542456291608,17.959470414868814,2.9421391868290945,4.6881872060731182E-2,20.94849147375864,38.341048232345166,4.8790458629367022,9.6511959711565676E-2,43.316606054993429,16.431877813862211,2.6918873726547323,4.2894204316251405E-2,19.166659390833196]
["Upstate",2023,9,5,0.22543476284637046,4.4468263683246316E-6,1.3533819381857575E-6,0.20625978341887663,4.068589209806314E-6,1.2382662812453999E-6,0.27705661677431292,1.5318350137493936E-3,1.9527367965251638E-6,0.2534907972892369,1.4015405351867577E-3,1.7866413486540768E-6,34.909133713563428,4.4423215398732419,8.7873155843632367E-2,39.4393284092803,14.961057305812897,2.4509360219990297,3.9054735930503279E-2,17.45104806374243,31.93984045844385,4.0644675520415969,8.0398860689433457E-2,36.08470687117488,13.688503053618792,2.2424648562988123,3.5732826973081534E-2,15.966700736890687]
["Upstate",2023,9,12,0.18020893123615381,3.5547216281574077E-6,1.0818717998739936E-6,0.16488076043643221,3.2523649142692455E-6,9.8985019129933561E-7,0.22147461274563326,1.224524324343093E-3,1.5609864541039048E-6,0.20263647487599257,1.1203690093806624E-3,1.4282124188747556E-6,27.905801205949793,3.5511205405949697,7.0244390434675716E-2,31.527166136979439,11.959629088264196,1.9592389189489487,3.1219729082078096E-2,13.950087736295222,25.532195834375063,3.2490701272039213,6.4269558849364E-2,28.845535520428349,10.942369643303598,1.7925904150090599,2.8564248377495112E-2,12.763524306690154]
["Upstate",2023,9,16,0.26792264704933016,5.2849235695836991E-6,1.6084549994385173E-6,0.24513374270971131,4.8353997275500512E-6,1.47164339534132E-6,0.3292737163136279,1.8205412800787674E-3,2.320770784904146E-6,0.30126642650344448,1.6656900887556112E-3,2.1233711847067613E-6,41.488488255517112,5.279569712228426,0.10443468532068657,46.872492653066217,17.780780680935905,2.9128660481260278,4.6415415698082919E-2,20.740062144760014,37.959569739434002,4.8305012573912727,9.5551703311804251E-2,42.885622700137084,16.268387031186002,2.6651041420089778,4.2467423694135226E-2,18.975958596889114]
["Upstate",2023,9,24,0.24293398552775272,4.7920082908561854E-6,1.4584373059127521E-6,0.22227056114759952,4.3844107258960454E-6,1.3343858730987964E-6,0.29856295133899624,1.6507426821066764E-3,2.104316684245542E-6,0.27316785087865358,1.5103341817945377E-3,1.9253281883282632E-6,37.618931868713524,4.7871537781093618,9.4694250791049386E-2,42.500779897613938,16.122399372305797,2.6411882913706823,4.208633368491084E-2,18.805673997361389,34.419149210710351,4.3799691272041592,8.6639768474771839E-2,38.885758106389282,14.751063947447294,2.4165346908712602,3.8506563766565263E-2,17.206105202085119]
["Upstate",2023,10,5,0.24864222670284991,4.9046065301591314E-6,1.4927063352658228E-6,0.22749327202684677,4.4874316094489497E-6,1.3657400550496804E-6,0.30557831120513201,1.6895303277587306E-3,2.1537619980264012E-6,0.27958649984088457,1.5458226365940883E-3,1.9705677937145386E-6,38.502867211846635,4.8996379505003187,9.6919289911188047E-2,43.49942445225814,16.50122880507713,2.703248524413969,4.3075239960528026E-2,19.247552569451628,35.227898979951455,4.4828856461228561,8.8675550717154231E-2,39.79946017679147,15.097670991407767,2.4733162185505413,3.9411355874290774E-2,17.610398565832597]
["Upstate",2023,10,12,0.22577936705595408,4.4536238784622153E-6,1.3554507456189352E-6,0.20657507636099659,4.0748085388532771E-6,1.2401591205205627E-6,0.27748013121027632,1.5341766082198321E-3,1.9557217901073206E-6,0.25387828852942373,1.4036829588406311E-3,1.7893724453225259E-6,34.962496532494818,4.4491121638375128,8.8007480554829431E-2,39.499616176887159,14.983927085354921,2.4546825731517314,3.9114435802146415E-2,17.477724094308801,31.988664354707389,4.0706805806378306,8.0521760039513668E-2,36.13986669538474,13.709427580588882,2.2458927341450097,3.5787448906450518E-2,15.991107763640342]
["Upstate",2023,10,16,0.31179891720986092,6.1504074578274443E-6,1.8718631393387876E-6,0.28527799493715744,5.6272674816077364E-6,1.7126466248371371E-6,0.38319712552464036,2.118681664711602E-3,2.7008311010459643E-6,0.3506032304845168,1.9384713155120913E-3,2.4711044158364403E-6,48.282837816104688,6.1441768276636459,0.12153739954706839,54.548552043315397,20.692644778330578,3.3898906635385631,5.4016622020919287E-2,24.136552063890061,44.176007041049118,5.6215668149850648,0.11119969871263982,49.908773554746823,18.932574446163908,3.1015541048193462,4.9422088316728806E-2,22.083550639299983]
["Upstate",2023,10,24,0.2357276232361652,4.6498587773857625E-6,1.4151744105087104E-6,0.21567715600132339,4.2543521338168415E-6,1.2948028233355606E-6,0.289706418608426,1.6017752649229303E-3,2.0418945065911389E-6,0.26506463511997974,1.4655318241839496E-3,1.8682155022413085E-6,36.503008744661678,4.6451482682764977,9.1885252796601244E-2,41.240042265734779,15.644146604855004,2.5628404238766884,4.0837890131822777E-2,18.247824918863515,33.398144025117446,4.2500422901334538,8.4069697600858889E-2,37.732256012851757,14.313490296478905,2.3448509186943194,3.7364310044826168E-2,16.695705525218049]
["Upstate",2023,11,9,0.2911719138636984,5.7435283180660912E-6,1.7480303576722887E-6,0.26640547860896674,5.2549965763346779E-6,1.5993467841018586E-6,0.35784678607776998,1.9785206462625063E-3,2.5221580874985876E-6,0.32740913451685189,1.8102320814912894E-3,2.3076289313469669E-6,45.088695045799021,5.7377098741612684,0.11349711393743644,50.939902033897724,19.323726448199579,3.1656330340200101,5.0443161749971752E-2,22.539802643969562,41.253550949123337,5.2496730363247393,0.10384330191061351,46.607067287358689,17.680093263910003,2.8963713303860628,4.615257862693934E-2,20.622617172923004]
["Upstate",2023,11,15,0.32274230897148154,6.3662719608439746E-6,1.9375610315612098E-6,0.29529056614010901,5.824771030207982E-6,1.7727564004980814E-6,0.39664642260388766,2.1930422932942093E-3,2.7956237741097454E-6,0.36290856027339297,2.0065069944494715E-3,2.5578342350043742E-6,49.977449248089847,6.3598226505532072,0.12580306983493855,56.46307496847799,21.418906820609934,3.5088676692707348,5.5912475482194905E-2,24.983686965362864,45.726478594447514,5.8188702839034674,0.11510254057519684,51.660451418926172,19.59706225476322,3.2104111911191544,5.1156684700087482E-2,22.858630130582458]
["Upstate",2023,11,20,0.34245743914132221,6.755163893868276E-6,2.05591944595991E-6,0.31332877119581065,6.1805846805348582E-6,1.8810475114671308E-6,0.42087608086579303,2.3270071100486242E-3,2.9663980577421556E-6,0.38507729770462834,2.1290770619077251E-3,2.7140828379740026E-6,53.030386189089924,6.7483206191410101,0.13348791259839701,59.912194720829334,22.727308366752823,3.7232113760777987,5.9327961154843109E-2,26.509847703985464,48.519739510783168,6.1743234795324025,0.12213372770883012,54.816196718024401,20.794174076049931,3.4065232990523602,5.4281656759480053E-2,24.254979031861769]
["Upstate",2023,11,24,0.27961575409518796,5.5155766245191449E-6,1.6786537552884354E-6,0.25583226008263299,5.0464339467414738E-6,1.5358712011821877E-6,0.3436444044754754,1.8999962433071818E-3,2.422057561201885E-6,0.31441477589915356,1.738386789566639E-3,2.2160427331342991E-6,43.299194963909898,5.5099891055908277,0.10899259025408482,48.918176659754806,18.556797841675671,3.0399939892914909,4.84411512240377E-2,21.6452329821912,39.616261763293352,5.0413216897432536,9.972192299104346E-2,44.757305376027652,16.978397898554292,2.7814188633066226,4.4320854662685982E-2,19.804137616523601]
["Upstate",2023,12,8,0.32002511447100124,6.3126737845909329E-6,1.921248543136371E-6,0.29280449015919224,5.7757317955929856E-6,1.7578314160500391E-6,0.39330702318777422,2.1745788867527809E-3,2.772087183668192E-6,0.35985320274281513,1.9896140441949227E-3,2.5362996145864846E-6,49.556684921659553,6.3062787715830648,0.12474392326506864,55.987707616507691,21.238579252139807,3.4793262188044496,5.5441743673363839E-2,24.773347214617619,45.341503545594705,5.7698807281652762,0.11413348265639181,51.225517756416373,19.432072948112015,3.1833824707118765,5.0725992291729693E-2,22.666181411115623]
["Upstate",2023,12,17,0.3103435828982733,6.1217001772386662E-6,1.8631261408987248E-6,0.28394644812458936,5.601001978443872E-6,1.7046527760481349E-6,0.38140853712969608,2.1087926306200852E-3,2.688224860439588E-6,0.34896677543956822,1.9294234206613391E-3,2.4595704340123089E-6,48.057475678341703,6.1154986287982469,0.12097011871978146,54.293944425859735,20.596061005003587,3.3740682089921363,5.3764497208791763E-2,24.023893711204515,43.969813705385597,5.5953279199178834,0.1106806695305539,49.675822294834035,18.844205873736684,3.0870774730581427,4.9191408680246178E-2,21.980474755475075]
["Upstate",2023,12,23,0.30916724799821271,6.0984963155736637E-6,1.8560640960441585E-6,0.28287016965426348,5.5797717856329843E-6,1.6981914130187344E-6,0.37996283566161132,2.1007994047082669E-3,2.6780353385779997E-6,0.34764404212226374,1.9221100807639189E-3,2.450247610212745E-6,47.875317293363025,6.0923182736539738,0.12051159023600999,54.088147157253012,20.51799312572701,3.3612790475332268,5.3560706771559996E-2,23.932832880031796,43.803149307405235,5.5741192342153649,0.11026114245957352,49.487529684080172,18.772778274602242,3.0753761292222701,4.9004952204254902E-2,21.897159356028766]
["Upstate",2024,1,4,0.25532594731939551,5.0364466452367892E-6,1.5328315876807619E-6,0.20928751566236908,4.1283129161530773E-6,1.2564430614378931E-6,0.31379252359236171,1.7349463813135253E-3,2.211657005082242E-6,0.25721184386292872,1.4221140536817755E-3,1.8128678457889599E-6,40.165443019822298,5.0313445058092237,9.9524565228700887E-2,45.296312090860219,17.258588797579893,2.9494088482329928,4.4233140101644843E-2,20.252230785914531,32.923116014454877,4.1241307556771494,8.1579053060503198E-2,37.128825823192528,14.146651412461079,2.4175938912590182,3.62573569157792E-2,16.600502660635875]
["Upstate",2024,1,11,0.25620134045605497,5.0537142628552863E-6,1.5380869495646524E-6,0.21000506457082438,4.1424669683781818E-6,1.2607508164629251E-6,0.31486837124659239,1.7408947002001058E-3,2.2192397415147126E-6,0.25809370285591021,1.4269898169765364E-3,1.819083320896506E-6,40.303151519563826,5.0485946305803067,9.9865788368162067E-2,45.451611938512293,17.317760418562582,2.95952099034018,4.4384794830294255E-2,20.321666203733056,33.035993965556507,4.1382704692319559,8.1858749440342771E-2,37.256123184228805,14.195153657075062,2.4258826888601117,3.6381666417930121E-2,16.657418012353105]
["Upstate",2024,1,17,0.27070945403340213,5.3398948908818598E-6,1.62518540157274E-6,0.22189718552221435,4.3770456835428215E-6,1.3321443384695544E-6,0.33269866863624803,1.8394777052372598E-3,2.3449103651263815E-6,0.2727089767181245,1.5077970848134685E-3,1.9220939740774994E-6,42.585429585439748,5.3344853451880532,0.10552096643068717,48.025435897058486,18.29842677499364,3.1271120989033419,4.6898207302527632E-2,21.472437081199509,34.906749019919936,4.3726115459590584,8.649422883348748E-2,39.365854794712483,14.998993719496847,2.5632550441828963,3.8441879481549986E-2,17.600690643161293]
["Upstate",2024,1,23,0.26729265082876408,5.2724965429344538E-6,1.6046728608930947E-6,0.21909647426778245,4.3218000927607167E-6,1.3153304630141313E-6,0.32849945852282925,1.8162604395508557E-3,2.3153136992886078E-6,0.26926693621417858,1.4887661797801375E-3,1.8978339537775321E-6,42.047930690922144,5.2671552746974815,0.10418911646798736,47.419275082087609,18.067470218755609,3.0876427472364547,4.6306273985772153E-2,21.201419239977835,34.466167835414858,4.3174219213623983,8.5402527919988938E-2,38.868992284697242,14.809681491779822,2.5309025056262335,3.7956679075550642E-2,17.378540676481606]
["Upstate",2024,2,4,0.21707655887020524,4.2819561355186277E-6,1.3032040412448E-6,0.17793496584054436,3.5098663930810632E-6,1.0682202065898888E-6,0.26678448444339975,1.4750408026832213E-3,1.8803372595103538E-6,0.21867993657761584,1.2090726709730985E-3,1.5412891552225538E-6,34.148414008755168,4.277618327781342,8.461517667796592E-2,38.510647513214472,14.673146644386986,2.5075693645614763,3.7606745190207076E-2,17.218322754138669,27.991031881934827,3.5063107458219855,6.9358011985014914E-2,31.566700639741825,12.02739651176887,2.0554235406542674,3.0825783104451075E-2,14.113645835527588]
["Upstate",2024,2,11,0.19631758998644641,3.8724739019624927E-6,1.1785790136407589E-6,0.16091909623932626,3.1742188795064355E-6,9.6606661550195858E-7,0.24127196093531533,1.3339830750108189E-3,1.7005211482530946E-6,0.19776763714490098,1.0934493992317169E-3,1.3938961166528259E-6,30.882810999720363,3.8685509175313748,7.6523451671389256E-2,34.827885368923127,13.269957851442344,2.2677712275183923,3.401042296506189E-2,15.5717395019258,25.314257554547325,3.1710032577719791,6.272532524937717E-2,28.547986137568682,10.877220042969554,1.8588639786939187,2.7877922333056516E-2,12.763961943996529]
["Upstate",2024,2,21,0.22226777310847953,4.384355730270179E-6,1.3343691352996197E-6,0.1821901398352205,3.5938020722213302E-6,1.0937658480673616E-6,0.27316442441205074,1.510315236996984E-3,1.9253040380751653E-6,0.22390949432578985,1.2379866877482435E-3,1.5781478664971928E-6,34.965046324742495,4.3799141872912539,8.6638681713382446E-2,39.431599193747132,15.024043342662791,2.567535902894873,3.850608076150331E-2,17.630085326319168,28.660415273701101,3.5901613944699062,7.1016653992373682E-2,32.32159332216338,12.315022187918442,2.1045773691720138,3.156295732994386E-2,14.451162514420401]
["Upstate",2024,3,2,0.25484258475618449,5.0269120492214772E-6,1.5299297541108846E-6,0.20889130935791511,4.1204975259279991E-6,1.2540644644128693E-6,0.31319847680584251,1.7316619202600769E-3,2.2074700737885616E-6,0.25672491107194884,1.4194218216490235E-3,1.8094358700814256E-6,40.089405031147841,5.0218195687542231,9.9336153320485274E-2,45.210560753222552,17.225916224321338,2.9438252644421308,4.4149401475771233E-2,20.213890890239242,32.860788617209451,4.1163232827821679,8.1424614153664157E-2,37.058536514145281,14.119870108957185,2.41301709680334,3.618871740162851E-2,16.569075923162153]
["Upstate",2024,3,8,0.29365045062259543,5.7924188373239226E-6,1.7629100809246722E-6,0.24070163619939167,4.7479739559056669E-6,1.4450355517973769E-6,0.36089287799500791,1.9953623673094542E-3,2.5436274024770267E-6,0.29581942081794876,1.635573810984374E-3,2.0849798675933579E-6,46.194288383361013,5.7865508651974169,0.11446323311146619,52.095302481669897,19.849108289725436,3.392116024426072,5.0872548049540535E-2,23.292096862201049,37.864885864697442,4.7431640518546843,9.3824094041701098E-2,42.701874010593826,16.270068144987182,2.780475478673436,4.1699597351867158E-2,19.092243221012485]
["Upstate",2024,3,14,0.26223500862460358,5.1727317310170513E-6,1.5743096572660591E-6,0.21495078761458153,4.2400241124660158E-6,1.2904421211853094E-6,0.32228367698032323,1.7818936306455695E-3,2.2715039340553136E-6,0.26417193709407832,1.460596132307315E-3,1.861923631995946E-6,41.252310653481373,5.1674915288721515,0.10221767703248912,46.522019859386013,17.725602233917776,3.0292191720974682,4.5430078681106274E-2,20.800251484696354,33.814007948042025,4.2357287836912132,8.3786563439817566E-2,38.133523295173056,14.529456540174309,2.4830134249224356,3.7238472639918918E-2,17.049708437736665]
["Upstate",2024,3,19,0.32897033786441587,6.4891233026428509E-6,1.9749505703695636E-6,0.26965291017652765,5.3190539743225863E-6,1.6188425139242654E-6,0.40430059533422635,2.2353619098625789E-3,2.8495715372475125E-6,0.33140018892192463,1.8322984625459935E-3,2.3357584843764396E-6,51.750476202780973,6.4825495386014786,0.12823071917613807,58.361256460558586,22.236532743382451,3.8001152467663841,5.699143074495025E-2,26.093639420893787,42.419224182006353,5.3136655413833811,0.10510913179693979,47.837998855186669,18.227010390705853,3.1149073863281891,4.6715169687528792E-2,21.388632946721572]
["Upstate",2024,4,5,0.17906183455370778,3.5320945066340294E-6,1.0749852846277483E-6,0.14677476730092168,2.8952141062789008E-6,8.8115211930227417E-7,0.22006484469593759,1.2167297728722356E-3,1.551050196391465E-6,0.18038442670859411,9.9733832017598833E-4,1.2713766292789953E-6,28.168300121080012,3.5285163413294831,6.9797258837615922E-2,31.766613721247111,12.103566458276568,2.0684406138828004,3.1021003927829301E-2,14.203028076087197,23.089206618700047,2.892281128510366,5.7211948317554794E-2,26.038699695527967,9.9211434689726765,1.6954751442991802,2.5427532585579907E-2,11.642046145857437]
["Upstate",2024,4,10,0.18281711905750223,3.6061695868975562E-6,1.0975298742731694E-6,0.14985292748266529,2.955932531819298E-6,8.9963164011891679E-7,0.22468004426192167,1.2422470276951887E-3,1.5835788185941443E-6,0.1841674486129154,1.0182544978088826E-3,1.2980399378858654E-6,28.759045665525974,3.6025163803160472,7.1261046836736494E-2,32.43282309267876,12.357402434405692,2.1118199470818206,3.1671576371882885E-2,14.500893957859395,23.573433422453171,2.9529380436457595,5.8411797204863947E-2,26.584783263303795,10.129209673710347,1.7310326462751005,2.5960798757717309E-2,11.886203118743165]
["Upstate",2024,4,16,0.16169347857407965,3.1894940027477113E-6,9.7071556605365129E-7,0.13253814108929379,2.6143887178848686E-6,7.9568352283452535E-7,0.19871934373641176,1.0987113471204399E-3,1.4006038881631253E-6,0.1628877840316964,9.0060007877399199E-4,1.1480576543755293E-6,25.436075998260705,3.1862629066492758,6.3027174967340643E-2,28.685366079877323,10.929563905502647,1.8678092901047478,2.8012077763262505E-2,12.825385273370658,20.84963635605714,2.6117402284445768,5.1662594446898816E-2,23.513039178948617,8.9588281217433021,1.5310201339157863,2.2961153087510587E-2,10.5128094087466]
["Upstate",2024,4,22,0.17011372761895915,3.3555881091218356E-6,1.0212659462544718E-6,0.13944011490888686,2.7505339990603752E-6,8.3711904319228817E-7,0.20906772871180829,1.1559271560248829E-3,1.4735408653100232E-6,0.17137022698493556,9.4749916845892842E-4,1.2078431908917299E-6,26.760669275111461,3.3521887524721601,6.6309338938951051E-2,30.17916736652257,11.498725079149455,1.9650761652423008,2.9470817306200464E-2,13.493272061697958,21.935389054071752,2.7477475885308924,5.4352943590127843E-2,24.737489586192773,9.4253624841714565,1.6107485863801783,2.4156863817834599E-2,11.060267934369469]
["Upstate",2024,5,5,0.2032808869656752,4.0098288166471091E-6,1.2203826833273812E-6,0.16662682450158178,3.2868070013176508E-6,1.0003325656184154E-6,0.24982976931544815,1.3812988571432628E-3,1.7608378716580781E-6,0.20478236664731275,1.1322335596278151E-3,1.4433369875351421E-6,31.978210472377363,4.0057666857154626,7.9237704224613514E-2,36.063214862317437,13.740637312349648,2.3482080571435469,3.5216757433161563E-2,16.124062126926358,26.212142930856032,3.2834773229206635,6.4950164439081401E-2,29.560570418215779,11.263030165602201,1.9247970513672856,2.8866739750702843E-2,13.216693956720189]
["Upstate",2024,5,10,0.17043903730095522,3.3620050239468006E-6,1.023218920331635E-6,0.13970676722480171,2.7557938646401707E-6,8.3871987184700859E-7,0.2094675304050333,1.158137643683935E-3,1.4763587279070732E-6,0.1716979394795376,9.4931107780626414E-4,1.2101529579506835E-6,26.811843891844262,3.3585991666834114,6.64361427558183E-2,30.236879201283493,11.520714172276831,1.9688339942626896,2.9527174558141463E-2,13.519075341097663,21.977336253380813,2.753002125638166,5.4456883107780761E-2,24.78479526212676,9.4433866713745687,1.6138288322706491,2.4203059159013669E-2,11.081418562804231]
["Upstate",2024,5,22,0.16327576997067883,3.2207055826120178E-6,9.8021474253409245E-7,0.13383512574332088,2.6399724632044423E-6,8.0346988010569989E-7,0.20066396086447921,1.1094630578710877E-3,1.4143098427991903E-6,0.16448176259878114,9.0941312286820864E-4,1.1592922555810811E-6,25.684986990653339,3.2174428678261542,6.3643942925963565E-2,28.966073801405457,11.036517847546357,1.8860871983808492,2.8286196855983804E-2,12.950891242783189,21.053665612643986,2.637298056317805,5.2168151501148653E-2,23.743131820462942,9.0464969429329631,1.5460023088759547,2.3185845111621622E-2,10.615685096920538]
["Upstate",2024,6,5,0.22628053748281515,4.4635097445152208E-6,1.3584594874611543E-6,0.18547935307680538,3.6586836370210319E-6,1.1135124112672707E-6,0.27809606364740491,1.5375820741649609E-3,1.9600629747653796E-6,0.22795189790657128,1.2603369763529409E-3,1.6066393362570618E-6,35.596296146867829,4.4589880150783863,8.8202833864442082E-2,40.143486995810662,15.295283500607271,2.6138895260804333,3.9201259495307596E-2,17.948374286183011,29.177842932041123,3.6549772314235285,7.2298770131567783E-2,32.905118933596221,12.53735438486142,2.1425728597999996,3.2132786725141235E-2,14.71206003138656]
["Upstate",2024,6,9,0.16762824459950026,3.306560571002149E-6,1.0063445216093498E-6,0.1374027952716749,2.7103467334892989E-6,8.2488813627935187E-7,0.20601309992374259,1.1390382349586968E-3,1.4520113811792043E-6,0.16886638561261588,9.3365552910590073E-4,1.1901957394887788E-6,26.369676790239051,3.3032108813802208,6.534051215306419E-2,29.738228183772335,11.330720495805842,1.9363649994297845,2.9040227623584085E-2,13.296125722859211,21.614897358414833,2.7076010344071122,5.3558808276995044E-2,24.376057201098941,9.2876512086938732,1.5872143994800312,2.3803914789775577E-2,10.898669522963679]
["Upstate",2024,6,13,0.23980321226295614,4.7302520429228049E-6,1.4396419261069409E-6,0.19656372205519826,3.8773289942277528E-6,1.1800566504171421E-6,0.29471526858732089,1.6294689972207561E-3,2.0771976362400141E-6,0.24157445429253782,1.3356555487507168E-3,1.7026531670304477E-6,37.723554379177074,4.7254600919401923,9.3473893630800636E-2,42.542488364748067,16.209339772302648,2.7700972952752854,4.1543952724800284E-2,19.020981020302735,30.921530149444841,3.8734010913770787,7.6619392516370149E-2,34.871550633338288,13.286594986089581,2.2706144328762186,3.4053063340608952E-2,15.591262482306409]
["Upstate",2024,6,20,0.23277629408778658,4.5916421646818957E-6,1.3974563109901424E-6,0.19080384428686356,3.7637121943377887E-6,1.1454776243636749E-6,0.28607927052126769,1.5817209074249854E-3,2.0163298201429193E-6,0.23449563367330659,1.2965170311190566E-3,1.6527605722961591E-6,36.618146626722265,4.5869906315324576,9.0734841906431371E-2,41.295872100161155,15.734359878669723,2.6889255426224752,4.0326596402858385E-2,18.463612017695059,30.015441110183243,3.759899390245264,7.4374225753327167E-2,33.84971472618183,12.897259852031862,2.2040789529023961,3.3055211445923181E-2,15.134394016380181]
["Upstate",2024,7,1,0.27715054497578567,5.4669490003799917E-6,1.6638540435939104E-6,0.22717686796592829,4.4811903629642792E-6,1.3638405452499982E-6,0.34061469206715339,1.8832450839135076E-3,2.4007036914712134E-6,0.27919764304903533,1.5436726628593909E-3,1.9678270724321401E-6,43.598680584595634,5.4614107433491723,0.1080316661162046,49.168122994061008,18.733808063693438,3.2015166426529631,4.801407382942427E-2,21.983338780175824,35.737298310276522,4.4766507222922334,8.85522182594463E-2,40.3025012508282,15.355870367696943,2.6242435268609645,3.9356541448642805E-2,18.01947043600655]
["Upstate",2024,7,9,0.2583773596905562,5.0966374553025657E-6,1.5511505298746942E-6,0.21178872057760148,4.1776505774312469E-6,1.2714588713921187E-6,0.31754267275863379,1.7556808068853146E-3,2.2380886216763439E-6,0.26028579467212942,1.4391098054342508E-3,1.8345335144371994E-6,40.645462113105125,5.0914743399674123,0.10071398797543547,45.83765044104797,17.464847001724859,2.9846573717050346,4.4761772433526879E-2,20.494266145863421,33.316581718032566,4.1734184357593271,8.255400814967398E-2,37.572554161941568,14.315718706967118,2.4464866692382263,3.6690670288743989E-2,16.79889604649409]
["Upstate",2024,7,20,0.30088453754032873,5.9351152345004806E-6,1.8063394191957986E-6,0.24663132761929321,4.8649404247373438E-6,1.4806340423113656E-6,0.36978348395822558,2.0445181740411872E-3,2.6062897334110802E-6,0.3031069403760267,1.6758662167475644E-3,2.1363434039063987E-6,47.332285946652874,5.9291027047194431,0.11728303800349861,53.378671689375814,20.338091617702407,3.4756808958700183,5.2125794668221606E-2,23.865898308240645,38.797688368131418,4.8600120285679367,9.6135453175787949E-2,43.753835849875145,16.670881720681468,2.8489725684708596,4.2726868078127977E-2,19.562581157230454]
["Upstate",2024,8,2,0.27212013428480525,5.3677213452405829E-6,1.6336543224645254E-6,0.22305350264669682,4.3998546834254088E-6,1.3390862079990375E-6,0.33443237772738071,1.8490633138409194E-3,2.3571298081273865E-6,0.27413007658037436,1.5156542894251962E-3,1.9321101001128967E-6,42.807344349104731,5.3622836101386664,0.10607084136573239,48.275698800609135,18.39378077500594,3.1434076335295629,4.7142596162547734E-2,21.584331004698051,35.088649802287918,4.3953974393330695,8.6944954505080357E-2,39.570992196126063,15.07715421192059,2.5766122920228334,3.864220200225793E-2,17.692408705945681]
["Upstate",2024,8,8,0.26162009906826217,5.1606022972298707E-6,1.5706180904612652E-6,0.2144467538696572,4.2300817658680235E-6,1.287416189612007E-6,0.32152796051871324,1.7777153043892291E-3,2.266177530522682E-6,0.26355248567342948,1.4571712100422761E-3,1.8575576450116101E-6,41.155578946395295,5.1553743827287644,0.10197798887352069,46.412931317997582,17.684037828529227,3.0221160174616895,4.5323550610453643E-2,20.751477396601373,33.734718166198974,4.2257965091226009,8.3590094025522449E-2,38.044104769347101,14.495386712038622,2.4771910570718694,3.7151152900232201E-2,17.009728922010723]
["Upstate",2024,8,16,0.34464607554848647,6.7983359670799213E-6,2.0690587725895415E-6,0.28250211814194504,5.5725117643779888E-6,1.6959818413324315E-6,0.42356588873154466,2.3418789507467053E-3,2.9853562290220523E-6,0.34719171123276776,1.9196091612681222E-3,2.4470595139225081E-6,54.216433757637716,6.7914489571654455,0.13434103030599234,61.142223745109149,23.296123880234955,3.9811942162693987,5.9707124580441043E-2,27.337025221084794,44.440539037794274,5.5668665676775539,0.11011767812651287,50.117523283598345,19.095544117802227,3.2633355741558079,4.8941190278450161E-2,22.407820882236486]
["Upstate",2024,8,17,0.27893875495303311,5.5022224390392458E-6,1.6745894379684663E-6,0.2286426415292889,4.5101035636137598E-6,1.3726402150128835E-6,0.34281238065840175,1.8953960167177369E-3,2.4161933319259297E-6,0.28099906115906603,1.5536326319352967E-3,1.980523738804303E-6,43.879984724275424,5.4966484484814373,0.10872869993666684,49.485361872693531,18.854680936212095,3.2221732284201527,4.8323866638518592E-2,22.125178031270767,35.967879828360452,4.5055346326123606,8.9123568246193635E-2,40.562538029219006,15.454948363748631,2.6411754742900047,3.9610474776086056E-2,18.135734312814723]
["Upstate",2024,9,4,0.20205442760958781,3.9856362221445274E-6,1.213019719783117E-6,0.16562151096258879,3.2669766313375141E-6,9.9429723562446083E-7,0.24832246549274384,1.3729650342630909E-3,1.7502141671156401E-6,0.20354684837855036,1.1254024282646576E-3,1.4346288685438649E-6,31.785275583071211,3.9815985993629637,7.8759637520203804E-2,35.845633819954379,13.65773560210091,2.3340405582472545,3.50042833423128E-2,16.026780443690477,26.053996592454446,3.2636670419675071,6.4558299084473927E-2,29.382221933506429,11.19507666082027,1.913184128049918,2.8692577370877298E-2,13.136953366241066]
["Upstate",2024,9,10,0.18058684243278114,3.5621761371817891E-6,1.0841405634901098E-6,0.14802479736534574,2.9198716461431833E-6,8.8865658795662104E-7,0.22193906106876105,1.2270922406474485E-3,1.5642599558928724E-6,0.18192069864883398,1.0058323066257583E-3,1.2822045054802674E-6,28.408199816801414,3.5585674978776005,7.0391698015179249E-2,32.037159012694197,12.206648358781857,2.0860568091006626,3.1285199117857446E-2,14.323990367000377,23.285849427050749,2.9169136892146992,5.7699202746612034E-2,26.26046231901206,10.005638425685868,1.7099149212637892,2.5644090109605347E-2,11.741197437059263]
["Upstate",2024,9,16,0.26792264704933016,5.2849235695836991E-6,1.6084549994385173E-6,0.21961287436445584,4.3319863725407233E-6,1.3184306351210899E-6,0.3292737163136279,1.8205412800787674E-3,2.320770784904146E-6,0.269901585732646,1.4922751317234851E-3,1.9023070592461436E-6,42.147035688144371,5.279569712228426,0.10443468532068657,47.531040085693476,18.110054397249534,3.0949201761339045,4.6415415698082919E-2,21.25138998908152,34.547402973778688,4.3275978819981065,8.5603817666076457E-2,38.960604673442873,14.84458721529553,2.5368677239299249,3.8046141184922874E-2,17.419501080410377]
["Upstate",2024,9,21,0.23394707823316549,4.6147365346164712E-6,1.4044850322745784E-6,0.19176352154542564,3.7826423632459598E-6,1.1512389801183356E-6,0.2875181501784958,1.5896764158159263E-3,2.02647126085332E-6,0.23567506550136785,1.3030380627825106E-3,1.6610733855993126E-6,36.802323222847463,4.6100616058661865,9.1191206738399394E-2,41.503576035452049,15.813498259817269,2.7024499068870749,4.05294252170664E-2,18.556477591921411,30.166408384175085,3.7788103820692807,7.4748302351969068E-2,34.019967068596337,12.962128602575232,2.2151647067302682,3.3221467711986252E-2,15.210514777017487]
["Upstate",2024,10,7,0.29294679653462863,5.7785388681787805E-6,1.7586857424891941E-6,0.24012485966139249,4.7365967171629729E-6,1.4415729139191658E-6,0.3600280955695736,1.990581019677412E-3,2.5375322855915513E-6,0.29511056937802355,1.631654599568793E-3,2.0799837757976532E-6,46.083596232905421,5.7726849570644951,0.11418895285161981,51.97047014282154,19.801545256326548,3.3839877334516002,5.0750645711831022E-2,23.236283635489979,37.774152880387014,4.7317983387495,9.3599269910894387E-2,42.599550489047409,16.231081315791297,2.773812819266948,4.1599675515953061E-2,19.046493810574198]
["Upstate",2024,10,8,0.28162001410149373,5.5551117704411277E-6,1.6906861910038216E-6,0.23084043643387947,4.5534562932926476E-6,1.3858345240455886E-6,0.34610761595835376,1.9136152416176114E-3,2.4394186470197993E-6,0.28370012470818978,1.5685667048590283E-3,1.9995612418372059E-6,44.301774842669282,5.5494842006910732,0.10977383911589096,49.961032882476246,19.035918877709456,3.2531459107499394,4.8788372940395987E-2,22.337853161399792,36.313615962648292,4.5488434440911822,8.9980255882674262E-2,40.952439662622147,15.603506858950437,2.6665633982603483,3.9991224836744117E-2,18.31006148204753]
["Upstate",2024,10,19,0.32923874597067687,6.49441780216601E-6,1.9765619397896553E-6,0.26987292097579335,5.3233938099856317E-6,1.6201633334738879E-6,0.40463046567408228,2.2371857498504912E-3,2.8518965131250734E-6,0.33167057955258306,1.8337934415876592E-3,2.337664238298038E-6,51.792699606282532,6.487838674566424,0.1283353430906283,58.408873623939584,22.254675612074525,3.8032157747458348,5.7037930262501466E-2,26.114929317082861,42.453834182730631,5.3180009806042117,0.1051948907234117,47.877030054058253,18.241881875392068,3.1174488506990206,4.6753284765960759E-2,21.406084010857047]
["Upstate",2024,10,21,0.29200617121614636,5.7599845094094044E-6,1.7530387637332971E-6,0.23935384074168975,4.7213879391585449E-6,1.4369441553960791E-6,0.35887207834711637,1.9841894464369876E-3,2.5293845019580424E-6,0.29416299638322591,1.6264155061718763E-3,2.0733051385000564E-6,45.935626028430896,5.7541493946672642,0.11382230258811191,51.803597725686274,19.737964309091399,3.373122058942879,5.0587690039160846E-2,23.161674058073441,37.652863537052916,4.7166049678984416,9.3298731232502541E-2,42.462767236183858,16.178964801077424,2.7649063604921897,4.146610277000113E-2,18.985337264339616]
["Upstate",2024,11,7,0.31704926470804756,6.2539734890952773E-6,1.9033832358116061E-6,0.25988135420613234,5.1263045855412036E-6,1.5601796564690621E-6,0.38964973955971882,2.1543579110479081E-3,2.7463100973853169E-6,0.3193910639600237,1.7659004883149112E-3,2.2511163614767892E-6,49.875166663644009,6.2476379420389332,0.12358395438233927,56.246388560065284,21.430735675784536,3.6624084487814437,5.4926201947706338E-2,25.148070326513686,40.882056186883034,5.1211114161132425,0.10130023626645551,46.104467839262732,17.566508517801303,3.0020308301353489,4.5022327229535787E-2,20.613561675166189]
["Upstate",2024,11,14,0.30851724574498518,6.0856746587775798E-6,1.8521618526714374E-6,0.25288776396937573,4.988352119464529E-6,1.5181941233152916E-6,0.37916399069688145,2.0963826226736855E-3,2.6724049588545025E-6,0.31079602553011615,1.7183788627181508E-3,2.1905372350692061E-6,48.532990809200825,6.0795096057536879,0.12025822314845261,54.732758638102965,20.854019488328479,3.5638504585452653,5.344809917709005E-2,24.471318046050833,39.781891267854867,4.9832987018826378,9.8574175578114279E-2,44.863764145315621,17.093781404156388,2.9212440666208566,4.3810744701384123E-2,20.058836215478632]
["Upstate",2024,11,19,0.35579591648483527,7.0182727951554118E-6,2.1359960680907779E-6,0.29164150461675536,5.7527912574488616E-6,1.7508495131366101E-6,0.43726890936772633,2.4176424067833186E-3,3.0819371839595502E-6,0.35842390747496605,1.9817115275116231E-3,2.5262257260971085E-6,55.970420399068971,7.0111629796716244,0.13868717327817975,63.120270552018773,24.04979001522495,4.1099920915316419,6.1638743679191005E-2,28.221420850435781,45.878260156795655,5.7469634297837073,0.11368015767436988,51.738903744253726,19.713314911123131,3.3689095967697593,5.052451452194217E-2,23.132749022414831]
["Upstate",2024,12,1,0.29555894443619352,5.8300649417087905E-6,1.7743675909548495E-6,0.24226600493315492,4.7788320012543422E-6,1.4544271308165389E-6,0.36323839397689989,2.0083306318764674E-3,2.5601589526634252E-6,0.29774201120858573,1.6462037367799198E-3,2.0985305744638628E-6,46.494514429043186,5.8241588324417553,0.11520715286985414,52.433880414354796,19.978111668729493,3.4141620741899947,5.1203179053268502E-2,23.443476921972756,38.110977434698974,4.7739908366617678,9.443387585087383E-2,42.979402147211616,16.375810616472215,2.7985463525258636,4.1970611489277256E-2,19.216327580487356]
["Upstate",2024,12,10,0.28347752665745374,5.5917522410990015E-6,1.7018376385953482E-6,0.23236301646238797,4.5834900331345817E-6,1.3949752274757424E-6,0.34839047658673344,1.9262370872272778E-3,2.4555085928304305E-6,0.28557135728181987,1.5789126753271868E-3,2.0127499710721426E-6,44.593981003101881,5.5860875529591061,0.11049788667736937,50.29056644273836,19.16147621227034,3.2746030482863722,4.9110171856608612E-2,22.485189432413321,36.553133732072943,4.5788467584488419,9.0573748698246415E-2,41.222554239220031,15.706424650500093,2.6841515480562177,4.0254999421442852E-2,18.430831197977753]
["Upstate",2024,12,15,0.28928690239321736,5.7063454159897072E-6,1.7367138222577371E-6,0.23712488977785753,4.6774206388428156E-6,1.4235628031260744E-6,0.35553012961361963,1.9657119448211503E-3,2.5058299435433061E-6,0.29142364241138063,1.6112697270239838E-3,2.0539977587961926E-6,45.507856590543312,5.7005646399813363,0.11276234745944877,51.321183577984101,19.554157128749079,3.3417103061959557,5.0116598870866121E-2,22.9459840338159,37.302226228656721,4.6726822083695527,9.2429899145828665E-2,42.067338336172099,16.028300332625935,2.7391585359407724,4.1079955175923853E-2,18.80853882374263]
["Upstate",2024,12,22,0.31711303235234561,6.255231341427057E-6,1.9037660604343219E-6,0.25993362375411561,5.1273356315134292E-6,1.5604934530693047E-6,0.38972810922891188,2.1547912138315901E-3,2.7468624586266641E-6,0.31945530260690191,1.7662556612383E-3,2.2515691251428533E-6,49.88519798130072,6.2488945201116115,0.12360881063819988,56.257701312050536,21.435046007590152,3.6631450635137033,5.493724917253328E-2,25.153128320276387,40.890278733683445,5.1221414175910702,0.1013206106314284,46.113740761905937,17.570041643379604,3.0026346241051098,4.5031382502857063E-2,20.617707649987569]
["Upstate",2025,1,3,0.26332039761936671,5.1941416340012299E-6,1.5808257146960265E-6,0.2072252942408932,4.0876344490056111E-6,1.2440626583930122E-6,0.32361760702277226,1.7892688767909455E-3,2.2809056740614091E-6,0.25467739849674093,1.4081012060639766E-3,1.7950046928242031E-6,41.746671305937625,5.3678066303728365,0.10492166100682482,47.219399597317292,18.122585993275248,3.0417570905446074,4.7899019155289595E-2,21.212242102975143,32.853384406079577,4.2243036181919296,8.2570215869913338E-2,37.160258240141424,14.261934315817491,2.3937720503087601,3.7695098549308269E-2,16.69340146467556]
["Upstate",2025,1,9,0.26918052050071389,5.3097358246281466E-6,1.61600655532161E-6,0.21183703605563231,4.1786036271694191E-6,1.2717489300080842E-6,0.33081962768226669,1.8290885625447308E-3,2.331666601249751E-6,0.26034517381451205,1.4394381103505786E-3,1.8349520275830926E-6,42.675731971012404,5.4872656876341921,0.10725666365748854,48.270254322304083,18.525899150206936,3.1094505563260424,4.8964998626244767E-2,21.684314705159224,33.584527422072057,4.3183143310517362,8.4407793268822251E-2,37.987249546392619,14.579329733612674,2.4470447875959835,3.8533992579244947E-2,17.064908513787906]
["Upstate",2025,1,18,0.26113753754257646,5.1510835021262937E-6,1.5677210658645241E-6,0.20550744850699215,4.0537489842717143E-6,1.2337496908653045E-6,0.32093489819769472,1.7744362864063751E-3,2.2619975378902418E-6,0.25256618671571163,1.3964284001036868E-3,1.7801245539627962E-6,41.400601867502616,5.3233088592191251,0.10405188674295113,46.827962613464692,17.972354299070904,3.0165416868908377,4.7501948295695075E-2,21.036397934257437,32.581038086326799,4.1892852003110601,8.188572948228863E-2,36.852209016120149,14.143706456079851,2.3739282801762678,3.7382615633218721E-2,16.55501735188934]
["Upstate",2025,2,2,0.22430341818945015,4.4245099642858947E-6,1.3465899891304898E-6,0.17652009587474629,3.4819572942702952E-6,1.0597261330387857E-6,0.27566620777485595,1.5241474976972671E-3,1.9429369843168492E-6,0.21694107837779711,1.1994585931523283E-3,1.5290334205273904E-6,35.560940802956416,4.5724424930918008,8.9375101278575064E-2,40.222758397326793,15.437307635391933,2.591050746085354,4.0801676670653833E-2,18.06916005814794,27.985399110735827,3.5983757794569851,7.0335537344259957E-2,31.654110427537073,12.148700389156637,2.039079608358958,3.2109701831075199E-2,14.21988969934667]
["Upstate",2025,2,6,0.23664828353204853,4.6680193149546447E-6,1.4207015306383702E-6,0.1862351364721026,3.6735918858133443E-6,1.1180497043779745E-6,0.29083789905782637,1.6080311753211153E-3,2.0498693513496479E-6,0.22888074662480534,1.2654725439695273E-3,1.6131860020310771E-6,37.518088978459602,4.8240935259633462,9.4293990162083799E-2,42.436476494585037,16.286922347238278,2.7336529980458959,4.3047256378342606E-2,19.063622601662516,29.52561631459989,3.7964176319085818,7.4206556093429549E-2,33.396240502601898,12.8173218109891,2.1513033247481963,3.3876906042652623E-2,15.002502041779948]
["Upstate",2025,2,15,0.18870841116238266,3.722378607834306E-6,1.1328978371669628E-6,0.14850788766232706,2.9294008715553361E-6,8.9155678699510237E-7,0.23192037152289394,1.2822785091248351E-3,1.6346097364837601E-6,0.18251441082342595,1.0091149176231708E-3,1.2863890783786475E-6,29.917727926453317,3.8468355273745054,7.5192047878252968E-2,33.839755501706072,12.987540805282061,2.1798734655122196,3.4326804466158961E-2,15.20174107526044,23.544358996221948,3.0273447528695123,5.9173897605417788E-2,26.630877646696881,10.220807006111853,1.7154953599593903,2.7014170645951598E-2,11.963316536717196]
["Upstate",2025,2,18,0.23205175550787696,4.5773502372908832E-6,1.393106593958095E-6,0.18261780609850828,3.6022380276721185E-6,1.0963333127697752E-6,0.28518882130599288,1.5767976491328551E-3,2.0100537998538222E-6,0.22443509102844111,1.2408926910107041E-3,1.581852351282104E-6,36.789357948473082,4.7303929473985651,9.2462474793275823E-2,41.612213370664918,15.970573993135602,2.6805560035258535,4.2211129796930265E-2,18.693341126458385,28.952126742668902,3.7226780730321125,7.2765208158976788E-2,32.747570023859993,12.568365097592702,2.1095175747181969,3.3218899376924182E-2,14.711101571687824]
["Upstate",2025,3,2,0.25484258475618449,5.0269120492214772E-6,1.5299297541108846E-6,0.20055350853429682,3.9560297566799538E-6,1.2040090563808557E-6,0.31319847680584251,1.7316619202600769E-3,2.2074700737885616E-6,0.24647785397053801,1.3627662505293599E-3,1.7372130670638057E-6,40.402603507953685,5.1949857607802308,0.10154362339427384,45.699132892128183,17.539114701127179,2.9438252644421308,4.6356871549559794E-2,20.529296837118867,31.795643162199404,4.0882987515880798,7.9911801084935064E-2,35.963853714872414,13.802759822350129,2.3167026258999117,3.6481474408339917E-2,16.155943922658381]
["Upstate",2025,3,6,0.31035035640677977,6.121833788469926E-6,1.8631668051864995E-6,0.24423646821742059,4.8177004879937164E-6,1.4662566702589572E-6,0.38141686169032196,2.1088386567846623E-3,2.6882835331976632E-6,0.30016368692586937,1.6595930854945312E-3,2.1155989099450663E-6,49.20277515805153,6.3265159703539871,0.12366104252709251,55.652952170932608,21.35934425465803,3.5850257165339259,5.6453954197150928E-2,25.000823925389106,38.721115613437149,4.9787792564835938,9.7317549857473054E-2,43.797212419778212,16.809166467848684,2.821308245340703,4.4427577108846393E-2,19.674902290298231]
["Upstate",2025,3,13,0.25729445533377265,5.0752765631876247E-6,1.5446493887962336E-6,0.20248305750382159,3.9940911857529125E-6,1.2155929695769735E-6,0.31621179630642898,1.7483224439189371E-3,2.2287084038345655E-6,0.24884924648625756,1.3758775854226229E-3,1.7539269989610615E-6,40.791321723529336,5.2449673317568113,0.10252058657639002,46.138809641862537,17.707860593160024,2.9721481546621931,4.6802876480525876E-2,20.726811624302744,32.101552796727226,4.127632756267869,8.0680641952208837E-2,36.309866194947304,13.935557803230424,2.338991895218459,3.6832466978182293E-2,16.311382165427066]
["Upstate",2025,3,21,0.29833827739978042,5.8848888337864055E-6,1.7910531233262974E-6,0.23478332053431372,4.6312318801794298E-6,1.4095053548372179E-6,0.36665416081808344,2.0272162708734648E-3,2.5842337922279433E-6,0.28854588192596187,1.5953587037678967E-3,2.0337148691222711E-6,47.298386745532767,6.0816488126203945,0.11887475444248539,53.498910312595648,20.532633005812674,3.4462676604848901,5.4268909636786808E-2,24.033169575934348,37.222418768449081,4.7860761113036903,9.3550883979624466E-2,42.102045763732399,16.158569387853866,2.7121097964054242,4.2708012251567694E-2,18.913387196510858]
["Upstate",2025,4,6,0.21451674529186157,4.2314623856885212E-6,1.2878363782530282E-6,0.16881827638344452,3.3300346113372413E-6,1.0134887947548126E-6,0.26363850429094138,1.4576468035569633E-3,1.8581639171936547E-6,0.20747563469766378,1.1471245315489115E-3,1.4623195467176581E-6,34.009367053531435,4.37294041067089,8.5475540190908111E-2,38.467783004393233,14.763756240292718,2.4779995660468375,3.9021442261066748E-2,17.280777248600621,26.764356875998626,3.4413735946467345,6.7266699149012274E-2,30.272997169794372,11.618635543069171,1.9501117036331495,3.0708710481070819E-2,13.599455957183391]
["Upstate",2025,4,9,0.18343444990017674,3.618346781907431E-6,1.1012359771022618E-6,0.14435743754810729,2.8475309293365928E-6,8.6663984805896314E-7,0.225438736455363,1.2464418066544599E-3,1.5889261955332631E-6,0.17741355746692772,9.8091250231016635E-4,1.2504374950565038E-6,29.081597002741827,3.7393254199633796,7.3090604994530101E-2,32.894013027699742,12.624569241500328,2.1189510713125816,3.3367450106198529E-2,14.776887762919108,22.886348913233675,2.9427375069304991,5.7520124772599171E-2,25.886606544936772,9.9351592181479518,1.6675512539272828,2.625918739618658E-2,11.628969659471421]
["Upstate",2025,4,17,0.18607404587956827,3.6704142840738161E-6,1.117082608196379E-6,0.14643472080626632,2.8885064996090268E-6,8.7911067379405161E-7,0.22868276822077299,1.2643779292485586E-3,1.6117906203976322E-6,0.17996651364955371,9.9502769549575311E-4,1.2684311150457028E-6,29.500077100479714,3.7931337877456759,7.4142368538291079E-2,33.367353256763678,12.806235020363287,2.1494424797225498,3.3847603028350277E-2,14.989525103114188,23.215680260792428,2.9850830864872595,5.8347831292102331E-2,26.259111178571793,10.078124764375008,1.6915470823427803,2.6637053415959761E-2,11.796308900133749]
["Upstate",2025,4,21,0.19685174176545217,3.8830103435723841E-6,1.1817857567394213E-6,0.15491644581269587,3.0558132535952013E-6,9.300301206594091E-7,0.24192842705822723,1.3376126500923478E-3,1.7051480204383075E-6,0.1903904518435619,1.0526612351406427E-3,1.3419006026657186E-6,31.208767090511312,4.012837950277043,7.8436808940162139E-2,35.300041849728515,13.547991915260726,2.2739415051569911,3.5808108429204455E-2,15.857741528846921,24.560368287819486,3.1579837054219282,6.172742772262306E-2,27.780079420964036,10.661865303239466,1.7895240997390927,2.8179912655980091E-2,12.47956931563454]
["Upstate",2025,5,5,0.2032808869656752,4.0098288166471091E-6,1.2203826833273812E-6,0.15997599121016057,3.155615607061486E-6,9.604047499752349E-7,0.24982976931544815,1.3812988571432628E-3,1.7608378716580781E-6,0.19660857238778737,1.087040976293398E-3,1.3857268535356959E-6,32.22804024169281,4.1438965714297886,8.0998542096271595E-2,36.452935355218877,13.990467081665097,2.3482080571435469,3.6977595304819637E-2,16.375652734113462,25.362505838024571,3.2611229288801939,6.3743435262642006E-2,28.687372202167406,11.010080053716093,1.8479696596987765,2.9100263924249612E-2,12.887149977339119]
["Upstate",2025,5,14,0.12848375751582208,2.5344137417357697E-6,7.7134331270219086E-7,0.10111288262172054,1.9945079762432008E-6,6.0702416668271328E-7,0.15790499530031993,8.7305043807706551E-4,1.1129382083274467E-6,0.12426651869376117,6.8706463894673399E-4,8.7584915478505761E-7,20.369744393741271,2.6191513142311966,5.1195157583062548E-2,23.040090865555531,8.8426797368179155,1.4841857447310114,2.3371702374876381E-2,10.350237183923802,16.03038091149519,2.0611939168402018,4.028906112011265E-2,18.131863889455506,6.9589250468506254,1.1680098862094477,1.8392832250486209E-2,8.1453277653105598]
["Upstate",2025,5,17,0.16100174933396977,3.1758492578741888E-6,9.6656281761388363E-7,0.1267035716969333,2.4992985840732983E-6,7.6065609080491692E-7,0.1978692168058136,1.0940110291364001E-3,1.3946120654143177E-6,0.15571716830334942,8.6095402963533665E-4,1.0975180738756657E-6,25.525128967949954,3.2820330874092001,6.4152155009058617E-2,28.871314210368212,11.080676141125561,1.8598187495318801,2.9286853373700673E-2,12.969781744031144,20.087514711132076,2.5828620889060101,5.0485831398280626E-2,22.720862631436365,8.7201614249875679,1.4636218503800722,2.304787955138898E-2,10.206831154919028]
["Upstate",2025,6,3,0.21259466486910236,4.19354827786394E-6,1.2762973019585904E-6,0.16730565645440776,3.3001973400097581E-6,1.0044078860899264E-6,0.26127629052952289,1.4445862176311302E-3,1.8415146785402518E-6,0.20561664296669493,1.1368462402129268E-3,1.4492170927868936E-6,33.704641478308453,4.3337586528933905,8.4709675212851582E-2,38.123109806414689,14.631472269653282,2.4557965699729212,3.8671808249345289E-2,17.125940647875545,26.524546942703648,3.4105387206387801,6.6663986268197112E-2,30.001749649610623,11.514532006134916,1.9326386083619755,3.0433558948524765E-2,13.477604173445416]
["Upstate",2025,6,5,0.22628053748281515,4.4635097445152208E-6,1.3584594874611543E-6,0.17807602975233805,3.5126489573788805E-6,1.0690670739848767E-6,0.27809606364740491,1.5375820741649609E-3,1.9600629747653796E-6,0.21885330243147549,1.2100312038831685E-3,1.5425110638924649E-6,35.874392210515232,4.6127462224948825,9.016289683920746E-2,40.577301329849327,15.573379564254676,2.6138895260804333,4.1161322470072974E-2,18.228430412805185,28.23207601366034,3.6300936116495053,7.0955508939053391E-2,31.9331251342489,12.255784936162627,2.0570530466013865,3.239273234174176E-2,14.345230715105755]
["Upstate",2025,6,14,0.25309411205905563,4.9924224505645616E-6,1.5194329197370405E-6,0.19917751270408224,3.9288874718644003E-6,1.1957483610022089E-6,0.31104962485473986,1.7197810032966532E-3,2.1923246413348724E-6,0.24478677161659507,1.3534163234600715E-3,1.7252940637317583E-6,40.125401606261441,5.1593430098899598,0.10084693350140413,45.385591549652801,17.41877899186543,2.9236277056043103,4.6038817468032324E-2,20.388445514937775,31.577493538540764,4.0602489703802149,7.9363526931660877E-2,35.717106035852638,13.708059210529324,2.3008077498821216,3.6231175338366922E-2,16.045098135749814]
["Upstate",2025,6,24,0.21332203714536208,4.2078961014951349E-6,1.2806640308898238E-6,0.16787807672770719,3.3114886490028001E-6,1.0078443714356348E-6,0.26217022232358822,1.4495287309628675E-3,1.8478152445696025E-6,0.20632014060960926,1.1407358506977908E-3,1.4541754502142729E-6,33.819958679742882,4.3485861928886029,8.4999501250201712E-2,38.253544373881688,14.68153245012094,2.4641988426368751,3.8804120135961649E-2,17.184535412893776,26.615298138639595,3.4222075520933721,6.689207070985656E-2,30.104397761442822,11.553927874138118,1.9392509461862444,3.0537684454499732E-2,13.523716504778863]
["Upstate",2025,7,1,0.27715054497578567,5.4669490003799917E-6,1.6638540435939104E-6,0.21810920745551476,4.3023257045255911E-6,1.3094034752903973E-6,0.34061469206715339,1.8832450839135076E-3,2.4007036914712134E-6,0.26805359715587707,1.4820576763894026E-3,1.8892821572047158E-6,43.93929527666279,5.6497352517405233,0.11043236980767582,49.699462898210989,19.07442275576059,3.2015166426529631,5.041477752089548E-2,22.326354175934448,34.578914033108141,4.4461730291682073,8.6906979231416923E-2,39.111994041507764,15.011001440729116,2.5194980498619843,3.9674925301299034E-2,17.570174415892399]
["Upstate",2025,7,8,0.29402557485739378,5.7998183719726037E-6,1.7651621132090534E-6,0.23138935234423308,4.5642839656238082E-6,1.3891299025811591E-6,0.36135390117551053,1.997911346136476E-3,2.5468767633444911E-6,0.28437473577125727,1.5722966025929319E-3,2.0043160022956719E-6,46.61465325164086,5.9937340384094284,0.11715633111384659,52.725543621164135,20.23581846582859,3.3964492884320094,5.348441203023431E-2,23.685752166290833,36.684340914492189,4.716889807778796,9.2198536105600915E-2,41.493429258376587,15.924985203190406,2.6729042244079841,4.2090636048209111E-2,18.639980063646597]
["Upstate",2025,7,18,0.28337168210137686,5.5896643982261297E-6,1.7012022081557788E-6,0.22300505670615697,4.3988990602415178E-6,1.338795366160462E-6,0.34826039489817584,1.9255178707454621E-3,2.4545917574819091E-6,0.2740705371011346,1.5153250980127629E-3,1.9316904568886665E-6,44.925590941864684,5.7765536122363867,0.11291122084416781,50.815055774945236,19.502582114297848,3.2733803802672856,5.1546426907120087E-2,22.827508921472255,35.355099286046361,4.5459752940382891,8.8857761016878659E-2,39.989932341101529,15.347950077663537,2.5760526666216972,4.0565499594661998E-2,17.964568243879896]
["Upstate",2025,7,20,0.30088453754032873,5.9351152345004806E-6,1.8063394191957986E-6,0.23678715127287167,4.6707585585557875E-6,1.4215352134735005E-6,0.36978348395822558,2.0445181740411872E-3,2.6062897334110802E-6,0.29100856584393231,1.608974785192935E-3,2.0510722365831934E-6,47.702069430611097,6.1335545221235614,0.11988932773690969,53.955513280471564,20.707875101660633,3.4756808958700183,5.4732084401632686E-2,24.238288081932282,37.540104993867267,4.8269243555788046,9.4349322882826894E-2,42.461378672328898,16.296479687260209,2.7352571348279895,4.3072516968247064E-2,19.074809339056447]
["Upstate",2025,8,7,0.28471671324981568,5.6161958874320407E-6,1.7092770092184475E-6,0.22406355607809433,4.4197785504255306E-6,1.3451499936077703E-6,0.34991342203000503,1.9346573920053941E-3,2.4662425418723307E-6,0.27537142011999072,1.522517628479195E-3,1.9408592764912113E-6,45.13883144187065,5.803972176016182,0.11344715692612721,51.056250774812959,19.595151633680281,3.2889175664091699,5.1791093379318948E-2,22.935860293468767,35.5229131954788,4.5675528854375855,8.9279526718595723E-2,40.179745607634985,15.420799526719481,2.5882799684146316,4.0758044806315438E-2,18.04983753994043]
["Upstate",2025,8,15,0.32155981911880022,6.3429466893073791E-6,1.930462035876159E-6,0.25305798083012188,4.9917097419320772E-6,1.5192160084141106E-6,0.39519315677293371,2.1850072443209724E-3,2.7853809374784574E-6,0.31100522000820296,1.7195354906664284E-3,2.1920116692832167E-6,50.979917223708448,6.555021732962917,0.12812752312400905,57.663066479795376,22.130816779284288,3.7145123153456532,5.8492999687047603E-2,25.90382209431699,40.119673381058185,5.1586064719992848,0.10083253678702797,45.379112389844501,17.416292320459366,2.9232103341329281,4.6032245054947553E-2,20.385534899647244]
["Upstate",2025,8,18,0.27712602991275226,5.4664654270954557E-6,1.6637068691160082E-6,0.21808991483254914,4.3019451467827011E-6,1.3092876533686483E-6,0.34058456334903425,1.8830785034294477E-3,2.4004913397245259E-6,0.26802988675389616,1.4819265825199714E-3,1.8891150427176209E-6,43.935408672025417,5.6492355102883431,0.11042260162732818,49.695066783941087,19.072735547545918,3.201233455830061,5.0410318134215044E-2,22.324379321510193,34.575855391252603,4.4457797475599143,8.6899291965010561E-2,39.108534430777524,15.009673658218185,2.5192751902839516,3.9671415897070038E-2,17.568620264399208]
["Upstate",2025,9,3,0.18532528036657309,3.6556444669221101E-6,1.1125874464545553E-6,0.14584546469412815,2.8768830943095603E-6,8.7557311565943137E-7,0.2277625443956254,1.2592900483227774E-3,1.6053047441701439E-6,0.17924232496285217,9.9102368505281065E-4,1.2633269240228937E-6,29.381368227035676,3.7778701449683321,7.3844018231826625E-2,33.233082390235829,12.754702486155022,2.1407930821487215,3.3711399627573024E-2,14.929206967931316,23.122259920207931,2.9730710551584321,5.8113038505053109E-2,26.153444013871415,10.037570197919722,1.6847402645897782,2.6529865404480768E-2,11.748840327913982]
["Upstate",2025,9,11,0.17607096349567314,3.4730979077191098E-6,1.0570297980014682E-6,0.1385625935078906,2.7332244002414094E-6,8.3185090442129865E-7,0.21638910007658627,1.1964067270808048E-3,1.525142994259261E-6,0.1702917637193887,9.4153638796142132E-4,1.200242019236445E-6,27.914193909879629,3.589220181242414,7.0156577735926012E-2,31.573570668857968,12.117789604288831,2.0338914360373681,3.2028002879444482E-2,14.183709043205644,21.967637519801141,2.8246091638842641,5.5211132884876474E-2,24.847457816570284,9.5363387682857663,1.6006118595344163,2.5205082403965347E-2,11.162155710224148]
["Upstate",2025,9,15,0.23440649728899463,4.6237988316010946E-6,1.4072431226612026E-6,0.18447091760397846,3.6387916851556639E-6,1.1074583389604196E-6,0.28808277068192906,1.5927981801206726E-3,2.0304507912683064E-6,0.22671254281861161,1.2534846313690578E-3,1.5979041747857479E-6,37.162677417968851,4.7783945403620178,9.3400736398342094E-2,42.03447269472921,16.132635158188027,2.7077569062051432,4.2639466616634432E-2,18.883031531009806,29.245918023600897,3.7604538941071732,7.3503592040144408E-2,33.07987550974822,12.69590239784225,2.1309238733273981,3.3555987670500706E-2,14.860382258840147]
["Upstate",2025,9,23,0.24598379401366366,4.8521674633913065E-6,1.4767466192930065E-6,0.19358190460678415,3.8185109828096358E-6,1.1621555165072805E-6,0.30231112934955401,1.6714662092369272E-3,2.1307344078370517E-6,0.23790983645070468,1.3153940224695975E-3,1.6768243881033615E-6,38.998135686092468,5.0143986277107819,9.8013782760504375E-2,44.110548096563754,16.929423243575023,2.8414925557027764,4.4745422564578086E-2,19.815661221842376,30.690368902140904,3.9461820674087926,7.7133921852754625E-2,34.713684891402451,13.322950841239463,2.2361698381983155,3.5213312150170588E-2,15.59433399158795]
["Upstate",2025,10,2,0.21151629756506818,4.1722768816437113E-6,1.2698233987611297E-6,0.16645701356954754,3.2834573860202341E-6,9.9931311748441915E-7,0.25995099006067124,1.4372586840549187E-3,1.8321737610696297E-6,0.20457367105073895,1.131079689975579E-3,1.4418660695132331E-6,33.533677717826592,4.3117760521647561,8.4279993009202969E-2,37.929733763000556,14.55725544339759,2.4433397628933617,3.8475648982462224E-2,17.039070855273415,26.390003565545324,3.3932390699267367,6.6325839197608719E-2,29.84956847466967,11.456125578841382,1.9228354729584842,3.0279187459777895E-2,13.409240239259644]
["Upstate",2025,10,7,0.29294679653462863,5.7785388681787805E-6,1.7586857424891941E-6,0.23054038599989826,4.5475376312158315E-6,1.3840331921091662E-6,0.3600280955695736,1.990581019677412E-3,2.5375322855915513E-6,0.28333136632749073,1.566527854440132E-3,1.9969621771860821E-6,46.443624328474996,5.971743059032236,0.11672648513721136,52.532093872644445,20.161573351896124,3.3839877334516002,5.3288177997422574E-2,23.598849263345148,36.549746256246301,4.6995835633203962,9.1860260150559772E-2,41.341190079717258,15.86655651433948,2.6630973525482244,4.1936205720907727E-2,18.571590072608615]
["Upstate",2025,10,19,0.32923874597067687,6.49441780216601E-6,1.9765619397896553E-6,0.25910106708823483,5.1109129871607205E-6,1.5554952569619585E-6,0.40463046567408228,2.2371857498504912E-3,2.8518965131250734E-6,0.31843210046092668,1.7605984172727998E-3,2.2443574421879685E-6,52.197330071956614,6.7115572495514737,0.13118723960375339,59.040074561111844,22.659306077748607,3.8032157747458348,5.9889826775626542E-2,26.522411679270068,41.07774095945954,5.2817952518183997,0.10324044234064655,46.46277665361859,17.832197625811894,2.9930173093637595,4.7131506285947339E-2,20.872346441461598]
["Upstate",2025,11,2,0.25862561422034214,5.101534414294913E-6,1.5526409086984519E-6,0.20353063981967956,4.0147553309199223E-6,1.2218820572364981E-6,0.31784777459498309,1.7573677028025478E-3,2.2402390254077661E-6,0.25013671257427167,1.3829959342121108E-3,1.7630012540126614E-6,41.002362922752816,5.2721031084076433,0.10305099516875724,46.377517026329215,17.799475377319052,2.9875250947643313,4.704501953356309E-2,20.834045491616948,32.267635922081048,4.1489878026363325,8.109805768458242E-2,36.497721782401968,14.007655904159213,2.3510930881605883,3.7023026334265893E-2,16.395772018654064]
["Upstate",2025,11,6,0.29590802345764805,5.8369507200050637E-6,1.7764632626102368E-6,0.23287078321175339,4.593506015326181E-6,1.3980235698818814E-6,0.36366740790292423,2.0107026328087009E-3,2.5631827074804844E-6,0.28619539652010512,1.5823629634534495E-3,2.0171482936867141E-6,46.913095619477225,6.0321078984261023,0.11790640454410228,53.063109922447431,20.365374842563757,3.4181944757747917,5.3826836857090173E-2,23.837396155195641,36.919206151093562,4.7470888903603488,9.2788821509588851E-2,41.759083862963493,16.026942205125888,2.6900170378708643,4.2360114167420998E-2,18.759319357164173]
["Upstate",2025,11,14,0.30851724574498518,6.0856746587775798E-6,1.8521618526714374E-6,0.24279386483499824,4.7892443320797246E-6,1.4575961010677423E-6,0.37916399069688145,2.0963826226736855E-3,2.6724049588545025E-6,0.2983907446900107,1.6497905583942461E-3,2.1031029458263135E-6,48.912154799897706,6.2891478680210566,0.12293062810730712,55.324233296026065,21.23318347902536,3.5638504585452653,5.6120504135944556E-2,24.853154441706568,38.49240606501138,4.9493716751827384,9.6742735508010422E-2,43.538520475702128,16.709881702640601,2.8046439492702184,4.4165161862352587E-2,19.558690813773172]
["Upstate",2025,11,19,0.35579591648483527,7.0182727951554118E-6,2.1359960680907779E-6,0.2800007676953909,5.5231712324133704E-6,1.6809651576910258E-6,0.43726890936772633,2.4176424067833186E-3,3.0819371839595502E-6,0.34411758156732003,1.9026124206265713E-3,2.42539258466848E-6,56.407689308436694,7.2529272203499557,0.1417691104621393,63.80238563924879,24.487058924592674,4.1099920915316419,6.4720680863150554E-2,28.661771696987465,44.391168022184281,5.707837261879714,0.11156805889475008,50.210573342958739,19.270584567769923,3.2344411150651711,5.0933244278038081E-2,22.555958927113132]
["Upstate",2025,12,2,0.29793233416392112,5.8768813771613938E-6,1.7886160713099896E-6,0.2344638553228961,4.6249302507946912E-6,1.4075874676331669E-6,0.36615526145531641,2.0244578761412922E-3,2.5807174743186989E-6,0.28815326301690403,1.5931879294367973E-3,2.0309476318707117E-6,47.234028727735819,6.0733736284238766,0.11871300381866015,53.426115359978361,20.504694641497718,3.4415783894401968,5.4195066960692678E-2,24.000468097898604,37.171770929180617,4.7795637883103916,9.3423591066052747E-2,42.044758308557064,16.136582728946625,2.7084194800425556,4.2649900269284946E-2,18.887652109258465]
["Upstate",2025,12,6,0.30644588891234542,6.0448159905522679E-6,1.8397266058202555E-6,0.24116376882647661,4.7570897795960215E-6,1.4478099329205285E-6,0.37661831802006085,2.0823076997019832E-3,2.6544626741120824E-6,0.29638737626787393,1.638714014075621E-3,2.0889829032139052E-6,48.583763024587853,6.2469230991059499,0.1221052830091558,54.952791406702957,21.090625809123409,3.5399230894933713,5.5743716156353734E-2,24.686292614773134,38.233971538555735,4.9161420422268627,9.6093213547839645E-2,43.24620679433044,16.59769307100094,2.7858138239285557,4.3868640967492011E-2,19.427375535896989]
["Upstate",2025,12,14,0.28800331497193576,5.6810259385544781E-6,1.7290078943426675E-6,0.22665001354616884,4.4707978658335183E-6,1.3606776113406361E-6,0.35395261608472034,1.9569899352681365E-3,2.4947113904087057E-6,0.2785501452930188,1.5400926735216944E-3,1.9632634106486319E-6,45.659887474928922,5.8709698058044095,0.11475672395880046,51.645614004692128,19.82134650074434,3.326882889955832,5.2388939198582819E-2,23.200618329898756,35.932968742799424,4.6202780205650829,9.0310116889837075E-2,40.643556880254344,15.598808136409053,2.6181575449868806,4.1228531623621271E-2,18.258194213019554]
["Upstate",2025,12,23,0.30916724799821271,6.0984963155736637E-6,1.8560640960441585E-6,0.24330539720924682,4.799334593321335E-6,1.4606670501412759E-6,0.37996283566161132,2.1007994047082669E-3,2.6780353385779997E-6,0.29901941183606406,1.6532664340384755E-3,2.1075338866324122E-6,49.015205800347857,6.3023982141248007,0.12318962557458799,55.440793640047247,21.277918797050233,3.5713589880040537,5.6238742110137997E-2,24.905516527164426,38.573504126852264,4.9597993021154263,9.6946558785090967E-2,43.630249987752784,16.745087062819586,2.8105529378654084,4.4258211619280653E-2,19.599898212304275]
["Upstate",2026,1,5,0.26544862356983945,5.2361220772781361E-6,1.5936023713455197E-6,0.19428984514125927,3.8324755045016834E-6,1.1664055883265993E-6,0.32623317116258999,1.8037302268815076E-3,2.299340564369964E-6,0.23877988686743098,1.3202044966159495E-3,1.6829566345855217E-6,42.736545422299287,5.5915637033326737,0.10806900652538831,48.436178132157352,18.59529075626763,3.2467144083867137,4.8286151851769245E-2,21.890291316506115,31.28016517963346,4.0926339395094438,7.9098961825519523E-2,35.451898080968427,13.610453551443566,2.3763680939087091,3.5342089326295956E-2,16.022163734678571]
["Upstate",2026,1,10,0.26061544836016659,5.1407850019586889E-6,1.5645867397265574E-6,0.19075229858931472,3.7626954267189007E-6,1.1451681733492308E-6,0.32029325686116528,1.7708886769790737E-3,2.2574751530340325E-6,0.23443228462992108,1.2961667767779936E-3,1.6523140786896041E-6,41.958416648812651,5.4897548986351286,0.10610133219259953,47.554272879640379,18.256715641086419,3.1875996185623325,4.740697821371468E-2,21.491722237862469,30.710629286519662,4.0181170080117798,7.7658761698411391E-2,34.806405056229849,13.362640223905501,2.3331001982003885,3.4698595652481685E-2,15.730439017758371]
["Upstate",2026,1,14,0.27002629622187879,5.3264192222154471E-6,1.6210841111090492E-6,0.19764038167338072,3.8985667053925863E-6,1.186520301641222E-6,0.3318590758884668,1.8348356303309996E-3,2.3389927888859135E-6,0.2428976560359816,1.3429714785576289E-3,1.7119792923680487E-6,43.473538941389151,5.6879904540260986,0.10993266107763794,49.271462056492886,18.915967325642608,3.3027041345957993,4.9118848566604187E-2,22.267790308805012,31.819592940713591,4.1632115835286498,8.0463026741298294E-2,36.063267550983539,13.845166394050951,2.4173486614037323,3.5951565139729025E-2,16.298466620594414]
["Upstate",2026,2,1,0.25270290869003054,4.9847057460297615E-6,1.5170843574873188E-6,0.184960872412338,3.6484563168814524E-6,1.1103997486160942E-6,0.31056884061133255,1.717122766338861E-3,2.1889360015174168E-6,0.22731469139526617,1.2568138868979022E-3,1.6021482087175073E-6,40.684518120084562,5.3230805756504695,0.10287999207131859,46.110478687806349,17.702423914845955,3.0908209794099499,4.5967656031865756E-2,20.839212550287773,29.77822457277987,3.8961230493834966,7.5300965809722842E-2,33.749648587973091,12.956937409530171,2.2622649964162238,3.3645112383067652E-2,15.252847518329464]
["Upstate",2026,2,7,0.23575813846381105,4.6504607072621386E-6,1.4153576065580422E-6,0.17255848456443029,3.4038123027288992E-6,1.035942874743578E-6,0.28974392145681066,1.6019826166799099E-3,2.0421588323194609E-6,0.21207230564393534,1.1725393423704814E-3,1.4947175764157338E-6,37.956453710842197,4.9661461117077206,9.5981465119014661E-2,43.018581287668937,16.515403523038209,2.8835687100238379,4.288533547870868E-2,19.441857568540755,27.781472039355528,3.6348719613484923,7.0251726091539485E-2,31.486595726795557,12.088121421704315,2.1105708162668666,3.138906910473041E-2,14.230081307075912]
["Upstate",2026,2,13,0.19781112182022023,3.9019346499700387E-6,1.1875453282517509E-6,0.14478391979892008,2.8559435294812704E-6,8.6920020462473452E-7,0.24310749362639414,1.3441316622483746E-3,1.7134582593346689E-6,0.17793769903246351,9.8381046017739608E-4,1.2541317238156883E-6,31.847081665057633,4.1668081529699608,8.0532538188729436E-2,36.09442235621632,13.857127136704467,2.4194369920470744,3.5982623446028046E-2,16.312546752197569,23.309838573252719,3.049812426549928,5.8944191019337351E-2,26.418595190821982,10.142448844850421,1.770858828319313,2.6336766200129452E-2,11.939644439369863]
["Upstate",2026,2,18,0.23267570400118837,4.5896579691486549E-6,1.3968524253930691E-6,0.17030235791232326,3.3593089468125509E-6,1.0223983751168635E-6,0.28595564651260968,1.5810373951984694E-3,2.0154584994957137E-6,0.20929955307749504,1.1572089037215584E-3,1.4751747983829027E-6,37.460189693151868,4.9012159251152552,9.4726549476298549E-2,42.456132167743419,16.299471851218751,2.845867311357245,4.2324628489409988E-2,19.187663791065408,27.41824145315185,3.5873476015368309,6.9333215523996419E-2,31.074922270212678,11.930074525417217,2.0829760266988049,3.0978670766040956E-2,14.044029222882063]
["Upstate",2026,3,1,0.27504793746233591,5.4254738950546529E-6,1.6512311854514162E-6,0.20131587219144204,3.9710678048054602E-6,1.2085858536364445E-6,0.33803061267883994,1.868957811761653E-3,2.3824907104370432E-6,0.24741478975157497,1.3679465311945071E-3,1.743816731675441E-6,44.282010260928033,5.7937692164611239,0.11197706339054103,50.187756540779695,19.267744922693876,3.3641240611709753,5.0032304919177907E-2,22.681901288784029,32.41133745745632,4.2406342467029718,8.1959386388745725E-2,36.73393109054804,14.102643015839773,2.4623037561501127,3.6620151365184261E-2,16.601566923355069]
["Upstate",2026,3,7,0.29270959786102513,5.7738599921128447E-6,1.7572617367299965E-6,0.21424297355535632,4.226062085568778E-6,1.2861928086513673E-6,0.35973658124772639,1.9889692485873943E-3,2.535477648710423E-6,0.26330204211391561,1.4557865175635403E-3,1.8557924810541153E-6,47.125492143452156,6.165804670620922,0.11916744948938988,53.410464263562467,20.504985131120403,3.5801446474573098,5.3245030622918882E-2,24.138374809200631,34.492567516922946,4.512938204446975,8.7222246609543419E-2,39.092727967979464,15.00821640049319,2.6204157316143726,3.8971642102136418E-2,17.667603774209699]
["Upstate",2026,3,13,0.24710832654590131,4.8743494944731817E-6,1.4834976722309684E-6,0.18086602918506869,3.5676832515065004E-6,1.085816641762848E-6,0.30369316632956822,1.6791074367265661E-3,2.1404752127903969E-6,0.22228217823516588,1.228989321812435E-3,1.5666782974006806E-6,39.783804789173438,5.2052330538523552,0.10060233500114865,45.08964017802694,17.310510480785389,3.0223933861078192,4.4949979468598335E-2,20.377853846361806,29.118965348806732,3.8098668976185484,7.3633879977831981E-2,33.002466126403114,12.670084159404455,2.2121807792623831,3.2900244245414295E-2,14.915165182912252]
["Upstate",2026,3,18,0.30257853080058389,5.9685301958948785E-6,1.8165091900549633E-6,0.2214663429092828,4.3685470728246173E-6,1.3295578047727098E-6,0.37186538133553748,2.0560289018293535E-3,2.6209632599364464E-6,0.27217947631989903,1.5048694981734541E-3,1.9183619754577666E-6,48.714364954955407,6.3736895956709958,0.12318527321701297,55.211239823843414,21.196326736125638,3.7008520232928364,5.5040228458665373E-2,24.952218987877139,35.655511397906771,4.665095444337708,9.0163012846515025E-2,40.410769855090997,15.514230150234244,2.7087650967122174,4.0285601484613097E-2,18.263280848431073]
["Upstate",2026,4,1,0.21579467889544374,4.2566703384178431E-6,1.2955083638663003E-6,0.15794662703863155,3.1155852674858707E-6,9.4822160314787374E-7,0.2652090693457726,1.4663303952732424E-3,1.8692334964356614E-6,0.19411450818727186,1.0732513945343719E-3,1.3681483131133604E-6,34.742388084296209,4.5456242253470514,8.785397433247609E-2,39.375866283975739,15.116916952709039,2.6393947114918364,3.9253903425148888E-2,17.795565567626024,25.429000572532612,3.327079323056553,6.4302970716327942E-2,28.82038286630549,11.064526966674496,1.9318525101618693,2.8731114575380568E-2,13.025110591411746]
["Upstate",2026,4,11,0.16910740031155555,3.3357377419946633E-6,1.0152245301722889E-6,0.1237748012286404,2.441526953909716E-6,7.43073420755131E-7,0.20783096453384142,1.149089136079292E-3,1.4648239649628736E-6,0.15211774456315755,8.410529589489862E-4,1.0721487928038318E-6,27.225856353933228,3.5621763218458051,6.8846726353255061E-2,30.856879402132286,11.84636497842896,2.0683604449427255,3.0761303264220347E-2,13.945486726635906,19.927424537773639,2.6072641727418571,5.0390993261780093E-2,22.585079703777275,8.6707114400999803,1.5138953261081751,2.2515124648880468E-2,10.207121890857035]
["Upstate",2026,4,16,0.19594741011271655,3.8651718975921784E-6,1.1763566644845761E-6,0.14341981304948886,2.8290357634118725E-6,8.6101088451665694E-7,0.24081701431519967,1.331467693244471E-3,1.697314615899174E-6,0.17626122821605278,9.7454131971792476E-4,1.2423157048026047E-6,31.547028875291158,4.1275498490578597,7.9773786947261172E-2,35.754352511296283,13.72656981596638,2.3966418478400477,3.5643606933882653E-2,16.158855270740311,23.090220896302913,3.0210780911255668,5.8388838125722424E-2,26.169687825554202,10.046890008315009,1.7541743754922645,2.6088629800854701E-2,11.827153013608127]
["Upstate",2026,4,22,0.20269546633040042,3.9982810682669033E-6,1.2168681512116663E-6,0.14835891870355666,2.9264623757991449E-6,8.9066246219973979E-7,0.24911029438375967,1.3773209088642903E-3,1.7557669038911181E-6,0.18233132976174674,1.0081026697155056E-3,1.2850986954596244E-6,32.63344856427252,4.2696948174792997,8.2521044482882555E-2,36.985664426234699,14.199286779874301,2.4791776359557223,3.6871104981713483E-2,16.715335520811738,23.885404198788823,3.1251182761180671,6.039963868660235E-2,27.07092211359349,10.392885796419565,1.8145848054879101,2.6987072604652114E-2,12.234457674512125]
["Upstate",2026,5,4,0.19331951607726658,3.8133352227934226E-6,1.1605802851979983E-6,0.14149637823061936,2.7910949393689923E-6,8.4946367719925861E-7,0.23758736409839021,1.3136110856605343E-3,1.6745515543571115E-6,0.17389734991807679,9.6147153063567514E-4,1.2256547342446444E-6,31.123944696889119,4.0721943655476567,7.8703923054784242E-2,35.27484298549156,13.542479753608243,2.364499954188962,3.5165582641499341E-2,15.942145290438704,22.780552839268058,2.980561744970593,5.7605772509498283E-2,25.818720356748148,9.9121489453303777,1.7306487551442153,2.5738749419137532E-2,11.668536449893731]
["Upstate",2026,5,12,0.15138183808908881,2.9860911458396587E-6,9.0881034873380925E-7,0.11080092819464167,2.1856100758805815E-6,6.6518567526800315E-7,0.18604646139079267,1.0286434847168529E-3,1.3112835031730675E-6,0.13617301037986407,7.5289515787834132E-4,9.5976790288669011E-7,24.37208644219384,3.1887948026222439,6.163032464913417E-2,27.622511569465217,10.604648299275182,1.8515582724903352,2.7536953566634416E-2,12.483743525332152,17.838664359762191,2.3339749894228583,4.5109091435674438E-2,20.217748440620724,7.7618615916522522,1.3552112841810144,2.0155125960620492E-2,9.1372280017938863]
["Upstate",2026,5,19,0.18457191853823648,3.6407839848880262E-6,1.1080646910528777E-6,0.13509374804041588,2.6647994896479972E-6,8.1102593163199922E-7,0.22683667175411051,1.2541709353159928E-3,1.5987790542334375E-6,0.16602859428980785,9.1796549376004714E-4,1.1701945584975988E-6,29.715603999788478,3.8879298994795777,7.5142615548971559E-2,33.678676514817028,12.929690289984299,2.2575076835687873,3.3574360138902186E-2,15.220772333691988,21.749745851964828,2.8456930306561463,5.4999144249387143E-2,24.650438026870361,9.4636298745190466,1.6523378887680849,2.4574085728449574E-2,11.14054184901558]
["Upstate",2026,5,24,0.19343772693735384,3.8156669979066363E-6,1.1612899558846284E-6,0.14158290032062495,2.7928016358270784E-6,8.4998310655606742E-7,0.23773264382609607,1.314414331496273E-3,1.6755755077763922E-6,0.17400368452783496,9.6205945046338895E-4,1.2264041966023258E-6,31.142976341218585,4.074684427638446,7.8752048865490434E-2,35.296412817722519,13.550760698087476,2.3659457966932913,3.5187085663304238E-2,15.951893580444072,22.79448267314638,2.9823842964365057,5.7640997240309313E-2,25.834507966823196,9.918210018086592,1.7317070108341002,2.5754488128648841E-2,11.675671517049341]
["Upstate",2026,6,6,0.24571112185183083,4.8467888529949475E-6,1.4751096509115058E-6,0.17984337297389352,3.5475107876497003E-6,1.0796771962412133E-6,0.30197601853659828,1.6696133948816943E-3,2.1283724963151725E-6,0.22102534603052265,1.2220403465455904E-3,1.5578199545766074E-6,39.558858428294371,5.1758015241332522,0.10003350732681311,44.834693459754433,17.212633056586103,3.00530411078705,4.4695822422618624E-2,20.262632989795772,28.954320329998467,3.7883250742913304,7.3217537865100546E-2,32.815862942154894,12.598444723739791,2.1996726237820625,3.2714219046108758E-2,14.830831566567962]
["Upstate",2026,6,12,0.21330757174307288,4.207610763371077E-6,1.280577188852067E-6,0.15612623838117551,3.0796770864211287E-6,9.3729302630208278E-7,0.26215244451785885,1.4494304381821323E-3,1.847689943915125E-6,0.19187727238441207,1.0608818067702002E-3,1.3523799379501477E-6,34.341970231839511,4.4932343583646102,8.6841427364010876E-2,38.922046017568135,14.942689337517955,2.6089747887278381,3.8801488822217622E-2,17.590465615068009,25.135922682357982,3.2887336009876207,6.3561857083656942E-2,28.488218140429257,10.937004525911489,1.9095872521863604,2.8399978696953102E-2,12.874991756794802]
["Upstate",2026,6,19,0.23726786996522428,4.6802410027445606E-6,1.4244211747483447E-6,0.17366350253615576,3.4256093982260564E-6,1.0425767733731478E-6,0.29159936334491116,1.6122412810758765E-3,2.0552362664226113E-6,0.21343035946338867,1.18004796791935E-3,1.5042893444383987E-6,38.199516598183358,4.9979479713352175,9.6596104521862736E-2,43.294060674040438,16.621163710659935,2.9020343059365779,4.3159961594874841E-2,19.566357978191387,27.959377089703917,3.6581487005499849,7.0701599188604733E-2,31.688227389442506,12.165530489413154,2.12408634225483,3.1590076233206373E-2,14.321206907901191]
["Upstate",2026,6,24,0.21722131299256461,4.284811491277003E-6,1.3040730625625663E-6,0.15899082351656105,3.1361826251122671E-6,9.5449036416460319E-7,0.26696238552173679,1.4760244106690303E-3,1.8815911331259881E-6,0.1953978131211252,1.0803467364680216E-3,1.3771932397232129E-6,34.972072503347519,4.5756756730739943,8.8434783256921445E-2,39.636182959678436,15.216855974738998,2.6568439392042547,3.9513413795645748E-2,17.913213327738898,25.597113518867399,3.349074883050867,6.4728082266991005E-2,29.010916484185259,11.137675347904135,1.9446241256424388,2.8921058034187472E-2,13.111220531580761]
["Upstate",2026,7,12,0.27889317069221325,5.5013232640831082E-6,1.6743157760252939E-6,0.20413031424323266,4.0265842432198553E-6,1.225482160979956E-6,0.34275635814917804,1.8950862704926292E-3,2.4157984768364952E-6,0.25087370524061098,1.38707073734917E-3,1.7681956894139361E-6,44.901082917542325,5.8747674385271509,0.11354252841131528,50.889392884480792,19.537112414503149,3.4111552868867325,5.0731768013566401E-2,22.998999469403447,32.864455386520035,4.2999192857824271,8.3105197402454992E-2,37.247479869704918,14.299801198714826,2.496727327228506,3.713210947769266E-2,16.833660635421026]
["Upstate",2026,7,15,0.28944527024725675,5.7094693101946007E-6,1.737664572667922E-6,0.21185371382577053,4.1789326054826084E-6,1.2718490538425331E-6,0.35572476180473317,1.9667880584639925E-3,2.507201740563716E-6,0.26036567059376431,1.4395514362277701E-3,1.8350964919727975E-6,46.599943796420042,6.0970429812383768,0.11783848180649464,52.814825259464911,20.276311422869792,3.5402185052351864,5.2651236551838038E-2,23.869181164656815,34.107902847783123,4.4626094523060873,8.6249535122721488E-2,38.656761835211931,14.840843223844566,2.5911925852099862,3.8537026331428748E-2,17.47057283538598]
["Upstate",2026,7,23,0.29250200770234741,5.7697651605094251E-6,1.7560154836333034E-6,0.21409103206385435,4.2230649549473835E-6,1.2852806384622473E-6,0.3594814554352177,1.9875586681180946E-3,2.5336794835280516E-6,0.26311530784520004,1.4547540712194836E-3,1.8544763497812423E-6,47.092070662013519,6.1614318711660934,0.11908293572581842,53.372585468905434,20.49044295980741,3.5776056026125702,5.3207269154089083E-2,24.121255831574071,34.468105327721204,4.509737620780399,8.7160388439718392E-2,39.065003336941324,14.997572547176402,2.6185573281950703,3.894400334540609E-2,17.655073878716877]
["Upstate",2026,8,3,0.27906530969172771,5.5047188018093797E-6,1.6753492005506809E-6,0.20425630796325522,4.0290695395839359E-6,1.2262385555255458E-6,0.34296791491273226,1.896255959423292E-3,2.4172895607945533E-6,0.25102855000972962,1.3879268679184143E-3,1.7692870586868588E-6,44.928796853567924,5.8783934742122055,0.113612609357344,50.920802937137474,19.549171150025739,3.4132607269619255,5.0763080776685621E-2,23.013194957764352,32.884740051274584,4.3025732905470839,8.3156491758282366E-2,37.270469833579945,14.308627350554589,2.4982683622531456,3.7155028232424038E-2,16.844050741040157]
["Upstate",2026,8,10,0.23212318846799204,4.5787592922502714E-6,1.3935354367718218E-6,0.16989795514715084,3.3513318768305908E-6,1.0199705712093104E-6,0.28527661155628864,1.5772830379347349E-3,2.010672558770771E-6,0.20880254693470596,1.1544609765273379E-3,1.4716718241734333E-6,37.371236113873813,4.8895774175976783,9.450161026222624E-2,42.355315141733719,16.260766858708454,2.8391094682825226,4.2224123734186193E-2,19.142100450725163,27.35313364844648,3.5788290272347476,6.9168575736151358E-2,31.001131251417377,11.90174517527824,2.0780297577492082,3.09051083076421E-2,14.010680041335091]
["Upstate",2026,8,15,0.26954100021988403,5.316846488042309E-6,1.6181706702737462E-6,0.19728517890831371,3.8915601328398069E-6,1.184387866516463E-6,0.33126265292889689,1.8315380315112703E-3,2.3347891099664051E-6,0.2424611161025845,1.3405578666299909E-3,1.7089024931166107E-6,43.395407533685493,5.6777678976849382,0.10973508816842104,49.182910519538851,18.881971216947122,3.2967684567202866,4.9030571309294509E-2,22.227770244976703,31.76240620943857,4.1557293865529719,8.0318417176480708E-2,35.998454013168022,13.820283617847316,2.4130041599339838,3.5886952355448823E-2,16.269174730136747]
["Upstate",2026,8,23,0.25842073159571771,5.0974929903100404E-6,1.5514109100943602E-6,0.18914591926604235,3.731008699072876E-6,1.1355243866743538E-6,0.31759597630931685,1.7559755200968021E-3,2.2384643131361477E-6,0.2324580637291927,1.2852513879458435E-3,1.6383994722015672E-6,41.605072896520511,5.4435241123000866,0.10520782271739894,47.153804831537997,18.102970649631061,3.1607559361742439,4.7007750575859104E-2,21.310734336381163,30.452006348524243,3.9842793026321148,7.7004775193473665E-2,34.513290426349833,13.250109632563984,2.3134524983025182,3.4406388916232912E-2,15.597968519782734]
["Upstate",2026,9,10,0.19174184191343754,3.7822147204194367E-6,1.1511088279537415E-6,0.14034163097726599,2.7683169060695689E-6,8.4253123228204279E-7,0.23564842149395882,1.3028907491253565E-3,1.6608855946189699E-6,0.17247817940859533,9.5362499333866071E-4,1.2156522065783758E-6,30.869943215708606,4.0389613222886052,7.8061622947091583E-2,34.986966160944299,13.431960025155652,2.3452033484256418,3.4878597486998369E-2,15.812041971068291,22.594641502525988,2.956237479349848,5.7135653709183665E-2,25.608014635585022,9.8312562262899341,1.7165249880095892,2.5528696338145893E-2,11.573309910637668]
["Upstate",2026,9,16,0.23136254925822627,4.5637552598106375E-6,1.3889689921162812E-6,0.16934122039265748,3.34034997344007E-6,1.0166282527861083E-6,0.28434179510037583,1.5721144749338994E-3,2.0040838314820624E-6,0.20811832660607046,1.1506779495463338E-3,1.4668493361628132E-6,37.248775158149236,4.8735548722950881,9.4191940079656936E-2,42.216521970523978,16.207482320721422,2.8298060548810189,4.2085760461123313E-2,19.079374136063564,27.26350078539523,3.5671016435936349,6.8941918799652224E-2,30.899544347788517,11.862744616546017,2.0712203091834009,3.0803836059419078E-2,13.964768761788838]
["Upstate",2026,9,22,0.23502309553216533,4.6359615756773598E-6,1.4109448273800662E-6,0.17202048449706867,3.3931999514859169E-6,1.0327130287131051E-6,0.2888405625193764,1.5969879810474664E-3,2.0357918223626667E-6,0.21141111002083995,1.1688836180705616E-3,1.4900573700003372E-6,37.838113690038305,4.9506627412471458,9.568221565104533E-2,42.884458646936494,16.463912063604454,2.8745783658854394,4.2751628269616003E-2,19.381242057759511,27.694855412730035,3.6235392160187412,7.0032696390015844E-2,31.388427325138792,12.050433271187877,2.1039905125270111,3.1291204770007082E-2,14.185714988484895]
["Upstate",2026,10,6,0.26436733392230904,5.2147930362033508E-6,1.5871109240618896E-6,0.19349841667067141,3.8168641367285095E-6,1.1616543024825899E-6,0.32490427916866965,1.7963828359060501E-3,2.2899743332892974E-6,0.23780723077965019,1.3148267197956515E-3,1.6761012078677367E-6,42.562460571095727,5.5687867913087556,0.10762879366459698,48.238876156069075,18.519543912614171,3.2334891046308902,4.8089460999075247E-2,21.801122478244139,31.152747232134175,4.0759628313665202,7.8776756769783629E-2,35.307486820270476,13.55501215444006,2.3666880956321728,3.5198125365222474E-2,15.956898375437454]
["Upstate",2026,10,7,0.28248466056277199,5.5721674038968743E-6,1.6958770359686139E-6,0.20675903388544872,4.0784372035723158E-6,1.2412634967394005E-6,0.34717025607757485,1.9194905365684755E-3,2.446908294754714E-6,0.25410437011822301,1.4049329549523243E-3,1.7909659024382776E-6,45.479303546162306,5.9504206633622738,0.11500468985347156,51.54472889937805,19.788704596421766,3.455082965823256,5.1385074189848993E-2,23.29517263643487,33.287672485487214,4.3552921603522048,8.4175397414599049E-2,37.727140043254018,14.483949096738712,2.5288793189141838,3.7610283951203832E-2,17.050438699604101]
["Upstate",2026,10,18,0.30112216017003174,5.9398024733368178E-6,1.8077659701459881E-6,0.22040038136661988,4.3475203871631706E-6,1.3231583787018347E-6,0.3700755193170287,2.0461328259238089E-3,2.6083480426392109E-6,0.27086942238281841,1.4976262620649478E-3,1.9091285178412181E-6,48.479893030530761,6.3430117603638081,0.12259235800404292,54.94549714889861,21.094304601070636,3.683039086662856,5.4775308895423432E-2,24.832118996628914,35.483894332149212,4.6426414124013382,8.972904033853725E-2,40.216264784889091,15.43955707582065,2.6957272717169061,4.0091698874665578E-2,18.175376046412222]
["Upstate",2026,10,24,0.23110263897022454,4.5586283844898488E-6,1.3874086387577803E-6,0.16915098422217986,3.3365974589280756E-6,1.0154861831520232E-6,0.28402236847712842,1.570348377839699E-3,2.0018324644933684E-6,0.20788452863669274,1.1493852898733542E-3,1.4652014928336332E-6,37.206930270503825,4.8680799713030671,9.4086125831188319E-2,42.169096367638083,16.189275003196318,2.8266270801114581,4.2038481754360736E-2,19.057940565062136,27.232873251406748,3.5630943986073982,6.8864470163180758E-2,30.864832120177326,11.849418132291486,2.0688935217720377,3.0769231349506296E-2,13.94908088541303]
["Upstate",2026,11,2,0.26839762265839995,5.2942927282531715E-6,1.6113064825118351E-6,0.19644830642289174,3.8750523565407458E-6,1.1793637606863141E-6,0.32985745563420849,1.8237687515630383E-3,2.3248850676242185E-6,0.24143260986621257,1.3348712965596666E-3,1.7016534261331099E-6,43.211326688081314,5.6536831298454189,0.10926959817833827,48.97427941610507,18.801874971149882,3.2827837528134691,4.8822586420108588E-2,22.133481310383459,31.627671892473845,4.1381010193349663,7.9977711028256168E-2,35.845750622837066,13.761658762374116,2.4027683338074,3.573472194879531E-2,16.200161818130312]
["Upstate",2026,11,11,0.27091407812485585,5.3439312151558177E-6,1.6264138480909013E-6,0.19829017599564527,3.911384260634512E-6,1.1904212967148516E-6,0.33295014918775162,1.8408681312034587E-3,2.3466828379597288E-6,0.24369624545605459,1.3473868476959669E-3,1.7176078709742855E-6,43.616469543595464,5.7066912067307225,0.11029409338410726,49.433454843710294,18.978158503701842,3.3135626361662256,4.9280339597154305E-2,22.34100147946522,31.924208154743152,4.176899227857497,8.0727569935791416E-2,36.181834952536434,13.890685990995111,2.4252963258527402,3.6069765290459993E-2,16.352052082138311]
["Upstate",2026,11,21,0.31727757892268277,6.2584771142553195E-6,1.9047539043385756E-6,0.23222501908910156,4.5807679580182979E-6,1.394146769831656E-6,0.38993033498816843,2.1559093120106479E-3,2.7482877762599444E-6,0.28540176016696617,1.5779749796251729E-3,2.0115546250428175E-6,51.080873883450067,6.6833188672330088,0.1291695254842174,57.893362276167295,22.2260290943256,3.8806367616191664,5.771404330145883E-2,26.164379899246224,37.387630581872571,4.8917224368380356,9.4543067377012416E-2,42.373896086087619,16.267900329517072,2.8403549633253111,4.2242647125899167E-2,19.150497939968282]
["Upstate",2026,11,22,0.28830978185012213,5.6870711685701613E-6,1.7308477469561363E-6,0.21102261565742406,4.162538730806821E-6,1.2668596137238151E-6,0.35432926019830618,1.9590723855904954E-3,2.4973660348938534E-6,0.25934426092374668,1.433904102790541E-3,1.827897442658647E-6,46.417133085978108,6.0731243953305354,0.11737620364001111,52.607633684948659,20.196767831303454,3.5263302940628916,5.2444686732770918E-2,23.775542812099115,33.974098181010817,4.4451027186506771,8.5911179804956411E-2,38.50511207946645,14.782622872653562,2.5810273850229737,3.838584629583159E-2,17.402036103972367]
["Upstate",2026,12,9,0.29764045447457399,5.8711238875773592E-6,1.7868637918713704E-6,0.21785201606978513,4.2972524610678022E-6,1.3078594446728096E-6,0.36579654482166768,2.0224745461424097E-3,2.5781891854144056E-6,0.26773751203087659,1.4803100543060957E-3,1.8870543415993391E-6,47.919347371638466,6.2696710930414703,0.12117489171447707,54.310193356394407,20.850403054835059,3.6404541830563377,5.4141972893702518E-2,24.5449992107851,35.073614076044834,4.5889611683488969,8.8691554055168931E-2,39.751266798448896,15.261038185759965,2.6645580977509722,3.9628141173586123E-2,17.965224424684525]
["Upstate",2026,12,11,0.27816723819154932,5.487003840828159E-6,1.6699576906868312E-6,0.20359898237478957,4.0161034259178038E-6,1.2222923470184622E-6,0.3418641958220327,1.8901535404731091E-3,2.4095103822767131E-6,0.25022070475392233,1.383460323632468E-3,1.7635932435552094E-6,44.784209652686286,5.8594759754666379,0.11324698796700551,50.756932616119926,19.486259161855862,3.4022763728515963,5.0599718027810978E-2,22.939135252735269,32.778912322763823,4.288727003260651,8.2888882447094844E-2,37.15052820847157,14.262580170973573,2.4902285825384425,3.70354581146594E-2,16.789844211626672]
["Upstate",2026,12,21,0.31894186792454426,6.2913061425939258E-6,1.9147453477459776E-6,0.23344316235198007,4.6047965129464327E-6,1.4014598082880449E-6,0.39197572618856941,2.1672181985987683E-3,2.7627040017477673E-6,0.2868988436109669,1.5862522944380256E-3,2.0221062948156074E-6,51.348820130702592,6.7183764156561816,0.12984708808214507,58.197043634440917,22.342616392748457,3.9009927574777832,5.8016784036703115E-2,26.301625934262944,37.583748513036667,4.9173821127578794,9.5038995856333547E-2,42.59616962165088,16.353234085825115,2.8552541299884462,4.2464232191127757E-2,19.250952448004689]
["Upstate",2027,1,4,0.24564603100172963,4.8455048996910642E-6,1.4747188825146718E-6,0.17397229968740338,3.4317005941769104E-6,1.0444306156190596E-6,0.30189602266336069,1.6691711008805349E-3,2.1278086733425975E-6,0.21380986745458749,1.1821462525071157E-3,1.5069641739646431E-6,39.850274991563609,5.1744304127296585,0.10000700764710209,45.124712411940365,17.811865337138279,3.0045079815849629,4.4683982140194548E-2,20.86105730086344,28.22290250400555,3.6646533827720589,7.0827316176338223E-2,31.958383202953947,12.614782179820661,2.1278632545128082,3.1646247653257506E-2,14.774291681986728]
["Upstate",2027,1,12,0.25196867406508522,4.9702225587452486E-6,1.5126764309224669E-6,0.1784501442890401,3.5200285751697443E-6,1.0713130446168787E-6,0.30966647507312789,1.7121336231712436E-3,2.1825759931881304E-6,0.21931308470514105,1.2125733217856472E-3,1.5457516786614962E-6,40.87597470965288,5.307614231830855,0.10258107167984212,46.286170013163577,18.270322029314546,3.0818405217082385,4.5834095856950738E-2,21.397996646879733,28.949327181078619,3.7589772975355062,7.2650328897090319E-2,32.780954807511215,12.939471997603322,2.1826319792141651,3.2460785251891423E-2,15.154564762069377]
["Upstate",2027,1,15,0.26416654537193407,5.2108323701153367E-6,1.5859055039481461E-6,0.18708896378834047,3.6904341056019128E-6,1.123175597357104E-6,0.32465751245109908,1.7950184725401661E-3,2.2882350842680391E-6,0.22993009014467572,1.2712743225514764E-3,1.6205819333295356E-6,42.854791643545077,5.564557264874515,0.10754704896059784,48.526895957380191,19.154793234614846,3.231033250572299,4.8052936769628823E-2,22.433879421956775,30.350771899097197,3.940950399909577,7.6167350866488168E-2,34.367889649873263,13.565875318535868,2.2882937805926575,3.4032220599920247E-2,15.888201319728447]
["Upstate",2027,1,24,0.26015996128689356,5.1318002655219139E-6,1.5618522547240608E-6,0.1842514066565481,3.6344617093487184E-6,1.1061405202365667E-6,0.31973346871708275,1.7677936305969619E-3,2.2535296818161443E-6,0.22644276649985712,1.2519930488334738E-3,1.5960027506270459E-6,42.204817870654921,5.4801602548505821,0.10591589504535878,47.790894020550859,18.864274654307881,3.1820285350745316,4.7324123318139032E-2,22.093627312700551,29.890445177981139,3.8811784513837688,7.5012129279471151E-2,33.846635758644382,13.36012322349157,2.2535874879002527,3.3516057763167961E-2,15.64722676915499]
["Upstate",2027,2,5,0.20774296219525296,4.0978457379852638E-6,1.2471704419955152E-6,0.14712845442524972,2.9021907819731933E-6,8.8327545538314581E-7,0.25531360619708188,1.4116187731329237E-3,1.7994887805935287E-6,0.18081910393772113,9.9974163328580916E-4,1.2744402999099673E-6,33.701396018014805,4.3760181967120637,8.4575972687895851E-2,38.161990187414766,15.063502765627831,2.5409137916392628,3.7789264392464106E-2,17.642205821659559,23.86812171977919,3.0991990631860085,5.9898694095768465E-2,27.027219477060967,10.668327132325548,1.7995349399144565,2.6763246298109312E-2,12.494625318538114]
["Upstate",2027,2,12,0.17057595078889232,3.3647057188203454E-6,1.0240408709453225E-6,0.12080590233472975,2.3829637681807752E-6,7.2524984248980116E-7,0.20963579543780675,1.159067974357113E-3,1.477544685221108E-6,0.14846900346969788,8.2087921457809927E-4,1.0464319155924272E-6,27.671924997790491,3.5931107205070503,6.9444600205392074E-2,31.334480318502933,12.368511930830598,2.0863223538428035,3.1028438389643268E-2,14.485862723063045,19.59790845800012,2.5447255651921079,4.918230003284408E-2,22.191816323225073,8.7596712047121752,1.4775825862405787,2.1975070227440972E-2,10.259228861180194]
["Upstate",2027,2,20,0.23267731764179461,4.5896897991091557E-6,1.3968621127723519E-6,0.16478755170668488,3.2505263201147101E-6,9.892906191653465E-7,0.28595762965754001,1.5810483599279063E-3,2.0154724770001072E-6,0.20252192246627737,1.119735653663863E-3,1.4274050362242856E-6,37.746407114795282,4.9012499157765097,9.4727206419005033E-2,42.742384236990794,16.871500149794862,2.8458870478702312,4.2324922017002248E-2,19.759712119682096,26.732893765548614,3.4711805263579754,6.7088036702541418E-2,30.27116232860913,11.948793425510365,2.0155241765949534,2.9975505760709998E-2,13.994293107866028]
["Upstate",2027,2,23,0.23833473667115149,4.7012855432559894E-6,1.4308260349039969E-6,0.16879426899341998,3.3295610521858141E-6,1.0133446680565521E-6,0.29291052971677534,1.6194906677920525E-3,2.0644775646471952E-6,0.20744612990357703,1.1469614007160089E-3,1.4621115924815965E-6,38.664189922614341,5.0204210701553622,9.7030445538418178E-2,43.781641438308121,17.281721253289746,2.9150832020256945,4.3354028857591098E-2,20.240158484173033,27.382889147272166,3.5555803422196277,6.8719244846635039E-2,31.007188734338428,12.239321664311044,2.0645305212888161,3.0704343442113528E-2,14.334556529041974]
["Upstate",2027,3,8,0.25133392528727294,4.9577017852549544E-6,1.5088657607297688E-6,0.17800060026771214,3.5111610687456077E-6,1.0686142383138808E-6,0.30888637644653699,1.7078204888945655E-3,2.1770777404815234E-6,0.21876060050054158,1.2095186585944109E-3,1.5418576867100277E-6,40.773001690942884,5.2942435155731529,0.1023226538026316,46.169567860318665,18.224296210345681,3.0740768800102178,4.5718632550111993E-2,21.344091722906011,28.876399266071488,3.7495078416426737,7.2467311275371302E-2,32.69837441898953,12.906875429531953,2.1771335854699396,3.2379011420910583E-2,15.116388026422804]
["Upstate",2027,3,16,0.23555022574062984,4.6463595128940701E-6,1.4141094169677606E-6,0.16682221282743148,3.2906611449664868E-6,1.0015055658593656E-6,0.28948839921640013,1.6005698443765095E-3,2.0403578730534829E-6,0.20502249655378157,1.1335612283291077E-3,1.4450294593113701E-6,38.212468696564819,4.9617665175671792,9.5896820033513699E-2,43.270132034165513,17.079815553767606,2.8810257198777172,4.2847515334123142E-2,20.003688788979446,27.062969545099168,3.5140398078202342,6.7916384587634396E-2,30.644925737507037,12.096327296673113,2.0404102109923938,3.0345618645538773E-2,14.167083126311047]
["Upstate",2027,3,20,0.30913721615440493,6.0979039207129607E-6,1.8558838019561186E-6,0.21893825108440301,4.3186790522652387E-6,1.3143805811242032E-6,0.37992592688615973,2.1005953375569041E-3,2.6777751999652567E-6,0.26907248182156907,1.4876910491781518E-3,1.8964634099077787E-6,50.150222348973081,6.5118455464264029,0.12585543439836705,56.787923329797849,22.415629686283424,3.7810716076024273,5.6233279199270389E-2,26.25293457308512,35.517567600447116,4.6118422524522709,8.9133780265665596E-2,40.218543633165048,15.875276427472574,2.6778438885206732,3.9825731608063353E-2,18.592946047601309]
["Upstate",2027,4,5,0.18760892143318786,3.7006905600028478E-6,1.1262971269573885E-6,0.13286905296416232,2.6209161390872494E-6,7.9767012928742386E-7,0.23056911184713394,1.2748074481261985E-3,1.6250858546099459E-6,0.1632944707526969,9.0284863347775131E-4,1.15092404368614E-6,30.435122763821681,3.951903089191215,7.6379035166667456E-2,34.463404888179561,13.603577598980902,2.2946534066271571,3.4126802946808865E-2,15.932357808554867,21.554870139355991,2.7988307637810292,5.4093430053248584E-2,24.407794333190271,9.6343737744091165,1.6251275402599523,2.4169404917408939E-2,11.283670719586478]
["Upstate",2027,4,8,0.1847197484753596,3.6437000128072643E-6,1.1089521778109067E-6,0.1308228726875329,2.5805540924641993E-6,7.8538602814127807E-7,0.22701835297186132,1.255175443542259E-3,1.6000595708414508E-6,0.16077973976092164,8.8894478585190657E-4,1.1331998406038439E-6,29.966422592285696,3.891043874981003,7.5202799829548195E-2,33.932669267096244,13.394082825339819,2.2593157983760661,3.3601250987670465E-2,15.686999874703556,21.222925648441656,2.7557288361409102,5.3260392508380668E-2,24.031914877090948,9.4860046458943756,1.6001006145334318,2.3797196652680722E-2,11.109902457080487]
["Upstate",2027,4,16,0.1783086699856905,3.5172379156697095E-6,1.0704637134646943E-6,0.12628239603592226,2.490990659370679E-6,7.5812759198238058E-7,0.21913921448498669,1.211612000254396E-3,1.5445262151419158E-6,0.15519954847296449,8.5809213018234306E-4,1.0938698112888633E-6,28.926376312018242,3.7559972007886278,7.2592732111670041E-2,32.754966244918542,12.929213654614214,2.1809016004579127,3.2435050517980235E-2,15.142550305590108,20.486340398431313,2.6600856035652636,5.1411881130576577E-2,23.197837883127153,9.1567733599049053,1.5445658343282176,2.2971266037066129E-2,10.724310460270189]
["Upstate",2027,4,23,0.16670580272740115,3.2883648908492505E-6,1.0008067059106416E-6,0.11806497240542174,2.3288973973625212E-6,7.0879486006685439E-7,0.20487942993856417,1.1327702187042875E-3,1.4440211042424968E-6,0.14510043349654317,8.022545251870981E-4,1.0226897266678897E-6,27.04408475189047,3.5115876779832913,6.7868991899397352E-2,30.623541421773158,12.087886366375287,2.0389863936677175,3.0324443189092432E-2,14.157197203232096,19.153257221543697,2.486989028080004,4.8066417153390814E-2,21.68831266677709,8.5609255762960466,1.4440581453367767,2.1476484260025682E-2,10.02646020589285]
["Upstate",2027,5,3,0.19168302130033546,3.7810544510357763E-6,1.1507557024891493E-6,0.13575442636162147,2.6778317378364436E-6,8.1499226803717854E-7,0.23557613166670729,1.3024910615459329E-3,1.6603760850200581E-6,0.16684056001389669,9.2245481995122374E-4,1.1759174153107861E-6,31.096049380005361,4.0377222907923915,7.8037675995942732E-2,35.2118093467937,13.89899176833573,2.3444839107826794,3.4867897785421223E-2,16.278343576903829,22.022953921834365,2.8596099418487935,5.5268118519606946E-2,24.937831982202766,9.8435930408199042,1.6604186759122028,2.4694265721526509E-2,11.528705982453634]
["Upstate",2027,5,11,0.13974708392699545,2.7565891340659476E-6,8.3896191036789715E-7,9.89721733595475E-2,1.9522812926840412E-6,5.941725673386213E-7,0.17174748822245667,9.4958503083497842E-4,1.2105021849593944E-6,0.12163561271374919,6.7251846443198526E-4,8.5730613287429633E-7,22.670668445364281,2.943713595588433,5.6893602693091537E-2,25.671275643645806,10.133101805124943,1.7092530555029612,2.5420545884147282E-2,11.867775406512051,16.055900878214892,2.0848072397391544,4.0293388245091925E-2,18.181001506199141,7.1765011501112017,1.2105332359775736,1.8003428790360224E-2,8.4050378148791349]
["Upstate",2027,5,20,0.20408709029474209,4.0257316267401954E-6,1.2252226690078856E-6,0.14453927991548549,2.8511178714032299E-6,8.6773152607924383E-7,0.25082058352690001,1.3867770295070683E-3,1.7678212795685203E-6,0.1776370395530795,9.8214812587512127E-4,1.2520126304857659E-6,33.108317025550804,4.2990087914719117,8.3087600139720455E-2,37.490413417162436,14.798414428087101,2.4961986531127227,3.7124246870938925E-2,17.331737328070762,23.448089221006494,3.0446591902128759,5.8844593632830997E-2,26.551593004852201,10.480585333631691,1.7678666265752183,2.6292265240201083E-2,12.27474422544711]
["Upstate",2027,5,23,0.17285345281161116,3.4096307158379558E-6,1.0377136961245953E-6,0.12241888286130019,2.4147807082417704E-6,7.3493325903010407E-7,0.21243481807807785,1.1745436591993098E-3,1.4972726186940586E-6,0.15045133717001988,8.3183945875650199E-4,1.0604037023148643E-6,28.041395986306277,3.6410853435178603,7.0371813078620754E-2,31.752853142902758,12.533654266606593,2.1141785865587579,3.1442724992575229E-2,14.679275578157926,19.859576506442625,2.5787023221451562,4.9838974008798623E-2,22.48811780259658,8.8766288930311728,1.4973110257617035,2.226847774861215E-2,10.396208396541489]
["Upstate",2027,6,7,0.21774124956674543,4.2950675300472936E-6,1.3071944656665676E-6,0.15420947682101488,3.0418678961263651E-6,9.2578588142976336E-7,0.26760138132859879,1.4795573930680309E-3,1.886094871890333E-6,0.18952159544126443,1.0478573626525737E-3,1.3357767717772299E-6,35.323382335375037,4.5866279185108958,8.8646458978845655E-2,39.998656712864772,15.788481498387329,2.6632033075224557,3.9607992309696992E-2,18.491292798219483,25.016850598246904,3.2483578242229783,6.278150827352981E-2,28.327989930743414,11.181774131034601,1.8861432527746327,2.8051312207321828E-2,13.095968696016556]
["Upstate",2027,6,11,0.19362153368926871,3.8192926885533274E-6,1.1623934269510128E-6,0.13712732645245526,2.7049129574669562E-6,8.2323437835950841E-7,0.23795854011725734,1.3156633031046964E-3,1.6771676588864611E-6,0.16852783774131078,9.3178371139176932E-4,1.1878096030615762E-6,31.410527295477969,4.0785562396245592,7.8826879967663674E-2,35.567910415070195,14.039553866918183,2.3681939455884535,3.5220520836615685E-2,16.442968333343252,22.245674581853024,2.888529505314485,5.5827051343894082E-2,25.190031138511401,9.9431424267373352,1.6772106805051847,2.49440016642931E-2,11.645297108906814]
["Upstate",2027,6,19,0.2282458827924593,4.5022772763521127E-6,1.3702583014984692E-6,0.16164910526604878,3.188618714510396E-6,9.7044917398142492E-7,0.28051144943532946,1.5509366461103388E-3,1.9770869778763625E-6,0.19866480947362597,1.09840982935069E-3,1.4002195224589128E-6,37.027511325463486,4.8079036029420505,9.2923087960189041E-2,41.928338016365721,16.550175516684437,2.7916859629986099,4.1518826535403612E-2,19.383380306218449,26.223754850518628,3.4050704709871389,6.5810317555568904E-2,29.694635639061335,11.721223758943932,1.9771376928312419,2.9404609971637168E-2,13.727766061746811]
["Upstate",2027,7,4,0.24923001118344287,4.9162009067059911E-6,1.496235058562693E-6,0.17651055879016225,3.4817691699603187E-6,1.05966887781401E-6,0.30630069127433412,1.6935243384274595E-3,2.1588534416404566E-6,0.21692935741535377,1.1993937884172002E-3,1.5289508094173571E-6,40.431691248212104,5.2499254491251248,0.10146611175710146,45.783082809094324,18.071740785185714,3.048343809169427,4.5335922274449589E-2,21.165420516629592,28.634675178826697,3.7181207440933206,7.1860688042615792E-2,32.424656610962629,12.798832087505872,2.1589088191509602,3.2107966997764498E-2,14.989848873654598]
["Upstate",2027,7,7,0.26935977856613752,5.3132717898980807E-6,1.6170827186646334E-6,0.19076693374341852,3.7629841132921316E-6,1.1452560344802141E-6,0.33103993369234569,1.8303066257114129E-3,2.3332193512161136E-6,0.2344502710585924,1.2962662230266767E-3,1.6524408497500228E-6,43.697271247389629,5.6739505397053795,0.10966130950715734,49.48088309660217,19.531356087848394,3.2945519262805432,4.8997606375538384E-2,22.874905620504478,30.947435779734196,4.0184252913826981,7.7664719938251067E-2,35.043525791055139,13.832565992456951,2.3332792014480179,3.4701257844750477E-2,16.20054645174972]
["Upstate",2027,7,17,0.26934829228727997,5.3130452166444586E-6,1.617013761587444E-6,0.19075879889043698,3.762823648782204E-6,1.1452071974554534E-6,0.3310258171935439,1.8302285761510456E-3,2.3331198560047402E-6,0.23444027342195212,1.2962109464913654E-3,1.6523703849000112E-6,43.695407869547793,5.6737085860682415,0.10965663323222279,49.478773088848257,19.530523214419091,3.294411437071882,4.8995516976099544E-2,22.873930168467073,30.946116091697679,4.0182539341232326,7.7661408090300532E-2,35.042031433911212,13.831976131895175,2.3331797036844577,3.4699778082900236E-2,16.199855613662532]
["Upstate",2027,7,19,0.27259891669128883,5.3771655951111855E-6,1.6365286593816652E-6,0.1930609675869116,3.8082352096903657E-6,1.1590281072970678E-6,0.33502079555627517,1.8523166526115619E-3,2.3612770656792597E-6,0.23726961110809974,1.3118542420163812E-3,1.6723119833857691E-6,44.222745013428323,5.742181623095842,0.1109800220869252,50.075906658611096,19.766226937820235,3.3341699747008113,4.9586818379264451E-2,23.14998373090031,31.319588666269166,4.0667481502507821,7.8598663219131143E-2,35.464935479739083,13.998907055377884,2.3613376356294862,3.511855165110115E-2,16.395363242658473]
["Upstate",2027,8,4,0.24939713663655311,4.9194975494345808E-6,1.4972383846105246E-6,0.176628920968844,3.4841039299171626E-6,1.0603794569313105E-6,0.30650608644955452,1.6946599601813123E-3,2.1603010977951852E-6,0.21707482311179541,1.2001980624666818E-3,1.5299760735723191E-6,40.458803411341194,5.2534458765620684,0.1015341515963737,45.813783439499637,18.083859100523718,3.0503879283263622,4.5366323053698886E-2,21.179613351903779,28.653876650756995,3.7206139936467135,7.1908875457898994E-2,32.446399519861608,12.807414563595929,2.160356512440027,3.2129497545018704E-2,14.999900573580973]
["Upstate",2027,8,10,0.21736384617876209,4.2876230378314991E-6,1.3049287506443692E-6,0.15394219086060457,3.0365955315556645E-6,9.2418124873433271E-7,0.2671375570961973,1.4769929273364768E-3,1.8828257687868753E-6,0.18919310420518554,1.0460411476745882E-3,1.3334615160309656E-6,35.262157536698041,4.5786780747430784,8.8492811132983143E-2,39.929328422574102,15.76111586867564,2.6585872692056585,3.9539341144524377E-2,18.459242479025825,24.97348975508449,3.2427275577912233,6.2672691253455384E-2,28.278890004129167,11.162393148105947,1.8828740658142589,2.8002691836650277E-2,13.073269905756856]
["Upstate",2027,8,15,0.271023333269028,5.34608633378014E-6,1.6270697537591731E-6,0.19194510233070425,3.7862241454598602E-6,1.1523290877486532E-6,0.33308442244812786,1.8416105227191328E-3,2.3476292161382352E-6,0.23589822610626002,1.3042719088903684E-3,1.6626462551801994E-6,43.967143763152876,5.7089926204293118,0.11033857315849706,49.786474956740683,19.651980924439545,3.3148989408944391,4.9300213538902939E-2,23.016180078872889,31.138565846026321,4.0432429175601419,7.8144373993469379E-2,35.259953137579927,13.917995340269341,2.3476894360026632,3.4915571358784189E-2,16.300600347630787]
["Upstate",2027,8,22,0.24675806774518369,4.8674404443732628E-6,1.4813949178527322E-6,0.17475987027751899,3.4472358631071496E-6,1.0491587409456544E-6,0.30326270246899506,1.6767274191638853E-3,2.1374412386160847E-6,0.21477778225358893,1.1874978149303455E-3,1.5137861833644437E-6,40.030676725907348,5.1978549994080447,0.10045973821495598,45.32899146353035,17.892499445670708,3.0181093544949933,4.488626601093778E-2,20.955495066176638,28.350667257473738,3.6812432262840709,7.1147950618128855E-2,32.103058434375939,12.671889152961747,2.1374960668746219,3.1789509850653319E-2,14.841174729687022]
["Upstate",2027,9,8,0.19990527360174931,3.9432429612694972E-6,1.2001174229950645E-6,0.14157761892717502,2.7926974573971055E-6,8.4995140007737996E-7,0.24568118102170391,1.3583614774842709E-3,1.7315979960357355E-6,0.17399719375869793,9.620235632590117E-4,1.2263584486830767E-6,32.429915894864919,4.2109205802012397,8.1385105813679567E-2,36.72222158087984,14.49518968028053,2.4450506594716876,3.6363557916750444E-2,16.976603897668969,22.967629576148127,2.9822730461029363,5.76388470881046E-2,26.007541469339166,10.265834431763178,1.731642413866221,2.5753527422344609E-2,12.023230373051742]
["Upstate",2027,9,10,0.16937547491514066,3.3410256629916248E-6,1.0168338974322337E-6,0.11995569707139149,2.3661929954048064E-6,7.2014569425363665E-7,0.20816042500291299,1.1509107099079412E-3,1.4671460520093655E-6,0.14742411140935163,8.1510204793879481E-4,1.0390673588516756E-6,27.477176100384515,3.567823200714618,6.8955864444440185E-2,31.113955165543572,12.281465075171866,2.071639277834294,3.0810067092196677E-2,14.383914420098357,19.459982706034417,2.5268163486102639,4.8836165866028756E-2,22.035635220510709,8.6980225731517464,1.4671836862898306,2.1820414535885187E-2,10.187026673977462]
["Upstate",2027,9,21,0.2185405038959472,4.3108332672442411E-6,1.3119927335091169E-6,0.15477552754497453,3.0530335622079024E-6,9.2918412762849204E-7,0.2685836553026521,1.484988346798962E-3,1.8930180869202969E-6,0.19021726498451844,1.0517036918857917E-3,1.3406799555782526E-6,35.45304249995008,4.6034638750767822,8.8971850085253962E-2,40.145478225112115,15.846435662856473,2.6729790242381317,3.9753379825326236E-2,18.559168066919934,25.108678977956433,3.2602814448459543,6.3011957912177868E-2,28.431972380714566,11.222818634086588,1.8930666453944249,2.8154279067143306E-2,13.144039558548156]
["Upstate",2027,10,5,0.18333059539767074,3.6162981939506231E-6,1.1006124938110592E-6,0.12983904178842237,2.5611474795314872E-6,7.7947966768349624E-7,0.2253111005187497,1.2457361126378605E-3,1.5880265982130995E-6,0.15957062339863573,8.8225962957947724E-4,1.1246778062290442E-6,29.741065268474959,3.8617819491773675,7.4637250116015671E-2,33.677484467768338,13.293354930606233,2.2423250027481489,3.3348558562475088E-2,15.569028491916857,21.063322288619915,2.7350048516963796,5.2859856892765081E-2,23.851186997209062,9.4146667805195072,1.588067333243059,2.3618233930809928E-2,11.026352347693376]
["Upstate",2027,10,6,0.22560956529500076,4.4502744440694826E-6,1.3544313525428862E-6,0.15978200317663716,3.1517890849593947E-6,9.5924015629198966E-7,0.27727144688485084,1.5330228008853268E-3,1.9542509515261639E-6,0.19637016342377447,1.0857228226144908E-3,1.3840465112212993E-6,36.599830988800313,4.7523706827445134,9.1849794721729702E-2,41.444051466266558,16.359015366206201,2.7594410415935884,4.1039269982049438E-2,19.159495677781841,25.920861571938232,3.3657407501049215,6.5050186027401063E-2,29.351652508070558,11.585839642002695,1.9543010807060834,2.9064976735647285E-2,13.569205699444424]
["Upstate",2027,10,18,0.2742189929094016,5.4091225016434272E-6,1.6462546744132171E-6,0.19420834368814388,3.8308678429050675E-6,1.1659163000145859E-6,0.33701184977630572,1.8633251121965599E-3,2.37531031593907E-6,0.23867972256012879,1.3196506921450805E-3,1.6822506614496166E-6,44.485564170472358,5.7763078478093357,0.11163958484913629,50.373511603130829,19.883699136802036,3.3539852019538077,4.9881516634720471E-2,23.287565855390564,31.505723377936999,4.0909171456497493,7.9065781088131976E-2,35.675706304674883,14.082103631047598,2.3753712458611451,3.5327263890441947E-2,16.492802140799185]
["Upstate",2027,11,1,0.235440830437744,4.6442016295609876E-6,1.4134526698663875E-6,0.16674473649964211,3.2891328812107788E-6,1.0010404421076284E-6,0.2893539537026476,1.5998265004787699E-3,2.039410280807216E-6,0.20492727907717592,1.1330347746883913E-3,1.4443583521838635E-6,38.194721888749484,4.9594621514841863,9.5852283197939148E-2,43.250036323431615,17.071883268456208,2.879687700861786,4.2827615896951533E-2,19.994398585214945,27.050400838187223,3.512407801534013,6.7884842552641586E-2,30.630693482273877,12.090709465553379,2.0394625944391045,3.0331525395861134E-2,14.160503585388344]
["Upstate",2027,11,5,0.22719340128926319,4.48151649198375E-6,1.3639398019080979E-6,0.16090371309853521,3.1739154384788244E-6,9.6597426388485982E-7,0.27921796230490065,1.5437850072168371E-3,1.9679702856102552E-6,0.197748731449572,1.0933448703942491E-3,1.3937628664624403E-6,36.856771024246882,4.7857335223721948,9.2494603423682001E-2,41.734999150042761,16.473859775989137,2.778813012990307,4.1327375997815358E-2,19.294000164977263,26.102832551343504,3.389369098222172,6.5506854723734687E-2,29.557708504289412,11.667175155524749,1.9680207667096483,2.9269020195711246E-2,13.664464942430108]
["Upstate",2027,11,13,0.24649609177336429,4.8622728222876311E-6,1.4798221633049313E-6,0.17457433272946904,3.4435760315418418E-6,1.0480448791649084E-6,0.30294073714513808,1.6749472856949959E-3,2.1351719784828292E-6,0.2145497588347591,1.1862370825176528E-3,1.5121790399379391E-6,39.988177303158224,5.1923365856544867,0.10035308298869297,45.280866971801402,17.873503491563145,3.0149051142509924,4.4838611548139416E-2,20.933247217362279,28.320568166188202,3.6773349558047235,7.1072414877083129E-2,32.068975536870013,12.658435771250787,2.1352267485317751,3.1755759838696718E-2,14.825418279621259]
["Upstate",2027,11,16,0.29137835676722795,5.7476005194221635E-6,1.7492697233023976E-6,0.20636100896567872,4.0705859401463206E-6,1.2388739817836629E-6,0.35810050192747656,1.9799234311035567E-3,2.5239463150506018E-6,0.25361520227085554,1.4022283653817088E-3,1.7875181737164277E-6,47.269266254426903,6.1377626364210256,0.11862547680737828,53.525654367655306,21.127929613721118,3.5638621759864022,5.3002872616062638E-2,24.744794662323581,33.477206699752934,4.3469079326832976,8.4013354164672094E-2,37.90812798660091,14.963296933980477,2.5240110576870758,3.7537881648044981E-2,17.524845873315599]
["Upstate",2027,11,21,0.27873367723099746,5.4981771666491776E-6,1.6733582681106193E-6,0.19740574936405797,3.8939384522927382E-6,1.185111702871703E-6,0.34256034260035961,1.8940025083200624E-3,2.4144169297024648E-6,0.24260929574502149,1.341377145978929E-3,1.7099468855720283E-6,45.217965223247468,5.8714077757921936,0.11347759569601584,51.202850594735679,20.211060213421217,3.4092045149761123,5.0702755523751759E-2,23.670967483921082,32.024427038342836,4.1582691525346798,8.0367503621885328E-2,36.263063694499401,14.313948448956268,2.4144788627620724,3.5908884597012594E-2,16.764336196315355]
["Upstate",2027,12,9,0.25504921060653057,5.0309878593054908E-6,1.5311702180494974E-6,0.18063185275874688,3.5630639909529826E-6,1.0844107798552557E-6,0.31345241749498998,1.7330659482294526E-3,2.209259886042846E-6,0.22199437821894019,1.2273980869704558E-3,1.5646498395054401E-6,41.375719109338675,5.3725044395113031,0.10383521464401377,46.852058763493993,18.493692632204407,3.1195187068130146,4.6394457606899767E-2,21.659605796624323,29.303257924900105,3.8049340696084131,7.3538542456755687E-2,33.181730536965269,13.09766831491747,2.2093165565468205,3.285764662961424E-2,15.339842518093905]
["Upstate",2027,12,16,0.27754091078201493,5.4746491835217345E-6,1.6661975775935715E-6,0.19656100409675908,3.8772753809823831E-6,1.1800403333424643E-6,0.34109444695594116,1.8858976296105524E-3,2.4040850762421528E-6,0.24157111395425021,1.3356370801531922E-3,1.7026296238226983E-6,45.024466998184231,5.8462826517927127,0.11299199858338119,50.983741648560326,20.124572370400529,3.3946157332989944,5.0485786601085207E-2,23.56967389030061,31.887387041961027,4.1404749484748962,8.0023592319666825E-2,36.107885582755593,14.252695723300763,2.4041467442757458,3.5755222100276665E-2,16.692597689676788]
["Upstate",2027,12,20,0.29671603578980577,5.8528892136925655E-6,1.7813141085151289E-6,0.2101412788555046,4.1451538710777057E-6,1.2615685694584324E-6,0.36466044535745423,2.0161930973950524E-3,2.5701817851432568E-6,0.25826110857627621,1.4279153965455942E-3,1.8202632216471665E-6,48.13517878718396,6.2501986019246623,0.12079854390173307,54.506175933010361,21.514966276089801,3.6291475753110944,5.3973817488008391E-2,25.198087668888903,34.090466332068459,4.4265377292913417,8.5552371417416825E-2,38.602556432777213,15.237405406000297,2.5702477137820696,3.8225527654590495E-2,17.845878647436955]
["Upstate",2028,1,4,0.19311851376097386,3.809370340053515E-6,1.1593735817554177E-6,0.12081567785706515,2.3831565958083173E-6,7.2530852915905319E-7,0.23734033466507334,1.3122452697497391E-3,1.6728104536756737E-6,0.14848101746927475,8.2094563950388269E-4,1.0465165920723479E-6,31.803604845119828,4.1991848631991653,8.0294901776432337E-2,36.083084610095426,14.2404200799044,2.4932660125245043,3.6801829980864821E-2,16.770487922409767,19.896456340882818,2.6270260464124244,5.0232796419472703E-2,22.573715183714715,8.9088610481564849,1.559796715057377,2.3023365025591654E-2,10.491681128239454]
["Upstate",2028,1,9,0.23263892496579308,4.5889324821725907E-6,1.3966316250090492E-6,0.14553979765228012,2.8708536415115285E-6,8.7373806480785662E-7,0.28591044551970968,1.580787480706671E-3,2.0151399160844851E-6,0.17886666383852265,9.8894666963894964E-4,1.2606792077941928E-6,38.311999699641099,5.0585199382613473,9.6726715972055288E-2,43.467246353874501,17.154626731182582,3.0034962133426748,4.4333078153858674E-2,20.202456022679115,23.968132954362034,3.164629342844639,6.0512601974121255E-2,27.193274899180793,10.731999830311359,1.8789986723140044,2.7734942571472243E-2,12.638733445196836]
["Upstate",2028,1,16,0.25012823806693391,4.9339189327096738E-6,1.501627501259466E-6,0.15648117855056135,3.0866784791277105E-6,9.3942388495191202E-7,0.30740460132925923,1.6996278132112499E-3,2.1666339661029432E-6,0.19231348959086997,1.0632936343534284E-3,1.3554544625734728E-6,41.192216578120735,5.4388090022759998,0.10399843037294128,46.735024010769678,18.444276079755554,3.2292928451013747,4.7665947254264748E-2,21.721234872111197,25.770007605176577,3.4025396299309709,6.5061814203526691E-2,29.237609049311075,11.538809375452198,2.0202579052715137,2.9819998176616402E-2,13.588887278900328]
["Upstate",2028,1,20,0.24090313539370306,4.7519486398414833E-6,1.4462452382126256E-6,0.15070991917691634,2.9728371707281952E-6,9.0477653022162468E-7,0.29606706090838464,1.6369430031940903E-3,2.0867252722782165E-6,0.18522068111536974,1.0240777784208475E-3,1.3054632793197724E-6,39.672986161723543,5.2382176102210884,0.10016281306935439,45.011366585013981,17.764023654503077,3.1101917060687714,4.5907955990120763E-2,20.92012331656197,24.819571269459544,3.2770488909467121,6.2662237407349081E-2,28.159282397813605,11.113240866922185,1.9457477789996103,2.8720192145034993E-2,13.087708838066831]
["Upstate",2028,2,7,0.18024845694727085,3.5555012948432496E-6,1.0821090897349021E-6,0.11276412128838213,2.2243351540589957E-6,6.7697156862665089E-7,0.22152318937001639,1.22479290256709E-3,1.5613288294746443E-6,0.13858575112028437,7.6623510546127923E-4,9.7677326330416742E-7,29.684107375582197,3.9193372882146882,7.4943783814782922E-2,33.678388447611667,13.291391362200983,2.327106514877471,3.4349234248442176E-2,15.652847111326896,18.570490650118106,2.4519523374760936,4.6885116638600038E-2,21.069328104232799,8.3151450672170633,1.4558467003764306,2.1489011792691682E-2,9.7924807793861852]
["Upstate",2028,2,13,0.14705480300240656,2.900737966599786E-6,8.8283329418254366E-7,9.1998044935571871E-2,1.8147127217136816E-6,5.5230387182590313E-7,0.18072858722336929,9.9924116997261335E-4,1.2738023244633841E-6,0.11306449261807418,6.2512908235380442E-4,7.9689558649166009E-7,24.217630687931486,3.1975717439123628,6.1142511574242442E-2,27.476344943418091,10.843715233402158,1.8985582229479654,2.8023651138194453E-2,12.770297107488318,15.15064201082194,2.0004130635321742,3.8250988151599684E-2,17.189306062505715,6.7838695570844507,1.1877452564722284,1.7531702902816523E-2,7.9891465164594955]
["Upstate",2028,2,19,0.24460066818404136,4.8248845353627364E-6,1.4684431194582243E-6,0.15302310977559899,3.0184661448016951E-6,9.1866360928747251E-7,0.30061128431194789,1.6620678336382159E-3,2.1187536437897231E-6,0.18806356458699258,1.0397959680549492E-3,1.3255003505433528E-6,40.281912097801019,5.3186170676422906,0.10170017490190671,45.70222934034522,18.036677058716872,3.1579288839126103,4.6612580163373912E-2,21.241218522792856,25.200517654657006,3.3273470977758373,6.3624016826080931E-2,28.591488769258927,11.283813875219554,1.9756123393044034,2.9161007711953763E-2,13.288587222235911]
["Upstate",2028,2,24,0.19020352591445008,3.7518705797876086E-6,1.141873654717968E-6,0.11899205035618882,2.3471845267515801E-6,7.1436050814178536E-7,0.23375784960154972,1.2924378523329228E-3,1.6475605589502104E-6,0.14623980116673976,8.0855404371533784E-4,1.030720161747433E-6,31.323551846607661,4.1358011274653528,7.9082906829610097E-2,35.538435880902625,14.025470976092983,2.4556319194325531,3.6246332296904632E-2,16.517349227822439,19.596133356343127,2.587372939889081,4.9474567763876785E-2,22.232980863996087,8.7743880700043864,1.5362526830591419,2.2675843558443525E-2,10.333316596621971]
["Upstate",2028,3,4,0.19405957829365145,3.8279333625677381E-6,1.1650231973032247E-6,0.12140441141351437,2.3947696934055145E-6,7.2884295016689584E-7,0.23849689167650301,1.3186398274619214E-3,1.680962041823224E-6,0.14920456394130882,8.2494609916747362E-4,1.0516162566693781E-6,31.958583484651403,4.219647447878148,8.068617800751475E-2,36.25891711053707,14.309813500590181,2.5054156721776506,3.6981164920110929E-2,16.852210337687943,19.993411568135382,2.6398275173359154,5.0477580320130146E-2,22.68371666579143,8.952273836478529,1.5673975884181999,2.3135557646726316E-2,10.542806982543455]
["Upstate",2028,3,15,0.19299960357916576,3.807024770429513E-6,1.158659712739417E-6,0.12074128719436031,2.381689198516541E-6,7.2486192998329514E-7,0.23719419547936924,1.3114372720049144E-3,1.6717804426668729E-6,0.14838959223800885,8.2044015303680672E-4,1.0458722132616113E-6,31.784022194235476,4.1965992704157262,8.0245461248009894E-2,36.060866925899212,14.231651728762154,2.4917308168093375,3.6779169738671201E-2,16.760161715310165,19.884205359893187,2.6254084897177816,5.0201866236557341E-2,22.559815715847524,8.9033755342805314,1.5588362907699327,2.3009188691755448E-2,10.485221013742219]
["Upstate",2028,3,21,0.27310617964551237,5.3871716396627652E-6,1.6395739772886676E-6,0.17085626633221246,3.3702350991774325E-6,1.02572372583661E-6,0.33564421563638008,1.8557635174368734E-3,2.3656710243736487E-6,0.20998029987483743,1.1609727256862087E-3,1.4799728044213941E-6,44.976324895274928,5.9384432557979947,0.11355220916993514,51.028320360242859,20.138652938182805,3.5259506831300595,5.2044762536220271E-2,23.716648383849083,28.137360183228218,3.715112722195868,7.1038694612226921E-2,31.923511600036313,12.598817992490247,2.2058481788037967,3.2559401697270667E-2,14.837225572991313]
["Upstate",2028,4,3,0.1237227959033612,2.440501119877622E-6,7.4276121039753724E-7,7.7401452415571489E-2,1.5267867972196776E-6,4.6467424263207581E-7,0.15205383064281011,8.4069958142566964E-4,1.0716983178593035E-6,9.5125455670252088E-2,5.2594486062484806E-4,6.704585500834236E-7,20.375213306136555,2.6902386605621427,5.1441519257246569E-2,23.116893485955941,9.1232298385686068,1.5973292047087724,2.3577362992904676E-2,10.744136406270284,12.74681105981378,1.6830235539995138,3.2182010404004334E-2,14.462016624217297,5.7075273402151252,0.99929523518721131,1.4750088101835319E-2,6.7215726635041717]
["Upstate",2028,4,8,0.13934953726279165,2.7487473044976049E-6,8.3657526658622771E-7,8.7177601337126362E-2,1.7196267845230756E-6,5.2336467355050133E-7,0.17125890814543776,9.4688369102324029E-4,1.2070585989315569E-6,0.10714022531398119,5.9237404407723167E-4,7.5514045755143749E-7,22.948693691488661,3.030027811274369,5.7938812748714728E-2,26.036660315511746,10.275534488726265,1.7990790129441565,2.6555289176494253E-2,12.101168790846916,14.356790192073481,1.8955969410471414,3.6246741962468999E-2,16.288633875083089,6.4284135188388714,1.1255106837467401,1.6613090066131625E-2,7.5705372926517436]
["Upstate",2028,4,15,9.8357377125617901E-2,1.9401540942446068E-6,5.9048168085705423E-7,6.1532749803483139E-2,1.2137677920069571E-6,3.6940758887168262E-7,0.12088003552402268,6.6834090820434876E-4,8.5198071095089249E-7,7.562301069330303E-2,4.1811661809004877E-4,5.3300237822914197E-7,16.197924760219038,2.1386909062539159,4.089507412564284E-2,18.377510740598598,7.2528021314413609,1.2698477255882628,1.8743575640919635E-2,8.5413934326705441,10.133483432902606,1.3379731778881561,2.5584114154998814E-2,11.49704072494576,4.5373806415981814,0.79442157437109262,1.1726052321041123E-2,5.3435282682903154]
["Upstate",2028,4,21,0.1566612481753219,3.0902304528579787E-6,9.4050492043503707E-7,9.8007873629671102E-2,1.9332599429523458E-6,5.8838346089854005E-7,0.19253479299762974,1.0645172120866855E-3,1.3570142423419818E-6,0.12045049992394398,6.6596602295701892E-4,8.4895327929646479E-7,25.799662261682386,3.4064550786773937,6.5136683632415121E-2,29.271254023992192,11.552087579857785,2.0225827029647023,2.9854313331523601E-2,13.604524596154011,16.140366989808495,2.1310912734624607,4.0749757406230311E-2,18.312208020677186,7.2270299954366388,1.2653354436183359,1.8676972144522224E-2,8.5110424111994973]
["Upstate",2028,5,3,0.12426437063518504,2.451183983369859E-6,7.4601251667778329E-7,7.7740263630826284E-2,1.533470037314755E-6,4.667082722262298E-7,0.15271941948560905,8.4437959566258233E-4,1.0763894883493729E-6,9.554185058574105E-2,5.2824709154977408E-4,6.7339336421213151E-7,20.464402211071612,2.7020147061202633,5.1666695440769898E-2,23.218083612632643,9.1631651691365423,1.6043212317589064,2.3680568743686202E-2,10.791166969639134,12.8026079784893,1.6903906929592771,3.2322881482182313E-2,14.525321552930759,5.732511035144463,1.0036694739445708,1.4814654012666894E-2,6.7509951631017007]
["Upstate",2028,5,8,0.12313505766162944,2.4289076554180761E-6,7.3923276469245801E-7,7.7033761132667203E-2,1.5195338816906908E-6,4.6246683355803635E-7,0.15133150740061319,8.3670588495119217E-4,1.0666072747705463E-6,9.4673567498380878E-2,5.2344638889718887E-4,6.6727357413373805E-7,20.278421991682166,2.6774588318438148,5.119714918898622E-2,23.007077972714967,9.079890444036792,1.5897411814072651,2.3465360044952019E-2,10.693096985489008,12.686258044783038,1.6750284444710044,3.2029131558419424E-2,14.393315620812462,5.6804140499028524,0.99454813890465887,1.4680018630942237E-2,6.6896422074384532]
["Upstate",2028,5,18,0.14210604742712862,2.8031210041371853E-6,8.5312378386783906E-7,8.8902084596336084E-2,1.7536431781438505E-6,5.3371748900030238E-7,0.17464662604037334,9.6561424851212695E-4,1.2309357452950247E-6,0.10925959453391904,6.0409195219277077E-4,7.7007809127186473E-7,23.402647889410026,3.0899655952388061,5.9084915774161181E-2,26.551698400422993,10.4787975624224,1.8346670721730411,2.7080586396490542E-2,12.340545220991931,14.640785667545151,1.9330942470168664,3.6963748381049509E-2,16.610843662943065,6.5555756720351424,1.1477747091662645,1.6941718007981024E-2,7.720292099209388]
["Upstate",2028,6,1,0.19464093832562518,3.8394010132842009E-6,1.1685133518691049E-6,0.12176811246409745,2.4019438993775653E-6,7.3102640415838948E-7,0.2392113761754896,1.3225901838369882E-3,1.6859978362682795E-6,0.14965154816556744,8.2741745716384573E-4,1.0547666688571046E-6,32.054324407515608,4.2322885882783625,8.092789614087742E-2,36.367540891934851,14.352682570529376,2.5129213492902776,3.7091952397902146E-2,16.902695872217556,20.053307454186037,2.6477358629243062,5.0628800105141022E-2,22.751672117215485,8.9790928899340461,1.5720931686113069,2.3204866714856304E-2,10.574390925260209]
["Upstate",2028,6,6,0.20593540366734514,4.0621906383781629E-6,1.23631888994118E-6,0.12883397300599223,2.5413219375109955E-6,7.7344580706856395E-7,0.25309213846938727,1.3993363664291385E-3,1.7838315412008452E-6,0.15833540593275031,8.7543016134346177E-4,1.1159718073417849E-6,33.914346554897897,4.4778763725732436,8.5623913977640576E-2,38.47784684144878,15.185528308163237,2.658739096215363,3.9244293906418592E-2,17.883511698285016,21.216944394988541,2.8013765162990776,5.3566646752405675E-2,24.071887558040022,9.5001243559650188,1.6633173065525773,2.4551379761519266E-2,11.187993042279114]
["Upstate",2028,6,12,0.16452792442243483,3.2454050272006867E-6,9.8773196480020896E-7,0.10292929625646995,2.0303377477691327E-6,6.1792887975582294E-7,0.2022028436512428,1.1179714795874365E-3,1.4251561206403014E-6,0.12649886924144205,6.9940721632934081E-4,8.9158309793340157E-7,27.095181049266536,3.5775087346797969,6.8407493790734464E-2,30.741097277737065,12.132170619074568,2.1241458112161293,3.1353434654086632E-2,14.287669864944784,16.950848478353233,2.2381030922538905,4.2795988700803277E-2,19.231747559307927,7.5899321544865224,1.3288737110257476,1.9614828154534834E-2,8.9384206936668047]
["Upstate",2028,6,18,0.20704723236192224,4.0841220791802839E-6,1.2429936762722605E-6,0.12952953727261932,2.5550423304204495E-6,7.7762157882361503E-7,0.25445856258544985,1.406891271015017E-3,1.7934623043356897E-6,0.15919024606489149,8.8015653843135744E-4,1.1219968494455016E-6,34.097447386450284,4.5020520672480542,8.6086190608113108E-2,38.68558564430645,15.267513755126991,2.6730934149285321,3.9456170695385172E-2,17.980063340750906,21.331492972695461,2.8165009229803437,5.3855848773384077E-2,24.201849744449188,9.5514147638934901,1.6722974230195791,2.4683930687801035E-2,11.248396117600869]
["Upstate",2028,7,2,0.24088592922551236,4.7516092385821473E-6,1.4461419421771753E-6,0.15069915493255262,2.97262484000747E-6,9.0471190782836041E-7,0.29604591473427033,1.6368260868385371E-3,2.0865762308556384E-6,0.1852074519882915,1.0240046351034429E-3,1.3053700384380628E-6,39.670152574392226,5.2378434778833185,0.10015565908107064,45.008151711356611,17.762754884056221,3.1099695649932206,4.5904677078824042E-2,20.918629126128266,24.817798566431062,3.2768148323310173,6.2657761845027013E-2,28.157271160607106,11.112447119297491,1.9456088066965416,2.8718140845637379E-2,13.08677406683967]
["Upstate",2028,7,9,0.24399140009177014,4.8128663825992389E-6,1.4647854207910729E-6,0.15264194933618333,3.0109475426519864E-6,9.1637533906799592E-7,0.2998625011419439,1.6579278412753814E-3,2.113476107141405E-6,0.18759512298349118,1.0372059730622473E-3,1.322198703512394E-6,40.181575153020482,5.3053690920812206,0.10144685314278744,45.588391098244493,17.991750068516634,3.1500628984232248,4.6496474357110906E-2,21.188309441296969,25.137746479787818,3.3190591137991916,6.3465537768594912E-2,28.520271131355607,11.25570737900947,1.97069134881827,2.9088371477272668E-2,13.255487099305013]
["Upstate",2028,7,14,0.24386749089937404,4.8104222047046334E-6,1.4640415405622797E-6,0.15256443127341188,3.0094184556504913E-6,9.1590996476319302E-7,0.29971021823224958,1.6570858751249918E-3,2.1124027942398603E-6,0.18749985421509366,1.036679235831254E-3,1.3215272348726069E-6,40.161169243121442,5.3026748003999735,0.1013953341235133,45.565239377644936,17.982613093934976,3.1484631627374844,4.6472861473276929E-2,21.177549118145738,25.124980464822549,3.3173735546600129,6.3433307273885131E-2,28.505787326756447,11.24999125290562,1.9696905480793827,2.9073599167197352E-2,13.2487554001522]
["Upstate",2028,7,22,0.26975766119992489,5.3211202466537491E-6,1.6194713794163586E-6,0.16876142043710962,3.3289130961007898E-6,1.0131474640306752E-6,0.33152892667194883,1.8330102484451155E-3,2.3366658474436029E-6,0.20740575942227965,1.14673819393072E-3,1.4618270552442597E-6,44.424876174041145,5.8656327950243696,0.11215996067729293,50.402668929742809,19.891735600316931,3.4827194720457197,5.140664864375926E-2,23.42586172100641,27.792371762585475,3.6695622205783041,7.0167698651724467E-2,31.532101681815501,12.444345565336778,2.1788025684683681,3.2160195215373714E-2,14.655308329020521]
["Upstate",2028,8,2,0.2341041483914591,4.6178348310493641E-6,1.4054279920585023E-6,0.14645644700886637,2.8889350610668322E-6,8.792411055420794E-7,0.2877111875171191,1.5907437115827876E-3,2.0278318171129815E-6,0.17999321489168568,9.9517532560141351E-4,1.2686193094250001E-6,38.553299127293961,5.0903798770649207,9.7335927221423105E-2,43.741014931580303,17.262671251027147,3.0224130520072965,4.4612299976485595E-2,20.32969660301093,24.119090795485882,3.1845610419245234,6.0893726852400007E-2,27.364545564262805,10.79959289350114,1.8908331186426857,2.7909624807350004E-2,12.718335636951176]
["Upstate",2028,8,9,0.21964791891369101,4.332677645810371E-6,1.3186410226379392E-6,0.13741257477932156,2.7105396397293272E-6,8.2494684687414312E-7,0.26994465506288096,1.4925132603371988E-3,1.9026106183775975E-6,0.16887840451009245,9.3372198111197659E-4,1.190280450489835E-6,36.172583778426045,4.7760424330790361,9.1325309682124683E-2,41.039951521187206,16.196679303772857,2.8357751946406777,4.1857433604307145E-2,19.074311932017842,22.629706204352388,2.9879103395583249,5.7133461623512079E-2,25.674750005534225,10.132704270605547,1.7740717641127555,2.618616991077637E-2,11.932962204629078]
["Upstate",2028,8,14,0.24159816008221571,4.7656583892718363E-6,1.4504177706479501E-6,0.15114472926961406,2.9814140421965034E-6,9.0738688240763158E-7,0.29692123790550179,1.6416657138348155E-3,2.0927456405063278E-6,0.18575505749859086,1.0270323241879521E-3,1.3092296446167254E-6,39.787445879337241,5.25333028427141,0.10045179074430373,45.141227954352956,17.815274274330108,3.1191648562861496,4.6040404091139214E-2,20.980479534707399,24.891177704811177,3.2865034374014468,6.2843022941602822E-2,28.240524165154227,11.145303449915453,1.9513614159571089,2.8803052181567958E-2,13.125467918054129]
["Upstate",2028,9,2,0.14741293476701847,2.9078023153013933E-6,8.8498331335259803E-7,9.2222093531747831E-2,1.8191322051716979E-6,5.5364893200877772E-7,0.181168726862039,1.0016746845275192E-3,1.276904494980177E-6,0.11333984565265406,6.2665149832936366E-4,7.988363161840934E-7,24.276609399513227,3.2053589904880617,6.1291415759048493E-2,27.543259805760336,10.87012361172234,1.9031819006022865,2.8091898889563895E-2,12.80139741121419,15.187539317455645,2.0052847946539636,3.834414317683648E-2,17.231168255286445,6.8003907391592442,1.190637846825791,1.7574398956050053E-2,8.0086029849410849]
["Upstate",2028,9,5,0.17518505090356046,3.4556227879776075E-6,1.0517112832975328E-6,0.10959643517935588,2.1618507796956989E-6,6.5795458512477801E-7,0.2153003241379092,1.1903869282237644E-3,1.517469137329297E-6,0.13469270292625812,7.4471059684908805E-4,9.4933447282289385E-7,28.850243434479832,3.8092381703160463,7.2838518591806262E-2,32.732320123387687,12.918019448274553,2.2617351636251524,3.3384321021244535E-2,15.21313893292095,18.048822192118589,2.3830739099170817,4.5568054695498905E-2,20.47746415673117,8.0815621755754883,1.4149501340132673,2.0885358402103666E-2,9.5173976679908598]
["Upstate",2028,9,13,0.15955762064389115,3.1473630144163773E-6,9.5789309134411497E-7,9.9819855279187339E-2,1.9690022910988924E-6,5.9926156685618466E-7,0.19609439998515951,1.0841981375313461E-3,1.3821028889393656E-6,0.12267740361498752,6.7827848488593591E-4,8.6464883217820922E-7,26.276649598011375,3.4694340401003076,6.634093866908955E-2,29.812424576780771,11.76566399910957,2.0599764613095575,3.0406263556666042E-2,13.856046723975792,16.438772084408328,2.170491151634995,4.1503143944554045E-2,18.650766379987875,7.3606442168992512,1.2887291212832783,1.9022274307920604E-2,8.6683956124904498]
["Upstate",2028,9,17,0.19875735891632643,3.9205997041813955E-6,1.1932259969247727E-6,0.12434336086636044,2.4527421097137993E-6,7.4648672904333018E-7,0.24427040765617131,1.3505613676621391E-3,1.7216546527057432E-6,0.15281649753129889,8.4491633631575793E-4,1.0770737090482335E-6,32.732234625926957,4.3217963765188454,8.2639423329875672E-2,37.136670425775677,14.656224459370279,2.5660665985580642,3.787640235952635E-2,17.260167460287867,20.47741066919405,2.7037322762104252,5.1699538034315207E-2,23.232842483438791,9.1689898518779334,1.6053410389999401,2.3695621599061138E-2,10.798026512476936]
["Upstate",2028,9,24,0.17884974811236698,3.5279109833485764E-6,1.0737120384104364E-6,0.11188908371315134,2.2070745500878909E-6,6.7171834133109724E-7,0.21980419300602219,1.2152886400465554E-3,1.5492130839922009E-6,0.13751034044678034,7.6028920262375473E-4,9.6919360677772582E-7,29.453761862806974,3.8889236481489773,7.4362228031625649E-2,33.417047738987577,13.188251580361332,2.309048416088455,3.4082687847828419E-2,15.531382684297615,18.426385619868565,2.432925448396015,4.6521293125330841E-2,20.905832361389912,8.2506204268068206,1.4445494849851339,2.1322259349109966E-2,9.7164921711410646]
["Upstate",2028,10,5,0.16574118725976264,3.2693373130141856E-6,9.9501570396083913E-7,0.10368831810919595,2.0453098769395425E-6,6.2248561472073036E-7,0.20369392911084036,1.126215631783104E-3,1.4356655157149248E-6,0.12743169798497236,7.0456478934747809E-4,8.9815781552562514E-7,27.294986500852609,3.6038900217059329,6.891194475431639E-2,30.967788467312857,12.221635746650422,2.1398097003878975,3.1584641345728345E-2,14.39303008838405,17.075847529986298,2.2546073259119299,4.3111575145230008E-2,19.373566431043457,7.645901879098342,1.3386730997602083,1.9759471941563755E-2,9.0043344508001137]
["Upstate",2028,10,13,0.16868802701820185,3.3274653699988352E-6,1.012706851738776E-6,0.10553187228750037,2.0816750108169024E-6,6.3355326416166602E-7,0.20731555979166658,1.1462394837609031E-3,1.4611913146516624E-6,0.12969740393480964,7.1709178742183997E-4,9.1412685257611799E-7,27.780285012083322,3.6679663480348901,7.0137183103279793E-2,31.518388543221494,12.438933587499994,2.1778550191457158,3.2146208922336571E-2,14.648934815568046,17.379452127264493,2.2946937197498878,4.3878088923653663E-2,19.718023935938035,7.7818442360885784,1.362474396101496,2.0110790756674594E-2,9.1644294229467498]
["Upstate",2028,10,24,0.18170490114854543,3.5842304686248235E-6,1.0908527513205986E-6,0.11367527832874633,2.2423082346150646E-6,6.8244163662197615E-7,0.22331314180605968,1.234689478387586E-3,1.5739446840482921E-6,0.13970555218275599,7.7242644099370249E-4,9.8466578998313691E-7,29.923961002011996,3.9510063308402752,7.5549344834318022E-2,33.950516677686586,13.39878850836358,2.3459100089364133,3.4626783049062429E-2,15.779325300349058,18.720543992489301,2.4717646111798479,4.7263957919190573E-2,21.239572561588339,8.3823331309653586,1.4676102378880347,2.1662647379629012E-2,9.8716060162330219]
["Upstate",2028,11,1,0.22185398807053847,4.3761935897276022E-6,1.3318850055692703E-6,0.13879270004744565,2.7377633800096481E-6,8.3323233304641465E-7,0.27265588756868064,1.5075035570179041E-3,1.9217197937499467E-6,0.17057456189364459,9.4309996781810623E-4,1.202235223395541E-6,36.535888934203207,4.824011382457293,9.2242550099997447E-2,41.452142866760497,16.35935325412084,2.8642567583340179,4.2277835462498831E-2,19.265887847917359,22.856991293748376,3.0179198970179399,5.7707290722985964E-2,25.932618481489303,10.234473713618675,1.7918899388544018,2.64491749147019E-2,12.052812827387779]
["Upstate",2028,11,10,0.19723262465089914,3.8905234708153345E-6,1.1840723606829279E-6,0.12338948130172432,2.4339263035503079E-6,7.4076017934139815E-7,0.24239652755123367,1.3402007590986912E-3,1.7084472632710813E-6,0.1516441909994605,8.3843470013169968E-4,1.0688111159068744E-6,32.481134691865314,4.2886424291158116,8.20054686370119E-2,36.851782589618139,14.54379165307402,2.5463814422875131,3.7585839791963789E-2,17.127758935153494,20.320321593927705,2.682991040421439,5.1302933563529968E-2,23.054615567912673,9.0986514599676305,1.5930259302502294,2.3513844549951236E-2,10.715191234767811]
["Upstate",2028,11,20,0.29607386226371935,5.8402219829035545E-6,1.7774588643619514E-6,0.18522493606917562,3.6536651197178719E-6,1.1119850364358741E-6,0.36387122180438236,2.0118295117628202E-3,2.5646192185793866E-6,0.22763922245894394,1.2586082062402044E-3,1.6044355525717611E-6,48.758743721787233,6.4378544376410245,0.12310172249181056,55.319699881920066,21.832273308262941,3.8224760723493585,5.6421622808746505E-2,25.711171003421047,30.50365580949849,4.0275462599686538,7.701290652344453E-2,34.608214975990585,13.658353347536636,2.3913555918563882,3.5297582156578744E-2,16.085006521549602]
["Upstate",2028,11,21,0.26060440946130442,5.1405672535248725E-6,1.5645204684640916E-6,0.16303511128185932,3.2159584558171216E-6,9.787699648139067E-7,0.32027969018700619,1.7708136673772854E-3,2.2573795330696176E-6,0.20036819422547547,1.1078277758886548E-3,1.4122252349457795E-6,42.91747848505883,5.6666037356073131,0.10835421758734165,48.69243643825348,19.216781411220371,3.3645459680168424,4.9662349727531585E-2,22.630989728964742,26.849338026213712,3.5450488828436955,6.7786811277397413E-2,30.462173720334803,12.022091653528529,2.1048727741884443,3.1068955168807148E-2,14.158033382885781]
["Upstate",2028,12,8,0.24872909298605789,4.9063200160200092E-6,1.4932278309626115E-6,0.15560586805818857,3.0694124917138394E-6,9.3416901921725553E-7,0.30568506882420321,1.6901205863881102E-3,2.1545144418174821E-6,0.19123774350547532,1.0573458770369022E-3,1.3478724420134685E-6,40.961799222443233,5.4083858764419528,0.10341669320723915,46.473601792092424,18.341104129452191,3.2112291141374092,4.739931771998461E-2,21.599732561309587,25.625857629733691,3.3835068065180871,6.4697877216646493E-2,29.074062313468424,11.474264610328518,2.0089571663701142,2.9653193724296308E-2,13.51287497042293]
["Upstate",2028,12,14,0.22576464954463521,4.4533335673470062E-6,1.3553623900621323E-6,0.14123922476256071,2.7860224438584013E-6,8.4791987421777435E-7,0.27746204356557652,1.5340766023517536E-3,1.9555943056610766E-6,0.17358131139343866,9.5972416620391805E-4,1.2234272470856457E-6,37.179913837787254,4.9090451275256113,9.3868526671731678E-2,42.182827491984597,16.64772261393459,2.9147455444683321,4.3023074724543683E-2,19.605491233127466,23.259895726720782,3.0711173318525375,5.8724507860110992E-2,26.389737566433428,10.41487868360632,1.8234759157874443,2.6915399435884203E-2,12.265269998829648]
["Upstate",2028,12,16,0.25956270727868846,5.1200190972640086E-6,1.5582666817760028E-6,0.16238341842824872,3.2031034509860377E-6,9.7485757203922886E-7,0.31899945071214453,1.7637352742444672E-3,2.2483562122768035E-6,0.19956727153317358,1.1033995061809729E-3,1.4065802110851731E-6,42.745926395427368,5.6439528775822954,0.10792109818928657,48.497800371198949,19.139967042728671,3.3510970210644877,4.9463836670089675E-2,22.540527900463246,26.742014385445259,3.5308784197791132,6.7515850132088315E-2,30.340408655356462,11.974036291990414,2.0964590617438486,3.0944764643873808E-2,14.101440118378136]
["Upstate",2029,1,1,0.21071581793790981,4.1564869747615134E-6,1.2650177749274173E-6,0.12753333601995087,2.5156661479064062E-6,7.6563752327586284E-7,0.2589672102101413,1.4318194043928469E-3,1.8252399323952733E-6,0.15673693869347305,8.6659229955923735E-4,1.1047055692980304E-6,35.219540588579214,4.7250040344963944,8.9436756687368391E-2,40.033981379762977,15.79699982281862,2.720456868346409,4.0155278512696013E-2,18.557611969677726,21.316223662312336,2.8597545885454831,5.4130572895603489E-2,24.230108823753419,9.5609532603018561,1.646525369162551,2.430352252455667E-2,11.231782151988964]
["Upstate",2029,1,11,0.2022429827228332,3.9893555768654916E-6,1.2141516973068887E-6,0.12240524952364217,2.414511783056406E-6,7.3485141223455844E-7,0.24855419746296736,1.3742462711089256E-3,1.7518474489713679E-6,0.15043458196173173,8.3174681987634375E-4,1.0602856090812913E-6,33.803370854963561,4.5350126946594544,8.5840524999597032E-2,38.424224074622614,15.161806045241009,2.6110679151069589,3.8540643877370093E-2,17.811414604225337,20.459103146795517,2.7447645055919345,5.1953994844983274E-2,23.255821647232434,9.1765094996656362,1.5803189577650532,2.3326283399788407E-2,10.780154740830477]
["Upstate",2029,1,14,0.23647351118632848,4.6645718330064789E-6,1.4196522970019719E-6,0.14312288492186273,2.8231786905684755E-6,8.5922829712953613E-7,0.29062310594340368,1.6068435927352319E-3,2.0483554571028449E-6,0.17589630711237503,9.7252368545104487E-4,1.2397436858583304E-6,39.524742408302899,5.3025838560262653,0.1003694173980394,44.927695681727208,17.728009462547625,3.0530028261969409,4.5063820056262589E-2,20.82607610880083,23.921897767283003,3.2093281619884482,6.0747440607058188E-2,27.191973369878511,10.729674733854877,1.8477950023569853,2.7274361088883269E-2,12.604744097300745]
["Upstate",2029,1,23,0.20886592850585864,4.1199968744723401E-6,1.2539120922307121E-6,0.1264137116232335,2.4935809325337654E-6,7.5891593598853726E-7,0.25669371830951582,1.419249358106276E-3,1.8092160187900273E-6,0.15536093375308199,8.5898442297674014E-4,1.095007279069175E-6,34.910345690094154,4.6835228817507106,8.8651584920711332E-2,39.682520156765577,15.658316816880465,2.6965737804019243,3.9802752413380597E-2,18.394693349695768,21.12908699041915,2.8346485958232424,5.3655356674389573E-2,24.017390942916784,9.4770169589380018,1.6320704036558062,2.4090160139521848E-2,11.13317752273333]
["Upstate",2029,2,1,0.15493713400092193,3.0562213396408267E-6,9.3015432076025167E-7,9.3773926257069956E-2,1.8497429707655307E-6,5.6296525197211811E-7,0.19041587737849153,1.052801811911925E-3,1.3420798056683629E-6,0.11524702943943503,6.371962416250131E-4,8.1227843498834171E-7,25.896559323474847,3.4742459793093525,6.5761910477749777E-2,29.436567213261949,11.615368520087983,2.0003234426326575,2.9525755724703985E-2,13.645217718445345,15.673596003763164,2.1027475973625434,3.9801643314428745E-2,17.816145244440136,7.030068795805537,1.2106728590875249,1.7870125569743517E-2,8.2586117804628056]
["Upstate",2029,2,11,0.14051211595536725,2.771679817301412E-6,8.4355472700477764E-7,8.5043349257674192E-2,1.6775274724927154E-6,5.1055183945430477E-7,0.17268770339969233,9.5478344315126477E-4,1.2171289632497503E-6,0.10451725513400267,5.7787174628520809E-4,7.3665336835549667E-7,23.485527662358159,3.1507853623991737,5.9639319199237761E-2,26.69595234395657,10.533949907381233,1.8140885419874031,2.6776837191494506E-2,12.37481528656013,14.214346698224364,1.9069767627411867,3.6096015049419339E-2,16.157419476014972,6.3755525631741632,1.0979563179418954,1.6206374103820927E-2,7.4897152552198802]
["Upstate",2029,2,18,0.19807851415224415,3.9072091127801153E-6,1.1891505995417744E-6,0.11988475260625386,2.3647935762811652E-6,7.1971978408557209E-7,0.24343611559190895,1.3459486000242113E-3,1.7157744364817027E-6,0.14733692151351782,8.146199784728553E-4,1.0384528313234681E-6,33.107311720499617,4.4416303800798973,8.4072947387603431E-2,37.63301504796712,14.849603051106445,2.5573023400460015,3.7747037602597462E-2,17.444652428755042,20.037821325838422,2.6882459289604226,5.0884188734849935E-2,22.776951443533697,8.9875522123245872,1.5477779590984251,2.2845962289116298E-2,10.558176133712129]
["Upstate",2029,3,2,0.16567202325082925,3.2679730143817087E-6,9.9460048263791134E-7,0.10027109505646592,1.9779032472544734E-6,6.0197055351223103E-7,0.20360892737430386,1.1257456605628818E-3,1.4350664106632718E-6,0.12323197188328959,6.813446707824867E-4,8.6855751292479043E-7,27.690814122905326,3.7149606798575099,7.0318254122500326E-2,31.476093056885336,12.420144569832535,2.1389167550694754,3.1571461034591984E-2,14.590632785936602,16.759548176127385,2.2484374135822063,4.2559318133314733E-2,19.050544907842905,7.5171502848806648,1.2945548744867248,1.910826528434539E-2,8.8308134246517351]
["Upstate",2029,3,5,0.17312798399788054,3.4150459965276603E-6,1.0393618250301576E-6,0.1047837299246534,2.0669174856492523E-6,6.2906184345846803E-7,0.2127722136097451,1.1764091056734199E-3,1.4996506332577985E-6,0.12877794595371211,7.1200814081734897E-4,9.0764637413293238E-7,28.937021050925335,3.8821500487222855,7.348288102963213E-2,32.892653980677252,12.979105030194452,2.2351773007794979,3.2992313931671569E-2,15.247274644905621,17.513800649704848,2.3496268646972518,4.4474672332513683E-2,19.907902186734614,7.8554547031764388,1.3528154675529631,1.9968220230924514E-2,9.2282383909603265]
["Upstate",2029,3,14,0.15766225599993755,3.1099758902217522E-6,9.4651440137183772E-7,9.5423275143152284E-2,1.8822772969918544E-6,5.7286700343230359E-7,0.19376501959512049,1.0713190860098672E-3,1.3656850648365085E-6,0.11727405941692728,6.484036097420202E-4,8.2656524780946649E-7,26.352042664936388,3.5353529838325617,6.6918568176988921E-2,29.954314216945939,11.81966619530235,2.035506263418748,3.0045071426403187E-2,13.885217530147502,15.94927208070211,2.1397319121486666,4.0501697142663856E-2,18.12950568999344,7.1537176244325646,1.2319668585098384,1.8184435451808263E-2,8.4038689183942115]
["Upstate",2029,3,19,0.27610271477666049,5.4462799655773503E-6,1.6575634677844111E-6,0.16710800662344327,3.2962985869118308E-6,1.0032213090601225E-6,0.33932692133358017,1.8761250507508412E-3,2.3916272892317926E-6,0.20537373369759365,1.135503204526193E-3,1.4475050316438908E-6,46.1484613013669,6.1912126674777763,0.11718973717235784,52.456863706017039,20.698942201348391,3.5646375964265982,5.2615800363099437E-2,24.316195598138087,27.930827782872736,3.7471605749364372,7.0927746550550647E-2,31.748916104359726,12.527797755553213,2.1574560885997669,3.18451106961656E-2,14.717098954849146]
["Upstate",2029,4,2,0.11437026223565466,2.2560171796055378E-6,6.8661392422777237E-7,6.922129162931473E-2,1.3654285655868255E-6,4.1556521561338173E-7,0.14055967905977113,7.7714887452237722E-4,9.9068580495721421E-7,8.5072136281996572E-2,4.7036045761497479E-4,5.9960123967073637E-7,19.116116352128874,2.5645912859238447,4.8543604442903496E-2,21.729251242495621,8.5741404226460389,1.4765828615925167,2.1795087709058712E-2,10.072518371947615,11.569810534351534,1.5521895101294167,2.938046074386608E-2,13.151380505224816,5.1894003132017907,0.89368486946845216,1.3191227272756199E-2,6.0962764099429991]
["Upstate",2029,4,10,8.3269436377444855E-2,1.6425360520422225E-6,4.9990227670850258E-7,5.0397872896498969E-2,9.9412613775255255E-7,3.0256012888121165E-7,0.10233713750332631,5.6581796262306647E-4,7.2128757067941073E-7,6.1938380669539467E-2,3.4245484301797711E-4,4.3655104310003385E-7,13.917850700452378,1.8671992766561194,3.5343090963291128E-2,15.820393068071789,6.2425653877029044,1.0750541289838262,1.5868326554947035E-2,7.3334878432416772,8.4236197710573677,1.1301009819593244,2.1391001111901658E-2,9.5751117541285939,3.7782412208419074,0.65066420173415651,9.604122948200745E-3,4.4385095455242647]
["Upstate",2029,4,13,5.9660581852845861E-2,1.1768382355192579E-6,3.5816815863629589E-7,3.6108884027049086E-2,7.1226786674282063E-7,2.1677717683477152E-7,7.3322138760830283E-2,4.0539518869648174E-4,5.1678548603236973E-7,4.4377384914889656E-2,2.4536079600884209E-4,3.1277849800445601E-7,9.9718108714729183,1.3378041226983897,2.5322488815586117E-2,11.334937482986895,4.4726504644106475,0.77025085852331532,1.1369280692712135E-2,5.2542706036266749,6.035324348424993,0.80969062682917892,1.5326146402218344E-2,6.8603411216563899,2.7070204798082691,0.46618551241679995,6.8811269560980319E-3,3.180087119181167]
["Upstate",2029,4,22,0.12837213554052435,2.5322119360480786E-6,7.7067319792767616E-7,7.7695765119600621E-2,1.5325922793746262E-6,4.6644112850532101E-7,0.15776781323290856,8.7229196388299683E-4,1.111971328438504E-6,9.5487162449732155E-2,5.2794472302109409E-4,6.7300791398624881E-7,21.456422599675562,2.8785634808138894,5.4486595093486696E-2,24.389472675582937,9.6238366072074228,1.657354731377694,2.4463369225647087E-2,11.305654707810763,12.986254093163573,1.7422175859696105,3.297738778532619E-2,14.761449066918511,5.8247169094336613,1.0030949737400787,1.4806174107697474E-2,6.8426180572814372]
["Upstate",2029,5,2,0.11600138366438231,2.2881919590744365E-6,6.96406248413959E-7,7.0208509197008495E-2,1.3849019824452789E-6,4.214919077007371E-7,0.14256430771102901,7.8823238659768533E-4,1.0048147298544263E-6,8.6285414819308029E-2,4.7706862638756284E-4,6.0815260968249202E-7,19.388745848699948,2.6011668757723614,4.923592176286689E-2,22.039148646235176,8.6964227703727701,1.4976415345356022,2.2105924056797378E-2,10.21617022896517,11.734816415425891,1.5743264670789574,2.979947787444211E-2,13.338942360379292,5.26341030397779,0.90643039013636939,1.3379357413014825E-2,6.1832200515271749]
["Upstate",2029,5,10,9.2659173332922173E-2,1.8277538479049826E-6,5.5627291023195125E-7,5.6080903672264933E-2,1.1062270878748656E-6,3.3667780935322001E-7,0.11387701148034088,6.2962146682396427E-4,8.0262234190610099E-7,6.8922757257594891E-2,3.8107118335793742E-4,4.857779820667888E-7,15.48727356132636,2.0777508405190819,3.9328494753398946E-2,17.60435289659884,6.9464977003007933,1.1962807869655321,1.7657691521934221E-2,8.1604361787882596,9.3734949870329061,1.2575349050811935,2.3803121121272652E-2,10.654833013235372,4.204288192713288,0.72403524838008104,1.0687115605469354E-2,4.9390105566988378]
["Upstate",2029,5,19,0.12195320174621663,2.4055948886474974E-6,7.3213757480576019E-7,7.3810778940155461E-2,1.4559587612552105E-6,4.4311788386028145E-7,0.1498790206709506,8.2867514359800541E-4,1.0563699293625966E-6,9.0712561081683338E-2,5.0154614197500148E-4,6.3935580385554886E-7,20.383546811249282,2.734627973873418,5.1762126538767238E-2,23.16993691166147,9.1426202609279876,1.5744827728362103,2.3240138445977127E-2,10.740343172210176,12.336908307108933,1.655102268517505,3.1328434388921897E-2,14.023339010015359,5.5334662259826839,0.95293766975250283,1.4065827684822075E-2,6.5004697234200091]
["Upstate",2029,5,22,0.12559656990148579,2.4774623565473182E-6,7.5401028242744473E-7,7.6015885797995841E-2,1.4994557232880825E-6,4.5635608969637294E-7,0.15435667638836117,8.5343192395323487E-4,1.0879291217881699E-6,9.3422610933557498E-2,5.1652989980919466E-4,6.5845664370476654E-7,20.99250798881712,2.816325349045675,5.3308526967620326E-2,23.862141864830413,9.4157572596900323,1.6215206555111463,2.3934440679339739E-2,11.061212355880517,12.705475086963819,1.7045486693703424,3.2264375541533559E-2,14.442288131875696,5.6987792669470076,0.98140680963746985,1.4486046161504864E-2,6.694672122745982]
["Upstate",2029,6,6,0.19656053483131666,3.8772661244599334E-6,1.1800375161399799E-6,0.11896601300378024,2.346670925460502E-6,7.1420419470537012E-7,0.2415705372326559,1.3356338914824373E-3,1.7026255590019707E-6,0.1462078015732565,8.0837711923580687E-4,1.0304946237891768E-6,32.853593063641199,4.4075918418920432,8.3428652391096564E-2,37.34461355792434,14.735802771192009,2.5377043938166306,3.7457762298043353E-2,17.310964927306681,19.884261013962885,2.6676444934781625,5.0494236565669662E-2,22.602399744006718,8.9186758959686454,1.535916526548033,2.2670881723361888E-2,10.477263304240042]
["Upstate",2029,6,13,0.16419719041658165,3.2388811145637889E-6,9.8574642617158791E-7,9.9378469371009415E-2,1.9602957080044738E-6,5.9661173721875287E-7,0.20179637552912649,1.115724133508213E-3,1.4222912720475766E-6,0.12213494563349613,6.7527925628345419E-4,8.6082550655848616E-7,27.444307071961202,3.6818896405771029,6.9692272330331248E-2,31.195888984868638,12.309578907276716,2.1198758536656048,3.1290407985046682E-2,14.460745168927367,16.610352606155473,2.2284215457353986,4.2180449821365824E-2,18.880954601712236,7.4502316836432634,1.283030586938563,1.8938161144286696E-2,8.7522004317261128]
["Upstate",2029,6,17,0.18751427846272822,3.6988236746507277E-6,1.1257289444589172E-6,0.11349086992022794,2.2386706759564686E-6,6.8133455355196873E-7,0.23045279677280406,1.2741643467068574E-3,1.6242660484335804E-6,0.13947891646285304,7.7117338111317834E-4,9.8306842726784059E-7,31.34158036110135,4.2047423441326295,7.9589036373245436E-2,35.625911741607219,14.057620603141048,2.4209122587430292,3.5733853065538772E-2,16.514266714949617,18.969132638948015,2.5448721576734887,4.8170352936124192E-2,21.562175149557628,8.5082139042340348,1.4652294241150388,2.1627505399892492E-2,9.9950708337489669]
["Upstate",2029,7,1,0.24359968351823322,4.8051395548193511E-6,1.4624337775537156E-6,0.1474359191280023,2.9082556946346934E-6,8.8512129836708065E-7,0.29938108617635351,1.6552661170797271E-3,2.1100830218989324E-6,0.18119697436571808,1.0018308638517685E-3,1.2771035876439305E-6,40.715827719984077,5.4623781863630994,0.10339406807304768,46.281599974420224,18.262246256757564,3.1450056224514813,4.6421826481776514E-2,21.453673705690822,24.64278851373766,3.306041850710836,6.2578075794552601E-2,28.011408440243049,11.053015436308803,1.9034786413183602,2.8096278928166473E-2,12.98459035655533]
["Upstate",2029,7,10,0.21408288206437054,4.2229041916642554E-6,1.2852317105065126E-6,0.12957121302815522,2.5558644079310202E-6,7.7787177632683232E-7,0.26310529159369039,1.4546986917633E-3,1.8544057537308251E-6,0.15924146506805009,8.8043972626249893E-4,1.1223578487001437E-6,35.78231965674189,4.8005056828188897,9.0865881932810436E-2,40.673691221493591,16.049422787215114,2.7639275143502702,4.0796926582078154E-2,18.854147228147465,21.656839249254812,2.9054510966662463,5.4995534586307043E-2,24.617285880507367,9.7137293691510553,1.6728354798987479,2.4691872671403162E-2,11.411256721721205]
["Upstate",2029,7,13,0.22658714318155249,4.4695577128436595E-6,1.3603001734741572E-6,0.13713927389014838,2.7051486273356881E-6,8.2330610397173126E-7,0.27847287836978102,1.5396654677765353E-3,1.9627188217269981E-6,0.16854252099878442,9.3186489453828949E-4,1.1879130928734978E-6,37.87231145829022,5.080896043662567,9.617322226462291E-2,43.049380724217414,16.986845580556643,2.9253643887754173,4.3179814077993955E-2,19.955389783410055,22.921782855834682,3.0751541519763554,5.8207741550801391E-2,26.05514474936184,10.281093780925849,1.7705432996227501,2.6134088043216951E-2,12.077771168591815]
["Upstate",2029,7,21,0.27057231200068965,5.3371896878352159E-6,1.6243620789063701E-6,0.16376079366878324,3.2302729454391203E-6,9.8312654861190625E-7,0.33253012272468974,1.8385458215964528E-3,2.3437224281363335E-6,0.20126004916583737,1.1127588063788761E-3,1.4185111629971787E-6,45.224096690557801,6.0672012112682943,0.11484239897868034,51.406140300804779,20.284337486206073,3.4932370610332604,5.156189341899934E-2,23.829136440658331,27.37136668655388,3.6721040610502911,6.9507046986861762E-2,31.112977794591032,12.27686299911608,2.1142417321198645,3.1207245585937932E-2,14.422311976821883]
["Upstate",2029,8,1,0.22418822829128521,4.4222377793306687E-6,1.3458984545788992E-6,0.13568735812142393,2.6765087794105919E-6,8.1458962851626718E-7,0.27552464077308036,1.5233647793755167E-3,1.9419391987495544E-6,0.16675813395197298,9.2199908953348355E-4,1.1753364640020423E-6,37.471351145138932,5.0271037719392053,9.5155020738728169E-2,42.593609937816865,16.807003087157902,2.8943930808134817,4.2722662372490193E-2,19.744118830343876,22.679106217468323,3.0425969954604959,5.7591486736100074E-2,25.77929469966492,10.172246171070352,1.7517982701136188,2.585740220804493E-2,11.949901843392016]
["Upstate",2029,8,9,0.20756704609483584,4.0943756948380996E-6,1.2461143419072477E-6,0.1256275779167256,2.478074006933695E-6,7.5419643689286379E-7,0.25509740742186943,1.4104234187044462E-3,1.7979649790375999E-6,0.15439478486678196,8.5364262421459424E-4,1.0881977160882748E-6,34.693247409374244,4.6543972817246724,8.8100283972842391E-2,39.435744975071756,15.560941852734034,2.6798044955384479,3.9555229538827195E-2,18.280301577811308,20.997690741882348,2.8170206599081609,5.3321688088325464E-2,23.868033089878832,9.4180818768736998,1.621920986007729,2.3940349753942044E-2,11.063943212635373]
["Upstate",2029,8,14,0.22629181983403407,4.4637322951824899E-6,1.3585272202729316E-6,0.13696053281564252,2.7016228599998094E-6,8.2223304434776807E-7,0.27810992952158731,1.5376587380317769E-3,1.9601607035366582E-6,0.16832285036433595,9.3065034433819521E-4,1.1863648211303509E-6,37.822950414935875,5.0742738355048633,9.6047874473296255E-2,42.993272124914036,16.964705700816825,2.9215516022603762,4.3123535477806479E-2,19.929380838555009,22.89190764954969,3.0711461363160444,5.8131876235387195E-2,26.021185662101121,10.267693872224493,1.7682356542425708,2.6100026064867721E-2,12.06202955253193]
["Upstate",2029,8,21,0.23825659724371556,4.6997441994901009E-6,1.430356930279596E-6,0.14420207734099208,2.8444663626439257E-6,8.6570715384815138E-7,0.29281449729866588,1.618959708372177E-3,2.0638007136891312E-6,0.17722262163777155,9.7985682570555762E-4,1.2490917505523326E-6,39.822771632618561,5.342567037628184,0.10112623497076743,45.266464905217518,17.861684335218619,3.0760234459071363,4.5403615701160888E-2,20.983111396826917,24.102276542736931,3.2335275248283399,6.1205495777064294E-2,27.397009563342333,10.810579919904065,1.8617279688405595,2.7480018512151316E-2,12.699787907256775]
["Upstate",2029,9,7,0.18826692571565573,3.7136700612865193E-6,1.1302474099567668E-6,0.11394640105192676,2.247656281470253E-6,6.8406930305616408E-7,0.23137779120972096,1.2792786041553518E-3,1.6307855486519062E-6,0.14003875875421187,7.7426872687342684E-4,9.8701428012389377E-7,31.467379604522051,4.2216193937126612,7.9908491883943403E-2,35.76890749011865,14.114045263792979,2.4306293478951684,3.5877282070341937E-2,16.580551893758489,19.045271190572816,2.5550867986823085,4.8363699726070797E-2,21.648721688981194,8.5423642840069238,1.4711105810595111,2.1714314162725661E-2,10.03518917922916]
["Upstate",2029,9,9,0.14738050829698535,2.9071626851034841E-6,8.8478864329236483E-7,8.9200365076384805E-2,1.7595269268926676E-6,5.3550819514124663E-7,0.1811288751197084,1.0014543458293438E-3,1.2766236138932691E-6,0.10962617766248664,6.061187757291568E-4,7.7266182441808438E-7,24.633527016280343,3.3047993412368348,6.2554557080770179E-2,28.000880914597946,11.048861382302213,1.9027632570757533,2.8085719505651918E-2,12.979710358883619,14.909160162098184,2.0001919599062172,3.7860429396486137E-2,16.947212551400884,6.687196837411685,1.1516256738853978,1.6998560137197857E-2,7.8558210714342813]
["Upstate",2029,9,18,0.20944962411670737,4.1315105957841075E-6,1.2574162682821197E-6,0.1267669867081333,2.5005494805206393E-6,7.6103679841932511E-7,0.25741107320689677,1.4232155847998906E-3,1.8142720442356295E-6,0.15579510459069898,8.6138493626804473E-4,1.0980673805764546E-6,35.007905956137961,4.6966114298396393,8.8899330167545851E-2,39.793416716145146,15.702075465620704,2.704109611119792,3.9913984973183846E-2,18.446099061713678,21.188134224335062,2.8425702896845477,5.3805301648246276E-2,24.084509815667857,9.5035013800326382,1.636631378909285,2.4157482372682001E-2,11.164290241314605]
["Upstate",2029,9,24,0.16647128169690895,3.2837388327863683E-6,9.9939877519585119E-7,0.10075483707910184,1.987445328318475E-6,6.0487466514040548E-7,0.2045912064079507,1.1311766422681042E-3,1.4419896613540138E-6,0.12382648502088588,6.8463171027249045E-4,8.7274773113115644E-7,27.824404071481297,3.7328829194847439,7.065749340634668E-2,31.627944484372389,12.480063590884992,2.1492356203093981,3.1723772549788302E-2,14.661022983744179,16.840401962840478,2.2592846438992185,4.2764638825426665E-2,19.142451245565123,7.5534155862740384,1.3008002495177318,1.9200450084885443E-2,8.8734162858766545]
["Upstate",2029,10,5,0.14815177912185454,2.9223764320777477E-6,8.8941891411061902E-7,8.9667167911753401E-2,1.7687348730448782E-6,5.3831061353539773E-7,0.182076757702931,1.0066951509283477E-3,1.28330443321675E-6,0.11019987274231785,6.0929071300585094E-4,7.7670531381535954E-7,24.762439047598615,3.3220939980635471,6.2881917227620751E-2,28.147414962889783,11.10668221987879,1.9127207867638605,2.82326975307685E-2,13.04763570417342,14.987182692955228,2.010659352919308,3.805856037695262E-2,17.035900606251488,6.7221922372813889,1.1576523547111168,1.7087516903937911E-2,7.8969321088964435]
["Upstate",2029,10,12,0.13798568145581083,2.7218444884079323E-6,8.283874529937185E-7,8.3514253705582006E-2,1.64736521031594E-6,5.0137202053093827E-7,0.16958274573428553,9.3761625572417594E-4,1.1952447536052222E-6,0.10263801506011921,5.6748150266666057E-4,7.2340820105178222E-7,23.063253419862832,3.0941336438897804,5.8566992926655889E-2,26.215954056679269,10.344547489791417,1.7814708858759343,2.6295384579314889E-2,12.152313760246667,13.958770048176213,1.87268895879998,3.5447001851537326E-2,15.86690600882773,6.2609189186672722,1.078214855066655,1.591498042313921E-2,7.3550487541570666]
["Upstate",2029,10,18,0.22876076271658199,4.5124335698811196E-6,1.3733493473551234E-6,0.13845483222484412,2.731098748860561E-6,8.3120396704451864E-7,0.28114423067998456,1.5544352684420918E-3,1.981546915469535E-6,0.17015932639639933,9.4080414727053165E-4,1.1993085810213768E-6,38.235615372477902,5.1296363858589027,9.7095798858007218E-2,43.462347557194811,17.149798071479058,2.9534270100399742,4.3594032140329766E-2,20.146819113659362,23.141668389910308,3.1046536859927545,5.8766120470047464E-2,26.305088196373109,10.37971891018036,1.7875278798140102,2.6384788782470289E-2,12.193631578776841]
["Upstate",2029,10,24,0.16350495807363391,3.2252264457063291E-6,9.8159065738888272E-7,9.8959503671799079E-2,1.952031376030342E-6,5.9409650574836492E-7,0.20094563029118129,1.1110203969274454E-3,1.4162950913753878E-6,0.12162004181962957,6.7243237357775645E-4,8.5719638686549789E-7,27.328605719600656,3.6663673098605698,6.9398459477394009E-2,31.064371488938619,12.257683447762059,2.1109387541621465,3.1158492010258533E-2,14.399780693934463,16.540325687469622,2.2190268328065961,4.2002622956409399E-2,18.801355143232627,7.4188225509974037,1.2776215097977373,1.8858320511040954E-2,8.7153023813061825]
["Upstate",2029,11,11,0.17082388181143471,3.3695962964519709E-6,1.0255293076158172E-6,0.10338919845927054,2.039409575097103E-6,6.206898706817271E-7,0.209940499687638,1.1607526720343029E-3,1.4796922867028217E-6,0.12706408352670212,7.0253226363018904E-4,8.9556681341220609E-7,28.551907957518768,3.8304838177131995,7.2504922048438267E-2,32.454896697280404,12.806370480945919,2.2054300768651753,3.2553230307462079E-2,15.044353788118556,17.28071535963149,2.3183564699796237,4.3882773857198097E-2,19.642954603468311,7.7509090951288293,1.3348113008973592,1.9702469895068533E-2,9.1054228659212573]
["Upstate",2029,11,19,0.32095663487888915,6.3310485439231986E-6,1.9268408611940169E-6,0.19425532816859248,3.8317946379739509E-6,1.1661983680790286E-6,0.39445185058443233,2.1809085918914569E-3,2.7801560997227958E-6,0.23873746592246398,1.3199699528985919E-3,1.6826576453711696E-6,53.645451679482797,7.196998353241808,0.136227648886417,60.978677681611025,24.061562885650371,4.1437263245937679,6.1163434193901509E-2,28.26645264443804,32.468295365455099,4.3559008445653529,8.245022462318731E-2,36.90664643464364,14.562985421270303,2.5079429105073245,3.7018468198165733E-2,17.107946799975796]
["Upstate",2029,11,20,0.28528706725523617,5.6274464381393062E-6,1.7127010898684846E-6,0.17266673079630532,3.4059475199957304E-6,1.0365927234769616E-6,0.35061438025450548,1.9385329621468578E-3,2.4711830010959559E-6,0.21220533896321228,1.1732748783011382E-3,1.4956552153024729E-6,47.683555714612744,6.3971587750846304,0.12108796705370184,54.201802456751075,21.387477195524834,3.6832126280790298,5.436602602411103E-2,25.125055849627977,28.859926098996869,3.8718070983937558,7.328710554982118E-2,32.805020302940449,12.94452567675595,2.2292222687721623,3.2904414736654404E-2,15.206652360264766]
["Upstate",2029,12,8,0.22576617608900229,4.4533636792856361E-6,1.3553715545651939E-6,0.13664239295780956,2.6953473739533615E-6,8.2032311381189261E-7,0.27746391967027467,1.5340869752600043E-3,1.9556075287297792E-6,0.16793186029892032,9.2848857581880365E-4,1.1836090642143021E-6,37.735093075157359,5.0624870183580146,9.5824768907759178E-2,42.893404862423132,16.925299099886754,2.914765252994008,4.3023365632055145E-2,19.883087718512819,22.838733000653164,3.0640123002020521,5.7996844146500803E-2,25.960742145001717,10.24384347823414,1.764128294055727,2.6039399412714648E-2,12.034011171702582]
["Upstate",2029,12,15,0.21700967656919534,4.2806368448469063E-6,1.3028025179968845E-6,0.13134262188914142,2.5908064352060484E-6,7.8850630636705819E-7,0.26670228689850506,1.4745863357270451E-3,1.879757918824076E-6,0.16141850528914206,8.9247649504945749E-4,1.1377019563296125E-6,36.271511018196691,4.8661349078992489,9.2108138022379729E-2,41.229754064118325,16.268839500808809,2.8017140378813856,4.1354674214129673E-2,19.111908212904325,21.952916719323319,2.9451724336632097,5.5747395860151011E-2,24.953836548846681,9.8465288226376657,1.6957053405939693,2.5029443039251476E-2,11.567263606270886]
["Upstate",2029,12,19,0.29635689515013092,5.8458049643679331E-6,1.779158032633719E-6,0.17936661737538803,3.538106517696333E-6,1.076815027124971E-6,0.3642190658234456,2.0137527275081364E-3,2.5670708756572229E-6,0.22043941912429763,1.2188007799873064E-3,1.5536902534231721E-6,49.533792951988602,6.6453840007768497,0.12578647290720393,56.304963425672653,22.21736301523018,3.8261301822654592,5.6475559264458901E-2,26.099968756760099,29.979761000904478,4.0220425739581112,7.613082241773543E-2,34.07793439728033,13.446804566582156,2.3157214819758822,3.4181185575309789E-2,15.796707234133347]
["Upstate",2030,1,3,0.15717956647485454,3.1004545702587084E-6,9.4361660833960691E-7,8.7582422718222933E-2,1.727612111937502E-6,5.2579499058967453E-7,0.19317179996437953,1.0680391982678152E-3,1.3615039634614327E-6,0.1076377459307148,5.9512481577742732E-4,7.5864705785081595E-7,26.464536595119995,3.6313332741105717,6.807519817307163E-2,30.163945067403638,11.97665159779153,2.1360783965356305,3.1314591159612951E-2,14.144044585486775,14.746371192507928,2.0234243736432527,3.7932352892540801E-2,16.807727919043721,6.6735402477043175,1.1902496315548545,1.7448882330568766E-2,7.8812387615897403]
["Upstate",2030,1,6,0.1746373117643121,3.4448183281125025E-6,1.0484229694255443E-6,9.7310097007825613E-2,1.9194959101029062E-6,5.8419440742262369E-7,0.2146271593124007,1.1866650266797983E-3,1.5127245701711423E-6,0.11959294083380283,6.6122461285849255E-4,8.4290907356692836E-7,29.403920825798895,4.0346610907113138,7.5636228508557113E-2,33.514218145018766,13.306883877368843,2.3733300533595965,3.4792665113936271E-2,15.715006595842377,16.384232894230987,2.2481636837188748,4.214545367834642E-2,18.67454203162821,7.4147623316957754,1.3224492257169851,1.9386908692039351E-2,8.7565984661047995]
["Upstate",2030,1,11,0.18706001491936117,3.689863073023419E-6,1.1230018048332145E-6,0.10423218276890682,2.0560379105358978E-6,6.2575066842396888E-7,0.22989451233228519,1.2710776142419368E-3,1.6203311755450664E-6,0.12810010112164963,7.0826036370330082E-4,9.0286882158315492E-7,31.49554818952307,4.3216638884225853,8.101655877725332E-2,35.898228636722905,14.253459764601683,2.5421552284838738,3.7267617037536525E-2,16.832882610123093,17.549713853665999,2.4080852365912229,4.5143441079157749E-2,20.00294253133638,7.942206269542277,1.4165207274066016,2.0765982896412565E-2,9.3794929798452902]
["Upstate",2030,1,23,0.19259107149596486,3.7989662473475055E-6,1.1562071187579365E-6,0.10731415675595182,2.1168315655119139E-6,6.4425308515579994E-7,0.23669211445430327,1.3086612859884474E-3,1.6682416999221653E-6,0.13188781014689446,7.2920245624134329E-4,9.295651657247969E-7,32.426819680239547,4.4494483723607212,8.3412084996108263E-2,36.959680137596372,14.674911096166802,2.6173225719768949,3.8369559098209806E-2,17.330603227241909,18.068629990124542,2.4792883512205672,4.6478258286239846E-2,20.594396599631349,8.177044229107457,1.4584049124826866,2.1379998811670329E-2,9.6568291404018147]
["Upstate",2030,2,6,0.13271233097811752,2.6178247105460574E-6,7.9672925973140879E-7,7.3948972708902855E-2,1.4586847103814455E-6,4.4394752055087476E-7,0.16310186131358695,9.0178370355027877E-4,1.1495665033267467E-6,9.0882399564200508E-2,5.0248517218922577E-4,6.4055285108054777E-7,22.344954999961413,3.0660645920709477,5.7478325166337337E-2,25.468497917198697,10.112315401442391,1.8035674071005576,2.6440029576515173E-2,11.942322838119463,12.45088874029547,1.7084495854433677,3.2027642554027388E-2,14.191365968292866,5.6347087729804315,1.0049703443784515,1.4732715574852598E-2,6.6544118329337349]
["Upstate",2030,2,12,0.10477664911146069,2.0667778126617456E-6,6.2901933428835741E-7,5.8382860948703097E-2,1.1516344784049496E-6,3.5049744994933248E-7,0.12876924371931661,7.1196002650952231E-4,9.0758503947320135E-7,7.1751835111056206E-2,3.967130422783659E-4,5.0571774921260823E-7,17.641386389546376,2.4206640901323757,4.5379251973660065E-2,20.107429731652413,7.9836931105976303,1.4239200530190446,2.0874455907883629E-2,9.4284876195245584,9.8300014102147006,1.348824343746444,2.5285887460630412E-2,11.204111641421774,4.4486137768854848,0.7934260845567318,1.1631508231889989E-2,5.2536713696741062]
["Upstate",2030,2,18,0.18451495163804019,3.6396602810248061E-6,1.107722694224941E-6,0.10281404163804335,2.0280642861706661E-6,6.1723695666063753E-7,0.22676666011776292,1.2537838437634583E-3,1.5982856016674147E-6,0.12635722269924196,6.9862405823174734E-4,8.9058475175320547E-7,31.06703243613352,4.2628650687957581,7.9914280083370731E-2,35.40981178501265,14.059532927301301,2.5075676875269166,3.6760568838350535E-2,16.603861183666567,17.31093950979615,2.3753217979879411,4.4529237587660274E-2,19.73079054537175,7.834147807353002,1.3972481164634947,2.0483449290323724E-2,9.2518793731068207]
["Upstate",2030,2,23,0.1730058125066673,3.4126360957575879E-6,1.0386283769697008E-6,9.6401005191044373E-2,1.9015635672332936E-6,5.7873673785361114E-7,0.21262206631394015,1.175578947247277E-3,1.4985923724848537E-6,0.11847567790631783,6.5504731057345158E-4,8.3503443604592446E-7,29.129223085009802,3.9969684206407416,7.4929618624242689E-2,33.201121124274792,13.18256811146429,2.3511578944945541,3.4467624567151633E-2,15.568193630525995,16.231167873165543,2.2271608559497356,4.1751721802296221E-2,18.500080450917576,7.3454920301917053,1.3100946211469031,1.9205792029056264E-2,8.6747924433676662]
["Upstate",2030,3,6,0.18290703828457514,3.6079432937780684E-6,1.0980696981063686E-6,0.10191809218242515,2.0103911837013536E-6,6.1185818634389025E-7,0.22479055391234662,1.2428580311566798E-3,1.5843577072677603E-6,0.12525611157582781,6.9253605862894892E-4,8.8282395458189862E-7,30.796305885991487,4.2257173059327116,7.9217885363388016E-2,35.10124107728759,13.93701434256549,2.4857160623133594,3.6440227267158488E-2,16.459170632146005,17.160087285888409,2.3546225993384264,4.414119772909493E-2,19.558851082955929,7.7658789177013237,1.3850721172578979,2.0304950955383667E-2,9.1712559859146054]
["Upstate",2030,3,10,0.13606672524202829,2.6839920073470412E-6,8.1686713267083872E-7,7.5818083198098754E-2,1.4955539567377968E-6,4.5516859552889474E-7,0.16722437158818743,9.2457689887872219E-4,1.1786225771393529E-6,9.317951391327231E-2,5.151858260536333E-4,6.5674325926311946E-7,22.909738907581676,3.1435614561876553,5.8931128856967642E-2,26.1122314926263,10.36791103846762,1.8491537977574444,2.7108319274205116E-2,12.244173155499269,12.765593406118306,1.7516318085823532,3.2837162963155975E-2,14.550062377663815,5.7771298626228829,1.0303716521072666,1.5105094963051747E-2,6.8226066096932012]
["Upstate",2030,3,21,0.262381600972935,5.1756233468074653E-6,1.5751897142457504E-6,0.1462023137312318,2.8839221404959957E-6,8.777154340639988E-7,0.32246383721630861,1.7828897294241543E-3,2.2727737305545824E-6,0.17968088814481575,9.9344848344129467E-4,1.2664179834351981E-6,44.177545698634283,6.0618250800421247,0.11363868652772913,50.353009465204138,19.992757907411136,3.5657794588483087,5.2273795802755395E-2,23.610811162062198,24.616281675839758,3.3777248437004017,6.3320899171759898E-2,28.057327418711921,11.140215064978577,1.9868969668825893,2.9127613619009556E-2,13.156239645480175]
["Upstate",2030,4,3,0.11434354129913535,2.2554900942368034E-6,6.8645350694163586E-7,6.3713653076919272E-2,1.2567873248448912E-6,3.8250049017018429E-7,0.14052683934962346,7.7696730507122581E-4,9.9045434573007439E-7,7.8303314630553442E-2,4.3293591194548144E-4,5.5189356438840866E-7,19.252176990898413,2.6416888372421679,4.9522717286503717E-2,21.943388545427084,8.712664039676655,1.5539346101424516,2.2780449951791713E-2,10.289379099770899,10.727554104385822,1.471982100614637,2.7594678219420434E-2,12.22713088321988,4.854805507094313,0.86587182389096284,1.26935519809334E-2,5.7333708829662093]
["Upstate",2030,4,9,7.6635246372695545E-2,1.5116729558936512E-6,4.6007437788067647E-7,4.270211894242848E-2,8.4232310092268867E-7,2.5635920462864437E-7,9.4183797643287062E-2,5.2073847084979999E-4,6.6382160237069032E-7,5.2480391461835342E-2,2.9016199689610705E-4,3.698897095356154E-7,12.903180277130328,1.77051080088932,3.3191080118534513E-2,14.706882158138182,5.8393954538837978,1.0414769416995999,1.5267896854525877E-2,6.8961402924379227,7.1898136302714422,0.986550789446764,1.8494485476780769E-2,8.1948589051949874,3.2537842706337914,0.58032399379221411,8.5074633193191543E-3,3.8426157277453248]
["Upstate",2030,4,17,9.5044519658480195E-2,1.8748061339151322E-6,5.70593171191562E-7,5.295999654707767E-2,1.0446654550452712E-6,3.1794166023116952E-7,0.11680857347392977,6.4582995647867805E-4,8.2328443271925367E-7,6.5087199873037987E-2,3.5986453914450806E-4,4.5874439547640166E-7,16.002774565928377,2.1958218520275055,4.1164221635962686E-2,18.239760639591847,7.2421315553836454,1.291659912957356,1.8935541952542833E-2,8.5527270102935429,8.9169463826062039,1.2235394330913274,2.2937219773820083E-2,10.16342303547135,4.0354063921283556,0.71972907828901611,1.0551121095957239E-2,4.7656865915133295]
["Upstate",2030,4,18,0.10306846151746789,2.033082860121579E-6,6.1876434873265455E-7,5.7431037430580367E-2,1.1328592289051014E-6,3.4478324357981349E-7,0.12666990167627057,7.0035284785840317E-4,8.927885603142586E-7,7.0582055435696109E-2,3.9024537698326606E-4,4.9747296573658798E-7,17.353776529649068,2.3811996827185706,4.4639428015712933E-2,19.779615640383351,7.853533903928775,1.4007056957168063,2.0534136887227949E-2,9.2747737365328096,9.6697415946903664,1.3268342817431047,2.4873648286829399E-2,11.021449524720301,4.3760874370131591,0.78049075396653211,1.1441878211941524E-2,5.1680200691916331]
["Upstate",2030,5,5,0.10170200444332413,2.006128732587011E-6,6.1056091861343813E-7,5.666963043743211E-2,1.1178400515102387E-6,3.4021218959007269E-7,0.12499054233900812,6.9106773688203864E-4,8.8095218257081771E-7,6.9646295383224879E-2,3.850715968745923E-4,4.9087758783710482E-7,17.123704300444114,2.3496303053989314,4.4047609128540888E-2,19.517382214971587,7.7494136250185033,1.3821354737640772,2.0261900199128807E-2,9.1518109989817091,9.5415424675018077,1.3092434293736137,2.454387939185524E-2,10.875329776267277,4.3180703137599421,0.77014319374918461,1.1290184520253412E-2,5.0995036920293799]
["Upstate",2030,5,11,7.142131347620688E-2,1.4088252229440464E-6,4.2877289393949242E-7,3.9796850241119439E-2,7.8501505621419122E-7,2.3891762580431907E-7,8.7775936716470368E-2,4.8530966266894263E-4,6.1865803268412471E-7,4.8909851111084181E-2,2.704206213210886E-4,3.4472400294623177E-7,12.02530333015644,1.650052853074405,3.0932901634206235E-2,13.70628908486505,5.4421080764211629,0.9706193253378852,1.4229134751734868E-2,6.4269565365107821,6.7006496022185331,0.91943011249170126,1.723620014731159E-2,7.6373159148575462,3.0324107688872193,0.54084124264217726,7.928652067763331E-3,3.5811806635971601]
["Upstate",2030,5,17,8.0831770776272335E-2,1.5944517391545999E-6,4.8526792061226954E-7,4.5040474891006564E-2,8.8844847555158734E-7,2.7039736212439616E-7,9.9341275748197469E-2,5.492539621444303E-4,7.0017228545484603E-7,5.5354202846322816E-2,3.0605118573022726E-4,3.9014476535091442E-7,13.609754777503053,1.8674634712910629,3.5008614272742301E-2,15.512226863066859,6.159159096388243,1.0985079242888607,1.6103962565461458E-2,7.2737709832425654,7.5835257899462256,1.0405740314827727,1.9507238267545721E-2,8.643607059696544,3.4319605764720147,0.61210237146045454,8.973329603071031E-3,4.05303627753554]
["Upstate",2030,5,24,9.211702964341234E-2,1.8170597614052176E-6,5.5301818825376192E-7,5.13287624512382E-2,1.0124884531547842E-6,3.0814865965580395E-7,0.11321072339537726,6.2593758650493654E-4,7.9792624305185634E-7,6.3082432755252438E-2,3.4878026149327639E-4,4.446144946462313E-7,15.509869105166684,2.1281877941167844,3.9896312152592817E-2,17.677953211436062,7.0190648505133897,1.2518751730098732,1.8352303590192697E-2,8.289292327113456,8.6422932874695846,1.1858528890771398,2.2230724732311566E-2,9.8503769012790361,3.9111108308256513,0.6975605229865528,1.022613337686332E-2,4.6188974871890673]
["Upstate",2030,6,5,0.18444695120643989,3.6383189346038738E-6,1.1073144583577009E-6,0.10277615094602142,2.0273168711479351E-6,6.1700948252328464E-7,0.22668308840379789,1.253321779081152E-3,1.5976965756303968E-6,0.12631065549369527,6.9836659000456925E-4,8.9025653906931067E-7,31.05558311132031,4.261294048875917,7.988482878151984E-2,35.396761988977751,14.05435148103547,2.5066435581623039,3.6747021239499127E-2,16.597742060437273,17.304559802636252,2.3744464060155352,4.4512826953465534E-2,19.723519035605253,7.8312606406091065,1.3967331800091385,2.0475900398594146E-2,9.2484697210168392]
["Upstate",2030,6,11,0.14361262234322547,2.8328390342145671E-6,8.6216840171747705E-7,8.0022751556253269E-2,1.5784933840427315E-6,4.8041102992604881E-7,0.17649818852302065,9.7585146382965298E-4,1.2439858367637882E-6,9.8347000840575405E-2,5.4375665572915495E-4,6.9316448603615593E-7,24.18025182765383,3.3178949770208201,6.2199291838189411E-2,27.560346096512841,10.94288768842728,1.9517029276593059,2.8611674245567129E-2,12.923202290332153,13.473539115158831,1.8487726294791269,3.4658224301807795E-2,15.356969968939765,6.0975140521156748,1.08751331145831,1.5942783178831587E-2,7.2009701467528169]
["Upstate",2030,6,17,0.17047067693583215,3.3626291333826233E-6,1.0234088666816682E-6,9.4988395904783182E-2,1.873699061586632E-6,5.7025623613506197E-7,0.20950641513640433,1.1583526358169794E-3,1.476632793354978E-6,0.11673959805450626,6.4544859412829947E-4,8.2279828356630357E-7,28.702378873687394,3.9383989617777302,7.3831639667748902E-2,32.714609475132875,12.989397738457068,2.3167052716339587,3.3962554247164496E-2,15.340065564338191,15.993324933467358,2.1945252200362182,4.1139914178315182E-2,18.228990067681892,7.2378550793793881,1.2908971882565989,1.8924360522024983E-2,8.5476766281580119]
["Upstate",2030,6,22,0.20593956177962885,4.0622726594609461E-6,1.2363438528794184E-6,0.11475210269825077,2.2635491955915672E-6,6.8890627691917272E-7,0.2530972487394581,1.3993646209090904E-3,1.7838675591545892E-6,0.14102895640359636,7.7974349029008648E-4,9.939933424119491E-7,34.674323077305758,4.7578397110909076,8.9193377957729456E-2,39.521356166354394,15.692029421846403,2.7987292418181808,4.102895386055555E-2,18.531787617525136,19.320967027292703,2.6511278669862941,4.9699667120597452E-2,22.021794561399595,8.7437952970229738,1.559486980580173,2.286184687547483E-2,10.326144124478622]
["Upstate",2030,7,8,0.22674723335583633,4.4727155807755016E-6,1.3612612637142832E-6,0.12634639786422514,2.4922531311125022E-6,7.585118225125008E-7,0.27866962727179539,1.5407532846297522E-3,1.9641055376448941E-6,0.15527820595148767,8.5852702425236334E-4,1.0944242010537509E-6,38.177738936235968,5.2385611677411577,9.8205276882244702E-2,43.514505380859376,17.277516890851313,3.0815065692595045,4.5174427365832562E-2,20.404197887476652,21.273114215353811,2.9189918824580352,5.4721210052687541E-2,24.246827307864532,9.627248768992235,1.7170540485047268,2.517175662423627E-2,11.369474574121197]
["Upstate",2030,7,15,0.22290948646905825,4.3970138840380271E-6,1.3382216168811387E-6,0.12420795724079263,2.4500711977171786E-6,7.4567384278348916E-7,0.27395308242723881,1.5146756957927518E-3,1.9308626186427855E-6,0.15265008810124855,8.4399626519622638E-4,1.0759008303018914E-6,37.53157229253172,5.1498973656953559,9.6543130932139273E-2,42.778012789159213,16.985091110488806,3.0293513915855037,4.4409840228784067E-2,20.058852342303094,20.913062069871053,2.8695873016671696,5.3795041515094573E-2,23.836444413053318,9.4643054622774105,1.6879925303924528,2.4745719096943501E-2,11.177043711766807]
["Upstate",2030,7,20,0.255471553090864,5.0393188002486031E-6,1.5337057218147925E-6,0.14235194852038538,2.8079715402820439E-6,8.5460003399888304E-7,0.31397147133722819,1.735935776276943E-3,2.2129182557613431E-6,0.17494883553148563,9.6728515276759287E-4,1.2330657633412453E-6,43.014091573200261,5.902181639341606,0.11064591278806715,49.026919125329933,19.466231222908149,3.4718715525538859,5.0897119882510895E-2,22.988999895344545,23.967990467813532,3.2887695194098159,6.1653288167062267E-2,27.318413275390409,10.846827802952109,1.9345703055351857,2.8360512556848641E-2,12.809758621044143]
["Upstate",2030,8,4,0.21829853966534646,4.3060603879099215E-6,1.3105401180595414E-6,0.1216386799412619,2.3993907707109978E-6,7.3024936499899938E-7,0.26828628416847466,1.4833441936265351E-3,1.8909221703430521E-6,0.14949247714908087,8.2653795984101029E-4,1.0536455123556989E-6,36.755220931081027,5.0433702583302189,9.4546108517152602E-2,41.893137297928398,16.633749618445428,2.96668838725307,4.3491209917890197E-2,19.643929215616389,20.480469369424078,2.8102290634594351,5.2682275617784942E-2,23.343380708501297,9.2685335832430145,1.6530759196820206,2.4233846784181074E-2,10.945843349709216]
["Upstate",2030,8,8,0.19954365469214233,3.9361098266889132E-6,1.1979464689922781E-6,0.11118822317646612,2.1932496852990744E-6,6.6751077378667483E-7,0.24523675572370493,1.3559042676894028E-3,1.728465619546001E-6,0.13664899126232929,7.5552683724454633E-4,9.63122687892202E-7,33.597435534147579,4.6100745101439697,8.6423280977300052E-2,38.293933325268846,15.204678854869705,2.7118085353788057,3.9754709249558026E-2,17.95624209949807,18.720911802939113,2.5687912466314575,4.8156134394610098E-2,21.337859183965179,8.4722374582644164,1.5110536744890926,2.2151821821520645E-2,10.005442954575029]
["Upstate",2030,8,16,0.21284796010528242,4.1985446675999103E-6,1.2778179423130163E-6,0.11860154875560486,2.33948166499049E-6,7.1201615891014916E-7,0.26158758733350745,1.446307365278004E-3,1.8437087453373517E-6,0.14575987938832055,8.0590057529215887E-4,1.0273376007132152E-6,35.837499464690524,4.9174450419452134,9.2185437266867593E-2,40.847129943902608,16.218430414677464,2.8926147305560082,4.2405301142759089E-2,19.15345044637623,19.969103476199916,2.7400619559933403,5.1366880035660763E-2,22.760532312228918,9.0371125220758746,1.6118011505843177,2.3628764816403951E-2,10.672542437476597]
["Upstate",2030,8,23,0.21919810981641921,4.323804910615473E-6,1.3159406249699266E-6,0.12213993169429148,2.4092782409680136E-6,7.3325859507722153E-7,0.26939184508312924,1.489456795948104E-3,1.898714330313751E-6,0.15010850953509405,8.2994397839954658E-4,1.0579874014685623E-6,36.906682776388706,5.0641531062235536,9.4935716515687552E-2,42.065771599127949,16.702294395154013,2.978913591896208,4.3670429597216273E-2,19.724878416647439,20.564865806307886,2.8218095265584582,5.2899370073428119E-2,23.439574702939773,9.3067275911758305,1.6598879567990932,2.4333710233776933E-2,10.990949258208699]
["Upstate",2030,9,4,0.16109714408071737,3.1777309724326752E-6,9.6713551334907519E-7,8.9765346018008299E-2,1.7706714909212614E-6,5.3890001897603607E-7,0.19798645580417495,1.0946592388949602E-3,1.3954383835465224E-6,0.11032053245609424,6.0995783576387624E-4,7.7755574166542341E-7,27.124144445171968,3.7218414122428647,6.9771919177326114E-2,30.915757776592159,12.275160259858847,2.1893184777899206,3.2095082821570017E-2,14.496573820470338,15.113912946484911,2.0738566415971791,3.8877787083271172E-2,17.226647375165363,6.8398730122778435,1.2199156715277524,1.7883782058304737E-2,8.0776724658639019]
["Upstate",2030,9,12,0.11681886946009143,2.3043173221115801E-6,7.0131396759917662E-7,6.5092936925458589E-2,1.2839944676548433E-6,3.9078092493843063E-7,0.14356898793851716,7.9378722361261097E-4,1.0118958675359547E-6,7.9998437919538729E-2,4.4230818118388369E-4,5.6384104883973548E-7,19.668951347576851,2.6988765602828773,5.0594793376797738E-2,22.418422701236526,8.9012772521880645,1.587574447225222,2.3273604953326959E-2,10.512125304366613,10.959785994976805,1.5038478160252045,2.8192052441986776E-2,12.491825863443998,4.9599031510114013,0.88461636236776742,1.2968344123313916E-2,5.8574878575024822]
["Upstate",2030,9,16,0.19013877536933432,3.7505933391892702E-6,1.1414849293184737E-6,0.10594770664535696,2.0898775753372298E-6,6.3604969684176566E-7,0.23367827195905325,1.2919978707128953E-3,1.6469996837309402E-6,0.13020845936775002,7.1991739258247275E-4,9.1772884830026169E-7,32.013923258390292,4.3927927604238439,8.2349984186547015E-2,36.489066003000687,14.488052861461302,2.5839957414257904,3.7880992725811621E-2,17.109929595612904,17.838558933381755,2.4477191347804075,4.5886442415013086E-2,20.332164510577176,8.0729244808005021,1.4398347851649456,2.110776351090602E-2,9.5338670294763546]
["Upstate",2030,9,23,0.15657775153099079,3.0885834350023909E-6,9.4000365413116254E-7,8.7247083895284711E-2,1.7209973667165936E-6,5.2378180726157197E-7,0.19243217662427942,1.0639498502401715E-3,1.3562909866749628E-6,0.10722561854369038,5.9284617984763359E-4,7.5574232190598233E-7,26.36320819752628,3.6174294908165829,6.7814549333748142E-2,30.04845223767661,11.930794950705323,2.1278997004803428,3.1194692693524144E-2,14.089889343879191,14.689909740485582,2.0156770114819542,3.7787116095299118E-2,16.743373868062836,6.6479883497088039,1.1856923596952671,1.7382073403837593E-2,7.851062782807908]
["Upstate",2030,10,4,0.13512269216122602,2.6653704285662079E-6,8.1119969565058495E-7,7.5292056143837618E-2,1.4851777798527144E-6,4.5201062865082617E-7,0.16606416626675546,9.1816216980565503E-4,1.1704452751529867E-6,9.2533032979519134E-2,5.1161145868578513E-4,6.5218676419619192E-7,22.7507907785455,3.1217513773392271,5.8522263757649337E-2,25.931064419642375,10.295978308538839,1.83632433961131,2.6920241328518696E-2,12.159222889478666,12.677025518194121,1.7394789595316695,3.2609338209809595E-2,14.449113815935601,5.7370480447301864,1.0232229173715703,1.5000295576512414E-2,6.775271257678269]
["Upstate",2030,10,16,0.16922642838859478,3.3380856371678211E-6,1.0159391069641197E-6,9.4295085033181347E-2,1.8600231181502323E-6,5.6609399248050547E-7,0.20797724861136904,1.1498979349252457E-3,1.4658549971910865E-6,0.11588752731779491,6.4073752891757787E-4,8.1679276057901494E-7,28.49288305975756,3.9096529787458354,7.3292749859554321E-2,32.475828788362946,12.89458941390488,2.2997958698504912,3.3714664935394989E-2,15.228099948690767,15.876591242537902,2.1785075983197646,4.0839638028950749E-2,18.09593847888662,7.1850266937032838,1.2814750578351557,1.8786233493317345E-2,8.4852879850317571]
["Upstate",2030,10,19,0.27226373611527888,5.370553971399154E-6,1.6345164260780035E-6,0.15170876318141419,2.9925399255338989E-6,9.1077302081466485E-7,0.33460886265282558,1.8500390919737174E-3,2.358373700483976E-6,0.18644824840391638,1.0308649491306556E-3,1.3141153586040163E-6,45.841414183437102,6.2901329127106393,0.1179186850241988,52.249465781171942,20.745749484475187,3.700078183947435,5.4242595111131449E-2,24.500070263533754,25.543410031336546,3.504940827044229,6.5705767930200817E-2,29.114056626310976,11.559791401042816,2.0617298982613113,3.0224653247892374E-2,13.65174595255202]
["Upstate",2030,11,3,0.16514618525737118,3.2576005668263608E-6,9.9144365077324038E-7,9.2021522465688704E-2,1.8151758290830532E-6,5.5244481754701625E-7,0.20296267879400762,1.1221725778680547E-3,1.4305115532585322E-6,0.11309334622069632,6.2528861277500131E-4,7.9709895103212327E-7,27.805886994779044,3.8153867647513859,7.1525577662926609E-2,31.692799337193357,12.583686085228472,2.2443451557361094,3.2901765724946241E-2,14.860933006689526,15.493788432235396,2.1259812834350043,3.9854947551606165E-2,17.659624663222008,7.011787465683172,1.2505772255500027,1.8333275873738834E-2,8.2806979671069136]
["Upstate",2030,11,7,0.20981535387935998,4.1387248192326581E-6,1.2596119015055917E-6,0.11691174259076126,2.3061492963872287E-6,7.0187152498741748E-7,0.25786055069393038,1.4257007279469718E-3,1.8174400293152104E-6,0.14368312790099561,7.9441829892504408E-4,1.0127003431961308E-6,35.326895445068459,4.8473824750197041,9.0872001465760521E-2,40.265149921553927,15.987354143023683,2.8514014558939436,4.1801120674249841E-2,18.880556719591876,19.6845885224364,2.7010222163451498,5.063501715980654E-2,22.436245755941357,8.9083539298617271,1.5888365978500882,2.3292107893511008E-2,10.520482635605326]
["Upstate",2030,11,16,0.22052874366144329,4.3500524049855878E-6,1.3239289928217006E-6,0.12288137753557847,2.4239036735148409E-6,7.3770981367842994E-7,0.27102717810192817,1.4984984871609049E-3,1.9102404039284536E-6,0.15101973757159859,8.3498212196774283E-4,1.0644098740217344E-6,37.130723399964161,5.0948948563470768,9.5512020196422687E-2,42.32113027650766,16.803685042319547,2.9969969743218101,4.3935529290354436E-2,19.844617545931712,20.689704047309007,2.8389392146903254,5.3220493701086717E-2,23.581863755700418,9.3632237294391132,1.6699642439354856,2.4481427102499891E-2,11.057669400477099]
["Upstate",2030,11,19,0.31435695233093469,6.200866126596481E-6,1.8872201254858858E-6,0.17516363036835803,3.4552002559796175E-6,1.0515826866024923E-6,0.38634091997446773,2.1360635791749533E-3,2.7229890382010635E-6,0.21527399855733881,1.1902413751359354E-3,1.5172835906693102E-6,52.928706036502078,7.2626161691948417,0.13614945191005318,60.327471657606971,23.953137038417001,4.2721271583499068,6.2628747878624463E-2,28.287892944645531,29.492537802355418,4.0468206754621807,7.5864179533465512E-2,33.615222657351069,13.346987910555006,2.3804827502718711,3.4897522585394136E-2,15.762368183412272]
["Upstate",2030,12,3,0.16337452686573528,3.2226536174201638E-6,9.8080762269309351E-7,9.1034332224307263E-2,1.7957029512513437E-6,5.4651828951127855E-7,0.20078533190274325,1.1101341135139114E-3,1.4151652841714631E-6,0.11188010126709459,6.1858062968540861E-4,7.8854781772341608E-7,27.507590470675826,3.7744559859472986,7.0758264208573146E-2,31.352804720831699,12.448690577970082,2.2202682270278227,3.2548801535943653E-2,14.701507606533848,15.327573873591959,2.1031741409303892,3.9427390886170803E-2,17.470175405408519,6.936566278559865,1.2371612593708172,1.813659980763857E-2,8.191864137738321]
["Upstate",2030,12,14,0.17770275218333351,3.5052858492424271E-6,1.0668261280303041E-6,9.9018198796229584E-2,1.9531891700800002E-6,5.9444887785043488E-7,0.21839454878106082,1.2074947731977284E-3,1.5392776990151527E-6,0.12169217742281045,6.7283120845842796E-4,8.5770480946991306E-7,29.920053183005333,4.105482228872277,7.6963884950757636E-2,34.10249929682837,13.540462024425771,2.4149895463954567,3.5403387077348511E-2,15.990854957898577,16.671828306925033,2.2876261087586549,4.288524047349565E-2,19.002339656157183,7.5449150002142478,1.3456624169168558,1.9727210617808001E-2,8.9103046277489106]
["Upstate",2030,12,15,0.19719830578583306,3.8898465120704627E-6,1.1838663297605758E-6,0.109881365396279,2.1674711870621072E-6,6.5966514388846746E-7,0.2423543500781293,1.3399675615275773E-3,1.7081499900831162E-6,0.13504287874173912,7.4664670500404679E-4,9.5180256475336002E-7,33.202545960703716,4.5558897091937629,8.5407499504155812E-2,37.843843169401637,15.025969704844018,2.6799351230551545,3.9287449771911676E-2,17.745192277671084,18.500874387618261,2.5385987970137589,4.7590128237667999E-2,21.087063312869688,8.3726584819878251,1.4932934100080937,2.1891458989327279E-2,9.8878433509852464]
["Upstate",2030,12,24,0.20536996302972976,4.0510370065898666E-6,1.2329243063534376E-6,0.11443471514201639,2.2572885491135306E-6,6.8700086277368328E-7,0.25239721871492515,1.3954941827483266E-3,1.7789336420242456E-6,0.14063889090781259,7.7758683367941319E-4,9.9124410200202868E-7,34.578418963944749,4.7446802213443107,8.8946682101212274E-2,39.412045867390269,15.648627560325359,2.7909883654966534,4.0915473766557645E-2,18.480531399588568,19.267528054370324,2.6437952345100046,4.9562205100101432E-2,21.960885493980431,8.719611236284381,1.5551736673588263,2.2798614346046658E-2,10.297583517989253]
["Downstate",2022,1,10,0.28669411071454259,5.6552011547465514E-6,1.7211481775315592E-6,0.27126179064502814,5.3507900384525275E-6,1.6285013160507693E-6,0.35234361977181777,1.948093858654649E-3,2.4833709418669638E-6,0.33337748370010745,1.8432308467243206E-3,2.3496947560161095E-6,43.690608851705406,5.454662804233017,0.1092683214421464,49.254539977380567,18.674211847906342,3.1169501738474383,4.7184047895472314E-2,21.838346069649255,41.338807978813321,5.1610463708280978,0.10338656926470882,46.603240918906124,17.669006636105696,2.9491693547589128,4.464420036430608E-2,20.662820191228914]
["Downstate",2022,1,11,0.28535405279291631,5.6287677652118989E-6,1.7131032328905781E-6,0.26999386605989306,5.3257795191917147E-6,1.6208894188844351E-6,0.35069670467602837,1.9389881305988644E-3,2.4717632360278338E-6,0.33181921960877081,1.8346152665459114E-3,2.3387118758189705E-6,43.486391379827516,5.4291667656768201,0.10875758238522469,49.024315727889558,18.586925347829503,3.1023810089581829,4.6963501484528838E-2,21.736269858272216,41.145583231487578,5.1369227463285521,0.10290332253603469,46.385409300352165,17.586418639264853,2.9353844264734583,4.4435525640560442E-2,20.566238591378873]
["Downstate",2022,1,18,0.45762064086370935,9.0268222468827736E-6,2.7472937273121487E-6,0.43298759841081857,8.540921752529011E-6,2.5994109681610032E-6,0.56241027303404412,3.1095440287848791E-3,3.9639523779789567E-6,0.53213655962495965,2.9421618715342328E-3,3.7505786826323043E-6,69.738873856221474,8.7067232805976609,0.17441390463107409,78.620011041450212,29.807744470804337,4.9752704460558066,7.5315095181600178E-2,34.858330012041748,65.984933393494998,8.2380532402958515,0.16502546203582139,74.388012095826682,28.203237660122863,4.7074589944547727,7.1260994970013786E-2,32.981957649547645]
["Downstate",2022,2,4,0.22908764873353543,4.5188815787918648E-6,1.3753117848496981E-6,0.21675619933467238,4.2756368650921652E-6,1.3012807850280503E-6,0.28154596966994533,1.5566564673377369E-3,1.9843784324259925E-6,0.26639076642074228,1.472863951396749E-3,1.8775622755404723E-6,34.91170023907322,4.3586381085456631,8.7312651026743668E-2,39.357650998645624,14.921936392507103,2.4906503477403792,3.7703190216093856E-2,17.450289930463576,33.032455036172045,4.1240190639108967,8.2612740123780781E-2,37.239086840206724,14.118710620299341,2.3565823222347984,3.5673683235268976E-2,16.510966625769409]
["Downstate",2022,2,6,0.25540564307037783,5.0380186883522208E-6,1.5333100355854587E-6,0.24165753495054715,4.7668295916488714E-6,1.4507742235453087E-6,0.31389046871342319,1.7354879159919413E-3,2.2123473370590184E-6,0.29699420890577533,1.6420691675927831E-3,2.0932599511153735E-6,38.922418120464478,4.8593661647774358,9.7343282830596803E-2,43.879127568072512,16.636194841811427,2.7767806655871063,4.2034599404121346E-2,19.455010106802657,36.827281904316138,4.5977936692597927,9.210343784907643E-2,41.517179011425007,15.740693072006092,2.627310668148453,3.97719390711921E-2,18.407775679225736]
["Downstate",2022,2,15,0.2976080215671249,5.8704841303978317E-6,1.7866690831645577E-6,0.28158822181388965,5.554484649845164E-6,1.6904953282137457E-6,0.36575668516783016,2.0222541637018271E-3,2.5779082485660041E-6,0.34606854361861394,1.9133992122053582E-3,2.4391432592798326E-6,45.353828960810944,5.6623116583651161,0.11342796293690419,51.12956858211296,19.385104313894999,3.2356066619229233,4.8980256722754079E-2,22.669691232540675,42.912499408708129,5.3575177941750027,0.10732230340831263,48.377339506291442,18.341632811786539,3.0614387395285729,4.6343721926316819E-2,21.449415273241428]
["Downstate",2022,3,1,0.21658955729361673,4.2723497579358356E-6,1.3002803611109066E-6,0.20493086167709743,4.0423754876271357E-6,1.2302881918865197E-6,0.26618596535313271,1.4717316144402448E-3,1.8761188067457362E-6,0.25185756842476897,1.3925104777595565E-3,1.7751301054362639E-6,33.007059703788457,4.120848520432685,8.25492274968124E-2,37.210457451717957,14.107856163716034,2.3547705831043917,3.5646257328168986E-2,16.498273004148594,31.230338484671353,3.8990293377267582,7.8105724639195614E-2,35.207473547037303,13.348451126512755,2.2280167644152904,3.3727472003289016E-2,15.610195362931334]
["Downstate",2022,3,4,0.22401217683776473,4.418765066268086E-6,1.3448415419076784E-6,0.21195393258638148,4.1809094764037511E-6,1.2724507102098374E-6,0.27530827565052901,1.5221685052192195E-3,1.9404142247525071E-6,0.26048883824724239,1.4402324252846487E-3,1.8359645961599079E-6,34.138226180665598,4.2620718146138143,8.5378225889110315E-2,38.485676221168518,14.591338609478038,2.435469608350751,3.6867870270297635E-2,17.06367608809909,32.300615942658055,4.0326507907970166,8.078244223103595E-2,36.414049175686102,13.805908427103846,2.3043718804554381,3.4883327327038249E-2,16.145163634886323]
["Downstate",2022,3,13,0.26135381123985413,5.1553496213693351E-6,1.5690194499819715E-6,0.24728552202251197,4.8778447740289661E-6,1.4845614529653377E-6,0.32120069597488077,1.7759058717438801E-3,2.2638709206882727E-6,0.30391093744276126,1.6803114845491958E-3,2.1420100964214156E-6,39.828886300885216,4.9725364408828643,9.9610320510283998E-2,44.901033062278366,17.02363688666868,2.8414493947902084,4.3013547493077182E-2,19.908099828951965,37.684956242902395,4.7048721567377481,9.4248444242542292E-2,42.48407684388269,16.107279684466349,2.688498375278713,4.0698191832006896E-2,18.836476251577068]
["Downstate",2022,3,15,0.28975772865973898,5.7156327265643191E-6,1.7395403950413146E-6,0.27416049856614644,5.4079686681143799E-6,1.6459035076869853E-6,0.35610876944202913,1.9689112214160481E-3,2.5099082842738964E-6,0.3369399609307786,1.8629276416291408E-3,2.3748036325197929E-6,44.157487410811612,5.512951419964935,0.11043596450805145,49.780874795284596,18.873764780427543,3.150257954265677,4.7688257401204033E-2,22.071710992094424,41.78055515541655,5.2161973965615944,0.10449135983087089,47.101243911809021,17.857817929331265,2.9806842266066251,4.5121269017876067E-2,20.883623424955765]
["Downstate",2022,4,1,0.13203023385252069,2.6043699645008365E-6,7.9263433702199383E-7,0.1249232415861407,2.4641805801725863E-6,7.4996800266122197E-7,0.16226357213607387,8.9714883603217953E-4,1.1436581148460195E-6,0.15352916397336158,8.4885664072640882E-4,1.0820966895540486E-6,20.12068294487316,2.5120167408901026,5.0320957053224862E-2,22.683020642816487,8.5999693232119157,1.4354381376514873,2.172950418207437E-2,10.057136965045478,19.037616332696835,2.3767985940339447,4.7612254340378142E-2,21.462027181071157,8.1370456905881632,1.3581706251622541,2.0559837101526923E-2,9.5157761528519433]
["Downstate",2022,4,8,0.24836428166303434,4.8991239093051365E-6,1.4910377115276504E-6,0.23499519961629745,4.6354113131859699E-6,1.4107773561870343E-6,0.30523672008844616,1.6876416840619392E-3,2.1513544123470379E-6,0.28880627877371717,1.5967984275814106E-3,2.0355501853555777E-6,37.849353290967322,4.7253967153734298,9.4659594143269674E-2,42.669409600484016,16.177546164687648,2.7002266944991025,4.0875733834593718E-2,18.918648593021341,35.811978567940926,4.4710355972279494,8.9564208155645419E-2,40.372578373324522,15.30673277500701,2.5548774841302571,3.8675453521755977E-2,17.90028571265902]
["Downstate",2022,4,16,0.29861611289116818,5.8903692937365933E-6,1.7927210893980936E-6,0.28254204907253871,5.5732994242439024E-6,1.696221563900318E-6,0.36699561730106689,2.0291041701858709E-3,2.5866404289886777E-6,0.34724078586702228,1.9198804929688887E-3,2.4474053993418873E-6,45.507456545332296,5.6814916765204382,0.11381217887550182,51.302760400728232,19.450767716956545,3.2465666722973934,4.9146168150784875E-2,22.746480557404723,43.057857447510763,5.3756653803128884,0.10768583757104304,48.541208665394691,18.40376165095218,3.0718087887502219,4.6500702587495862E-2,21.522071142289899]
["Downstate",2022,4,19,0.36394086880196208,7.1789365201073126E-6,2.1848937235109216E-6,0.34435046996282698,6.792504982114082E-6,2.0672841249912425E-6,0.44727895797016437,2.4729875673395758E-3,3.1524895153514722E-6,0.42320259301606433,2.3398703031865162E-3,2.9827956660587923E-6,55.462590788300382,6.9243651885508122,0.13870953867546479,62.525665515526661,23.70578477241871,3.9567801077433211,5.9897300791677974E-2,27.722462180953709,52.477121533991976,6.5516368489222456,0.13124300930658686,59.160001392220806,22.429737429851411,3.7437924850984259,5.6673117655117053E-2,26.230203032604951]
["Downstate",2022,5,4,0.184574471451074,3.6408343425168966E-6,1.1080800172877513E-6,0.17463910056746851,3.4448536132519512E-6,1.0484337083810287E-6,0.22683980925333536,1.2541882824244077E-3,1.598801167800898E-6,0.21462935773000202,1.18667718164327E-3,1.5127400649497698E-6,28.128136347413584,3.5117271907883416,7.0347251383239509E-2,31.710210789585165,12.022509890426774,2.0067012518790524,3.0377222188217062E-2,14.059588364494044,26.614040358520249,3.3226961086011562,6.6560562857789871E-2,30.003297029979198,11.375355959690108,1.898683490629232,2.8742061234045626E-2,13.302781511553384]
["Downstate",2022,5,12,0.23192745052958522,4.5748982522988502E-6,1.3923603376561719E-6,0.21944313879901473,4.3286382438913703E-6,1.3174116394451999E-6,0.28503605198018489,1.5759529936071215E-3,2.0089770586181906E-6,0.26969298276071019,1.4911217741891884E-3,1.9008367940566453E-6,35.344470445542925,4.4126683820999402,8.8394990579200389E-2,39.845533818222066,15.1069107549498,2.5215247897713944,3.8170564113745621E-2,17.666606108834937,33.441929862328067,4.1751409677297273,8.3636818938492397E-2,37.700707648996286,14.293728086317639,2.3857948387027017,3.6115899087076263E-2,16.715638824107415]
["Downstate",2022,5,16,0.26341734965312441,5.1960540669141172E-6,1.581407759495601E-6,0.24923798321417504,4.9163581594562827E-6,1.4962829180953904E-6,0.32373675990817091,1.7899276683548068E-3,2.2817454815579383E-6,0.30631048880438494,1.6935785085813969E-3,2.1589224961090628E-6,40.143358228613195,5.011797471393459,0.10039680118854928,45.255552501195204,17.158048275133059,2.8638842693676909,4.3353164149600824E-2,20.06528570865035,37.982500611743731,4.7420198240279117,9.4992589828798768E-2,42.819513025600443,16.234455906632402,2.7097256137302352,4.1019527426072191E-2,18.98520104778871]
["Downstate",2022,5,24,0.205411946230176,4.0518651486226822E-6,1.2331763495808164E-6,0.1943549248898169,3.8337592388214307E-6,1.1667962900760876E-6,0.25244881556418713,1.3957794596755441E-3,1.7792973043951777E-6,0.2388598690970048,1.3206467151818347E-3,1.6835203613954976E-6,31.303653129959205,3.9081824870915236,7.8289081393387819E-2,35.290124698444117,13.379787224901918,2.2332471354808705,3.3806648783508378E-2,15.646841009166296,29.618623768028595,3.6978108025091374,7.4074895901401899E-2,33.390509466439134,12.659573062141254,2.1130347442909354,3.1986886866514457E-2,14.804594693298704]
["Downstate",2022,6,3,0.22090931890668802,4.3575594638540511E-6,1.3262137498686244E-6,0.20901809690980197,4.1229984810681345E-6,1.2548256246729105E-6,0.2714949005088198,1.5010845057441588E-3,1.9135369819533006E-6,0.25688073145089724,1.4202833463262102E-3,1.8105341155994851E-6,33.665367663093654,4.2030366160836445,8.4195627205945228E-2,37.952599906383242,14.38922972696745,2.4017352091906541,3.635720265711271E-2,16.827322138815216,31.853210699911259,3.9767933697133886,7.9663501086377347E-2,35.909667570711029,13.614678766897553,2.2724533541219363,3.4400148196390215E-2,15.921532269215879]
["Downstate",2022,6,12,0.28860234544425017,5.6928421485572502E-6,1.7326041321695979E-6,0.27306730792078027,5.3864048732229374E-6,1.6393406135895899E-6,0.35468881734271912,1.9610603627399606E-3,2.499900247844705E-6,0.33559644275341177,1.8554993830671887E-3,2.3653343138935506E-6,43.981413350497171,5.4909690156718893,0.10999561090516702,49.582377977074223,18.798507319164113,3.137696580383937,4.7498104709049395E-2,21.983702004257101,41.613958901423061,5.195398272588128,0.10407470981131622,46.913431883822504,17.786611465930825,2.9687990129075019,4.4941351963977465E-2,20.800351830802306]
["Downstate",2022,6,16,0.4112631398549092,8.1123946969664755E-6,2.4689896903811014E-6,0.38912545313641983,7.6757164855382984E-6,2.3360876260333953E-6,0.50543746090230257,2.7945436166984952E-3,3.5623994104070173E-6,0.47823050972940789,2.6441174658660841E-3,3.3706407175624694E-6,62.674245151885522,7.8247221267557867,0.15674557405790876,70.65571285269921,26.788185427822036,4.4712697867175928,6.7685588797733329E-2,31.327140803337361,59.300583206446582,7.403528904425035,0.14830819157274866,66.852420302444372,25.346217015658617,4.2305879453857349,6.4042173633686916E-2,29.64084713467804]
["Downstate",2022,6,24,0.257360559089926,5.0765804966280421E-6,1.5450462381041868E-6,0.24350722073133144,4.8033156748032779E-6,1.4618786836357804E-6,0.31629303702904282,1.7487716206427818E-3,2.2292810006931835E-6,0.29926745052143905,1.6546378300637554E-3,2.1092821006744827E-6,39.22033659160131,4.8965605377997887,9.8088364030500072E-2,44.214985493431598,16.763530962539271,2.7980345930284511,4.2356339013170485E-2,19.603921894580893,37.109163864658441,4.6329859241785147,9.2808412429677245E-2,41.83495820126663,15.86117487763627,2.6474205281020087,4.007635991281517E-2,18.548671765651093]
["Downstate",2022,7,9,0.3204921374045327,6.3218860723021026E-6,1.9240522828745529E-6,0.30324051953256964,5.9815882926664675E-6,1.8204833934202293E-6,0.3938809887656049,2.1777523196021549E-3,2.7761325795761405E-6,0.37267895753874125,2.0605271322954965E-3,2.6266974676491877E-6,48.841242606935005,6.097706494886034,0.12214983350135018,55.061098935322391,20.875692404577059,3.4844037113634476,5.2746519011946671E-2,24.412842634952455,46.212190734803912,5.7694759704273899,0.11557468857656426,52.09724139380787,19.751984749553287,3.2968434116727945,4.9907251885334562E-2,23.098735413111417]
["Downstate",2022,7,12,0.32982463170267046,6.5059747248382673E-6,1.9800792640812119E-6,0.3120706594618059,6.1557677252328774E-6,1.8734945250708758E-6,0.40535051220405383,2.2411668584736348E-3,2.8569715096028912E-6,0.38353109348950931,2.1205281603052214E-3,2.7031849576022635E-6,50.263463513302675,6.2752672037261776,0.12570674642252722,56.664437463451385,21.483577146814852,3.5858669735578155,5.4282458682454932E-2,25.123726579055123,47.557855592699156,5.93747884885462,0.11894013813449959,53.614274579688271,20.327147954943992,3.3928450564883543,5.1360514194443006E-2,23.77135352562679]
["Downstate",2022,7,20,0.38111915260169071,7.5177877442872092E-6,2.2880223569569767E-6,0.36060407214568652,7.11311634592692E-6,2.1648614965864542E-6,0.46839086250276396,2.5897144477385896E-3,3.3012894007522086E-6,0.44317807494405553,2.4503139482077822E-3,3.1235858736461692E-6,58.080466950342732,7.2512004536680505,0.14525673363309718,65.476924137643877,24.824715712646491,4.1435431163817436,6.2724498614291968E-2,29.030983327642524,54.954081293062885,6.8608790549817904,0.13743777844043145,61.952398126485107,23.488437972034944,3.9205023171324518,5.9348131599277217E-2,27.468288420766676]
["Downstate",2022,8,3,0.26609233071252769,5.2488195595095504E-6,1.5974668224594286E-6,0.25176897399841808,4.9662833636051586E-6,1.5114775454450485E-6,0.3270242795120516,1.8081042334780076E-3,2.3049164152628895E-6,0.30942104608896492,1.7107766560801598E-3,2.1808461727135695E-6,40.551010659494395,5.0626918537384213,0.10141632227156713,45.715118835504384,17.332286814138733,2.8929667735648121,4.3793411889994902E-2,20.269046999593538,38.368209715031654,4.7901746370244478,9.5957231599397064E-2,43.254341583655503,16.399315442715142,2.7372426497282558,4.143607728155782E-2,19.177994169724954]
["Downstate",2022,8,7,0.29872541988382273,5.892525435101134E-6,1.7933773063351278E-6,0.28264547223140168,5.5753395037068935E-6,1.6968424576499243E-6,0.36712995428260542,2.0298469140133169E-3,2.5875872562835413E-6,0.34736789168747734,1.9205832559943358E-3,2.4483012603234618E-6,45.524114331043073,5.6835713592372876,0.11385383927647581,51.32153952955683,19.457887576978088,3.247755062421307,4.9164157869387284E-2,22.754806797268781,43.073618569247188,5.37763311678414,0.10772525545423232,48.558976941485561,18.410498259436299,3.0729332095909374,4.6517723946145777E-2,21.529949192973383]
["Downstate",2022,8,15,0.37848284071935251,7.4657850227659582E-6,2.2721954417113784E-6,0.35810966903388392,7.0639128540131465E-6,2.14988652078661E-6,0.46515086685320078,2.5718006406684648E-3,3.2784534230407031E-6,0.44011248346960175,2.4333644148846157E-3,3.1019791228492513E-6,57.678707489796899,7.2010417938717017,0.14425195061379092,65.024001234282395,24.65299594321964,4.1148810250695433,6.2290615037773361E-2,28.830167583326958,54.573947950230618,6.8134203616769238,0.13648708140536706,61.523855393312914,23.325961623888894,3.893383063815385,5.8937603334135773E-2,27.278282291038416]
["Downstate",2022,8,20,0.37854203355926314,7.4669526345309183E-6,2.2725508018137579E-6,0.35816567561074558,7.0650176149632483E-6,2.1502227523801193E-6,0.46522361414273072,2.5722028575386291E-3,3.2789661569027075E-6,0.44018131488010154,2.4337449810153833E-3,3.1024642570055999E-6,57.687728153698608,7.202168001108161,0.14427451090371912,65.034170665710477,24.656851549564728,4.1155245720618066,6.2300356981151439E-2,28.834676478607687,54.582483045132591,6.8144859468430736,0.13650842730824639,61.533477419283905,23.32960968864538,3.8939919696246132,5.8946820883106398E-2,27.2825484791531]
["Downstate",2022,9,3,0.18356804091835771,3.6209819392128877E-6,1.1020379814995745E-6,0.17368684470220494,3.4260698354637332E-6,1.0427169064454842E-6,0.22560291821269862,1.2473495610601612E-3,1.5900833733065287E-6,0.21345904670519697,1.1802065785382245E-3,1.5044915364427697E-6,27.974761858374627,3.4925787709684517,6.9963668425487263E-2,31.537304297768564,11.956954665273027,1.9957592976962579,3.0211584092824047E-2,13.982925547062109,26.468921791444423,3.3045784199070285,6.6197627603481871E-2,29.839697838954933,11.31332947537544,1.8883305256611593,2.8585339192412625E-2,13.230245340229011]
["Downstate",2022,9,11,0.25965734683245617,5.1218859152199752E-6,1.5588348437626012E-6,0.24568037578574631,4.8461823697016848E-6,1.4749250690396433E-6,0.31911576158740107,1.7643783524472986E-3,2.2491759888574673E-6,0.30193823199054409,1.6694044745715849E-3,2.1281061710429137E-6,39.570354436837732,4.9402593868524365,9.8963743509728558E-2,44.609577567199899,16.913135364132255,2.8230053639156778,4.2734343788291877E-2,19.778875071836225,37.440340766827468,4.6743325288004378,9.3636671525888199E-2,42.208309967153795,16.002726295498835,2.671047159314536,4.0434017249815359E-2,18.714207472063187]
["Downstate",2022,9,15,0.30576472301031205,6.0313796134109575E-6,1.8356372736468133E-6,0.28930586007901216,5.7067193669101878E-6,1.7368276334074485E-6,0.37578117330512617,2.0776791598719575E-3,2.648562351976116E-6,0.35555342838183912,1.9658407627838877E-3,2.5059941567736039E-6,46.596865489835643,5.8175016476414809,0.1165367434869491,52.530903880964068,19.916402185171687,3.3242866557951318,5.03226846875462E-2,23.291011525654365,44.088625119348052,5.5043541357948857,0.11026374289803857,49.703242998040977,18.844331704237472,3.14534522045422,4.7613888978698476E-2,22.037290813670392]
["Downstate",2022,9,23,0.26123485989511031,5.1530032397834793E-6,1.5683053338471459E-6,0.24717297365277247,4.8756246946944819E-6,1.4838857766461468E-6,0.32105450620042286,1.775097594295848E-3,2.2628405531223101E-6,0.30377261684770407,1.6795467154810601E-3,2.1410351920180114E-6,39.810758768852438,4.970273264028374,9.9564984337381646E-2,44.880597017218193,17.015888828622412,2.8401561508733568,4.2993970509323888E-2,19.899038950005096,37.667804489115305,4.7027308033469684,9.4205548448792503E-2,42.464740840911062,16.099948692928315,2.6872747447696961,4.0679668648342215E-2,18.827903106346351]
["Downstate",2022,10,4,0.20851991482052309,4.1131715616398202E-6,1.2518348231077714E-6,0.19729559612643499,3.8917656182744465E-6,1.1844504055617881E-6,0.25626847164477667,1.4168981862118391E-3,1.8062188161983559E-6,0.24247391873857746,1.3406286518951496E-3,1.7089927280248654E-6,31.777290483952306,3.9673149213931493,7.9473627912727662E-2,35.82407903325818,13.582228997173164,2.2670370979389425,3.431815750776876E-2,15.883584252619876,30.066765923583606,3.7537602253064186,7.5195680033094084E-2,33.895721828923122,12.851117693144605,2.1450058430322394,3.2470861832472442E-2,15.028594398009316]
["Downstate",2022,10,11,0.26243873568583465,5.1767503608698085E-6,1.5755327185255938E-6,0.24831204658975106,4.8980935433655868E-6,1.4907241218938742E-6,0.3225340550924537,1.7832779612683258E-3,2.273268636729785E-6,0.30517252381056026,1.6872867453950236E-3,2.1509019473040183E-6,39.994222831464256,4.9931782915513123,0.10002382001611054,45.087424943031678,17.094304919900047,2.8532447380293213,4.3192104097865912E-2,19.990741762027234,37.841392952509473,4.7244028871060664,9.4639685681376803E-2,42.660435525296919,16.174143761959694,2.6996587926320377,4.0867136998776352E-2,18.914669691590511]
["Downstate",2022,10,21,0.32090654707757593,6.3300605341202795E-6,1.9265401625583458E-6,0.30363262214566539,5.9893227352918549E-6,1.8228373542192603E-6,0.39439029327801567,2.180568243992825E-3,2.7797222345484702E-6,0.37316084694231433,2.0631914796398858E-3,2.6300938968020753E-6,48.904396366473947,6.1055910831799096,0.12230777832013269,55.132295227973991,20.90268554373483,3.4889091903885201,5.281472245642093E-2,24.44440945657977,46.271945020846978,5.7769361429916799,0.11572413145929131,52.164605295297946,19.777524887942658,3.3011063674238175,4.9971784039239429E-2,23.128603039405714]
["Downstate",2022,11,2,0.21580263334504643,4.2568272443705555E-6,1.2955561178519081E-6,0.20418629668112101,4.0276885280152511E-6,1.2258182476568156E-6,0.26521884526882633,1.4663844459629526E-3,1.8693023986148958E-6,0.25094250698460241,1.387451139454993E-3,1.7686806144762624E-6,32.887136813334465,4.1058764486962671,8.224930553905542E-2,37.075262567569787,14.056598799247796,2.3462151135407243,3.551674557368302E-2,16.438330658362204,31.1168708660907,3.8848631904739803,7.7821947036955538E-2,35.079556003601631,13.299952870183928,2.2199218231279887,3.3604931675048987E-2,15.553479624986965]
["Downstate",2022,11,8,0.28784554434318027,5.6779138249512397E-6,1.7280607293329862E-6,0.2723512443039634,5.3722801192033944E-6,1.6350417754097287E-6,0.35375871787630986,1.9559178797864643E-3,2.4933447666090225E-6,0.33471640916602019,1.8506337123673259E-3,2.3591317045197511E-6,43.86608101666242,5.4765700634021002,0.10970716973079699,49.452358249795317,18.749212047444423,3.1294686076583429,4.737355056557143E-2,21.926054205668336,41.504834736586503,5.1817743946285129,0.10380179499886905,46.79041092621388,17.739969685799071,2.9610139397877213,4.482350238587527E-2,20.745807127972668]
["Downstate",2022,11,14,0.29390419704195681,5.7974241268996619E-6,1.7644334299259841E-6,0.27808376868638035,5.4853573583076734E-6,1.6694565873110312E-6,0.36120472929770503,1.9970865807576533E-3,2.5458253774646339E-6,0.34176161280238682,1.8895863630379E-3,2.4087873616916303E-6,44.789386432915421,5.5918424261214295,0.1120163166084439,50.493245175645299,19.143850652778365,3.1953385292122451,4.8370682171828043E-2,22.387559864162441,42.378439987495966,5.29084181650612,0.10598664391443173,47.775268447916517,18.1133654785265,3.0233381808606401,4.5766959872140973E-2,21.182470619259281]
["Downstate",2022,11,19,0.35870070121139291,7.0755712931921405E-6,2.153434741406304E-6,0.33939237284546703,6.6947037525263646E-6,2.0375185333775893E-6,0.44083885491931907,2.4373804937374492E-3,3.1070986983148095E-6,0.41710915119001218,2.3061799057072343E-3,2.9398481695876642E-6,54.664018009995566,6.8246653824648575,0.13671234272585162,61.625395735186274,23.364459310723909,3.8998087899799185,5.9034875267981381E-2,27.32330297597181,51.721534747561513,6.4573037359802559,0.12935331946185721,58.308191803003623,22.106785013070645,3.689887849131575,5.5857115222165618E-2,25.852529977424386]
["Downstate",2022,12,2,0.2461894290310159,4.8562237287421659E-6,1.4779811348345723E-6,0.23293741608569055,4.5948203859098474E-6,1.3984235957116927E-6,0.30256385231684885,1.6728635044706164E-3,2.1325156374041683E-6,0.28627728752212223,1.5828157355462489E-3,2.0177254738125851E-6,37.517917687289255,4.6840178125177259,9.38306880457834E-2,42.295766187852763,16.03588417279299,2.6765816071529862,4.0517797110679196E-2,18.752983577056657,35.498383652743158,4.431884059529497,8.877992084775374E-2,40.019047633120408,15.172696238672478,2.5325051768739981,3.8336784002439117E-2,17.743538199548915]
["Downstate",2022,12,8,0.30296633215405933,5.9761797937764695E-6,1.8188373285406649E-6,0.28665810246480844,5.6544908719473355E-6,1.720932004505711E-6,0.3723419845426818,2.0586640220039555E-3,2.6243224311801018E-6,0.35229936606524054,1.9478491816712496E-3,2.4830590350725257E-6,46.170406083292541,5.764259261611075,0.11547018697192447,52.05013553187554,19.734125180762135,3.2938624352063286,4.9862126192421932E-2,23.077849742160886,43.685121392089826,5.4539777086794992,0.10925459754319113,49.248353698312521,18.671866401457748,3.1165586906739993,4.7178121666377984E-2,21.835603213798123]
["Downstate",2022,12,14,0.3272194708661641,6.4545864750615549E-6,1.9644393619752561E-6,0.30960573058109847,6.1071456289582021E-6,1.8586964957698879E-6,0.40214880081579168,2.2234647235614218E-3,2.8344053651357262E-6,0.38050172549117844,2.1037789051406887E-3,2.6818335153251235E-6,49.866451301158172,6.2257012259719806,0.12471383606597196,56.216866363196125,21.31388644323696,3.557543557698275,5.3853701937578796E-2,24.925283702872814,47.182213960906125,5.8905809343939284,0.11800067467430543,53.190795569974362,20.166591451032456,3.3660462482251017,5.0954836791177342E-2,23.583592536048734]
["Downstate",2023,1,1,0.2662166824483207,5.2512724668193611E-6,1.5982133594667622E-6,0.24357288366258967,4.8046109127268969E-6,1.462272886482099E-6,0.32717710630226721,1.8089492067221654E-3,2.3059935615163279E-6,0.29934814947554972,1.6550840113710959E-3,2.1098508790670284E-6,41.224315394085671,5.2459526994942802,0.10376971026823475,46.574037803848185,17.667563740322429,2.8943187307554648,4.6119871230326556E-2,20.608002342308222,37.717866833919267,4.7997436329761785,9.4943289558016272E-2,42.612553756453465,16.164800071679686,2.6481344181937536,4.2197017581340569E-2,18.855131507454779]
["Downstate",2023,1,9,0.34140790398520415,6.734461227838503E-6,2.0496186345595448E-6,0.31236850716528519,6.161642937222606E-6,1.8752826330677498E-6,0.41958621476054675,2.3198754916593247E-3,2.9573068870073422E-6,0.38389714474086933,2.122552043113683E-3,2.7057649419977529E-6,52.867863059828892,6.7276389258120419,0.13307880991533039,59.728580795556269,22.657655597069525,3.7118007866549196,5.9146137740146848E-2,26.42860252146459,48.371040237349533,6.1554009250296806,0.12175942238989888,54.648200584769114,20.730445816006945,3.3960832689818927,5.4115298839955056E-2,24.180644383828795]
["Downstate",2023,1,10,0.28669411071454259,5.6552011547465514E-6,1.7211481775315592E-6,0.26230854743439608,5.1741823250352566E-6,1.5747511424020346E-6,0.35234361977181777,1.948093858654649E-3,2.4833709418669638E-6,0.32237405529458796,1.7823933287501887E-3,2.272140934037221E-6,44.395296091249037,5.6494721900984821,0.11175169238401338,50.156519973731527,19.026555467678161,3.1169501738474383,4.9667418837339279E-2,22.193173060362938,40.619130967118082,5.1689406533755475,0.10224634203167494,45.890317962525309,17.408198985907749,2.8518293260003018,4.5442818680744422E-2,20.305471130588796]
["Downstate",2023,1,22,0.34704354345428495,6.8456273580176273E-6,2.0834518046140605E-6,0.31752479167812064,6.2633535236679025E-6,1.9062380289424052E-6,0.42651234800170695,2.3581698068510289E-3,3.0061233180860014E-6,0.39023415649635235,2.1575891290443825E-3,2.7504291560454698E-6,53.740555848215074,6.8386924398679838,0.13527554931387006,60.714523837396925,23.031666792092174,3.7730716909616464,6.0122466361720028E-2,26.86486094941554,49.169503718540398,6.2570084742287095,0.12376931202204615,55.550281504791158,21.072644450803026,3.4521426064710119,5.5008583120909393E-2,24.579795640394945]
["Downstate",2023,2,5,0.21562621914844526,4.2533473759984909E-6,1.2944970274778017E-6,0.19728553262789569,3.8915671101557461E-6,1.1843899900474012E-6,0.26500203433938424,1.465185706958089E-3,1.867774282503685E-6,0.24246155081970369,1.3405602701636514E-3,1.7089055570683928E-6,33.390256326762412,4.249038550178458,8.4049842712665829E-2,37.723344719653532,14.310109854326749,2.3442971311329424,3.7355485650073697E-2,16.691762471109765,30.550155403282666,3.887624783474589,7.6900750068077672E-2,34.514680936825329,13.092923744263999,2.1448964322618425,3.4178111141367859E-2,15.271998287667207]
["Downstate",2023,2,9,0.24675407230562565,4.8673616321006774E-6,1.4813709315089019E-6,0.2257657198422785,4.4533546795646695E-6,1.3553688155196823E-6,0.30325779212175091,1.6767002700492899E-3,2.137406629748558E-6,0.27746335894852925,1.5340838750517775E-3,1.9556035766783982E-6,38.210481807340614,4.8624307831429405,9.6183298338685108E-2,43.169095888822241,16.375920774574549,2.682720432078864,4.2748132594971164E-2,19.101389339248385,34.960383227514683,4.4488432376501548,8.8002160950527916E-2,39.497228626115366,14.98302138322058,2.4545342000828438,3.9112071533567966E-2,17.476667654836994]
["Downstate",2023,2,13,0.27464550865777632,5.4175357625461873E-6,1.6488152320792746E-6,0.25128477266536264,4.9567322223870844E-6,1.5085706763786779E-6,0.33753603250994291,1.8662232976805846E-3,2.3790048348572388E-6,0.30882596846437793,1.707486495564038E-3,2.1766519759178062E-6,42.529540096252809,5.4120475632736955,0.10705521756857575,48.048642877095084,18.226945755536917,2.9859572762889353,4.7580096697144775E-2,21.260483128522999,38.912072026511616,4.9517108371357104,9.7949338916301282E-2,43.961732202563631,16.676602297076407,2.7319783929024606,4.3533039518356124E-2,19.452113729497224]
["Downstate",2023,2,20,0.36979445870584421,7.2944018441118493E-6,2.220035343860128E-6,0.33834056468987106,6.6739562503147798E-6,2.0312040761827593E-6,0.45447294967879481,2.5127628613433994E-3,3.2031938532838985E-6,0.41581649159569917,2.2990328422280003E-3,2.9307373099208378E-6,57.263591659528146,7.287012297895858,0.14414372339777543,64.694747680821777,24.54153928265492,4.0204205781494391,6.4063877065677968E-2,28.626023737870035,52.392877941058096,6.6671952424612009,0.1318831789464377,59.191956362465731,22.454090546167755,3.6784525475648007,5.8614746198416758E-2,26.191157839930973]
["Downstate",2023,3,1,0.21658955729361673,4.2723497579358356E-6,1.3002803611109066E-6,0.19816693137347255,3.9089531917580347E-6,1.1896814061872279E-6,0.26618596535313271,1.4717316144402448E-3,1.8761188067457362E-6,0.24354477929518537,1.3465493973173438E-3,1.7165403146415715E-6,33.539431634494719,4.2680216818767098,8.4425346303558135E-2,37.891878662674991,14.374042129069167,2.3547705831043917,3.7522376134914721E-2,16.766335088308473,30.686642191193357,3.9049932522202968,7.7244314158870717E-2,34.668879757572519,13.15141808194001,2.1544790357077499,3.4330806292831431E-2,15.340227923940592]
["Downstate",2023,3,13,0.26135381123985413,5.1553496213693351E-6,1.5690194499819715E-6,0.23912363746121412,4.7168470511217186E-6,1.4355621459935668E-6,0.32120069597488077,1.7759058717438801E-3,2.2638709206882727E-6,0.29388007931554017,1.6248512689581471E-3,2.071311096362146E-6,40.471287692834977,5.150127028057252,0.10187419143097227,45.723288912323206,17.34483758264356,2.8414493947902084,4.5277418413765452E-2,20.231564395847531,37.028889993758064,4.7120686799786267,9.3208999336296575E-2,41.83416767307299,15.869524283039169,2.5997620303330353,4.1426221927242921E-2,18.510712535299447]
["Downstate",2023,3,20,0.37517600012365743,7.4005557485798626E-6,2.2523430539156107E-6,0.34326436416641543,6.7710809398177991E-6,2.0607637642923738E-6,0.46108679946586711,2.5493305737390548E-3,3.2498092635068091E-6,0.42186778203299596,2.332490186355497E-3,2.9733877170504247E-6,58.096936732699255,7.3930586638432585,0.14624141685780639,65.636236813400316,24.898687171156823,4.0789289179824877,6.4996185270136175E-2,29.042612274409446,53.155340536157489,6.7642215404309409,0.13380244726726911,60.053364523855699,22.780860229781783,3.7319842981687952,5.9467754341008497E-2,26.572312282291584]
["Downstate",2023,4,2,0.11813585081212744,2.3302955134467672E-6,7.092203736577119E-7,0.1080874781460371,2.1320857610281759E-6,6.488956663998797E-7,0.1451875422073573,8.0273614578429302E-4,1.0233036819918412E-6,0.1328382128501468,7.3445719498374952E-4,9.3626374723411189E-7,18.293630318127018,2.3279348227744499,4.6048665689632853E-2,20.667613806591099,7.8401272791972945,1.2843778332548688,2.0466073639836824E-2,9.1449711860919987,16.737614819118498,2.1299258654528734,4.2131868625535036E-2,18.909672553196906,7.1732634939079274,1.1751315119739991,1.8725274944682239E-2,8.3671202808266081]
["Downstate",2023,4,8,0.24836428166303434,4.8991239093051365E-6,1.4910377115276504E-6,0.22723896837380378,4.4824153281282045E-6,1.364213360734671E-6,0.30523672008844616,1.6876416840619392E-3,2.1513544123470379E-6,0.27927396370468338,1.5440946367286856E-3,1.9683649919171679E-6,38.459826731144219,4.894160883779624,9.6810948555616713E-2,43.450798563479459,16.482782884776093,2.7002266944991025,4.3027088246940758E-2,19.226036667522134,35.188519426790108,4.4778744465131881,8.8576424636272563E-2,39.754970297939572,15.080794040052902,2.470551418765897,3.9367299838343361E-2,17.590712758657144]
["Downstate",2023,4,13,0.24806206012878579,4.8931624210652427E-6,1.4892233455415956E-6,0.22696245313093902,4.4769609108161209E-6,1.3625533206831674E-6,0.30486529345158664,1.6855880809608661E-3,2.1487365414243018E-6,0.27893412979128268,1.5422157085389621E-3,1.9659697912714267E-6,38.413026974899914,4.8882054347865118,9.6693144364093583E-2,43.397925554050524,16.462725846385677,2.6969409295373858,4.2974730828486039E-2,19.202641506751551,35.145700353701621,4.4724255547629896,8.8468640607214197E-2,39.706594549071831,15.062443008729264,2.4675451336623393,3.9319395825428538E-2,17.569307538217032]
["Downstate",2023,4,16,0.29861611289116818,5.8903692937365933E-6,1.7927210893980936E-6,0.27321649062746051,5.389347585275807E-6,1.6402362216056804E-6,0.36699561730106689,2.0291041701858709E-3,2.5866404289886777E-6,0.33577978650870571,1.8565130833974009E-3,2.3666265483167671E-6,46.241447779934425,5.884402093539026,0.11639881930449049,52.242248692777942,19.817763334257613,3.2465666722973934,5.1732808579773554E-2,23.116062815134782,42.30825310009692,5.3838879418524623,0.10649819467425452,47.798639236623636,18.132108471470108,2.9704209334358413,4.7332530966335343E-2,21.149861935872288]
["Downstate",2023,4,24,0.17830272095738608,3.5171205677700511E-6,1.0704279988865374E-6,0.1631366881634376,3.2179621164314444E-6,9.7937977456609181E-7,0.21913190320062972,1.211571576454005E-3,1.5444746841077179E-6,0.20049303099331567,1.1085179934124494E-3,1.4131051033025039E-6,27.610619803279345,3.5135575717166145,6.950136078484731E-2,31.193678735780807,11.833122772834004,1.938514522326408,3.0889493682154358E-2,13.802526788842567,25.262121905157773,3.2147021808961029,6.3589729648612675E-2,28.54041381570249,10.826623673639046,1.773628789459919,2.8262102066050079E-2,12.628514565165014]
["Downstate",2023,5,11,0.24399430226734528,4.8129236296303096E-6,1.4648028438005291E-6,0.22324068970409378,4.4035470524821238E-6,1.3402099724945595E-6,0.29986606788087972,1.6579475616330846E-3,2.1135012460550489E-6,0.27436012722638625,1.5169262302963421E-3,1.9337315317421499E-6,37.783124552990841,4.8080479287359452,9.5107556072477201E-2,42.686280037799264,16.192767665567505,2.6527160986129354,4.2270024921100977E-2,18.887753789101541,34.569376030524666,4.3990860678593924,8.7017918928396748E-2,39.055480017312455,14.815446870224857,2.4270819684741474,3.8674630634842999E-2,17.28120346933385]
["Downstate",2023,5,17,0.28280886696667251,5.5785625559463696E-6,1.6978233865923735E-6,0.25875377387664028,5.1040624349594561E-6,1.5534103062920084E-6,0.34756870185526734,1.9216935274244823E-3,2.44971660065471E-6,0.31800528127377831,1.7582385509645119E-3,2.2413491562213264E-6,43.793656433763687,5.5729112295309982,0.11023724702946194,49.476804910324148,18.768709900184437,3.0747096438791717,4.8994332013094201E-2,21.892413876076702,40.068665440496069,5.0988917977970845,0.10086071202995969,45.268417950323119,17.172285188784027,2.8131816815432189,4.4826983124426525E-2,20.030293853451674]
["Downstate",2023,5,23,0.24003111579985831,4.7347475672356268E-6,1.441010129158669E-6,0.21961460306106101,4.3320204720449426E-6,1.3184410132310695E-6,0.29499535929776755,1.6310176076177335E-3,2.0791717577860795E-6,0.26990371028001753,1.4922868782613948E-3,1.9023220333762571E-6,37.169415271518709,4.7299510620914269,9.3562729100373582E-2,41.992929062710509,15.929749402079448,2.6096281721883736,4.158343515572159E-2,18.580961009423543,34.007867495282206,4.3276319469580447,8.5604491501931571E-2,38.421103933742181,14.574800355120946,2.3876590052182318,3.804644066752514E-2,17.000505801006703]
["Downstate",2023,6,7,0.26151570985576011,5.1585431618203108E-6,1.5699913970757468E-6,0.23927176534100941,4.7197689561262576E-6,1.4364514214297305E-6,0.32139966742993503,1.7770059770044488E-3,2.2652733014950058E-6,0.2940621267012577,1.6258578017125365E-3,2.0725941937771822E-6,40.496358096171811,5.1533173333129012,0.10193729856727526,45.751612728051981,17.355582041216493,2.8432095632071182,4.5305466029900113E-2,20.244097070453513,37.051827964358473,4.7149876249663558,9.3266738719973194E-2,41.860082328044804,15.879354841867915,2.6013724827400586,4.1451883875543646E-2,18.522179208483514]
["Downstate",2023,6,8,0.25970205977568811,5.1227679029509657E-6,1.5591032748111635E-6,0.23761238030211809,4.6870366611910086E-6,1.4264894186233504E-6,0.31917071325777102,1.7646821780469785E-3,2.2495632965132497E-6,0.29202276241246589,1.6145822376789722E-3,2.058220446870834E-6,40.215509870479146,5.1175783163362372,0.10123034834309624,45.434318535158475,17.235218515919634,2.8234914848751655,4.4991265930264993E-2,20.103701266725064,36.794868063970704,4.6822884892690197,9.2619920109187528E-2,41.569776473348909,15.769229170273158,2.5833315802863557,4.1164408937416679E-2,18.393725159496931]
["Downstate",2023,6,19,0.34769598027079762,6.8584970379316844E-6,2.0873686637183391E-6,0.31812173367042601,6.2751285372382483E-6,1.9098217287246845E-6,0.42731418501548279,2.3626031318057716E-3,3.0117747862221745E-6,0.39096779103749607,2.1616453652408105E-3,2.755599922874187E-6,53.841587311950832,6.8515490822367378,0.13552986537999787,60.828666259567569,23.07496599083607,3.7801650108892346,6.0235495724443491E-2,26.91536649744975,49.261941670724504,6.2687715591983508,0.12400199652933841,55.65471522645219,21.112260716024789,3.4586325843852967,5.5111998457483741E-2,24.626005298867568]
["Downstate",2023,7,1,0.26547164281775226,5.2365761447755584E-6,1.5937405658012571E-6,0.24289121544558867,4.7911646271428289E-6,1.4581805386956438E-6,0.3262614615418859,1.8038866432633371E-3,2.2995399592275278E-6,0.29851038742155106,1.6504520582979409E-3,2.1039462058322858E-6,41.108944154277623,5.2312712654636773,0.10347929816523875,46.443694717906538,17.618118923261839,2.8862186292213394,4.5990799184550554E-2,20.55032835166773,37.612308815115433,4.7863109690640284,9.4677579262452863E-2,42.493297363441911,16.119560920763757,2.6407232932767055,4.2078924116645718E-2,18.802363138157105]
["Downstate",2023,7,7,0.29650523774887916,5.8487311048235165E-6,1.7800485971202006E-6,0.27128516182894008,5.3512510480837235E-6,1.628641623329829E-6,0.3644013770961782,2.0147607192833356E-3,2.5683558329877176E-6,0.33340620660452069,1.8433896545203192E-3,2.3498971993758957E-6,45.914573514118452,5.8428060859216728,0.11557601248444729,51.872955612524571,19.677674363193624,3.2236171508533369,5.1367116659754353E-2,22.952658630706715,42.009182032169605,5.3458299981089255,0.1057453739719153,47.460757404250444,18.003935156644118,2.9494234472325109,4.6997943987517915E-2,21.000356547864147]
["Downstate",2023,7,14,0.36622821281447554,7.2240556558601516E-6,2.1986256343922203E-6,0.33507765574058251,6.6095935523442517E-6,2.0116154289743373E-6,0.45009007629772163,2.4885301287556516E-3,3.1723027010516314E-6,0.41180641567431792,2.2768612919662396E-3,2.9024736903772581E-6,56.711349613512922,7.21673737339139,0.14275362154732341,64.070840608451633,24.304864120076967,3.9816482060090426,6.3446054021032622E-2,28.349958380107044,51.88760837496406,6.6028977467020953,0.13061131606697662,58.621117437733133,22.237546446413166,3.6429780671459833,5.804947380754516E-2,25.938573987366695]
["Downstate",2023,7,19,0.38437470372840393,7.5820053051057373E-6,2.3075668319887028E-6,0.35168064650589848,6.9370968007166927E-6,2.1112903306529068E-6,0.47239189574854445,2.6118360014066419E-3,3.3294892861551277E-6,0.4322112919750879,2.3896790413947115E-3,3.0462903342277649E-6,59.521378864316603,7.5743244040792614,0.14982701787698074,67.245530286272853,25.5091623704214,4.1789376022506275,6.6589785723102549E-2,29.754689758395131,54.458622788861078,6.930069220044663,0.13708306504024942,61.525775073945994,23.339409766654747,3.8234864662315382,6.09258066845553E-2,27.223822039570841]
["Downstate",2023,8,1,0.27456615112449195,5.4159703909633914E-6,1.6483388146410321E-6,0.25121216510732142,4.9552999978288096E-6,1.5081347819478988E-6,0.33743850305437129,1.8656840612001283E-3,2.3783174325534889E-6,0.30873673464733409,1.7069931253390288E-3,2.1760230425248249E-6,42.51725138485078,5.4104837774803718,0.107024284464907,48.034759446796059,18.221679164936049,2.9850944979202052,4.7566348651069776E-2,21.254340011507324,38.900828565564098,4.9502800634831834,9.7921036913617129E-2,43.9490296659609,16.671783670956042,2.7311890005424462,4.3520460850496497E-2,19.446493132348987]
["Downstate",2023,8,10,0.30994607899198628,6.1138591910940688E-6,1.8607397538112383E-6,0.28358275501628738,5.5938279291377433E-6,1.7024693697375742E-6,0.38092000960164352,2.1060915813494916E-3,2.6847816447847862E-6,0.34851980097627772,1.9269521166329715E-3,2.4564200906213568E-6,47.995921209807086,6.1076655859135256,0.12081517401531539,54.224401969735922,20.569680518488749,3.3697465301591865,5.3695632895695726E-2,23.993122681543632,43.913494923010994,5.5881611382356171,0.11053890407796106,49.612194965324576,18.820069252718998,3.0831233866127543,4.9128401812427135E-2,21.952321041144181]
["Downstate",2023,8,12,0.31610294840769149,6.2353068725359378E-6,1.8977020916413724E-6,0.28921593481601099,5.7049455409676257E-6,1.7362877733379734E-6,0.38848672818886953,2.1479276674392276E-3,2.7381130179396943E-6,0.35544291131333083,1.9652297183081089E-3,2.5052152158162183E-6,48.949327751797561,6.2289902355737601,0.12321508580728624,55.301533073178611,20.978283322198955,3.436684267902764,5.4762260358793884E-2,24.46972985046051,44.785806825479682,5.6991661830935163,0.11273468471172983,50.597707693284931,19.193917210919864,3.1443675492929741,5.0104304316324365E-2,22.388389064529161]
["Downstate",2023,8,22,0.32916023545697426,6.4928691385166441E-6,1.9760906073746312E-6,0.30116259807600931,5.9406001335747973E-6,1.8080087363053732E-6,0.40453397719540657,2.236652268889886E-3,2.8512164477833957E-6,0.37012521701794282,2.0464076025353533E-3,2.6086983195263239E-6,50.971281126621228,6.4862915797806693,0.12830474015025281,57.585877446552153,21.844834768551955,3.5786436302238176,5.7024328955667912E-2,25.480502727731437,46.635777344260795,5.9345820473525244,0.11739142437868458,52.687750815992004,19.986761718968911,3.2742521640565654,5.2173966390526474E-2,23.313187849416003]
["Downstate",2023,9,5,0.22144998035799224,4.3682243123789202E-6,1.3294595733327149E-6,0.2026139376644473,3.9966728698818934E-6,1.216378699529272E-6,0.27215936694082576,1.5047583142164429E-3,1.9182202415229168E-6,0.24901009663220666,1.3767669194814887E-3,1.7550606950350921E-6,34.292080234544045,4.3637991112276842,8.631991086853126E-2,38.742199256640262,14.696605814804592,2.4076133027463085,3.8364404830458339E-2,17.142583522381358,31.37527217565804,3.9926240664963175,7.8977731276579144E-2,35.446873973430939,13.44654521813916,2.2028270711703821,3.5101213900701846E-2,15.684473503210246]
["Downstate",2023,9,10,0.26421998135929731,5.2118864247545775E-6,1.5862263031861759E-6,0.24174601752635466,4.7685749597822958E-6,1.4513054225424379E-6,0.32472318463797001,1.7953815714491532E-3,2.2886979517400536E-6,0.29710295292904476,1.6426704089719621E-3,2.0940263953826602E-6,40.915121264384219,5.2066065572025444,0.10299140782830241,46.224719229415065,17.535051970450379,2.8726105143186449,4.5773959034801075E-2,20.453436443803824,37.43497206905964,4.7637441860186902,9.4231187792219714E-2,42.292947442870549,16.043559458168417,2.6282726543551393,4.1880527907653203E-2,18.713712640431211]
["Downstate",2023,9,18,0.34913996842658601,6.8869805092722794E-6,2.0960375463002592E-6,0.3194428994059666,6.3011892678706957E-6,1.9177532554389075E-6,0.42908882912118157,2.3724150684767075E-3,3.0242827453760877E-6,0.39259148786342207,2.1706227204060661E-3,2.7670439828475662E-6,54.065192469268879,6.8800036985824518,0.13609272354192395,61.08128889139325,23.170796772543806,3.7958641095627321,6.0485654907521752E-2,27.027146537014058,49.466527470791178,6.2948058891775913,0.12451697922814048,55.885850339196907,21.199940344624792,3.4729963526497056,5.5340879656951322E-2,24.72827757693145]
["Downstate",2023,9,22,0.29969239170239342,5.9115994932719112E-6,1.7991824544740599E-6,0.27420122355728344,5.4087719912671681E-6,1.6461479973421818E-6,0.36831835103733257,2.0364175123997112E-3,2.5959632557411433E-6,0.33699001145590662,1.8632043689917296E-3,2.3751563961651477E-6,46.408112230703907,5.9056107859591629,0.11681834650835145,52.430541363171422,19.889190956015959,3.2582680198395377,5.1919265114822866E-2,23.199378240970319,42.460741443444235,5.4032926700760155,0.10688203782743165,47.97091615134768,18.197460618618958,2.9811269903867674,4.7503127923302954E-2,21.226090736929027]
["Downstate",2023,10,6,0.2828186298455137,5.5787551341739407E-6,1.6978819973572862E-6,0.25876270634672566,5.1042386329113979E-6,1.5534639317556429E-6,0.34758070031614163,1.921759866437397E-3,2.4498011676155129E-6,0.31801625917226228,1.7582992473285655E-3,2.2414265301045702E-6,43.795168239833849,5.5731036126684508,0.11024105254269809,49.478512905045001,18.769357817071647,3.0748157862998351,4.8996023352310257E-2,21.89316962672379,40.070048655705051,5.0990678172528394,0.10086419385470566,45.269980666812593,17.172877995302162,2.8132787957257048,4.4828530602091403E-2,20.030985321629959]
["Downstate",2023,10,13,0.27653368453570365,5.4547810843234847E-6,1.6601507647941041E-6,0.25301234450353322,4.9908095399496253E-6,1.5189420338977123E-6,0.33985657799285018,1.8790535013519553E-3,2.3953603892029213E-6,0.31094913351077452,1.7192253906530819E-3,2.19161636319527E-6,42.821928827099121,5.4492551539206699,0.10779121751413145,48.378975198533922,18.352255211613908,3.0064856021631283,4.790720778405843E-2,21.406648021561093,39.179590822357589,4.985753632893938,9.8622736343787154E-2,44.263967191595313,16.791253209581825,2.750760625044931,4.3832327263905402E-2,19.585846161890665]
["Downstate",2023,10,18,0.352571737488801,6.9546740671032776E-6,2.1166399334662151E-6,0.32258276982603329,6.3631249622630916E-6,1.9366032493844192E-6,0.43330643209386949,2.3957340275504034E-3,3.0540090468583958E-6,0.3964503509096961,2.1919582206961076E-3,2.7942418312546618E-6,54.596610443827558,6.9476286798961695,0.13743040710862781,61.681669530832352,23.398547333068951,3.8331744440806457,6.1080180937167917E-2,27.292801958086763,49.95274421462171,6.356678840018712,0.12574088240645978,56.43516393704688,21.40831894912359,3.5071331531137719,5.5884836625093234E-2,24.971336938862454]
["Downstate",2023,11,2,0.21580263334504643,4.2568272443705555E-6,1.2955561178519081E-6,0.19744694142538347,3.8947509886653681E-6,1.1853589965503294E-6,0.26521884526882633,1.4663844459629526E-3,1.8693023986148958E-6,0.24265992029380318,1.3416570470954658E-3,1.710303695022618E-6,33.417574503872117,4.2525148932925623,8.4118607937670314E-2,37.754208005102349,14.321817644516623,2.3462151135407243,3.7386047972297914E-2,16.705418806029645,30.5751499570192,3.8908054365768505,7.6963666276017806E-2,34.542919059872062,13.103635695865371,2.1466512753527454,3.4206073900452362E-2,15.28449304511857]
["Downstate",2023,11,6,0.26290148725502688,5.1858783935382654E-6,1.5783108154246896E-6,0.24053967159748293,4.7447791138440029E-6,1.4440632085612182E-6,0.32310277121479719,1.7864223700871165E-3,2.2772770336841945E-6,0.29562036826688937,1.6344732573472188E-3,2.0835769152097576E-6,40.710949173064449,5.1806248732526381,0.10247746651578875,45.994051512832876,17.447549645599047,2.8582757921393864,4.5545540673683889E-2,20.351370978412117,37.248166401628062,4.7399724463069344,9.3760961184439093E-2,42.081899809119435,15.963499886412025,2.6151572117555499,4.1671538304195149E-2,18.620328636471772]
["Downstate",2023,11,13,0.29795487193901238,5.8773259473390087E-6,1.7887513752770897E-6,0.27261149335970419,5.3774136769066857E-6,1.6366041625368175E-6,0.36618296011029566,2.0246110209029117E-3,2.580912698614086E-6,0.33503625213075139,1.8524021113970294E-3,2.3613860059459794E-6,46.13905297389725,5.8713719606184442,0.11614107143763387,52.126566005953329,19.773879845955967,3.2393776334446587,5.1618253972281723E-2,23.064875733372908,42.214567768474673,5.3719661230513855,0.10626237026756907,47.692796261793632,18.091957615060576,2.9638433782352469,4.722772011891959E-2,21.103028713414741]
["Downstate",2023,11,21,0.32423645000669565,6.3957447256895364E-6,1.9465310034707286E-6,0.29665761886272102,5.8517369072406374E-6,1.7809634065514983E-6,0.39848270399622199,2.2031950200712262E-3,2.8085661621506223E-6,0.364588651655471,2.0157961528725031E-3,2.5696757723100186E-6,50.208820703523969,6.3892655582065556,0.12638547729677801,56.724471739027301,21.518066015795988,3.5251120321139617,5.6171323243012446E-2,25.099349371152964,45.938170108589347,5.8458088433302589,0.11563540975395084,51.899614361673557,19.687787189395433,3.2252738445960052,5.1393515446200376E-2,22.96445454943764]
["Downstate",2023,12,6,0.26841202221569571,5.294576767548028E-6,1.6113929292537478E-6,0.24558149271308555,4.8442318459699547E-6,1.4743314313821601E-6,0.32987515251723148,1.8238665969253492E-3,2.3250097979232643E-6,0.30181670588151938,1.6687325615486936E-3,2.127249636708545E-6,41.564269217171166,5.2892131310835122,0.10462544090654689,46.958107789161225,17.813258235930501,2.9181865550805588,4.6500195958465287E-2,20.777944986969526,38.028904941071438,4.8393244284912118,9.5726233651884526E-2,42.963955603214536,16.298102117602046,2.6699720984779098,4.2544992734170901E-2,19.010619208814127]
["Downstate",2023,12,9,0.28705220956011457,5.6622648541017445E-6,1.7232979990744442E-6,0.26263618718878728,5.1806452018371413E-6,1.5767181049069562E-6,0.35278371895338262,1.9505271495238315E-3,2.4864728272359834E-6,0.32277672061880974,1.7846196493111163E-3,2.2749789799371792E-6,44.45074858812621,5.6565287336191119,0.11189127722561926,50.219168598970938,19.050320823482661,3.1208434392381306,4.972945654471967E-2,22.220893719265511,40.66986679797003,5.1753969830022371,0.10237405409717307,45.947637835069443,17.429942913415726,2.8553914388977861,4.5499579598743581E-2,20.330833931912256]
["Downstate",2023,12,17,0.36227398302500713,7.146056268932387E-6,2.1748866905446396E-6,0.33145976394046101,6.5382286197518028E-6,1.9898956668809837E-6,0.44523037536435267,2.4616610355978827E-3,3.1380507963572653E-6,0.40736007009149278,2.252277624099719E-3,2.8711351764997046E-6,56.099027295908435,7.1388170032338598,0.14121228583607692,63.379056584978372,24.042440269675044,3.9386576569566123,6.2761015927145308E-2,28.043858942558799,51.327368831528091,6.5316051098891847,0.12920108294248669,57.988175024359762,21.997443784940611,3.6036441985595502,5.7422703529994089E-2,25.658510687030155]
["Downstate",2023,12,21,0.3422701146293422,6.7514688134432844E-6,2.0547948562653477E-6,0.31315738009009914,6.1772038954307715E-6,1.8800185768702349E-6,0.42064586128974901,2.32573423517005E-3,2.9647754354685726E-6,0.38486666009357806,2.1279124549346959E-3,2.7125982323413386E-6,53.001378522508375,6.744629281993145,0.13341489459608577,59.879422699097603,22.714876509646448,3.7211747762720799,5.9295508709371454E-2,26.495346794627899,48.493199171790835,6.1709461193106181,0.12206692045536024,54.786212211556816,20.782799645053217,3.4046599278955134,5.4251964646826772E-2,24.241711537595556]
["Downstate",2024,1,6,0.28802131791920715,5.6813810567253552E-6,1.7291159737859777E-6,0.23608750586444302,4.6569576628492187E-6,1.4173349408671537E-6,0.35397474149075803,1.9571122657580432E-3,2.4948673336054816E-6,0.29014871003751874,1.6042206766414941E-3,2.0450118432511785E-6,45.308766910817027,5.6756255706983252,0.11226903001224667,51.0966615115276,19.468610781991693,3.3270908517886735,4.9897346672109634E-2,22.845598980452479,37.139034884802399,4.6522399622603325,9.2025532946303029E-2,41.883300380009032,15.958179052063532,2.7271751502905399,4.0900236865023573E-2,18.726254439219094]
["Downstate",2024,1,9,0.34140790398520415,6.734461227838503E-6,2.0496186345595448E-6,0.27984782903077954,5.5201544319965085E-6,1.6800470010424157E-6,0.41958621476054675,2.3198754916593247E-3,2.9573068870073422E-6,0.34392962178482595,1.9015731984655798E-3,2.424067815789771E-6,53.707035489349984,6.7276389258120419,0.13307880991533039,60.567753225077361,23.077241811830071,3.9437883358208521,5.9146137740146848E-2,27.080176285391069,44.022991588457721,5.5145622755501815,0.1090830517105397,49.646636915718446,18.916129198165429,3.2326744373914855,4.8481356315795421E-2,22.19728499187271]
["Downstate",2024,1,17,0.40470815203870319,7.9830939081390839E-6,2.4296372763901562E-6,0.33173425810316925,6.543643170131125E-6,1.9915435735181685E-6,0.49738145958101343,2.7500023058341727E-3,3.5056194987915105E-6,0.40769742012164795,2.2541428189977787E-3,2.8735128703619287E-6,63.664826826369719,7.9750066869191008,0.15775287744561797,71.797586390734438,27.355980276955737,4.6750039199180939,7.0112389975830205E-2,32.101096586849664,52.185269775570937,6.5370141750935584,0.12930807916628678,58.851592029830783,22.423358106690635,3.8320427922962237,5.7470257407238573E-2,26.312871156394099]
["Downstate",2024,1,24,0.31254429337389322,6.1651104181814268E-6,1.8763379533595647E-6,0.25618868501777159,5.0534646272802278E-6,1.5380109735200696E-6,0.38411318388060806,2.123746514923976E-3,2.7072876184188003E-6,0.31485281786489422,1.7408087061713587E-3,2.2191301189361E-6,49.166487536717831,6.1588648932795307,0.12182794282884601,55.447180372826203,21.126225113433442,3.6103690753707594,5.4145752368376009E-2,24.790739941172578,40.30116068670646,5.0483452478969406,9.9860855352124495E-2,45.449366789955526,17.316904982569181,2.9593748004913101,4.4382602378721998E-2,20.320662385439213]
["Downstate",2024,2,5,0.21562621914844526,4.2533473759984909E-6,1.2944970274778017E-6,0.17674614033957053,3.4864161473500186E-6,1.0610831752804405E-6,0.26500203433938424,1.465185706958089E-3,1.867774282503685E-6,0.2172188843109816,1.2009945711067044E-3,1.5309914386189212E-6,33.920260395441183,4.249038550178458,8.4049842712665829E-2,38.25334878833231,14.575111888666132,2.4908157018287511,3.7355485650073697E-2,17.103283076144958,27.804017191805645,3.4828842562094429,6.8894614737851453E-2,31.355796062752937,11.947038637103988,2.0416907708813974,3.0619828772378423E-2,14.019349236757764]
["Downstate",2024,2,14,0.29419175808504044,5.8030964287786703E-6,1.7661597826717693E-6,0.24114533921984069,4.7567262453313338E-6,1.4476992920573627E-6,0.36155813836694933,1.999040565444061E-3,2.5483162578549809E-6,0.2963647265026001,1.6385887844243547E-3,2.0888232642541941E-6,46.279441710969515,5.7972176397877773,0.11467423160347413,52.191333582360762,19.885697610182213,3.3983689612549037,5.0966325157099618E-2,23.335032896594214,37.934684992332812,4.7519074748306291,9.3997046891438729E-2,42.780589514054881,16.300059957643004,2.7856009335214029,4.1776465285083879E-2,19.127437356449494]
["Downstate",2024,2,24,0.27011404393348326,5.3281500947428086E-6,1.6216108983999853E-6,0.2214091352401315,4.3674186196595403E-6,1.3292143625050776E-6,0.3319669167724541,1.8354318782890118E-3,2.339752867691407E-6,0.27210916878139657,1.5044807705896757E-3,1.9178664373287547E-6,42.491765346874125,5.322752447038134,0.10528887904611331,47.919806672958373,18.258180422484976,3.1202341930913202,4.6795057353828141E-2,21.425209672930126,34.829973604018761,4.3629942347100599,8.6303989679793955E-2,39.279271828408611,14.966004282976812,2.5576173100024486,3.8357328746575096E-2,17.561978921725835]
["Downstate",2024,3,1,0.21658955729361673,4.2723497579358356E-6,1.3002803611109066E-6,0.17753577668191031,3.5019921643944569E-6,1.0658237022070087E-6,0.26618596535313271,1.4717316144402448E-3,1.8761188067457362E-6,0.21818933789466335,1.2063601703694471E-3,1.5378313417558266E-6,34.071803565200987,4.2680216818767098,8.4425346303558135E-2,38.424250593381259,14.6402280944223,2.5019437445484161,3.7522376134914721E-2,17.179694215105631,27.928235250516909,3.4984444940713968,6.9202410379012189E-2,31.495882154967319,12.000413584206484,2.0508122896280603,3.075662683511653E-2,14.081982500669662]
["Downstate",2024,3,8,0.26262080034870566,5.1803416878389619E-6,1.5766257310814233E-6,0.21526701631106973,4.24626189978954E-6,1.2923405781968165E-6,0.32275781037709705,1.7845150953368738E-3,2.274845697703196E-6,0.26456057836514829,1.4627449144361967E-3,1.8646628342554065E-6,41.312999728268423,5.1750937764769338,0.10236805639664383,46.590461561142,17.75167957074034,3.0336756620726852,4.5496913954063918E-2,20.830852146767089,33.863754030738981,4.2419602518649704,8.3909827541493287E-2,38.189624110145445,14.550831810083157,2.4866663545415344,3.7293256685108127E-2,17.074791421309797]
["Downstate",2024,3,18,0.36392012180828487,7.1785272740913817E-6,2.1847691703756379E-6,0.2983008150657197,5.8841498683632528E-6,1.7908282208062074E-6,0.44725346016404133,2.4728465909837401E-3,3.152309802970563E-6,0.36660812005932791,2.0269617133496544E-3,2.5839092900203847E-6,57.24844290099729,7.1712551138528466,0.14185394113367533,64.561551955983816,24.598940309022272,4.2038392046723585,6.3046196059411266E-2,28.865825709754041,46.925839367593973,5.8781889687139977,0.1162759180509173,52.920304254358889,20.163446603263036,3.4458349126944126,5.1678185800407693E-2,23.660959701757857]
["Downstate",2024,3,20,0.37517600012365743,7.4005557485798626E-6,2.2523430539156107E-6,0.30752711906636798,6.0661438580844448E-6,1.8462176959387443E-6,0.46108679946586711,2.5493305737390548E-3,3.2498092635068091E-6,0.37794713689717435,2.0896546864175242E-3,2.6638283898544735E-6,59.019110331630991,7.3930586638432585,0.14624141685780639,66.558410412332051,25.35977397062269,4.3338619753563927,6.4996185270136175E-2,29.758632131249218,48.377233522838317,6.05999859061082,0.11987227754345131,54.557104390992585,20.787092529344591,3.5524129669097912,5.3276567797089468E-2,24.39278206405147]
["Downstate",2024,4,5,0.17794306968068588,3.510026245845433E-6,1.0682688574312188E-6,0.14585772959541898,2.8771250263247307E-6,8.7564674714230946E-7,0.21868989609984807,1.2091277367753638E-3,1.5413593514364725E-6,0.17925739837927565,9.9110702537264536E-4,1.2634331637339034E-6,27.992306700780553,3.5064704366485548,6.9361170814641257E-2,31.56813830824375,12.027944285491644,2.0555171525181182,3.0827187028729448E-2,14.114288625038492,22.944946992547283,2.8742103735806714,5.6854492368025651E-2,25.876011858495978,9.8591569108601611,1.6848819431334972,2.5268663274678069E-2,11.569307517268337]
["Downstate",2024,4,15,0.26960264386160276,5.3180624432391616E-6,1.6185407435945277E-6,0.22098994693719126,4.3591498967027435E-6,1.326697794648661E-6,0.33133841222442262,1.8319569016427776E-3,2.3353230729006753E-6,0.27159399139021873,1.501632375285906E-3,1.9142353894216392E-6,42.411316764726095,5.3126750147640553,0.10508953828053039,47.82908131777068,18.223612672343243,3.1143267327927218,4.6706461458013507E-2,21.384645866593981,34.764030897947997,4.3547338883291271,8.6140592523973769E-2,39.204905378801101,14.937669526462029,2.5527750379860401,3.8284707788432785E-2,17.5287292722365]
["Downstate",2024,4,18,0.32685273177067581,6.4473523419601569E-6,1.9622376692922219E-6,0.26791713469752415,5.2848148353714023E-6,1.6084219064173833E-6,0.40169808287082198,2.2209727219717531E-3,2.8312286371216336E-6,0.32926694169944432,1.8205038235064182E-3,2.3207230364022244E-6,51.417354607465214,6.440820893718084,0.12740528867047352,57.985580789853771,22.093394557895209,3.7756536273519803,5.6624572742432676E-2,25.92567275798962,42.146168537528872,5.2794610881686133,0.10443253663810009,47.530062162335582,18.109681793469438,3.0948564999609109,4.641446072804449E-2,21.250952754158394]
["Downstate",2024,5,3,0.17190093390799949,3.3908417494716876E-6,1.0319953150566007E-6,0.14090506576145931,2.7794309712809293E-6,8.4591377386810904E-7,0.21126418378230125,1.168071268741921E-3,1.4890218117245235E-6,0.17317063399328575,9.5745354719386111E-4,1.2205327308668429E-6,27.041815524134559,3.3874066793515709,6.700598152760355E-2,30.496228185013734,11.619530108026568,1.9857211568612656,2.9780436234490469E-2,13.635031701122324,22.165841151140576,2.7766152868621972,5.4923972889007931E-2,24.997380410891779,9.5243848696307154,1.6276710302295638,2.4410654617336856E-2,11.176466554477617]
["Downstate",2024,5,5,0.21878381765181326,4.3156327667167274E-6,1.3134534507398737E-6,0.17933438471178245,3.5374707104382471E-6,1.0766215205681621E-6,0.26888268498717699,1.4866416700302885E-3,1.895125693210389E-6,0.2203998055677395,1.2185817582087927E-3,1.553411051105491E-6,34.416983678358655,4.3112608430878367,8.5280656194467508E-2,38.813525177640962,14.788547674294735,2.5272908390514903,3.7902513864207781E-2,17.353741027210432,28.211175112670656,3.5338870988054989,6.9903497299747097E-2,31.814965708775901,12.121989306225672,2.0715889889549475,3.1068221022109817E-2,14.224646516202728]
["Downstate",2024,5,11,0.24399430226734528,4.8129236296303096E-6,1.4648028438005291E-6,0.19999910660637646,3.9450938695940465E-6,1.2006807429199271E-6,0.29986606788087972,1.6579475616330846E-3,2.1135012460550489E-6,0.24579650065775083,1.3589990751649405E-3,1.7324107862130376E-6,38.382856688752604,4.8080479287359452,9.5107556072477201E-2,43.286012173561026,16.492633733448386,2.8185108547762439,4.2270024921100977E-2,19.353414613145731,31.461952084192106,3.9410973179783273,7.7958485379586689E-2,35.481007887550021,13.518807536176295,2.3102984277803991,3.4648215724260752E-2,15.863754179680955]
["Downstate",2024,5,22,0.27114596557585946,5.3485053243951688E-6,1.6278059682941819E-6,0.22225498862541626,4.3841035492149E-6,1.3342923845436653E-6,0.33323513608079469,1.8424438123992577E-3,2.3486914685387477E-6,0.27314871243586747,1.5102283661056373E-3,1.925193297698717E-6,42.654097418341721,5.3430870559578469,0.10569111608424364,48.10287559038381,18.327932484443707,3.1321544810787381,4.6973829370774954E-2,21.507060794893221,34.963035191791036,4.3796622617063479,8.6633698396442263E-2,39.429331151893827,15.023179183972712,2.5673882223795834,3.8503865953974342E-2,17.62907127230627]
["Downstate",2024,6,6,0.25210754481236902,4.9729618616505036E-6,1.513510131806675E-6,0.2066494310016882,4.0762752255907619E-6,1.2406055034406668E-6,0.30983714555413788,1.7130772534720408E-3,2.1837789044639164E-6,0.25396966949006788,1.4041882005372004E-3,1.7900165121072473E-6,39.659154630929649,4.9679240350689184,9.8270050700876244E-2,44.725348716699443,17.041043005477583,2.9122313309024692,4.3675578089278327E-2,19.996949914469329,32.508117694728689,4.0721457815578814,8.0550743044826123E-2,36.660814219331392,13.968331821953734,2.3871199409132404,3.5800330242144948E-2,16.39125209310912]
["Downstate",2024,6,11,0.27828477577443339,5.4893223351732135E-6,1.6706633194005434E-6,0.2281065828990517,4.4995295083003331E-6,1.3694220242653189E-6,0.34200864810013981,1.8909522113729294E-3,2.4105285037064981E-6,0.28034025153888598,1.5499900997505889E-3,1.9758803492971025E-6,43.777106956817896,5.4837614129814956,0.10847378266679242,49.369342152466182,18.81047564550769,3.2146187593339799,4.821057007412996E-2,22.0733049749158,35.883552196977405,4.494971289276708,8.8914615718369616E-2,40.467438101972483,15.418713834638728,2.6349831695760009,3.9517606985942047E-2,18.093214611200672]
["Downstate",2024,6,19,0.34769598027079762,6.8584970379316844E-6,2.0873686637183391E-6,0.28500208725609444,5.6218250487908843E-6,1.710990232240704E-6,0.42731418501548279,2.3626031318057716E-3,3.0117747862221745E-6,0.35026414325727556,1.9365965157204428E-3,2.4687144779473014E-6,54.696215681981798,6.8515490822367378,0.13552986537999787,61.683294629598535,23.502280175851553,4.0164253240698118,6.0235495724443491E-2,27.578940995645809,44.833810336931272,5.6161298955892844,0.11109215150762856,50.561032384028181,19.264527879150155,3.2922140767247527,4.937428955894603E-2,22.606116245433856]
["Downstate",2024,7,2,0.25140599144935105,4.9591233304760497E-6,1.5092984049274935E-6,0.20607437640190268,4.0649319530392464E-6,1.2371532030989012E-6,0.30897494489444255,1.7083101803200757E-3,2.1777019842525258E-6,0.25326293429153218,1.4002806897360847E-3,1.7850353358998427E-6,39.548792946488646,4.9540995229282192,9.7996589291363664E-2,44.600889058708226,16.99362196919434,2.9041273065441287,4.3554039685050519E-2,19.941303315423522,32.417655589316119,4.0608140002346458,8.0326590115492924E-2,36.558796179666253,13.929461386034269,2.3804771725513438,3.5700706717996855E-2,16.34563926530361]
["Downstate",2024,7,6,0.28271891757738798,5.5767882540994193E-6,1.697283381682432E-6,0.23174119399822896,4.5712242383870199E-6,1.3912421595090931E-6,0.34745815513584644,1.921082319009987E-3,2.448937450713223E-6,0.28480714493950438,1.5746873756843636E-3,2.0073636872916912E-6,44.474643857388344,5.5711387251289626,0.11020218528209504,50.155984767799403,19.110198532471554,3.2658399423169779,4.897874901426446E-2,22.425017223802794,36.45531455225656,4.5665933894846544,9.0331365928126101E-2,41.112239307669341,15.66439297167274,2.6769685386634179,4.0147273745833822E-2,18.381508784081991]
["Downstate",2024,7,14,0.36622821281447554,7.2240556558601516E-6,2.1986256343922203E-6,0.30019272866745023,5.9214689188262045E-6,1.8021861926862362E-6,0.45009007629772163,2.4885301287556516E-3,3.1723027010516314E-6,0.36893325915991093,2.0398173149504357E-3,2.6002972208758549E-6,57.611529766108369,7.21673737339139,0.14275362154732341,64.971020761047086,24.75495419637469,4.2305012188846076,6.3446054021032622E-2,29.048901469280331,47.223457172468599,5.9154702133562633,0.11701337493941347,53.255940760764275,20.291329253795102,3.4676894354157408,5.2005944417517096E-2,23.811024633628357]
["Downstate",2024,7,17,0.38618397743105792,7.6176942374908498E-6,2.3184286809754761E-6,0.3165502216821458,6.2441295872121376E-6,1.9003872656732594E-6,0.47461547140540822,2.6241300627669571E-3,3.3451613825503296E-6,0.38903642167282582,2.1509669008470335E-3,2.741987340471417E-6,60.750780339892252,7.6099771820241759,0.15053226221476484,68.511289784131193,26.103850927297451,4.4610211067038268,6.6903227651006592E-2,30.631775261652283,49.796661974121704,6.2378040124563974,0.12338943032121377,56.157855416899309,21.397003192005421,3.6566437314399569,5.4839746809428339E-2,25.108486670254806]
["Downstate",2024,8,2,0.26585773361421761,5.2441920009665564E-6,1.596058435076778E-6,0.21792029040489472,4.2985992103881462E-6,1.3082693249007401E-6,0.32673596249500325,1.8065101401590446E-3,2.3028843134679223E-6,0.26782142036896578,1.4807739801697948E-3,1.8876457402139248E-6,41.822203199360416,5.2388794064612298,0.10362979410605651,47.164712399927701,17.97047793722518,3.0710672382703761,4.6057686269358446E-2,21.087602861764914,34.28114180722762,4.2942445424924047,8.4944058309626619E-2,38.660330408029651,14.730178120293118,2.5173157662886512,3.7752914804278496E-2,17.285246801386048]
["Downstate",2024,8,6,0.28603177200990954,5.6421361545693986E-6,1.7171718731298171E-6,0.23445669973202807,4.6247891027758532E-6,1.4075445095404772E-6,0.35152961345643252,1.9435932501153629E-3,2.4776337026587357E-6,0.28814446888164341,1.5931393070127431E-3,2.0308856494798309E-6,44.995790522423363,5.6364204253345527,0.1114935166196431,50.743704464377558,19.33412874010379,3.3041085251961166,4.9552674053174713E-2,22.687789939353081,36.882492016850357,4.620103990336955,9.138985422659239E-2,41.593985861413906,15.847945788490387,2.7083368219216633,4.061771298959662E-2,18.596900323401648]
["Downstate",2024,8,14,0.34109412990357374,6.7282718591614022E-6,2.0477349136578183E-6,0.27959063230356435,5.5150810831749394E-6,1.6785029383575904E-6,0.41920059018166478,2.3177433887015563E-3,2.9545889468491374E-6,0.34361353009520385,1.8998255400867411E-3,2.4218399539159516E-6,53.657675543253092,6.7214558272345135,0.13295650260821118,60.512087873095815,23.056032459991563,3.9401637607926459,5.9091778936982746E-2,27.055287999721191,43.982531852186092,5.5094940662515492,0.10898279792621782,49.601008716363857,18.898744155236212,3.22970341814746,4.8436799078319034E-2,22.176884372461991]
["Downstate",2024,8,23,0.30106034887992555,5.9385832111820642E-6,1.8073948903597588E-6,0.2467754379961499,4.8677830822568158E-6,1.4814991989477265E-6,0.36999955398364776,2.0457128166171956E-3,2.60781262751908E-6,0.30328405029887029,1.6768454504661196E-3,2.1375917013388622E-6,47.359942909906913,5.9325671681898671,0.1173515682383586,53.409861646335138,20.349975469100627,3.4777117882492323,5.2156252550381602E-2,23.87984350990024,38.820358438255397,4.8628518063517472,9.6191626560248808E-2,43.779401871167394,16.680622766437867,2.8506372657924035,4.2751834026777243E-2,19.574011866257049]
["Downstate",2024,9,5,0.22144998035799224,4.3682243123789202E-6,1.3294595733327149E-6,0.18151980524967179,3.5805793488357209E-6,1.0897415409500021E-6,0.27215936694082576,1.5047583142164429E-3,1.9182202415229168E-6,0.22308566116876472,1.2334317469924097E-3,1.57234136622786E-6,34.836398968425698,4.3637991112276842,8.631991086853126E-2,39.286517990521915,14.968765181745416,2.558089134167953,3.8364404830458339E-2,17.565218720743825,28.554964629601884,3.5769520662779879,7.0755361480253701E-2,32.202672057360125,12.26971136428206,2.0968339698870966,3.1446827324557197E-2,14.397992161493715]
["Downstate",2024,9,10,0.26421998135929731,5.2118864247545775E-6,1.5862263031861759E-6,0.21657784517243292,4.2721187298164294E-6,1.3002100482050003E-6,0.32472318463797001,1.7953815714491532E-3,2.2886979517400536E-6,0.26617157129682362,1.4716520302754596E-3,1.8760173552672144E-6,41.564567633660161,5.2066065572025444,0.10299140782830241,46.874165598691015,17.85977515508835,3.0521486714635602,4.5773959034801075E-2,20.95769778558671,34.069961125993423,4.2677908877988324,8.4420780987024643E-2,38.422172794779279,14.639436421325298,2.5018084514682815,3.7520347105344291E-2,17.178765219898924]
["Downstate",2024,9,17,0.33463881521024391,6.6009371782466634E-6,2.0089808803359412E-6,0.2742992908274246,5.410706422839421E-6,1.646736737385911E-6,0.41126708593162908,2.2738793592716657E-3,2.8986724130561431E-6,0.33711053495343007,1.8638707386155102E-3,2.3760058639425283E-6,52.642186999248523,6.594250141887831,0.13044025858752645,59.366877399723883,22.619689726239599,3.8655949107618319,5.7973448261122863E-2,26.543258085262554,43.15014847403905,5.4052251419849799,0.10692026387741377,48.662293879901441,18.541079422438653,3.1685802556463676,4.7520117278850568E-2,21.757179795363871]
["Downstate",2024,9,21,0.32427918599682271,6.3965877169184571E-6,1.9467875660186611E-6,0.26580763111158684,5.2432037011719526E-6,1.5957576481827683E-6,0.39853522601496305,2.2034854122236929E-3,2.8089363452554964E-6,0.32667438712084385,1.8061696923645819E-3,2.3024503209494225E-6,51.012508929915271,6.3901076954487097,0.12640213553649735,57.529018760900478,21.919437430822967,3.7459252007802779,5.617872690510993E-2,25.721541358508354,41.814321551468012,5.237892107857288,0.10361026444272402,47.155823923768025,17.967091291646412,3.0704884770197891,4.6049006418988452E-2,21.083628775085192]
["Downstate",2024,10,5,0.23417971604885021,4.6193254452174569E-6,1.4058816572400955E-6,0.19195421188068118,3.7864038364113779E-6,1.1523837762991151E-6,0.28780405926072239,1.5912571957590396E-3,2.0284863911607088E-6,0.23590942163380457,1.3043338085168413E-3,1.6627251629458658E-6,36.838919585372466,4.6146458677012152,9.1281887602231895E-2,41.544847340675908,15.829223259339731,2.7051372327903676,4.0569727823214177E-2,18.574930219953313,30.196405969126985,3.7825680446988397,7.4822632332563963E-2,34.053796646158389,12.975018189859252,2.2173674744786305,3.3254503258917316E-2,15.225640167596799]
["Downstate",2024,10,10,0.26155201029456276,5.1592592082117863E-6,1.5702093242383699E-6,0.21439094234544021,4.2289808524400718E-6,1.2870811290035003E-6,0.32144428023336913,1.7772526394200863E-3,2.2655877392582189E-6,0.26348389398028799,1.4567919692992477E-3,1.8570742004193359E-6,41.144867869871248,5.1540326543182502,0.10195144826661985,46.400851972456117,17.679435412835304,3.0213294870141469,4.5311754785164381E-2,20.746076654634614,33.725938429476862,4.2246967109678186,8.3568339018870119E-2,38.03420347946355,14.49161416891584,2.4765463478087208,3.7141484008386717E-2,17.005302000732947]
["Downstate",2024,10,17,0.34015703829755162,6.7097872048402112E-6,2.0421091492991949E-6,0.27882250992418434,5.4999294410430869E-6,1.6738915690131135E-6,0.4180489158493923,2.3113758271282171E-3,2.9464717725602663E-6,0.34266951691368452,1.8946061287558426E-3,2.4151864067189203E-6,53.510261228722214,6.7029898986718299,0.13259122976521198,60.345842357159256,22.992690371716577,3.9293389061179691,5.8929435451205325E-2,26.980958713285752,43.861698164951619,5.4943577733919433,0.10868338830235141,49.464739326645912,18.846823430252648,3.2208304188849324,4.8303728134378408E-2,22.11595757727196]
["Downstate",2024,11,1,0.22882285031725264,4.5136582824157887E-6,1.3737220859526315E-6,0.18756325540926355,3.6997897722238948E-6,1.1260229741550985E-6,0.28122053559573157,1.5548571552860999E-3,1.9820847240173681E-6,0.23051298885203658,1.2744971463186923E-3,1.6246902912809275E-6,35.996228556253641,4.5090857503296897,8.9193812580781559E-2,40.594508119164111,15.467129457765235,2.64325716398637,3.9641694480347364E-2,18.150028316231953,29.505662573060683,3.6960417243242074,7.3111063107641733E-2,33.274815360492532,12.678214386862011,2.166645148741777,3.2493805825618553E-2,14.877353341429407]
["Downstate",2024,11,7,0.28467331336488055,5.615339800507935E-6,1.7090164610241542E-6,0.233343188011292,4.6028244633445244E-6,1.4008596192787684E-6,0.34986008409251612,1.9343624886706248E-3,2.4658666080491363E-6,0.28677597634663932,1.5855729662208116E-3,2.0212403078165084E-6,44.782090763842064,5.6096512171448119,0.11096399736221113,50.502705978349091,19.242304625088387,3.2884162307400624,4.9317332160982726E-2,22.58003818798943,36.707324972369832,4.5981616020403537,9.0955813851742881E-2,41.396442388261931,15.772678699065162,2.6954740425753796,4.0424806156330172E-2,18.508577547796872]
["Downstate",2024,11,13,0.29795487193901238,5.8773259473390087E-6,1.7887513752770897E-6,0.24422991702292321,4.8175712620302175E-6,1.4662173406178924E-6,0.36618296011029566,2.0246110209029117E-3,2.580912698614086E-6,0.30015563558649139,1.6595485699593658E-3,2.1155421628915299E-6,46.871418894117845,5.8713719606184442,0.11614107143763387,52.858931926173923,20.140062806066261,3.44183873553495,5.1618253972281723E-2,23.633519795573495,38.419921355070898,4.8126908528821604,9.519939733011884E-2,43.327811605283181,16.508559957257027,2.8212325689309217,4.2310843257830598E-2,19.372103369445778]
["Downstate",2024,11,18,0.35918576781111927,7.085139502277652E-6,2.1563468050410246E-6,0.2944201237504202,5.8076010688333307E-6,1.7675307600797096E-6,0.44143499594625546,2.4406765337628626E-3,3.1113003901306211E-6,0.36183879702774624,2.0005923160159342E-3,2.5502943824007234E-6,56.503679481120699,7.0779619479123017,0.14000851755587795,63.721649946588876,24.27892477704405,4.1491501073968662,6.2226007802612421E-2,28.490300892243528,46.315366019551519,5.801717716446209,0.11476324720803255,52.231846983205756,19.901133836526043,3.4010069372270881,5.1005887648014468E-2,23.353146661401144]
["Downstate",2024,12,1,0.2497839935478719,4.9271285176681419E-6,1.4995608532033476E-6,0.20474484481776839,4.0387062013796502E-6,1.2291714525938067E-6,0.30698152894862812,1.6972886628471603E-3,2.1636520881934009E-6,0.25162895593813217,1.3912464884143902E-3,1.7735188101710637E-6,39.2936357054244,4.9221371222567649,9.736434396870304E-2,44.313137171649863,16.883984092174547,2.8853907268401726,4.3273041763868016E-2,19.812647860778586,32.208506360080918,4.0346148164017315,7.9808346457697868E-2,36.322929522940342,13.839592576597269,2.3651190303044634,3.5470376203421271E-2,16.240181983105153]
["Downstate",2024,12,11,0.28515484929828311,5.624838365231999E-6,1.7119073285488693E-6,0.23373789704992298,4.610610319166576E-6,1.4032292275724363E-6,0.35045188597293281,1.9376345377275274E-3,2.4700377169062254E-6,0.28726106901590021,1.5882550242937734E-3,2.0246593140688005E-6,44.857841404535399,5.6191401594098291,0.11115169726078014,50.588133261206011,19.274853728511303,3.2939787141367964,4.9400754338124506E-2,22.618233196986221,36.769416834035226,4.6059395704519428,9.1109669133096025E-2,41.466466073620268,15.799358795874511,2.7000335412994145,4.0493186281376013E-2,18.539885523455304]
["Downstate",2024,12,16,0.35917361284210958,7.0848997387380099E-6,2.1562738335289596E-6,0.29441016047291668,5.8074045376304317E-6,1.7674709462353488E-6,0.44142005763528558,2.4405939404357068E-3,3.1111951026632126E-6,0.36182655227932209,2.0005246152889527E-3,2.5502080795681456E-6,56.501767377316554,7.0777224272635495,0.14000377961984456,63.719493584199952,24.278103169940707,4.1490096987407012,6.2223902053264252E-2,28.489336770734674,46.313798691753227,5.8015213843379625,0.11475936358056656,52.230079439671755,19.900460375362716,3.4008918459912194,5.1004161591362909E-2,23.352356382945295]
["Downstate",2024,12,22,0.32139812086160735,6.339757101043712E-6,1.9294912916219993E-6,0.2634460577151454,5.1966203494411182E-6,1.5815801063516447E-6,0.39499443155633218,2.1839085005030145E-3,2.7839802921974561E-6,0.32377204177170099,1.7901227403748687E-3,2.28199415345023E-6,50.559287239210519,6.3333346514587419,0.12527911314888551,57.017901003818146,21.724693735598269,3.7126444508551248,5.5679605843949119E-2,25.493017792297344,41.442821346777727,5.1913559470871196,0.10268973690526034,46.736867030770107,17.807462297443553,3.0432086586372766,4.56398830690046E-2,20.896310839149834]
["Downstate",2025,1,4,0.28194649284038331,5.5615517455650218E-6,1.6926461834328328E-6,0.22188347529192387,4.3767752416074171E-6,1.3320620300544314E-6,0.34650885440846418,1.9158336730483335E-3,2.4422466360959441E-6,0.27269212700971429,1.5077039234458944E-3,1.9219752147928221E-6,44.699642218691878,5.747501019145,0.11234334526041342,50.559486583097289,19.404495846873996,3.256917244182167,5.1287179358014828E-2,22.712700270414174,35.177284384253142,4.5231117703376835,8.8410859880469816E-2,39.788807014471296,15.270759112544001,2.5630966698580204,4.0361479510649265E-2,17.874217261912673]
["Downstate",2025,1,9,0.34140790398520415,6.734461227838503E-6,2.0496186345595448E-6,0.26867783126230987,5.2998199991707778E-6,1.6129886953998019E-6,0.41958621476054675,2.3198754916593247E-3,2.9573068870073422E-6,0.330201828643988,1.8256727762360901E-3,2.3273122605054281E-6,54.126621704110534,6.9596264749779744,0.13603611680233774,61.222284295890844,23.496828026590617,3.9437883358208521,6.2103444627154183E-2,27.502719807038623,42.596035895074451,5.4770183287082705,0.10705636398324969,48.180110587765967,18.49130240406333,3.1036437196013531,4.887355747061399E-2,21.643819681135298]
["Downstate",2025,1,16,0.39271587005581254,7.746539460792184E-6,2.3576424445889258E-6,0.30905566929539963,6.0962953634598548E-6,1.8553942410529993E-6,0.4826430890137044,2.6685144412111517E-3,3.4017412414783068E-6,0.37982570677556404,2.100041224551845E-3,2.6770688335193274E-6,62.260958482767869,8.0055433236334554,0.15648009710800212,70.422981903509324,27.028012984767447,4.5364745500589576,7.1436566071044441E-2,31.635924100897448,48.99751617404776,6.3001236736555351,0.12314516634188906,55.420785014045187,21.270239579431585,3.5700700817381366,5.6218445503905874E-2,24.896528106673628]
["Downstate",2025,1,22,0.34704354345428495,6.8456273580176273E-6,2.0834518046140605E-6,0.27311291133120752,5.3873044259157565E-6,1.6396143904961E-6,0.42651234800170695,2.3581698068510289E-3,3.0061233180860014E-6,0.33565248879727305,1.8558092594143714E-3,2.365729334858658E-6,55.020092892220198,7.0745094205530865,0.13828167263195607,62.232883985405238,23.884691488095591,4.0088886716467496,6.312858967980603E-2,27.956708749422148,43.299171054848223,5.5674277782431139,0.10882354940349827,48.975422382494834,18.796539372647292,3.1548757410044312,4.9680316032031817E-2,22.001095429683755]
["Downstate",2025,2,4,0.22908764873353543,4.5188815787918648E-6,1.3753117848496981E-6,0.18028514252961061,3.5562249384056978E-6,1.082329329079995E-6,0.28154596966994533,1.5566564673377369E-3,1.9843784324259925E-6,0.22156827551023328,1.2250421820429716E-3,1.5616466033868499E-6,36.319430087422944,4.6699694020132103,9.1281407891595653E-2,41.080680897327746,15.766574301516938,2.6463159944741528,4.1671947080945841E-2,18.454562243072036,28.582307540820093,3.6751265461289147,7.1835743755795101E-2,32.329269830704803,12.407823428573064,2.0825717094730516,3.2794578671123849E-2,14.523189716717239]
["Downstate",2025,2,15,0.2976080215671249,5.8704841303978317E-6,1.7866690831645577E-6,0.23420863098818934,4.6198958085148839E-6,1.4060552460697473E-6,0.36575668516783016,2.0222541637018271E-3,2.5779082485660041E-6,0.28783959537399256,1.5914536735158011E-3,2.0287368550434923E-6,47.182612386650092,6.0667624911054814,0.1185837794340362,53.367958657189604,20.482374369398489,3.437832078293106,5.4136073219886088E-2,23.974342520911481,37.131307803245043,4.7743610205474036,9.3321895332000651E-2,41.99899071912445,16.119017340943582,2.7054712449768621,4.2603473955913337E-2,18.867092059876359]
["Downstate",2025,2,19,0.41135541813046483,8.114214937393388E-6,2.4695436765979878E-6,0.32372443734074685,6.3856449904263949E-6,1.9434571709993379E-6,0.50555086979498809,2.7951706499551223E-3,3.5631987333770961E-6,0.39785344657743588,2.1997158808325363E-3,2.8041310610133296E-6,65.216062203553463,8.3855119498653661,0.16390714173534643,73.765481295154174,28.310848708519334,4.7517901049237077,7.4827173400919017E-2,33.137465986843964,51.323094608489228,6.5991476424976092,0.12899002880661317,58.051232279793453,22.279793008336409,3.7395169974153117,5.8886752281279924E-2,26.078196758032998]
["Downstate",2025,2,24,0.27011404393348326,5.3281500947428086E-6,1.6216108983999853E-6,0.21257169113661101,4.1930951081835785E-6,1.276159380751524E-6,0.3319669167724541,1.8354318782890118E-3,2.339752867691407E-6,0.2612480560881334,1.4444301105277606E-3,1.8413156779414844E-6,42.823732263646576,5.5062956348670351,0.10762863191380473,48.437656530427418,18.590147339257431,3.1202341930913202,4.9134810221519547E-2,21.759516342570272,33.70099923536921,4.3332903315832816,8.4700521185308283E-2,38.118990088137807,14.62989114093547,2.455531187897193,3.8667629236771174E-2,17.124089958069433]
["Downstate",2025,3,12,0.24755130504967904,4.883087492403617E-6,1.4861570629054487E-6,0.19481548901042642,3.8428441228471757E-6,1.1695612547795753E-6,0.30423758159192971,1.6821174870571244E-3,2.1443123336207186E-6,0.2394258968713045,1.3237762602312251E-3,1.6875098104676727E-6,39.24664802535893,5.0463524611713728,9.8638367346553055E-2,44.391638853876856,17.037304569148063,2.8595997279971113,4.5030559006035087E-2,19.94193485615121,30.885940696398279,3.9713287806936752,7.7625451281512936E-2,34.934894928373467,13.407850224793052,2.2504196423930827,3.5437706019821123E-2,15.693707573205955]
["Downstate",2025,3,19,0.4049254953840532,7.9873811267866398E-6,2.4309420820654992E-6,0.31866428003763725,6.2858305667801505E-6,1.9130788681504809E-6,0.49764857194283724,2.7514791594578504E-3,3.5075021469802202E-6,0.39163457400851986,2.1653319817651799E-3,2.760299509759979E-6,64.196665780626006,8.2544374783735517,0.16134509876109013,72.612448357760641,27.868320028798884,4.6775145710783459,7.3657545086584619E-2,32.619492144963814,50.520860047099063,6.4959959452955403,0.12697377744895905,57.143829769843563,21.931536144477114,3.681064369000806,5.796628970495956E-2,25.670566803182883]
["Downstate",2025,3,23,0.26019492570537983,5.132489958167869E-6,1.5620621611815254E-6,0.20476564112296877,4.0391164200928652E-6,1.2292963017673939E-6,0.31977643956758944,1.7680312147201752E-3,2.2538325468476293E-6,0.25165451434752506,1.3913877998432947E-3,1.7736989496929538E-6,41.251160704219039,5.3040936441605258,0.10367629715499095,46.658930645534554,17.907480615785008,3.0056530650242981,4.7330483483800215E-2,20.960464164293107,32.463432350830736,4.1741633995298839,8.159015168587587E-2,36.71918590204649,14.092652803461403,2.3653592597336011,3.7247677943552028E-2,16.495259741138554]
["Downstate",2025,4,3,0.13571280027902144,2.6770106401522237E-6,8.1474236874198113E-7,0.10680192352864422,2.1067274795530163E-6,6.4117792855961368E-7,0.16678940205817985,9.2217196964895949E-4,1.1755568463277155E-6,0.13125828166084663,7.2572181828254559E-4,9.251281540645852E-7,21.5158328655052,2.7665159089468783,5.4075614931074913E-2,24.336424389383154,9.3402065152580711,1.5676923484032312,2.4686693772882025E-2,10.932585557434184,16.932318334249217,2.1771654548476369,4.255589508697092E-2,19.152039684183823,7.3504637730074114,1.2337270910803275,1.942769123535629E-2,8.6036185553230951]
["Downstate",2025,4,10,0.25266784891853988,4.9840141724926388E-6,1.5168738785847163E-6,0.19884205633413893,3.9222704079632887E-6,1.1937344719888272E-6,0.31052575257312831,1.7168845342895296E-3,2.1886323105293759E-6,0.24437449976571277,1.3511368887953539E-3,1.7223883095838789E-6,40.057822081933551,5.150653602868589,0.10067708628435129,45.309152771086488,17.389442144095185,2.9187037082922003,4.5961278521116894E-2,20.354107130908499,31.524310469776946,4.0534106663860614,7.9229862240858429E-2,35.656950998403865,13.684971986879916,2.2969327109521016,3.6170154501261459E-2,16.018074852333278]
["Downstate",2025,4,15,0.26960264386160276,5.3180624432391616E-6,1.6185407435945277E-6,0.21216923454255923,4.185156427511888E-6,1.2737432605470965E-6,0.33133841222442262,1.8319569016427776E-3,2.3353230729006753E-6,0.26075344176628418,1.4416954076163779E-3,1.8378295616465248E-6,42.742655176950521,5.4958707049283326,0.10742486135343106,48.345950743232287,18.554951084567666,3.1143267327927218,4.9041784530914179E-2,21.718319601891302,33.637193987850658,4.3250862228491336,8.4540159835740133E-2,38.046820370535528,14.602192738911913,2.4508821929478426,3.859442079457702E-2,17.091669352654332]
["Downstate",2025,4,23,0.21628494805563611,4.2663411709087734E-6,1.2984516607113659E-6,0.1702097991872738,3.3574831743630334E-6,1.0218427052409234E-6,0.26581160425705536,1.469661786830879E-3,1.8734802533121134E-6,0.209185799515749,1.1565799648034049E-3,1.474373046133332E-6,34.289696949160138,4.408985360492637,8.618009165235721E-2,38.784862401305134,14.8854498383951,2.4984250376124941,3.9343085319554383E-2,17.423217961327151,26.98496813753162,3.4697398944102149,6.7821160122133267E-2,30.522529192063967,11.714404772881945,1.9661859401657884,3.0961833968799972E-2,13.711552547016533]
["Downstate",2025,5,10,0.25169618957001461,4.9648476501803902E-6,1.5110405891853363E-6,0.19807738942561054,3.9071869269202757E-6,1.1891438473235625E-6,0.30933159490036954,1.7102820840164885E-3,2.180215707253128E-6,0.24343473331638069,1.3459409574777979E-3,1.7157646939954254E-6,39.903775742147673,5.1308462520494658,0.10028992253364388,45.134911916730779,17.322569314420694,2.9074795428280304,4.5784529852315688E-2,20.275833387101041,31.403080597813108,4.0378228724333933,7.8925175923789573E-2,35.519828646170296,13.632345065717319,2.2880996277122563,3.6031058573903936E-2,15.956475752003479]
["Downstate",2025,5,16,0.26341734965312441,5.1960540669141172E-6,1.581407759495601E-6,0.20730159259796821,4.0891394766323059E-6,1.2445207102793975E-6,0.32373675990817091,1.7899276683548068E-3,2.2817454815579383E-6,0.25477116826148238,1.4086196553633808E-3,1.7956655962602733E-6,41.762042028154049,5.36978300506442,0.10496029215166516,47.236785325370136,18.129258554857572,3.0428770362031714,4.7916655112716706E-2,21.220052246173459,32.86548070573123,4.2258589660901427,8.2600617427972575E-2,37.173940289249344,14.267185422643013,2.3946534141177476,3.7708977521465736E-2,16.699547814282226]
["Downstate",2025,5,22,0.27114596557585946,5.3485053243951688E-6,1.6278059682941819E-6,0.21338378267189748,4.2091140664267937E-6,1.2810347158690242E-6,0.33323513608079469,1.8424438123992577E-3,2.3486914685387477E-6,0.26224610683433025,1.4499482934043255E-3,1.8483500900395918E-6,42.987332554422515,5.5273314371977733,0.10803980755278239,48.622703799173074,18.661167620524502,3.1321544810787381,4.9322520839313704E-2,21.842644622442556,33.829747781628605,4.3498448802129763,8.5024104141821225E-2,38.264616765983405,14.685781982722494,2.4649120987873534,3.8815351890831427E-2,17.18950943340068]
["Downstate",2025,6,3,0.22090931890668802,4.3575594638540511E-6,1.3262137498686244E-6,0.17384904103466559,3.4292692485397152E-6,1.0436906408599133E-6,0.2714949005088198,1.5010845057441588E-3,1.9135369819533006E-6,0.21365838405032228,1.181308706790442E-3,1.5058964960978749E-6,35.022842165637755,4.5032535172324764,8.8022701169851822E-2,39.61411838404009,15.203714428493909,2.55184365976507,4.018427662101931E-2,17.795742364879999,27.561931542491575,3.5439261203713261,6.9271238820502248E-2,31.175128901683404,11.964869506818047,2.0082248015437512,3.1623826418055376E-2,14.004718134779854]
["Downstate",2025,6,6,0.25210754481236902,4.9729618616505036E-6,1.513510131806675E-6,0.1984011137246208,3.9135725691820562E-6,1.1910873036641042E-6,0.30983714555413788,1.7130772534720408E-3,2.1837789044639164E-6,0.24383258659295162,1.3481406724186711E-3,1.7185688238582073E-6,39.96899177648379,5.1392317604161226,0.10045382960534016,45.208677366505256,17.350880151031721,2.9122313309024692,4.5859356993742245E-2,20.30897083892793,31.454403670490759,4.0444220172560135,7.9054165897477532E-2,35.577879853644248,13.654624849205291,2.2918391431117411,3.6089945301022351E-2,15.982553937618054]
["Downstate",2025,6,14,0.32109376308881643,6.3337534743076989E-6,1.9276641008762564E-6,0.25269120864376909,4.98447495609493E-6,1.5170141170723702E-6,0.39462037950795364,2.1818403816060827E-3,2.7813439169785979E-6,0.31055446139495807,1.7170432642234841E-3,2.1888346546329909E-6,50.906028956526022,6.545521144818248,0.12794182018101549,57.579491921525282,22.098741252445404,3.7091286487303403,5.8408222256550554E-2,25.866278123432291,40.061525519949591,5.151129792670452,0.10068639411311758,45.313341706733162,17.391049838117652,2.9189735491799231,4.596552774729281E-2,20.355988915044868]
["Downstate",2025,7,1,0.26547164281775226,5.2365761447755584E-6,1.5937405658012571E-6,0.20891826000902239,4.1210291425450378E-6,1.2542262607745769E-6,0.3262614615418859,1.8038866432633371E-3,2.2995399592275278E-6,0.25675803309856693,1.4196049520167103E-3,1.8096693191176035E-6,42.087728538903278,5.4116599297900114,0.10577883812446628,47.605167306817755,18.270641846345612,3.0666072935476731,4.8290339143778081E-2,21.385539479037064,33.12178626971513,4.2588148560501313,8.3244788679409765E-2,37.463845914444668,14.378449853519747,2.4133284184284074,3.8003055701469675E-2,16.829781327649624]
["Downstate",2025,7,6,0.28271891757738798,5.5767882540994193E-6,1.697283381682432E-6,0.22249135050725799,4.3887659190968556E-6,1.3357113666816516E-6,0.34745815513584644,1.921082319009987E-3,2.448937450713223E-6,0.2734391983506867,1.5118344511741038E-3,1.927240686212097E-6,44.822102012524191,5.7632469570299607,0.11265112273280825,50.698000092286961,19.4576566876074,3.2658399423169779,5.1427686464977682E-2,22.774924316389356,35.273656587238584,4.5355033535223113,8.8653071565756456E-2,39.897813012326651,15.312595107638455,2.5701185669959763,4.0472054410454039E-2,17.923185729044885]
["Downstate",2025,7,11,0.32300918556254182,6.3715362503760385E-6,1.9391632066361858E-6,0.25419858896561992,5.0142088732497922E-6,1.526063570119502E-6,0.3969744107299506,2.1948557265969288E-3,2.797935483860782E-6,0.31240701371160662,1.7272859522938307E-3,2.2018917226009956E-6,51.20969898416363,6.5845671797907865,0.12870503225759597,57.922971196212018,22.230567000877233,3.7312547352147791,5.8756645161076419E-2,26.020578381253088,40.300504768797254,5.1818578568814919,0.1012870192396458,45.583649644918395,17.494792767849972,2.9363861188995122,4.623972617462091E-2,20.477418612924108]
["Downstate",2025,7,21,0.36096618533961111,7.1202592305412133E-6,2.1670354179908043E-6,0.28406961497961908,5.6034315133201012E-6,1.705392199706118E-6,0.44362310771154606,2.452774516677306E-3,3.1267225316724456E-6,0.34911814602555241,1.9302603426102245E-3,2.4606373167188269E-6,57.227380894789441,7.3583235500319182,0.14382923645693249,64.729533681278298,24.84289403184658,4.1697166783514206,6.5661173165121364E-2,29.078271883363122,45.036240837296262,5.7907810278306737,0.11318931656906604,50.940211181696,19.550616177430935,3.2814425824373816,5.1673383651095368E-2,22.883732143519413]
["Downstate",2025,7,22,0.32577223347373008,6.4260389107168015E-6,1.9557509728268528E-6,0.25637302520973243,5.0571008403291984E-6,1.5391176470567126E-6,0.40037016343726861,2.2136307082438792E-3,2.8218692607930303E-6,0.31507936974746703,1.7420613025186191E-3,2.2207268907532563E-6,51.647751083407648,6.6408921247316375,0.12980598599647938,58.418449194135761,22.420729152487041,3.7631722040145945,5.9259254476653637E-2,26.24316061097829,40.645238697423245,5.2261839075558578,0.10215343697464979,45.973576041953756,17.644444705858152,2.9615042142816526,4.6635264705818386E-2,20.652584184845626]
["Downstate",2025,8,9,0.31055643598509014,6.12589882303351E-6,1.8644039896188944E-6,0.24439864669519329,4.8208995488760247E-6,1.4672302974840078E-6,0.38167013101769653,2.1102389728215E-3,2.6900686135929758E-6,0.30036300232779756,1.6606950924236846E-3,2.1170037149412107E-6,49.235446901282856,6.3307169184644998,0.12374315622527689,55.689906975972633,21.373527336991007,3.5874062537965501,5.6491440885452493E-2,25.01742503167301,38.746827300285887,4.9820852772710538,9.7382170887295685E-2,43.826294748444234,16.820328130356664,2.8231816571202639,4.4457078013765423E-2,19.687966865490694]
["Downstate",2025,8,11,0.31161511836993666,6.1467819232491784E-6,1.8707597157714893E-6,0.24523179813614088,4.8373339254984903E-6,1.4722320642821493E-6,0.38297123895722057,2.1174327468653584E-3,2.6992390184702911E-6,0.30138693544518858,1.6663563779010669E-3,2.1242205498928149E-6,49.403289825481451,6.3522982405960757,0.12416499484963339,55.879753060927165,21.446389381604352,3.5996356696711094,5.6684019387876115E-2,25.102709070663337,38.878914672429325,4.9990691337032009,9.7714145295069485E-2,43.975697951427598,16.877668384930558,2.8328058424318137,4.4608631547749113E-2,19.755082858910122]
["Downstate",2025,8,21,0.36294488718473517,7.1592902274861991E-6,2.1789144170610174E-6,0.28562679427821464,5.6341477430522603E-6,1.7147406174506882E-6,0.44605490852120538,2.4662198466249199E-3,3.1438622303308956E-6,0.35103190068669088,1.940841416008829E-3,2.4741257480359925E-6,57.541083199235494,7.3986595398747594,0.14461766259522119,65.084360401705482,24.9790748771875,4.1925737392623637,6.6021106836948812E-2,29.237669723286814,45.283115188583125,5.8225242480264869,0.11380978440965565,51.219449221019268,19.657786438454689,3.2994304072150094,5.1956640708755844E-2,23.009173486378454]
["Downstate",2025,9,4,0.19884987028334766,3.9224245424674066E-6,1.1937813824900803E-6,0.15648891332298173,3.0868310518255398E-6,9.3947032012081652E-7,0.24438410301546928,1.3511899847812722E-3,1.7224559947356869E-6,0.19232299553330429,1.0633461923310328E-3,1.3555214618886066E-6,31.525549288995538,4.0535699543438168,7.9232975757841592E-2,35.658352219097196,13.685509768866281,2.2970229741281627,3.6171575889449428E-2,16.018704318883895,24.809666423796251,3.1900385769930981,6.2353987246875901E-2,28.062058988036224,10.77008774986504,1.8076885269627558,2.8465950699660739E-2,12.606242227527455]
["Downstate",2025,9,9,0.27140928600144698,5.3536994665808576E-6,1.6293867941767827E-6,0.21359100798814848,4.2132017013099606E-6,1.2822787786595535E-6,0.33355875372218996,1.844233081466093E-3,2.3509723744550722E-6,0.26250078425987716,1.4513563947599489E-3,1.8501450949230696E-6,43.029079230162502,5.5326992443982794,0.10814472922493332,48.669923203785714,18.679290208442637,3.135196238492358,4.9370419863556517E-2,21.863856866798553,33.862601169524154,4.3540691842798465,8.5106674366461202E-2,38.301777028170463,14.700043918553121,2.4673058710919133,3.885304699338446E-2,17.206202836638418]
["Downstate",2025,9,15,0.30576472301031205,6.0313796134109575E-6,1.8356372736468133E-6,0.24062771159068369,4.7465157517887862E-6,1.4445917505444131E-6,0.37578117330512617,2.0776791598719575E-3,2.648562351976116E-6,0.29572856836144917,1.635071491366198E-3,2.0843395257855102E-6,48.475771356361278,6.2330374796158727,0.12183386819090133,54.830642704168056,21.043745705087066,3.5320545717823277,5.5619809391498437E-2,24.631420086260892,38.148985318626941,4.9052144740985941,9.587961818613347E-2,43.150079410911665,16.560799828241155,2.7796215353225366,4.3771130041495715E-2,19.384192493605187]
["Downstate",2025,9,24,0.24739656057454784,4.8800350713675815E-6,1.4852280651988292E-6,0.19469370972678138,3.8404419585900267E-6,1.1688301613100083E-6,0.3040474024899889,1.6810659943671891E-3,2.1429719226440246E-6,0.23927623159389169,1.3229487668655992E-3,1.6864549470330116E-6,39.222114921208572,5.0431979831015674,9.8576708441625138E-2,44.363889612751763,17.026654539439377,2.8578121904242213,4.5002410375524514E-2,19.929469140239121,30.866633875612028,3.9688463005967978,7.7576927563518541E-2,34.913057103772346,13.399468969257935,2.2490129036715185,3.5415553887693248E-2,15.683897426817147]
["Downstate",2025,10,2,0.20174922207433496,3.9796158728213585E-6,1.2111874395543265E-6,0.15877061665256464,3.1318389219631102E-6,9.531683675539901E-7,0.24794737155447855,1.3708911547984184E-3,1.7475704484998136E-6,0.19512718152926684,1.0788504251614663E-3,1.375285787470757E-6,31.985210930527732,4.1126734643952556,8.0388240630991425E-2,36.178272635553974,13.885052807050798,2.3305149631573112,3.6698979418496085E-2,16.252266749626607,25.171406417275421,3.2365512754843988,6.3263146223654823E-2,28.471220838983474,10.927122165638943,1.8340457227744926,2.8881001536885897E-2,12.790048889950322]
["Downstate",2025,10,12,0.26218249930792725,5.1716959554736928E-6,1.573994421231124E-6,0.20632980222988268,4.0699703698861934E-6,1.2386866343131893E-6,0.32221914366060012,1.7815368284877424E-3,2.2710490934906214E-6,0.25357684956725718,1.4020163148090569E-3,1.7872478580804586E-6,41.566269532217412,5.3446104854632273,0.10446825830056859,47.015348275981211,18.044272044993605,3.028612608429162,4.7692030963303052E-2,21.120576684386073,32.711413594176179,4.2060489444271711,8.22134014717011E-2,36.999675940075051,14.200303575766402,2.3834277351753967,3.7532205019689631E-2,16.621263515961488]
["Downstate",2025,10,19,0.35263238465231334,6.9558703662120115E-6,2.1170040244993081E-6,0.27751116255746144,5.4740623832089303E-6,1.6660189861940223E-6,0.43338096672964405,2.39614612658686E-3,3.0545343782061442E-6,0.3410578867451477,1.8856954896593198E-3,2.4038273943656605E-6,55.906144708124081,7.18843837976058,0.14050858139748262,63.235091669282141,24.269334136860067,4.073448415197662,6.4145221942329023E-2,28.406927774000057,43.996467390124053,5.6570864689779592,0.11057606014082039,49.764129919242833,19.099241657728271,3.2056823324208437,5.0480375281678869E-2,22.355404365430793]
["Downstate",2025,10,24,0.22594987374215525,4.4569872178984304E-6,1.3564743706647399E-6,0.17781580725695775,3.507515923593506E-6,1.0675048463110671E-6,0.27768968188036747,1.5353352055395334E-3,1.9571987348162674E-6,0.21853349210910844,1.2082629853317978E-3,1.5402569925345394E-6,35.821968962567404,4.6060056166186003,9.0031141801548295E-2,40.518005720987553,15.550622185300579,2.610069849417207,4.1101173431141613E-2,18.201793208148928,28.19082048207499,3.6247889559953932,7.0851821656588806E-2,31.886461259726971,12.237875558110073,2.0540470750640565,3.2345396843225328E-2,14.324268030017356]
["Downstate",2025,11,8,0.28784554434318027,5.6779138249512397E-6,1.7280607293329862E-6,0.22652585276993575,4.4683487253074803E-6,1.359932220745755E-6,0.35375871787630986,1.9559178797864643E-3,2.4933447666090225E-6,0.27839755318980952,1.5392489978526594E-3,1.962187918504589E-6,45.634874606043972,5.8677536393593925,0.11469385926401504,51.61732210466738,19.810488201073351,3.3250603956369895,5.2360240098789472E-2,23.187908836809129,35.913284361485431,4.6177469935579785,9.0260644251211095E-2,40.62129199929462,15.590262978629333,2.6167232963495213,4.1205946288596369E-2,18.248192221267448]
["Downstate",2025,11,12,0.27691539806857418,5.4623105965499193E-6,1.6624423554717145E-6,0.21792415385739899,4.2986754191425183E-6,1.3082925188694622E-6,0.3403256993415667,1.8816472546289136E-3,2.3986668271806163E-6,0.26782616850570562,1.4808002324289641E-3,1.8876792057973665E-6,43.902015215062107,5.6449417638867407,0.11033867405030835,49.65729565299916,19.058239163127734,3.198800332869153,5.0372003370792943E-2,22.307411499367678,34.549575737236026,4.4424006972868924,8.6833243466678867E-2,39.078809677989597,14.998265436319514,2.5173603951292391,3.9641263321744696E-2,17.555267094770496]
["Downstate",2025,11,20,0.3363982724757984,6.6356434536392469E-6,2.0195436598032494E-6,0.26473540077473451,5.2220533600505083E-6,1.5893205878414593E-6,0.41342943778543662,2.2858349166601636E-3,2.9139129948589737E-6,0.325356628910973,1.7988838596382688E-3,2.2931625624569623E-6,53.332397474321326,6.8575047499804906,0.13403999776351277,60.323942222065334,23.15204851598445,3.885919358322278,6.1192172892038446E-2,27.099160047198769,41.971005129515518,5.3966515789148062,0.10548547787302026,47.473142186303342,18.219971219014489,3.058102561385057,4.8156413811596209E-2,21.326230194211142]
["Downstate",2025,12,5,0.24517356922231434,4.8361853277128894E-6,1.4718824910430534E-6,0.19294428187680737,3.8059335190107798E-6,1.1583275927424112E-6,0.3013153728092422,1.6659607109334447E-3,2.1237161656478339E-6,0.23712620577141078,1.3110613596140179E-3,1.6713012409569073E-6,38.869683092392243,4.997882132800334,9.7690943619800352E-2,43.965256168812381,16.873660877317562,2.832133208586856,4.4598039478604509E-2,19.750392125383023,30.58928054451199,3.9331840788420536,7.6879857084017733E-2,34.599344480438056,13.279067523199004,2.2288043113438305,3.5097326060095052E-2,15.542969160602929]
["Downstate",2025,12,8,0.30296633215405933,5.9761797937764695E-6,1.8188373285406649E-6,0.23842546150360064,4.7030751411516412E-6,1.4313706951331083E-6,0.3723419845426818,2.0586640220039555E-3,2.6243224311801018E-6,0.29302202944653488,1.6201071453628025E-3,2.0652634315491988E-6,48.03211600600595,6.1759920660118661,0.12071883183428468,54.328826903852097,20.851151134390182,3.4997288374067241,5.511077105478214E-2,24.405990742851689,37.799841798602998,4.8603214360884071,9.500211785126314E-2,42.755165352542669,16.409233649005955,2.7541821471167642,4.3370532062533176E-2,19.206786328185252]
["Downstate",2025,12,16,0.35917361284210958,7.0848997387380099E-6,2.1562738335289596E-6,0.28265891392265102,5.5756046485600111E-6,1.6969231539095686E-6,0.44142005763528558,2.4405939404357068E-3,3.1111951026632126E-6,0.34738441136463027,1.9206745926322161E-3,2.4484176934980916E-6,56.943187434951838,7.3217818213071206,0.14311497472250778,64.408084230981473,24.719523227575991,4.1490096987407012,6.533509715592746E-2,28.93386802347262,44.812589066037305,5.7620237778966485,0.11262721390091221,50.68724005783487,19.453527036419295,3.2651468074747676,5.1416771563459925E-2,22.770090615457523]
["Downstate",2025,12,20,0.39696351196566038,7.8303265653603667E-6,2.3831428677183727E-6,0.31239843670937922,6.1622333141644264E-6,1.8754623130065648E-6,0.48786338992006112,2.6973772772760952E-3,3.4385347091365085E-6,0.38393392779120106,2.1227554151358589E-3,2.7060241944809003E-6,62.934377299687881,8.0921318318282864,0.15817259662027938,71.184681728136439,27.320349835523423,4.585541371369362,7.2209228891866678E-2,31.978100435784654,49.52747668506494,6.3682662454075762,0.12447711294612142,56.020220043418639,21.500299956307259,3.60868420573096,5.6826508084098906E-2,25.165810670122319]
["Downstate",2026,1,3,0.252374726377188,4.9782321669599687E-6,1.5151141377704252E-6,0.18472066588995043,3.6437181093214917E-6,1.1089576854456715E-6,0.31016550848928848,1.714892759079297E-3,2.1860932559258992E-6,0.22701948046337816,1.2551816773980079E-3,1.6000675175716114E-6,40.631681612096791,5.3161675531458208,0.10274638302851727,46.050595548271133,17.679433983889442,3.0868069663427344,4.5907958374443884E-2,20.81214890860662,29.73955194070254,3.8910631999338245,7.5203173325865735E-2,33.705818313962233,12.940110386412556,2.2593270193164141,3.3601417869003843E-2,15.233038823597974]
["Downstate",2026,1,11,0.22916414547097708,4.5203905195818803E-6,1.3757710276988332E-6,0.16773214242631335,3.3086100135550655E-6,1.0069682649950201E-6,0.28163998324177542,1.5571762646368365E-3,1.9850410542511733E-6,0.20614078910540909,1.1397442233650778E-3,1.4529113537785286E-6,36.894837804672576,4.8272464203741929,9.3296929549805147E-2,41.815381154596579,16.053479044781199,2.8029172763463057,4.1685862139274638E-2,18.89808218326678,27.004443372808591,3.5332070924317409,6.8286833627590846E-2,30.605937298867925,11.750024979008318,2.0515396020571401,3.0511138429349102E-2,13.832075719494807]
["Downstate",2026,1,20,0.28356397868745326,5.5934575555844114E-6,1.7023566473517776E-6,0.20754901933906442,4.0940201070312872E-6,1.2460061195312615E-6,0.34849672509358531,1.9268245309954476E-3,2.4562574483218504E-6,0.2550752527554711,1.4103009264351692E-3,1.7978088296093912E-6,45.653070987259674,5.9731560460858875,0.11544410007112697,51.741671133416695,19.864313330334362,3.4682841557918058,5.1581406414758856E-2,23.384178892540927,33.414858110966712,4.3719328719490242,8.4497014991641389E-2,37.871287997907373,14.539289407061853,2.5385416675833046,3.7753985421797212E-2,17.115585060066955]
["Downstate",2026,1,23,0.2523945319295684,4.9786228425215026E-6,1.5152330390282837E-6,0.18473516217044786,3.6440040565354206E-6,1.1090447128586063E-6,0.31018984927536147,1.7150273383172987E-3,2.1862648134550946E-6,0.22703729621805468,1.2552801799969625E-3,1.6001930856959889E-6,40.63487025507235,5.316584748783626,0.10275444623238944,46.054209450088365,17.680821408695603,3.0870492089711377,4.5911561082556986E-2,20.8137821787493,29.741885804565165,3.8913685579905839,7.5209075027711486E-2,33.708463437583461,12.941125884429116,2.2595043239945327,3.3604054799615771E-2,15.234234263223264]
["Downstate",2026,2,9,0.18612948905373855,3.671507931591755E-6,1.1174154574409689E-6,0.13623378082786736,2.6872872719047588E-6,8.178700392753615E-7,0.22875090721612978,1.2647546670435425E-3,1.6122708743076835E-6,0.16742968089737043,9.2571204588266982E-4,1.180069628097307E-6,29.966368845313003,3.9207394678349816,7.5776731092461122E-2,33.962885044240444,13.038801711319397,2.2765584006783763,3.3857688360461352E-2,15.349217800358234,21.933288197555527,2.8697073422362762,5.5463272520573433E-2,24.858458812312374,9.5434918111501137,1.6662816825888056,2.4781462190043447E-2,11.234554955928962]
["Downstate",2026,2,11,0.17152592173856041,3.3834444253746903E-6,1.0297439555488189E-6,0.12554498992732077,2.4764449128030681E-6,7.5370062563571646E-7,0.21080329832877964,1.1655230514018989E-3,1.4857734215775812E-6,0.15429328521942595,8.5308143670168306E-4,1.0874823312743907E-6,27.615232081070133,3.6131214593458867,6.983135081414632E-2,31.298184891230164,12.01578800474044,2.0979414925234181,3.1201241853129207E-2,14.144930739116987,20.212420363744801,2.6445524537752174,5.1111669569896365E-2,22.908084487089912,8.7947172575072798,1.5355465860630295,2.2837128956762206E-2,10.353100972527072]
["Downstate",2026,2,20,0.29689241896182883,5.8563684700875321E-6,1.7823730126353359E-6,0.21730450634087076,4.2864525264494225E-6,1.3045725080498244E-6,0.36487721815806234,2.0173916255871093E-3,2.5717096325166987E-6,0.26706462914791407,1.4765897116112512E-3,1.8823117616147464E-6,47.798915578706165,6.2539140393200388,0.12087035272828484,54.173699970754484,20.798001435009553,3.6313049260567967,5.4005902282850675E-2,24.483312263349198,34.985466418376745,4.5774281059948789,8.8468652795893082E-2,39.651363177167518,15.222683861431102,2.6578614809002521,3.9528546993909675E-2,17.920073889325266]
["Downstate",2026,2,23,0.21921597231466486,4.3241572583510212E-6,1.3160478612372675E-6,0.16045077477036163,3.1649809774599631E-6,9.6325508009651057E-7,0.2694137978790006,1.4895781720832672E-3,1.8988690569280571E-6,0.19719207568261424,1.0902671428006648E-3,1.3898394727106793E-6,35.293207522149082,4.6176923334581286,8.9246845675618677E-2,40.00014670128283,15.356586479103035,2.6812407097498809,3.9876250195489196E-2,18.077703439048406,25.832161914422464,3.3798281426820607,6.5322455217401931E-2,29.277312512321927,11.239948313909011,1.9624808570411965,2.9186628926924266E-2,13.231615799877131]
["Downstate",2026,3,7,0.23478627162373417,4.6312900920633666E-6,1.4095230714975465E-6,0.17184714594335515,3.3897807518843637E-6,1.0316724027474152E-6,0.28854950877942626,1.5953787564964373E-3,2.0337404317321739E-6,0.21119807901957796,1.1677057781382528E-3,1.4885558953926987E-6,37.799985650104837,4.9456741451389554,9.5585800291412171E-2,42.841245595535206,16.447322000427295,2.871681761693587,4.2708549066375653E-2,19.361712311187258,27.666948351564713,3.6198879122285836,6.9962127083456838E-2,31.356798390876754,12.038290504115944,2.1018704006488549,3.1259673803246672E-2,14.171420578568044]
["Downstate",2026,3,14,0.21069252228614563,4.1560274550440388E-6,1.2648779211003597E-6,0.15421220489631379,3.0419217089324329E-6,9.2580225924030572E-7,0.25893858013383075,1.4316611098397357E-3,1.8250381433019472E-6,0.18952494821305116,1.0478758999944203E-3,1.3358004026181553E-6,33.920953997531832,4.4381494405031807,8.5776792735191523E-2,38.444880230770202,14.759499067628353,2.5769899977115243,3.8325801009340889E-2,17.374814866349215,24.827768215909703,3.2484152899827032,6.2782618923053299E-2,28.138966124815457,10.802922048143916,1.8861766199899566,2.8051808454981262E-2,12.717150476588854]
["Downstate",2026,3,19,0.336325615967486,6.6342102635095856E-6,2.0191074715029177E-6,0.24616685128965957,4.8557783702076927E-6,1.477845590932776E-6,0.41334014380909728,2.2853412138168021E-3,2.9132836374542091E-6,0.30253610454380975,1.6727100881371978E-3,2.132320066917291E-6,54.147558838991742,7.0845577628320866,0.13692433096034784,61.369040932784173,23.560388197118545,4.1136141848702437,6.1178956386538391E-2,27.735181338375327,39.632229695239076,5.1854012732253132,0.10021904314511268,44.917850011609495,17.244557958997156,3.010878158646956,4.4778721405263108E-2,20.300214839049374]
["Downstate",2026,4,4,0.2004224483424088,3.9534445213339641E-6,1.2032222456233803E-6,0.14669522835568038,2.8936451562441238E-6,8.8067461276995084E-7,0.24631678256832915,1.3618756931534346E-3,1.7360778115423057E-6,0.18028667429990564,9.9679785099661715E-4,1.2706876555680717E-6,32.26749851645112,4.2218146487756476,8.159565714248837E-2,36.570908822369255,14.040056606394762,2.4513762476761825,3.6457634042388422E-2,16.527890488113332,23.617554333287639,3.0900733380895131,5.972231981169937E-2,26.767349991188851,10.276340435094621,1.7942361317939108,2.6684440766929506E-2,12.097261007655462]
["Downstate",2026,4,14,0.2036388322998732,4.0168894879048744E-6,1.2225315832753965E-6,0.14904939667875017,2.94008243877466E-6,8.9480769875750523E-7,0.25026967983337761,1.3837311048987095E-3,1.7639384272973576E-6,0.18317991890278643,1.0127944853222449E-3,1.2910796796358288E-6,32.785328058172468,4.289566425186,8.2905106082975813E-2,37.157799589441446,14.265371750502524,2.4907159888176773,3.7042706973244507E-2,16.793130446293446,23.996569376265022,3.1396629044989592,6.0680744942883953E-2,27.196913025706866,10.441255377458827,1.8230300735800407,2.7112673272352405E-2,12.29139812431122]
["Downstate",2026,4,15,0.21497128685666542,4.2404284714436569E-6,1.2905651869611131E-6,0.15734396159793962,3.1036973557054983E-6,9.4460354304080387E-7,0.26419713041646786,1.4607354251846998E-3,1.8621011983296058E-6,0.1933738395967817,1.0691562673588984E-3,1.3629279692445882E-6,34.609824084557289,4.5282798180725692,8.7518756321491475E-2,39.225622658951352,15.059236433738668,2.6293237653324599,3.9104125164921719E-2,17.727664324236049,25.331972987178403,3.314384428812585,6.4057614554495643E-2,28.710415030545484,11.022308857016556,1.924481281246017,2.8621487354136353E-2,12.97541162561671]
["Downstate",2026,4,22,0.22548924447669139,4.4479010488541182E-6,1.3537090148686447E-6,0.16504237166959523,3.2555527859354115E-6,9.9082041311077745E-7,0.27712357404382398,1.5322052178291816E-3,1.9532087214533299E-6,0.20283509314110632,1.1214671618680987E-3,1.4296123103455503E-6,36.303188199740944,4.7498361752704632,9.180080990830651E-2,41.144825184919711,15.796043720497966,2.757969392092527,4.1017383150519927E-2,18.595030495741014,26.571397201484928,3.4765482017911058,6.7191778586240869E-2,30.115137181862274,11.56160030904306,2.0186408913625775,3.0021858517256556E-2,13.610263058922895]
["Downstate",2026,5,8,0.20430225357462586,4.0299758423811273E-6,1.2265143868116474E-6,0.14953497469758362,2.9496607358871551E-6,8.9772283266130808E-7,0.25108501661444155,1.3882390695298119E-3,1.7696850438282339E-6,0.18377668845766493,1.0160940004536492E-3,1.2952858014113158E-6,32.892137176491843,4.3035411155424166,8.3175197059927E-2,37.278853489094189,14.311845947023167,2.4988303251536612,3.7163385920392915E-2,16.847839658097222,24.074746187954105,3.1498914014063124,6.087843266633184E-2,27.285516022026748,10.475271242086901,1.8289692008165686,2.7201001829637632E-2,12.331441444733109]
["Downstate",2026,5,10,0.19834072050050991,3.9123812791695772E-6,1.1907247371385671E-6,0.14517154902900131,2.8635897321329588E-6,8.7152730977959621E-7,0.24375836404565238,1.3477302989069811E-3,1.7180456921570751E-6,0.17841409070202305,9.8644441076910575E-4,1.25748940411056E-6,31.932345689980462,4.1779639266116417,8.0748147531382528E-2,36.191057764123485,13.894226750602185,2.4259145380325662,3.6078959535298577E-2,16.35622024817005,23.372245881965018,3.0579776733842277,5.9102001993196318E-2,26.48932555734244,10.169603170015314,1.7755999393843904,2.640727748632176E-2,11.971610386886026]
["Downstate",2026,5,21,0.26583092043862988,5.2436630961307779E-6,1.595897464039802E-6,0.19456965973753176,3.8379950033989967E-6,1.168085435817086E-6,0.32670300942414804,1.8063279439410503E-3,2.3026520552574284E-6,0.2391237756465549,1.3221058439969674E-3,1.6853804145360809E-6,42.798094234563393,5.599616626217256,0.10822464659709913,48.50593550737775,18.622071537176438,3.2513902990938903,4.8355693160405999E-2,21.921817529430736,31.325214609698694,4.0985281163905993,7.9212879483195803E-2,35.502955605572488,13.63005521185363,2.3797905191945414,3.53929887052577E-2,16.045238719753431]
["Downstate",2026,6,5,0.23148084468877395,4.5660887031233276E-6,1.3896791705157955E-6,0.16942780438233102,3.3420578909036131E-6,1.0171480537532737E-6,0.28448717876416213,1.5729182954280926E-3,2.0051085174585048E-6,0.20822473728977731,1.1512662899838839E-3,1.4675993347011517E-6,37.267820418105238,4.876046715827087,9.4240100320549733E-2,42.238107234252873,16.215769189557243,2.8312529317705666,4.21072788666286E-2,19.089129400194437,27.277440584960829,3.5689254989500401,6.8977168730954136E-2,30.915343252641822,11.868810025517307,2.0722793219709912,3.0819586028724186E-2,13.971908933517021]
["Downstate",2026,6,8,0.23293741085544056,4.594820282740251E-6,1.3984235643122504E-6,0.17049390904376729,3.363087399662648E-6,1.0235483390277625E-6,0.2862772810942078,1.5828157000065655E-3,2.0177254285076752E-6,0.20953496711811193,1.1585104985881373E-3,1.4768340320257714E-6,37.502323823341221,4.9067286700203532,9.483309513986074E-2,42.503885588501433,16.317805022369846,2.8490682600118178,4.2372233998661177E-2,19.209245516380328,27.449080692472663,3.5913825456232256,6.9411199505211255E-2,31.1098744376011,11.943493125732379,2.085318897458647,3.1013514672541199E-2,14.059825537863567]
["Downstate",2026,6,17,0.30507556494275856,6.0177855863494394E-6,1.8314999610628728E-6,0.22329399742966086,4.4045985770859344E-6,1.3405300017218061E-6,0.37493420631472812,2.0729963130715918E-3,2.6425928009621448E-6,0.27442564178104972,1.5172884576631243E-3,1.9341932881986058E-6,49.116381027229387,6.4262885705219341,0.1242018616452208,55.666871459396539,21.371249759939502,3.7313933635288654,5.5494448820205038E-2,25.158137572288574,35.949759073317516,4.7035942187556854,9.0907084545334471E-2,40.744260376618534,15.642261581519834,2.7311192237936237,4.0618059052170724E-2,18.413998864365631]
["Downstate",2026,6,19,0.31014070072099098,6.117698213192789E-6,1.8619081518412836E-6,0.22700132291034211,4.4777276388832487E-6,1.3627866727035975E-6,0.3811591973697942,2.1074140410054986E-3,2.6864674762281375E-6,0.27898190028346503,1.5424798296900862E-3,1.9663064849009046E-6,49.931854855443042,6.5329835271170458,0.12626397138272247,56.591102353942809,21.72607425007827,3.7933452738098974,5.6415817000790888E-2,25.575835340888958,36.546628937133917,4.781687472039267,9.2416404790342521E-2,41.420732813963525,15.901968316157507,2.7764636934421549,4.1292436182918994E-2,18.719724445782578]
["Downstate",2026,7,1,0.26715926976154453,5.269865527028751E-6,1.6038721169217938E-6,0.19554191862805367,3.8571733520113502E-6,1.1739223245251934E-6,0.32833553479270439,1.815354111767339E-3,2.3141583401300165E-6,0.24031867014922889,1.3287123681733012E-3,1.6938022111006361E-6,43.011955057844276,5.6275977464787506,0.10876544198611078,48.748318246309132,18.715125483184149,3.2676374011812102,4.8597325142730345E-2,22.03136020950809,31.481745789548985,4.119008341337234,7.960870392172989E-2,35.680362834807944,13.698164198506047,2.3916822627119423,3.556984643311336E-2,16.125416307651101]
["Downstate",2026,7,12,0.321986516243083,6.3513635279510361E-6,1.9330236824198807E-6,0.23567163218679482,4.6487543227240823E-6,1.4148382721334165E-6,0.39571756241538414,2.1879066622589594E-3,2.7890770274915416E-6,0.28963760628102653,1.6013948043018657E-3,2.0414095069353578E-6,51.839000676415324,6.7825106530027739,0.13108662029210247,58.7525979497102,22.555901057676895,3.9382319920661271,5.8570617577322376E-2,26.552703667320344,37.942526422814474,4.9643238933357834,9.5946246825961812E-2,43.002796562976215,16.509343558018511,2.8825106477433584,4.2869599645642513E-2,19.434723805407511]
["Downstate",2026,7,20,0.35045232457842135,6.9128674659551376E-6,2.1039161852906941E-6,0.25650661493756638,5.0597359721818407E-6,1.5399196437075167E-6,0.43070169907450923,2.3813325622940242E-3,3.0356504959194298E-6,0.31524354991898162,1.7429690481563793E-3,2.2218840573494167E-6,56.421922578760707,7.3821309431114752,0.1426755733082132,63.946729095180395,24.549996847247026,4.2863986121292434,6.3748660414308031E-2,28.900144119790578,41.296905039386594,5.4032040492847759,0.10442855069542259,46.804537639366792,17.968882345381953,3.1373442866814827,4.6659565204337748E-2,21.152886197267772]
["Downstate",2026,7,21,0.33503013564151896,6.6086561918996014E-6,2.0113301453607485E-6,0.24521865020829489,4.8370745752922658E-6,1.4721531316106898E-6,0.41174801404313605,2.2765383916704585E-3,2.9020620668776506E-6,0.30137077679973118,1.6662670373930705E-3,2.1241066613239948E-6,53.938989839650823,7.0572690141784209,0.13639691714324959,61.132655770972498,23.469636800458755,4.097769105006825,6.094330340443066E-2,27.628349208870013,39.479571760764784,5.1654278159185187,9.9833013082227751E-2,44.744832589765529,17.178134277584679,2.9992806673075272,4.4606239887803892E-2,20.222021184780012]
["Downstate",2026,8,9,0.26996974733169615,5.3253037638327713E-6,1.6207446237751912E-6,0.19759899183692672,3.8977502677952948E-6,1.1862718206333507E-6,0.33178957798140701,1.8344513791672629E-3,2.3385029571613468E-6,0.24284678842394167,1.3426902335540055E-3,1.7116207697709773E-6,43.464434715564316,5.6867992754185153,0.10990963898658331,49.261143629969418,18.912005944940201,3.3020124825010733,4.9108562100388282E-2,22.263126989541664,31.812929283536359,4.1623397240174169,8.044617617923594E-2,36.055715183733014,13.842266940164675,2.4168424203972099,3.5944036165190527E-2,16.295053396727077]
["Downstate",2026,8,16,0.32690411069377784,6.4483658198601109E-6,1.9625461190878601E-6,0.23927096772466264,4.7197532226991766E-6,1.4364466329954017E-6,0.40176122695041477,2.2213218430761593E-3,2.8316736861124834E-6,0.29406114644034437,1.6258523818889383E-3,2.0725872847505079E-6,52.630720730504336,6.8860977135360937,0.13308866324728671,59.649907107287717,22.900389936173642,3.9983793175370868,5.9465147408362153E-2,26.958234401119089,38.522010183685111,5.0401423838557085,9.7411602383273871E-2,43.659564169924096,16.761485347099629,2.9265342874000888,4.3524332979760667E-2,19.731543967479478]
["Downstate",2026,8,20,0.35715278023637931,7.0450376890537935E-6,2.1441419053641981E-6,0.2614108803078406,5.1564753405491709E-6,1.5693620601671391E-6,0.43893647862669943,2.4268623308857915E-3,3.093690463454057E-6,0.32127083317421573,1.7762936575291776E-3,2.2643652582411573E-6,57.500678700097623,7.523273225745954,0.14540345178234068,65.169355377625919,25.019379281721868,4.3683521955944249,6.4967499732535197E-2,29.452698977048829,42.08647914582226,5.5065103383404503,0.10642516713733439,47.699414651300039,18.312437490930296,3.1973285835525198,4.7551670423064303E-2,21.55731774490588]
["Downstate",2026,9,4,0.23548549779335459,4.645082718050733E-6,1.413720827232832E-6,0.17235893064348765,3.399875990394696E-6,1.0347448666418641E-6,0.28940884934637834,1.6001300163093898E-3,2.0397971935788003E-6,0.21182705627111303,1.1711833683433555E-3,1.4929890218689749E-6,37.91255926437556,4.9604030505591084,9.5870468098203612E-2,42.968832783032873,16.496304412743566,2.8802340293569015,4.2835741065154809E-2,19.419374183165623,27.749344371515807,3.630668441864402,7.0170484027841817E-2,31.450183297408049,12.074142207453443,2.1081300630180397,3.1352769459248475E-2,14.213625039930731]
["Downstate",2026,9,9,0.21814875259240851,4.3031057543957074E-6,1.3096408817726068E-6,0.15966964450198662,3.1495727474662881E-6,9.585656187940877E-7,0.26810219765430648,1.482326386612052E-3,1.8896247008433324E-6,0.19623207596170394,1.0849593425293653E-3,1.3830732499743263E-6,35.121387892714147,4.5952117984973615,8.8812360939636625E-2,39.805412052151141,15.281825266295469,2.6681874959016936,3.9682118717709977E-2,17.989694880914872,25.706401950983217,3.3633739618410323,6.5004442748793342E-2,29.134780355573042,11.185228329817125,1.9529268165528575,2.9044538249460853E-2,13.167199684619444]
["Downstate",2026,9,16,0.27318532038022381,5.3887327347728533E-6,1.640049093191738E-6,0.19995256663131428,3.9441758426417051E-6,1.200401343412693E-6,0.33574147864910864,1.8563012807654487E-3,2.366356548748079E-6,0.24573930358719842,1.3586828348369664E-3,1.7320076526383138E-6,43.982133703033234,5.7545339703728908,0.11121875779115971,49.847886431197281,19.137264282999194,3.3413423053778075,4.969348752370966E-2,22.528300075900709,32.191848769922991,4.2119167879945962,8.1404359674000754E-2,36.485169917591591,14.00714030447031,2.4456291027065395,3.637216070540459E-2,16.489141567882253]
["Downstate",2026,9,20,0.28524232025583646,5.6265637786314217E-6,1.712432454366085E-6,0.20877744809876192,4.1182515491179446E-6,1.2533809062532875E-6,0.35055938672951426,1.9382289051346417E-3,2.4707953984424936E-6,0.2565849769515659,1.4186481314635425E-3,1.8084495933083148E-6,45.923279661566369,6.0085096059173893,0.11612738372679719,52.047916651210556,19.981885043582313,3.488812029242355,5.1886703367292362E-2,23.522583776191958,33.612631980655131,4.3978092075369819,8.4997130885490796E-2,38.095438319077601,14.625343686239257,2.5535666366343763,3.7977441459474612E-2,17.216887764333109]
["Downstate",2026,10,4,0.2166998399584433,4.2745251449778691E-6,1.3009424354280472E-6,0.15860914169172341,3.1286537383444581E-6,9.5219896384396554E-7,0.26632150142405597,1.4724809879852025E-3,1.877074085403325E-6,0.19492873074120037,1.0777531986479628E-3,1.3738870764034359E-6,34.888116686551335,4.5646910627541279,8.8222482013956272E-2,39.541030231319418,15.180325581171191,2.6504657783733645,3.9418555793469826E-2,17.870209915338027,25.535663727097248,3.3410349158086845,6.4572692590961489E-2,28.941271335496893,11.11093765224842,1.9399557575663329,2.8851628604472154E-2,13.079745038419226]
["Downstate",2026,10,13,0.23595122961940157,4.654269537947029E-6,1.4165168158969219E-6,0.17269981379874053,3.4066001006612622E-6,1.0367913349838625E-6,0.28998122816861271,1.6032946760501875E-3,2.0438314057941299E-6,0.21224599757598211,1.1734996781538774E-3,1.4959417833338585E-6,37.987540890088269,4.9702134957555817,9.6060076072324113E-2,43.053814461916176,16.528930005610924,2.8859304168903375,4.2920459521676731E-2,19.457780882022941,27.804225682453659,3.63784900227702,7.030926381669135E-2,31.51238394854737,12.098021861830981,2.1122994206769792,3.1414777450011026E-2,14.241736059957972]
["Downstate",2026,10,19,0.30329510075640304,5.9826649377335073E-6,1.8208110680058499E-6,0.22199082204907516,4.3788927162339005E-6,1.332706478853796E-6,0.37274603720748328,2.0608980131157644E-3,2.6271702552655832E-6,0.27282405488535566,1.5084333474226607E-3,1.922905062346191E-6,48.829730874180314,6.3887838406588697,0.12347700199748241,55.34199171683666,21.246524120826546,3.709616423608376,5.5170575360577248E-2,25.011311119795501,35.739951189981589,4.6761433770102485,9.0376537930270978E-2,40.506471104922106,15.550971128465273,2.7151800253607892,4.0381006309270009E-2,18.306532160135333]
["Downstate",2026,10,24,0.2173788347426307,4.2879186956093528E-6,1.3050187334463248E-6,0.15910611843131756,3.1384568815783048E-6,9.5518252917600585E-7,0.26715597786122625,1.4770947750136047E-3,1.8829556011154114E-6,0.19553950918703092,1.0811301683802134E-3,1.3781919349539511E-6,34.99743309982064,4.5789938025421746,8.849891325242433E-2,39.664925815615234,15.227890738089895,2.6587705950244884,3.9542067623423639E-2,17.926203400737805,25.615675703501051,3.3515035219786617,6.4775020942835701E-2,29.031954246422547,11.145752023660762,1.9460343030843843,2.8942030634032972E-2,13.12072835737918]
["Downstate",2026,11,7,0.24676845341025425,4.8676453074063868E-6,1.4814572674715092E-6,0.18061726579724433,3.5627762550056768E-6,1.084323208045206E-6,0.30327546632666752,1.6767979900252524E-3,2.1375312002088914E-6,0.22197645101839716,1.2272989681917383E-3,1.564523485893797E-6,39.729086088793444,5.1980737690782828,0.10046396640981789,45.027623824281548,17.286701580620047,3.0182363820454543,4.4888155204386722E-2,20.349826117869888,29.078915083410028,3.8046268013943889,7.3532603837008464E-2,32.957074488641425,12.652657708048638,2.2091381427451289,3.2854993203769736E-2,14.894650843997537]
["Downstate",2026,11,13,0.25185412832153664,4.9679630800989212E-6,1.5119887635083675E-6,0.1843396244882167,3.6362018552564181E-6,1.1066701298606491E-6,0.3095256997296415,1.7113552818966849E-3,2.1815837873477868E-6,0.22655118515575859,1.2525924912694176E-3,1.5967669016560791E-6,40.54786666458304,5.305201373879723,0.10253443800534598,45.955602476468108,17.642964884589567,3.0804395074140327,4.581325953430352E-2,20.769217651537904,29.678205255404375,3.8830367229351945,7.5048044377835715E-2,33.636290022717404,12.91341755387824,2.2546664842849515,3.3532104934777658E-2,15.20161614309797]
["Downstate",2026,11,19,0.31725630834643248,6.2580575402812573E-6,1.9046262079116872E-6,0.2322094505134949,4.5804608591855765E-6,1.3940533049695234E-6,0.38990419370534968,2.1557647778977567E-3,2.7481035285582909E-6,0.28538262657447527,1.5778691907533619E-3,2.0114197685988833E-6,51.077449375400811,6.6828708114830455,0.12916086584223968,57.889481052726097,22.224539041204931,3.8803766002159623,5.7710174099724107E-2,26.16262581552062,37.385124081256258,4.8913944913354221,9.4536729124147512E-2,42.371055301715835,16.26680971474509,2.8401645433560514,4.223981514057655E-2,19.149214073241716]
["Downstate",2026,11,24,0.23583792728232661,4.652034586186545E-6,1.4158366131872095E-6,0.17261688440461373,3.4049642721321744E-6,1.0362934741271837E-6,0.28984198095675301,1.6025247837546087E-3,2.0428499704558303E-6,0.21214407834632201,1.1729361707870966E-3,1.4952234412406504E-6,37.969299505334646,4.9678268296392867,9.6013948611424024E-2,43.033140283585354,16.520992914534922,2.8845446107582955,4.289984937957244E-2,19.448437374672793,27.790874263368185,3.6361021294399993,7.027550173831057E-2,31.497251894546498,12.092212465740355,2.1112851074167738,3.1399692266053658E-2,14.234897265423182]
["Downstate",2026,12,7,0.25163156334874032,4.9635728619391308E-6,1.5106526101553878E-6,0.1841767224790937,3.6329885223148839E-6,1.1056921589653994E-6,0.30925217005038153,1.7098429471801625E-3,2.1796559089384877E-6,0.2263509805424882,1.2514855679261229E-3,1.595355829364362E-6,40.512034276599977,5.3005131362585036,0.10244382772010892,45.914991240578587,17.627373692871746,3.0777173049242923,4.5772774087708246E-2,20.750863771883747,29.651978451065954,3.879605260570981,7.4981723980125009E-2,33.606565435617057,12.902005890921828,2.2526740222670214,3.3502472416651601E-2,15.188182385605501]
["Downstate",2026,12,15,0.26200867909316178,5.1682672548393827E-6,1.5729509036467688E-6,0.19177204613864965,3.7828105155994352E-6,1.1512901569215674E-6,0.32200552070368854,1.7803557156561927E-3,2.2695434466903372E-6,0.23568554212408657,1.3030959876127969E-3,1.6611472264154041E-6,42.182723212183198,5.5191027185341976,0.10666854199444585,47.808494472711843,18.354314680110246,3.2046402881811469,4.7660412380497084E-2,21.60661538067189,30.874806018255342,4.0395975615996704,7.8073919641523992E-2,34.992477499496538,13.434075901072935,2.3455727777030342,3.4884091754723484E-2,15.814532770530693]
["Downstate",2026,12,21,0.29258572229007307,5.7714164774199656E-6,1.7565180583452071E-6,0.21415230529279994,4.2242736035457963E-6,1.2856484880356772E-6,0.3595843396583831,1.988127510895582E-3,2.5344046270409411E-6,0.26319061190787502,1.4551704243866671E-3,1.8550071041657624E-6,47.105548495248186,6.1631952837763047,0.11911701747092424,53.387860796495417,20.496307360527837,3.5786295196120479,5.3222497167859761E-2,24.128159377307743,34.47797015993163,4.5110283155986677,8.7185333895790834E-2,39.076183809426084,15.001864878748876,2.6193067638960006,3.8955149187481011E-2,17.660126791832354]
["Downstate",2027,1,3,0.23314321654370854,4.5988799146700648E-6,1.3996591044648026E-6,0.16511751227253352,3.2570349762163557E-6,9.9127151450063008E-7,0.28653021381400884,1.5842141549535186E-3,2.0195081364420718E-6,0.20292744003991467,1.1219777441983558E-3,1.4302631852080517E-6,37.821988223449168,4.9110638803559077,9.4916882412777376E-2,42.827968986217854,16.905282615026522,2.8515854789163333,4.2409670865283508E-2,19.799277764808139,26.786422085268736,3.4781310070149032,6.7222369704778434E-2,30.331775461988418,11.972718962354966,2.0195599395570407,3.0035526889369085E-2,14.022314428801376]
["Downstate",2027,1,8,0.22827374793078281,4.5028269317392834E-6,1.3704255879206515E-6,0.16166884001273074,3.1890079933900574E-6,9.7056765016219139E-7,0.28054569535575624,1.5511259904421888E-3,1.9773283482855111E-6,0.19868906324034574,1.098543927462149E-3,1.4003904666625902E-6,37.032031786959827,4.8084905703707852,9.2934432369419021E-2,41.933456789700031,16.55219602598962,2.79202678279594,4.152389531399573E-2,19.385746704099557,26.22695634772564,3.4054861751326619,6.5818351933141742E-2,29.698260874791444,11.722654731180398,1.977379069431868,2.9408199799914395E-2,13.729442000412179]
["Downstate",2027,1,15,0.24583064095004931,4.8491464338345909E-6,1.4758271755148757E-6,0.17410304479703684,3.4342796143497829E-6,1.045215534802108E-6,0.30212290607325953,1.6704255302291942E-3,2.1294077818143202E-6,0.21397055162448866,1.1830346688910143E-3,1.5080967002144697E-6,39.880223601670259,5.1783191437105023,0.10008216574527305,45.158624911126033,17.825251458322313,3.0067659544125496,4.4717563418100723E-2,20.876734976152964,28.244112814432505,3.6674074735621445,7.0880544910080071E-2,31.982400832904727,12.624262545844831,2.1294624040038257,3.1670030704503867E-2,14.785394980553161]
["Downstate",2027,2,1,0.18245373743425325,3.5990016818077393E-6,1.095348337941486E-6,0.12921803034454571,2.5488976826111073E-6,7.7575146862077179E-7,0.22423345261002134,1.2397778402157705E-3,1.5804311733155723E-6,0.15880740779050942,8.7803984084033925E-4,1.1192985475813991E-6,29.598815744522817,3.8433113046688887,7.42802651458319E-2,33.516407314337535,13.22977370399126,2.2316001123883868,3.3189054639627021E-2,15.494562871019273,20.962577828347243,2.7219235066050516,5.2607031736325756E-2,23.73710836668862,9.3696370596400556,1.5804717135126107,2.3505269499209381E-2,10.973614042651874]
["Downstate",2027,2,6,0.15668307897227934,3.0906610774977912E-6,9.406359801080235E-7,0.11096664358773434,2.1888789043892706E-6,6.6618053611847374E-7,0.19256162278497108,1.0646655529136957E-3,1.3572033427272908E-6,0.13637667260825326,7.5402119823809533E-4,9.6120334497094038E-7,25.41813420761618,3.3004632140324568,6.3788557108182667E-2,28.782385978756821,11.361135744313293,1.9163979952446524,2.8501270197273106E-2,13.306035009755218,18.001720784289429,2.3374657145380957,4.51765572136342E-2,20.384363056041156,8.046223683886943,1.3572381568285716,2.0185270244389746E-2,9.4236471109599051]
["Downstate",2027,2,12,0.15869561986861608,3.1303595685919121E-6,9.5271812957145153E-7,0.112391972409547,2.2169943099653352E-6,6.7473739868510206E-7,0.19503501138227,1.0783408200849443E-3,1.3746361583816657E-6,0.1381283846165359,7.6370634425458053E-4,9.7354967524564714E-7,25.744621502459641,3.3428565422633274,6.4607899443938285E-2,29.152085944166906,11.50706567155393,1.9410134761528997,2.8867359326014978E-2,13.476946507032844,18.232946769382739,2.3674896671891998,4.5756834736545418E-2,20.646193271308483,8.1495746923756176,1.374671419658245,2.0444543180158588E-2,9.5446906552140209]
["Downstate",2027,2,18,0.31810438148749987,6.2747862557568581E-6,1.9097175560999133E-6,0.22528900858825499,4.4439512843309299E-6,1.352506912622457E-6,0.39094646541302513,2.1615274567113735E-3,2.755449616658446E-6,0.27687748654114014,1.5308446098153895E-3,1.9514742596409733E-6,51.604933434519317,6.7007351158052577,0.12950613198294697,58.435174682307526,23.065841459368482,3.8907494220804724,5.7864441949827365E-2,27.014455323398781,36.5478282234305,4.745618290427708,9.1719290203125747E-2,41.38516580406133,16.335771705927268,2.7555202976677013,4.0980959452460441E-2,19.132272963047431]
["Downstate",2027,3,1,0.21054906216818062,4.1531976242436992E-6,1.2640166682480826E-6,0.14911580045910258,2.9413922903596562E-6,8.9520634923989537E-7,0.25876226937135749,1.4306862946470798E-3,1.8237954784722331E-6,0.18326152835153858,1.0132457007182415E-3,1.2916548753318488E-6,34.156619557019191,4.4351275134059476,8.571838748819495E-2,38.677465457913328,15.266973892910093,2.5752353303647437,3.8299705047916896E-2,17.880508928322751,24.190521742403092,3.1410616722265488,6.0707779140596892E-2,27.392291193770237,10.812430172740777,1.8238422612928347,2.7124752381968827E-2,12.663397186415581]
["Downstate",2027,3,6,0.22572346949464389,4.4525212679046391E-6,1.3551151684927162E-6,0.15986267281121322,3.1533803384716154E-6,9.5972445083918737E-7,0.27741143377858035,1.5337967828525415E-3,1.9552376002537761E-6,0.19646930543607935,1.0862709748569832E-3,1.3847452790679702E-6,36.618309258772605,4.7547700268428787,9.1896167211927476E-2,41.46497545282741,16.367274592936241,2.7608342091345746,4.1059989605329299E-2,19.169168791676146,25.933948317562475,3.3674400220566478,6.5083028116194597E-2,29.366471367735318,11.591689020728682,1.9552877547425698,2.9079650860427374E-2,13.576056426331679]
["Downstate",2027,3,12,0.18596428282758176,3.6682491466847169E-6,1.1164236533388269E-6,0.1317042812021062,2.5979403667653877E-6,7.9067750292859632E-7,0.22854787074779129,1.2636320864862181E-3,1.6108398426745929E-6,0.16186298024238266,8.949339793861813E-4,1.1408346827969745E-6,30.168318938708449,3.9172594681072761,7.570947260570586E-2,34.161287879421437,13.484324374119685,2.2745377556751927,3.3827636696166452E-2,15.792689766491044,21.365913391994511,2.7742953360971621,5.3619230091457803E-2,24.193827958183128,9.5499158343005774,1.6108811628951263,2.3957528338736465E-2,11.184754525534439]
["Downstate",2027,3,18,0.28931991667583368,5.7069966411185022E-6,1.7369120212099792E-6,0.2049031732538284,4.0418293180429266E-6,1.2301219663608908E-6,0.35557070377055716,1.9659362777209523E-3,2.5061159163172551E-6,0.25182353968502236,1.3923223342110483E-3,1.774890265749285E-6,46.935332897713543,6.0944024609349521,0.11778744806691099,53.147522806715408,20.978671522462871,3.5386852998977143,5.2628434242662357E-2,24.56998525660325,33.240707238422949,4.3161992360542492,8.3419842490216389E-2,37.640326316967418,14.85758884141632,2.5061802015798866,3.7272695580734982E-2,17.401041738576943]
["Downstate",2027,4,5,0.18208443516119591,3.5917169885999188E-6,1.0931312573999755E-6,0.12895648178436109,2.5437384914582375E-6,7.7418128000902884E-7,0.22377958455059496,1.2372684217685722E-3,1.5772322428199643E-6,0.15848596775041976,8.7626261164450506E-4,1.1170329897273129E-6,29.538905160678535,3.8355321074825741,7.4129915412538328E-2,33.448567183573651,13.202995488485103,2.2270831591834299,3.3121877099219252E-2,15.463200524767752,20.920147743055409,2.7164140960979655,5.2500550517183706E-2,23.689062389670557,9.3506720972747654,1.5772727009601091,2.3457692784273572E-2,10.951402491019147]
["Downstate",2027,4,9,0.18733688040724869,3.6953243991138244E-6,1.1246639475563814E-6,0.13267638710793431,2.6171156976693728E-6,7.965134732037222E-7,0.23023477669261352,1.2729589223556014E-3,1.6227294100456359E-6,0.16305768672870485,9.0153946402758451E-4,1.1492551541939419E-6,30.390990523424986,3.9461726593023645,7.6268282272144883E-2,34.413431464999498,13.583851824864198,2.2913260602400825,3.4077317610958356E-2,15.909255202715238,21.523614648189042,2.7947723384855121,5.401499224711527E-2,24.372401978921669,9.6204035169935871,1.622771035249652,2.4134358238072778E-2,11.267308910481312]
["Downstate",2027,4,14,0.17863963987917095,3.5237664813215535E-6,1.072450668228299E-6,0.12651679670285459,2.4956143431952448E-6,7.5953480010290065E-7,0.21954597251016464,1.213860949196116E-3,1.5473931070151169E-6,0.15548762407820807,8.5968488874504023E-4,1.0959002115770422E-6,28.980068371341734,3.7629689425079595,7.2727476029710497E-2,32.815764789879402,12.953212378099714,2.1849497085530087,3.2495255247317452E-2,15.170657341900041,20.524366378323464,2.6650231551096248,5.1507309944120984E-2,23.240896843377211,9.1737698206142753,1.5474327997410724,2.3013904443117888E-2,10.744216524798466]
["Downstate",2027,5,2,0.19121219323959926,3.7717671050692818E-6,1.1479291189341293E-6,0.13542097484950213,2.671254220873541E-6,8.1299041504846908E-7,0.23499748963322961,1.2992917727593009E-3,1.6562977287478148E-6,0.16643075210920802,9.2018900834700285E-4,1.1730290274270765E-6,31.01966863158631,4.0278044955538332,7.78459932511473E-2,35.125319120391289,13.864851888360548,2.3387251909667417,3.478225230370411E-2,16.238359331630992,21.968859278415458,2.8525859258757089,5.5132364289072595E-2,24.876577568580238,9.8194143744432729,1.6563402150246052,2.4633609575968607E-2,11.500388199043845]
["Downstate",2027,5,5,0.18057608406820616,3.5619639224431741E-6,1.0840759763957488E-6,0.12788823204585181,2.5226666698581402E-6,7.6776811691334699E-7,0.22192583916787256,1.2270191372833596E-3,1.5641667659424373E-6,0.15717310164811804,8.6900382718634983E-4,1.1077797115464006E-6,29.294210770159179,3.8037593255784148,7.351583799929455E-2,33.171485933736889,13.093624510904482,2.2086344471100472,3.2847502084791182E-2,15.33510646009932,20.74684941755158,2.6939118642776845,5.206564644268083E-2,23.492826928271946,9.2732129972389643,1.5642068889354297,2.3263373942474411E-2,10.86068326011687]
["Downstate",2027,5,13,0.17100048200813794,3.3730798337797361E-6,1.0265895146286155E-6,0.12110656533425014,2.3888945134543337E-6,7.2705485192088417E-7,0.21015753920897226,1.1619526749146456E-3,1.4812220139641448E-6,0.14883851468608958,8.229222273955951E-4,1.0490362863429898E-6,27.740795175584338,3.6020532922354014,6.96174346563148E-2,31.412465902476054,12.399294813329364,2.091514814846362,3.110566229324704E-2,14.521915290468971,19.646683938563825,2.5510589049263448,4.9304705458120525E-2,22.247047548948288,8.7814723664792851,1.4812600093120711,2.2029762013202787E-2,10.28476213780456]
["Downstate",2027,5,17,0.21343769002813839,4.2101774190799162E-6,1.2813583449373658E-6,0.15116159468459292,2.9817467219087793E-6,9.0748813275484594E-7,0.26231235832789218,1.4503145952769643E-3,1.8488170405524848E-6,0.18577578489109919,1.0271469251166634E-3,1.3093757344034204E-6,34.625231299281765,4.4959752453585891,8.6894400905966784E-2,39.20810094554632,15.476429141345639,2.6105662714985356,3.8825157851602184E-2,18.125820570695776,24.522403605625094,3.1841554678616566,6.1540659516960756E-2,27.768099733003712,10.960771308574852,1.8488644652099941,2.7496890422471828E-2,12.837132664207317]
["Downstate",2027,5,24,0.18976202578640639,3.7431617436426641E-6,1.1392231393695065E-6,0.13439393213387196,2.6509952307710591E-6,8.0682463545206154E-7,0.23321525124521469,1.2894378476035143E-3,1.6437362439474306E-6,0.16516852894325773,9.1321022666952616E-4,1.1641326882951171E-6,30.784413164368338,3.9972573275708942,7.7255603465529232E-2,34.858926095404762,13.759699823467667,2.3209881256863256,3.4518461122896041E-2,16.11520641027689,21.80224582051002,2.8309517026755313,5.47142363498705E-2,24.687911759535421,9.7449432076522058,1.6437784080051472,2.4446786454197459E-2,11.41316840211155]
["Downstate",2027,6,5,0.22413152643062217,4.4211193035199911E-6,1.3455580488973886E-6,0.15873522127173639,3.1311407283447139E-6,9.5295587384404349E-7,0.27545495486713684,1.52297948877343E-3,1.9414480419805176E-6,0.19508368103121632,1.078609912638051E-3,1.3749791894035483E-6,36.36005404246206,4.7212364151976329,9.1248057973084329E-2,41.172538515632773,16.251842337161072,2.741363079792174,4.0770408881590871E-2,19.033975825834837,25.751045896120555,3.3436907291779581,6.4624021901966769E-2,29.159360647200479,11.509937180841762,1.9414978427484917,2.8874562977474514E-2,13.480309586567728]
["Downstate",2027,6,13,0.23579610626356928,4.651209643277953E-6,1.4155855436063335E-6,0.16699635119982723,3.2940961214374147E-6,1.0025509934809524E-6,0.28979058342683944,1.6022406088561402E-3,2.0424877129177096E-6,0.2052365105226007,1.1347445030499409E-3,1.4465378620225168E-6,38.252357012342806,4.9669458874540346,9.5996922507132348E-2,43.315299822303977,17.097644422183528,2.8840330959410525,4.2892241971271901E-2,20.024569760095854,27.091219388983291,3.5177079594548171,6.7987279515058285E-2,30.676914627953167,12.108954120833442,2.0425401054898935,3.0377295102472855E-2,14.181871521425808]
["Downstate",2027,6,24,0.23889882061809647,4.7124124135645094E-6,1.4342124736935466E-6,0.16919376651864593,3.3374413635753482E-6,1.0157430236968451E-6,0.29360378211469318,1.6233236327248528E-3,2.0693637120435452E-6,0.20793710756536843,1.1496759966785864E-3,1.4655720770483048E-6,38.755699239139503,5.0323032614470442,9.7260094466046623E-2,43.885262595052588,17.322623144766897,2.9219825389047349,4.3456637952914448E-2,20.288062321624547,27.447698198628633,3.5639955897036177,6.888188762127033E-2,31.080575675953522,12.268289346356738,2.0694167940214556,3.0777013618014402E-2,14.368483153996207]
["Downstate",2027,7,6,0.25307818857444681,4.9921083509539243E-6,1.5193373242033685E-6,0.17923592857361834,3.5355286082274625E-6,1.0760304459822712E-6,0.31103005508334669,1.7196728028090412E-3,2.1921867106362884E-6,0.22027880415608497,1.2179127462167909E-3,1.552558214917277E-6,41.055967271001762,5.3309856887080276,0.10303277539990556,46.489985735109691,18.350773249917456,3.0954110450562742,4.6035920923362054E-2,21.492220215897092,29.076802148603218,3.7755295132720517,7.2970236101112015E-2,32.925301897976382,12.996449445209013,2.1922429431902235,3.2603722513262816E-2,15.221296110912499]
["Downstate",2027,7,12,0.29067703961971481,5.7337666477302227E-6,1.7450594145265896E-6,0.20586431965844457,4.0607884666760073E-6,1.2358921420318283E-6,0.35723859157380045,1.9751579630420241E-3,2.5178714409597932E-6,0.25300477707594432,1.3988533487597394E-3,1.7832158049316379E-6,47.155494087741658,6.1229896854302748,0.11833995772511027,53.396823730897047,21.077076902854227,3.5552843334756434,5.2875300260155654E-2,24.685236536590025,33.396630574024648,4.3364453811551922,8.3811142831786978E-2,37.816887098011627,14.927281847480716,2.5179360277675311,3.7447531903564396E-2,17.48266540715181]
["Downstate",2027,7,17,0.32630150995790347,6.4364791844183352E-6,1.9589284474316674E-6,0.23109440786547417,4.5584660213601245E-6,1.3873592238922118E-6,0.40102063788136849,2.217227155571586E-3,2.826453902722834E-6,0.28401225254821993,1.5702924472711423E-3,2.0017611659016197E-6,52.934724200340639,6.8734041822719165,0.13284333342797319,59.940971716040529,23.660217635000741,3.991008880028855,5.9355531957179512E-2,27.710582046986776,37.489617336365029,4.8679065865405411,9.4082774797376117E-2,42.45160669770295,16.756722900344975,2.8265264050880559,4.203698448393401E-2,19.625286289916968]
["Downstate",2027,7,20,0.31795520298627128,6.2718436266588666E-6,1.9088219733309597E-6,0.22518335686322274,4.4418672451579092E-6,1.3518726398306682E-6,0.3907631268261807,2.1605137849573133E-3,2.7541574186632413E-6,0.27674764183962108,1.5301267036254835E-3,1.9505590946128212E-6,51.580732741055854,6.6975927333676717,0.12944539867717234,58.407770873100695,23.05502448274466,3.8889248129231642,5.783730579192807E-2,27.001786601459752,36.530688722829986,4.7433927812389989,9.1676277446802595E-2,41.365757781515789,16.328110868537642,2.7542280665258705,4.0961740986869243E-2,19.123300676050381]
["Downstate",2027,8,4,0.23812807867692815,4.697209099116078E-6,1.4295853779918498E-6,0.16864790893884385,3.3266740185192179E-6,1.0124660056362838E-6,0.2926565495231887,1.6180864214042038E-3,2.0626874739596688E-6,0.20726625515382779,1.1459668803794681E-3,1.460843808132352E-6,38.630664537060909,5.0160679063530313,9.6946311276104438E-2,43.743678754690045,17.266736421868135,2.9125555585275666,4.3316436953153042E-2,20.222608417348855,27.359145680305268,3.5524973291763513,6.8659658982220539E-2,30.980302668463839,12.228709054075839,2.0627403846830425,3.0677719970779393E-2,14.322127158729661]
["Downstate",2027,8,15,0.30323027474470515,5.9813862085147665E-6,1.8204218895479726E-6,0.21475481617615902,4.2361584665966179E-6,1.289265620268536E-6,0.37266636681746351,2.0604575186983693E-3,2.6266087263477884E-6,0.2639310905492589,1.4592645013410874E-3,1.8602261092446019E-6,49.191960419905186,6.3874183079649445,0.12345061013834606,55.702829338008478,21.987315642230346,3.708823533657065,5.5158783253303555E-2,25.751297959140715,34.838903952502172,4.5237199541573707,8.7430627134496286E-2,39.450054533794038,15.571934342406275,2.6266761024139571,3.9064748294136642E-2,18.23767519311437]
["Downstate",2027,8,16,0.33468974934201079,6.6019418823895771E-6,2.0092866598576975E-6,0.23703515638899225,4.6756505977245463E-6,1.4230240949596446E-6,0.41132968336801151,2.2742254580075056E-3,2.8991136092232491E-6,0.29131336115388157,1.610659986337895E-3,2.0532204798703441E-6,54.295518204577519,7.0500989198232675,0.13625833963349271,61.481875464034282,24.268451318712678,4.0936058244135101,6.0881385793688229E-2,28.422938528919875,38.453363672312364,4.9930459576474746,9.6501362553906178E-2,43.542910992513747,17.187488308079011,2.899187975408211,4.3117630077277223E-2,20.129793913564498]
["Downstate",2027,9,1,0.1629299518769122,3.21388412793223E-6,9.7813864763154831E-7,0.11539082597994346,2.2761483683865344E-6,6.9274080776981495E-7,0.20023895457942981,1.1071132150263939E-3,1.4113143344398052E-6,0.14181393964773498,7.8408363142289193E-4,9.9952602263930434E-7,26.431542004484733,3.4320509665818211,6.6331773718670842E-2,29.929924744785222,11.814098320186359,1.992803787047509,2.9637601023235909E-2,13.836539708257103,18.719440033501016,2.4306592574109649,4.6977723064047301E-2,21.197077013976028,8.3670224392163632,1.4113505365612056,2.0990046475425392E-2,9.7993630222529937]
["Downstate",2027,9,11,0.18986854234841022,3.7452628422070623E-6,1.1398626041499756E-6,0.1344693696696263,2.652483278217328E-6,8.0727751945744773E-7,0.23334615882098786,1.2901616303828938E-3,1.6446589002735358E-6,0.16526124076893181,9.1372282666590842E-4,1.1647861352171744E-6,30.801692964370396,3.9995010541869709,7.7298968312856181E-2,34.878492986870221,13.767423370438284,2.3222909346892089,3.4537836905744253E-2,16.124252142033239,21.814483781499,2.832540762664316,5.4744948355207199E-2,24.701769492518522,9.7504132053669768,1.6447010879986352,2.4460508839560663E-2,11.419574802205172]
["Downstate",2027,9,12,0.19221953276744122,3.7916374388088744E-6,1.1539766118113966E-6,0.13613439640779082,2.6853268588157704E-6,8.1727339181349545E-7,0.23623549781796163,1.3061366707688136E-3,1.6650233970421577E-6,0.16730753863839129,9.2503672619118917E-4,1.1792087510451862E-6,31.183085711970936,4.0490236793833221,7.8256099660981404E-2,35.31036549101524,13.937894371259736,2.3510460073838644,3.4965491337885311E-2,16.323905869981488,22.084595100267649,2.8676138511926865,5.5422811299123749E-2,25.007631762759459,9.8711447796650855,1.6650661071441406,2.4763383771948911E-2,11.560974270581175]
["Downstate",2027,9,23,0.2123088223011729,4.1879098738653313E-6,1.2745812659590138E-6,0.15036210399588851,2.9659763223888812E-6,9.0268844594444212E-7,0.26092499344560954,1.4426439100276097E-3,1.8390386837408626E-6,0.18479322043405508,1.0217143653168308E-3,1.302450472005552E-6,34.442099134820459,4.4721961210855898,8.6434818135820546E-2,39.000730074041869,15.394574613290963,2.5967590380496972,3.8619812358558117E-2,18.029953463699218,24.39270509729527,3.1673145324821754,6.1215172184260945E-2,27.621234801961709,10.902800005609249,1.8390858575702953,2.7351459912116592E-2,12.76923732309166]
["Downstate",2027,10,1,0.16178779310389685,3.1913544094250663E-6,9.7128177678154193E-7,0.1145819222596622,2.260192291571381E-6,6.8788461047824643E-7,0.19883525516113565,1.0993522167771653E-3,1.4014208493562245E-6,0.14081980668790386,7.7858710983130667E-4,9.9251922369004109E-7,26.246253681269906,3.4079918720092124,6.586677991974256E-2,29.720112333198859,11.731280054507003,1.9788339901988976,2.9429837836480715E-2,13.739543882542382,18.588214482803309,2.4136200404770505,4.6648403513431934E-2,21.048482926793792,8.3083685945863284,1.4014567976963519,2.0842903697490863E-2,9.7306682959801698]
["Downstate",2027,10,11,0.1866821837380728,3.6824101423462042E-6,1.1207335215836274E-6,0.13221271552052971,2.6079695171288021E-6,7.9372985303920068E-7,0.2294301623470483,1.2685102416438686E-3,1.6170583668563765E-6,0.16248783991502494,8.9838880366136951E-4,1.1452387879565607E-6,30.284781429810376,3.9323817490959927,7.6001743242249689E-2,34.29316492214862,13.53637957847585,2.2833184349589635,3.3958225703983907E-2,15.853656239138797,21.448394868783293,2.7850052913502457,5.3826223033958356E-2,24.287226383167496,9.5867825549864722,1.6170998465904651,2.4050014547087776E-2,11.227932416124025]
["Downstate",2027,10,18,0.27183681239904456,5.3621326631029368E-6,1.6319534192052417E-6,0.19252122739333835,3.7975885334878059E-6,1.1557878145397672E-6,0.33408417853158734,1.84713813433759E-3,2.35467564771042E-6,0.23660627689078373,1.3081866935140821E-3,1.6676367038359493E-6,44.099111566169526,5.7261282164465293,0.11066975544238974,49.935909538058439,19.710966533363653,3.3248486418076619,4.9448188601918817E-2,23.085263363773233,31.232028549583454,4.0553787498936549,7.837892508028961E-2,35.365786224557397,13.95977033655624,2.3547360483253477,3.5020370780554935E-2,16.34952675566214]
["Downstate",2027,10,23,0.20900061241119269,4.1226535895861337E-6,1.2547206577001277E-6,0.14801915190314976,2.9197602862542405E-6,8.8862269581650801E-7,0.2568592432120404,1.4201645387083015E-3,1.8103826632530409E-6,0.18191376044357943,1.0057939455648847E-3,1.2821556039638184E-6,33.905420103989336,4.4025100699957349,8.5087985172892927E-2,38.393018159157961,15.154695349510384,2.5562961696749427,3.8018035928313862E-2,17.749009555113641,24.012616378552487,3.1179612312511424,6.0261313386299468E-2,27.190838923189929,10.732911866171186,1.8104291020167924,2.6925267683240186E-2,12.570266235871218]
["Downstate",2027,11,5,0.17706851787778971,3.492775224004428E-6,1.0630185464361302E-6,0.12540409112990011,2.473665605478304E-6,7.5285474949339689E-7,0.21761508243471067,1.2031851347733514E-3,1.5337839027149878E-6,0.15412012228914826,8.5212402574802622E-4,1.0862618528404724E-6,28.72519088138181,3.7298739177973892,7.2087843427604423E-2,32.527152642606801,12.839289863647929,2.1657332425920326,3.2209461957014747E-2,15.037232568196977,20.343856142167571,2.6415844798188814,5.1054307083502205E-2,23.036494929069953,9.0930872150597466,1.5338232463464472,2.2811498909649921E-2,10.649721960315844]
["Downstate",2027,11,14,0.23058915716143286,4.5484996695651414E-6,1.3843259863893911E-6,0.16330866731598886,3.2213545010872586E-6,9.8041223946133967E-7,0.2833913054994282,1.5668592557375922E-3,1.9973846375046925E-6,0.20070439130687137,1.1096865961788848E-3,1.4145948026513613E-6,37.407652325924523,4.8572636927865362,9.3877077962720545E-2,42.358793096673786,16.720087024466263,2.8203466603276661,4.1945077387598541E-2,19.582378762181527,26.492979652507021,3.4400284481545431,6.6485955724613979E-2,29.999494056386176,11.841559087105411,1.9974358731219928,2.9706490855678589E-2,13.868701451083082]
["Downstate",2027,11,16,0.26756240509880752,5.2778175962886557E-6,1.6062923119139387E-6,0.18949399155813926,3.7378746190713572E-6,1.1376140144999783E-6,0.3288309832818106,1.8180934267563052E-3,2.31765033576154E-6,0.23288584039692414,1.2876165481261897E-3,1.6414145066356827E-6,43.405689793199002,5.6360896229445459,0.10892956578079238,49.150708981924339,19.401028013626824,3.2725681681613494,4.8670657050992341E-2,22.722266838839165,30.740930932393987,3.9916112991911881,7.7146481811877082E-2,34.809688713397051,13.740264583418524,2.3177097866271414,3.4469704639349334E-2,16.092444074685016]
["Downstate",2027,12,2,0.17868511849518073,3.52466357237492E-6,1.072723695940193E-6,0.12654900572891359,2.4962496841895475E-6,7.5972816475334051E-7,0.21960186518318522,1.2141699775620213E-3,1.5477870469994212E-6,0.15552720858450528,8.5990374990581678E-4,1.0961792091441056E-6,28.987446204180451,3.763926930442266,7.2745991208972793E-2,32.824119125831693,12.956510045807928,2.1855059596116382,3.2503527986987843E-2,15.174519533406555,20.529591533154697,2.6657016247080318,5.1520422829772962E-2,23.2468135806925,9.1761053064858107,1.5478267498304703,2.3019763392026216E-2,10.746951819708308]
["Downstate",2027,12,5,0.17286534141222645,3.4098652251125284E-6,1.0377850685125086E-6,0.12242730264801799,2.4149467932284848E-6,7.349838066347563E-7,0.21244942902548927,1.1746244425463724E-3,1.4973755988537623E-6,0.15046168498680082,8.3189667142388203E-4,1.060476635287291E-6,28.043324631364584,3.6413357718937545,7.037665314612683E-2,31.755037056404465,12.534516312503866,2.1143239965834701,3.1444887575929011E-2,14.680285196663267,19.860942418257707,2.5788796814140342,4.984240185850268E-2,22.489664501530243,8.8772394142212487,1.4974140085629877,2.2270009341033112E-2,10.39692343212527]
["Downstate",2027,12,14,0.23070832234923072,4.5508502693244473E-6,1.3850413863161363E-6,0.16339306290617747,3.2230192511510132E-6,9.8091890252422145E-7,0.28353775808443193,1.5676689862546783E-3,1.9984168573989964E-6,0.20080811247388705,1.1102600663856295E-3,1.4153258450706623E-6,37.426984067145014,4.8597738573895031,9.3925592297752825E-2,42.380683516832271,16.728727726981486,2.8218041752584209,4.1966754005378921E-2,19.592498656245287,26.506670846553092,3.4418062057954515,6.6520314718321136E-2,30.014997367066865,11.847678635959337,1.9984681194941332,2.9721842746483908E-2,13.875868598199954]
["Downstate",2027,12,22,0.25321265166638773,4.9947607104004433E-6,1.5201445640349178E-6,0.17933115849951067,3.5374070716026971E-6,1.076602152226908E-6,0.31119530860886246,1.7205864829783789E-3,2.1933514423932383E-6,0.22039584059159414,1.2185598360133988E-3,1.5533831053559669E-6,41.077780736369846,5.3338180972329745,0.10308751779248219,46.514686351395305,18.360523207922885,3.0970556693610822,4.6060380290258003E-2,21.503639257574225,29.092250958090428,3.7775354916415362,7.3009005951730446E-2,32.942795455683694,13.003354594904055,2.1934077048241178,3.2621045212475303E-2,15.229383344940647]
["Downstate",2028,1,2,0.14612807003099945,2.882457642120915E-6,8.7726971716723511E-7,9.1418277258446812E-2,1.8032764810842852E-6,5.4882327685173894E-7,0.17958964352866399,9.9294399558800053E-4,1.2657748776270105E-6,0.11235196510407743,6.2118954607090395E-4,7.9187358517179468E-7,24.065012232840974,3.1774207858816017,6.0757194126096502E-2,27.303190212848673,10.775378611719839,1.886593591617201,2.7847047307794231E-2,12.689819250644835,15.055163323946376,1.9878065474268927,3.8009932088246143E-2,17.080979803461517,6.7411179062446456,1.1802601375347175,1.7421218873779482E-2,7.9387992626531423]
["Downstate",2028,1,10,0.17856923698046837,3.5223777448977462E-6,1.0720280093167053E-6,0.11171359488048184,2.2036129350352332E-6,6.7066480631507107E-7,0.21945944819297697,1.2133825596880366E-3,1.5467832705855319E-6,0.13729466677849955,7.5909675149061541E-4,9.6767350625460232E-7,29.407566057858915,3.8828241910017174,7.4245596988105525E-2,33.364635845848738,13.167566891578618,2.3054268634072694,3.4029231952881704E-2,15.50702298693877,18.397485348318941,2.4291096047699692,4.6448328300220915E-2,20.873043281389133,8.2376800067099722,1.4422838278321692,2.1288817137601251E-2,9.7012526516797415]
["Downstate",2028,1,19,0.26936163006208574,5.3133083116877973E-6,1.6170938339919384E-6,0.16851366184867225,3.3240259198280115E-6,1.0116600625563513E-6,0.33104220915863536,1.8303192066740184E-3,2.3332353890455106E-6,0.20710126709189308,1.1450546679477103E-3,1.4596809474027354E-6,44.359656027257138,5.857021461356859,0.11199529867418451,50.328672787288184,19.862532549518122,3.4776064926806347,5.1331178559001232E-2,23.391470220757757,27.751569790313674,3.6641749374326729,7.0064685475331304E-2,31.485809413221677,12.426076025513584,2.1756038691006498,3.2112980842860177E-2,14.633792875457095]
["Downstate",2028,1,22,0.20721021117922572,4.0873369272059955E-6,1.2439721082800857E-6,0.12963149744156116,2.5570535515916866E-6,7.7823368961486115E-7,0.25465886159505186,1.4079987162718742E-3,1.7948740419469806E-6,0.15931555388829943,8.808493604026493E-4,1.1228800378728708E-6,34.124287453736947,4.5055958920699979,8.6153954013455075E-2,38.7160372998204,15.279531695703112,2.675197560916561,3.9487228922833573E-2,17.994216485542506,21.348284221032124,2.8187179532884779,5.3898241817897798E-2,24.220900416138498,9.5589332332979655,1.6736137847650336,2.4703360833203156E-2,11.257250378896202]
["Downstate",2028,2,6,0.12086216925712263,2.3840736645916126E-6,7.2558763704962123E-7,7.5611833488672217E-2,1.4914855662431054E-6,4.5393038972616253E-7,0.14853815484172961,8.2126154976344993E-4,1.0469193048858819E-6,9.2926035496798703E-2,5.1378435397148362E-4,6.5495670517632012E-7,19.904112748791768,2.6280369592430399,5.0252126634522332E-2,22.58240183466933,8.9122892905037769,1.5603969445505548,2.3032224707489401E-2,10.49571845976182,12.452088756571026,1.6441099327087476,3.1437921848463363E-2,14.127636611128237,5.5755621298079223,0.97619027254581892,1.4409047513879043E-2,6.5661614498676197]
["Downstate",2028,2,13,0.1400811725090147,2.763179217587768E-6,8.4096758796149465E-7,8.7635315134188638E-2,1.7286554443279059E-6,5.2611252653458012E-7,0.17215807907840314,9.5185517134556039E-4,1.213396091201585E-6,0.10770275007486477,5.9548422110478267E-4,7.5910521685703697E-7,23.069182596506021,3.0459365483057934,5.8243012377676075E-2,26.173362157189491,10.329484744704189,1.8085248255565647,2.6694714006434868E-2,12.164704284267188,14.432168510031879,1.9055495075353046,3.6437050409137778E-2,16.374155067976321,6.4621650044918857,1.1314200200990872,1.6700314770854815E-2,7.6102853393618277]
["Downstate",2028,2,17,0.16477165080520756,3.2502126659689311E-6,9.8919515920793548E-7,0.10308177240996182,2.0333454248963308E-6,6.1884425975105717E-7,0.20250238044928168,1.1196276066292104E-3,1.4272673011428783E-6,0.12668626060332355,7.0044329571537518E-4,8.9290386049795382E-7,27.135318980203746,3.5828083412134735,6.8508830454858158E-2,30.786636151872077,12.1501428269569,2.1272924525954999,3.1399880625143324E-2,14.308835160177543,16.975958920845358,2.2414185462892005,4.2859385303901786E-2,19.26023685243846,7.6011756361994127,1.3308422618592128,1.9643884930954984E-2,8.9516617829895804]
["Downstate",2028,3,1,0.1395206015122421,2.7521216421797326E-6,8.3760223892426647E-7,8.7284619783219247E-2,1.7217377830309111E-6,5.240071513572339E-7,0.17146914405406768,9.4804607699956614E-4,1.2085403733050129E-6,0.10727174969927374,5.9310123717190913E-4,7.5606746124400877E-7,22.97686530324507,3.0337474463986118,5.8009937918640619E-2,26.068622687562321,10.28814864324406,1.8012875462991758,2.6587888212710284E-2,12.116024077755945,14.374414459702681,1.8979239589501091,3.6291238139712419E-2,16.308629656792501,6.4363049819564244,1.1268923506266273,1.6633484147368195E-2,7.5798308167304196]
["Downstate",2028,3,10,0.16783191655910792,3.3105781139446673E-6,1.0075672520701162E-6,0.10499628632310146,2.0711102791006289E-6,6.3033791103062618E-7,0.2062634103166395,1.1404221911645042E-3,1.4537756065583103E-6,0.12903917521526961,7.1345246701366456E-4,9.0948755734418909E-7,27.639296982429695,3.6493510117264134,6.9781229114798893E-2,31.358429223270907,12.375804618998369,2.1668021632125583,3.1983063344282824E-2,14.574589845555211,17.29124947884613,2.2830478944437265,4.3655402752521076E-2,19.617952776042376,7.7423505129161772,1.3555596873259625,2.0008726261572161E-2,9.1179189265037124]
["Downstate",2028,3,13,0.14765650751094828,2.9126069234578129E-6,8.8644558540020398E-7,9.2374473568194296E-2,1.822137986336594E-6,5.5456373497200694E-7,0.18146807483978461,1.0033297675894023E-3,1.2790143446488657E-6,0.11352711888784084,6.2768692459760152E-4,8.0015624617389552E-7,24.316722028531139,3.2106552562860871,6.139268854314555E-2,27.588769973360371,10.888084490387076,1.9063265584198643,2.8138315582275045E-2,12.822549364389216,15.212633930970672,2.0085981587123247,3.8407499816346988E-2,17.259639589499344,6.8116271332704503,1.192605156735443,1.76034374158257E-2,8.0218357274217187]
["Downstate",2028,3,23,0.17068931679655497,3.3669419265186655E-6,1.0247214558969851E-6,0.10678388679637035,2.1063716949541321E-6,6.4106964629038798E-7,0.20977512090005426,1.1598382992959735E-3,1.4785266720799357E-6,0.13123611473344657,7.2559925822267778E-4,9.2497191821898832E-7,28.109866200607271,3.7114825577471153,7.0969280259836912E-2,31.892318038614224,12.586507254003255,2.2036927686623495,3.2527586785758587E-2,14.822727609451363,17.58563937428184,2.3219176263125689,4.4398652074511442E-2,19.951955652668921,7.8741668840067938,1.3786385906230878,2.0349382200817744E-2,9.2731548568306987]
["Downstate",2028,4,1,0.11931588934936947,2.3535724314198093E-6,7.163046530408116E-7,7.4644474888123022E-2,1.4724038785821865E-6,4.4812291956849153E-7,0.146637795401069,8.1075453800604999E-4,1.0335252851017423E-6,9.1737163391664059E-2,5.0721112739159405E-4,6.4657735537739479E-7,19.649464583743246,2.5944145216193601,4.9609213684883628E-2,22.293488319047491,8.7982677240641394,1.5404336222114949,2.2737556272238332E-2,10.361438902547873,12.292779894482983,1.623075607653101,3.103571305811495E-2,13.946891215194199,5.5042298034998431,0.96370114204402868,1.4224701818302685E-2,6.4821556473621742]
["Downstate",2028,4,10,0.12984324923953888,2.5612304738502521E-6,7.7950492682398983E-7,8.1230431337385625E-2,1.6023155409604366E-6,4.8766125159665472E-7,0.15957579430553964,8.8228821931806735E-4,1.1247142515603281E-6,9.983122479114373E-2,5.5196287091432788E-4,7.0362552016088741E-7,21.383156436942311,2.8233223018178153,5.3986284074895752E-2,24.260465022835021,9.5745476583323779,1.6763476167043279,2.4743713534327218E-2,11.275638988571034,13.377384122013259,1.7662811869258492,3.3774024967722596E-2,15.177439333906833,5.9898734874686239,1.048729454737223,1.5479761443539523E-2,7.0540827036493861]
["Downstate",2028,4,13,0.12444439926268901,2.4547351484063865E-6,7.4709330603672637E-7,7.7852890225977536E-2,1.5356916596890936E-6,4.6738441816624592E-7,0.1529406725072327,8.4560289481842626E-4,1.077948912995848E-6,9.5680267318890053E-2,5.2901239216159523E-4,6.7436894621129762E-7,20.494050115969181,2.7059292634189642,5.1741547823800707E-2,23.251720927211949,9.1764403504339622,1.60664550015501,2.3714876085908658E-2,10.806800726674879,12.821155820731267,1.6928396549171048,3.2369709418142288E-2,14.546365185066515,5.7408160391334029,1.0051235451070308,1.4836116816648547E-2,6.7607757010570824]
["Downstate",2028,4,21,0.18644182336726256,3.6776689000403419E-6,1.1192905347948866E-6,0.11663871491317884,2.3007636732445222E-6,7.0023242229181118E-7,0.22913476233729607,1.2668769867399839E-3,1.6149763430611933E-6,0.1433475801634522,7.9256306883114579E-4,1.0103353521638988E-6,30.704058153197675,4.0540063575679488,7.7518864466937273E-2,34.835583375232559,13.748085740237764,2.4070662748059695,3.5529479547346254E-2,16.190681494591079,19.208575741902596,2.5362018202596666,4.8496096903867143E-2,21.793273659066131,8.6008548098071316,1.5058698307791769,2.2227377747605772E-2,10.128952018333916]
["Downstate",2028,5,4,0.13610269038028641,2.6847014397483597E-6,8.1708304687993551E-7,8.5146361559186229E-2,1.6795594475654228E-6,5.1117026665034608E-7,0.16726857231127823,9.2482128291853272E-4,1.1789341104981925E-6,0.10464385601570657,5.7857171752438458E-4,7.3754567045264212E-7,22.413988689711282,2.9594281053393048,5.6588837303913238E-2,25.430005632354501,10.036114338676693,1.7571604375452121,2.5936550430960235E-2,11.819211326652866,14.02227670610468,1.8514294960780306,3.540219218172682E-2,15.909108394364436,6.278631360942394,1.0992862632963307,1.6226004749958126E-2,7.394143628988683]
["Downstate",2028,5,9,0.16423597809327101,3.239646223109119E-6,9.8597928529407977E-7,0.10274665352083112,2.0267350179923803E-6,6.1683239678028978E-7,0.20184404511805948,1.1159876967692848E-3,1.4226272544957435E-6,0.12627440351230787,6.9816615424146222E-4,8.9000102964013221E-7,27.047102045819969,3.5711606296617111,6.8286108215795685E-2,30.686548783697475,12.110642707083569,2.1203766238616413,3.1297799598906356E-2,14.262317130544117,16.920770070649255,2.2341316935726789,4.2720049422726343E-2,19.197621813644659,7.5764642107384725,1.3265156930587783,1.9580022652082908E-2,8.9225599264493329]
["Downstate",2028,5,18,0.2146281352260386,4.2336596142357522E-6,1.2885050999847944E-6,0.13427217898241625,2.6485935819859119E-6,8.0609369886527762E-7,0.26377540118260145,1.4584037010256464E-3,1.8591287871209172E-6,0.16501889578199183,9.1238291087279927E-4,1.1630780512199004E-6,35.345903758468594,4.6668918432820687,8.9238181781804024E-2,40.102033783532463,15.826524070956086,2.7709670319487283,4.0900833316660175E-2,18.638391936221474,22.112532034786906,2.9196253147929578,5.5827746458555219E-2,25.087985096038416,9.9011337469195091,1.7335275306583187,2.5587717126837807E-2,11.660248994704665]
["Downstate",2028,5,24,0.13979257735848313,2.7574865173628744E-6,8.3923502702348362E-7,8.7454768908667824E-2,1.7250940693819551E-6,5.2502862981189944E-7,0.17180339910352171,9.4989415987243729E-4,1.2108962532767405E-6,0.10748086093149313,5.9425740485709701E-4,7.575413087285976E-7,23.02165547987191,3.0396613115917992,5.8123020157283545E-2,26.119439811620992,10.308203946211304,1.8047989037576309,2.663971757208829E-2,12.139642567541022,14.402435364820079,1.9016236955427104,3.6361982818972682E-2,16.340421043181763,6.4488516558895874,1.1290890692284843,1.6665908792029147E-2,7.594606633910101]
["Downstate",2028,6,5,0.194500099222497,3.8366228834626332E-6,1.1676678340973233E-6,0.12168000298468072,2.4002058907784359E-6,7.3049744501952398E-7,0.2390382866087806,1.3216331785075846E-3,1.6847778749118519E-6,0.14954326267328255,8.2681875098424126E-4,1.054003456385313E-6,32.031130405576597,4.2292261712242709,8.0869337995768883E-2,36.341225914796638,14.342297196526836,2.5111030391644107,3.7065113248060742E-2,16.890465348939308,20.038797198219861,2.6458200031495722,5.0592165906495026E-2,22.735209367275928,8.9725957603969526,1.5709556268700584,2.3188076040476884E-2,10.566739463307487]
["Downstate",2028,6,12,0.1986194449684768,3.9178792746783584E-6,1.1923980401195006E-6,0.1242570813752288,2.4510401986537411E-6,7.4596875611200824E-7,0.24410091307017776,1.3496242388381147E-3,1.720460029315279E-6,0.15271046107264397,8.4433006495363439E-4,1.0763263481044689E-6,32.70952235140382,4.3187975642819669,8.2582081407133398E-2,37.110901997092917,14.646054784210666,2.5642860537924177,3.785012064493614E-2,17.248190958648021,20.463201783734291,2.7018562078516299,5.1663664709014505E-2,23.216721656294936,9.162627664358638,1.6042271234119054,2.3679179658298313E-2,10.790533967428843]
["Downstate",2028,6,22,0.24939549365375085,4.9194651406829062E-6,1.4972285210774064E-6,0.15602277085442373,3.0776361317767973E-6,9.366718661929383E-7,0.30650406724341761,1.6946487960708989E-3,2.1602868661259719E-6,0.19175011203635436,1.0601787422638072E-3,1.3514836926498109E-6,41.07154501061796,5.4228761474268765,0.10369376957404665,46.59811492761888,18.390244034605058,3.2198327125347079,4.7526311054771384E-2,21.657603058194535,25.694515012871484,3.392571975244183,6.4871217247190915E-2,29.15195820536286,11.505006722181262,2.0143396103012337,2.9732641238295839E-2,13.549078973720791]
["Downstate",2028,6,24,0.21865629662667677,4.3131173434078601E-6,1.3126878871241316E-6,0.1367922120991692,2.6983026400350696E-6,8.2122254261936902E-7,0.26872596317841146,1.4857751613834992E-3,1.8940210942791038E-6,0.16811598622479371,9.2950660073903727E-4,1.1849068114936609E-6,36.009279065907137,4.754480516427197,9.0913012525396977E-2,40.854672594859728,16.123557790704687,2.8229728066286484,4.1668464074140286E-2,18.988199061407474,22.527542154122358,2.9744211223649191,5.6875526951695725E-2,25.558838803438974,10.086959173487623,1.7660625414041708,2.6067949852860539E-2,11.879089664744654]
["Downstate",2028,7,11,0.25511766729970303,5.0323382057402819E-6,1.5315811930513903E-6,0.15960258448486214,3.1482499512451362E-6,9.5816302863982404E-7,0.31353654994894892,1.7335311132208808E-3,2.2098528642598628E-6,0.19614966000583828,1.084503667987618E-3,1.3824923698946032E-6,42.013897693159151,5.5472995623068186,0.10607293748447341,47.667270192950447,18.812192996936936,3.2937091151196736,4.8616763013716979E-2,22.154518875070327,26.284054440782331,3.4704117375603776,6.6359633754940958E-2,29.820825812097652,11.768979600350297,2.0605569691764742,3.0414832137681272E-2,13.859951401664453]
["Downstate",2028,7,19,0.29273926317842158,5.7744451570357596E-6,1.7574398304021877E-6,0.18313879817889317,3.6125148868906883E-6,1.0994610525319487E-6,0.35977303956661932,1.9891708251823619E-3,2.535734612437442E-6,0.22507538403975463,1.2444328456015185E-3,1.5863652329389543E-6,48.209587301926987,6.3653466405835584,0.12171526139699722,54.696649203907548,21.586382373997161,3.7794245678464877,5.5786161473623724E-2,25.421593103317271,30.16010146132712,3.982185105924859,7.61455311810698E-2,34.218432098433048,13.504523042385278,2.3644224066428849,3.4900035124656996E-2,15.903845484152821]
["Downstate",2028,7,22,0.27275158964820129,5.380177154295565E-6,1.6374452208725635E-6,0.17063443347915158,3.3658593224875524E-6,1.0243919677136029E-6,0.33520842878719764,1.8533540692819029E-3,2.3625995329732697E-6,0.20970766996194184,1.1594653657421251E-3,1.4780512677010555E-6,44.917929457484483,5.930733021702089,0.11340477758271694,50.962067256769288,20.112505727231859,3.5213727316356156,5.1977189725411932E-2,23.685855648592888,28.100827774900207,3.7102891703748004,7.0946460849650658E-2,31.882063406124658,12.582460197716511,2.2029841949100377,3.2517127889423222E-2,14.817961520515972]
["Downstate",2028,8,3,0.2250870892705753,4.4399683132274711E-6,1.3512947040257523E-6,0.14081534047407199,2.7776610899688298E-6,8.453751143383395E-7,0.27662933012412899,1.5294725628565765E-3,1.9497252158085851E-6,0.17306036269240579,9.5684386155752343E-4,1.2197555221167467E-6,37.068330236633287,4.8943122011410445,9.3586810358812084E-2,42.05622924813315,16.597759807447741,2.9059978694274955,4.2893954747788871E-2,19.546651631623025,23.190088600782378,3.0619003569840748,5.8548265061603842E-2,26.310537222828057,10.383621761544347,1.8180033369592945,2.6834621486568427E-2,12.228459719990211]
["Downstate",2028,8,9,0.23134142013194736,4.5633384760161142E-6,1.3888421448744695E-6,0.14472807368562868,2.8548419337645448E-6,8.6886493636312241E-7,0.28431582765787355,1.5719709019772032E-3,2.0039008090331629E-6,0.17786906482976492,9.8343098440071696E-4,1.2536479796096478E-6,38.09832090615506,5.0303068863270504,9.6187238833591815E-2,43.2248150313157,17.058949659472415,2.986744713756686,4.4085817798729582E-2,20.089780191027831,23.834454687188497,3.1469791500822941,6.0175103021263089E-2,27.041608940292054,10.672143889785895,1.8685188703613622,2.7580255551412251E-2,12.568243015698668]
["Downstate",2028,8,15,0.27498889129818399,5.4243091765507986E-6,1.6508767059067649E-6,0.1720340979139553,3.3934684837229599E-6,1.0327947559156835E-6,0.33795804565205628,1.8685565915570427E-3,2.3819792470940461E-6,0.21142784074673923,1.1689761215885658E-3,1.4901752906783432E-6,45.286378117375541,5.9793810929825364,0.11433500386051421,51.380094214218587,20.277482739123379,3.5502575239583809,5.2403543436069011E-2,23.880143806517825,28.331330660063056,3.7407235890834105,7.1528413952560474E-2,32.143582663099032,12.685670444804353,2.221054631018275,3.2783856394923552E-2,14.939508932217551]
["Downstate",2028,9,2,0.14315351975484,2.8237829797266892E-6,8.5941221122116636E-7,8.9557387274698669E-2,1.7665693887805054E-6,5.3765155310711036E-7,0.17593395695427591,9.7273184992932875E-4,1.2400090476191113E-6,0.11006495365749844,6.0854475075251932E-4,7.7575438376883048E-7,23.575150231872971,3.112741919773852,5.9520434285717343E-2,26.74741258593254,10.556037417256555,1.8481905148657247,2.7280199047620447E-2,12.431508131169899,14.748703790104791,1.9473432024080619,3.7236210420903866E-2,16.733283202933759,6.6038972194499062,1.1562350264297867,1.7066596442914271E-2,7.7771988423226075]
["Downstate",2028,9,10,0.17394231666766069,3.4311091623981094E-6,1.044250614642903E-6,0.1088189759074176,2.146514962153177E-6,6.5328716239444521E-7,0.21377301868332568,1.1819425171165313E-3,1.5067044582704739E-6,0.13373721481589143,7.3942774109302708E-4,9.4260004859769943E-7,28.64558450356564,3.7822160547729,7.2321813996982745E-2,32.500122372335525,12.826381120999541,2.2456907825214096,3.3147498081950423E-2,15.1052194016029,17.920786785329451,2.3661687714976867,4.5244802332689571E-2,20.332200359159827,8.0242328889534864,1.4049127080767514,2.0737201069149388E-2,9.449882798099388]
["Downstate",2028,9,11,0.16958237220583847,3.3451068273878939E-6,1.0180759909441417E-6,0.10609137804372351,2.0927115737612698E-6,6.3691221810125607E-7,0.20841469928899359,1.1523165823214907E-3,1.4689382155051184E-6,0.13038502979129998,7.208936434308931E-4,9.1897334326038363E-7,27.927569704725141,3.6874130634287705,7.0509034344245686E-2,31.685491802498156,12.504881957339615,2.1894015064108325,3.2316640741112602E-2,14.726600104491562,17.471593992034197,2.3068596589788579,4.4110720476498416E-2,19.822564371489555,7.8231017874779987,1.3696979225186969,2.0217413551728441E-2,9.2130171235484237]
["Downstate",2028,9,23,0.19610711430991801,3.8683221519109038E-6,1.1773154375381011E-6,0.12268535774498923,2.4200370738719999E-6,7.3653302248278262E-7,0.24101328885601414,1.3325528873734823E-3,1.6986979884478314E-6,0.15077883160254679,8.3365016244729814E-4,1.0627119324394433E-6,32.295780706705898,4.2641692395951436,8.1537503445495915E-2,36.641487449746535,14.460797331360848,2.5318504860096165,3.7371355745852292E-2,17.030019173116315,20.204363434741271,2.6676805198313542,5.1010172757093276E-2,22.923054127329717,9.046729896152808,1.5839353086498664,2.3379662513667753E-2,10.654044867316342]
["Downstate",2028,10,6,0.18839277466119519,3.7161525018932154E-6,1.1310029353588046E-6,0.11785923747444051,2.3248391611596325E-6,7.0755974470075776E-7,0.23153245805273817,1.2801337509782585E-3,1.6318756638748467E-6,0.14484758773659798,8.0085655103772908E-4,1.0209076316396645E-6,31.025349379066913,4.096428003130427,7.8330031865992633E-2,35.200107414063332,13.891947483164291,2.432254126858691,3.5901264605246626E-2,16.360102874628229,19.40957675670413,2.5627409633207332,4.9003566318703895E-2,22.021321286343564,8.6908552641958785,1.5216274469716853,2.245996789607262E-2,10.234942679063636]
["Downstate",2028,10,10,0.15575466579889463,3.0723476100982642E-6,9.3506231611686306E-7,9.7440712241525299E-2,1.9220723684005847E-6,5.8497854690452574E-7,0.19142061414220926,1.0583569615134152E-3,1.3491613418257595E-6,0.11975346538774077,6.6211214673207969E-4,8.4404047481938712E-7,25.650362295056041,3.3867422768429285,6.475974440763646E-2,29.101864316306607,11.485236848532555,2.010878226875489,2.968154952016671E-2,13.52579662492821,16.046964361957265,2.1187588695426549,4.0513942791330582E-2,18.206237174291253,7.1852079232644464,1.2580130787909514,1.8568890446026515E-2,8.4617898925014234]
["Downstate",2028,10,18,0.25157933519149556,4.9625426324222959E-6,1.5103390620415683E-6,0.15738899043936525,3.1045855747044598E-6,9.4487387056222704E-7,0.30918798227222394,1.7094880555079068E-3,2.1792035038028343E-6,0.19342917950223876,1.0694622394949321E-3,1.3633180132397844E-6,41.431189624478009,5.4703617776253015,0.10460176818253604,47.006153170285842,18.551278936333436,3.2480273054650231,4.7942477083662352E-2,21.84724871888212,25.919510053299994,3.4222791663837828,6.5439264635509656E-2,29.407228484319287,11.605750770134325,2.0319782550403711,2.9992996291275255E-2,13.667722021465972]
["Downstate",2028,10,23,0.19080875116407314,3.7638089852261423E-6,1.1455070824601303E-6,0.11937068157784332,2.3546532386710086E-6,7.1663359437813313E-7,0.23450166416648097,1.2965503734759447E-3,1.6528030761210448E-6,0.14670513439198068,8.1112685260827837E-4,1.0339999004598777E-6,31.42322299830845,4.1489611951230225,7.933454765381015E-2,35.651518741085283,14.070099849988859,2.463445709604295,3.6361667674662985E-2,16.569907227267816,19.658488008525413,2.5956059283464907,4.9631995222074128E-2,22.303725932093979,8.8023080635188418,1.5411410199557289,2.2747997810117309E-2,10.366197081284689]
["Downstate",2028,11,6,0.19414515400497293,3.8296213911787112E-6,1.1655369451413469E-6,0.12145794790450146,2.3958257305347628E-6,7.2916435277144956E-7,0.23860206319822144,1.3192213166221274E-3,1.6817033065610859E-6,0.14927035964592675,8.2530988100117065E-4,1.0520799947130913E-6,31.972676468561673,4.2215082131908073,8.0721758714932118E-2,36.274906440467412,14.316123791893286,2.5065205015820422,3.6997472744343889E-2,16.859641766219671,20.002228192554185,2.6409916192037461,5.0499839746228382E-2,22.693719651504157,8.9562215787556045,1.5680887739022242,2.314575988368801E-2,10.547456112541516]
["Downstate",2028,11,10,0.17848037296327288,3.5206248526203053E-6,1.0714945203627017E-6,0.11165800121281379,2.2025163189491569E-6,6.703310535932217E-7,0.21935023538282164,1.212778726404812E-3,1.546013522237612E-6,0.13722634282844096,7.5871899108844224E-4,9.6719194875593396E-7,29.3929315412981,3.8808919244953985,7.4208649067405374E-2,33.348032114860906,13.161014122969299,2.3042795801691427,3.4012297489227468E-2,15.499306000627668,18.388329939011086,2.427900771483015,4.6425213540284831E-2,20.862655924034385,8.2335805697064579,1.4415660830680403,2.1278222872630547E-2,9.6964248756471285]
["Downstate",2028,11,21,0.24166083189368737,4.7668946256902306E-6,1.4507940165144182E-6,0.15118393699360705,2.9821874364090582E-6,9.0762226325493074E-7,0.29699826080930875,1.6420915704062479E-3,2.0932885095422316E-6,0.18580324332061654,1.0272987416812594E-3,1.3095692655535427E-6,39.797766948447375,5.2546930252999928,0.10047784845802711,45.152937822205395,17.819895648558525,3.119973983771871,4.6052347209929095E-2,20.985921979540326,24.897634604962615,3.2873559733800302,6.285932474657005E-2,28.247849903089215,11.148194599236993,1.9518676091943929,2.881052384217794E-2,13.128872732273564]
["Downstate",2028,12,3,0.16320631060933316,3.2193354579885612E-6,9.7979774808347511E-7,0.10210248962055742,2.0140285259629678E-6,6.1296520355394671E-7,0.20057859614337428,1.1089910797236248E-3,1.4137081793775855E-6,0.12548273381325795,6.9378904396541713E-4,8.8442122227069443E-7,26.877531883212153,3.5487714551155993,6.785799261012411E-2,30.494161330937878,12.034715768602457,2.1070830514748868,3.1101579946306881E-2,14.172900400023652,16.814686330976564,2.2201249406893346,4.2452218668993333E-2,19.077263490334893,7.5289640287954764,1.3181991835342926,1.9457266889955277E-2,8.8666204792197227]
["Downstate",2028,12,9,0.20118115171170309,3.9684103682411413E-6,1.2077770685951299E-6,0.12585969487212514,2.4826526432751957E-6,7.5558993490984216E-7,0.2472492198995459,1.3670311020684593E-3,1.7426497704015444E-6,0.15468005381797198,8.5521986489866847E-4,1.0902083346556292E-6,33.131395466539153,4.3744995266190694,8.3647188979274131E-2,37.5895421821375,14.834953193972755,2.5973590939300726,3.8338294948833979E-2,17.470650582851661,20.727127211608245,2.7367035676757392,5.2330000063470203E-2,23.516160779347455,9.2808032290783196,1.6249177433074702,2.3984583362423845E-2,10.929705555748214]
["Downstate",2028,12,14,0.20554119851388369,4.0544147219719763E-6,1.2339523066871232E-6,0.12858735676033728,2.5364572945864124E-6,7.7196526356977775E-7,0.25260766506894966,1.3966577322688683E-3,1.7804168996485633E-6,0.15803231752792737,8.7375439760904998E-4,1.1138355945792507E-6,33.849427119239252,4.4693047432603787,8.5460011183131041E-2,38.404191873682763,15.15645990413698,2.6536496913108496,3.9169171792268392E-2,17.849278767240097,21.176330548742268,2.7960140723489602,5.3464108539804031E-2,24.025808729631031,9.4819390516756421,1.6601333554571949,2.4504383080743514E-2,11.166576790213581]
["Downstate",2028,12,21,0.25752699227118636,5.0798634839084785E-6,1.5460454081460586E-6,0.16110986736488675,3.1779819463056559E-6,9.6721189670172147E-7,0.31649758141047174,1.7499025383916032E-3,2.2307226603250274E-6,0.19800209256765242,1.0947456939382485E-3,1.3955485938124835E-6,42.41067590900321,5.5996881228531308,0.10707468769560131,48.117438719551942,18.989854884628304,3.3248148229440462,4.9075898527150601E-2,22.363745606099499,26.532280404065425,3.5031862206023954,6.6986332502999207E-2,30.102452957170819,11.880125554059145,2.0800168184826719,3.0702069063874637E-2,13.990844441605692]
["Downstate",2029,1,3,0.12486039429734618,2.4629408823661766E-6,7.4959070332883634E-7,7.5570323943118425E-2,1.4906667673170872E-6,4.5368119005302654E-7,0.15345192541003178,8.4842959178205288E-4,1.0815523005173208E-6,9.2875020763712429E-2,5.135022955414471E-4,6.5459714564793824E-7,20.869461855764321,2.7998176528807743,5.2996062725348722E-2,23.722275571370446,9.3605674500119385,1.6120162243859004,2.3794150611381057E-2,10.996377825009221,12.63100282386489,1.6945575752867754,3.2075260136748975E-2,14.357635659288414,5.665376266586458,0.97565436152874951,1.4401137204254641E-2,6.6554317653194621]
["Downstate",2029,1,9,0.17493657794004458,3.4507215202581688E-6,1.0502195931220515E-6,0.10587836069896774,2.0885096878870134E-6,6.356333832699607E-7,0.21499495384912853,1.1886985480437163E-3,1.515316841504674E-6,0.13012323403226481,7.1944618509255695E-4,9.1712816728951457E-7,29.23931372348148,3.9227052085442637,7.425052523372902E-2,33.236269457259475,13.114692184796841,2.258527241283061,3.3336970513102832E-2,15.406556396593006,17.696759828388014,2.3741724108054378,4.4939280197186217E-2,20.115871519390641,7.9375172759681529,1.3669477516758581,2.0176819680369322E-2,9.3246418473243793]
["Downstate",2029,1,14,0.24229974540876356,4.7794975509447352E-6,1.4546296894179629E-6,0.14664914647209762,2.8927361654015822E-6,8.8039796338309034E-7,0.29778347784799158,1.6464330041797888E-3,2.098822837588775E-6,0.18023004021828121,9.9648472341203206E-4,1.2702884900241729E-6,40.498552987326853,5.433228913793303,0.10284231904184997,46.034624220162002,18.164792148727486,3.1282227079415987,4.6174102426953051E-2,21.339188959096038,24.511285469686243,3.2883995872597058,6.2244136011184475E-2,27.861929192957131,10.994032453315153,1.893320974482861,2.7946346780531806E-2,12.915299774578546]
["Downstate",2029,1,21,0.21172797926245238,4.1764524211289919E-6,1.271094215126215E-6,0.12814593507194669,2.527750005707353E-6,7.6931521912832489E-7,0.26021114432512371,1.4386970666350001E-3,1.8340073675392526E-6,0.15748981557298422,8.707549258791025E-4,1.1100119590280114E-6,35.388715628216822,4.7477003198955003,8.9866361009423371E-2,40.226282309121743,15.872879803832546,2.7335244266065004,4.0348162085863559E-2,18.64675239252491,21.418614917925854,2.8734912554010381,5.4390585992372557E-2,24.346496759319265,9.6068787499520383,1.6544343591702948,2.4420263098616252E-2,11.28573337222095]
["Downstate",2029,2,5,9.0395374529404215E-2,1.7830991545251259E-6,5.426823513772123E-7,5.471076536790806E-2,1.0792003460222001E-6,3.2845227922414786E-7,0.11109482993193502,6.142388957088075E-4,7.830131069871204E-7,6.7238873732600554E-2,3.7176105832756052E-4,4.7390971716627042E-7,15.108896870743163,2.0269883558390647,3.8367642242368903E-2,17.174252868824599,6.7767846258480366,1.1670539018467343,1.7226288353716649E-2,7.9610648160484878,9.1444868276336759,1.2268114924809497,2.3221576141147251E-2,10.394519896255773,4.1015712976886336,0.70634601082236503,1.042601377765795E-2,4.8183433222886567]
["Downstate",2029,2,11,0.11919661572740665,2.3512196927361516E-6,7.1558860213708966E-7,7.2142386816369183E-2,1.4230487965493061E-6,4.3310180764544104E-7,0.1464912095517785,8.0994407067602303E-4,1.0324921259406578E-6,8.8662127193702436E-2,4.9020937456783283E-4,6.2490403674556483E-7,19.922804499041874,2.672815433230876,5.0592114171092231E-2,22.646212046443843,8.9359637826584883,1.5388937342844438,2.2714826770694471E-2,10.497572343713628,12.058049298343532,1.6176909360738483,3.0620297800532676E-2,13.706360532217913,5.4083897588158489,0.93139781167888236,1.3747888808402426E-2,6.3535354593031341]
["Downstate",2029,2,17,0.13183351133840621,2.6004895032447189E-6,7.9145332707447977E-7,7.9790723187023307E-2,1.5739164951128094E-6,4.7901806372998557E-7,0.16202180252824708,8.9581210148730051E-4,1.1419540862074635E-6,9.8061840760724175E-2,5.4218001699038215E-4,6.9115463481040758E-7,22.034965143841603,2.9561799349080915,5.5955750224165712E-2,25.047100828973861,9.8833299542230719,1.7020429928258709,2.5122989896564196E-2,11.610495936945506,13.336410343458487,1.7891940560682611,3.386657710570997E-2,15.159470976632459,5.9817722864041745,1.0301420322817261,1.5205401965828967E-2,7.0271197206517293]
["Downstate",2029,2,22,0.17631916320557056,3.4779937853585954E-6,1.0585198477178335E-6,0.10671515459972993,2.1050159140598527E-6,6.406570173225638E-7,0.21669413453995076,1.1980932504954849E-3,1.5272929231357309E-6,0.13115164368903343,7.2513222117809621E-4,9.243765535654134E-7,29.470402297433303,3.9537077266351002,7.4837353233650816E-2,33.498947377302059,13.218342206936997,2.2763771759414215,3.360044430898608E-2,15.528319827187405,17.836623541708548,2.3929363298877173,4.5294451124705259E-2,20.274854322720969,8.0002502650310383,1.3777512202383828,2.0336284178439096E-2,9.3983377694478598]
["Downstate",2029,3,8,0.15341233618921429,3.0261438527889608E-6,9.2100030302272726E-7,9.2851059841126293E-2,1.8315389162486316E-6,5.574248875539314E-7,0.18854191917593832,1.0424407715498669E-3,1.3288718657899349E-6,0.1141128376949691,6.3092534058425693E-4,8.0428448061352947E-7,25.641701007927612,3.4400545461145606,6.5114721423706806E-2,29.146870275465879,11.501057069732237,1.9806374659447472,2.9235181047378569E-2,13.510929716724362,15.519345926515799,2.082053623928048,3.9409939550062945E-2,17.640809489993909,6.960883099393115,1.1987581471100881,1.769425857349765E-2,8.1773355050766998]
["Downstate",2029,3,15,0.14663963453489681,2.8925485371377585E-6,8.803408591288831E-7,8.8751959715204734E-2,1.7506818811747072E-6,5.3281622470534571E-7,0.18021835016166993,9.9642008955402005E-4,1.2702060967431024E-6,0.10907509285753721,6.0307184976292197E-4,7.6877769564628437E-7,24.50969562198711,3.2881862955282664,6.2240098740412017E-2,27.860122016255787,10.993319359861866,1.8931981701526381,2.7944534128348252E-2,12.914462064142853,14.83421262862506,1.9901371042176426,3.7670107086667931E-2,16.862019839929371,6.6535806643097697,1.1458365145495517,1.6913109304218257E-2,7.816330288163539]
["Downstate",2029,3,20,0.26183691730352715,5.1648791577882709E-6,1.5719197436746913E-6,0.15847379605236131,3.1259839701580702E-6,9.5138642570028227E-7,0.32179442752654752,1.7791885898763684E-3,2.268055630159197E-6,0.19476239257550063,1.0768335215461909E-3,1.3727146999389784E-6,43.76404214361046,5.8713223465920157,0.11113472587780066,49.746499216080281,19.629460079119397,3.3804583207650998,4.9897223863502337E-2,23.059815623748001,26.487685390268084,3.5535506211024299,6.7263020297009937E-2,30.108499031667524,11.880505947105538,2.0459836909377627,3.0199723398657525E-2,13.956689361441958]
["Downstate",2029,4,2,0.11451670364557955,2.2589058180517404E-6,6.8749307505922535E-7,6.9309923615854488E-2,1.3671768809302342E-6,4.1609731158746263E-7,0.14073965379426714,7.7814394767060607E-4,9.9195429401402496E-7,8.5181063929261988E-2,4.7096271424392372E-4,6.0036897814762452E-7,19.140592916020331,2.5678750273130002,4.8605760406687223E-2,21.757073703740019,8.5851188814502954,1.4784735005741516,2.182299446830855E-2,10.085415376492756,11.584624694379631,1.5541769570049484,2.9418079929233603E-2,13.168219731313812,5.1960448996849813,0.89482915706345512,1.3208117519247739E-2,6.1040821742676838]
["Downstate",2029,4,8,0.11958797792475448,2.3589395302481586E-6,7.1793811790161345E-7,7.2379254305048046E-2,1.4277211398079801E-6,4.345238251589505E-7,0.14697218899328746,8.126033868763548E-4,1.0358821415437564E-6,8.8953234493253722E-2,4.9181889524776642E-4,6.2695580487219996E-7,19.988217703087095,2.6815911766919709,5.0758224935644067E-2,22.720567104714711,8.9653035285905354,1.5439464350650742,2.2789407113962643E-2,10.532039370769573,12.097639891082506,1.6230023543176293,3.0720834438737799E-2,13.751363079838873,5.4261473040884773,0.93445590097075615,1.3793027707188399E-2,6.3743962327664221]
["Downstate",2029,4,15,0.10724640276858194,2.1154950803408099E-6,6.4384632879937697E-7,6.4909657258131442E-2,1.2803791740454743E-6,3.8968061818775306E-7,0.13180454130992961,7.2874206615392337E-4,9.2897827441052943E-7,7.977318940900717E-2,4.4106279112879538E-4,5.622534633851865E-7,17.925417618150426,2.4048488183079471,4.551993544611594E-2,20.375786371904489,8.0400770199057057,1.3846099256924544,2.0437522037031648E-2,9.4451244676351926,10.849153759624976,1.4555072107250249,2.755041970587414E-2,12.332211390055873,4.8661645539494369,0.83801930314471118,1.2369576194474104E-2,5.7165534332886221]
["Downstate",2029,4,20,0.18937977302451836,3.7356215948232606E-6,1.136928311467949E-6,0.11461993914303435,2.2609421957888419E-6,6.881128421966041E-7,0.23274546719051012,1.2868404302515085E-3,1.6404251351180404E-6,0.14086652898110483,7.7884543553195643E-4,9.9284852945510001E-7,31.653383537909377,4.2465734198299776,8.038083162078398E-2,35.980337789360142,14.197473498621116,2.444996817477866,3.608935297259689E-2,16.678559669071578,19.157847941430255,2.5701899372554564,4.8649577943299903E-2,21.776687456629013,8.5928582678473937,1.4798063275107172,2.1842667648012199E-2,10.094507263006124]
["Downstate",2029,5,2,0.11674681696356051,2.302896046451022E-6,7.0088140544161537E-7,7.0659674165803418E-2,1.3938014629618168E-6,4.2420044524924863E-7,0.14348043628540497,7.9329762504484552E-4,1.0112717421371877E-6,8.6839891148881895E-2,4.8013430395854243E-4,6.1206064243105866E-7,19.513339334815075,2.61788216264799,4.9552315364722196E-2,22.180773812827788,8.7523066134097025,1.5072654875852065,2.2247978327018129E-2,10.281820079321927,11.810225196247938,1.5844432030631901,2.9990971479121876E-2,13.42465937079025,5.2972333600817958,0.91225517752123064,1.3465334133483291E-2,6.22295387173651]
["Downstate",2029,5,11,0.12227758982496947,2.4119936243347323E-6,7.3408501610187504E-7,7.4007111110437243E-2,1.4598315227616264E-6,4.4429655040571243E-7,0.15027768972485528,8.30879368939308E-4,1.0591798089469909E-6,9.0953850961626559E-2,5.0288022412349421E-4,6.4105645129967072E-7,20.437765802580319,2.7419019174997166,5.1899810638402551E-2,23.23156753071844,9.166939073216172,1.5786708009846853,2.33019557968338E-2,10.768911829997691,12.369723730781212,1.6595047396075309,3.1411766113683862E-2,14.060640236502426,5.5481849086592199,0.95547242583463898,1.4103241928592756E-2,6.517760576422452]
["Downstate",2029,5,19,0.22222677579437622,4.3835470353950707E-6,1.3341230107724128E-6,0.13450021145714658,2.6530916496692718E-6,8.0746267598630022E-7,0.27311403920526683,1.5100366591928325E-3,1.9249489155430528E-6,0.16529914495548118,9.1393239740563661E-4,1.1650532896373757E-6,37.143509331916292,4.9831209753363472,9.4322496861609581E-2,42.220952804114248,16.659956391521277,2.8690696524663815,4.2348876141947163E-2,19.571374920129607,22.480683713945439,3.0159769114386008,5.7087611192231408E-2,25.553748236576268,10.083247842284353,1.7364715550707095,2.5631172372022264E-2,11.845350569727085]
["Downstate",2029,5,23,0.14159231543767092,2.7929873542593749E-6,8.5003962955720102E-7,8.5697127625588676E-2,1.6904236152560373E-6,5.1447675246922879E-7,0.17401525559363845,9.6212342642595775E-4,1.2264857512182471E-6,0.10532074089834353,5.8231418711624276E-4,7.4231645713417283E-7,23.66607476073483,3.1750073072056604,6.0097801809694103E-2,26.901179869750184,10.614930591211946,1.8280345102093198,2.6982686526801435E-2,12.469947787948067,14.32362076217472,1.9216368174836012,3.6373506399574471E-2,16.281631086057896,6.4245651947989559,1.1063969555208613,1.6330962056951802E-2,7.547293112376769]
["Downstate",2029,6,4,0.19451524752376798,3.8369216921497969E-6,1.1677587758716773E-6,0.11772812628030792,2.3222529197659365E-6,7.0677262775485021E-7,0.23905690368915908,1.3217361116044713E-3,1.6849090909005628E-6,0.14468645365324292,7.9996564710023985E-4,1.0197719343319982E-6,32.511738901725636,4.3617291682947554,8.2560545454127582E-2,36.956028615474523,14.582471125038703,2.5112986120484955,3.7067999999812383E-2,17.130837737087013,19.677357696841039,2.6398866354307917,4.9968824782267912E-2,22.367213157054099,8.825873672847818,1.5199347294904557,2.2434982555303958E-2,10.368243384893578]
["Downstate",2029,6,16,0.2381862379139274,4.6983563224874178E-6,1.4299345329309536E-6,0.14415949316228246,2.8436263659798426E-6,8.6545150268951738E-7,0.29272802652715091,1.618481614915992E-3,2.0631912546575185E-6,0.17717028619343977,9.7956746511557798E-4,1.2487228824520176E-6,39.811011607692521,5.3409893292227739,0.1010963714782184,45.253097308393514,17.856409618156206,3.0751150683403847,4.5390207602465406E-2,20.976914894099057,24.09515892230781,3.2325726348814072,6.1187421240148865E-2,27.388918978429366,10.807387457799827,1.8611781837195982,2.7471903413944388E-2,12.69603754493337]
["Downstate",2029,6,19,0.26264655044311402,5.1808496228058504E-6,1.5767803199843895E-6,0.15896381723944775,3.1356499112412502E-6,9.5432823385603282E-7,0.32278945693394717,1.7846900678909026E-3,2.2750687474060471E-6,0.19536462273081356,1.0801632281201925E-3,1.3769593088494185E-6,43.899366143016813,5.8894772240399789,0.11147836862289631,49.90032173567969,19.690156872970778,3.3909111289927147,5.0051512442933037E-2,23.131119514406429,26.569588691390646,3.5645386527966352,6.7471006133621503E-2,30.201598350320904,11.917241986579628,2.052310133428366,3.0293104794687206E-2,13.99984522480268]
["Downstate",2029,7,3,0.21829437149867123,4.3059781684986605E-6,1.3105150947604618E-6,0.13212016878489583,2.6061439811771901E-6,7.93174255140884E-7,0.26828116154167742,1.4833158708267343E-3,1.8908860652972376E-6,0.16237410108812667,8.9775994621160346E-4,1.1444371395604181E-6,36.486237969668132,4.8949423737282229,9.2653417199564644E-2,41.473833760595916,16.365150854042323,2.8183001545707951,4.1599493436539223E-2,19.225050502049658,22.082877747985226,2.9626078224982915,5.6077419838460485E-2,25.101562990321977,9.9048201663757265,1.7057438978020465,2.51776170703292E-2,11.635741681248101]
["Downstate",2029,7,7,0.23276988341636162,4.5915157106143365E-6,1.3974178249695809E-6,0.14088130662222512,2.778962309014732E-6,8.4577113752622274E-7,0.28607139188305847,1.5816773467477127E-3,2.016274290313252E-6,0.17314143429643961,9.5729210323146612E-4,1.2203269270021213E-6,38.905709296095949,5.2195352442674521,9.8797440225349351E-2,44.224041980588751,17.450354904866568,3.0051869588206541,4.4358034386891544E-2,20.499899898074116,23.547235064315785,3.1590639406638381,5.9796019423103947E-2,26.766095024402727,10.561627492082817,1.8188549961397857,2.6847192394046669E-2,12.40732968061665]
["Downstate",2029,7,14,0.24546475659595851,4.8419291609837433E-6,1.4736306142124437E-6,0.14856473325240463,2.9305221825088389E-6,8.9189805554616846E-7,0.30167323859520456,1.6679393366293132E-3,2.126238457649383E-6,0.18258427337109417,1.0095011848703275E-3,1.2868814801451858E-6,41.027560448947824,5.5041998108767336,0.10418568442481976,46.635945944249379,18.402067554307479,3.1690847395956951,4.6777246068286427E-2,21.617929539971463,24.831461178468807,3.3313539100720808,6.30571925271141E-2,28.225872281068003,11.137640675636744,1.9180522512536222,2.8311392563194086E-2,13.084004319453561]
["Downstate",2029,7,19,0.27088716195584306,5.3434002787173157E-6,1.6262522587400525E-6,0.16395135299897209,3.2340318344565676E-6,9.8427055831286853E-7,0.33291706953921363,1.8406852351424909E-3,2.3464496876106468E-6,0.20149424429462007,1.1140536619304081E-3,1.42016180556571E-6,45.276721457333053,6.0742612759702199,0.1149760346929217,51.465958767996199,20.307941241892031,3.4973019467707327,5.1621893127434232E-2,23.8568650817902,27.403217224068328,3.6763770843703467,6.9587928472719787E-2,31.149182236911397,12.291148901971825,2.1167019576677752,3.1243559722445621E-2,14.439094419362046]
["Downstate",2029,8,3,0.21583233845447103,4.2574131942134077E-6,1.2957344504127763E-6,0.13063005147623358,2.5767505865809364E-6,7.842284393941981E-7,0.26525535249164406,1.4665862929457753E-3,1.8695597070241484E-6,0.16054276480741228,8.8763456076003313E-4,1.1315296054116286E-6,36.074727938863589,4.8397347667210582,9.1608425644183269E-2,41.006071131228829,16.180576501990288,2.786513956596973,4.1130313554531263E-2,19.008220772141794,21.833816013808072,2.9291940505081091,5.5444950665169801E-2,24.81845501498135,9.7931086532521494,1.6865056654440629,2.489365131905583E-2,11.504507970015268]
["Downstate",2029,8,14,0.23817989944273002,4.6982312926095967E-6,1.4298964803594427E-6,0.14415565687516849,2.8435506930779371E-6,8.6542847180632883E-7,0.29272023662215446,1.6184385448411234E-3,2.0631363502329096E-6,0.17716557144263845,9.7954139744593468E-4,1.2486896521777028E-6,39.80995218061301,5.3408471979757071,0.10109368116141257,45.251893059750131,17.855934433951422,3.0750332351981347,4.5388999705124014E-2,20.976356668854681,24.09451771619883,3.2324866115715842,6.1185792956707438E-2,27.388190120727121,10.807099858000946,1.8611286551472759,2.747117234790946E-2,12.69569968549613]
["Downstate",2029,8,20,0.26940732209738888,5.3142096125556981E-6,1.6173681429517343E-6,0.16305569686944713,3.2163645180079618E-6,9.7889354895894501E-7,0.33109836412140503,1.830629685229513E-3,2.3336311776875018E-6,0.20039349366545259,1.1079676554859601E-3,1.4124035492121918E-6,45.029377520511083,6.0410779612573924,0.11434792770668759,51.184803409475165,20.197000211405708,3.4781964019360747,5.1339885909125041E-2,23.726536499250908,27.253515138501552,3.6562932631036684,6.9207773911397402E-2,30.979016175516616,12.224003113592607,2.105138545423324,3.1072878082668218E-2,14.360214537098599]
["Downstate",2029,8,22,0.24543339633788594,4.8413105624111283E-6,1.473442345081648E-6,0.14854575281529467,2.9301477828059836E-6,8.9178410781051686E-7,0.30163469721457165,1.6677262428688425E-3,2.1259668121892347E-6,0.18256094664178152,1.0093722123118178E-3,1.2867170698408884E-6,41.022318821181742,5.5034966014671802,0.1041723737972725,46.629987796446194,18.39971653008887,3.1686798614508005,4.6771269868163164E-2,21.615167661407835,24.828288743282286,3.3309283006289987,6.3049136422203528E-2,28.222266180333488,11.136217745148672,1.9178072033924538,2.8307775536499546E-2,13.082332724077625]
["Downstate",2029,9,7,0.18103056219384145,3.5709287568253456E-6,1.0868044042511923E-6,0.10956667488983106,2.161263741394609E-6,6.5777592129401147E-7,0.22248438732742262,1.2301073278403137E-3,1.5681034975624343E-6,0.13465612788775977,7.4450837491606473E-4,9.4907668643850215E-7,30.257876676529477,4.0593541818730356,7.6837071380559285E-2,34.39406792978307,13.57154762697278,2.3372039228965962,3.4498276946373557E-2,15.94324982681575,18.313233392735327,2.4568776372230134,4.6504757635486609E-2,20.816615787593825,8.2140238011533455,1.414565912340523,2.0879687101647046E-2,9.6494694005955157]
["Downstate",2029,9,10,0.15368234645390461,3.0314699557802792E-6,9.2262129088965025E-7,9.301448046209615E-2,1.8347624790979513E-6,5.5840597189937649E-7,0.18887375854926697,1.0442754982455285E-3,1.3312107197122095E-6,0.11431367967597236,6.3203578790839432E-4,8.0570004516910031E-7,25.686831162700308,3.4461091442102441,6.5229325265898266E-2,29.198169632176452,11.521299271505285,1.9841234466665041,2.9286635833668608E-2,13.534709354005459,15.546660435932241,2.0857181000977012,3.9479302213285918E-2,17.671857838243231,6.9731344602343137,1.2008679970259493,1.7725400993720206E-2,8.1917278582539836]
["Downstate",2029,9,18,0.23909241768355977,4.7162312236036653E-6,1.4353747202272027E-6,0.14470794809170337,2.8544449452051264E-6,8.6874411375808197E-7,0.29384171058365449,1.6246391297657324E-3,2.0710406677563919E-6,0.17784433071647593,9.8329423047218323E-4,1.2534736498509466E-6,39.962472639377012,5.3613091282269174,0.10148099272006321,45.425262760323996,17.924344345602925,3.0868143465548918,4.5562894690640621E-2,21.056721586848457,24.186828977440726,3.2448709605582047,6.1420208842696382E-2,27.49312014684163,10.848504173705031,1.8682590378971482,2.7576420296720826E-2,12.744339631898901]
["Downstate",2029,10,5,0.13755246989049899,2.7132991487834273E-6,8.2578669745582582E-7,8.3252057366136223E-2,1.6421932413560317E-6,4.9979794302140094E-7,0.16905033392202834,9.3467257199178683E-4,1.1914922349005484E-6,0.10231577890709537,5.6569987179407998E-4,7.2113703207373553E-7,22.990845413395853,3.0844194875728967,5.8383119510126875E-2,26.133648020478876,10.312070369243729,1.775877886784395,2.6212829167812066E-2,12.114161085195937,13.91494593136497,1.866809576920464,3.5335714571613039E-2,15.817091222857046,6.241262513332817,1.0748297564087519,1.5865014705622182E-2,7.3319572844471912]
["Downstate",2029,10,6,0.16867825079648369,3.3272725285755786E-6,1.0126481608708283E-6,0.10209057985587168,2.0137935992153072E-6,6.128937041090066E-7,0.2073035449325567,1.1461730540827961E-3,1.4611066321136233E-6,0.12546809685545807,6.9370811680795135E-4,8.843180587858523E-7,28.193282110827713,3.782371078473227,7.1594224973567544E-2,32.047247414274509,12.645516240885959,2.1777288027573127,3.2144345906499713E-2,14.855389389549773,17.063661172342297,2.2892367854662394,4.3331584880506764E-2,19.396229542689042,7.6535539081829418,1.3180454219351077,1.9454997293288749E-2,8.991054327411339]
["Downstate",2029,10,15,0.19357674141598166,3.8184091359927772E-6,1.1621245196499756E-6,0.11716010620486984,2.3110484071286503E-6,7.0336255869132831E-7,0.23790349095120214,1.315358938455251E-3,1.6767796640663931E-6,0.14398836380066765,7.9610593607305638E-4,1.0148516918260594E-6,32.354874769363491,4.3406844969023286,8.2162203539253256E-2,36.777721469805073,14.512112948023331,2.4991819830649771,3.688915260946065E-2,17.04818408369777,19.5824174768908,2.6271495890410859,4.9727732899476906E-2,22.259294798831363,8.7832901918407273,1.5126012785388072,2.2326737220173306E-2,10.318218207599706]
["Downstate",2029,11,1,0.17438778830967652,3.4398963388701196E-6,1.0469249726996016E-6,0.10554621205906536,2.0819578708048914E-6,6.3363935198409736E-7,0.21432049798264705,1.1849695083855636E-3,1.5105631748951394E-6,0.12971502734188736,7.1718922653857188E-4,9.1425106500562602E-7,29.147587725639998,3.91039937767236,7.401759556986183E-2,33.13200469888222,13.073550376941469,2.2514420659325709,3.3232389847693063E-2,15.358224832721733,17.641243718496682,2.3667244475772873,4.4798302185275675E-2,20.052766468259243,7.9126166678551293,1.3626595304232867,2.0113523430123771E-2,9.2953897217085402]
["Downstate",2029,11,2,0.15447857773838639,3.0471760617348939E-6,9.2740141009322872E-7,9.349639032983724E-2,1.844268419885297E-6,5.6129908431291651E-7,0.18985231723765666,1.0496859103098072E-3,1.3381077488488012E-6,0.11490594111720133,6.3531037785874824E-4,8.0987439308006509E-7,25.819915144321307,3.463963504022364,6.556727969359126E-2,29.349445928037262,11.580991351497056,1.9944032295886336,2.9438370474673629E-2,13.604832951560363,15.627207991939381,2.0965242469338694,3.9683845260923188E-2,17.763416084134175,7.0092624081492811,1.2070897179316216,1.7817236647761431E-2,8.2341693627286645]
["Downstate",2029,11,13,0.17812415202054177,3.5135981959455061E-6,1.0693559726790672E-6,0.10780760341209106,2.1265650758817271E-6,6.4721545787704754E-7,0.21891244412130045,1.2103581959337498E-3,1.5429279034369396E-6,0.13249425016254415,7.3255543896569243E-4,9.3383944636545406E-7,29.772092400496863,3.9941820465813747,7.5603467268410038E-2,33.841877914346647,13.353659091399328,2.2996805722741245,3.3944413875612672E-2,15.687284077549066,18.019218022106006,2.4174329485867849,4.5758132871907248E-2,20.482409103564699,8.0821492599151927,1.3918553340348156,2.0544467820039991E-2,9.4945490617700479]
["Downstate",2029,11,15,0.21127665549123156,4.1675498081460765E-6,1.2683847242183713E-6,0.12787277652726706,2.5223618011382006E-6,7.6767533078119154E-7,0.25965647282927512,1.4356303099974507E-3,1.830097959229364E-6,0.15715410700134963,8.6889880653991157E-4,1.1076458344128619E-6,35.313280304781415,4.7375800229915876,8.9674800002238833E-2,40.140535127775237,15.839044842585782,2.7276975889951562,4.026215510304601E-2,18.607004586683985,21.372958552183551,2.8673660615817083,5.4274645886230231E-2,24.294599259651491,9.5864005270823274,1.6509077324258319,2.4368208357082963E-2,11.261676467865243]
["Downstate",2029,12,1,0.16459966766961159,3.2468202027453397E-6,9.8816267040075567E-7,9.9622064119867695E-2,1.9651007502203747E-6,5.9807414137141838E-7,0.20229101524061183,1.1184589767978838E-3,1.4257775672925186E-6,0.12243432065503465,6.7693448886939258E-4,8.6293554683590358E-7,27.511578072723207,3.6909146234330166,6.9863100797333405E-2,31.272355796953558,12.339751929677321,2.1250720559159793,3.1367106480435412E-2,14.496191092073735,16.651067609084713,2.2338838132689953,4.2283841794959275E-2,18.927235264148667,7.4684935599571141,1.2861755288518459,1.8984582030389878E-2,8.7736536708393498]
["Downstate",2029,12,8,0.18560016026669623,3.6610666261869752E-6,1.1142376688395142E-6,0.11233237179955823,2.2158186547082666E-6,6.7437959056338557E-7,0.22810036849243198,1.2611578643164959E-3,1.6076857793255845E-6,0.13805513618247592,7.6330135657624344E-4,9.7303340924145606E-7,31.02165011497075,4.1618209522444367,7.8776603186953634E-2,35.262247670402139,13.914122478038351,2.3961999422013425,3.5369087145162861E-2,16.345691507384856,18.775498520816726,2.5188944767016035,4.7678637052831346E-2,21.342071634571163,8.4213633071310312,1.4502725774948626,2.1406735003312034E-2,9.8930426196292061]
["Downstate",2029,12,16,0.21514134384904032,4.2437829404184625E-6,1.2915861123012713E-6,0.13021183490348279,2.5685010315438283E-6,7.8171770525246953E-7,0.26440612841824596,1.4618909668232816E-3,1.8635742477489767E-6,0.16002878166096984,8.8479276838790226E-4,1.1279069747214202E-6,35.95923346488145,4.8242401905168295,9.1315138139699853E-2,40.874788793537981,16.128773833513002,2.7775928369642351,4.0998633450477488E-2,18.947365303927715,21.763914305891898,2.9198161356800774,5.5267441761349588E-2,24.738997883333322,9.7617556813191602,1.6811062599370143,2.4813953443871245E-2,11.467675894700045]
["Downstate",2029,12,19,0.28588405895452734,5.6392224322076571E-6,1.7162850880632002E-6,0.17302805318648895,3.4130748055653906E-6,1.0387618973459885E-6,0.35134807588493794,1.9425895361035335E-3,2.4763541984911883E-6,0.21264939984240022,1.1757300732388952E-3,1.4987850233134974E-6,47.783338320351561,6.4105454691416606,0.12134135572606823,54.315225145219287,21.432232628981215,3.6909201185967135,5.447979236680614E-2,25.177632539944735,28.920318378566432,3.8799092416883543,7.3440466142361369E-2,32.873668086397146,12.971613390386414,2.233887139153901,3.2973270512896946E-2,15.238473800053214]
["Downstate",2030,1,4,0.10713034542162822,2.1132057844746558E-6,6.4314958657924318E-7,5.9694370006850246E-2,1.1775047256925863E-6,3.5837100347165668E-7,0.13166190822400792,7.2795345349533475E-4,9.2797297492147926E-7,7.3363663996412004E-2,4.0562478007227657E-4,5.1707816215196171E-7,18.037681426689083,2.4750417418841382,4.639864874607396E-2,20.559121817319294,8.1630383098884902,1.4559069069906696,2.1343378423194025E-2,9.6402885953023549,10.050821967508444,1.3791242522457403,2.5853908107598085E-2,11.455800127861782,4.548547167777544,0.81124956014455318,1.1892797729495119E-2,5.3716895256515924]
["Downstate",2030,1,6,0.11911696068398402,2.3496484526000275E-6,7.1511039861739974E-7,6.6373462133219596E-2,1.3092535412213126E-6,3.9846846906735606E-7,0.14639331445981912,8.0940281260652263E-4,1.0318021465765338E-6,8.1572188024788744E-2,4.5100938291723741E-4,5.7493307679718507E-7,20.05588408099522,2.7519695628621768,5.1590107328826691E-2,22.859443751186223,9.0763854965087862,1.6188056252130452,2.3731449371260278E-2,10.718922571093092,11.175389759396058,1.5334319019186071,2.8746653839859252E-2,12.737568315154524,5.0574756575369024,0.90201876583447482,1.3223460766335257E-2,5.9727178841377127]
["Downstate",2030,1,16,0.20621346839663651,4.0676756201737901E-6,1.2379882322268057E-6,0.11490472689523837,2.2665597929592473E-6,6.8982254568324916E-7,0.25343387668300182,1.4012258234189973E-3,1.7862401636415337E-6,0.14121652970915657,7.8078057563548331E-4,9.9531538734297364E-7,34.720441105571247,4.764167799624591,8.9312008182076685E-2,39.573920913377918,15.712900354346113,2.8024516468379947,4.1083523763755278E-2,18.556435524947865,19.346664570154452,2.6546539571606433,4.9765769367148681E-2,22.051084296682244,8.7554248419677076,1.5615611512709666,2.2892253908888393E-2,10.339878247147563]
["Downstate",2030,1,19,0.26024227820792578,5.1334240126777806E-6,1.5623464386410637E-6,0.14501025629693592,2.8604081430784956E-6,8.7055900006736824E-7,0.31983463522466349,1.7683529761933069E-3,2.2542427186106774E-6,0.1782158638709341,9.8534842250482262E-4,1.256092271525774E-6,43.817345025778899,6.0124001190572436,0.11271213593053388,49.942457280766675,19.829747383929135,3.536705952386614,5.1847582528045583E-2,23.418300918843794,24.415573350317974,3.350184636516397,6.2804613576288706E-2,27.82856260041066,11.049383559997915,1.9706968450096451,2.8890122245092804E-2,13.048970527252653]
["Downstate",2030,2,4,7.8010478292262833E-2,1.5388001721458362E-6,4.6833048717481974E-7,4.3468415389329572E-2,8.5743872551850774E-7,2.6095961211432848E-7,9.5873941160216664E-2,5.3008320712658529E-4,6.7573398863795408E-7,5.342216059426181E-2,2.9536900096883208E-4,3.7652744033638815E-7,13.134729938949683,1.8022829042303901,3.3786699431897702E-2,14.970799542611971,5.9441843519334334,1.0601664142531706,1.5541881738672944E-2,7.0198926479252775,7.3188360014138683,1.0042546032940292,1.8826372016819408E-2,8.3419169767247165,3.3121739568442323,0.59073800193766413,8.6601311277369267E-3,3.9115720899096336]
["Downstate",2030,2,12,8.8365834509778418E-2,1.743065346247773E-6,5.304981488580179E-7,4.9238549548500453E-2,9.7125783843525748E-7,2.9560021169768711E-7,0.10860054961621995,6.0044811905743943E-4,7.6543304335228293E-7,6.0513586194683659E-2,3.345772110401107E-4,4.2650887687809134E-7,14.878275297422134,2.041523604795294,3.8271652167614148E-2,16.958070554385042,6.7332340762056369,1.2008962381148789,1.7604959997102508E-2,7.9517352743176186,8.2903613086716614,1.1375625175363764,2.1325443843904567E-2,9.4492492700519417,3.7518423440703867,0.66915442208022136,9.8097041681961001E-3,4.4308064703188048]
["Downstate",2030,2,15,0.12303805163150508,2.426994157396755E-6,7.3865039572944727E-7,6.8558343110972683E-2,1.3523515364943152E-6,4.1158525023740033E-7,0.15121228815432827,8.3604672648063011E-4,1.0657669995524881E-6,8.425738051288495E-2,4.658557053758461E-4,5.9385871819967754E-7,20.716083477142973,2.8425588700341424,5.3288349977624404E-2,23.61193069715474,9.3751618655683533,1.6720934529612603,2.4512640989707228E-2,11.07176795951932,11.543261130265238,1.5839093982778767,2.9692935909983877E-2,13.156863464453098,5.2239575917988672,0.93171141075169217,1.3658750518592583E-2,6.1693277530691519]
["Downstate",2030,2,16,0.14208967940481163,2.8027981357724417E-6,8.5302551958291712E-7,7.9174148679942172E-2,1.5617542192441421E-6,4.7531650150908677E-7,0.17462650993747431,9.6550302737935035E-4,1.2307939639696373E-6,9.7304078094645904E-2,5.3799037735092776E-4,6.8581380932025371E-7,23.923831861433978,3.2827102930897913,6.1539698198481867E-2,27.268081852722251,10.826843616123407,1.9310060547587007,2.8308261171301658E-2,12.78615793205341,13.33065869896649,1.8291672829931545,3.4290690466012685E-2,15.194116672425656,6.0328528418680465,1.0759807547018556,1.5773717614365836E-2,7.1246073141842672]
["Downstate",2030,2,17,9.889537187160484E-2,1.9507663405205067E-6,5.9371149494102386E-7,5.5105739622461729E-2,1.0869914333761746E-6,3.3082347972318362E-7,0.12154122460721246,6.7199659634539029E-4,8.5664087127204857E-7,6.772429234904602E-2,3.7444491854954056E-4,4.7733102074345061E-7,16.651147771188107,2.2847884275743269,4.2832043563602429E-2,18.978768242326037,7.5355559256471727,1.3439931926907807,1.9702740039257118E-2,8.8992518583772107,9.2782280518193048,1.2731127230684378,2.3866551037172529E-2,10.575207325924916,4.1989061256408533,0.74888983709908108,1.0978613477099363E-2,4.9587745762170332]
["Downstate",2030,2,18,0.17293165504344629,3.4111732984556296E-6,1.0381831777908439E-6,9.6359683723902051E-2,1.9007484782587882E-6,5.7848866729615292E-7,0.21253092768203991,1.1750750453766938E-3,1.497950013669646E-6,0.11842489431934103,6.5476653014105994E-4,8.346765056701634E-7,29.116737092439468,3.9952551542807586,7.4897500683482304E-2,33.186889747403711,13.176917516286474,2.3501500907533877,3.4452850314401859E-2,15.561520457354264,16.224210521749722,2.2262062024796037,4.1733825283508171E-2,18.492150549512832,7.3423434477991441,1.3095330602821198,1.9197559630413759E-2,8.6710740677116771]
["Downstate",2030,2,19,0.22695882432842834,4.4768893306636803E-6,1.3625315354193811E-6,0.12646429900379777,2.4945787968159078E-6,7.5921963381353717E-7,0.2789296700365676,1.5421910507325367E-3,1.9659383582479639E-6,0.15542310503639983,8.593281655292365E-4,1.0954454716452464E-6,38.21336479500976,5.2434495724906247,9.8296917912398196E-2,43.555111285412785,17.29363954226719,3.0843821014650734,4.5216582239703172E-2,20.423238225971968,21.292965389986776,2.9217157627994039,5.4772273582262318E-2,24.269453426368443,9.6362325122567896,1.718656331058473,2.5195245847840667E-2,11.380084089163102]
["Downstate",2030,2,20,0.22926282799583703,4.5223370873964413E-6,1.3763634613815259E-6,0.12774811869912442,2.519902855986159E-6,7.6692695616970058E-7,0.28176126287996095,1.5578468149322613E-3,1.9858958514219154E-6,0.15700090402731157,8.6805175339036257E-4,1.1065660367591393E-6,38.601293014554649,5.2966791707696883,9.9294792571095775E-2,43.997266977895428,17.469198298557579,3.1156936298645226,4.5675604582704053E-2,20.630567533004808,21.509123851741684,2.9513759615272326,5.5328301837956964E-2,24.515828115106874,9.7340560496933168,1.7361035067807251,2.5451018845460204E-2,11.495610575319503]
["Downstate",2030,2,21,0.19125561704135524,3.7726236637660122E-6,1.148189810711395E-6,0.10657002481063776,2.1021531480657533E-6,6.3978574071566411E-7,0.23505085696420416,1.2995868386094832E-3,1.6566738697407268E-6,0.13097328092079238,7.2414606052717241E-4,9.2311942588974379E-7,32.201967404095967,4.4185952512722428,8.2833693487036342E-2,36.70339634885525,14.573153131780659,2.5991736772189666,3.8103499004036714E-2,17.210430308003662,17.943339486148556,2.4620966057923863,4.6155971294487189E-2,20.451592063235427,8.1203434170891278,1.4482921210543449,2.1231746795464107E-2,9.5898672849389381]
["Downstate",2030,2,22,0.16286712643679208,3.2126448611031025E-6,9.7776147946616173E-7,9.075160235138692E-2,1.7901259468969974E-6,5.4482094035995576E-7,0.20016174286785851,1.1066863145443428E-3,1.4107701346583186E-6,0.11153262964797379,6.1665947292456136E-4,7.8609878537650743E-7,27.422158772896616,3.7627334694507653,7.0538506732915937E-2,31.255430749080297,12.410028057807228,2.2133726290886857,3.2447713097141326E-2,14.655848399993054,15.27997026177241,2.0966422079435088,3.9304939268825369E-2,17.415917408984743,6.9150230381743754,1.2333189458491227,1.8080272063659673E-2,8.1664222560871575]
["Downstate",2030,2,23,0.13476454661106188,2.6583058079368981E-6,8.090495937199255E-7,7.5092492958414636E-2,1.481241284771472E-6,4.5081256493044805E-7,0.16562400968580759,9.1572856157756709E-4,1.1673429852244637E-6,9.2287772220761718E-2,5.1025542170627714E-4,6.5045812939964635E-7,22.690489326955639,3.1134771093637279,5.8367149261223189E-2,25.86233358558059,10.26868860052007,1.8314571231551342,2.6848888660162665E-2,12.126994612335368,12.643424794244355,1.7348684338013423,3.2522906469982314E-2,14.410816134515679,5.7218418776872264,1.0205108434125543,1.4960536976191865E-2,6.7573132580759729]
["Downstate",2030,2,24,0.1098605869517912,2.1670613206614042E-6,6.5954040194042745E-7,6.1215694776859945E-2,1.2075137048608735E-6,3.6750417104461372E-7,0.13501734228294748,7.465055149391438E-4,9.5162257994261657E-7,7.5233353872418779E-2,4.1596222102663924E-4,5.3025601822151398E-7,18.497375892763806,2.5381187507930889,4.758112899713083E-2,21.083075772554025,8.3710752215427444,1.4930110298782875,2.188731933868018E-2,9.8859735707597114,10.306969480521373,1.4142715514905735,2.6512800911075701E-2,11.747753832923022,4.6644679400899642,0.83192444205327842,1.2195888419094822E-2,5.5085882705623375]
["Downstate",2030,3,1,0.11788830963232357,2.3254126256804819E-6,7.0773427738101623E-7,6.5688842381472601E-2,1.2957490349690135E-6,3.9435840194709106E-7,0.14488331706957089,8.0105409709854171E-4,1.0211594573640375E-6,8.0730798570025922E-2,4.4635737408954323E-4,5.6900283709508844E-7,19.84901443853121,2.723583930135042,5.1057972868201872E-2,22.623656341534453,8.9827656583133955,1.6021081941970834,2.348666751937286E-2,10.608360520029851,11.060119404093552,1.517615071904447,2.8450141854754422E-2,12.606184617852755,5.0053095113416068,0.89271474817908647,1.3087065253187034E-2,5.9111113247738807]
["Downstate",2030,3,2,0.11044924790596128,2.1786729861381723E-6,6.6307438708553085E-7,6.1543704032020245E-2,1.2139838702714113E-6,3.6947335182173389E-7,0.13574079952765222,7.5050548126838013E-4,9.5672161565197994E-7,7.5636473308649241E-2,4.1819105235479964E-4,5.3309726477135876E-7,18.596489535288356,2.5517186363124926,4.7836080782598996E-2,21.196044252383448,8.4159295707144377,1.5010109625367603,2.2004597159995538E-2,9.9389451304111933,10.362196843284947,1.4218495780063187,2.6654863238567937E-2,11.810701284529832,4.6894613451362526,0.83638210470959928,1.2261237089741252E-2,5.5381046869355934]
["Downstate",2030,3,3,0.11925471398659315,2.3523657132861427E-6,7.1593739100013034E-7,6.6450219998446775E-2,1.3107676329024663E-6,3.9892927957901152E-7,0.14656261161474099,8.1033884984200479E-4,1.0329953784430451E-6,8.1666522519531923E-2,4.5153095458635832E-4,5.7559796053543076E-7,20.079077791219515,2.7551520894628161,5.1649768922152256E-2,22.885879649604483,9.0868819201139406,1.6206776996840095,2.3758893704190036E-2,10.73131851350214,11.188313585175873,1.5352052455936183,2.8779898026771538E-2,12.752298728796262,5.0633243962109793,0.90306190917271667,1.3238753092314908E-2,5.9796250584760111]
["Downstate",2030,3,4,0.1149736918299767,2.2679201647422501E-6,6.9023657187807625E-7,6.4064780843753333E-2,1.2637135157858717E-6,3.8460846132613493E-7,0.1413012867858976,7.8124919414142833E-4,9.9591276799550989E-7,7.8734846440050188E-2,4.35321834155281E-4,5.5493506562770892E-7,19.35827628966797,2.6562472600808564,4.9795638399775494E-2,22.064319188148602,8.7606797807256509,1.5624983882828567,2.2905993663896729E-2,10.346084162672405,10.786673962286876,1.4800942361279554,2.7746753281385445E-2,12.294514951696218,4.8815604792831113,0.87064366831056195,1.2763506509437306E-2,5.7649676541031107]
["Downstate",2030,3,5,0.1090246300885637,2.150571605520553E-6,6.5452179298451614E-7,6.0749889144414052E-2,1.1983254290922153E-6,3.6470773928893511E-7,0.13398996133525881,7.4082516654518874E-4,9.4438144416337321E-7,7.4660884343006287E-2,4.1279705976946185E-4,5.2622116668832063E-7,18.356624702930457,2.5188055662536417,4.7219072208168664E-2,20.922649341392269,8.3073776027860458,1.4816503330903774,2.1720773215757584E-2,9.8107487090921808,10.228541154991861,1.4035100032161703,2.6311058334416031E-2,11.658362216542448,4.6289748292663901,0.8255941195389237,1.2103086833831374E-2,5.4666720356391449]
["Downstate",2030,3,6,0.13636679578419345,2.6899110660689955E-6,8.1866858532534659E-7,7.5985286261821425E-2,1.4988521303789815E-6,4.5617238750664663E-7,0.16759315468160307,9.2661588593324581E-4,1.1812218159694284E-6,9.3385004471003508E-2,5.1632197517359447E-4,6.5819158768816142E-7,22.96026219137962,3.1504940121730356,5.9061090798471418E-2,26.169817294351127,10.390775590259391,1.8532317718664917,2.7168101767296855E-2,12.271175463893179,12.793745612527481,1.7554947155902212,3.2909579384408069E-2,14.582149907502108,5.7898702772022173,1.0326439503471889,1.5138406516827713E-2,6.8376526340662336]
["Downstate",2030,3,7,0.13159397572764153,2.5957645297905276E-6,7.9001529167537796E-7,7.332581115875314E-2,1.4463925014162282E-6,4.4020641347450426E-7,0.16172741613868807,8.9418445084914568E-4,1.139879206560188E-6,9.011654150128065E-2,4.9825077342264244E-4,6.3515496801321317E-7,22.156656011000265,3.0402271328870953,5.6993960328009401E-2,25.25387710421537,10.027099800598661,1.7883689016982913,2.6217221750884326E-2,11.841685924047837,12.345966185675449,1.6940526296369842,3.175774840066066E-2,14.071776563713094,5.5872255730794,0.99650154684528491,1.4608564264303903E-2,6.5983356841889886]
["Downstate",2030,3,8,0.13332047461993338,2.6298206828974848E-6,8.0038020783836503E-7,7.4287837961591011E-2,1.4653690163950198E-6,4.4598187455500605E-7,0.16384926254748244,9.05916055243338E-4,1.1548342998810694E-6,9.1298860891046232E-2,5.047877702999018E-4,6.4348813328650858E-7,22.447348969005095,3.080114587827349,5.7741714994053471E-2,25.585205271826499,10.158654277943912,1.8118321104866759,2.6561188897264595E-2,11.997047577327853,12.507943942073334,1.716278419019666,3.2174406664325431E-2,14.256396767757325,5.6605293752448667,1.0095755405998037,1.4800227065589698E-2,6.6849051429102602]
["Downstate",2030,3,9,0.1481050003822596,2.9214536953618958E-6,8.891380811970988E-7,8.2525960855330274E-2,1.6278705829096021E-6,4.9543887305944417E-7,0.18201926719363465,1.0063772881892304E-3,1.2828992314415281E-6,0.10142341501345478,5.6076602732142516E-4,7.1484751684291215E-7,24.936639605527947,3.4216827798433833,6.41449615720764E-2,28.422467346943407,11.285194566005348,2.0127545763784607,2.9506682323155148E-2,13.327455824706965,13.895007856843305,1.9066044928928456,3.574237584214561E-2,15.837354725578297,6.2882517308341965,1.1215320546428502,1.6441492887386978E-2,7.4262252783644342]
["Downstate",2030,3,10,0.12264227046633058,2.4191871532809633E-6,7.3627435099855408E-7,6.8337808889574581E-2,1.3480013760379204E-6,4.102612883593671E-7,0.15072587785441829,8.3335738328022056E-4,1.0623387064407707E-6,8.3986346602710441E-2,4.6435716966732363E-4,5.919484303470867E-7,20.649445266055306,2.8334151031527499,5.3116935322038539E-2,23.535977304530093,9.3450044269739347,1.6667147665604412,2.4433790248137726E-2,11.036152983782513,11.50612948457133,1.5788143768689002,2.9597421517354335E-2,13.114541282957585,5.2071534893680473,0.92871433933464731,1.3614813897982993E-2,6.1494826426006783]
["Downstate",2030,3,11,0.11647020434169948,2.297439708283952E-6,6.992207807820723E-7,6.4898656355337606E-2,1.2801621751052872E-6,3.8961457503204392E-7,0.14314048269438709,7.9141803516233702E-4,1.0088756979855614E-6,7.9759669431559849E-2,4.4098803971126917E-4,5.621581725462347E-7,19.610246129131031,2.6908213195519459,5.0443784899278067E-2,22.351511233582258,8.8747099270519989,1.582836070324674,2.3204141053667911E-2,10.480750138430341,10.9270747121237,1.4993593350183152,2.8107908627311735E-2,12.454541955769328,4.945099504756711,0.88197607942253831,1.2929637968563399E-2,5.8400052221478127]
["Downstate",2030,3,12,0.1171110537001617,2.310080819128404E-6,7.030680753869055E-7,6.5255745642897892E-2,1.2872059603659104E-6,3.9175833576353795E-7,0.14392807886134795,7.9577262304149322E-4,1.0144267944868207E-6,8.0198527878449971E-2,4.4341447060778727E-4,5.6525131303024745E-7,19.718146804004668,2.705626918341077,5.0721339724341036E-2,22.474495062070087,8.9235408894035722,1.5915452460829864,2.3331816273196877E-2,10.538417951759756,10.987198319347646,1.5076092000664767,2.8262565651512372E-2,12.523070085065637,4.972308728463898,0.88682894121557454,1.3000780199695691E-2,5.8721384498791682]
["Downstate",2030,3,13,9.7366634467850321E-2,1.9206111430193456E-6,5.8453382613632261E-7,5.425390799750171E-2,1.0701885797105824E-6,3.2570956773800338E-7,0.11966242469333577,6.6160878635401201E-4,8.4339880628240825E-7,6.6677401509794121E-2,3.6865670074117155E-4,4.6995237630769053E-7,16.393752182987001,2.2494698736036409,4.2169940314120413E-2,18.685391996904762,7.419070330986818,1.323217572708024,1.9398172544495391E-2,8.7616860762393376,9.1348040068417937,1.2534327825199834,2.3497618815384525E-2,10.411734408177161,4.1339988936072354,0.73731340148234314,1.0808904655076883E-2,4.8821211997446552]
["Downstate",2030,3,14,0.1118864679779354,2.2070229532525847E-6,6.7170263794643893E-7,6.2344541053688009E-2,1.2297808269595403E-6,3.7428112124855576E-7,0.13750712573960672,7.602714286356622E-4,9.6917094903700469E-7,7.6620692392740067E-2,4.2363276052175821E-4,5.4003418923005897E-7,18.838476226326119,2.5849228573612515,4.8458547451850235E-2,21.471857631139223,8.5254417958556168,1.5205428572713244,2.2290931827851107E-2,10.068275584954792,10.497034857805389,1.440351385773978,2.7001709461502949E-2,11.96438795304087,4.7504829283498839,0.84726552104351638,1.2420786352291355E-2,5.6101692357456914]
["Downstate",2030,3,15,0.11912261742370643,2.3497600349444663E-6,7.1514435846135938E-7,6.6376614139429344E-2,1.3093157163009217E-6,3.9848739191767187E-7,0.14640026652501828,8.094412502984786E-4,1.0318511457799612E-6,8.1576061802574817E-2,4.5103080088053062E-4,5.7496037976692645E-7,20.056836513927504,2.7521002510148271,5.1592557288998059E-2,22.860529322231329,9.0768165245511341,1.6188825005969572,2.3732576352939107E-2,10.71943160150103,11.17592046695275,1.5335047229938041,2.8748018988346322E-2,12.738173208934901,5.0577158317596389,0.9020616017610612,1.3224088734639308E-2,5.9730015222553394]
["Downstate",2030,3,16,0.15177986820114686,2.99394251168643E-6,9.1119989486108744E-7,8.4573643222483702E-2,1.668262259105596E-6,5.0773199190170313E-7,0.18653563561941977,1.0313481095691995E-3,1.3147312768709975E-6,0.10393999205644866,5.746800816910278E-4,7.3258473117245736E-7,25.555382079860507,3.5065835725352783,6.5736563843549867E-2,29.127702216239335,11.565209408404026,2.0626962191383988,3.0238819368032941E-2,13.658144446910459,14.239778911733467,1.9539122777494946,3.6629236558622866E-2,16.230320426041583,6.4442795074998172,1.1493601633820556,1.6849448816966518E-2,7.6104891196988387]
["Downstate",2030,3,17,0.14402009512593225,2.8408766620038091E-6,8.6461463626202889E-7,8.0249800493348442E-2,1.5829720508979536E-6,4.8177410244720328E-7,0.17699896768049819,9.7862025187200798E-4,1.2475154037494986E-6,9.8626041258120342E-2,5.4529945909845604E-4,6.9513120495953611E-7,24.248858572228251,3.327308856364827,6.2375770187474928E-2,27.638543198780553,10.973935996190887,1.9572405037440159,2.8692854286238467E-2,12.959869354221141,13.511767652362487,1.8540181609347506,3.4756560247976805E-2,15.400542373545214,6.1148145580034612,1.090598918196912,1.5988017714069332E-2,7.2214014939144429]
["Downstate",2030,3,18,0.19218191118015279,3.7908953320270271E-6,1.153750753225617E-6,0.10708616750427828,2.1123343504274446E-6,6.4288436752139617E-7,0.23618926133890131,1.3058810311152235E-3,1.66469751536839E-6,0.13160761409402297,7.276532634102889E-4,9.2759030170944292E-7,32.357928803429481,4.4399955057917602,8.3234875768419495E-2,36.881159184989663,14.643734203011881,2.6117620622304472,3.8288042853472967E-2,17.293784308095802,18.030243130881146,2.4740210955949822,4.6379515085472146E-2,20.550643741561601,8.1596720738294248,1.4553065268205778,2.1334576939317187E-2,9.6363131775893205]
["Downstate",2030,3,19,0.22415730535561204,4.4216278071861718E-6,1.3457128108827481E-6,0.12490325755017108,2.4637863839227567E-6,7.4984802988953479E-7,0.27548663685642544,1.5231546572320018E-3,1.9416713414165362E-6,0.15350460383310047,8.4872084868782625E-4,1.0819235859834714E-6,37.741669249330286,5.1787258345888061,9.7083567070826812E-2,43.017478650989915,17.080171485098376,3.0463093144640037,4.4658440852580333E-2,20.171139240414959,21.030130725134764,2.8856508855386092,5.4096179299173569E-2,23.969877789972546,9.5172854376522285,1.6974416973756525,2.4884242477619844E-2,11.239611377505501]
["Downstate",2030,3,20,0.24479574017901481,4.8287324392086967E-6,1.4696142206287337E-6,0.13640325187821833,2.690630182846502E-6,8.1888744695328327E-7,0.30085102545156794,1.6633933528630654E-3,2.1204433754786015E-6,0.16763795878343643,9.2686360603012332E-4,1.1815376020325943E-6,41.21659048686481,5.6555373997344223,0.10602216877393007,46.978150055373163,18.652763577997213,3.3267867057261307,4.8770197636007838E-2,22.028320481359351,22.966400353330791,3.1513362605024193,5.9076880101629717E-2,26.176813493934837,10.393553444573058,1.8537272120602466,2.7175364846749671E-2,12.274456021480054]
["Downstate",2030,3,21,0.2271568754422795,4.4807959992902468E-6,1.3637205215231186E-6,0.12657465556452732,2.4967556414958216E-6,7.5988215175959794E-7,0.27917307247751844,1.54353681314681E-3,1.9676538953404996E-6,0.15555873192450057,8.6007804119875633E-4,1.0964013903959912E-6,38.246710929420026,5.248025164699154,9.8382694767024978E-2,43.593118788886201,17.308730493606141,3.0870736262936198,4.525603959283149E-2,20.441060159492594,21.311546273656578,2.9242653400757717,5.4820069519799564E-2,24.290631683252148,9.6446413793190349,1.7201560823975126,2.5217231979107798E-2,11.390014693695655]
["Downstate",2030,3,22,0.17135783740768026,3.3801288682475519E-6,1.0287348729449073E-6,9.5482732829148792E-2,1.8834501329935008E-6,5.7322395351976116E-7,0.21059672470429314,1.1643809140489286E-3,1.4843174595347944E-6,0.11734713219911681,6.4880762624815256E-4,8.2708027579279807E-7,28.851751284488159,3.9588951077663572,7.4215872976739719E-2,32.884862265231256,13.056996931666175,2.328761828097857,3.413930156930027E-2,15.419898061333333,16.076557111279005,2.2059459292437187,4.1354013789639904E-2,18.323857054312363,7.2755221963452428,1.2976152524963052,1.9022846343234357E-2,8.5921602951847831]
["Downstate",2030,3,23,0.13759652400910166,2.714168140831336E-6,8.2605117329649365E-7,7.6670506227990945E-2,1.5123684761953615E-6,4.6028605797250139E-7,0.16910447590483935,9.3497192086115994E-4,1.1918738357563693E-6,9.4227131582084928E-2,5.2097806247373263E-4,6.6412702650318047E-7,23.16731319896299,3.178904530927944,5.9593691787818467E-2,26.405811421678752,10.48447750610004,1.86994384172232,2.7413098222396494E-2,12.381834446044756,12.909117026745635,1.771325412410691,3.3206351325159027E-2,14.713648790481486,5.8420821580892657,1.0419561249474654,1.5274921609573151E-2,6.8993132046463046]
["Downstate",2030,3,24,0.14340072557010861,2.8286592522405638E-6,8.608962941601717E-7,7.9904680020798841E-2,1.5761643571855686E-6,4.7970219566517313E-7,0.17623776993307516,9.7441161980443434E-4,1.2421503672882476E-6,9.8201892341170438E-2,5.4295435660788093E-4,6.921417394597497E-7,24.144574480831299,3.3129995073350766,6.2107518364412383E-2,27.519681506530787,10.92674173585066,1.9488232396088687,2.8569458447629696E-2,12.904134433907158,13.453659250740349,1.8460448124667952,3.4607086972987484E-2,15.334311150180133,6.0885173251525675,1.0859087132157619,1.5919260007574244E-2,7.1903452983759033]
["Downstate",2030,4,1,0.11518772947915498,2.2721421766900209E-6,6.9152153203609338E-7,6.4184045302158266E-2,1.2660660737132419E-6,3.8532445721707361E-7,0.1415643364868174,7.8270358547456677E-4,9.9776678193779178E-7,7.8881421027438073E-2,4.3613223921869633E-4,5.5596814541320619E-7,19.394314098693986,2.661192190613527,4.988833909688959E-2,22.105394628404401,8.7769888621826784,1.5654071709491335,2.2948635984569209E-2,10.365344669116382,10.806754680759015,1.4828496133435676,2.7798407270660311E-2,12.317402701373243,4.8906481037011602,0.87226447843739263,1.2787267344503743E-2,5.7756998494830558]
["Downstate",2030,4,2,0.11555991355930981,2.2794837151493356E-6,6.937559133063196E-7,6.4391430932289315E-2,1.2701568708770619E-6,3.8656948244084494E-7,0.14202174625256514,7.8523258587513852E-4,1.0009906749134038E-6,7.9136295476818677E-2,4.3754142991125921E-4,5.5776453895036184E-7,19.456979236601423,2.6697907919754709,5.0049533745670186E-2,22.176819562322564,8.8053482676590384,1.5704651717502771,2.3022785523008286E-2,10.398836224932323,10.841672480324158,1.4876408616982812,2.7888226947518094E-2,12.357201568969957,4.906450319562758,0.87508285982251843,1.2828584395858322E-2,5.7943617637811347]
["Downstate",2030,4,3,0.11388691624683271,2.2464829105292898E-6,6.8371219016108828E-7,6.3459215879696843E-2,1.2517684092907609E-6,3.8097299413197076E-7,0.13996565264297708,7.7386452609232896E-4,9.8649901723242725E-7,7.7990614370159153E-2,4.3120700464394345E-4,5.496896058189863E-7,19.175294412087862,2.6311393887139185,4.9324950861621364E-2,21.855758751663402,8.6778704638645792,1.5477290521846578,2.2689477396345827E-2,10.248288993445582,10.684714168711803,1.4661038157894077,2.7484480290949315E-2,12.178302464792161,4.8354180909498679,0.86241400928788692,1.2642860933836686E-2,5.7104749611715917]
["Downstate",2030,4,4,0.11802937998735376,2.328195317074731E-6,7.0858118345752676E-7,6.5767448549846536E-2,1.2972995854600945E-6,3.9483030861828964E-7,0.14505669084209086,8.020126737905693E-4,1.02238142184586E-6,8.0827404607144146E-2,4.4689150502610128E-4,5.6968373100638926E-7,19.872766645366447,2.7268430908879355,5.1119071092293002E-2,22.650728807346677,8.9935148322096339,1.6040253475811386,2.3514772702454782E-2,10.621054952493228,11.073354431178748,1.5194311170887442,2.8484186550319462E-2,12.621269734817812,5.0112990856429374,0.89378301005220251,1.3102725813146953E-2,5.9181848215082873]
["Downstate",2030,4,5,0.10801137431345964,2.130584570505636E-6,6.4843878232780226E-7,6.0185290338047953E-2,1.1871884028945993E-6,3.6131820957661717E-7,0.13274468215367724,7.3394006748331102E-4,9.3560452878725741E-7,7.3966999189041774E-2,4.0896059635364831E-4,5.2133055953197617E-7,18.186021455053783,2.4953962294432577,4.6780226439362874E-2,20.728197910936405,8.2301702935279888,1.467880134966622,2.151890416210692E-2,9.7195693326567181,10.133478888898724,1.3904660276024043,2.6066527976598808E-2,11.550011444477727,4.5859539497205901,0.81792119270729657,1.1990602869235452E-2,5.4158657452971219]
["Downstate",2030,4,6,0.12722071575772301,2.5094995389602305E-6,7.637607292487659E-7,7.0888975939441323E-2,1.3983245682737138E-6,4.2557704251808685E-7,0.15635273214478307,8.64468036833996E-4,1.1019976236303621E-6,8.7121700275488351E-2,4.8169241541011455E-4,6.1404687563323946E-7,21.42032430383528,2.9391913252355866,5.5099881181518102E-2,24.414615510252386,9.6938693929765503,1.728936073667992,2.5345945343498329E-2,11.448151411988041,11.935672937741904,1.6377542123943896,3.0702343781661975E-2,13.604129493917956,5.4015454170802775,0.96338483082022908,1.4123078139564508E-2,6.3790533260400712]
["Downstate",2030,4,7,0.1105267740059033,2.1802022316773376E-6,6.6353980964092883E-7,6.1586902545727205E-2,1.2148359850357852E-6,3.6973269109784769E-7,0.13583607817363585,7.510322731121542E-4,9.5739315391048289E-7,7.5689563763316536E-2,4.1848458736689248E-4,5.3347145429832305E-7,18.609542709788112,2.5535097285813242,4.7869657695524141E-2,21.210922096064962,8.421836846765423,1.5020645462243085,2.2020042539941106E-2,9.945921435529673,10.369470235574365,1.4228475970474344,2.6673572714916154E-2,11.818991405336716,4.6927529533256251,0.83696917473378496,1.226984344886143E-2,5.5419919715082715]
["Downstate",2030,4,8,9.4855656723132592E-2,1.8710807072316033E-6,5.6945934567918365E-7,5.2854759754469113E-2,1.0425896006456171E-6,3.1730987845736175E-7,0.1165764631940386,6.4454662797373884E-4,8.2164848447996488E-7,6.4957865118485628E-2,3.5914945243109672E-4,4.5783282463133616E-7,15.970975457583288,2.1914585351107121,4.1082424223998243E-2,18.203516416917996,7.2277407180303932,1.2890932559474777,1.8897915143039193E-2,8.5357318891209104,8.8992275212325307,1.2211081382657289,2.2891641231566808E-2,10.143227300729826,4.0273876373461093,0.7182989048621935,1.0530154966520731E-2,4.756216697174823]
["Downstate",2030,4,9,8.3675201508172814E-2,1.650539995444232E-6,5.0233825948302712E-7,4.6624870101634235E-2,9.1970155432040078E-7,2.7990916870620892E-7,0.10283581797702541,5.6857514712628922E-4,7.2480234582551054E-7,5.7301405536571058E-2,3.1681719195132766E-4,4.0386894341895854E-7,14.088507062852482,1.9331555002293834,3.6240117291275527E-2,16.05790268037314,6.3758207145755756,1.1371502942525784,1.6670453953986742E-2,7.5296414627821413,7.850292558510235,1.0771784526345141,2.0193447170947926E-2,8.9476644583156979,3.5526871432674056,0.63363438390265536,9.2889856986360462E-3,4.1956105128686971]
["Downstate",2030,4,10,6.5094971772343566E-2,1.2840346061439982E-6,3.9079314100034726E-7,3.6271733422220967E-2,7.1548016184483892E-7,2.1775483186582054E-7,8.0000938721928233E-2,4.4232200802082168E-4,5.638586748719296E-7,4.4577524866245832E-2,2.4646736183898515E-4,3.1418911454925534E-7,10.960128604904169,1.5038948272707937,2.8192933743596479E-2,12.492216365918559,4.9600582007595504,0.88464401604164333,1.2968749522054381E-2,5.8576709663232478,6.1071209066756786,0.83798903025254956,1.5709455727462768E-2,6.9608193926556909,2.7638065417072415,0.49293472367797031,7.2263496346328731E-3,3.2639676150198449]
["Downstate",2030,4,11,5.8381661089841524E-2,1.1516108105200299E-6,3.5049024668000912E-7,3.2530992642612583E-2,6.4169196464844713E-7,1.9529755445822304E-7,7.1750360498921875E-2,3.9670488920653035E-4,5.0570735592401308E-7,3.9980199362661943E-2,2.210489319960716E-4,2.8178647143257893E-7,9.8297993883522974,1.3487966233022033,2.5285367796200654E-2,11.203881379450701,4.448522350933156,0.79340977841306071,1.1631269186252301E-2,5.253563398532469,5.4772873126846866,0.7515663687866434,1.4089323571628946E-2,6.2429430050429593,2.4787723604850407,0.44209786399214318,6.4810888429493157E-3,2.9273513133201332]
["Downstate",2030,4,12,6.3419230865027723E-2,1.25097968258631E-6,3.8073294687409437E-7,3.5337989604227717E-2,6.9706154450877988E-7,2.1214916572006347E-7,7.7941473267225322E-2,4.3093530544049285E-4,5.4934325191833614E-7,4.3429964925264422E-2,2.4012254857143755E-4,3.0610093911037722E-7,10.677981837609869,1.4651800384976756,2.7467162595916805E-2,12.170629038703462,4.8323713425679697,0.86187061088098571,1.2634894794121731E-2,5.7068768482430769,5.949905194761226,0.81641666514288769,1.5305046955518861E-2,6.7816269068596329,2.692657825366394,0.48024509714287511,7.0403215995386761E-3,3.1799432441088076]
["Downstate",2030,4,13,6.0512896054502531E-2,1.1936506082792093E-6,3.6328496773715067E-7,3.3718543453275102E-2,6.6511706640251055E-7,2.02426933252938E-7,7.4369622681048131E-2,4.1118668562592069E-4,5.2416831059217452E-7,4.1439685050208591E-2,2.2911837030900397E-4,2.9207314655066763E-7,10.188638307303593,1.3980347311281303,2.6208415529608727E-2,11.612881453961332,4.6109166062249844,0.8223733712518414,1.2055871143620014E-2,5.4453458486204456,5.6772368518785772,0.77900245905061349,1.4603657327533381E-2,6.4708429682567239,2.5692604731129327,0.45823674061800795,6.7176823706653552E-3,3.0342148961016062]
["Downstate",2030,4,14,6.9362089963068058E-2,1.3682058912097471E-6,4.164104886290535E-7,3.8649425113007244E-2,7.6238145591695241E-7,2.3202913875733337E-7,8.5245175743633383E-2,4.7131718591542727E-4,6.0082084787906281E-7,4.7499679405608383E-2,2.626238380534789E-4,3.3478490020700953E-7,11.678589076877774,1.6024784321124528,3.0041042393953141E-2,13.31110855138418,5.2852008961052697,0.94263437183085452,1.3818879501218444E-2,6.2416541474373419,6.5074560785683486,0.89292104938182826,1.6739245010350477E-2,7.4171163729605274,2.9449801231477197,0.52524767610695777,7.7000527047612188E-3,3.4779278519594388]
["Downstate",2030,4,15,7.3535125346536001E-2,1.4505213404548267E-6,4.4146301666016463E-7,4.097469268543983E-2,8.0824865503011662E-7,2.4598872109612248E-7,9.0373786124859426E-2,4.9967306871406922E-4,6.3696806689538031E-7,5.0357405332963359E-2,2.7842409103493978E-4,3.5492658329583378E-7,12.381208699105741,1.6988884336278354,3.1848403344769016E-2,14.111945536078347,5.6031747397412843,0.99934613742813849,1.4650265538593747E-2,6.617171142708016,6.8989645306159799,0.94664190951879523,1.7746329164791689E-2,7.8633527692995671,3.1221591306437282,0.55684818206987952,8.163311415804177E-3,3.6871706241294122]
["Downstate",2030,4,16,0.11367173462824254,2.2422383331471512E-6,6.8242036226217648E-7,6.3339313987210252E-2,1.2494032776207853E-6,3.8025317144980424E-7,0.13970119701738554,7.7240236145760348E-4,9.8463509412114022E-7,7.7843256383938492E-2,4.3039226819954274E-4,5.4865100452043173E-7,19.139063991381818,2.6261680289558518,4.9231754706057014E-2,21.814463775043727,8.661474215077904,1.5448047229152069,2.2646607164786225E-2,10.228925545157898,10.664526124599574,1.4633337118784453,2.7432550226021587E-2,12.155292386704041,4.8262818958041862,0.86078453639908548,1.261897310396993E-2,5.6996854053072417]
["Downstate",2030,4,17,0.1148563205415542,2.2656049506481529E-6,6.8953194150161181E-7,6.3999380092064365E-2,1.2624234495004118E-6,3.8421583245664711E-7,0.1411570388816871,7.8045165321675297E-4,9.9489608702375407E-7,7.8654469701482183E-2,4.3487743436485931E-4,5.5436855825887647E-7,19.338514326791131,2.6535356209369603,4.9744804351187701E-2,22.04179475207928,8.7517364106646003,1.5609033064335058,2.2882610001546344E-2,10.335522327099653,10.77566234910306,1.4785832768405216,2.7718427912943825E-2,12.281964053856527,4.8765771214918949,0.86975486872971863,1.2750476839954158E-2,5.7590824670615675]
["Downstate",2030,4,18,0.12176172275685165,2.4018178588401269E-6,7.3098804399482125E-7,6.7847156679209278E-2,1.3383229876687935E-6,4.0731569189919806E-7,0.14964369529208268,8.2737403893870976E-4,1.054711320621099E-6,8.3383340927364394E-2,4.6102317527390657E-4,5.8769835545455712E-7,20.501186255015327,2.813071732391613,5.2735566031054948E-2,23.366993553437993,9.2779091081091263,1.6547480778774195,2.4258360374285276E-2,10.956915546360831,11.423517707048921,1.5674787959312824,2.9384917772727857E-2,13.020381420752932,5.1697671374965921,0.92204635054781314,1.3517062175454814E-2,6.1053305502198603]
["Downstate",2030,4,19,0.14675812064331925,2.8948857416778236E-6,8.8105218224977243E-7,8.1775462598514218E-2,1.6130665864200917E-6,4.9093330891046274E-7,0.18036396816627484,9.9722520570927819E-4,1.2712324343889572E-6,0.10050106166695615,5.5566637235679938E-4,7.0834663142795325E-7,24.709863638779652,3.3905656994115461,6.3561621719447861E-2,28.163990959910645,11.18256602630904,1.9944504114185564,2.9238345990946015E-2,13.206254783718542,13.768645448372991,1.889265666013118,3.5417331571397662E-2,15.693328445957507,6.2310658233512815,1.1113327447135988,1.6291972522842924E-2,7.3586905405877223]
["Downstate",2030,4,20,0.15921208807744786,3.1405471919222131E-6,9.5581871058502143E-7,8.8714969207404945E-2,1.749952222787576E-6,5.3259415476143621E-7,0.19566974460976225,1.0818502348521606E-3,1.3791098538441021E-6,0.10902963196759115,6.0282049831069415E-4,7.6845728044150064E-7,26.80675501153743,3.6782907984973461,6.8955492692205106E-2,30.554001302726981,12.13152416580526,2.1637004697043212,3.1719526638414347E-2,14.326944162147994,14.937059579559987,2.0495896942563601,3.842286402207503E-2,17.025072137838421,6.7598371819906511,1.2056409966213884,1.7674517450154515E-2,7.9831526960621941]
["Downstate",2030,4,21,0.12787065430173208,2.5223199390564645E-6,7.6766259014761964E-7,7.125112983500749E-2,1.4054682557505765E-6,4.2775120827191461E-7,0.15715149881164842,8.6888438596279872E-4,1.1076274514987082E-6,8.7566783064807655E-2,4.8415326044833989E-4,6.1718388622090523E-7,21.529755337195834,2.9542069122735155,5.538137257493541E-2,24.539343622044285,9.7433929263222012,1.7377687719255974,2.5475431384470289E-2,11.506637129632269,11.996649279878648,1.6461210855243555,3.0859194311045262E-2,13.673629559714048,5.4291405500180749,0.96830652089667979,1.4195229383080821E-2,6.4116423002978351]
["Downstate",2030,4,22,0.12135030364353487,2.3937023874796755E-6,7.2851811792859699E-7,6.7617908797280357E-2,1.3338009454008988E-6,4.0593941816549097E-7,0.1491380661416685,8.2457843547832481E-4,1.0511475701541182E-6,8.3101598033021223E-2,4.594654300178836E-4,5.8571258906735118E-7,20.431915061408585,2.8035666806263042,5.2557378507705914E-2,23.288039120542596,9.2465601007834461,1.6491568709566495,2.4176394113544719E-2,10.919893365853641,11.384918930523908,1.5621824620608042,2.9285629453367559E-2,12.976387022038079,5.1522990780473155,0.91893086003576718,1.3471389548549078E-2,6.084701327631632]
["Downstate",2030,4,23,0.12247258724614181,2.4158400571708929E-6,7.3525566957375015E-7,6.8243259274430174E-2,1.3461363321714354E-6,4.0969366631304561E-7,0.15051733921416913,8.3220438143326032E-4,1.0608688946706965E-6,8.3870146260942052E-2,4.6371470259975149E-4,5.9112943282310859E-7,20.620875472341169,2.8294948968730851,5.3043444733534825E-2,23.503413813947791,9.3320750312784853,1.6644087628665207,2.439998457742602E-2,11.020883778722432,11.490210037749062,1.5766299888391551,2.9556471641155428E-2,13.096396498229373,5.1999490681784071,0.92742940519950301,1.3595976954931498E-2,6.1409744503328421]
["Downstate",2030,4,24,0.12014811314955341,2.3699885098110877E-6,7.2130085081207017E-7,6.6948033199623988E-2,1.320587275807334E-6,4.0191786655005825E-7,0.14766058845909952,8.1640952014057605E-4,1.0407340847431298E-6,8.227832896660478E-2,4.5491360809658734E-4,5.7991006459365535E-7,20.229500618896633,2.7757923684779584,5.2036704237156485E-2,23.057329691611749,9.1549564844641704,1.632819040281152,2.3936883949091985E-2,10.811712408694415,11.272131068424855,1.5467062675283969,2.8995503229682768E-2,12.847832839182933,5.1012563959294965,0.90982721619317464,1.3337931485654073E-2,6.0244215436083248]
["Downstate",2030,5,1,0.1094731761007082,2.1594194256571939E-6,6.5721460780871125E-7,6.0999824599290736E-2,1.203255545269028E-6,3.6620820942970422E-7,0.13454121899855476,7.4387304823834565E-4,9.4826679126685467E-7,7.4968052016109454E-2,4.1449537761593523E-4,5.2838613074857317E-7,18.432147002802001,2.529168364010375,4.7413339563342732E-2,21.008728706375717,8.3415555779103947,1.4877460964766913,2.1810136199137659E-2,9.8511118105862234,10.270623126206996,1.4092842838941797,2.6419306537428657E-2,11.706326716638605,4.6480192249987864,0.82899075523187049,1.2152881007217183E-2,5.4891628612378733]
["Downstate",2030,5,2,0.11073494733790472,2.184308566699664E-6,6.647895637781587E-7,6.1702899333165383E-2,1.2171240863317355E-6,3.7042906975313694E-7,0.13609192069915735,7.5244681625919298E-4,9.591963705942002E-7,7.583212242232075E-2,4.1927278852201482E-4,5.3447622921524037E-7,18.644593135784557,2.5583191752812562,4.7959818529710013E-2,21.250872129595521,8.4376990833477556,1.5048936325183859,2.2061516523666606E-2,9.9646542323898082,10.389000771857942,1.4255274809748504,2.6723811460762019E-2,11.841252064293554,4.7015915901838863,0.83854557704402966,1.2292953271950529E-2,5.5524301204998663]
["Downstate",2030,5,3,0.10627958469459545,2.096424054867663E-6,6.3804210365537577E-7,5.9220315476110931E-2,1.1681537358066478E-6,3.5552505002811022E-7,0.13061633350545049,7.2217251246593458E-4,9.2060360670275632E-7,7.278105667004027E-2,4.0240356733895957E-4,5.129718578977018E-7,17.894437690246718,2.4553865423841774,4.6030180335137817E-2,20.395854412966031,8.0982126773379299,1.4443450249318692,2.1173882954163396E-2,9.5637315852239642,9.9710047637955164,1.3681721289524627,2.5648592894885091E-2,11.364825485642864,4.5124255135424969,0.8048071346779192,1.1798352731647142E-2,5.3290310009520629]
["Downstate",2030,5,4,0.10689251988100856,2.108514543107373E-6,6.4172181746746137E-7,5.956185063745071E-2,1.1748907072567463E-6,3.5757543264335758E-7,0.13136962349012457,7.2633742282781375E-4,9.259129080601941E-7,7.3200799282561638E-2,4.0472430754761744E-4,5.1593026709970161E-7,17.997638418147066,2.4695472376145666,4.6295645403009705E-2,20.513481301164642,8.1449166563877231,1.4526748456556275,2.1295996885384465E-2,9.6188874989287356,10.028509501710944,1.3760626456618994,2.579651335498508E-2,11.430368660727829,4.5384495555188211,0.80944861509523491,1.1866396143293137E-2,5.3597645667573488]
["Downstate",2030,5,5,0.10561766698458924,2.0833673590442131E-6,6.3406832666563012E-7,5.8851486639242265E-2,1.1608783813915711E-6,3.533108117278695E-7,0.12980284458740685,7.1767476459596961E-4,9.1487001418898045E-7,7.2327770458005286E-2,3.9989736590284429E-4,5.0977702835021167E-7,17.782989708474737,2.4400941996262966,4.574350070944902E-2,20.268827408810484,8.0477763644192244,1.4353495291919391,2.104201032634655E-2,9.5041679039375104,9.9089045527467245,1.3596510440696705,2.5488851417510585E-2,11.294044448233905,4.4843217683963275,0.79979473180568861,1.1724871652054868E-2,5.2958413718540704]
["Downstate",2030,5,6,0.11805101262864329,2.3286220329835293E-6,7.0871105351672637E-7,6.577950252846744E-2,1.2975373569080198E-6,3.9490267384157126E-7,0.14508327709849556,8.021596681447176E-4,1.0225688057884193E-6,8.0842218802138793E-2,4.46973412120967E-4,5.6978814368569552E-7,19.87640896249389,2.72734287169204,5.1128440289420964E-2,22.654880274475353,8.995163180106724,1.6043193362894352,2.3519082533133645E-2,10.623001598929294,11.075383975893015,1.5197096012112878,2.8489407184284776E-2,12.623582984288587,5.0122175657326054,0.89394682424193395,1.3105127304770998E-2,5.9192695172793099]
["Downstate",2030,5,7,9.5469708379392254E-2,1.883193218461425E-6,5.7314576214043377E-7,5.319691702678836E-2,1.0493388435815885E-6,3.193639958726574E-7,0.11733112530674879,6.48719124776951E-4,8.2696745680262575E-7,6.5378372297931142E-2,3.6147441989986637E-4,4.6079662261626271E-7,16.074364167024584,2.2056450242416332,4.1348372840131285E-2,18.321357564106346,7.2745297690184252,1.2974382495539021,1.9020251506460393E-2,8.590988270078789,8.9568370048165669,1.2290130276595457,2.3039831130813135E-2,10.208889863606926,4.0534590824717309,0.72294883979973279,1.0598322320174042E-2,4.7870062445916375]
["Downstate",2030,5,8,9.2580666850317669E-2,1.8262052637712747E-6,5.5580160201734451E-7,5.158710690881485E-2,1.0175844415975485E-6,3.0969961266012342E-7,0.11378052795583637,6.2908801325477432E-4,8.0194231148216838E-7,6.3399934991708123E-2,3.5053571872945113E-4,4.468522982667495E-7,15.587932329949583,2.1388992450662325,4.0097115574108416E-2,17.766928690589925,7.0543927332618548,1.2581760265095487,1.8444673164089872E-2,8.3310134329354941,8.6857910938640135,1.1918214436801338,2.2342614913337475E-2,9.8999551524574851,3.9307959694859038,0.70107143745890232,1.0277602860135239E-2,4.6421450098049419]
["Downstate",2030,5,9,0.11572337712929918,2.2827081251920079E-6,6.947372554932198E-7,6.4482514880457156E-2,1.2719535525304583E-6,3.871162985962265E-7,0.14222264101739771,7.8634332503896862E-4,1.0024066114973598E-6,7.9248236555484644E-2,4.3816034768255749E-4,5.5855351654598386E-7,19.484501819383485,2.6735673051324933,5.0120330574867991E-2,22.208189455090846,8.8178037430786578,1.5726866500779373,2.3055352064439275E-2,10.413545745221034,10.857008408101397,1.4897451821206955,2.7927675827299193E-2,12.374681266049393,4.9133906664400477,0.87632069536511492,1.2846730880557629E-2,5.8025580926857199]
["Downstate",2030,5,10,0.10543481476782852,2.0797604971355538E-6,6.3297058608473383E-7,5.8749599094299436E-2,1.1588685927691998E-6,3.5269913692975648E-7,0.12957812140848909,7.1643227907847802E-4,9.1328613135083013E-7,7.220255188862014E-2,3.9920503741349436E-4,5.0889446899864852E-7,17.752202632963005,2.4358697488668253,4.5664306567541509E-2,20.233736688397371,8.033843527326324,1.4328645581569561,2.1005581021069093E-2,9.487713666504348,9.8917496087409589,1.3572971272058809,2.5444723449932427E-2,11.274491459396772,4.4765582170944489,0.79841007482698878,1.1704572786968915E-2,5.2866728647084065]
["Downstate",2030,5,11,9.8015708672668692E-2,1.9334144935432073E-6,5.8843049803488922E-7,5.4615580272447138E-2,1.0773227669522161E-6,3.2788084211589187E-7,0.12046012909771375,6.6601926227577532E-4,8.4902114716462572E-7,6.7121892393153304E-2,3.7111427315488735E-4,4.7308521505292968E-7,16.503037686386783,2.2644654917376359,4.2451057358231285E-2,18.80995423548265,7.4685280040582525,1.3320385245515507,1.952748638478639E-2,8.8200940149945897,9.1956992578620032,1.2617885287266171,2.3654260752646483E-2,10.481142047341267,4.1615573283755047,0.74222854630977475,1.0880959946217383E-2,4.9146668346314968]
["Downstate",2030,5,12,0.10074316408046302,1.9872150719130782E-6,6.0480458710398042E-7,5.6135352580183852E-2,1.107301122936731E-6,3.3700468958943993E-7,0.12381213904571484,6.8455239194640518E-4,8.7264661853574298E-7,6.8989674311666777E-2,3.8144116508816178E-4,4.8624962355047751E-7,16.962263049262933,2.3274781326177778,4.3632330926787151E-2,19.333373512807498,7.6763526208343196,1.3691047838928103,2.007087222632209E-2,9.0655282769534526,9.451585380698349,1.29689996129975,2.4312481177523874E-2,10.772797823175624,4.2773598073233403,0.76288233017632356,1.1183741341660983E-2,5.0514258788413251]
["Downstate",2030,5,13,8.9350864164014915E-2,1.7624956052936044E-6,5.364117059589231E-7,4.9787420406858032E-2,9.8208462209068144E-7,2.9889531976672916E-7,0.10981113923416241,6.0714142090179254E-4,7.7396546145501751E-7,6.1188141889388988E-2,3.3830680264454216E-4,4.3126324709199486E-7,15.04412607508025,2.0642808310660947,3.8698273072750873E-2,17.147105179219096,6.8082906325180694,1.2142828418035851,1.7801205613465404E-2,8.0403746799351214,8.3827754388462914,1.1502431289914434,2.1563162354599742E-2,9.5545817301923339,3.7936647971421174,0.67661360528908432,9.9190546831158816E-3,4.4801974571143175]
["Downstate",2030,5,14,0.10832863734610246,2.1368427606864119E-6,6.5034344890456014E-7,6.036207327275743E-2,1.1906755448314072E-6,3.6237951364434132E-7,0.1331345946114621,7.3609587795297581E-4,9.3835269056229382E-7,7.4184263293191582E-2,4.1016184094344517E-4,5.2286186968683526E-7,18.239439461770306,2.5027259850401178,4.6917634528114691E-2,20.789083081338539,8.2543448659106495,1.4721917559059516,2.1582111882932759E-2,9.7481187336995347,10.163244071167247,1.3945502592077137,2.6143093484341764E-2,11.583937423859302,4.5994243241778783,0.82032368188689031,1.2025823002797212E-2,5.4317738290675655]
["Downstate",2030,5,15,0.11290976494016747,2.227208056281176E-6,6.7784593017253199E-7,6.2914734935262437E-2,1.2410282191346791E-6,3.7770424060620674E-7,0.13876474541960546,7.6722475782242433E-4,9.7803484210608174E-7,7.7321453826956321E-2,4.27507242617568E-4,5.4497326144609823E-7,19.010770122485948,2.6085641765962428,4.890174210530409E-2,21.668236041187495,8.6034142160155387,1.5344495156448488,2.2494801368439881E-2,10.160358533028827,10.593039174293017,1.4535246248997311,2.7248663072304911E-2,12.073812462265053,4.7939301372712917,0.85501448523513601,1.253438501326026E-2,5.6614790075196879]
["Downstate",2030,5,16,0.11461854642833207,2.2609147237149546E-6,6.881044811306384E-7,6.3866889378654715E-2,1.259809996319947E-6,3.8342043366259259E-7,0.14086481735145784,7.7883597199972124E-4,9.9283646563134964E-7,7.8491640205499313E-2,4.3397715655838875E-4,5.5322091142745496E-7,19.298479977149725,2.648042304799052,4.9641823281567479E-2,21.996164105230346,8.7336186757903853,1.5576719439994424,2.2835238709521043E-2,10.314125858499349,10.753354708153406,1.4755223322985218,2.7661045571372746E-2,12.2565380860233,4.8664816927409573,0.86795431311677751,1.2724080962831464E-2,5.7471600868205659]
["Downstate",2030,5,17,0.11237553354944442,2.2166700442857818E-6,6.7463870913045534E-7,6.2617054514448087E-2,1.23515630688877E-6,3.759171368791909E-7,0.13810818145484893,7.6359464177722818E-4,9.7340728031679965E-7,7.6955608163982933E-2,4.2548449649911852E-4,5.423947260685468E-7,18.920820859314304,2.5962217820425759,4.8670364015839983E-2,21.565713005372722,8.5627072502006332,1.5271892835544563,2.2388367447286391E-2,10.112284901202376,10.542918318465661,1.4466472880970029,2.7119736303427341E-2,12.016685342866092,4.7712477061669416,0.85096899299823703,1.2475078699576576E-2,5.6346917778647558]
["Downstate",2030,5,18,0.18217629500931454,3.5935289753123791E-6,1.093682731616811E-6,0.10151091287872976,2.0023593449492148E-6,6.0941371368019586E-7,0.22389247920098432,1.2378926117999991E-3,1.5780279413328272E-6,0.12475569310053151,6.897692647840274E-4,8.7929692973856812E-7,30.673269650534852,4.2088348801199968,7.8901397066641357E-2,34.961005927721494,13.881333710461028,2.4757852235999982,3.6294642650655025E-2,16.393413576711684,17.091529954772817,2.3452155002656934,4.3964846486928409E-2,19.480710301525441,7.7348529722329538,1.3795385295680549,2.0223829383987067E-2,9.134615331184996]
["Downstate",2030,5,19,0.20527823625032685,4.0492276447320042E-6,1.2323736310053926E-6,0.11438360383188606,2.2562803500286271E-6,6.8669401957392997E-7,0.25228448760438965,1.3948708969222466E-3,1.7781390961649234E-6,0.14057607572134881,7.7723953101203533E-4,9.9080137109952754E-7,34.562974801801381,4.742561049535639,8.8906954808246175E-2,39.394442806145264,15.641638231472159,2.7897417938444931,4.0897199211793238E-2,18.472277224528447,19.258922373824788,2.64261440544092,4.9540068554976377E-2,21.951076847820683,8.7157166947236266,1.5544790620240707,2.2788431535289134E-2,10.292984188282986]
["Downstate",2030,5,20,0.226223615061764,4.4623869180279343E-6,1.3581177576606759E-6,0.12605463119376692,2.4864978708890555E-6,7.5676022157492998E-7,0.27802610667539263,1.5371952848493621E-3,1.9595699074818318E-6,0.15491962821669639,8.565444622197386E-4,1.0918968911295418E-6,38.089576614528788,5.2264639684878311,9.797849537409159E-2,43.414019078390709,17.237618613874343,3.0743905696987244,4.5070107872082134E-2,20.357079291445149,21.223989065687405,2.9122511715471111,5.459484455647709E-2,24.190835081790993,9.6050169494351767,1.7130889244394771,2.5113628495979461E-2,11.343219502370633]
["Downstate",2030,5,21,0.18071681054166069,3.5647398305816429E-6,1.0849208180031087E-6,0.10069766985698375,1.986317672993676E-6,6.045314656937275E-7,0.22209879031406499,1.2279753772912331E-3,1.5653857516901995E-6,0.12375622719130164,6.8424325752734327E-4,8.722525433580924E-7,30.427534273026904,4.1751162827901922,7.8269287584509975E-2,34.680919843401604,13.77012499947203,2.4559507545824659,3.600387228887459E-2,16.262079626343368,16.954603125208326,2.3264270755929672,4.3612627167904622E-2,19.324642827969196,7.6728860858607018,1.3684865150546865,2.0061808497236124E-2,9.0614344094126231]
["Downstate",2030,5,22,0.15011612859982651,2.9611243205797678E-6,9.0121174974166851E-7,8.3646586682477278E-2,1.6499755520557266E-6,5.0216647236478635E-7,0.18449091962568728,1.0200429561718913E-3,1.3003198103415501E-6,0.10280065069981983,5.6838070864945753E-4,7.2455448155490596E-7,25.275255988719159,3.4681460509844304,6.5015990517077502E-2,28.808418030220668,11.438437016792612,2.0400859123437827,2.990735563785565E-2,13.508430284774249,14.083689145875317,1.9324944094081555,3.6227724077745299E-2,16.052411279361216,6.3736403433888293,1.1367614172989151,1.6664753075762838E-2,7.5270665137635078]
["Downstate",2030,5,23,0.12542550480529274,2.474088002162721E-6,7.5298330500604563E-7,6.988866191624872E-2,1.3785928165297774E-6,4.1957172676993225E-7,0.15414643943909476,8.5226953222327132E-4,1.0864473400801514E-6,8.589232635161613E-2,4.7489525588545331E-4,6.053820629109022E-7,21.118062203155983,2.8977164095591226,5.4322367004007568E-2,24.070100979719115,9.5570792452238749,1.7045390644465426,2.4988288821843483E-2,11.286606598492261,11.76724871017141,1.6146438700105412,3.0269103145545109E-2,13.412161683327497,5.3253242338001998,0.94979051177090668,1.3923787446950751E-2,6.2890385330180569]
["Downstate",2030,5,24,0.11213295517275172,2.2118850505774352E-6,6.7318240669748027E-7,6.2481886805271343E-2,1.2324900484744775E-6,3.7510566692701491E-7,0.13781005554249848,7.619463154663052E-4,9.7130604394922146E-7,7.6789488672344627E-2,4.2456602843753415E-4,5.4122389085183568E-7,18.879977609322292,2.5906174725854378,4.8565302197461073E-2,21.519160384105191,8.5442234436349054,1.5238926309326104,2.2340039010832095E-2,10.090456113578348,10.520159948111214,1.4435244966876162,2.7061194542591784E-2,11.990745639341421,4.760948297685367,0.84913205687506832,1.2448149489592221E-2,5.6225285040500275]
["Downstate",2030,6,1,0.1904434179155696,3.7566025832402231E-6,1.1433138296818071E-6,0.10611745728700034,2.0932260013730768E-6,6.3706878302658863E-7,0.23405267399057567,1.2940679246527082E-3,1.6496385256837501E-6,0.13041708086815737,7.2107085255995165E-4,9.1919924408122054E-7,32.065216336708865,4.3998309438192083,8.2481926284187504E-2,36.547529206812264,14.511265787415692,2.5881358493054165,3.7941686090726255E-2,17.137343322811834,17.86714007893756,2.4516408987038356,4.5959962204061025E-2,20.364740939845458,8.0858590138257576,1.4421417051199032,2.1141582613868073E-2,9.5491423015595291]
["Downstate",2030,6,2,0.18555066302342202,3.6600902654705883E-6,1.1139405155780053E-6,0.10339115299165622,2.0394481293379868E-6,6.2070160458112648E-7,0.22803953697475449,1.2608215292749336E-3,1.607257029619693E-6,0.12706648562353631,7.0254554472803791E-4,8.9558374375276808E-7,31.241416565541364,4.2867931995347748,8.0362851480984654E-2,35.608572616557126,14.138451292434778,2.5216430585498673,3.6966911681252941E-2,16.697061262665901,17.408108530424474,2.3886548520753288,4.4779187187638403E-2,19.841542569687444,7.8781221086592517,1.4050910894560757,2.0598426106313666E-2,9.3038116242216411]
["Downstate",2030,6,3,0.18753528047149348,3.699237950981432E-6,1.1258550285595663E-6,0.1044970066860597,2.0612617099308515E-6,6.2734052041373741E-7,0.23047860798940836,1.2743070558967778E-3,1.6244479697788027E-6,0.12842556653612652,7.1005984903400594E-4,9.0516275088267822E-7,31.575569294548945,4.3326439900490445,8.1222398488940126E-2,35.989435683086931,14.289673695343318,2.5486141117935555,3.7362303304912463E-2,16.875650110441786,17.594302615449333,2.4142034867156204,4.5258137544133908E-2,20.053764239709089,7.9623851252398445,1.420119698068012,2.0818743270301598E-2,9.4033235665781589]
["Downstate",2030,6,4,0.19103258934773171,3.7682243181799561E-6,1.1468508794460736E-6,0.10644575098689026,2.0997017776144733E-6,6.3903967144788313E-7,0.23477675860660335,1.2980713596930345E-3,1.6547419832007633E-6,0.13082054988354522,7.2330161669736828E-4,9.2204295451765983E-7,32.164415929104656,4.4134426229563175,8.2737099160038158E-2,36.660595651221008,14.556159033609408,2.5961427193860689,3.8059065613617556E-2,17.190360818609093,17.922415334045695,2.4592254967710523,4.6102147725882989E-2,20.427742978542629,8.1108740927798042,1.4466032333947365,2.1206987953906176E-2,9.5786843141284468]
["Downstate",2030,6,5,0.18026368687308331,3.5558017136199964E-6,1.0822005215365207E-6,0.10044518367461903,1.9813372422952293E-6,6.0301568243767856E-7,0.22154190676597629,1.2248963903048363E-3,1.5614607525026939E-6,0.12344592470474192,6.8252760742196108E-4,8.70065484660079E-7,30.351241226938754,4.164647727036443,7.8073037625134692E-2,34.593961991600331,13.73559821949053,2.4497927806096724,3.5913597307561961E-2,16.221304597407766,16.912091684549644,2.3205938652346676,4.3503274233003951E-2,19.276188824017314,7.6536473316939988,1.3650552148439221,2.0011506147181817E-2,9.0387140526851013]
["Downstate",2030,6,6,0.18529633040467219,3.6550734127851285E-6,1.112413647369387E-6,0.10324943567161295,2.036652676198197E-6,6.1985081449510343E-7,0.22772696524004737,1.2590933325868077E-3,1.6050539769186869E-6,0.12689231673878332,7.0158257189210059E-4,8.9435617520007767E-7,31.198594237886489,4.2809173307951465,8.0252698845934348E-2,35.559764267527569,14.119071844882937,2.5181866651736153,3.69162414691298E-2,16.67417475152568,17.384247393213315,2.3853807444331419,4.4717808760003884E-2,19.814345946406462,7.8673236378045655,1.4031651437842012,2.0570192029601787E-2,9.2910589736183695]
["Downstate",2030,6,7,0.17386232680514507,3.4295313177687277E-6,1.0437704010600476E-6,9.6878265683841835E-2,1.9109777965080291E-6,5.8160193806766111E-7,0.21367471210272115,1.1813989839426795E-3,1.5060115786723541E-6,0.11906222532156548,6.5829030790143987E-4,8.3916851064048233E-7,29.273435558072798,4.0167565454051104,7.5300578933617704E-2,33.365492682411521,13.247832150368712,2.362797967885359,3.4638266309464143E-2,15.645268384563536,16.31152486905447,2.2381870468648954,4.195842553202412E-2,18.591670341451387,7.3818579699370597,1.3165806158028797,1.9300875744731095E-2,8.7177394614846708]
["Downstate",2030,6,8,0.15969227520150361,3.1500191506300025E-6,9.5870148062652242E-7,8.8982535486063871E-2,1.7552301167919973E-6,5.3420047032799923E-7,0.19625988881968667,1.0851131187148482E-3,1.3832692791896966E-6,0.10935846771143183,6.0463861805839115E-4,7.7077496433039877E-7,26.887604768297074,3.6893846036304838,6.9163463959484833E-2,30.64615283588704,12.168113106820574,2.1702262374296963,3.1815193421363019E-2,14.370154537671633,14.98211007646616,2.0557713013985297,3.8538748216519939E-2,17.07642012608121,6.7802249981087739,1.2092772361167823,1.7727824179599172E-2,8.0072300584051561]
["Downstate",2030,6,9,0.1584468064907342,3.1254515860093363E-6,9.5122439574197203E-7,8.8288544724062515E-2,1.7415407621384541E-6,5.3003414499865998E-7,0.19472922272832083,1.0766501267805205E-3,1.3724809138562738E-6,0.10850556139758283,5.9992293297491187E-4,7.6476355206949502E-7,26.677903513779953,3.6606104310537697,6.862404569281369E-2,30.407137990526536,12.073211809155891,2.1533002535610408,3.1567061018694297E-2,14.258079123735627,14.865261911468847,2.0397379721147004,3.8238177603474754E-2,16.943238061187024,6.7273448066501356,1.1998458659498237,1.7589561697598385E-2,7.944780234297558]
["Downstate",2030,6,10,0.15690676705129683,3.0950734495538824E-6,9.4197887595118165E-7,8.7430415463290459E-2,1.7246136840957806E-6,5.2488242559436814E-7,0.19283653274829191,1.0661855191658875E-3,1.3591409495867046E-6,0.10745093083953278,5.9409192256916835E-4,7.5733035692901667E-7,26.418604986515991,3.6250307651640172,6.7957047479335231E-2,30.111592799159343,11.955865030394099,2.1323710383317751,3.1260241840494203E-2,14.119496310566367,14.72077752501599,2.0199125367351725,3.7866517846450835E-2,16.778556579597613,6.6619577120510325,1.1881838451383366,1.7418598209367385E-2,7.8675601553987367]
["Downstate",2030,6,11,0.1614644372849314,3.1849760356375829E-6,9.6934053258535148E-7,8.9970006390819229E-2,1.7747085308652162E-6,5.4012868330680496E-7,0.1984378547421155,1.0971550056676771E-3,1.3986199113017211E-6,0.11057205759695021,6.1134850826283086E-4,7.7932852877124704E-7,27.185986099669826,3.7303270192701019,6.9930995565086057E-2,30.986244114505016,12.303146994011161,2.1943100113353542,3.2168257959939585E-2,14.529625263306455,15.14837189078218,2.0785849280936248,3.8966426438562352E-2,17.265923245314369,6.8554675710109132,1.2226970165256617,1.7924556161738683E-2,8.0960891436983129]
["Downstate",2030,6,12,0.15642592186301721,3.0855885101624319E-6,9.3909215526682709E-7,8.7162482503005401E-2,1.7193285570918731E-6,5.2327390868013531E-7,0.1922455797853376,1.0629181637398673E-3,1.3549758240278504E-6,0.10712164444837627,5.9227131121038744E-4,7.5500949680990941E-7,26.337644430591251,3.6139217567155488,6.7748791201392516E-2,30.019314978508191,11.919225946690931,2.1258363274797345,3.1164443952640557E-2,14.076226718123305,14.675665289427549,2.0137224581153172,3.7750474840495471E-2,16.727138222383363,6.6415419557993287,1.1845426224207749,1.7365218426627915E-2,7.8434497966467314]
["Downstate",2030,6,13,0.17297032027420345,3.4119359916866885E-6,1.0384153018176879E-6,9.638122847466464E-2,1.9011734604779472E-6,5.7861800971067965E-7,0.2125784467863924,1.1753377766145058E-3,1.4982849354798067E-6,0.11845137255934342,6.5491292727681643E-4,8.3486312829683763E-7,29.123247209735759,3.9961484404893199,7.4914246773990334E-2,33.194309896999073,13.179863700756329,2.3506755532290118,3.4460553516035553E-2,15.564999807501376,16.227838040630047,2.2267039527411758,4.174315641484188E-2,18.496285149786065,7.3439850986792923,1.3098258545536328,1.9201851950827267E-2,8.6730128051837525]
["Downstate",2030,6,14,0.17714830954680461,3.4943491591565227E-6,1.0634975701780721E-6,9.8709256416157243E-2,1.9470951094096195E-6,5.9259416373336245E-7,0.2177131454378825,1.2037273212172667E-3,1.5344750655426467E-6,0.12131249094712977,6.7073193703706159E-4,8.5502872195813717E-7,29.826700924989904,4.0926728921387063,7.6723753277132337E-2,33.996097570405738,13.498215017148715,2.4074546424345336,3.5292926507480872E-2,15.940962586090729,16.61981125975678,2.2804885859260096,4.275143609790686E-2,18.943051281780694,7.521374438722046,1.3414638740741232,1.9665660605037154E-2,8.8825039734012066]
["Downstate",2030,6,15,0.18299263899186763,3.6096318154485036E-6,1.0985835960060664E-6,0.10196578996846191,2.0113320491206033E-6,6.1214453668887931E-7,0.2248957561538133,1.2434396901651519E-3,1.5850991885230383E-6,0.1253147315821663,6.9286016631228448E-4,8.8323711722252576E-7,30.810718593072423,4.2276949465615159,7.9254959426151919E-2,35.117668499060088,13.943536881536424,2.4868793803303038,3.6457281336029879E-2,16.466873543202759,17.168118226756782,2.3557245654617671,4.4161855861126288E-2,19.568004648079675,7.7695133580943105,1.3857203326245691,2.0314453696118093E-2,9.1755481444149982]
["Downstate",2030,6,16,0.20478016137162255,4.0394028400920394E-6,1.2293834730714903E-6,0.11410607027233786,2.2508058458522905E-6,6.8502786612895799E-7,0.25167235955877798,1.3914864653064884E-3,1.7738247254317215E-6,0.14023499030897096,7.7535368333424769E-4,9.8839734970035347E-7,34.479113259552584,4.7310539820420603,8.869123627158608E-2,39.298858477866233,15.603686292644234,2.7829729306129769,4.0797968684929596E-2,18.427457191942143,19.212193672329022,2.6362025233364421,4.9419867485017671E-2,21.897816063150483,8.6945693991561992,1.5507073666684954,2.2733139043108131E-2,10.268009904867803]
["Downstate",2030,6,17,0.20310053257698255,4.0062712257895349E-6,1.2192999382837716E-6,0.1131701600748416,2.2323444954728616E-6,6.7940919427434922E-7,0.24960811593723498,1.3800733444317603E-3,1.7592756252380131E-6,0.13908476791359176,7.6899414946223832E-4,9.8029040888156087E-7,34.196311883401194,4.6922493710679856,8.7963781261900659E-2,38.976525035731079,15.475703188108568,2.7601466888635207,4.0463339380474299E-2,18.276313216352563,19.05461320416207,2.6145801081716105,4.9014520444078044E-2,21.718207832777761,8.6232556106426888,1.5379882989244766,2.2546679404275901E-2,10.183790588971441]
["Downstate",2030,6,18,0.20987186065842714,4.1398394469501057E-6,1.2599511360282932E-6,0.11694322887566265,2.3067703809092973E-6,7.0206055071152532E-7,0.25792999684693491,1.4260846929645954E-3,1.8179294962693942E-6,0.14372182416708795,7.9463224904105934E-4,1.0129730803123435E-6,35.336409568030085,4.8486879560796243,9.0896474813469713E-2,40.275993998923177,15.991659804509965,2.8521693859291908,4.1812378414196071E-2,18.885641568853352,19.689889910891051,2.7017496467396018,5.0648654015617176E-2,22.442288211646272,8.9107530983594536,1.5892644980821187,2.32983808471839E-2,10.523315977288757]
["Downstate",2030,6,19,0.25094177434948406,4.9499663893980555E-6,1.5065115098167996E-6,0.13982789908161161,2.7581832580420812E-6,8.3944707853454656E-7,0.30840442765249626,1.7051558131826433E-3,2.1736808927356678E-6,0.17184680907714359,9.5013417188988746E-4,1.2112022133141313E-6,42.251406588391987,5.7975297648209869,0.10868404463678338,48.157620397849755,19.121074514454769,3.4103116263652864,4.9994660532920357E-2,22.581380801352974,23.543012843568672,3.2304561844256172,6.0560110665706567E-2,26.834029138659997,10.654502162782903,1.9002683437797749,2.785765090622502E-2,12.582628157468903]
["Downstate",2030,6,20,0.26804254247373549,5.2872885736671656E-6,1.6091747832900072E-6,0.14935666122452099,2.9461434032281153E-6,8.9665234011290466E-7,0.32942106635065432,1.8213559725723896E-3,2.3218093301755816E-6,0.18355754334025606,1.0148823558163635E-3,1.2937412335914765E-6,45.130686090039646,6.1926103067461247,0.11609046650877908,51.439386863294551,20.424106113740567,3.6427119451447791,5.3401614594038374E-2,24.120219673479383,25.14738343761508,3.450600009775636,6.4687061679573832E-2,28.662670509070292,11.380567687095876,2.0297647116327271,2.9756048372603958E-2,13.440088447101207]
["Downstate",2030,6,21,0.27261607084725331,5.3775039704003649E-6,1.6366316431653286E-6,0.15190508850617598,2.9964125520086169E-6,9.119516462634921E-7,0.335041877807988,1.8524332155426997E-3,2.3614256565671164E-6,0.18668952987079776,1.0321989847636641E-3,1.3158159467516098E-6,45.900737259694353,6.2982729328451788,0.11807128282835581,52.317081475367885,20.772596424095255,3.7048664310853994,5.4312790101043673E-2,24.531775645281698,25.576465592299293,3.5094765481964578,6.5790797337580489E-2,29.15173293783333,11.574750851989462,2.0643979695273282,3.0263766775287027E-2,13.669412588292078]
["Downstate",2030,6,22,0.2287691089428936,4.5125982038478149E-6,1.3733994533449873E-6,0.12747301226023594,2.5144762281178612E-6,7.652753737750013E-7,0.28115448809190952,1.5544919812646191E-3,1.98161921125491E-6,0.15666280151708242,8.6618239805990509E-4,1.1041830393039304E-6,38.518164868591604,5.2852727362997047,9.9080960562745499E-2,43.902518565454052,17.431578261698391,3.1089839625292384,4.557724185886293E-2,20.58613946608649,21.462803807840292,2.9450201534036773,5.5209151965196518E-2,24.463033113209168,9.7130936940591095,1.7323647961198101,2.5396209903990399E-2,11.47085470008291]
["Downstate",2030,6,23,0.20275816432904067,3.9995178212417971E-6,1.2172445542909817E-6,0.11297938819978785,2.2285814138894684E-6,6.7826390857505573E-7,0.2491873494712824,1.3777469433782069E-3,1.7563099997627019E-6,0.13885031156972211,7.6769784966288087E-4,9.7863792522972304E-7,34.13866687756569,4.6843396074859038,8.7815499988135093E-2,38.910821985039725,15.44961566721951,2.755493886756414,4.0395129994542145E-2,18.245504683970466,19.02249268505193,2.6101726888537948,4.8931896261486155E-2,21.68159727016721,8.6087193173227714,1.5353956993257618,2.250867228028363E-2,10.166623688928816]
["Downstate",2030,6,24,0.2035933450197594,4.0159922259472262E-6,1.2222585035491559E-6,0.11344476133919225,2.2377611584917851E-6,6.8105774388880422E-7,0.25021377651227716,1.3834220176599946E-3,1.7635444122637818E-6,0.13942224957037949,7.7086007211871373E-4,9.8266903046813163E-7,34.27928738218197,4.7036348600439819,8.8177220613189097E-2,39.071099462839143,15.513254143761184,2.766844035319989,4.056152148206698E-2,18.32065970056324,19.100848191141992,2.6209242452036268,4.9133451523406584E-2,21.770905887869024,8.6441794733635291,1.5417201442374275,2.2601387700767028E-2,10.208501005301724]
["Downstate",2030,7,1,0.22292931337539612,4.3974049808182765E-6,1.3383406463359972E-6,0.12421900504128619,2.4502891217406366E-6,7.4574016748628069E-7,0.27397744945706914,1.5148104201314436E-3,1.9310343611419384E-6,0.15266366571540574,8.4407133528482882E-4,1.0759965273730621E-6,37.534910575618476,5.1503554284469084,9.6551718057096919E-2,42.781817722122483,16.986601866338287,3.0296208402628872,4.4413790306264585E-2,20.060636496907438,20.914922203010587,2.8698425399684182,5.3799826368653103E-2,23.838564569347657,9.4651472743551555,1.6881426705696576,2.4747920129580426E-2,11.178037865054394]
["Downstate",2030,7,2,0.21905691299686847,4.321019724638057E-6,1.3150929596724521E-6,0.12206125505830304,2.4077263004639533E-6,7.3278626535859451E-7,0.269218315887232,1.4884973599264056E-3,1.8974912703845379E-6,0.15001181689412371,8.2940936863373489E-4,1.0573058971602577E-6,36.882909276550784,5.0608910237497788,9.4874563519226893E-2,42.038674863819793,16.691535585008385,2.9769947198528111,4.3642299218844369E-2,19.712172604080042,20.551618914494949,2.8199918533546988,5.2865294858012883E-2,23.424476062707658,9.3007326474356695,1.6588187372674699,2.4318035634685927E-2,10.983869420337825]
["Downstate",2030,7,3,0.21119446758766031,4.1659286059315496E-6,1.2678913148487325E-6,0.11768020201895403,2.3213075869948049E-6,7.0648491778102765E-7,0.25955546488260478,1.4350718410780724E-3,1.829386039996028E-6,0.14462755531145893,7.9964000051129739E-4,1.0193568099411968E-6,35.559098688916855,4.8792442596654464,9.1469301999801397E-2,40.529812250582104,16.092438822721498,2.870143682156145,4.2075878919908646E-2,19.004658383797551,19.813975077669873,2.7187760017384113,5.0967840497059838E-2,22.583718919905344,8.966908429310454,1.5992800010225947,2.3445206628647526E-2,10.589633636961697]
["Downstate",2030,7,4,0.21414471437253077,4.2241238684118415E-6,1.2856029164731691E-6,0.11932411647189878,2.3537347159980033E-6,7.1635404399939224E-7,0.26318128275800734,1.4551188438881315E-3,1.8549413509112868E-6,0.14664790643587558,8.1081044151531218E-4,1.0335965491991231E-6,36.055835737847005,4.9474040692196475,9.2747067545564346E-2,41.095986874612215,16.317239530996456,2.910237687776263,4.2663651070959596E-2,19.270140869843679,20.090763181714955,2.7567555011520612,5.1679827459956154E-2,22.899198510326972,9.0921701990242862,1.6216208830306245,2.3772720631579831E-2,10.737563802686491]
["Downstate",2030,7,5,0.21614048466256627,4.263491549947705E-6,1.2975843847666929E-6,0.1204361846695059,2.3756708811309052E-6,7.2303026817027554E-7,0.26563406048152438,1.4686801543580725E-3,1.8722288980205137E-6,0.1480146248982864,8.1836697353044187E-4,1.0432293869313973E-6,36.391866285968838,4.9935125248174463,9.3611444901025687E-2,41.478990255687314,16.469311749854512,2.9373603087161451,4.3061264654471812E-2,19.449733323225129,20.278003611065238,2.7824477100035026,5.2161469346569865E-2,23.112612790415309,9.1769067436937561,1.6367339470608837,2.399427589942214E-2,10.837634966654063]
["Downstate",2030,7,6,0.22280105616458507,4.3948750358365833E-6,1.3375706630806993E-6,0.12414753851732353,2.448879404715644E-6,7.4531112317432647E-7,0.27381982288494888,1.5139389090840544E-3,1.9299233853021514E-6,0.15257583421554427,8.4358571841574128E-4,1.0753774777229566E-6,37.513315735237995,5.1473922908857848,9.6496169265107568E-2,42.757204195388887,16.97682901886683,3.027877818168109,4.4388237861949481E-2,20.049095074896886,20.902889287529565,2.8681914426135204,5.376887388614783E-2,23.824849604029232,9.4597017213637447,1.6871714368314825,2.4733681987628004E-2,11.171606840182855]
["Downstate",2030,7,7,0.22026804034693595,4.3449098867748939E-6,1.3223638785836634E-6,0.12273611038408218,2.4210381979707461E-6,7.3683771242587926E-7,0.2707067768586271,1.496727001431195E-3,1.9079821676707141E-6,0.15084120598661213,8.3399502793574879E-4,1.063151556500197E-6,37.086828429631915,5.0888718048660628,9.5399108383535713E-2,42.27109934288152,16.783820165234879,2.9934540028623902,4.3883589856426423E-2,19.821157757953696,20.665245220165861,2.8355830949815459,5.315757782500985E-2,23.55398589297242,9.3521547711699515,1.6679900558714975,2.4452485799504532E-2,11.044597312840953]
["Downstate",2030,7,8,0.21952298379882515,4.3302132310231374E-6,1.317890983354868E-6,0.12232095554551695,2.4128490373472466E-6,7.3434535919264029E-7,0.2697911113067894,1.4916643230172312E-3,1.9015284188405947E-6,0.15033098567472195,8.3117404012618412E-4,1.0595554468350952E-6,36.961382249030144,5.0716586982585863,9.5076420942029741E-2,42.128117368230761,16.727048901020943,2.9833286460344626,4.3735153633333676E-2,19.75411270068874,20.595345037436907,2.8259917364290259,5.2977772341754763E-2,23.474314546207687,9.3205211118327611,1.6623480802523682,2.4369775277207191E-2,11.007238967362337]
["Downstate",2030,7,9,0.22037739010900811,4.3470668717900395E-6,1.3230203522839252E-6,0.12279704144083932,2.4222400970319932E-6,7.3720350779234577E-7,0.27084116640326639,1.4974700358779342E-3,1.9089293654382347E-6,0.15091608952377594,8.3440905603410795E-4,1.0636793469575272E-6,37.105239797247492,5.0913981219849767,9.5446468271911736E-2,42.292084387504381,16.792152317002515,2.9949400717558685,4.3905375405079397E-2,19.83099776416346,20.675504264757304,2.836990790515967,5.3183967347876365E-2,23.565679022621147,9.3567975504741092,1.668818112068216,2.4464624980023126E-2,11.050080287522348]
["Downstate",2030,7,10,0.21135666360206856,4.1691280127337702E-6,1.2688650473537563E-6,0.11777057966927913,2.3230903365295196E-6,7.070274937263755E-7,0.25975480183684752,1.4361739671691159E-3,1.8307909968961338E-6,0.14473862835855658,8.0025411897058189E-4,1.0201396695194847E-6,35.586407851648111,4.8829914883749943,9.1539549844806695E-2,40.560938889867906,16.104797713884548,2.8723479343382317,4.210819292861108E-2,19.019253841151393,19.829192085122251,2.7208640044999783,5.1006983475974231E-2,22.601063073098207,8.9737949582305081,1.6005082379411637,2.3463212398948146E-2,10.597766408570619]
["Downstate",2030,7,11,0.21268463012586084,4.1953228927056597E-6,1.2768374021278094E-6,0.11851053924577427,2.3376864516747924E-6,7.1146978964015424E-7,0.26138685674987872,1.4451975338655191E-3,1.8422939659272677E-6,0.1456480297934773,8.0528216333127748E-4,1.0265492679093654E-6,35.809999374733387,4.9136716151427651,9.2114698296363387E-2,40.815785688172518,16.205985118492482,2.8903950677310384,4.2372761216327159E-2,19.138752947439848,19.953780081706391,2.7379593553263435,5.1327463395468273E-2,22.7430669004282,9.030177847195592,1.6105643266625549,2.3610633161915404E-2,10.664352807020062]
["Downstate",2030,7,12,0.21622526659138377,4.2651639207562834E-6,1.298093367186695E-6,0.12048342622192326,2.3766027470876799E-6,7.2331387954842437E-7,0.26573825645407628,1.4692562497457407E-3,1.8729632869408026E-6,0.14807268419898459,8.1868798109459512E-4,1.0436385976341549E-6,36.406141134208454,4.9954712491355187,9.3648164347040125E-2,41.495260547691011,16.475771900152729,2.9385124994914813,4.3078155599638457E-2,19.457362555243847,20.28595773526089,2.7835391357216235,5.2181929881707743E-2,23.12167880086422,9.1805064203370446,1.6373759621891903,2.4003687745585565E-2,10.841886070271821]
["Downstate",2030,7,13,0.21706784675792221,4.2817842842471782E-6,1.303151738683924E-6,0.12095292244191422,2.3858638217530248E-6,7.2613246749005097E-7,0.26677377736200902,1.4749816036561043E-3,1.8802617943868043E-6,0.14864968941617759,8.2187821998909634E-4,1.047705417378502E-6,36.548007498595233,5.0149374524307548,9.401308971934022E-2,41.65695804074533,16.539974196444561,2.9499632073122086,4.3246021270896495E-2,19.533183425027666,20.365007450016332,2.7943859479629274,5.2385270868925096E-2,23.211778668848183,9.2162807438030114,1.6437564399781928,2.4097224599705546E-2,10.884134408380909]
["Downstate",2030,7,14,0.21542165098774521,4.2493121549898283E-6,1.2932689167360347E-6,0.1200356415443132,2.3677699446991455E-6,7.2062563534321813E-7,0.26475062252610537,1.4637956610428003E-3,1.8660022941477069E-6,0.14752236220669024,8.1564527268918822E-4,1.039759845280929E-6,36.270835286076434,4.9769052475455213,9.3300114707385348E-2,41.34104064832934,16.414538596618534,2.9275913220856005,4.2918052765397258E-2,19.385047971469533,20.210563622316563,2.77319392714324,5.1987992264046448E-2,23.035745541723848,9.1463864568147955,1.6312905453783764,2.3914476441461368E-2,10.801591478634634]
["Downstate",2030,7,15,0.2288055330349259,4.5133166893681776E-6,1.3736181228511846E-6,0.12749330822043639,2.5148765772470299E-6,7.6539721916213956E-7,0.2811992528636782,1.5547394839071336E-3,1.9819347201138516E-6,0.15668774500847799,8.6632030963166163E-4,1.1043588447910868E-6,38.524297642323916,5.2861142452842547,9.9096736005692576E-2,43.90950862361386,17.434353677548049,3.1094789678142671,4.5584498562618585E-2,20.589417143924933,21.466221066161484,2.9454890527476496,5.5217942239554341E-2,24.466928061148689,9.7146401905256354,1.7326406192633232,2.5400253430194995E-2,11.472681063219154]
["Downstate",2030,7,16,0.23846474493500475,4.7038500287350844E-6,1.4316065304845911E-6,0.13287554204847621,2.621044139892755E-6,7.9770908605431687E-7,0.29307030831205982,1.6203740772899164E-3,2.0656037082706237E-6,0.16330244575940514,9.0289272697262172E-4,1.1509802527355141E-6,40.150632238752195,5.5092718627857158,0.10328018541353119,45.763184286951443,18.170359115347708,3.2407481545798329,4.7508885290224345E-2,21.458616155217765,22.372435069038506,3.0698352717069137,5.7549012636775705E-2,25.499819353382197,10.124751637083119,1.8057854539452434,2.6472545812916824E-2,11.957009636841279]
["Downstate",2030,7,17,0.24301331725572733,4.7935731534148611E-6,1.45891356843061E-6,0.13541006350500195,2.6710389885206215E-6,8.1292490954975437E-7,0.29866044908015199,1.651281743239389E-3,2.1050038630213083E-6,0.16641734219782831,9.2011486548038634E-4,1.1729345123503598E-6,40.916481523980821,5.6143579270139226,0.10525019315106542,46.636089644145805,18.516947842969422,3.3025634864787778,4.8415088849490091E-2,21.867926418297692,22.799175881102478,3.1283905426333134,5.8646725617517992E-2,25.986213149353308,10.317875216265355,1.8402297309607727,2.6977493784058275E-2,12.185082441010186]
["Downstate",2030,7,18,0.249454213454711,4.9206234214908684E-6,1.4975810413233078E-6,0.13899901152308819,2.7418329888773825E-6,8.3447090965833385E-7,0.30657623317375715,1.695047798629224E-3,2.1607955024807722E-6,0.17082811622005606,9.445018596032828E-4,1.2040223125070245E-6,42.000943944804732,5.7631625153393617,0.10803977512403862,47.872146235268133,19.007726456772943,3.3900955972584481,4.9698296557057764E-2,22.447520350588448,23.403451922147681,3.2113063226511613,6.0201115625351222E-2,26.674959360424193,10.591343205643476,1.8890037192065656,2.7692513187661562E-2,12.508039438037702]
["Downstate",2030,7,19,0.24903506073326459,4.9123554003988718E-6,1.4950646870779177E-6,0.13876545437786547,2.7372259439887695E-6,8.3306876556179958E-7,0.30606109951180799,1.6921996451026203E-3,2.1571647627838525E-6,0.17054107729286552,9.4291483279230538E-4,1.2019992188820249E-6,41.930370633117697,5.7534787933489095,0.10785823813919262,47.791707664605802,18.975788169732095,3.3843992902052404,4.9614789544028606E-2,22.409802249481366,23.364127589122578,3.2059104314938383,6.0099960944101249E-2,26.630137981560516,10.573546792157662,1.8858296655846107,2.7645982034286573E-2,12.48702243977656]
["Downstate",2030,7,20,0.25449018736229601,5.0199608141790803E-6,1.5278141608371114E-6,0.14180511924729172,2.7971850280340558E-6,8.5131718244514755E-7,0.31276538463994008,1.7292673709017763E-3,2.2044175749221178E-6,0.17427678892055662,9.6356943378755769E-4,1.2283290775279983E-6,42.848857695671789,5.8795090610660399,0.11022087874610589,48.838587635483933,19.391453847676285,3.4585347418035526,5.0701604223208706E-2,22.900690193703049,23.875920082116256,3.2761360748776962,6.1416453876399914E-2,27.213472610870351,10.805160913074511,1.9271388675751153,2.8251568783143961E-2,12.76055134943277]
["Downstate",2030,7,21,0.25780572047008615,5.0853615530119908E-6,1.5477187335253886E-6,0.14365257581365906,2.8336271386913875E-6,8.6240825960172679E-7,0.31684013502026881,1.7517965036745219E-3,2.2331370298009173E-6,0.17654729085846776,9.7612294868921156E-4,1.2443319174253483E-6,43.407098497776829,5.9561081124933741,0.11165685149004587,49.474863461760251,19.644088371256665,3.503593007349044,5.1362151685421097E-2,23.199043530291128,24.186978847610085,3.3188180255433193,6.2216595871267419E-2,27.56801346902467,10.945932033225002,1.9522458973784231,2.8619634100783012E-2,12.926797564704209]
["Downstate",2030,7,22,0.24683313180398786,4.8689211247784911E-6,1.4818455597151928E-6,0.13753851200485512,2.7130238217081196E-6,8.2570290225899296E-7,0.30335495529598161,1.6772374813747819E-3,2.1380914504462068E-6,0.16903317984816241,9.345777277997145E-4,1.1913713304022611E-6,41.559628875549478,5.7026074366742581,0.10690457252231034,47.369140884746045,18.80800722835086,3.3544749627495638,4.9176103360262756E-2,22.211658294460687,23.157545639198251,3.1775642745190291,5.956856652011306E-2,26.394678480237392,10.480057150586068,1.869155455599429,2.7401540599252008E-2,12.37661414678475]
["Downstate",2030,7,23,0.23227215171866017,4.5816976754109633E-6,1.394429727298989E-6,0.12942495156168635,2.552979318969799E-6,7.7699370577341717E-7,0.28545968560277873,1.5782952470556986E-3,2.0119628922456836E-6,0.15906171148190096,8.7944587583468339E-4,1.121090918330216E-6,39.107976927580687,5.3662038399893754,0.10059814461228418,44.574778912182346,17.69850050737228,3.1565904941113971,4.6275146521650726E-2,20.90136614800533,21.79145447302043,2.9901159778379234,5.6054545916510802E-2,24.837624996774863,9.8618261118778587,1.7588917516693667,2.578509112159497E-2,11.64650295466882]
["Downstate",2030,7,24,0.22965235396851633,4.5300207043532377E-6,1.3787019534988116E-6,0.12796516744893366,2.5241842635724474E-6,7.6822999326117972E-7,0.28223998562339958,1.5604936539387263E-3,1.9892699614768562E-6,0.15726765433475293,8.6952660522976097E-4,1.1084461331339877E-6,38.666878030405741,5.3056784233916696,9.9463498073842804E-2,44.072019951871255,17.498879108650772,3.1209873078774528,4.5753209113967692E-2,20.665619625642194,21.545668643861152,2.9563904577811875,5.5422306656699387E-2,24.557481408299036,9.750594568754682,1.739053210459522,2.5494261062081715E-2,11.515142040276286]
["Downstate",2030,8,1,0.20926567140203042,4.1278820259405651E-6,1.2563119209384331E-6,0.1166054526310038,2.3001075561861813E-6,7.0003273449144642E-7,0.2571849975292535,1.4219656213707436E-3,1.812678628782596E-6,0.14330670121803468,7.923370507679615E-4,1.0100472311948013E-6,35.234344661507727,4.8346831126605281,9.0633931439129803E-2,40.159661705607384,15.945469846813717,2.8439312427414873,4.1691608461999707E-2,18.831092698017205,19.633018066870751,2.6939459726110693,5.0502361559740062E-2,22.377466401041559,8.8850154755181503,1.5846741015359229,2.3231086317480429E-2,10.492920663371553]
["Downstate",2030,8,2,0.20889077716349946,4.1204870280964725E-6,1.2540612694206658E-6,0.11639655686668766,2.2959869707837186E-6,6.9877864328200142E-7,0.256724257011402,1.4194182053742764E-3,1.809431260164103E-6,0.14304997083187257,7.9091759867475672E-4,1.0082377567354589E-6,35.171223210562076,4.8260218982725398,9.047156300820515E-2,40.087716671842827,15.916903934706925,2.8388364107485526,4.161691898377437E-2,18.797357264439253,19.597846003966541,2.6891198354941728,5.0411887836772945E-2,22.337377727297486,8.8690981915761,1.5818351973495135,2.3189468404915554E-2,10.474122857330528]
["Downstate",2030,8,3,0.20657758763836673,4.0748580751993435E-6,1.2401741967998003E-6,0.11510761869640741,2.2705619468416553E-6,6.9104059251702563E-7,0.25388137485915907,1.4037000230349738E-3,1.7893941982397115E-6,0.14146588129669968,7.8215923064462768E-4,9.970728549174226E-7,34.781748355704792,4.772580078318911,8.9469709911985579E-2,39.64379814393569,15.740645241267863,2.8074000460699478,4.1156066559513364E-2,18.589201353897323,19.380825737647857,2.6593413841917339,4.9853642745871132E-2,22.090020764585461,8.77088464039538,1.5643184612892553,2.293267566310072E-2,10.358135777347737]
["Downstate",2030,8,4,0.20943403669338767,4.1312031251697392E-6,1.2573226902690511E-6,0.11669926787969954,2.3019581142650849E-6,7.005959478198086E-7,0.2573919164507929,1.4231096678573845E-3,1.8141370245310591E-6,0.14342199903225508,7.9297452779662043E-4,1.0108598675685807E-6,35.262692553758626,4.8385728707151072,9.0706851226552962E-2,40.19197227570028,15.95829881994916,2.8462193357147689,4.1725151564214358E-2,18.846243307228143,19.648813867418948,2.6961133945085094,5.0542993378429039E-2,22.395470255305884,8.8921639399998149,1.585949055593241,2.3249776954077359E-2,10.501362772547134]
["Downstate",2030,8,5,0.20535831018799658,4.0508071477906697E-6,1.2328543493275953E-6,0.11442822203268015,2.2571604689122154E-6,6.8696188184284823E-7,0.2523828975123491,1.3954150013889338E-3,1.7788327040298156E-6,0.1406309109544002,7.7754271283441236E-4,9.9118785808753803E-7,34.57645695919183,4.7444110047223749,8.8941635201490787E-2,39.409809599115697,15.647739645765645,2.7908300027778674,4.0913152192685757E-2,18.4794828007362,19.266434800752826,2.6436452236370021,4.95593929043769E-2,21.959639417294206,8.7191164791728113,1.5550854256688247,2.2797320736013375E-2,10.296999225577649]
["Downstate",2030,8,6,0.21449430784247106,4.2310197944912811E-6,1.2877016765843031E-6,0.11951891433112777,2.3575772123635834E-6,7.1752349941500371E-7,0.26361092893504373,1.457494340511062E-3,1.8579695619287799E-6,0.1468873106659572,8.1213409798072493E-4,1.035283906298791E-6,36.11469726410099,4.955480757737611,9.2898478096439002E-2,41.163076499935038,16.34387759397271,2.9149886810221242,4.2733299924361937E-2,19.301599574919194,20.123561561236137,2.7612559331344646,5.1764195314939553E-2,22.936581689685539,9.107013261289346,1.6242681959614498,2.3811529844872194E-2,10.755092987095669]
["Downstate",2030,8,7,0.20725610494480609,4.0882422073160716E-6,1.2442476283135871E-6,0.1154856970362768,2.2780197528596623E-6,6.9331035956598422E-7,0.25471526448191006,1.408310565589793E-3,1.7952715779953183E-6,0.14193053503686504,7.8472828269161323E-4,1.0003478045166341E-6,34.895991234021679,4.7882559230052957,8.9763578899765911E-2,39.774010735926737,15.792346397878424,2.8166211311795859,4.1291246293892317E-2,18.650258775351901,19.444483300050511,2.6680761611514852,5.0017390225831709E-2,22.162576851427829,8.7996931722856324,1.5694565653832264,2.3007999503882586E-2,10.392157737172742]
["Downstate",2030,8,8,0.19646030564499187,3.8752890478857743E-6,1.1794357971826269E-6,0.10947014247620815,2.1593595857228019E-6,6.5719639565476587E-7,0.24144735676610063,1.3349528315825647E-3,1.7017573645063615E-6,0.1345374907104685,7.4385243468181575E-4,9.4824051373044774E-7,33.078287876955784,4.5388396273807201,8.5087868225318067E-2,37.702215372561817,14.96973611949824,2.6699056631651295,3.9140419383646312E-2,17.678782202047014,18.431636227334184,2.5290982779181737,4.7412025686522384E-2,21.00814653093888,8.3413244240490467,1.4877048693636314,2.1809531815800299E-2,9.8508388252284771]
["Downstate",2030,8,9,0.19652082989003866,3.8764829223592527E-6,1.179799150283251E-6,0.10950386734346206,2.1600248275296972E-6,6.5739886055251657E-7,0.24152174033655693,1.3353640953848852E-3,1.702281631122976E-6,0.13457893816739375,7.4408159602251276E-4,9.4853264165434527E-7,33.088478426108303,4.5402379243086095,8.5114081556148802E-2,37.713830431973058,14.97434790086653,2.6707281907697706,3.9152477515828447E-2,17.684228569152129,18.437314528932944,2.5298774264765433,4.7426632082717267E-2,21.014618587492205,8.3438941663784121,1.4881631920450256,2.1816250758049941E-2,9.8538736091814876]
["Downstate",2030,8,10,0.19181670988813021,3.7836915329562558E-6,1.1515582926388606E-6,0.10688267277113636,2.1083203033757598E-6,6.4166270102740527E-7,0.23574043333592673,1.3033994789396703E-3,1.6615341079503558E-6,0.13135752151032454,7.2627051146287596E-4,9.258276114823988E-7,32.296439367021961,4.4315582283948789,8.3076705397517783E-2,36.811074300814354,14.615906866827457,2.6067989578793407,3.8215284482858186E-2,17.260921109189656,17.995980446914462,2.4693197389737782,4.6291380574119939E-2,20.511591566462361,8.144166333640122,1.4525410229257518,2.1294035064095173E-2,9.6180013916299689]
["Downstate",2030,8,11,0.19290976349983602,3.8052526247823568E-6,1.1581203640641955E-6,0.10749173593132401,2.1203344137396673E-6,6.4531916939902914E-7,0.23708378310057032,1.3108268063543745E-3,1.6710022395783392E-6,0.1321060528212584,7.3040911130692972E-4,9.311033729900277E-7,32.480478284778137,4.4568111416048737,8.3550111978916958E-2,37.020839538361926,14.69919455223536,2.6216536127087489,3.8433051510301804E-2,17.359281216454413,18.098529236512402,2.4833909784435608,4.6555168649501384E-2,20.628475383605466,8.1905752749180198,1.4608182226138595,2.1415377578770638E-2,9.6728088751106505]
["Downstate",2030,8,12,0.19988903880792086,3.9429227209109596E-6,1.2000199585381183E-6,0.1113806755308446,2.19704591527395E-6,6.6866614812685438E-7,0.24566122865501766,1.3582511616425017E-3,1.7314573687478562E-6,0.13688551289511175,7.5683455594415243E-4,9.64789728011604E-7,33.655588325737419,4.6180539495845059,8.6572868437392814E-2,38.360215143759319,15.230996176611095,2.7165023232850034,3.9823519481200692E-2,17.987322019377299,18.75331526663031,2.5732374902101185,4.8239486400580199E-2,21.374792243241007,8.4869017994969287,1.5136691118883048,2.2190163744266894E-2,10.0227610751295]
["Downstate",2030,8,13,0.21242748823468263,4.1902506255554887E-6,1.2752936686473227E-6,0.11836725656395485,2.3348601209013388E-6,7.1060960201345101E-7,0.26107083245308765,1.4434502480989626E-3,1.8400665790482798E-6,0.14547193709789646,8.0430855382179604E-4,1.0253081400479792E-6,35.766704046073009,4.9077308435364726,9.200332895241399E-2,40.766438218561895,16.186391612091434,2.8869004961979252,4.2321531318110436E-2,19.115613639607467,19.929655382411816,2.7346490829941064,5.1265407002398955E-2,22.715569872408324,9.0192601000695802,1.608617107643592,2.3582087221103522E-2,10.651459294934277]
["Downstate",2030,8,14,0.21276886105806128,4.1969843947988069E-6,1.2773430766778978E-6,0.11855747377597678,2.338612261447226E-6,7.1175155783176448E-7,0.26149037555420396,1.4457698852169978E-3,1.8430235820638237E-6,0.14570571176755978,8.0560108467158146E-4,1.0269558191572601E-6,35.824181450925941,4.9156176097377919,9.2151179103191178E-2,40.831950239766925,16.212403284360647,2.8915397704339956,4.2389542387467942E-2,19.146332597182109,19.96168251215569,2.739043687883377,5.1347790957863008E-2,22.75207399099693,9.033754129588706,1.6112021693431628,2.3619983840616983E-2,10.668576282772484]
["Downstate",2030,8,15,0.21850612440514178,4.3101551126228645E-6,1.3117863386243502E-6,0.12175434875775221,2.4016724025971704E-6,7.3094377470348663E-7,0.26854140332124199,1.4847547372743896E-3,1.8927202885865623E-6,0.14963463273572805,8.2732393242510353E-4,1.0546474463578877E-6,36.790172255010155,5.0481661067329249,9.4636014429328119E-2,41.93297437617241,16.649567005917003,2.9695094745487793,4.353256663749093E-2,19.662609047103274,20.499944684794745,2.8129013702453518,5.2732372317894384E-2,23.365578427357992,9.27734722961514,1.654647864850207,2.4256891266231418E-2,10.956251985731578]
["Downstate",2030,8,16,0.22772174126232922,4.4919382924816218E-6,1.3671116542335373E-6,0.12688940587298159,2.5029642667912319E-6,7.6177173337124449E-7,0.27986728578809411,1.5473750909274738E-3,1.9725468153941035E-6,0.15594555627442763,8.6221677764290999E-4,1.0991277867213669E-6,38.341818152968891,5.2610753091534113,9.8627340769705182E-2,43.701520802892006,17.351771718861833,3.0947501818549474,4.5368576754064381E-2,20.491890477470847,21.364541209596585,2.9315370439858941,5.4956389336068348E-2,24.351034642918549,9.6686244890145137,1.7244335552858199,2.527993909459144E-2,11.418337983394926]
["Downstate",2030,8,17,0.22698567516122317,4.4774189783088618E-6,1.362692732528784E-6,0.12647926062407014,2.4948739231163061E-6,7.5930945486148446E-7,0.27896266938767822,1.5423735028322221E-3,1.9661709426486737E-6,0.15544149268807247,8.5942983012393453E-4,1.095575070585856E-6,38.217885706111915,5.2440699096295553,9.8308547132433685E-2,43.560264162873906,17.295685502036051,3.0847470056644442,4.5221931680919494E-2,20.425654439381415,21.295484498265928,2.9220614224213772,5.4778753529292797E-2,24.272324674216598,9.6373725466604938,1.718859660247869,2.5198226623474689E-2,11.381430433531838]
["Downstate",2030,8,18,0.22424337201281525,4.4233255199783446E-6,1.3462295060803659E-6,0.12495121496933294,2.4647323707501347E-6,7.5013593892395418E-7,0.27559241174473775,1.5237394823821057E-3,1.942416858773099E-6,0.15356354292543234,8.4904672058492691E-4,1.0823389975902766E-6,37.756160409029071,5.1807142400991593,9.7120842938654944E-2,43.033995492066886,17.086729528173741,3.0474789647642115,4.4675587751781279E-2,20.178884080689734,21.03820538078423,2.8867588499887513,5.4116949879513834E-2,23.979081180652496,9.5209396613768043,1.6980934411698538,2.4893796944576361E-2,11.243926899491235]
["Downstate",2030,8,19,0.23579149330450444,4.651118650088852E-6,1.415557850027042E-6,0.1313859727642136,2.5916615553832867E-6,7.8876656033404386E-7,0.28978491415553587,1.6022092636806078E-3,2.0424477550390176E-6,0.16147178299409784,8.9277106536094712E-4,1.1380774656248347E-6,39.700533239308413,5.4475114965140667,0.10212238775195087,45.250167123574428,17.966664677643223,3.2044185273612156,4.6976298365897402E-2,21.218059503370338,22.121634270191404,3.0354216222272203,5.6903873281241732E-2,25.213959765699869,10.011250545634066,1.7855421307218942,2.6175781709371196E-2,11.822968458065331]
["Downstate",2030,8,20,0.24595151407103788,4.8515307235281909E-6,1.4765528288998844E-6,0.13704726356401239,2.70333367236045E-6,8.2275372637057177E-7,0.30227145768764774,1.6712468661962548E-3,2.1304547959841182E-6,0.16842944141271848,9.312396820048629E-4,1.1871160909061105E-6,41.411189703207739,5.6822393450672664,0.10652273979920591,47.199951788074209,18.740830376634161,3.3424937323925095,4.9000460307634719E-2,22.132324569334305,23.074833473542434,3.1662149188165341,5.9355804545305521E-2,26.300404196904275,10.442625367588546,1.8624793640097257,2.7303670090840542E-2,12.332408401689113]
["Downstate",2030,8,21,0.23486754006365518,4.6328931573448269E-6,1.4100109609310345E-6,0.13087113444822374,2.5815060825978952E-6,7.8567576426892461E-7,0.28864938671631035,1.5959309776366552E-3,2.0344443864862065E-6,0.16083905288533842,8.8927272575752708E-4,1.1336178884451625E-6,39.544965980134521,5.4261653239646277,0.10172221932431032,45.072853523423454,17.896261976411243,3.1918619552733105,4.6792220889182751E-2,21.134916152573737,22.034950245291363,3.023527267575592,5.6680894422258127E-2,25.115158407289211,9.972021278890983,1.7785454515150541,2.6073211434238738E-2,11.776639941840276]
["Downstate",2030,8,22,0.2294934338843338,4.5268859171009234E-6,1.3777478878133246E-6,0.1278766151879531,2.5224375208601382E-6,7.6769837591395512E-7,0.2820446747480706,1.559413787877853E-3,1.9878933809877965E-6,0.15715882466924253,8.6892489033803808E-4,1.107679085247278E-6,38.640120440485674,5.3020068787846997,9.9394669049389817E-2,44.041521988319765,17.486769834380379,3.1188275757557058,4.572154776271932E-2,20.651318957898805,21.530758979686226,2.9543446271493297,5.5383954262363901E-2,24.540487561097919,9.7438471294930373,1.7378497806760762,2.5476618960687394E-2,11.507173529129799]
["Downstate",2030,8,23,0.22218423597451628,4.3827079137340258E-6,1.3338676259190513E-6,0.12380383858329692,2.4420997319175203E-6,7.4324774449663671E-7,0.27306175827742868,1.5097476000223778E-3,1.9245804316832024E-6,0.15215343112338292,8.4125026852097898E-4,1.0724003170594328E-6,37.409460884007729,5.1331418400760844,9.6229021584160121E-2,42.638831745667972,16.929829013200578,3.0194952000447555,4.4265349928713657E-2,19.993589563174048,20.845020063903458,2.8602509129713285,5.3620015852971638E-2,23.758890992727757,9.4335127296497419,1.6825005370419579,2.4665207292366955E-2,11.140678473984067]
["Downstate",2030,8,24,0.21608583093865391,4.2624134747761918E-6,1.2972562749318845E-6,0.12040573093014161,2.37507016414516E-6,7.2284744126157047E-7,0.2655668917110558,1.468308780897903E-3,1.8717554824017188E-6,0.1479771976182615,8.1816003958791754E-4,1.0429655938202659E-6,36.382664164414642,4.9922498550528704,9.358777412008594E-2,41.468501793587599,16.465147286085461,2.9366175617958059,4.3050376095239533E-2,19.444815223976509,20.272876073701827,2.7817441345989198,5.2148279691013294E-2,23.106768487991761,9.1745862523322135,1.636320079175835,2.3988208657866116E-2,10.834894540165914]
["Downstate",2030,9,1,0.14398529894446369,2.8401902879268132E-6,8.6440573980381288E-7,8.0230411625299577E-2,1.5825895946671442E-6,4.8165770272478308E-7,0.17695620359126626,9.7838381092365851E-4,1.2472139960026441E-6,9.8602212572087733E-2,5.4516771124120801E-4,6.9496325678861544E-7,24.242999892003478,3.3265049571404388,6.2360699800132202E-2,27.631865548944049,10.971284622658509,1.9567676218473171,2.8685921908060814E-2,12.956738166413887,13.50850312237602,1.8535702182201073,3.4748162839430774E-2,15.396821503435557,6.1133371794694398,1.090335422482416,1.5984154906138155E-2,7.2196567568579937]
["Downstate",2030,9,2,0.14314064285498274,2.8235289756986301E-6,8.5933490564740916E-7,7.975975867504935E-2,1.5733057028526028E-6,4.7883217043340092E-7,0.17591813139896248,9.7264435106348898E-4,1.239897506719833E-6,9.8023785747294784E-2,5.4196961233483356E-4,6.9088641733962113E-7,24.100784001657861,3.3069907936158627,6.1994875335991649E-2,27.469769670609715,10.906924146735674,1.945288702126978,2.8517642654556159E-2,12.880730491517209,13.429258647379385,1.8426966819384341,3.454432086698106E-2,15.306499650184801,6.0774747163322766,1.0839392246696671,1.5890387598811288E-2,7.177304328600755]
["Downstate",2030,9,3,0.15072717320406165,2.9731775160320906E-6,9.0488011357498415E-7,8.3987068387752717E-2,1.6566917434976949E-6,5.0421053062973327E-7,0.18524188610756462,1.0241950199792284E-3,1.3056127353010484E-6,0.10321909862748682,5.7069429059705386E-4,7.2750376562290075E-7,25.378138396736354,3.4822630679293769,6.5280636765052413E-2,28.925682101430784,11.484996938669006,2.0483900399584569,3.0029092911924113E-2,13.563416071539388,14.141016511965695,1.9403605880299832,3.6375188281145041E-2,16.117752288276822,6.399584114904183,1.1413885811941078,1.6732586609326718E-2,7.5577052827076177]
["Downstate",2030,9,4,0.15254207089598776,3.0089773847407532E-6,9.1577572579066398E-7,8.4998352108719255E-2,1.6766398786454054E-6,5.102817021964277E-7,0.18747237357971736,1.0365272964913473E-3,1.3213335472122436E-6,0.10446195417821157,5.7756598950032818E-4,7.3626359888341707E-7,25.683715180421277,3.5241928080705809,6.6066677360612183E-2,29.273974665852471,11.623287161942477,2.0730545929826945,3.0390671585881601E-2,13.726732426511052,14.311287722414985,1.9637243643011157,3.6813179944170854E-2,16.311825266660271,6.4766411590491169,1.1551319790006565,1.6934062774318592E-2,7.6487072008240915]
["Downstate",2030,9,5,0.14815344396232752,2.9224092719841617E-6,8.8942890886474488E-7,8.2552954224778027E-2,1.6284030421697208E-6,4.9560092587774111E-7,0.18207880377188279,1.0067064635621962E-3,1.2833188542191317E-6,0.10145658954040043,5.6094944796133473E-4,7.150813359093121E-7,24.944796116747941,3.422801976111467,6.4165942710956589E-2,28.431764035570367,11.288885833856733,2.0134129271243926,2.9516333647040028E-2,13.331815094628165,13.899552767034859,1.9072281230685382,3.5754066795465604E-2,15.842534956898863,6.2903085515048272,1.1218988959226694,1.6446870725914178E-2,7.4286543181534102]
["Downstate",2030,9,6,0.17484238349209022,3.4488634822624998E-6,1.0496541032972827E-6,9.7424365542550781E-2,1.9217499206506585E-6,5.8488041063280909E-7,0.21487919000357228,1.1880584943463385E-3,1.5145009204717931E-6,0.11973337549097364,6.6200107049196378E-4,8.4389887819876733E-7,29.438449030489402,4.0393988807775507,7.5725046023589662E-2,33.553572957290541,13.32250978022148,2.3761169886926767,3.4833521170851242E-2,15.733460290085008,16.403472442263389,2.2508036396726769,4.2194943909938366E-2,18.696471025846005,7.4234692804403659,1.3240021409839275,1.9409674198571647E-2,8.7668810956228658]
["Downstate",2030,9,7,0.16210595569803773,3.1976303439578623E-6,9.731918438132626E-7,9.0327468484005441E-2,1.7817596699246355E-6,5.4227468215097604E-7,0.19922627316920075,1.101514139790354E-3,1.4041768032162785E-6,0.11101137421747838,6.1377747238316907E-4,7.8242489853212242E-7,27.293999424180502,3.7451480752872039,7.0208840160813926E-2,31.109356339628519,12.352028936490447,2.2030282795807081,3.2296066473974407E-2,14.587353282545129,15.208558267794539,2.086843406102775,3.9121244926606125E-2,17.334522918823918,6.8827052014836596,1.2275549447663381,1.7995772666238814E-2,8.1282559189162367]
["Downstate",2030,9,8,0.14155557650735701,2.7922626583783969E-6,8.4981906994125131E-7,7.8876539857186054E-2,1.5558837193098448E-6,4.7352982761603974E-7,0.17397010388940187,9.6187378444921915E-4,1.2261675152009482E-6,9.6938320424826419E-2,5.3596811774312618E-4,6.8323589413171442E-7,23.833904232848056,3.2703708671273453,6.1308375760047412E-2,27.165583475735446,10.786146441142916,1.9237475688984382,2.820185284962181E-2,12.738095862890976,13.280549898201219,1.822291600326629,3.4161794706585723E-2,15.137003293234434,6.0101758663392379,1.0719362354862523,1.571442556502943E-2,7.0978265273905201]
["Downstate",2030,9,9,0.13723168009428424,2.7069713912251606E-6,8.2386085819896196E-7,7.6467210629902999E-2,1.5083583571936267E-6,4.590655869719734E-7,0.16865608711415891,9.3249279707291086E-4,1.1887135239727879E-6,9.3977283732976841E-2,5.19596663654135E-4,6.6236606120241867E-7,23.10588393463977,3.170475510047897,5.9435676198639396E-2,26.335795120886306,10.456677401077853,1.8649855941458218,2.7340411051374122E-2,12.349003406275049,12.874887871417828,1.766628656424059,3.3118303060120931E-2,14.674634830902008,5.8265915914445641,1.0391933273082701,1.5234419407655629E-2,6.8810193381604901]
["Downstate",2030,9,10,0.13342237624014858,2.6318307491624503E-6,8.0099196713639794E-7,7.434461882043622E-2,1.466489050488879E-6,4.4632275449661539E-7,0.16397449841520831,9.066084793745258E-4,1.1557169811539454E-6,9.1368643884807116E-2,5.051735976966691E-4,6.4397997434511636E-7,22.464506282883537,3.0824688298733878,5.7785849057697271E-2,25.604760961814623,10.166418901742915,1.8132169587490516,2.6581490566540744E-2,12.006217351058508,12.517504212218574,1.7175902321686749,3.2198998717255817E-2,14.267293443104505,5.6648559208580416,1.0103471953933383,1.4811539409937676E-2,6.6900146556613178]
["Downstate",2030,9,11,0.12901003192069502,2.5447947977495584E-6,7.7450276453247437E-7,7.1886005312130394E-2,1.4179915284554022E-6,4.3156263909512241E-7,0.1585517802250051,8.7662648619868486E-4,1.1174968459682842E-6,8.8347037403330053E-2,4.8846725565009357E-4,6.2268323640867651E-7,21.721593890825698,2.9805300530755283,5.5874842298414211E-2,24.757998786199643,9.830210373950317,1.7532529723973698,2.5702427457270537E-2,11.609165773804957,12.103544124256217,1.6607886692103182,3.1134161820433826E-2,13.795466955286969,5.4775163190064635,0.97693451130018716,1.432171443739956E-2,6.4687725447440503]
["Downstate",2030,9,12,0.12469990983755669,2.4597752369329362E-6,7.4862724602306753E-7,6.9484351313975609E-2,1.3706175645123832E-6,4.1714447615594276E-7,0.15325469193586511,8.4733909574868059E-4,1.0801621692618545E-6,8.539543347592371E-2,4.7214795494050489E-4,6.0187988702500304E-7,20.995892795213521,2.8809529255455142,5.4008108463092723E-2,23.93085382922213,9.5017909000236358,1.6946781914973612,2.4843729893022651E-2,11.221312821414021,11.699174386201548,1.6053030467977167,3.0093994351250153E-2,13.334571427350514,5.29451687550727,0.94429590988100975,1.384323740157507E-2,6.2526560227898553]
["Downstate",2030,9,13,0.14408743322183915,2.8422049434839623E-6,8.6501889584294507E-7,8.0287322123627922E-2,1.5837121859720773E-6,4.8199936094802353E-7,0.1770817253918486,9.7907781596623627E-4,1.2480986925733921E-6,9.8672154891216821E-2,5.4555441954159858E-4,6.954562207964338E-7,24.260196378683258,3.3288645742852032,6.2404934628669605E-2,27.65146588759713,10.979066974294614,1.9581556319324724,2.8706269929188018E-2,12.965928876156275,13.518085220096705,1.8548850264414352,3.4772811039821688E-2,15.407743057577962,6.1176736032554428,1.0911088390831971,1.5995493078317977E-2,7.2247779354169577]
["Downstate",2030,9,14,0.17047152110473812,3.3626457850848856E-6,1.0234139345910521E-6,9.4988866286268681E-2,1.873708340123653E-6,5.7025906003763357E-7,0.20950745260985396,1.1583583719664151E-3,1.4766401056242322E-6,0.11674017614770413,6.4545179038259586E-4,8.2280235805429975E-7,28.702521007549993,3.9384184646858111,7.3832005281211616E-2,32.714771477517019,12.989462061810945,2.31671674393283,3.3962722429357342E-2,15.340141528173133,15.993404132235465,2.1945360873008259,4.114011790271499E-2,18.229080337439004,7.2378909211576561,1.2909035807651916,1.8924454235248894E-2,8.5477189561580964]
["Downstate",2030,9,15,0.17885012606671005,3.5279184387086886E-6,1.0737143074330792E-6,9.965752989201683E-2,1.9658003323468153E-6,5.9828705767076995E-7,0.21980465750737177,1.215291208256041E-3,1.5492163578677284E-6,0.12247790766317333,6.7717547970364434E-4,8.6324275463925368E-7,30.113238078509934,4.1319901080705392,7.7460817893386422E-2,34.322689004473865,13.627888765457049,2.430582416512082,3.5631976230957756E-2,16.094103158200088,16.779473349854747,2.3023966309923907,4.3162137731962681E-2,19.125032118579099,7.5936302751167464,1.3543509594072887,1.9854583356702836E-2,8.9678358178807365]
["Downstate",2030,9,16,0.20985284295652656,4.1394643121784826E-6,1.2598369645760599E-6,0.11693263197401481,2.3065613511169301E-6,7.0199693294863084E-7,0.25790662431964201,1.4259554671908748E-3,1.817764763174029E-6,0.1437088007021983,7.945602428217147E-4,1.0128812889687386E-6,35.333207531790954,4.8482485884489739,9.0888238158701451E-2,40.272344358398634,15.990210707817804,2.8519109343817495,4.1808589553002665E-2,18.883930231752558,19.688105696201166,2.7015048255938301,5.0644064448436929E-2,22.440254586243434,8.9099456435362949,1.5891204856434293,2.3296269646280988E-2,10.522362398826004]
["Downstate",2030,9,17,0.18472210549742629,3.6437465063814789E-6,1.1089663280291457E-6,0.10292947036257395,2.0303411821090914E-6,6.1792992498972355E-7,0.22702124972368085,1.2551914595678459E-3,1.6000799875849102E-6,0.1264990832157534,6.9940839938479704E-4,8.9158460605660099E-7,31.101911212144277,4.2676509625306762,8.0003999379245516E-2,35.449566174054198,14.075317482868213,2.5103829191356919,3.6801839714452937E-2,16.622502241718358,17.330374400558217,2.37798855790831,4.457923030283005E-2,19.752942188769357,7.8429431593767109,1.3988167987695941,2.0506445939301822E-2,9.262266404085608]
["Downstate",2030,9,18,0.22044809152286207,4.3484614965916187E-6,1.3234448033104927E-6,0.12283643715399599,2.4230171994355983E-6,7.374400172195299E-7,0.27092805759199085,1.4979504538041475E-3,1.9095417876337104E-6,0.15096450638222664,8.346767509186194E-4,1.064020596273893E-6,37.117143890102746,5.093031542934102,9.5477089381685518E-2,42.305652522418534,16.797539570703432,2.995900907608295,4.3919461115575341E-2,19.837359939427301,20.682137374365048,2.8379009531233059,5.320102981369465E-2,23.57323935730205,9.359799395698051,1.6693535018372387,2.4472473714299541E-2,11.05362537124959]
["Downstate",2030,9,19,0.25726220373112413,5.0746403823463584E-6,1.5444557685401962E-6,0.14334972148053035,2.8276531681408213E-6,8.6059009465155439E-7,0.31617215947401445,1.7481032934491393E-3,2.22842903746514E-6,0.17617508651938249,9.7406504570346649E-4,1.2417085651400996E-6,43.315585847939978,5.9435511977270741,0.111421451873257,49.370558497540308,19.602673887388896,3.4962065868982788,5.1253867861698221E-2,23.150134342148874,24.135986853155401,3.3118211553917862,6.2085428257004978E-2,27.509893436804195,10.922855364201714,1.9481300914069331,2.8559296998222291E-2,12.89954475260687]
["Downstate",2030,9,20,0.29029639903269483,5.7262582999588169E-6,1.7427742652048575E-6,0.16175678877271144,3.1907428317087157E-6,9.710956444330875E-7,0.35677078886265151,1.9725715004597264E-3,2.5145742969384367E-6,0.19879715121037347,1.0991415415490503E-3,1.4011522869677404E-6,48.877598074183254,6.7067431015630694,0.12572871484692183,55.710069890593246,22.119788909484395,3.9451430009194528,5.7835208829584046E-2,26.122767119233433,27.235209715821167,3.7370812412667709,7.0057614348387018E-2,31.042348571436325,12.325423375043155,2.1982830830981004,3.2226502600258028E-2,14.555932960741513]
["Downstate",2030,9,21,0.19715438807912936,3.8889802108233062E-6,1.183602672859267E-6,0.10985689390014498,2.1669884731589489E-6,6.595182309614193E-7,0.24230037574390426,1.3396691395805675E-3,1.7077695708397994E-6,0.13501280356681625,7.4648042055818929E-4,9.515905903871905E-7,33.19515147691488,4.5548750745739293,8.5388478541989971E-2,37.835415030030795,15.022623296122063,2.6793382791611351,3.9278700129315385E-2,17.741240275412515,18.496754088653827,2.5380334298978435,4.7579529519359523E-2,21.082367048071031,8.3707938211426072,1.4929608411163786,2.1886583578905383E-2,9.8856412458378902]
["Downstate",2030,9,22,0.17852766192057587,3.5215576536648754E-6,1.0717784163327881E-6,9.9477848831739102E-2,1.9622560232675807E-6,5.9720835490752465E-7,0.21940835294355507,1.2131000560863831E-3,1.54642314356588E-6,0.12225708179749753,6.7595454227604534E-4,8.616863406522854E-7,30.058944353267044,4.1245401906937023,7.7321157178293992E-2,34.260805701139041,13.603317882500415,2.4262001121727663,3.5567732302015237E-2,16.065085726975198,16.74922020625716,2.298245443738554,4.3084317032614269E-2,19.090549967028331,7.5799390714448469,1.3519090845520907,1.9818785835002566E-2,8.9516669418319417]
["Downstate",2030,9,23,0.16370369832740828,3.2291467080020496E-6,9.8278378069627608E-7,9.1217750684795457E-2,1.7993209826331863E-6,5.4761942949705674E-7,0.20118987967682336,1.112370842065228E-3,1.4180165978617696E-6,0.11210552035275462,6.1982696284359725E-4,7.9013660541718181E-7,27.563013515724801,3.7820608630217754,7.0900829893088477E-2,31.415975208639665,12.473772539963049,2.2247416841304561,3.2614381750820702E-2,14.731128605844324,15.358456288327382,2.1074116736682305,3.9506830270859092E-2,17.505374792266473,6.9505422618707859,1.2396539256871946,1.8173141924595182E-2,8.2083693294825757]
["Downstate",2030,9,24,0.15647734317348291,3.0866028241767638E-6,9.3940085953205866E-7,8.719113510111938E-2,1.7198937455623889E-6,5.2344592256246627E-7,0.19230877595849144,1.0632675728675001E-3,1.3554212401819701E-6,0.10715685814743059,5.9246600635177429E-4,7.5525768826870122E-7,26.346302306313326,3.6151097477495004,6.7771062009098507E-2,30.029183116071923,11.923144109426469,2.1265351457350001,3.1174688524185312E-2,14.080853943685653,14.680489566197991,2.0143844215960325,3.7762884413435061E-2,16.732636872207461,6.6437252051406963,1.1849320127035485,1.7370926830180128E-2,7.8460281446744249]
["Downstate",2030,10,1,0.12650480773086714,2.4953778540394029E-6,7.5946282514242703E-7,7.0490063021931212E-2,1.3904557885972707E-6,4.2318219652960415E-7,0.15547288977558543,8.5960342337192141E-4,1.0957963619912159E-6,8.663144108956039E-2,4.789817918720077E-4,6.1059145499271451E-7,21.299785899255205,2.922651639464533,5.4789818099560794E-2,24.277227356819299,9.6393191660862971,1.7192068467438428,2.5203316325797968E-2,11.383729329155939,11.868507429269773,1.6285380923648263,3.0529572749635726E-2,13.527575094384234,5.3711493475527439,0.95796358374401536,1.4043603464832433E-2,6.3431565347615919]
["Downstate",2030,10,2,0.11748126634840445,2.3173834699942554E-6,7.0529062130259957E-7,6.5462032766480299E-2,1.2912750888756833E-6,3.929967661795558E-7,0.14438306576094645,7.9828822751149952E-4,1.0176336107366078E-6,8.0452052276471925E-2,4.4481619692008869E-4,5.6703819120193041E-7,19.780480009249665,2.7141799735390983,5.0881680536830391E-2,22.545541663325594,8.95175007717868,1.5965764550229991,2.3405573046941977E-2,10.571732105248621,11.021931161876653,1.5123750695283016,2.8351909560096519E-2,12.562658140965052,4.9880272411412596,0.88963239384017734,1.30418783976444E-2,5.8907015133790814]
["Downstate",2030,10,3,0.13964614961219479,2.7545981484395198E-6,8.3835595822072344E-7,7.7812583280436012E-2,1.5348965827187206E-6,4.6714243821874106E-7,0.17162344116147096,9.4889917956897027E-4,1.209627882575615E-6,9.5630730566779412E-2,5.2873850542958366E-4,6.7401980371561194E-7,23.512411439121522,3.2262572105344991,6.0481394128780751E-2,26.799150043784802,10.640653352011199,1.8977983591379406,2.7821441299239143E-2,12.566273152448378,13.10141008764878,1.7977109184605844,3.3700990185780599E-2,14.932821996295145,5.9291052951403236,1.0574770108591673,1.5502455485459074E-2,7.0020847614849497]
["Downstate",2030,10,4,0.12607917153694015,2.4869819428384419E-6,7.5690754782039542E-7,7.0252893204653125E-2,1.3857774817384407E-6,4.2175836400735149E-7,0.1549497880038038,8.5671121448299898E-4,1.0921094618551418E-6,8.6339962231790676E-2,4.773702168614637E-4,6.085370680677499E-7,21.228120956521121,2.9128181292421966,5.4605473092757088E-2,24.195544558856074,9.6068868562358354,1.7134224289659981,2.5118517622668261E-2,11.345427802824503,11.828574825755323,1.6230587373289767,3.0426853403387494E-2,13.482060416487688,5.3530776583710216,0.95474043372292738,1.3996352565558248E-2,6.3218144446595073]
["Downstate",2030,10,5,0.12130924756338347,2.3928925334115093E-6,7.2827164060350284E-7,6.7595031835295943E-2,1.3333496845727328E-6,4.0580207791344045E-7,0.14908760871211707,8.2429945835736467E-4,1.0507919385850539E-6,8.3073482521422881E-2,4.5930998047259843E-4,5.8551442670367831E-7,20.425002393560039,2.80261815841504,5.253959692925269E-2,23.280160148904333,9.2434317401512587,1.6485989167147292,2.416821458745624E-2,10.916198871453444,11.381067105434935,1.5616539336068347,2.9275721335183916E-2,12.971996760376953,5.1505559163282184,0.91861996094519682,1.34668318141846E-2,6.0826427090876001]
["Downstate",2030,10,6,0.14896372693177218,2.9383925552579413E-6,8.942933863828518E-7,8.3004454042107226E-2,1.6373091277602624E-6,4.9831147366616681E-7,0.18307463181237524,1.0122123571873335E-3,1.2903376003524002E-6,0.10201147739480244,5.6401740083672003E-4,7.1899226914689778E-7,25.081224558295407,3.4415220144369338,6.4516880017620015E-2,28.587263452749962,11.350627172367265,2.0244247143746672,2.9677764808105203E-2,13.404729651550037,13.975572403087934,1.9176591628448481,3.5949613457344889E-2,15.929181179390126,6.3247115984777516,1.1280348016734401,1.653682219037865E-2,7.4692832223415699]
["Downstate",2030,10,7,0.14246525936218393,2.8102066598029418E-6,8.5528028776611277E-7,7.9383426535383619E-2,1.5658823416070523E-6,4.7657288657605946E-7,0.17508809319554852,9.680551028529873E-4,1.2340472723482482E-6,9.7561278066213314E-2,5.3941242576315983E-4,6.8762659348831428E-7,23.987068767790149,3.2913873497001567,6.1702363617412409E-2,27.340158481107718,10.855461778124008,1.9361102057059747,2.8383087264009708E-2,12.819955071093991,13.365895095071224,1.8340022475947435,3.4381329674415713E-2,15.234278672340382,6.0487992401052253,1.0788248515263197,1.5815411650231228E-2,7.1434395032817761]
["Downstate",2030,10,8,0.13384928904200227,2.6402518421664254E-6,8.0355490848543388E-7,7.4582499979637354E-2,1.471181388963687E-6,4.4775085751068734E-7,0.16449916912280382,9.0950936284715604E-4,1.1594149393861258E-6,9.1660996973259287E-2,5.0679000629388232E-4,6.4604052297970591E-7,22.536386169824123,3.0923318336803307,5.7970746969306292E-2,25.68668875047376,10.198948485613837,1.819018725694312,2.6666543605880895E-2,12.044633754914029,12.557556585336522,1.7230860213991999,3.2302026148985294E-2,14.312944632884706,5.6829818123420761,1.0135800125877645,1.4858932028533237E-2,6.7114207569583737]
["Downstate",2030,10,9,0.1128525796126611,2.2260800438174998E-6,6.7750262203141312E-7,6.2882870554673592E-2,1.2403996764644018E-6,3.775129450109049E-7,0.13869446533871641,7.6683618205069799E-4,9.7753949750246733E-7,7.7282292885803822E-2,4.2729072333162852E-4,5.4469724923001987E-7,19.001141751404148,2.607243018972373,4.8876974875123366E-2,21.657261745251645,8.5990568510004177,1.5336723641013961,2.2483408442556748E-2,10.15521262354437,10.587674125355123,1.4527884593275369,2.7234862461500992E-2,12.067697447144162,4.7915021589198368,0.85458144666325708,1.2528036732290457E-2,5.6586116423153845]
["Downstate",2030,10,10,0.10225530094343836,2.0170428144932095E-6,6.1388259571532465E-7,5.6977934175941727E-2,1.1239215146197766E-6,3.4206306966688857E-7,0.12567053709429432,6.9482740083607383E-4,8.8574488810353965E-7,7.0025196976093051E-2,3.8716652871010829E-4,4.9354814337651055E-7,17.216863581918322,2.362413162842651,4.4287244405176986E-2,19.623563989166147,7.7915732998462479,1.3896548016721477,2.037213242638141E-2,9.2016002339447773,9.593451985724748,1.3163661976143681,2.4677407168825528E-2,10.934495590507941,4.3415622125177693,0.77433305742021652,1.1351607297659742E-2,5.1272468772356454]
["Downstate",2030,10,11,0.10497412232258733,2.0706730818349128E-6,6.3020485099323436E-7,5.8492895494797775E-2,1.1538049711666798E-6,3.5115803470290261E-7,0.12901193592475785,7.1330186205991375E-4,9.0929557071880946E-7,7.1887066247037057E-2,3.9746072985015674E-4,5.0667087864275939E-7,17.674635221691826,2.4252263310037065,4.546477853594047E-2,20.145326331231473,7.9987400273349865,1.4266037241198275,2.0913798126532619E-2,9.4462575495813468,9.8485280758440776,1.3513664814905328,2.5333543932137971E-2,11.225228101266749,4.4569981073162976,0.79492145970031347,1.1653430208783466E-2,5.2635729972253946]
["Downstate",2030,10,12,0.11767070795723618,2.3211203113348471E-6,7.0642792084104049E-7,6.5567592003200656E-2,1.293357303665193E-6,3.9363048372418915E-7,0.14461588722360158,7.9957548811765194E-4,1.0192745714992155E-6,8.058178331096616E-2,4.4553347464953584E-4,5.679525550877586E-7,19.812376549633417,2.7185566596000168,5.0963728574960773E-2,22.581896937808391,8.9661850078632988,1.5991509762353038,2.3443315144481957E-2,10.588779299243084,11.039704313602364,1.5148138138084219,2.8397627754387929E-2,12.582915755165173,4.9960705652799016,0.89106694929907171,1.3062908767018449E-2,5.9002004233459919]
["Downstate",2030,10,13,0.12596719000181153,2.4847730446326459E-6,7.5623527445341399E-7,7.0190495690992602E-2,1.3845466559972811E-6,4.2138376486873772E-7,0.15481216404167747,8.5595029707062837E-4,1.0911394674256399E-6,8.6263276436700162E-2,4.7694622415071558E-4,6.0799657502489293E-7,21.209266473709814,2.9102310100401363,5.4556973371281993E-2,24.17405445712123,9.5983541705840025,1.7119005941412568,2.5096207750789717E-2,11.33535097247605,11.818068871827922,1.6216171621124329,3.0399828751244647E-2,13.470085862691599,5.3483231390754105,0.95389244830143116,1.3983921225572538E-2,6.3161995086024145]
["Downstate",2030,10,14,0.14574088763140033,2.8748202534495776E-6,8.7494529452813231E-7,8.1208647625989991E-2,1.6018858451095795E-6,4.8753047459856769E-7,0.17911380100840193,9.9031308122091329E-4,1.2624210678191622E-6,9.9804452871392502E-2,5.5181485003492165E-4,7.0343682763507606E-7,24.538590738151065,3.3670644761511053,6.312105339095811E-2,27.96877626769313,11.10505566252092,1.9806261624418267,2.9035684559840732E-2,13.114717509522587,13.673210043380772,1.8761704901187337,3.5171841381753804E-2,15.584552374881259,6.1878760780263349,1.1036297000698434,1.6179047035606749E-2,7.3076848251317852]
["Downstate",2030,10,15,0.17261449814510746,3.4049172018331656E-6,1.0362791483840069E-6,9.6182959928555814E-2,1.8972625028788881E-6,5.7742771826748775E-7,0.21214114566204029,1.1729199560923554E-3,1.4952027712397814E-6,0.11820770289675855,6.5356568740475784E-4,8.3314570778594642E-7,29.063336955699519,3.9879278507140081,7.476013856198907E-2,33.126024944975519,13.152751031046497,2.3458399121847107,3.4389663738514972E-2,15.532980606969723,16.194455296855921,2.2221233371761766,4.1657285389297319E-2,18.458235919421398,7.3288775795990304,1.3071313748095157,1.9162351279076766E-2,8.6551713056876221]
["Downstate",2030,10,16,0.1716235223789358,3.3853696524146851E-6,1.0303298942131651E-6,9.5630775822167877E-2,1.8863703635590574E-6,5.7411271934406099E-7,0.21092324834392367,1.1661862502644154E-3,1.4866188473647095E-6,0.11752907526000562,6.4981358219471362E-4,8.2836263791071646E-7,28.896485023117542,3.9650332508990123,7.4330942368235467E-2,32.935849216384788,13.077241397323268,2.3323725005288307,3.4192233489388317E-2,15.443806131341487,16.101483310620772,2.2093661794620263,4.1418131895535823E-2,18.352267621978335,7.2868026661203489,1.2996271643894273,1.9052340671946479E-2,8.6054821711817215]
["Downstate",2030,10,17,0.1498671225654904,2.9562125377412341E-6,8.9971685931254955E-7,8.3507837401971388E-2,1.6472386451503788E-6,5.0133350069794143E-7,0.18418489419926906,1.0183509537619042E-3,1.2981628970081071E-6,0.10263012950002144,5.6743790371854136E-4,7.233526224356011E-7,25.233330505299861,3.4623932427904744,6.4908144850405358E-2,28.760631892940744,11.419463440354681,2.0367019075238084,2.9857746631186462E-2,13.486023094509676,14.060327741502938,1.9292888726430406,3.6167631121780057E-2,16.025784245267758,6.3630680290013295,1.1348758074370828,1.6637110316018826E-2,7.5145809467544309]
["Downstate",2030,10,18,0.21106438077639747,4.1633625710610131E-6,1.2671103477142214E-6,0.11760771601870851,2.3198777602318141E-6,7.0604975311403049E-7,0.25939558975349702,1.4341878978485396E-3,1.8282592159876621E-6,0.14453847088748653,7.9914745627463759E-4,1.018728929493101E-6,35.537195796229092,4.8762388526850344,9.1412960799383103E-2,40.504847609713508,16.082526564716815,2.8683757956970792,4.204996196771623E-2,18.992952322381612,19.801770511585655,2.7171013513337678,5.0936446474655048E-2,22.569808309394077,8.9613851950241656,1.5982949125492751,2.3430765378341323E-2,10.583110872951782]
["Downstate",2030,10,19,0.27141229757215213,5.3537588714918507E-6,1.6294048739323025E-6,0.15123433096305935,2.9831814855491981E-6,9.079247999497559E-7,0.33356245490642711,1.844253545166519E-3,2.3509984609594647E-6,0.18586517690400003,1.0276411700002738E-3,1.3100057827846477E-6,45.698056322180513,6.270462053566165,0.11754992304797324,52.08606829879465,20.680872204198479,3.6885070903330379,5.4072964602067689E-2,24.423452259133583,25.463529235848004,3.4939799780009309,6.5500289139232379E-2,29.023009502988167,11.523640968048003,2.0552823400005473,3.0130133004046895E-2,13.609053441052597]
["Downstate",2030,10,20,0.22421372514796459,4.4227407190421823E-6,1.3460515231867514E-6,0.1249346953649858,2.4644065123453459E-6,7.5003676462684438E-7,0.27555597610380211,1.5235380311726615E-3,1.9421600548837408E-6,0.15354324053003829,8.4893446944835549E-4,1.0821959032473038E-6,37.751168726220889,5.1800293059870492,9.7108002744187044E-2,43.028306034952124,17.08447051843573,3.0470760623453232,4.4669681262326039E-2,20.176216262043379,21.035423952615247,2.8863771961244087,5.4109795162365193E-2,23.975910943902019,9.5196809128623734,1.697868938896711,2.4890505774687988E-2,11.242440357533773]
["Downstate",2030,10,21,0.17372368440523347,3.4267965191426841E-6,1.0429380710434256E-6,9.6801012402464012E-2,1.9094539324671288E-6,5.8113815335956098E-7,0.21350432225788984,1.1804569052681515E-3,1.5048106453626567E-6,0.11896728196632154,6.5776536986682872E-4,8.3849933556165211E-7,29.250092149330907,4.0135534779117155,7.5240532268132834E-2,33.338886159510757,13.23726797998917,2.360913810536303,3.4610644843341101E-2,15.632792435368813,16.298517629386051,2.2364022575472178,4.1924966778082606E-2,18.576844853711354,7.375971481911936,1.3155307397336575,1.9285484717917998E-2,8.7107877063635115]
["Downstate",2030,10,22,0.16664087326942842,3.2870841210950716E-6,1.0004169064202392E-6,9.2854381343212083E-2,1.831604434728883E-6,5.5744482796096442E-7,0.20479963241431468,1.1323290213667936E-3,1.4434586792634878E-6,0.11411691978115172,6.3094791027638875E-4,8.0431325177224859E-7,28.05754964076111,3.8499186726470982,7.2172933963174382E-2,31.979641247371383,12.697577209687509,2.2646580427335872,3.3199549623060216E-2,14.995434802044155,15.634018010017787,2.1452228949397218,4.0215662588612429E-2,17.819456567546119,7.0752490264314067,1.2618958205527775,1.8499204790761718E-2,8.3556440517749468]
["Downstate",2030,10,23,0.15442502866983404,3.0461197765061599E-6,9.2707993198013573E-7,8.6047559759612938E-2,1.697336084452056E-6,5.1658054744193013E-7,0.18978650607536207,1.0493220430112307E-3,1.3376439018570527E-6,0.10575141778346941,5.8469538248320178E-4,7.4535193273764193E-7,26.000751332324604,3.5676949462381846,6.6882195092852634E-2,29.63532847365564,11.766763376672449,2.0986440860224613,3.0765809742712213E-2,13.896173272437624,14.487944236335309,1.987964300442886,3.7267596636882096E-2,16.51317613341508,6.5565879025751039,1.1693907649664035,1.7143094452965763E-2,7.7431217619944732]
["Downstate",2030,10,24,0.14214518120620789,2.8038929397450954E-6,8.5335872079198557E-7,7.9205074978700524E-2,1.5623642577273687E-6,4.7550216539528614E-7,0.17469472098498789,9.6588016354784314E-4,1.2312747257141505E-6,9.7342086144492149E-2,5.3820052234669321E-4,6.8608169578462702E-7,23.933176774943341,3.2839925560626666,6.1563736285707528E-2,27.278733067291714,10.83107270106925,1.9317603270956862,2.8319318691425462E-2,12.791152346856361,13.335865801795425,1.8298817759787569,3.4304084789231352E-2,15.200051662563414,6.035209340958513,1.0764010446933865,1.5779879003046421E-2,7.1273902646549461]
["Downstate",2030,11,1,0.16775500247081959,3.3090609406765438E-6,1.0071055036841657E-6,9.3475188085891114E-2,1.8438501938040269E-6,5.6117179811426908E-7,0.2061688838256299,1.1398995579556634E-3,1.4531093696014388E-6,0.11487988381396394,6.35166308065622E-4,8.0969073727915963E-7,28.245137084111295,3.8756584970492556,7.2655468480071941E-2,32.193451049640622,12.782470797189054,2.2797991159113269,3.3421515500833096E-2,15.095691428601215,15.73854408251306,2.1595654474231147,4.0484536863957983E-2,17.938594066800132,7.1225527964657642,1.270332616131244,1.8622886957420672E-2,8.4115082995544288]
["Downstate",2030,11,2,0.14540394951319574,2.8681739612379945E-6,8.7292250994199842E-7,8.1020901487224573E-2,1.598182447861205E-6,4.8640335369688852E-7,0.17869970810669766,9.8802357803863625E-4,1.2595024786305975E-6,9.9573715121091602E-2,5.505391101914925E-4,7.0181055319122473E-7,24.481860010617581,3.3592801653313633,6.2975123931529875E-2,27.904115299880473,11.079381902615255,1.9760471560772725,2.8968557008503742E-2,13.084397615701032,13.64159897158955,1.8718329746510745,3.5090527659561235E-2,15.548522473900185,6.1735703375076794,1.101078220382985,1.6141642723398169E-2,7.2907902006140626]
["Downstate",2030,11,3,0.14026822269870121,2.7668688868525964E-6,8.4209053078122506E-7,7.8159210194136977E-2,1.541733991822599E-6,4.6922338881557358E-7,0.1723879615156422,9.5312618219709226E-4,1.215016337270053E-6,9.605673088181671E-2,5.3109384422654138E-4,6.7702231814818471E-7,23.617150727642983,3.2406290194701137,6.075081686350265E-2,26.918530563976599,10.688053613969817,1.9062523643941844,2.7945375757211219E-2,12.622251354121213,13.159772130808889,1.8057190703702406,3.3851115907409232E-2,14.999342317086539,5.9555173146726359,1.0621876884530828,1.5571513317408248E-2,7.0332765164431272]
["Downstate",2030,11,4,0.1454400096411427,2.8688852673638779E-6,8.7313899441509342E-7,8.1040994642078951E-2,1.598578796541866E-6,4.8652398155622005E-7,0.17874402557097555,9.8826860753582638E-4,1.2598148347989202E-6,9.9598409367151919E-2,5.5067564369570452E-4,7.0198460195968892E-7,24.487931503223649,3.3601132656218096,6.299074173994601E-2,27.911035510585403,11.082129585400484,1.9765372150716527,2.8975741200375164E-2,13.087642541672512,13.644982083299812,1.8722971885653954,3.5099230097984449E-2,15.552378501963192,6.1751013807634187,1.1013512873914091,1.6145645845072845E-2,7.2925983139999015]
["Downstate",2030,11,5,0.13678856821571961,2.6982307624027022E-6,8.2120066681821376E-7,7.6220303142305865E-2,1.503487969359378E-6,4.5758329502241941E-7,0.16811150793578575,9.2948184045724396E-4,1.1848752478377081E-6,9.3673837395303855E-2,5.1791892092323266E-4,6.6022732567520508E-7,23.031276587202647,3.1602382575546293,5.9243762391885404E-2,26.250758607149162,10.422913492018717,1.8589636809144878,2.7252130700267288E-2,12.309129303633473,12.833315723156629,1.7609243311389911,3.3011366283760252E-2,14.62725142057938,5.8077779185088394,1.0358378418464653,1.5185228490529716E-2,6.8588009888458341]
["Downstate",2030,11,6,0.16694589146498118,3.2931007750382218E-6,1.0022480619681545E-6,9.3024341301359212E-2,1.8349569896494525E-6,5.5846517076287694E-7,0.20517449611433791,1.134401627853384E-3,1.4461007751254798E-6,0.11432579852902894,6.3210279256489625E-4,8.0578546067215078E-7,28.108905967664295,3.8569655347015055,7.230503875627399E-2,32.038176541122077,12.720818759088951,2.2688032557067679,3.3260317827886035E-2,15.022882332623604,15.662634398476964,2.1491494947206471,4.0289273033607541E-2,17.852073166231218,7.0881995087997938,1.2642055851297924,1.8533065595459468E-2,8.3709381595250463]
["Downstate",2030,11,7,0.18065110225376543,3.5634436979730741E-6,1.0845263428613705E-6,0.10066105637613759,1.9855954516733829E-6,6.0431165920494261E-7,0.22201803561719199,1.2275288877843769E-3,1.5648165804142629E-6,0.12371122966295468,6.839944679829658E-4,8.7193539399570282E-7,30.416470879555302,4.1735982184668812,7.8240829020713151E-2,34.668309927042898,13.765118208265903,2.4550577755687537,3.5990781349528045E-2,16.256166765184187,16.948438463824793,2.3255811911420836,4.359676969978514E-2,19.317616424666664,7.6700962391031906,1.3679889359659316,2.0054514061901164E-2,9.0581396891310231]
["Downstate",2030,11,8,0.17278638317437714,3.4083077298547804E-6,1.0373110482166724E-6,9.627873641929223E-2,1.8991517475503611E-6,5.7800270577619694E-7,0.21235239029921307,1.1740879192886707E-3,1.4966916552840556E-6,0.11832541105389859,6.5421649112354396E-4,8.3397533261994115E-7,29.09227747099219,3.9918989255814803,7.4834582764202781E-2,33.159010979337872,13.16584819855121,2.3481758385773412,3.4423908071533275E-2,15.548447945200083,16.210581314384108,2.2243360698200494,4.1698766630997058E-2,18.476616150835152,7.3361754853417125,1.3084329822470879,1.9181432650258647E-2,8.6637899002390579]
["Downstate",2030,11,9,0.1656451551713283,3.2674430265356351E-6,9.9443918198910631E-7,9.2299554750087831E-2,1.8206601708850943E-6,5.5411396505198523E-7,0.20357590682719851,1.1255630912713843E-3,1.4348336768699962E-6,0.11343504455992784,6.2717784930098276E-4,7.9950729243214998E-7,27.889899235326194,3.8269145103227067,7.1741683843499812E-2,31.788555429492398,12.621706223286306,2.2511261825427686,3.3001174568009911E-2,14.905833580397086,15.540601104710113,2.1324046876233416,3.9975364621607501E-2,17.712981156955063,7.0329727627155263,1.2543556986019655,1.8388667725939448E-2,8.3057171290434315]
["Downstate",2030,11,10,0.13216887984566941,2.6071048340054858E-6,7.9346668861036525E-7,7.3646154932545255E-2,1.4527114609335683E-6,4.421295750667382E-7,0.16243396639695049,8.9809093912284626E-4,1.1448590792806696E-6,9.0510240152947979E-2,5.0042751760768101E-4,6.3792981545343644E-7,22.253453396382216,3.0535091930176774,5.7242953964033477E-2,25.364205543363926,10.070905916610931,1.7961818782456924,2.6331758823455401E-2,11.893419553680078,12.399902900953872,1.7014535598661154,3.1896490772671822E-2,14.133252951592659,5.611634889482775,1.000855035215362,1.4672385755429038E-2,6.6271623104535662]
["Downstate",2030,11,11,0.13435498470233415,2.6502269709722857E-6,8.0659081725243485E-7,7.4864279934139535E-2,1.4767396556476922E-6,4.4944250389277591E-7,0.16512066301753414,9.1294557787014873E-4,1.1637953220356558E-6,9.2007301154049703E-2,5.087047083346377E-4,6.4848132704529089E-7,22.621530833402176,3.1040149647585058,5.8189766101782787E-2,25.783735564262464,10.237481107087117,1.8258911557402975,2.6767292406820083E-2,12.090139555234234,12.605000258104809,1.7295960083377682,3.2424066352264545E-2,14.367020332794842,5.7044526715510813,1.0174094166692753,1.491507052204169E-2,6.7367771587423988]
["Downstate",2030,11,12,0.14020597141869115,2.7656409456517118E-6,8.4171680954617321E-7,7.812452300137479E-2,1.5410497676085935E-6,4.6901514666348501E-7,0.17231145543995233,9.5270318314776155E-4,1.2144771109166213E-6,9.601410073839628E-2,5.3085814385925593E-4,6.7672185447159966E-7,23.606669395273467,3.2391908227023891,6.0723855545831068E-2,26.906584073521689,10.683310237277045,1.9054063662955232,2.7932973551082291E-2,12.616649577123651,13.15393180116029,1.8049176891214702,3.3836092723579986E-2,14.992685583005342,5.9528742457805697,1.0617162877185118,1.5564602652846793E-2,7.0301551361519286]
["Downstate",2030,11,13,0.15647145063324538,3.0864865905357147E-6,9.3936548407608717E-7,8.7187851703909788E-2,1.7198289787220625E-6,5.2342621091541036E-7,0.19230153409729042,1.063227532904977E-3,1.3553701984526399E-6,0.10715282289168329,5.9244369558325658E-4,7.5522924717794912E-7,26.345310171328787,3.614973611876922,6.7768509922631989E-2,30.028052293128344,11.922695114032006,2.1264550658099539,3.1173514564410715E-2,14.080323694406371,14.679936736160611,2.0143085649830725,3.7761462358897456E-2,16.732006763502582,6.6434750192843639,1.1848873911665132,1.7370272685092829E-2,7.8457326831359699]
["Downstate",2030,11,14,0.17900901690837798,3.5310526491361004E-6,1.0746681975631611E-6,9.9746065858702049E-2,1.9675467536450659E-6,5.9881857719632449E-7,0.2199999324440014,1.2163708756132751E-3,1.5505926850554178E-6,0.12258671730319042,6.7777708387521121E-4,8.6400966138326802E-7,30.139990744828193,4.1356609770851351,7.7529634252770888E-2,34.353181356166097,13.639995811528086,2.4327417512265503,3.5663631756274614E-2,16.108401194510911,16.794380270537086,2.3044420851757179,4.3200483069163402E-2,19.142022838781969,7.600376472797806,1.3555541677504224,1.9872222211815165E-2,8.9758028627600428]
["Downstate",2030,11,15,0.19496894309579757,3.8458710902258519E-6,1.1704825057209117E-6,0.10863913658823507,2.1429675313288217E-6,6.5220750953485885E-7,0.23961449009972377,1.3248189846895404E-3,1.6888390439687436E-6,0.13351619445192181,7.3820572829209809E-4,9.4104226375743906E-7,32.827185143662156,4.5043845479444373,8.4441952198437184E-2,37.416011643805035,14.856098386182873,2.6496379693790808,3.8843298011281106E-2,17.544579653573233,18.291718639913288,2.5098994761931337,4.7052113187871954E-2,20.848670229294292,8.278004056019153,1.4764114565841961,2.1643972066421099E-2,9.776059484669771]
["Downstate",2030,11,16,0.20661138800225451,4.0755248062194279E-6,1.2403771149363477E-6,0.11512645268243017,2.2709334577151748E-6,6.9115366104374881E-7,0.25392291510054088,1.4039296973772405E-3,1.7896869801224443E-6,0.1414890280393846,7.8228720806423175E-4,9.9723599664883749E-7,34.787439368774102,4.7733609710826181,8.9484349006122219E-2,39.65028468886284,15.743220736233535,2.8078593947544812,4.1162800542816222E-2,18.592242931530834,19.383996841395689,2.6597765074183881,4.9861799832441878E-2,22.09363514864652,8.7723197384418441,1.5645744161284636,2.2936427922923261E-2,10.359830582493231]
["Downstate",2030,11,17,0.21358409504396367,4.2130653396322162E-6,1.2822372772793701E-6,0.11901173236167524,2.3475727652817583E-6,7.1447866769444823E-7,0.2624922883344768,1.45130942112635E-3,1.8500852143602338E-6,0.14626399011516347,8.0868778344901616E-4,1.0308906491019893E-6,35.961443501823318,4.9344520318295899,9.2504260718011697E-2,40.988399794370913,16.274521876737563,2.9026188422526999,4.2551959930285377E-2,19.219692678920548,20.038166645777395,2.7495384637266551,5.1544532455099469E-2,22.83924964195915,9.0683673871401353,1.6173755668980323,2.3710484929345754E-2,10.709453438967513]
["Downstate",2030,11,18,0.29273838206136704,5.7744277765106703E-6,1.7574345406771605E-6,0.16311749229597833,3.2175834672448554E-6,9.7926453350930384E-7,0.3597719566843387,1.9891648379693062E-3,2.5357269801199028E-6,0.20046943950269033,1.1083875569991735E-3,1.4129388269205667E-6,49.288758065754401,6.7631604490956407,0.12678634900599514,56.178704863856041,22.305861314428999,3.9783296759386126,5.8321720542757763E-2,26.34251271091037,27.464313211868575,3.76851769379719,7.0646941346028336E-2,31.303477847011791,12.429105249166801,2.2167751139983469,3.2497593019173036E-2,14.67837795618432]
["Downstate",2030,11,19,0.29598681294059598,5.8385048864783079E-6,1.7769362697977458E-6,0.16492755866030484,3.2532880353233368E-6,9.9013114118536347E-7,0.36376423923145285,2.0112380093725061E-3,2.5638651892796043E-6,0.20269398933123225,1.1206870045159479E-3,1.4286177894245956E-6,49.835700774709039,6.8382092318665206,0.12819325946398022,56.802103266039538,22.553382832350078,4.0224760187450119,5.8968899353430901E-2,26.634827750448522,27.769076538378819,3.8103358153542231,7.1430889471229775E-2,31.650843243204271,12.5670273385364,2.2413740090318957,3.2858209156765697E-2,14.841259556725062]
["Downstate",2030,11,20,0.25578714668074787,5.0455440597403094E-6,1.5356003660079202E-6,0.14252780122068401,2.811440332826528E-6,8.5565575346894341E-7,0.31435933206990707,1.7380802428401075E-3,2.2156519566685703E-6,0.17516495638871371,9.6848007639063413E-4,1.2345890157194754E-6,43.067228493577268,5.9094728256563656,0.11078259783342852,49.087483917067061,19.490278588334238,3.4761604856802149,5.0959995003377119E-2,23.017399069017831,23.997599025253777,3.2928322597281561,6.172945078597377E-2,27.35216073576791,10.86022729610025,1.9369601527812683,2.8395547361547934E-2,12.825582996243066]
["Downstate",2030,11,21,0.20850570853688713,4.112891334775646E-6,1.251749536670849E-6,0.11618199180592398,2.2917545553484145E-6,6.9749051684516969E-7,0.25625101229276093,1.4168016541490195E-3,1.8060957600536532E-6,0.14278627294844687,7.8945962356632559E-4,1.0063791743051731E-6,35.106388684108246,4.8171256241066667,9.0304788002682657E-2,40.013819096217595,15.887562762151177,2.8336033082980392,4.1540202481234023E-2,18.762706272930448,19.561719393937221,2.6841627201255069,5.0318958715258655E-2,22.296201072777986,8.8527489228037055,1.5789192471326512,2.3146721009018982E-2,10.454814890945375]
["Downstate",2030,11,22,0.20212893631306714,3.9871059478563842E-6,1.2134670276084647E-6,0.11262877446979032,2.2216653626116439E-6,6.7615902340354396E-7,0.24841403579470428,1.3734713228202666E-3,1.7508595684064989E-6,0.1384194115053255,7.6531542034661117E-4,9.7560087662511331E-7,34.032722903874486,4.6698024975889068,8.7542978420324949E-2,38.790068379883714,15.401670219271665,2.7469426456405333,4.0269770073349476E-2,18.18888263498555,18.963459376229594,2.6020724291784778,4.8780043831255664E-2,21.614311849239325,8.5820035133301804,1.5306308406932223,2.2438820162377606E-2,10.135073174185781]
["Downstate",2030,11,23,0.1886455114532051,3.7211378760066183E-6,1.132520223132449E-6,0.1051156412919179,2.073464622396322E-6,6.3105445029453286E-7,0.23184306853554279,1.2818511039826277E-3,1.6340648933768191E-6,0.12918586103886651,7.1426348709765477E-4,9.1052142113925433E-7,31.762500389369361,4.3582937535409343,8.1703244668840949E-2,36.202497387579143,14.374270249203652,2.5637022079652554,3.7583492547666839E-2,16.975555949716576,17.698462962324712,2.4284958561320265,4.5526071056962714E-2,20.172484889513701,8.0095233844097233,1.4285269741953095,2.0941992686202851E-2,9.4589923512912346]
["Downstate",2030,11,24,0.18607526938215779,3.67043841834445E-6,1.1170899534091806E-6,0.10368347022411795,2.0452142497038702E-6,6.2245651077943873E-7,0.2286842718907651,1.264386242980134E-3,1.6118012184903888E-6,0.12742573999241938,7.0453184784364186E-4,8.9811582269604724E-7,31.329745249034818,4.2989132261324556,8.0590060924519438E-2,35.709248536091792,14.178424857227435,2.528772485960268,3.7071428025278942E-2,16.744268771212983,17.457326378961454,2.3954082826683822,4.4905791134802364E-2,19.897640452764637,7.9003958795300013,1.4090636956872837,2.0656663922009086E-2,9.3301162391392953]
["Downstate",2030,12,1,0.15428868259319292,3.0434302741367381E-6,9.2626138778074652E-7,8.59715860183171E-2,1.6958374600525669E-6,5.1612444436382476E-7,0.18961893838425853,1.0483955679124078E-3,1.3364628595122198E-6,0.10565804696762299,5.8417913895636908E-4,7.4469384115351852E-7,25.977794558643417,3.5645449309021866,6.6823142975610983E-2,29.609162632521215,11.756374179824029,2.0967911358248155,3.0738645768781055E-2,13.883903961417627,14.475152434564349,1.9862090724516548,3.7234692057675926E-2,16.498596199073681,6.5507989119926249,1.1683582779127382,1.7127958346530928E-2,7.7362851482518948]
["Downstate",2030,12,2,0.1401846120013813,2.7652196192382241E-6,8.4158857976815522E-7,7.8112621266576795E-2,1.5408149992549453E-6,4.6894369542541814E-7,0.17228520497253808,9.5255804535758493E-4,1.2142920936654809E-6,9.5999473649232031E-2,5.3077727126508403E-4,6.7661876054238895E-7,23.603073081237717,3.2386973542157889,6.0714604683274047E-2,26.902485040136778,10.681682708297361,1.9051160907151699,2.7928718154306063E-2,12.614727517166838,13.151927889944789,1.8046427223012858,3.383093802711945E-2,14.990401550273194,5.9519673662523855,1.061554542530168,1.5562231492474946E-2,7.029084140275029]
["Downstate",2030,12,3,0.1293612634588952,2.5517230356385844E-6,7.7661135867261268E-7,7.208171592350647E-2,1.4218520293659079E-6,4.3273757415484158E-7,0.15898343956826486,8.790131135375872E-4,1.1205392460847695E-6,8.858756339484114E-2,4.8979711428982992E-4,6.2437849985198559E-7,21.780731220852285,2.9886445860277964,5.6026962304238474E-2,24.825402769184318,9.8569732532324217,1.7580262270751743,2.5772402659949699E-2,11.640771882967545,12.136496185093236,1.6653101885854218,3.1218924992599279E-2,13.833025298671258,5.492428930480151,0.97959422857965983,1.4360705496595669E-2,6.486383864556406]
["Downstate",2030,12,4,0.12814103022810747,2.5276532549283629E-6,7.6928577323906705E-7,7.1401786686961774E-2,1.4084400461407552E-6,4.2865566621675163E-7,0.15748378757879758,8.7072159733901839E-4,1.109969472816368E-6,8.7751938526943588E-2,4.8517697763361759E-4,6.1848888982702721E-7,21.57527889829527,2.9604534309526627,5.5498473640818398E-2,24.591230802888749,9.7639948298854495,1.7414431946780369,2.5529297874776462E-2,11.530967322438263,12.022015578191272,1.6496017239542997,3.0924444491351361E-2,13.702541746636923,5.4406201886705023,0.97035395526723522,1.4225244466021626E-2,6.425199388403759]
["Downstate",2030,12,5,0.12247448600335409,2.4158775112153893E-6,7.3526706863077066E-7,6.8244317285726011E-2,1.3461572020340464E-6,4.0970001801036195E-7,0.1505196727639849,8.3221728353737089E-4,1.0608853418815404E-6,8.3871446544121236E-2,4.6372189181372828E-4,5.9113859741495072E-7,20.621195168665931,2.8295387640270611,5.3044267094077016E-2,23.503778199787067,9.3322197113670633,1.6644345670747418,2.4400362863275429E-2,11.021054641305081,11.490388176544609,1.5766544321666762,2.9556929870747536E-2,13.096599538582034,5.200029685735517,0.92744378362745661,1.3596187740543867E-2,6.1410696571035173]
["Downstate",2030,12,6,0.13439914797537622,2.6510981161523608E-6,8.0685594839419678E-7,7.4888888262912415E-2,1.4772250686509307E-6,4.4959023828506593E-7,0.16517493914984058,9.132456684467459E-4,1.164177868397341E-6,9.2037544494642784E-2,5.0887192256179675E-4,6.4869448666845218E-7,22.628966663528161,3.1050352727189359,5.8208893419867049E-2,25.792210829666963,10.240846227290115,1.8264913368934919,2.6776090973138843E-2,12.094113655156745,12.609143595766062,1.7301645367101088,3.2434724333422607E-2,14.371742856809593,5.7063277586678529,1.0177438451235934,1.4919973193374399E-2,6.7389915769848212]
["Downstate",2030,12,7,0.15543908229738798,3.0661225496054229E-6,9.33167732488607E-7,8.6612603139355218E-2,1.7084818801073497E-6,5.1997274611962818E-7,0.19103276580802483,1.0562125635010333E-3,1.34642772830499E-6,0.10644584931277531,5.8853486678654492E-4,7.5024639082974921E-7,26.171488915699403,3.5911227159035133,6.7321386415249498E-2,29.829933018018163,11.84403148009754,2.1124251270020666,3.0967837751014769E-2,13.987424444850623,14.583081355850219,2.0010185470742528,3.7512319541487461E-2,16.621612222465959,6.5996426573920699,1.1770697335730897,1.7255666989084231E-2,7.7939680579542436]
["Downstate",2030,12,8,0.1638575662371082,3.232181838296302E-6,9.8370751600322248E-7,9.1303487810888526E-2,1.8010121952405111E-6,5.4813414637754691E-7,0.20137898149037398,1.1134163784705046E-3,1.4193494159475064E-6,0.11221089025128923,6.2040954882132914E-4,7.9087926834474611E-7,27.588920464181236,3.7856156867997157,7.0967470797375323E-2,31.445503621778325,12.485496852403186,2.2268327569410094,3.264503656679265E-2,14.744974645910988,15.372891964426625,2.109392465992519,3.9543963417237309E-2,17.52182839383638,6.9570751955799324,1.2408190976426583,1.819022317192916E-2,8.2160845163945204]
["Downstate",2030,12,9,0.14630654898764839,2.8859782390359455E-6,8.7834120318485307E-7,8.1523841217176068E-2,1.6081032144039874E-6,4.8942271742730055E-7,0.17980899202341349,9.941567646905129E-4,1.267320878881002E-6,0.10019182201047452,5.5395659859664315E-4,7.0616706371653351E-7,24.63383190720765,3.3801329999477439,6.3366043944050099E-2,28.077330951099444,11.148157505451637,1.9883135293810259,2.9148380214263046E-2,13.165619415046926,13.72627961543501,1.8834524352285866,3.5308353185826674E-2,15.645040403849421,6.2118929646494205,1.1079131971932863,1.6241842465480272E-2,7.3360480043081875]
["Downstate",2030,12,10,0.129506366203927,2.5545852681735168E-6,7.7748247292237475E-7,7.216256899008483E-2,1.4234469011766303E-6,4.3322296992332227E-7,0.15916176909968044,8.7999909042342506E-4,1.1217961395022834E-6,8.8686930842874406E-2,4.9034651295749745E-4,6.2507885660365064E-7,21.805162366656219,2.9919969074396451,5.6089806975114169E-2,24.853249081070977,9.868029684180188,1.7599981808468501,2.5801311208552519E-2,11.65382917623559,12.150109525473793,1.6671781440554914,3.1253942830182534E-2,13.848541612359467,5.4985897122582132,0.98069302591499485,1.4376813701883965E-2,6.4936595518750924]
["Downstate",2030,12,11,0.12589380231509337,2.4833254316013269E-6,7.5579469657431688E-7,7.0149603152957193E-2,1.3837400278885209E-6,4.2113826935737595E-7,0.15472197145585659,8.5545162585118763E-4,1.0905037764858E-6,8.6213019998445675E-2,4.7666835830264138E-4,6.0764236007278516E-7,21.196910089452352,2.9085355278940379,5.452518882429E-2,24.15997080617068,9.5927622302631086,1.7109032517023752,2.5081586859173399E-2,11.328747068824656,11.811183739787058,1.6206724182289807,3.0382118003639259E-2,13.462238276019679,5.3452072399036314,0.95333671660528274,1.3975774281674059E-2,6.312519730790588]
["Downstate",2030,12,12,0.13266401882260204,2.6168717263463522E-6,7.9643922106193334E-7,7.3922052570861485E-2,1.4581536956516414E-6,4.4378590737223875E-7,0.16304248625453577,9.0145542121052827E-4,1.1491480189607893E-6,9.084931503777402E-2,5.0230224915860677E-4,6.40319666351373E-7,22.3368206168714,3.0649484321157963,5.7457400948039465E-2,25.459226449935233,10.108634147781217,1.8029108424210565,2.6430404436098155E-2,11.937975394638372,12.446356160175041,1.707827647139263,3.201598331756865E-2,14.186199790631873,5.6326575323419892,1.0046044983172135,1.4727352326081579E-2,6.6519893829852847]
["Downstate",2030,12,13,0.15006029637052287,2.9600229987324406E-6,9.0087656483161243E-7,8.3615476265151159E-2,1.649361881731112E-6,5.0197970313555585E-7,0.18442230248624294,1.0196635747372665E-3,1.2998361863998976E-6,0.1027624163704645,5.6816931256328698E-4,7.2428500023844475E-7,25.265855440615283,3.4668561541067064,6.4991809319994875E-2,28.797703404041986,11.434182754147063,2.0393271494745329,2.9896232287197646E-2,13.503406135908794,14.078451042753636,1.9317756627151756,3.6214250011922237E-2,16.046440955480737,6.371269814968799,1.1363386251265739,1.665855500548423E-2,7.5242669951008567]
["Downstate",2030,12,14,0.15520695084318961,3.0615436272670333E-6,9.3177414742909709E-7,8.6483256586213711E-2,1.7059304472409221E-6,5.1919622307332415E-7,0.19074747903798517,1.054635224297248E-3,1.3444169841476971E-6,0.1062868839520105,5.8765595362999243E-4,7.491259790057961E-7,26.132404628203968,3.5857597626106434,6.7220849207384858E-2,29.785385240021995,11.82634370035508,2.1092704485944962,3.0921590635397032E-2,13.966535739584973,14.561303101425437,1.9980302423419742,3.7456298950289804E-2,16.596789642717702,6.5897868050246506,1.1753119072599849,1.7229897517133309E-2,7.7823286098017688]
["Downstate",2030,12,15,0.17156816545194184,3.3842777061703792E-6,1.0299975627475067E-6,9.5599930249240669E-2,1.8857619174378517E-6,5.7392754008978102E-7,0.21085521534531101,1.1658100985212137E-3,1.486139340535688E-6,0.1174911664212366,6.4960398573304782E-4,8.280954507009696E-7,28.887164502307609,3.9637543349721267,7.4306967026784396E-2,32.925225804306521,13.073023351409283,2.3316201970424273,3.4181204832320823E-2,15.438824753284031,16.096289799709414,2.2086535514923624,4.1404772535048477E-2,18.346348123736824,7.2844523181166689,1.2992079714660956,1.9046195366122301E-2,8.6027064849488877]
["Downstate",2030,12,16,0.19462645729041184,3.8391153667919998E-6,1.1684264159801739E-6,0.1084482992087015,2.1392031576330484E-6,6.5106183058397122E-7,0.23919357915708417,1.3224917848301311E-3,1.6858724001999651E-6,0.13328165760383295,7.3690898338811485E-4,9.3938921269972979E-7,32.769520344520529,4.4964720684224453,8.4293620009998252E-2,37.35028603295298,14.830001907739218,2.6449835696602624,3.8775065204599196E-2,17.513760542604082,18.259587091725116,2.5054905435195907,4.6969460634986492E-2,20.812047095879695,8.2634627714376432,1.4738179667762297,2.1605951892093786E-2,9.7588866901059657]
["Downstate",2030,12,17,0.20113170101159639,3.9674349256146798E-6,1.2074801947522938E-6,0.11207310247194881,2.2107044226885268E-6,6.7282308516607344E-7,0.24718844558286243,1.3666950832889177E-3,1.7422214238568809E-6,0.13773649729185475,7.6153961482439993E-4,9.7078759431104869E-7,33.864817044852153,4.6467632831823202,8.7111071192844045E-2,38.598691399227313,15.32568362613747,2.7333901665778355,4.0071092748708258E-2,18.099144885464014,18.869900128984099,2.5892346904029599,4.8539379715552437E-2,21.507674199102613,8.5396628320949937,1.5230792296487998,2.2328114669154121E-2,10.085070176412948]
["Downstate",2030,12,18,0.25097389247895813,4.9505999374065493E-6,1.5067043287759063E-6,0.13984579570555331,2.7585362789260082E-6,8.3955451967313301E-7,0.30844390044798198,1.7053740566987867E-3,2.1739591029480932E-6,0.17186880381308567,9.5025577991003326E-4,1.2113572355283774E-6,42.256814361373529,5.7982717927758749,0.10869795514740466,48.163784109296813,19.123521827774884,3.4107481133975734,5.0001059367806147E-2,22.584271000540262,23.546026122392735,3.2308696516941131,6.0567861776418867E-2,26.837463635863269,10.655865836411312,1.9005115598200666,2.7861216417152682E-2,12.584238612648532]
["Downstate",2030,12,19,0.25987425820347371,5.1261646129330145E-6,1.5601370561100479E-6,0.14480519094193101,2.8563631146350025E-6,8.6932790445413119E-7,0.31938234305795693,1.7658522707942729E-3,2.2510548952444972E-6,0.17796384101182428,9.8395499814144015E-4,1.2543159764266748E-6,43.755380998940097,6.003897720700528,0.11255274476222486,49.871831464402852,19.801705269593331,3.531704541588546,5.1774262590623434E-2,23.3851840737725,24.381046218619925,3.3454469936808966,6.271579882133374E-2,27.789209011122157,11.033758142733106,1.9679099962828803,2.8849267457813521E-2,13.0305174064738]
["Downstate",2030,12,20,0.25008538122664997,4.9330735576440381E-6,1.5013702131960119E-6,0.13935070610940023,2.7487703606485463E-6,8.3658228367564458E-7,0.30735193078712642,1.6993365998788574E-3,2.1662627361828167E-6,0.17126034464388551,9.4689163336601886E-4,1.207068723589144E-6,42.107214517836319,5.7777444395881155,0.10831313680914083,47.993272094233575,19.055819708801838,3.3986731997577149,4.9824042932204785E-2,22.504316951491756,23.462667216212314,3.2194315534444642,6.0353436179457202E-2,26.742452205836237,10.618141367920902,1.8937832667320378,2.7762580642550314E-2,12.539687215295491]
["Downstate",2030,12,21,0.23333400867208809,4.6026433957616001E-6,1.4008045117535304E-6,0.13001663155322191,2.5646505366415981E-6,7.8054581549961693E-7,0.28676469504897273,1.5855105923747461E-3,2.0211607955300935E-6,0.15978887908727871,8.8346635660049497E-4,1.1262161052208757E-6,39.286763221709265,5.3907360140741369,0.10105803977650468,44.778557275559905,17.779411093036309,3.1710211847494922,4.6486698297192153E-2,20.996918976082991,21.891076434957181,3.0037856124416829,5.6310805261043782E-2,24.951172852659909,9.9069105034112805,1.76693271320099,2.5902970420080142E-2,11.699746187032352]
["Downstate",2030,12,22,0.19776170632619144,3.9009599018030894E-6,1.1872486657661579E-6,0.11019529923254034,2.1736637069883599E-6,6.6154982386602262E-7,0.24304676257755775,1.3437958826950384E-3,1.7130302177483131E-6,0.13542869965714435,7.4877989349864246E-4,9.545218887209753E-7,33.297406473125413,4.5689060011631311,8.5651510887415655E-2,37.951963985175958,15.06889927980858,2.6875917653900769,3.9399695008211201E-2,17.795890740206868,18.553731853028776,2.5458516378953844,4.7726094436048763E-2,21.147309585360208,8.396579378742949,1.497559786997285,2.1954003440582431E-2,9.916093169180817]
["Downstate",2030,12,23,0.18460206979511204,3.6413787352380586E-6,1.1082457020289745E-6,0.10286258496609942,2.0290218303776041E-6,6.1752838315840126E-7,0.22687372728678862,1.2543758138822236E-3,1.5990402272132344E-6,0.12641688186656985,6.9895391139485909E-4,8.910052385571217E-7,31.081700638290041,4.2648777671995601,7.9952011360661726E-2,35.426530416850262,14.066171091780895,2.5087516277644473,3.6777925225904388E-2,16.611700644771247,17.319112815720068,2.376443298742521,4.4550261927856084E-2,19.740106376390447,7.8378466757273308,1.3979078227897181,2.0493120486813798E-2,9.2562476190038634]
["Downstate",2030,12,24,0.17287899947478752,3.4101346380103883E-6,1.0378670637422921E-6,9.6330343381666933E-2,1.9001697236520919E-6,5.7831252458976717E-7,0.21246621462038637,1.174717249432883E-3,1.4974939062567355E-6,0.11838883539101948,6.5456716176067505E-4,8.3442235690809248E-7,29.107871402992931,3.9940386480718022,7.4874695312836775E-2,33.176784746377571,13.172905306463955,2.3494344988657661,3.4442359843904917E-2,15.556782165173626,16.21927044856967,2.2255283499862952,4.1721117845404623E-2,18.48651991640137,7.3401077942432078,1.3091343235213502,1.9191714208886126E-2,8.6684338319734451]