## Cover
Electricity Grid Emission Factors for New York State
Prepared by:
August 2022
Summary
This workbook provides a database of CO2, CH4, and N2O emission factors, and associated societal value of emissions, for New York State from 2022 through 2030.
Outputs in this workbook were calculated based on the methods and data sources described in NYSERDA's Grid Emission Factor white paper.
Color key
User selection
Key Tabs | Description
Month-Hour Data Viewer | This tab allows the user to select inputs to populate a month-hour heat map of marginal emission factors or societal value of emissions. Note that macros must be enabled for this viewer to function. Values in the subsequent database tabs are usable w/o macros.
Annual Outputs | This tab provides a database of annual marginal and average emission factor outputs for statewide, upstate, and downstate New York.
Month-Hour Outputs | This tab provides a database of month-hour marginal emission factor outputs for statewide, upstate, and downstate New York.
Region definitions
Statewide | All NYISO zones
Upstate | NYISO zones A-E
Downstate | NYISO zones F-K
Select the emission factor type based on the following use-case definitions:
Emission Factor Type | Proposed use cases
Short-run marginal | 1.Avoided emissions of new supply-side renewable generation.
2.When the change in load will not cause the energy portfolio to rebalance to meet a compliance target, such as:
•Direct emissions change (e.g., determine the immediate emissions associated with load increase in a given hour)
•Emissions associated with a short-term or one-time change in load, that is not a recurring or prolonged change and wouldn’t result in additional renewable build
•Load shifting resources that do not have a large impact on total load (example: battery storage)
•Unanticipated changes in load - in the near-term, this can be evaluated using short-run marginal emission factors, but in the long-term they would affect renewable procurement and need to use long-run marginal emission factors
Long-run marginal | All other load modifying instances, since the energy portfolio will be expected to rebalance and build new renewables to accommodate the change in load. Long-run marginal emission factors are used as a proxy to re-running a capacity expansion model to determine new renewable build. Examples include:
•Building electrification
•Electric vehicles
•Behind-the-meter solar (or other distributed generation that does not generate RECs; therefore, just treated as a load modifier instead of clean energy supply)
•Energy efficiency
Average | When considering load impacts that are part of the expected total, such as:
•Calculating the total emissions footprint of a home, building, city, etc.

## Month-Hour Data Viewer
This lookup tab allows users to view a heat map of the month/hour values for greenhouse gas emission factors or social cost value per MWh. User can select the desired output type. Note that macros must be enabled for this viewer to function.
User Selection:
Output type |  | Value of emissions |  |  |  | Emission factors (metric tons/MWh) or Value of emissions (2020 $/MWh)
Greenhouse gas |  | Total value |  |  |  | Emission factors: CO2, CH4, or N2O; Value of emissions: total value for all three GHGs will be shown
Value discount rate |  | 2% |  |  |  | Discount rate for social cost values. 2% is the default value.
Emission factor type |  | Long-run marginal |  |  |  | Short-run marginal or Long-run marginal
Region |  | Statewide |  |  |  | Statewide, Upstate, or Downstate
Year |  | 2030 |  |  |  | 2022-2030
Heat map color range |  | Relative |  |  |  | Absolute = heat map colors will compare across all possible values; Relative = heat map colors will compare values only within the viewed data
Hour
Units = 2020 $/MWh |  | 1 | 2 | 3 | 4 | 5 | 6 | 7 | 8 | 9 | 10 | 11 | 12 | 13 | 14 | 15 | 16 | 17 | 18 | 19 | 20 | 21 | 22 | 23 | 24
Month | 1 | 18.9937 | 16.4175 | 15.2454 | 14.8926 | 15.1081 | 16.8522 | 19.4019 | 20.3153 | 20.1337 | 18.4096 | 18.7941 | 21.4978 | 23.1655 | 24.4131 | 23.9184 | 23.7561 | 20.8778 | 24.0381 | 25.5583 | 25.8696 | 21.4571 | 20.9174 | 19.5784 | 19.4104
| 2 | 13.0408 | 11.5161 | 11.6727 | 10.9645 | 11.1861 | 12.6594 | 12.9083 | 13.3044 | 14.8285 | 13.1081 | 12.9658 | 10.5922 | 12.312 | 10.6422 | 13.2224 | 14.8471 | 12.5794 | 19.1808 | 24.7108 | 24.1663 | 19.961 | 18.4271 | 17.011 | 14.4607
| 3 | 15.3996 | 14.467 | 15.7849 | 15.1551 | 14.4008 | 17.7665 | 16.9956 | 16.83 | 18.1364 | 13.9984 | 14.0495 | 13.8932 | 11.594 | 13.3578 | 14.0383 | 17.4329 | 16.8994 | 23.1158 | 26.2969 | 28.4891 | 26.6973 | 20.3977 | 17.1991 | 17.6944
| 4 | 12.2771 | 12.3036 | 12.2055 | 12.6785 | 11.5355 | 13.5312 | 11.7052 | 9.7759 | 8.4468 | 6.2115 | 5.484 | 5.8377 | 4.8084 | 5.7674 | 7.2657 | 11.0018 | 10.8045 | 11.612 | 14.2657 | 15.845 | 12.8191 | 12.2668 | 12.6242 | 12.4894
| 5 | 11.5918 | 11.8058 | 11.3313 | 11.4118 | 10.9803 | 11.7686 | 9.5115 | 8.7835 | 10.198 | 8.4408 | 8.4139 | 8.1264 | 7.2333 | 8.5998 | 9.258 | 9.403 | 9.6465 | 13.4663 | 13.477 | 15.885 | 15.2086 | 12.9373 | 12.1036 | 10.5194
| 6 | 19.3909 | 19.0303 | 20.1867 | 20.6336 | 19.5435 | 19.9276 | 18.5508 | 16.7965 | 16.4132 | 15.6644 | 15.9602 | 15.3311 | 16.7315 | 17.2441 | 16.926 | 18.4466 | 19.3704 | 20.1648 | 24 | 26.7394 | 27.7784 | 22.8264 | 20.5398 | 20.9313
| 7 | 24.6213 | 24.2059 | 23.4699 | 23.7783 | 23.9923 | 24.6528 | 24.1096 | 23.9416 | 23.5534 | 21.9428 | 22.2323 | 22.6573 | 22.8622 | 22.6555 | 24.072 | 25.2968 | 25.8105 | 26.6135 | 26.6102 | 27.2618 | 27.7764 | 26.6226 | 25.1646 | 24.912
| 8 | 22.5023 | 22.5272 | 22.552 | 22.9985 | 22.5847 | 23.5173 | 22.6742 | 21.215 | 20.9392 | 20.1265 | 20.2672 | 21.1753 | 22.5206 | 22.6142 | 22.8408 | 23.316 | 23.3501 | 23.1332 | 24.5161 | 25.822 | 24.6667 | 24.286 | 23.5444 | 22.9502
| 9 | 15.5005 | 15.6668 | 16.6872 | 16.9369 | 16.4063 | 19.2527 | 17.7975 | 15.2105 | 14.3581 | 13.5358 | 13.269 | 12.7541 | 14.5174 | 17.2761 | 18.1107 | 20.9113 | 17.7573 | 21.6603 | 26.7952 | 30.5178 | 20.4321 | 18.3788 | 16.9469 | 16.5389
| 10 | 13.8678 | 12.9324 | 15.553 | 14.1168 | 13.6113 | 16.6973 | 15.8246 | 14.82 | 12.2632 | 10.8644 | 11.0397 | 12.3566 | 13.0901 | 15.076 | 18.3931 | 18.1598 | 15.657 | 22.2357 | 29.0857 | 24.0238 | 18.7313 | 17.4419 | 16.5939 | 15.4098
| 11 | 19.723 | 17.1368 | 16.6512 | 17.2493 | 16.3701 | 19.7489 | 21.2748 | 20.118 | 18.9224 | 14.9161 | 15.0594 | 15.6471 | 17.4143 | 19.9017 | 21.6288 | 23.0686 | 23.6745 | 32.219 | 32.818 | 28.54 | 23.2977 | 22.756 | 21.3204 | 21.3595
| 12 | 19.0436 | 17.2613 | 16.1329 | 16.0421 | 15.3729 | 16.8808 | 19.4653 | 20.1934 | 17.617 | 15.3329 | 14.8516 | 15.563 | 17.6038 | 18.1381 | 20.1391 | 22.8228 | 23.4504 | 29.0759 | 29.8103 | 28.4002 | 26.7006 | 23.0675 | 21.6829 | 20.6534

## Helper tab (hidden)
User selection settings:
| Output | GHG options for emission factors | GHG options for value of emissions | Discount rate for CO2 | Discount rate for CH4 | Discount rate for N2O | Discount rate for value | Heat map color scheme
| Emission factors | CO2 emission factors | Total value | N/A | N/A | N/A | 2% | Absolute
| Value of emissions | CH4 emission factors |  |  |  |  | 3% | Relative
N2O emission factors
Heat Map Color Scale:
Min | 0
Mid | 17.5229
Max | 32.818 | Based on selection of emission factors or value of emissions

## Annual Outputs
|  | Annual Average of Short-run Marginal Emission Factors - Combustion Only - INTERNAL (metric tons of each GHG/MWh) |  |  | Annual Average of Long-run Marginal Emission Factors - Combustion Only - INTERNAL (metric tons of each GHG/MWh) |  |  | Annual Average of Emission Factors - Combustion Only - INTERNAL (metric tons of each GHG/MWh) |  |  | Annual Average of Short-run Marginal Emission Factors, Full Fuel Cycle (metric tons of each GHG/MWh) |  |  | Annual Average of Long-run Marginal Emission Factors, Full Fuel Cycle (metric tons of each GHG/MWh) |  |  | Average Emission Factors, Full Fuel Cycle (metric tons of each GHG/MWh) |  |  | Social Cost - Short-run Marginal - Fuel Cycle - 2% discount rate (2020 $/MWh) |  |  |  | Social Cost - Short-run Marginal - Fuel Cycle - 3% discount rate (2020 $/MWh) |  |  |  | Social Cost - Long-run Marginal - Fuel Cycle - 2% discount rate (2020 $/MWh) |  |  |  | Social Cost - Long-run Marginal - Fuel Cycle - 3% discount rate (2020 $/MWh) |  |  |  | Social Cost - Average - Fuel Cycle - 2% discount rate (2020 $/MWh) |  |  |  | Social Cost - Average - Fuel Cycle - 3% discount rate (2020 $/MWh)
GHG Index: |  | CO2 | CH4 | N2O | CO2 | CH4 | N2O | CO2 | CH4 | N2O | CO2 | CH4 | N2O | CO2 | CH4 | N2O | CO2 | CH4 | N2O | CO2 | CH4 | N2O | Total value of emissions | CO2 | CH4 | N2O | Total value of emissions | CO2 | CH4 | N2O | Total value of emissions | CO2 | CH4 | N2O | Total value of emissions | CO2 | CH4 | N2O | Total value of emissions | CO2 | CH4 | N2O | Total value of emissions
Output Type Index: |  | Emission factors | Emission factors | Emission factors | Emission factors | Emission factors | Emission factors | Emission factors | Emission factors | Emission factors | Emission factors | Emission factors | Emission factors | Emission factors | Emission factors | Emission factors | Emission factors | Emission factors | Emission factors | Value of emissions (2% discount rate) | Value of emissions (2% discount rate) | Value of emissions (2% discount rate) | Value of emissions (2% discount rate) | Value of emissions (3% discount rate) | Value of emissions (3% discount rate) | Value of emissions (3% discount rate) | Value of emissions (3% discount rate) | Value of emissions (2% discount rate) | Value of emissions (2% discount rate) | Value of emissions (2% discount rate) | Value of emissions (2% discount rate) | Value of emissions (3% discount rate) | Value of emissions (3% discount rate) | Value of emissions (3% discount rate) | Value of emissions (3% discount rate) | Value of emissions (2% discount rate) | Value of emissions (2% discount rate) | Value of emissions (2% discount rate) | Value of emissions (2% discount rate) | Value of emissions (3% discount rate) | Value of emissions (3% discount rate) | Value of emissions (3% discount rate) | Value of emissions (3% discount rate)
Emission Factor Type Index: |  | Short-run marginal | Short-run marginal | Short-run marginal | Long-run marginal | Long-run marginal | Long-run marginal | Average | Average | Average | Short-run marginal | Short-run marginal | Short-run marginal | Long-run marginal | Long-run marginal | Long-run marginal | Average | Average | Average | Short-run marginal | Short-run marginal | Short-run marginal | Short-run marginal | Short-run marginal | Short-run marginal | Short-run marginal | Short-run marginal | Long-run marginal | Long-run marginal | Long-run marginal | Long-run marginal | Long-run marginal | Long-run marginal | Long-run marginal | Long-run marginal | Average | Average | Average | Average | Average | Average | Average | Average
Region | Year | Short-run marginal - combustion - CO2 | Short-run marginal - combustion - CH4 | Short-run marginal - combustion - N2O | Long-run marginal - combustion - CO2 | Long-run marginal - combustion - CH4 | Long-run marginal - combustion - N2O | Average - combustion - CO2 | Average - combustion - CH4 | Average - combustion - N2O | Short-run marginal - fuel cycle - CO2 | Short-run marginal - fuel cycle - CH4 | Short-run marginal - fuel cycle - N2O | Long-run marginal - fuel cycle - CO2 | Long-run marginal - fuel cycle - CH4 | Long-run marginal - fuel cycle - N2O | Average - fuel cycle - CO2 | Average - fuel cycle - CH4 | Average - fuel cycle - N2O | Social Cost - short-run marginal - fuel cycle - 2% discount - CO2 | Social Cost - short-run marginal - fuel cycle - 2% discount - CH4 | Social Cost - short-run marginal - fuel cycle - 2% discount - N2O | Total Social Cost - short-run marginal - fuel cycle - 2% discount | Social Cost - short-run marginal - fuel cycle - 3% discount - CO2 | Social Cost - short-run marginal - fuel cycle - 3% discount - CH4 | Social Cost - short-run marginal - fuel cycle - 3% discount - N2O | Total Social Cost - short-run marginal - fuel cycle - 3% discount | Social Cost - long-run marginal - fuel cycle - 2% discount - CO2 | Social Cost - long-run marginal - fuel cycle - 2% discount - CH4 | Social Cost - long-run marginal - fuel cycle - 2% discount - N2O | Total Social Cost - long-run marginal - fuel cycle - 2% discount | Social Cost - long-run marginal - fuel cycle - 3% discount - CO2 | Social Cost - long-run marginal - fuel cycle - 3% discount - CH4 | Social Cost - long-run marginal - fuel cycle - 3% discount - N2O | Total Social Cost - long-run marginal - fuel cycle - 3% discount | Social Cost - average - fuel cycle - 2% discount - CO2 | Social Cost - average - fuel cycle - 2% discount - CH4 | Social Cost - average - fuel cycle - 2% discount - N2O | Total Social Cost - average - fuel cycle - 2% discount | Social Cost - average - fuel cycle - 3% discount - CO2 | Social Cost - average - fuel cycle - 3% discount - CH4 | Social Cost - average - fuel cycle - 3% discount - N2O | Total Social Cost - average - fuel cycle - 3% discount
Statewide | 2022 | 0.2689 | 5.3043e-06 | 1.6143e-06 | 0.25443 | 5.0187e-06 | 1.5274e-06 | 0.13904 | 2.7426e-06 | 8.3471e-07 | 0.33048 | 0.0018272 | 2.3293e-06 | 0.31269 | 0.0017288 | 2.2039e-06 | 0.17088 | 0.00094477 | 1.2044e-06 | 40.9794 | 5.1162 | 0.10249 | 46.1981 | 17.5154 | 2.9235 | 0.044256 | 20.4832 | 38.7735 | 4.8408 | 0.096971 | 43.7113 | 16.5726 | 2.7662 | 0.041874 | 19.3806 | 21.1887 | 2.6454 | 0.052992 | 23.8871 | 9.0565 | 1.5116 | 0.022883 | 10.591
Statewide | 2023 | 0.2689 | 5.3043e-06 | 1.6143e-06 | 0.24603 | 4.8531e-06 | 1.477e-06 | 0.13904 | 2.7426e-06 | 8.3471e-07 | 0.33048 | 0.0018272 | 2.3293e-06 | 0.30237 | 0.0016718 | 2.1311e-06 | 0.17088 | 0.00094477 | 1.2044e-06 | 41.6404 | 5.2989 | 0.10482 | 47.0441 | 17.8459 | 2.9235 | 0.046585 | 20.816 | 38.0985 | 4.8482 | 0.095901 | 43.0426 | 16.3279 | 2.6749 | 0.042623 | 19.0454 | 21.5305 | 2.7398 | 0.054196 | 24.3245 | 9.2273 | 1.5116 | 0.024087 | 10.7631
Statewide | 2024 | 0.2689 | 5.3043e-06 | 1.6143e-06 | 0.22042 | 4.3478e-06 | 1.3233e-06 | 0.13904 | 2.7426e-06 | 8.3471e-07 | 0.33048 | 0.0018272 | 2.3293e-06 | 0.27089 | 0.0014977 | 1.9093e-06 | 0.17088 | 0.00094477 | 1.2044e-06 | 42.3013 | 5.2989 | 0.10482 | 47.705 | 18.1763 | 3.1062 | 0.046585 | 21.3292 | 34.6739 | 4.3434 | 0.085917 | 39.1032 | 14.8989 | 2.5462 | 0.038185 | 17.4833 | 21.8722 | 2.7398 | 0.054196 | 24.6663 | 9.3982 | 1.6061 | 0.024087 | 11.0284
Statewide | 2025 | 0.2689 | 5.3043e-06 | 1.6143e-06 | 0.21162 | 4.1743e-06 | 1.2704e-06 | 0.13904 | 2.7426e-06 | 8.3471e-07 | 0.33048 | 0.0018272 | 2.3293e-06 | 0.26008 | 0.001438 | 1.8331e-06 | 0.17088 | 0.00094477 | 1.2044e-06 | 42.6318 | 5.4816 | 0.10715 | 48.2206 | 18.5068 | 3.1062 | 0.048915 | 21.662 | 33.5499 | 4.3139 | 0.084321 | 37.9481 | 14.5643 | 2.4445 | 0.038494 | 17.0473 | 22.0431 | 2.8343 | 0.055401 | 24.9328 | 9.5691 | 1.6061 | 0.025292 | 11.2005
Statewide | 2026 | 0.255 | 5.0299e-06 | 1.5308e-06 | 0.18664 | 3.6816e-06 | 1.1205e-06 | 0.13413 | 2.6458e-06 | 8.0525e-07 | 0.31339 | 0.0017327 | 2.2088e-06 | 0.22938 | 0.0012682 | 1.6167e-06 | 0.16485 | 0.00091143 | 1.1619e-06 | 41.0536 | 5.3714 | 0.10381 | 46.5287 | 17.863 | 3.1189 | 0.046385 | 21.0282 | 30.0483 | 3.9315 | 0.075984 | 34.0558 | 13.0745 | 2.2828 | 0.03395 | 15.3912 | 21.5948 | 2.8254 | 0.054607 | 24.4748 | 9.3962 | 1.6406 | 0.024399 | 11.0612
Statewide | 2027 | 0.23153 | 4.567e-06 | 1.39e-06 | 0.16397 | 3.2344e-06 | 9.844e-07 | 0.10223 | 2.0166e-06 | 6.1376e-07 | 0.28454 | 0.0015732 | 2.0055e-06 | 0.20152 | 0.0011142 | 1.4203e-06 | 0.12564 | 0.00069468 | 8.8556e-07 | 37.5597 | 4.877 | 0.094259 | 42.531 | 16.7881 | 2.8318 | 0.042116 | 19.662 | 26.6007 | 3.454 | 0.066756 | 30.1214 | 11.8897 | 2.0056 | 0.029827 | 13.9251 | 16.5851 | 2.1535 | 0.041621 | 18.7802 | 7.413 | 1.2504 | 0.018597 | 8.6821
Statewide | 2028 | 0.20367 | 4.0175e-06 | 1.2227e-06 | 0.12742 | 2.5134e-06 | 7.6494e-07 | 0.071973 | 1.4197e-06 | 4.3208e-07 | 0.25031 | 0.001384 | 1.7642e-06 | 0.15659 | 0.00086581 | 1.1037e-06 | 0.088454 | 0.00048906 | 6.2344e-07 | 33.5415 | 4.4286 | 0.084683 | 38.0548 | 15.0186 | 2.6295 | 0.038813 | 17.6869 | 20.9837 | 2.7706 | 0.052978 | 23.8073 | 9.3957 | 1.645 | 0.024281 | 11.065 | 11.8528 | 1.565 | 0.029925 | 13.4477 | 5.3072 | 0.92921 | 0.013716 | 6.2502
Statewide | 2029 | 0.18587 | 3.6664e-06 | 1.1159e-06 | 0.1125 | 2.219e-06 | 6.7536e-07 | 0.048255 | 9.5185e-07 | 2.8969e-07 | 0.22843 | 0.001263 | 1.61e-06 | 0.13826 | 0.00076441 | 9.7445e-07 | 0.059304 | 0.00032789 | 4.1799e-07 | 31.0668 | 4.1679 | 0.078891 | 35.3136 | 13.9344 | 2.3997 | 0.035421 | 16.3695 | 18.8028 | 2.5226 | 0.047748 | 21.3731 | 8.4336 | 1.4524 | 0.021438 | 9.9074 | 8.0654 | 1.082 | 0.020481 | 9.1679 | 3.6176 | 0.62299 | 0.0091957 | 4.2498
Statewide | 2030 | 0.16805 | 3.315e-06 | 1.0089e-06 | 0.093642 | 1.8471e-06 | 5.6217e-07 | 0.024536 | 4.8399e-07 | 1.473e-07 | 0.20654 | 0.0011419 | 1.4557e-06 | 0.11509 | 0.0006363 | 8.1114e-07 | 0.030155 | 0.00016672 | 2.1254e-07 | 28.2956 | 3.8826 | 0.072785 | 32.251 | 12.8053 | 2.2839 | 0.033481 | 15.1227 | 15.7667 | 2.1634 | 0.040557 | 17.9706 | 7.1353 | 1.2726 | 0.018656 | 8.4265 | 4.1312 | 0.56686 | 0.010627 | 4.7087 | 1.8696 | 0.33345 | 0.0048883 | 2.2079
Upstate | 2022 | 0.2491 | 4.9136e-06 | 1.4954e-06 | 0.23569 | 4.6491e-06 | 1.4149e-06 | 0.032715 | 6.4532e-07 | 1.964e-07 | 0.30614 | 0.0016926 | 2.1577e-06 | 0.28966 | 0.0016015 | 2.0416e-06 | 0.040206 | 0.0002223 | 2.8338e-07 | 37.9611 | 4.7394 | 0.094939 | 42.7954 | 16.2253 | 2.7082 | 0.040996 | 18.9745 | 35.9177 | 4.4842 | 0.089829 | 40.4918 | 15.3519 | 2.5624 | 0.03879 | 17.9531 | 4.9856 | 0.62244 | 0.012469 | 5.6205 | 2.1309 | 0.35568 | 0.0053842 | 2.492
Upstate | 2023 | 0.2491 | 4.9136e-06 | 1.4954e-06 | 0.22791 | 4.4957e-06 | 1.3682e-06 | 0.032715 | 6.4532e-07 | 1.964e-07 | 0.30614 | 0.0016926 | 2.1577e-06 | 0.2801 | 0.0015487 | 1.9742e-06 | 0.040206 | 0.0002223 | 2.8338e-07 | 38.5734 | 4.9086 | 0.097097 | 43.5791 | 16.5315 | 2.7082 | 0.043154 | 19.2828 | 35.2924 | 4.4911 | 0.088838 | 39.8724 | 15.1253 | 2.4778 | 0.039484 | 17.6427 | 5.066 | 0.64467 | 0.012752 | 5.7234 | 2.1711 | 0.35568 | 0.0056676 | 2.5325
Upstate | 2024 | 0.2491 | 4.9136e-06 | 1.4954e-06 | 0.20418 | 4.0276e-06 | 1.2258e-06 | 0.032715 | 6.4532e-07 | 1.964e-07 | 0.30614 | 0.0016926 | 2.1577e-06 | 0.25094 | 0.0013874 | 1.7686e-06 | 0.040206 | 0.0002223 | 2.8338e-07 | 39.1857 | 4.9086 | 0.097097 | 44.1914 | 16.8376 | 2.8775 | 0.043154 | 19.7582 | 32.12 | 4.0235 | 0.079589 | 36.2231 | 13.8016 | 2.3586 | 0.035373 | 16.1956 | 5.1464 | 0.64467 | 0.012752 | 5.8038 | 2.2113 | 0.37791 | 0.0056676 | 2.5949
Upstate | 2025 | 0.2491 | 4.9136e-06 | 1.4954e-06 | 0.19603 | 3.8668e-06 | 1.1769e-06 | 0.032715 | 6.4532e-07 | 1.964e-07 | 0.30614 | 0.0016926 | 2.1577e-06 | 0.24092 | 0.001332 | 1.6981e-06 | 0.040206 | 0.0002223 | 2.8338e-07 | 39.4918 | 5.0779 | 0.099255 | 44.6689 | 17.1437 | 2.8775 | 0.045312 | 20.0665 | 31.0789 | 3.9961 | 0.07811 | 35.1531 | 13.4916 | 2.2645 | 0.035659 | 15.7917 | 5.1866 | 0.6669 | 0.013035 | 5.8665 | 2.2516 | 0.37791 | 0.005951 | 2.6354
Upstate | 2026 | 0.25006 | 4.9325e-06 | 1.5012e-06 | 0.18302 | 3.6102e-06 | 1.0988e-06 | 0.033533 | 6.6145e-07 | 2.0131e-07 | 0.30732 | 0.0016991 | 2.166e-06 | 0.22493 | 0.0012437 | 1.5854e-06 | 0.041211 | 0.00022786 | 2.9046e-07 | 40.2584 | 5.2673 | 0.1018 | 45.6275 | 17.517 | 3.0584 | 0.045486 | 20.621 | 29.4663 | 3.8553 | 0.074512 | 33.3962 | 12.8212 | 2.2386 | 0.033293 | 15.0931 | 5.3987 | 0.70636 | 0.013652 | 6.1187 | 2.3491 | 0.41014 | 0.0060998 | 2.7653
Upstate | 2027 | 0.22789 | 4.4953e-06 | 1.3681e-06 | 0.1614 | 3.1837e-06 | 9.6894e-07 | 0.023718 | 4.6786e-07 | 1.4239e-07 | 0.28008 | 0.0015485 | 1.974e-06 | 0.19836 | 0.0010967 | 1.398e-06 | 0.02915 | 0.00016117 | 2.0545e-07 | 36.97 | 4.8004 | 0.092779 | 41.8632 | 16.5245 | 2.7873 | 0.041454 | 19.3533 | 26.183 | 3.3998 | 0.065708 | 29.6485 | 11.703 | 1.9741 | 0.029359 | 13.7064 | 3.8477 | 0.49962 | 0.0096562 | 4.357 | 1.7198 | 0.2901 | 0.0043145 | 2.0142
Upstate | 2028 | 0.2013 | 3.9708e-06 | 1.2085e-06 | 0.12594 | 2.4842e-06 | 7.5605e-07 | 0.01554 | 3.0653e-07 | 9.3291e-08 | 0.2474 | 0.0013679 | 1.7437e-06 | 0.15477 | 0.00085574 | 1.0909e-06 | 0.019098 | 0.00010559 | 1.3461e-07 | 33.1515 | 4.3772 | 0.083698 | 37.6124 | 14.844 | 2.5989 | 0.038362 | 17.4813 | 20.7397 | 2.7384 | 0.052362 | 23.5304 | 9.2864 | 1.6259 | 0.023999 | 10.9363 | 2.5591 | 0.33789 | 0.0064611 | 2.9035 | 1.1459 | 0.20062 | 0.0029613 | 1.3495
Upstate | 2029 | 0.1849 | 3.6473e-06 | 1.11e-06 | 0.11191 | 2.2075e-06 | 6.7184e-07 | 0.0098145 | 1.936e-07 | 5.8921e-08 | 0.22724 | 0.0012564 | 1.6016e-06 | 0.13753 | 0.00076042 | 9.6936e-07 | 0.012062 | 6.669e-05 | 8.5014e-08 | 30.9047 | 4.1461 | 0.07848 | 35.1293 | 13.8617 | 2.3872 | 0.035236 | 16.2841 | 18.7047 | 2.5094 | 0.047499 | 21.2616 | 8.3896 | 1.4448 | 0.021326 | 9.8557 | 1.6404 | 0.22008 | 0.0041657 | 1.8647 | 0.73578 | 0.12671 | 0.0018703 | 0.86436
Upstate | 2030 | 0.16844 | 3.3226e-06 | 1.0112e-06 | 0.093858 | 1.8514e-06 | 5.6347e-07 | 0.0040894 | 8.0665e-08 | 2.455e-08 | 0.20701 | 0.0011446 | 1.4591e-06 | 0.11535 | 0.00063777 | 8.1301e-07 | 0.0050258 | 2.7787e-05 | 3.5423e-08 | 28.3609 | 3.8915 | 0.072953 | 32.3254 | 12.8349 | 2.2891 | 0.033559 | 15.1576 | 15.8031 | 2.1684 | 0.040651 | 18.0121 | 7.1518 | 1.2755 | 0.018699 | 8.446 | 0.68853 | 0.094477 | 0.0017711 | 0.78478 | 0.3116 | 0.055575 | 0.00081472 | 0.36799
Downstate | 2022 | 0.30098 | 5.937e-06 | 1.8069e-06 | 0.28478 | 5.6175e-06 | 1.7097e-06 | 0.31079 | 6.1306e-06 | 1.8658e-06 | 0.3699 | 0.0020452 | 2.6071e-06 | 0.34999 | 0.0019351 | 2.4668e-06 | 0.38196 | 0.0021118 | 2.6921e-06 | 45.868 | 5.7265 | 0.11471 | 51.7093 | 19.6049 | 3.2723 | 0.049536 | 22.9267 | 43.399 | 5.4183 | 0.10854 | 48.9258 | 18.5496 | 3.0961 | 0.046869 | 21.6926 | 47.363 | 5.9132 | 0.11845 | 53.3946 | 20.2439 | 3.3789 | 0.05115 | 23.674
Downstate | 2023 | 0.30098 | 5.937e-06 | 1.8069e-06 | 0.27538 | 5.432e-06 | 1.6532e-06 | 0.31079 | 6.1306e-06 | 1.8658e-06 | 0.3699 | 0.0020452 | 2.6071e-06 | 0.33844 | 0.0018712 | 2.3854e-06 | 0.38196 | 0.0021118 | 2.6921e-06 | 46.6078 | 5.931 | 0.11732 | 52.6562 | 19.9748 | 3.2723 | 0.052143 | 23.2992 | 42.6435 | 5.4265 | 0.10734 | 48.1774 | 18.2758 | 2.994 | 0.047708 | 21.3174 | 48.127 | 6.1243 | 0.12115 | 54.3724 | 20.6258 | 3.3789 | 0.053842 | 24.0586
Downstate | 2024 | 0.30098 | 5.937e-06 | 1.8069e-06 | 0.24671 | 4.8665e-06 | 1.4811e-06 | 0.31079 | 6.1306e-06 | 1.8658e-06 | 0.3699 | 0.0020452 | 2.6071e-06 | 0.30321 | 0.0016764 | 2.137e-06 | 0.38196 | 0.0021118 | 2.6921e-06 | 47.3476 | 5.931 | 0.11732 | 53.396 | 20.3447 | 3.4768 | 0.052143 | 23.8736 | 38.8103 | 4.8616 | 0.096167 | 43.768 | 16.6763 | 2.8499 | 0.042741 | 19.5689 | 48.8909 | 6.1243 | 0.12115 | 55.1364 | 21.0078 | 3.5901 | 0.053842 | 24.6518
Downstate | 2025 | 0.30098 | 5.937e-06 | 1.8069e-06 | 0.23686 | 4.6723e-06 | 1.422e-06 | 0.31079 | 6.1306e-06 | 1.8658e-06 | 0.3699 | 0.0020452 | 2.6071e-06 | 0.2911 | 0.0016095 | 2.0517e-06 | 0.38196 | 0.0021118 | 2.6921e-06 | 47.7175 | 6.1355 | 0.11993 | 53.973 | 20.7146 | 3.4768 | 0.05475 | 24.2462 | 37.5523 | 4.8285 | 0.09438 | 42.4752 | 16.3018 | 2.7361 | 0.043086 | 19.081 | 49.2728 | 6.3355 | 0.12384 | 55.7322 | 21.3898 | 3.5901 | 0.056534 | 25.0364
Downstate | 2026 | 0.26162 | 5.1605e-06 | 1.5706e-06 | 0.19149 | 3.7772e-06 | 1.1496e-06 | 0.27726 | 5.4691e-06 | 1.6645e-06 | 0.32152 | 0.0017777 | 2.2661e-06 | 0.23533 | 0.0013011 | 1.6587e-06 | 0.34075 | 0.001884 | 2.4016e-06 | 42.1196 | 5.5108 | 0.10651 | 47.737 | 18.3269 | 3.1998 | 0.047589 | 21.5743 | 30.8286 | 4.0336 | 0.077957 | 34.9401 | 13.414 | 2.3421 | 0.034832 | 15.7909 | 44.6381 | 5.8404 | 0.11288 | 50.5913 | 19.4227 | 3.3912 | 0.050435 | 22.8643
Downstate | 2027 | 0.23676 | 4.6701e-06 | 1.4213e-06 | 0.16768 | 3.3075e-06 | 1.0066e-06 | 0.22246 | 4.3882e-06 | 1.3355e-06 | 0.29097 | 0.0016088 | 2.0508e-06 | 0.20607 | 0.0011394 | 1.4524e-06 | 0.2734 | 0.0015116 | 1.927e-06 | 38.408 | 4.9872 | 0.096388 | 43.4915 | 17.1672 | 2.8958 | 0.043067 | 20.106 | 27.2014 | 3.532 | 0.068264 | 30.8017 | 12.1582 | 2.0509 | 0.030501 | 14.2396 | 36.0892 | 4.6861 | 0.090568 | 40.8658 | 16.1308 | 2.7209 | 0.040467 | 18.8922
Downstate | 2028 | 0.20748 | 4.0926e-06 | 1.2456e-06 | 0.1298 | 2.5604e-06 | 7.7924e-07 | 0.16276 | 3.2105e-06 | 9.771e-07 | 0.25499 | 0.0014098 | 1.7972e-06 | 0.15952 | 0.00088199 | 1.1243e-06 | 0.20003 | 0.0011059 | 1.4098e-06 | 34.1685 | 4.5114 | 0.086266 | 38.7662 | 15.2993 | 2.6787 | 0.039538 | 18.0175 | 21.3759 | 2.8224 | 0.053968 | 24.2523 | 9.5713 | 1.6758 | 0.024735 | 11.2718 | 26.8035 | 3.539 | 0.067671 | 30.4102 | 12.0016 | 2.1013 | 0.031016 | 14.1339
Downstate | 2029 | 0.18763 | 3.7011e-06 | 1.1264e-06 | 0.11356 | 2.2401e-06 | 6.8176e-07 | 0.11205 | 2.2102e-06 | 6.7268e-07 | 0.2306 | 0.001275 | 1.6253e-06 | 0.13957 | 0.00077165 | 9.8368e-07 | 0.13771 | 0.00076137 | 9.7058e-07 | 31.361 | 4.2074 | 0.079638 | 35.648 | 14.0663 | 2.4224 | 0.035756 | 16.5245 | 18.9809 | 2.5465 | 0.0482 | 21.5756 | 8.5135 | 1.4661 | 0.021641 | 10.0013 | 18.7281 | 2.5125 | 0.047558 | 21.2882 | 8.4001 | 1.4466 | 0.021353 | 9.8681
Downstate | 2030 | 0.16794 | 3.3127e-06 | 1.0082e-06 | 0.093578 | 1.8459e-06 | 5.6179e-07 | 0.061341 | 1.21e-06 | 3.6825e-07 | 0.2064 | 0.0011412 | 1.4547e-06 | 0.11501 | 0.00063587 | 8.1058e-07 | 0.075387 | 0.00041681 | 5.3134e-07 | 28.2762 | 3.8799 | 0.072735 | 32.2289 | 12.7965 | 2.2823 | 0.033458 | 15.1123 | 15.7559 | 2.1619 | 0.040529 | 17.9583 | 7.1304 | 1.2717 | 0.018643 | 8.4208 | 10.328 | 1.4172 | 0.026567 | 11.7717 | 4.674 | 0.83362 | 0.012221 | 5.5198

## Month-Hour Outputs
Time & Region |  |  |  | Short-run Marginal Emission Factors, Combustion Only - INTERNAL (metric tons of each GHG/MWh) |  |  | Long-run Marginal Emission Factors, Combustion Only - INTERNAL (metric tons of each GHG/MWh) |  |  | Short-run Marginal Emission Factors, Full Fuel Cycle (metric tons of each GHG/MWh) |  |  | Long-run Marginal Emission Factors, Full Fuel Cycle (metric tons of each GHG/MWh) |  |  | Social Cost - Short-run Marginal - Fuel Cycle - 2% discount rate (2020 $/MWh) |  |  |  | Social Cost - Short-run Marginal - Fuel Cycle - 3% discount rate (2020 $/MWh) |  |  |  | Social Cost - Long-run Marginal - Fuel Cycle - 2% discount rate (2020 $/MWh) |  |  |  | Social Cost - Long-run Marginal - Fuel Cycle - 3% discount rate (2020 $/MWh)
GHG Index: |  |  |  | CO2 emission factors | CH4 emission factors | N2O emission factors | CO2 emission factors | CH4 emission factors | N2O emission factors | CO2 emission factors | CH4 emission factors | N2O emission factors | CO2 emission factors | CH4 emission factors | N2O emission factors | CO2 value | CH4 value | N2O value | Total value | CO2 value | CH4 value | N2O value | Total value | CO2 value | CH4 value | N2O value | Total value | CO2 value | CH4 value | N2O value | Total value
Output Type Index: |  |  |  | Emission factors | Emission factors | Emission factors | Emission factors | Emission factors | Emission factors | Emission factors | Emission factors | Emission factors | Emission factors | Emission factors | Emission factors | Value of emissions | Value of emissions | Value of emissions | Value of emissions | Value of emissions | Value of emissions | Value of emissions | Value of emissions | Value of emissions | Value of emissions | Value of emissions | Value of emissions | Value of emissions | Value of emissions | Value of emissions | Value of emissions
Emission Factor Type Index: |  |  |  | Short-run marginal | Short-run marginal | Short-run marginal | Long-run marginal | Long-run marginal | Long-run marginal | Short-run marginal | Short-run marginal | Short-run marginal | Long-run marginal | Long-run marginal | Long-run marginal | Short-run marginal | Short-run marginal | Short-run marginal | Short-run marginal | Short-run marginal | Short-run marginal | Short-run marginal | Short-run marginal | Long-run marginal | Long-run marginal | Long-run marginal | Long-run marginal | Long-run marginal | Long-run marginal | Long-run marginal | Long-run marginal
Discount Rate: |  |  |  | N/A | N/A | N/A | N/A | N/A | N/A | N/A | N/A | N/A | N/A | N/A | N/A | 2% | 2% | 2% | 2% | 3% | 3% | 3% | 3% | 2% | 2% | 2% | 2% | 3% | 3% | 3% | 3%
Region | Year | Month | Hour | Short-run marginal - combustion - CO2 | Short-run marginal - combustion - CH4 | Short-run marginal - combustion - N2O | Long-run marginal - combustion - CO2 | Long-run marginal - combustion - CH4 | Long-run marginal - combustion - N2O | Short-run marginal - fuel cycle - CO2 | Short-run marginal - fuel cycle - CH4 | Short-run marginal - fuel cycle - N2O | Long-run marginal - fuel cycle - CO2 | Long-run marginal - fuel cycle - CH4 | Long-run marginal - fuel cycle - N2O | Social Cost - short-run marginal - fuel cycle - 2% discount - CO2 | Social Cost - short-run marginal - fuel cycle - 2% discount - CH4 | Social Cost - short-run marginal - fuel cycle - 2% discount - N2O | Total Social Cost - short-run marginal - fuel cycle - 2% discount | Social Cost - short-run marginal - fuel cycle - 3% discount - CO2 | Social Cost - short-run marginal - fuel cycle - 3% discount - CH4 | Social Cost - short-run marginal - fuel cycle - 3% discount - N2O | Total Social Cost - short-run marginal - fuel cycle - 3% discount | Social Cost - long-run marginal - fuel cycle - 2% discount - CO2 | Social Cost - long-run marginal - fuel cycle - 2% discount - CH4 | Social Cost - long-run marginal - fuel cycle - 2% discount - N2O | Total Social Cost - long-run marginal - fuel cycle - 2% discount | Social Cost - long-run marginal - fuel cycle - 3% discount - CO2 | Social Cost - long-run marginal - fuel cycle - 3% discount - CH4 | Social Cost - long-run marginal - fuel cycle - 3% discount - N2O | Total Social Cost - long-run marginal - fuel cycle - 3% discount
Statewide | 2022 | 1 | 1 | 0.26768 | 5.2802e-06 | 1.607e-06 | 0.25327 | 4.9959e-06 | 1.5205e-06 | 0.32898 | 0.0018189 | 2.3187e-06 | 0.31127 | 0.001721 | 2.1939e-06 | 40.7931 | 5.0929 | 0.10202 | 45.988 | 17.4357 | 2.9102 | 0.044055 | 20.39 | 38.5972 | 4.8188 | 0.09653 | 43.5125 | 16.4972 | 2.7536 | 0.041683 | 19.2925
Statewide | 2022 | 1 | 2 | 0.26174 | 5.163e-06 | 1.5713e-06 | 0.24765 | 4.8851e-06 | 1.4868e-06 | 0.32168 | 0.0017785 | 2.2672e-06 | 0.30436 | 0.0016828 | 2.1452e-06 | 39.8877 | 4.9799 | 0.099757 | 44.9674 | 17.0488 | 2.8456 | 0.043077 | 19.9375 | 37.7406 | 4.7118 | 0.094388 | 42.5468 | 16.1311 | 2.6925 | 0.040758 | 18.8643
Statewide | 2022 | 1 | 3 | 0.2731 | 5.387e-06 | 1.6395e-06 | 0.2584 | 5.097e-06 | 1.5513e-06 | 0.33563 | 0.0018557 | 2.3656e-06 | 0.31756 | 0.0017558 | 2.2382e-06 | 41.6182 | 5.1959 | 0.10409 | 46.9182 | 17.7884 | 2.9691 | 0.044946 | 20.8025 | 39.378 | 4.9162 | 0.098483 | 44.3927 | 16.8309 | 2.8093 | 0.042527 | 19.6827
Statewide | 2022 | 1 | 4 | 0.26392 | 5.206e-06 | 1.5844e-06 | 0.24972 | 4.9258e-06 | 1.4991e-06 | 0.32436 | 0.0017934 | 2.2861e-06 | 0.3069 | 0.0016968 | 2.1631e-06 | 40.2202 | 5.0214 | 0.10059 | 45.3422 | 17.1909 | 2.8694 | 0.043436 | 20.1037 | 38.0552 | 4.7511 | 0.095174 | 42.9015 | 16.2655 | 2.7149 | 0.041098 | 19.0216
Statewide | 2022 | 1 | 5 | 0.25864 | 5.1018e-06 | 1.5527e-06 | 0.24472 | 4.8272e-06 | 1.4691e-06 | 0.31786 | 0.0017575 | 2.2403e-06 | 0.30075 | 0.0016629 | 2.1198e-06 | 39.415 | 4.9209 | 0.098575 | 44.4345 | 16.8467 | 2.8119 | 0.042567 | 19.7012 | 37.2934 | 4.656 | 0.093269 | 42.0426 | 15.9399 | 2.6606 | 0.040275 | 18.6407
Statewide | 2022 | 1 | 6 | 0.2729 | 5.383e-06 | 1.6383e-06 | 0.25821 | 5.0933e-06 | 1.5501e-06 | 0.33539 | 0.0018543 | 2.3638e-06 | 0.31733 | 0.0017545 | 2.2366e-06 | 41.5878 | 5.1921 | 0.10401 | 46.8839 | 17.7754 | 2.9669 | 0.044913 | 20.7873 | 39.3492 | 4.9126 | 0.098411 | 44.3602 | 16.8186 | 2.8072 | 0.042495 | 19.6683
Statewide | 2022 | 1 | 7 | 0.28027 | 5.5284e-06 | 1.6826e-06 | 0.26518 | 5.2308e-06 | 1.592e-06 | 0.34444 | 0.0019044 | 2.4277e-06 | 0.3259 | 0.0018019 | 2.297e-06 | 42.7109 | 5.3324 | 0.10682 | 48.1501 | 18.2555 | 3.0471 | 0.046126 | 21.3487 | 40.4119 | 5.0453 | 0.10107 | 45.5583 | 17.2728 | 2.883 | 0.043643 | 20.1995
Statewide | 2022 | 1 | 8 | 0.29348 | 5.7891e-06 | 1.7619e-06 | 0.27769 | 5.4775e-06 | 1.6671e-06 | 0.36069 | 0.0019942 | 2.5422e-06 | 0.34127 | 0.0018869 | 2.4053e-06 | 44.7252 | 5.5838 | 0.11186 | 50.4209 | 19.1164 | 3.1908 | 0.048301 | 22.3555 | 42.3177 | 5.2833 | 0.10583 | 47.7068 | 18.0874 | 3.019 | 0.045701 | 21.1521
Statewide | 2022 | 1 | 9 | 0.29691 | 5.8566e-06 | 1.7825e-06 | 0.28092 | 5.5414e-06 | 1.6865e-06 | 0.36489 | 0.0020175 | 2.5718e-06 | 0.34525 | 0.0019089 | 2.4334e-06 | 45.2468 | 5.6489 | 0.11316 | 51.0089 | 19.3393 | 3.228 | 0.048865 | 22.6162 | 42.8112 | 5.3449 | 0.10707 | 48.2631 | 18.2983 | 3.0542 | 0.046234 | 21.3988
Statewide | 2022 | 1 | 10 | 0.26857 | 5.2976e-06 | 1.6123e-06 | 0.25411 | 5.0125e-06 | 1.5255e-06 | 0.33007 | 0.0018249 | 2.3264e-06 | 0.3123 | 0.0017267 | 2.2011e-06 | 40.9281 | 5.1098 | 0.10236 | 46.1403 | 17.4935 | 2.9199 | 0.044201 | 20.4575 | 38.725 | 4.8347 | 0.09685 | 43.6566 | 16.5518 | 2.7627 | 0.041821 | 19.3563
Statewide | 2022 | 1 | 11 | 0.26751 | 5.2769e-06 | 1.606e-06 | 0.25311 | 4.9928e-06 | 1.5196e-06 | 0.32877 | 0.0018178 | 2.3172e-06 | 0.31108 | 0.0017199 | 2.1925e-06 | 40.7678 | 5.0898 | 0.10196 | 45.9595 | 17.4249 | 2.9084 | 0.044028 | 20.3774 | 38.5733 | 4.8158 | 0.09647 | 43.4856 | 16.487 | 2.7519 | 0.041658 | 19.2805
Statewide | 2022 | 1 | 12 | 0.27173 | 5.3601e-06 | 1.6313e-06 | 0.25711 | 5.0716e-06 | 1.5435e-06 | 0.33396 | 0.0018464 | 2.3538e-06 | 0.31598 | 0.001747 | 2.2271e-06 | 41.4106 | 5.17 | 0.10357 | 46.6842 | 17.6997 | 2.9543 | 0.044722 | 20.6987 | 39.1815 | 4.8917 | 0.097991 | 44.1712 | 16.7469 | 2.7953 | 0.042314 | 19.5845
Statewide | 2022 | 1 | 13 | 0.29528 | 5.8245e-06 | 1.7727e-06 | 0.27938 | 5.511e-06 | 1.6773e-06 | 0.36289 | 0.0020064 | 2.5577e-06 | 0.34336 | 0.0018984 | 2.42e-06 | 44.9986 | 5.618 | 0.11254 | 50.7292 | 19.2333 | 3.2103 | 0.048597 | 22.4922 | 42.5764 | 5.3156 | 0.10648 | 47.9985 | 18.198 | 3.0375 | 0.045981 | 21.2814
Statewide | 2022 | 1 | 14 | 0.32148 | 6.3413e-06 | 1.93e-06 | 0.30417 | 6e-06 | 1.8261e-06 | 0.39509 | 0.0021844 | 2.7847e-06 | 0.37383 | 0.0020669 | 2.6348e-06 | 48.9914 | 6.1165 | 0.12253 | 55.2304 | 20.9399 | 3.4951 | 0.052909 | 24.4879 | 46.3543 | 5.7872 | 0.11593 | 52.2575 | 19.8127 | 3.307 | 0.050061 | 23.1698
Statewide | 2022 | 1 | 15 | 0.31827 | 6.2781e-06 | 1.9107e-06 | 0.30114 | 5.9402e-06 | 1.8079e-06 | 0.39115 | 0.0021627 | 2.7569e-06 | 0.3701 | 0.0020463 | 2.6085e-06 | 48.503 | 6.0555 | 0.1213 | 54.6798 | 20.7311 | 3.4603 | 0.052381 | 24.2438 | 45.8922 | 5.7295 | 0.11477 | 51.7365 | 19.6152 | 3.274 | 0.049562 | 22.9388
Statewide | 2022 | 1 | 16 | 0.31422 | 6.1981e-06 | 1.8864e-06 | 0.2973 | 5.8645e-06 | 1.7848e-06 | 0.38617 | 0.0021351 | 2.7218e-06 | 0.36538 | 0.0020202 | 2.5753e-06 | 47.8851 | 5.9783 | 0.11976 | 53.9832 | 20.467 | 3.4162 | 0.051714 | 23.9349 | 45.3075 | 5.6565 | 0.11331 | 51.0774 | 19.3653 | 3.2323 | 0.04893 | 22.6465
Statewide | 2022 | 1 | 17 | 0.32493 | 6.4094e-06 | 1.9507e-06 | 0.30744 | 6.0644e-06 | 1.8457e-06 | 0.39934 | 0.0022079 | 2.8146e-06 | 0.37784 | 0.0020891 | 2.6631e-06 | 49.5176 | 6.1821 | 0.12384 | 55.8235 | 21.1648 | 3.5327 | 0.053477 | 24.7509 | 46.8521 | 5.8494 | 0.11718 | 52.8186 | 20.0255 | 3.3425 | 0.050598 | 23.4186
Statewide | 2022 | 1 | 18 | 0.34384 | 6.7825e-06 | 2.0642e-06 | 0.32534 | 6.4174e-06 | 1.9531e-06 | 0.42258 | 0.0023364 | 2.9784e-06 | 0.39983 | 0.0022107 | 2.8181e-06 | 52.4 | 6.542 | 0.13105 | 59.0731 | 22.3968 | 3.7383 | 0.05659 | 26.1917 | 49.5794 | 6.1899 | 0.124 | 55.8933 | 21.1912 | 3.5371 | 0.053544 | 24.7818
Statewide | 2022 | 1 | 19 | 0.29577 | 5.8343e-06 | 1.7757e-06 | 0.27985 | 5.5203e-06 | 1.6801e-06 | 0.3635 | 0.0020098 | 2.562e-06 | 0.34394 | 0.0019016 | 2.4241e-06 | 45.0743 | 5.6274 | 0.11273 | 50.8145 | 19.2656 | 3.2157 | 0.048678 | 22.53 | 42.6481 | 5.3245 | 0.10666 | 48.0792 | 18.2286 | 3.0426 | 0.046058 | 21.3172
Statewide | 2022 | 1 | 20 | 0.28988 | 5.7181e-06 | 1.7403e-06 | 0.27428 | 5.4103e-06 | 1.6466e-06 | 0.35626 | 0.0019698 | 2.511e-06 | 0.33708 | 0.0018637 | 2.3758e-06 | 44.1764 | 5.5153 | 0.11048 | 49.8022 | 18.8818 | 3.1516 | 0.047709 | 22.0812 | 41.7984 | 5.2184 | 0.10454 | 47.1214 | 17.8655 | 2.982 | 0.045141 | 20.8926
Statewide | 2022 | 1 | 21 | 0.29446 | 5.8083e-06 | 1.7677e-06 | 0.27861 | 5.4957e-06 | 1.6726e-06 | 0.36188 | 0.0020008 | 2.5506e-06 | 0.3424 | 0.0018931 | 2.4133e-06 | 44.8734 | 5.6023 | 0.11223 | 50.588 | 19.1798 | 3.2013 | 0.048461 | 22.4296 | 42.458 | 5.3008 | 0.10619 | 47.8649 | 18.1474 | 3.029 | 0.045853 | 21.2222
Statewide | 2022 | 1 | 22 | 0.28712 | 5.6637e-06 | 1.7237e-06 | 0.27167 | 5.3588e-06 | 1.6309e-06 | 0.35287 | 0.001951 | 2.4871e-06 | 0.33388 | 0.001846 | 2.3532e-06 | 43.7561 | 5.4628 | 0.10943 | 49.3284 | 18.7022 | 3.1216 | 0.047255 | 21.8711 | 41.4008 | 5.1688 | 0.10354 | 46.6731 | 17.6955 | 2.9536 | 0.044711 | 20.6938
Statewide | 2022 | 1 | 23 | 0.28394 | 5.601e-06 | 1.7046e-06 | 0.26866 | 5.2995e-06 | 1.6129e-06 | 0.34896 | 0.0019294 | 2.4596e-06 | 0.33018 | 0.0018256 | 2.3272e-06 | 43.2716 | 5.4023 | 0.10822 | 48.7822 | 18.4951 | 3.0871 | 0.046732 | 21.6289 | 40.9423 | 5.1115 | 0.1024 | 46.1563 | 17.4995 | 2.9209 | 0.044216 | 20.4647
Statewide | 2022 | 1 | 24 | 0.28743 | 5.6697e-06 | 1.7256e-06 | 0.27196 | 5.3645e-06 | 1.6327e-06 | 0.35324 | 0.0019531 | 2.4897e-06 | 0.33423 | 0.0018479 | 2.3557e-06 | 43.8023 | 5.4686 | 0.10955 | 49.3805 | 18.722 | 3.1249 | 0.047305 | 21.8942 | 41.4445 | 5.1742 | 0.10365 | 46.7224 | 17.7142 | 2.9567 | 0.044758 | 20.7157
Statewide | 2022 | 2 | 1 | 0.22949 | 4.5268e-06 | 1.3777e-06 | 0.21713 | 4.2831e-06 | 1.3035e-06 | 0.28204 | 0.0015594 | 1.9878e-06 | 0.26685 | 0.0014754 | 1.8808e-06 | 34.9725 | 4.3662 | 0.087465 | 39.4262 | 14.9479 | 2.495 | 0.037769 | 17.4807 | 33.09 | 4.1312 | 0.082757 | 37.3039 | 14.1433 | 2.3607 | 0.035736 | 16.5397
Statewide | 2022 | 2 | 2 | 0.22095 | 4.3583e-06 | 1.3264e-06 | 0.20905 | 4.1237e-06 | 1.255e-06 | 0.27154 | 0.0015013 | 1.9139e-06 | 0.25693 | 0.0014205 | 1.8108e-06 | 33.6712 | 4.2038 | 0.08421 | 37.9592 | 14.3917 | 2.4022 | 0.036364 | 16.8303 | 31.8588 | 3.9775 | 0.079677 | 35.9159 | 13.6171 | 2.2728 | 0.034406 | 15.9243
Statewide | 2022 | 2 | 3 | 0.22275 | 4.3938e-06 | 1.3372e-06 | 0.21076 | 4.1573e-06 | 1.2653e-06 | 0.27375 | 0.0015136 | 1.9294e-06 | 0.25902 | 0.0014321 | 1.8256e-06 | 33.9452 | 4.238 | 0.084895 | 38.268 | 14.5088 | 2.4217 | 0.036659 | 16.9672 | 32.1179 | 4.0098 | 0.080326 | 36.2081 | 13.7278 | 2.2913 | 0.034686 | 16.0539
Statewide | 2022 | 2 | 4 | 0.22106 | 4.3605e-06 | 1.3271e-06 | 0.20916 | 4.1258e-06 | 1.2557e-06 | 0.27168 | 0.0015021 | 1.9148e-06 | 0.25706 | 0.0014213 | 1.8118e-06 | 33.6883 | 4.2059 | 0.084253 | 37.9785 | 14.399 | 2.4034 | 0.036382 | 16.8388 | 31.8749 | 3.9795 | 0.079718 | 35.9342 | 13.624 | 2.274 | 0.034424 | 15.9324
Statewide | 2022 | 2 | 5 | 0.21963 | 4.3323e-06 | 1.3185e-06 | 0.20781 | 4.0991e-06 | 1.2475e-06 | 0.26992 | 0.0014924 | 1.9024e-06 | 0.25539 | 0.001412 | 1.8e-06 | 33.47 | 4.1786 | 0.083707 | 37.7324 | 14.3057 | 2.3878 | 0.036146 | 16.7297 | 31.6684 | 3.9537 | 0.079201 | 35.7013 | 13.5357 | 2.2593 | 0.034201 | 15.8291
Statewide | 2022 | 2 | 6 | 0.24204 | 4.7743e-06 | 1.4531e-06 | 0.22901 | 4.5173e-06 | 1.3748e-06 | 0.29746 | 0.0016447 | 2.0966e-06 | 0.28145 | 0.0015561 | 1.9837e-06 | 36.8853 | 4.605 | 0.092249 | 41.5826 | 15.7655 | 2.6315 | 0.039835 | 18.4368 | 34.8998 | 4.3572 | 0.087283 | 39.3443 | 14.9169 | 2.4898 | 0.03769 | 17.4444
Statewide | 2022 | 2 | 7 | 0.24627 | 4.8578e-06 | 1.4785e-06 | 0.23302 | 4.5964e-06 | 1.3989e-06 | 0.30267 | 0.0016734 | 2.1332e-06 | 0.28637 | 0.0015833 | 2.0184e-06 | 37.5305 | 4.6856 | 0.093862 | 42.3099 | 16.0413 | 2.6775 | 0.040531 | 18.7593 | 35.5103 | 4.4334 | 0.08881 | 40.0324 | 15.1778 | 2.5334 | 0.03835 | 17.7495
Statewide | 2022 | 2 | 8 | 0.2395 | 4.7243e-06 | 1.4378e-06 | 0.22661 | 4.47e-06 | 1.3604e-06 | 0.29434 | 0.0016274 | 2.0746e-06 | 0.2785 | 0.0015398 | 1.9629e-06 | 36.4987 | 4.5568 | 0.091282 | 41.1468 | 15.6003 | 2.6039 | 0.039417 | 18.2435 | 34.534 | 4.3115 | 0.086368 | 38.9319 | 14.7605 | 2.4637 | 0.037295 | 17.2615
Statewide | 2022 | 2 | 9 | 0.2253 | 4.4442e-06 | 1.3526e-06 | 0.21317 | 4.205e-06 | 1.2798e-06 | 0.27689 | 0.0015309 | 1.9516e-06 | 0.26199 | 0.0014485 | 1.8465e-06 | 34.3347 | 4.2866 | 0.08587 | 38.7072 | 14.6753 | 2.4495 | 0.03708 | 17.1619 | 32.4865 | 4.0559 | 0.081247 | 36.6236 | 13.8854 | 2.3176 | 0.035084 | 16.2381
Statewide | 2022 | 2 | 10 | 0.21303 | 4.2022e-06 | 1.2789e-06 | 0.20157 | 3.976e-06 | 1.2101e-06 | 0.26182 | 0.0014476 | 1.8453e-06 | 0.24772 | 0.0013697 | 1.746e-06 | 32.4652 | 4.0532 | 0.081194 | 36.5996 | 13.8763 | 2.3161 | 0.035061 | 16.2274 | 30.7176 | 3.835 | 0.076823 | 34.6295 | 13.1293 | 2.1914 | 0.033174 | 15.3539
Statewide | 2022 | 2 | 11 | 0.20602 | 4.0639e-06 | 1.2368e-06 | 0.19493 | 3.8452e-06 | 1.1703e-06 | 0.2532 | 0.0013999 | 1.7846e-06 | 0.23957 | 0.0013246 | 1.6885e-06 | 31.3967 | 3.9198 | 0.078522 | 35.395 | 13.4195 | 2.2399 | 0.033907 | 15.6933 | 29.7066 | 3.7088 | 0.074295 | 33.4897 | 12.6972 | 2.1193 | 0.032082 | 14.8486
Statewide | 2022 | 2 | 12 | 0.2025 | 3.9945e-06 | 1.2157e-06 | 0.1916 | 3.7795e-06 | 1.1503e-06 | 0.24888 | 0.001376 | 1.7541e-06 | 0.23548 | 0.001302 | 1.6597e-06 | 30.8605 | 3.8529 | 0.077181 | 34.7906 | 13.1904 | 2.2016 | 0.033328 | 15.4254 | 29.1994 | 3.6455 | 0.073026 | 32.9179 | 12.4804 | 2.0831 | 0.031534 | 14.595
Statewide | 2022 | 2 | 13 | 0.21493 | 4.2396e-06 | 1.2903e-06 | 0.20336 | 4.0114e-06 | 1.2208e-06 | 0.26414 | 0.0014604 | 1.8617e-06 | 0.24992 | 0.0013818 | 1.7615e-06 | 32.7538 | 4.0892 | 0.081916 | 36.9249 | 13.9996 | 2.3367 | 0.035373 | 16.3717 | 30.9907 | 3.8691 | 0.077506 | 34.9373 | 13.246 | 2.2109 | 0.033469 | 15.4904
Statewide | 2022 | 2 | 14 | 0.21868 | 4.3136e-06 | 1.3128e-06 | 0.20691 | 4.0814e-06 | 1.2422e-06 | 0.26876 | 0.001486 | 1.8943e-06 | 0.25429 | 0.001406 | 1.7923e-06 | 33.3261 | 4.1607 | 0.083347 | 37.5701 | 14.2442 | 2.3775 | 0.035991 | 16.6577 | 31.5322 | 3.9367 | 0.078861 | 35.5477 | 13.4775 | 2.2495 | 0.034053 | 15.7611
Statewide | 2022 | 2 | 15 | 0.22508 | 4.4398e-06 | 1.3512e-06 | 0.21296 | 4.2008e-06 | 1.2785e-06 | 0.27662 | 0.0015294 | 1.9497e-06 | 0.26173 | 0.0014471 | 1.8447e-06 | 34.3009 | 4.2824 | 0.085785 | 38.669 | 14.6608 | 2.4471 | 0.037043 | 17.145 | 32.4545 | 4.0519 | 0.081167 | 36.5875 | 13.8717 | 2.3153 | 0.03505 | 16.2221
Statewide | 2022 | 2 | 16 | 0.24178 | 4.7693e-06 | 1.4515e-06 | 0.22877 | 4.5126e-06 | 1.3734e-06 | 0.29715 | 0.0016429 | 2.0944e-06 | 0.28115 | 0.0015545 | 1.9816e-06 | 36.8465 | 4.6002 | 0.092151 | 41.5388 | 15.7489 | 2.6287 | 0.039793 | 18.4174 | 34.8631 | 4.3526 | 0.087191 | 39.3028 | 14.9012 | 2.4872 | 0.037651 | 17.426
Statewide | 2022 | 2 | 17 | 0.26139 | 5.156e-06 | 1.5692e-06 | 0.24732 | 4.8785e-06 | 1.4847e-06 | 0.32124 | 0.0017761 | 2.2642e-06 | 0.30395 | 0.0016805 | 2.1423e-06 | 39.8339 | 4.9732 | 0.099623 | 44.9067 | 17.0258 | 2.8418 | 0.043019 | 19.9106 | 37.6897 | 4.7055 | 0.09426 | 42.4894 | 16.1093 | 2.6888 | 0.040703 | 18.8388
Statewide | 2022 | 2 | 18 | 0.32079 | 6.3277e-06 | 1.9258e-06 | 0.30352 | 5.9871e-06 | 1.8222e-06 | 0.39424 | 0.0021797 | 2.7787e-06 | 0.37302 | 0.0020624 | 2.6291e-06 | 48.886 | 6.1033 | 0.12226 | 55.1115 | 20.8948 | 3.4876 | 0.052795 | 24.4352 | 46.2545 | 5.7748 | 0.11568 | 52.145 | 19.7701 | 3.2999 | 0.049953 | 23.1199
Statewide | 2022 | 2 | 19 | 0.311 | 6.1347e-06 | 1.8671e-06 | 0.29426 | 5.8045e-06 | 1.7666e-06 | 0.38222 | 0.0021133 | 2.6939e-06 | 0.36164 | 0.0019995 | 2.5489e-06 | 47.3949 | 5.9171 | 0.11853 | 53.4306 | 20.2575 | 3.3812 | 0.051185 | 23.6899 | 44.8437 | 5.5986 | 0.11215 | 50.5545 | 19.1671 | 3.1992 | 0.048429 | 22.4147
Statewide | 2022 | 2 | 20 | 0.28305 | 5.5833e-06 | 1.6993e-06 | 0.26781 | 5.2828e-06 | 1.6078e-06 | 0.34787 | 0.0019233 | 2.4518e-06 | 0.32914 | 0.0018198 | 2.3198e-06 | 43.1354 | 5.3854 | 0.10788 | 48.6287 | 18.4369 | 3.0773 | 0.046584 | 21.5608 | 40.8135 | 5.0955 | 0.10207 | 46.0111 | 17.4445 | 2.9117 | 0.044077 | 20.4003
Statewide | 2022 | 2 | 21 | 0.27118 | 5.3493e-06 | 1.628e-06 | 0.25659 | 5.0613e-06 | 1.5404e-06 | 0.33328 | 0.0018427 | 2.349e-06 | 0.31534 | 0.0017435 | 2.2226e-06 | 41.3271 | 5.1596 | 0.10336 | 46.59 | 17.664 | 2.9483 | 0.044632 | 20.657 | 39.1025 | 4.8818 | 0.097794 | 44.0821 | 16.7132 | 2.7896 | 0.042229 | 19.545
Statewide | 2022 | 2 | 22 | 0.25963 | 5.1213e-06 | 1.5586e-06 | 0.24565 | 4.8456e-06 | 1.4747e-06 | 0.31908 | 0.0017642 | 2.2489e-06 | 0.3019 | 0.0016692 | 2.1278e-06 | 39.5656 | 4.9397 | 0.098952 | 44.6042 | 16.9111 | 2.8227 | 0.042729 | 19.7765 | 37.4358 | 4.6738 | 0.093625 | 42.2032 | 16.0008 | 2.6707 | 0.040429 | 18.712
Statewide | 2022 | 2 | 23 | 0.25248 | 4.9804e-06 | 1.5158e-06 | 0.23889 | 4.7123e-06 | 1.4342e-06 | 0.3103 | 0.0017156 | 2.187e-06 | 0.2936 | 0.0016233 | 2.0693e-06 | 38.4773 | 4.8038 | 0.09623 | 43.3773 | 16.4459 | 2.745 | 0.041554 | 19.2325 | 36.4061 | 4.5452 | 0.09105 | 41.0424 | 15.5607 | 2.5973 | 0.039317 | 18.1973
Statewide | 2022 | 2 | 24 | 0.25734 | 5.0761e-06 | 1.5449e-06 | 0.24349 | 4.8029e-06 | 1.4618e-06 | 0.31627 | 0.0017486 | 2.2291e-06 | 0.29924 | 0.0016545 | 2.1091e-06 | 39.217 | 4.8961 | 0.09808 | 44.2112 | 16.7621 | 2.7978 | 0.042353 | 19.6022 | 37.106 | 4.6326 | 0.0928 | 41.8314 | 15.8598 | 2.6472 | 0.040073 | 18.5471
Statewide | 2022 | 3 | 1 | 0.2494 | 4.9195e-06 | 1.4972e-06 | 0.23597 | 4.6547e-06 | 1.4167e-06 | 0.30651 | 0.0016947 | 2.1603e-06 | 0.29001 | 0.0016035 | 2.044e-06 | 38.007 | 4.7451 | 0.095054 | 42.8472 | 16.2449 | 2.7115 | 0.041046 | 18.9975 | 35.9612 | 4.4897 | 0.089937 | 40.5408 | 15.3705 | 2.5655 | 0.038837 | 17.9749
Statewide | 2022 | 3 | 2 | 0.24056 | 4.7452e-06 | 1.4442e-06 | 0.22761 | 4.4898e-06 | 1.3664e-06 | 0.29565 | 0.0016346 | 2.0838e-06 | 0.27973 | 0.0015466 | 1.9716e-06 | 36.6601 | 4.5769 | 0.091685 | 41.3287 | 15.6692 | 2.6154 | 0.039591 | 18.3242 | 34.6867 | 4.3305 | 0.08675 | 39.104 | 14.8258 | 2.4746 | 0.03746 | 17.3378
Statewide | 2022 | 3 | 3 | 0.25892 | 5.1073e-06 | 1.5544e-06 | 0.24498 | 4.8324e-06 | 1.4707e-06 | 0.31821 | 0.0017594 | 2.2428e-06 | 0.30108 | 0.0016646 | 2.122e-06 | 39.4576 | 4.9262 | 0.098682 | 44.4825 | 16.8649 | 2.815 | 0.042613 | 19.7225 | 37.3337 | 4.661 | 0.09337 | 42.088 | 15.9571 | 2.6634 | 0.040319 | 18.6609
Statewide | 2022 | 3 | 4 | 0.26101 | 5.1485e-06 | 1.5669e-06 | 0.24696 | 4.8713e-06 | 1.4826e-06 | 0.32077 | 0.0017735 | 2.2609e-06 | 0.30351 | 0.0016781 | 2.1392e-06 | 39.7758 | 4.9659 | 0.099478 | 44.8412 | 17.0009 | 2.8377 | 0.042956 | 19.8816 | 37.6347 | 4.6986 | 0.094123 | 42.4275 | 16.0858 | 2.6849 | 0.040644 | 18.8114
Statewide | 2022 | 3 | 5 | 0.27484 | 5.4214e-06 | 1.65e-06 | 0.26005 | 5.1296e-06 | 1.5612e-06 | 0.33778 | 0.0018676 | 2.3807e-06 | 0.3196 | 0.001767 | 2.2526e-06 | 41.8845 | 5.2292 | 0.10475 | 47.2184 | 17.9022 | 2.9881 | 0.045233 | 20.9356 | 39.6299 | 4.9477 | 0.099113 | 44.6767 | 16.9386 | 2.8273 | 0.042799 | 19.8086
Statewide | 2022 | 3 | 6 | 0.29355 | 5.7905e-06 | 1.7623e-06 | 0.27775 | 5.4788e-06 | 1.6675e-06 | 0.36078 | 0.0019947 | 2.5428e-06 | 0.34136 | 0.0018873 | 2.4059e-06 | 44.7361 | 5.5852 | 0.11188 | 50.4332 | 19.1211 | 3.1915 | 0.048313 | 22.3609 | 42.3281 | 5.2846 | 0.10586 | 47.7185 | 18.0918 | 3.0197 | 0.045713 | 21.1573
Statewide | 2022 | 3 | 7 | 0.30629 | 6.0417e-06 | 1.8388e-06 | 0.2898 | 5.7164e-06 | 1.7398e-06 | 0.37642 | 0.0020812 | 2.6531e-06 | 0.35616 | 0.0019692 | 2.5103e-06 | 46.6762 | 5.8274 | 0.11674 | 52.6204 | 19.9503 | 3.3299 | 0.050408 | 23.3307 | 44.1637 | 5.5137 | 0.11045 | 49.7879 | 18.8764 | 3.1507 | 0.047695 | 22.0748
Statewide | 2022 | 3 | 8 | 0.28265 | 5.5753e-06 | 1.6968e-06 | 0.26743 | 5.2752e-06 | 1.6055e-06 | 0.34737 | 0.0019206 | 2.4483e-06 | 0.32867 | 0.0018172 | 2.3165e-06 | 43.0736 | 5.3776 | 0.10773 | 48.559 | 18.4105 | 3.0729 | 0.046518 | 21.53 | 40.7551 | 5.0882 | 0.10193 | 45.9451 | 17.4195 | 2.9075 | 0.044014 | 20.371
Statewide | 2022 | 3 | 9 | 0.29593 | 5.8373e-06 | 1.7766e-06 | 0.28 | 5.5231e-06 | 1.6809e-06 | 0.36369 | 0.0020108 | 2.5633e-06 | 0.34411 | 0.0019026 | 2.4254e-06 | 45.0976 | 5.6303 | 0.11279 | 50.8407 | 19.2756 | 3.2173 | 0.048704 | 22.5416 | 42.6701 | 5.3273 | 0.10672 | 48.104 | 18.238 | 3.0441 | 0.046082 | 21.3282
Statewide | 2022 | 3 | 10 | 0.27211 | 5.3674e-06 | 1.6336e-06 | 0.25746 | 5.0785e-06 | 1.5456e-06 | 0.33441 | 0.001849 | 2.357e-06 | 0.31641 | 0.0017494 | 2.2301e-06 | 41.4674 | 5.1771 | 0.10371 | 46.7482 | 17.724 | 2.9583 | 0.044783 | 20.7271 | 39.2353 | 4.8984 | 0.098126 | 44.2318 | 16.7699 | 2.7991 | 0.042372 | 19.6114
Statewide | 2022 | 3 | 11 | 0.26424 | 5.2124e-06 | 1.5864e-06 | 0.25002 | 4.9318e-06 | 1.501e-06 | 0.32475 | 0.0017955 | 2.2889e-06 | 0.30727 | 0.0016989 | 2.1657e-06 | 40.2693 | 5.0275 | 0.10071 | 45.3976 | 17.2119 | 2.8729 | 0.043489 | 20.1282 | 38.1017 | 4.7569 | 0.095291 | 42.9539 | 16.2854 | 2.7182 | 0.041148 | 19.0448
Statewide | 2022 | 3 | 12 | 0.25292 | 4.989e-06 | 1.5184e-06 | 0.23931 | 4.7205e-06 | 1.4367e-06 | 0.31084 | 0.0017186 | 2.1908e-06 | 0.29411 | 0.0016261 | 2.0729e-06 | 38.5439 | 4.8121 | 0.096397 | 43.4524 | 16.4744 | 2.7498 | 0.041626 | 19.2658 | 36.4692 | 4.5531 | 0.091208 | 41.1135 | 15.5876 | 2.6018 | 0.039385 | 18.2288
Statewide | 2022 | 3 | 13 | 0.25911 | 5.1111e-06 | 1.5556e-06 | 0.24516 | 4.836e-06 | 1.4718e-06 | 0.31844 | 0.0017607 | 2.2444e-06 | 0.3013 | 0.0016659 | 2.1236e-06 | 39.4871 | 4.9299 | 0.098755 | 44.5157 | 16.8775 | 2.8171 | 0.042644 | 19.7372 | 37.3615 | 4.6645 | 0.09344 | 42.1195 | 15.969 | 2.6654 | 0.040349 | 18.6748
Statewide | 2022 | 3 | 14 | 0.26831 | 5.2926e-06 | 1.6108e-06 | 0.25387 | 5.0077e-06 | 1.5241e-06 | 0.32975 | 0.0018232 | 2.3241e-06 | 0.312 | 0.001725 | 2.199e-06 | 40.8891 | 5.1049 | 0.10226 | 46.0963 | 17.4768 | 2.9171 | 0.044159 | 20.438 | 38.6881 | 4.8301 | 0.096757 | 43.615 | 16.536 | 2.7601 | 0.041782 | 19.3379
Statewide | 2022 | 3 | 15 | 0.27435 | 5.4117e-06 | 1.647e-06 | 0.25958 | 5.1204e-06 | 1.5584e-06 | 0.33717 | 0.0018642 | 2.3764e-06 | 0.31902 | 0.0017639 | 2.2485e-06 | 41.8094 | 5.2198 | 0.10456 | 47.1338 | 17.8702 | 2.9827 | 0.045152 | 20.898 | 39.5589 | 4.9388 | 0.098935 | 44.5966 | 16.9082 | 2.8222 | 0.042722 | 19.7731
Statewide | 2022 | 3 | 16 | 0.29055 | 5.7312e-06 | 1.7443e-06 | 0.27491 | 5.4227e-06 | 1.6504e-06 | 0.35708 | 0.0019743 | 2.5167e-06 | 0.33786 | 0.001868 | 2.3813e-06 | 44.2777 | 5.528 | 0.11074 | 49.9164 | 18.9251 | 3.1588 | 0.047818 | 22.1318 | 41.8943 | 5.2304 | 0.10478 | 47.2295 | 17.9064 | 2.9888 | 0.045244 | 20.9405
Statewide | 2022 | 3 | 17 | 0.30334 | 5.9835e-06 | 1.8211e-06 | 0.28701 | 5.6614e-06 | 1.723e-06 | 0.3728 | 0.0020612 | 2.6275e-06 | 0.35273 | 0.0019502 | 2.4861e-06 | 46.2271 | 5.7713 | 0.11561 | 52.114 | 19.7583 | 3.2979 | 0.049923 | 23.1062 | 43.7387 | 5.4607 | 0.10939 | 49.3088 | 18.6948 | 3.1204 | 0.047236 | 21.8624
Statewide | 2022 | 3 | 18 | 0.33209 | 6.5506e-06 | 1.9937e-06 | 0.31421 | 6.198e-06 | 1.8864e-06 | 0.40813 | 0.0022565 | 2.8766e-06 | 0.38616 | 0.0021351 | 2.7217e-06 | 50.6084 | 6.3183 | 0.12657 | 57.0533 | 21.631 | 3.6105 | 0.054655 | 25.2962 | 47.8842 | 5.9782 | 0.11976 | 53.9822 | 20.4667 | 3.4161 | 0.051713 | 23.9345
Statewide | 2022 | 3 | 19 | 0.36131 | 7.127e-06 | 2.1691e-06 | 0.34186 | 6.7433e-06 | 2.0523e-06 | 0.44404 | 0.0024551 | 3.1297e-06 | 0.42014 | 0.0023229 | 2.9612e-06 | 55.0612 | 6.8743 | 0.13771 | 62.0732 | 23.5342 | 3.9281 | 0.059464 | 27.5218 | 52.0973 | 6.5042 | 0.13029 | 58.7319 | 22.2674 | 3.7167 | 0.056263 | 26.0404
Statewide | 2022 | 3 | 20 | 0.34559 | 6.8169e-06 | 2.0747e-06 | 0.32699 | 6.45e-06 | 1.963e-06 | 0.42472 | 0.0023483 | 2.9935e-06 | 0.40186 | 0.0022219 | 2.8324e-06 | 52.6657 | 6.5752 | 0.13171 | 59.3726 | 22.5104 | 3.7572 | 0.056877 | 26.3245 | 49.8308 | 6.2213 | 0.12462 | 56.1767 | 21.2987 | 3.555 | 0.053815 | 24.9075
Statewide | 2022 | 3 | 21 | 0.31037 | 6.1221e-06 | 1.8633e-06 | 0.29366 | 5.7926e-06 | 1.763e-06 | 0.38144 | 0.0021089 | 2.6884e-06 | 0.3609 | 0.0019954 | 2.5437e-06 | 47.298 | 5.905 | 0.11829 | 53.3213 | 20.2161 | 3.3743 | 0.05108 | 23.6415 | 44.752 | 5.5872 | 0.11192 | 50.4511 | 19.1279 | 3.1927 | 0.04833 | 22.3689
Statewide | 2022 | 3 | 22 | 0.29565 | 5.8319e-06 | 1.7749e-06 | 0.27974 | 5.5179e-06 | 1.6794e-06 | 0.36335 | 0.002009 | 2.561e-06 | 0.34379 | 0.0019008 | 2.4231e-06 | 45.0555 | 5.6251 | 0.11268 | 50.7933 | 19.2576 | 3.2143 | 0.048658 | 22.5206 | 42.6302 | 5.3223 | 0.10662 | 48.0591 | 18.221 | 3.0413 | 0.046039 | 21.3083
Statewide | 2022 | 3 | 23 | 0.28232 | 5.569e-06 | 1.6949e-06 | 0.26713 | 5.2692e-06 | 1.6037e-06 | 0.34697 | 0.0019184 | 2.4455e-06 | 0.3283 | 0.0018151 | 2.3139e-06 | 43.0247 | 5.3715 | 0.1076 | 48.5038 | 18.3896 | 3.0694 | 0.046465 | 21.5055 | 40.7087 | 5.0824 | 0.10181 | 45.8929 | 17.3997 | 2.9042 | 0.043964 | 20.3479
Statewide | 2022 | 3 | 24 | 0.25756 | 5.0806e-06 | 1.5463e-06 | 0.2437 | 4.8071e-06 | 1.463e-06 | 0.31654 | 0.0017501 | 2.231e-06 | 0.2995 | 0.0016559 | 2.1109e-06 | 39.2512 | 4.9004 | 0.098166 | 44.2498 | 16.7767 | 2.8002 | 0.04239 | 19.6194 | 37.1384 | 4.6366 | 0.092882 | 41.8679 | 15.8737 | 2.6495 | 0.040108 | 18.5633
Statewide | 2022 | 4 | 1 | 0.1287 | 2.5387e-06 | 7.7263e-07 | 0.12177 | 2.402e-06 | 7.3104e-07 | 0.15817 | 0.00087451 | 1.1148e-06 | 0.14966 | 0.00082744 | 1.0548e-06 | 19.613 | 2.4486 | 0.049051 | 22.1107 | 8.383 | 1.3992 | 0.021181 | 9.8034 | 18.5572 | 2.3168 | 0.046411 | 20.9205 | 7.9317 | 1.3239 | 0.020041 | 9.2757
Statewide | 2022 | 4 | 2 | 0.11723 | 2.3123e-06 | 7.0375e-07 | 0.11092 | 2.1879e-06 | 6.6587e-07 | 0.14407 | 0.00079655 | 1.0154e-06 | 0.13631 | 0.00075367 | 9.6076e-07 | 17.8645 | 2.2303 | 0.044678 | 20.1395 | 7.6356 | 1.2745 | 0.019293 | 8.9294 | 16.9029 | 2.1103 | 0.042273 | 19.0554 | 7.2246 | 1.2059 | 0.018254 | 8.4487
Statewide | 2022 | 4 | 3 | 0.13569 | 2.6765e-06 | 8.146e-07 | 0.12839 | 2.5325e-06 | 7.7075e-07 | 0.16676 | 0.00092201 | 1.1754e-06 | 0.15778 | 0.00087238 | 1.1121e-06 | 20.6783 | 2.5816 | 0.051715 | 23.3116 | 8.8383 | 1.4752 | 0.022332 | 10.3358 | 19.5652 | 2.4427 | 0.048932 | 22.0568 | 8.3625 | 1.3958 | 0.02113 | 9.7795
Statewide | 2022 | 4 | 4 | 0.15381 | 3.034e-06 | 9.234e-07 | 0.14553 | 2.8707e-06 | 8.737e-07 | 0.18903 | 0.0010452 | 1.3323e-06 | 0.17886 | 0.0009889 | 1.2606e-06 | 23.4402 | 2.9264 | 0.058623 | 26.4253 | 10.0188 | 1.6723 | 0.025314 | 11.7164 | 22.1784 | 2.7689 | 0.055467 | 25.0028 | 9.4795 | 1.5822 | 0.023952 | 11.0857
Statewide | 2022 | 4 | 5 | 0.17846 | 3.5203e-06 | 1.0714e-06 | 0.16886 | 3.3308e-06 | 1.0137e-06 | 0.21933 | 0.0012127 | 1.5459e-06 | 0.20752 | 0.0011474 | 1.4627e-06 | 27.197 | 3.3955 | 0.068019 | 30.6605 | 11.6245 | 1.9403 | 0.029372 | 13.5942 | 25.7331 | 3.2127 | 0.064357 | 29.0101 | 10.9988 | 1.8358 | 0.027791 | 12.8624
Statewide | 2022 | 4 | 6 | 0.21637 | 4.268e-06 | 1.299e-06 | 0.20472 | 4.0383e-06 | 1.229e-06 | 0.26592 | 0.0014702 | 1.8742e-06 | 0.2516 | 0.0013911 | 1.7733e-06 | 32.9736 | 4.1167 | 0.082466 | 37.1728 | 14.0936 | 2.3524 | 0.03561 | 16.4816 | 31.1987 | 3.8951 | 0.078027 | 35.1718 | 13.3349 | 2.2258 | 0.033693 | 15.5944
Statewide | 2022 | 4 | 7 | 0.23851 | 4.7047e-06 | 1.4319e-06 | 0.22567 | 4.4515e-06 | 1.3548e-06 | 0.29312 | 0.0016207 | 2.066e-06 | 0.27735 | 0.0015334 | 1.9548e-06 | 36.3474 | 4.5379 | 0.090903 | 40.9762 | 15.5356 | 2.5931 | 0.039254 | 18.1679 | 34.3909 | 4.2936 | 0.08601 | 38.7705 | 14.6993 | 2.4535 | 0.037141 | 17.19
Statewide | 2022 | 4 | 8 | 0.21153 | 4.1725e-06 | 1.2699e-06 | 0.20014 | 3.9479e-06 | 1.2015e-06 | 0.25996 | 0.0014373 | 1.8323e-06 | 0.24597 | 0.00136 | 1.7336e-06 | 32.2353 | 4.0245 | 0.080619 | 36.3404 | 13.778 | 2.2997 | 0.034813 | 16.1125 | 30.5001 | 3.8079 | 0.076279 | 34.3843 | 13.0363 | 2.1759 | 0.032939 | 15.2452
Statewide | 2022 | 4 | 9 | 0.21064 | 4.1549e-06 | 1.2645e-06 | 0.1993 | 3.9313e-06 | 1.1965e-06 | 0.25887 | 0.0014313 | 1.8246e-06 | 0.24494 | 0.0013542 | 1.7263e-06 | 32.0999 | 4.0076 | 0.08028 | 36.1877 | 13.7201 | 2.2901 | 0.034667 | 16.0448 | 30.372 | 3.7919 | 0.075959 | 34.2398 | 12.9816 | 2.1668 | 0.0328 | 15.1812
Statewide | 2022 | 4 | 10 | 0.20921 | 4.1268e-06 | 1.256e-06 | 0.19795 | 3.9047e-06 | 1.1884e-06 | 0.25712 | 0.0014216 | 1.8122e-06 | 0.24328 | 0.0013451 | 1.7147e-06 | 31.883 | 3.9805 | 0.079738 | 35.9432 | 13.6274 | 2.2746 | 0.034432 | 15.9364 | 30.1667 | 3.7662 | 0.075446 | 34.0084 | 12.8938 | 2.1521 | 0.032579 | 15.0786
Statewide | 2022 | 4 | 11 | 0.19297 | 3.8064e-06 | 1.1585e-06 | 0.18258 | 3.6015e-06 | 1.0961e-06 | 0.23715 | 0.0013112 | 1.6715e-06 | 0.22439 | 0.0012406 | 1.5815e-06 | 29.4069 | 3.6714 | 0.073545 | 33.1519 | 12.5691 | 2.0979 | 0.031758 | 14.6988 | 27.824 | 3.4738 | 0.069587 | 31.3674 | 11.8925 | 1.985 | 0.030049 | 13.9076
Statewide | 2022 | 4 | 12 | 0.17798 | 3.5108e-06 | 1.0685e-06 | 0.1684 | 3.3218e-06 | 1.011e-06 | 0.21874 | 0.0012094 | 1.5417e-06 | 0.20696 | 0.0011443 | 1.4587e-06 | 27.1232 | 3.3863 | 0.067834 | 30.5773 | 11.593 | 1.935 | 0.029292 | 13.5573 | 25.6632 | 3.204 | 0.064183 | 28.9314 | 10.969 | 1.8309 | 0.027715 | 12.8275
Statewide | 2022 | 4 | 13 | 0.17932 | 3.5371e-06 | 1.0765e-06 | 0.16966 | 3.3467e-06 | 1.0186e-06 | 0.22038 | 0.0012185 | 1.5533e-06 | 0.20851 | 0.0011529 | 1.4696e-06 | 27.3268 | 3.4117 | 0.068343 | 30.8068 | 11.68 | 1.9495 | 0.029512 | 13.659 | 25.8558 | 3.228 | 0.064664 | 29.1485 | 11.0513 | 1.8446 | 0.027923 | 12.9238
Statewide | 2022 | 4 | 14 | 0.17702 | 3.4918e-06 | 1.0627e-06 | 0.16749 | 3.3038e-06 | 1.0055e-06 | 0.21755 | 0.0012029 | 1.5334e-06 | 0.20584 | 0.0011381 | 1.4508e-06 | 26.9768 | 3.368 | 0.067468 | 30.4122 | 11.5304 | 1.9246 | 0.029134 | 13.4841 | 25.5246 | 3.1867 | 0.063836 | 28.7752 | 10.9097 | 1.821 | 0.027566 | 12.7583
Statewide | 2022 | 4 | 15 | 0.18687 | 3.6862e-06 | 1.1219e-06 | 0.17681 | 3.4878e-06 | 1.0615e-06 | 0.22966 | 0.0012698 | 1.6187e-06 | 0.2173 | 0.0012015 | 1.5316e-06 | 28.4784 | 3.5555 | 0.071223 | 32.1051 | 12.1722 | 2.0317 | 0.030756 | 14.2347 | 26.9455 | 3.3641 | 0.067389 | 30.3769 | 11.517 | 1.9223 | 0.0291 | 13.4684
Statewide | 2022 | 4 | 16 | 0.2153 | 4.247e-06 | 1.2926e-06 | 0.20371 | 4.0184e-06 | 1.223e-06 | 0.2646 | 0.001463 | 1.865e-06 | 0.25036 | 0.0013842 | 1.7646e-06 | 32.8109 | 4.0964 | 0.082059 | 36.9894 | 14.024 | 2.3408 | 0.035434 | 16.4002 | 31.0448 | 3.8759 | 0.077642 | 34.9983 | 13.2691 | 2.2148 | 0.033527 | 15.5174
Statewide | 2022 | 4 | 17 | 0.23662 | 4.6675e-06 | 1.4205e-06 | 0.22389 | 4.4163e-06 | 1.3441e-06 | 0.29081 | 0.0016079 | 2.0496e-06 | 0.27515 | 0.0015213 | 1.9393e-06 | 36.06 | 4.502 | 0.090184 | 40.6522 | 15.4127 | 2.5726 | 0.038943 | 18.0242 | 34.1189 | 4.2597 | 0.08533 | 38.4639 | 14.5831 | 2.4341 | 0.036847 | 17.054
Statewide | 2022 | 4 | 18 | 0.25329 | 4.9964e-06 | 1.5206e-06 | 0.23966 | 4.7274e-06 | 1.4388e-06 | 0.31129 | 0.0017211 | 2.194e-06 | 0.29454 | 0.0016285 | 2.0759e-06 | 38.6005 | 4.8192 | 0.096538 | 43.5162 | 16.4986 | 2.7538 | 0.041687 | 19.2941 | 36.5227 | 4.5598 | 0.091342 | 41.1738 | 15.6105 | 2.6056 | 0.039443 | 18.2555
Statewide | 2022 | 4 | 19 | 0.28497 | 5.6211e-06 | 1.7108e-06 | 0.26963 | 5.3185e-06 | 1.6187e-06 | 0.35022 | 0.0019363 | 2.4684e-06 | 0.33137 | 0.0018321 | 2.3355e-06 | 43.4272 | 5.4218 | 0.10861 | 48.9575 | 18.5616 | 3.0982 | 0.0469 | 21.7067 | 41.0895 | 5.1299 | 0.10276 | 46.3222 | 17.5625 | 2.9314 | 0.044375 | 20.5382
Statewide | 2022 | 4 | 20 | 0.2752 | 5.4286e-06 | 1.6522e-06 | 0.26039 | 5.1363e-06 | 1.5632e-06 | 0.33822 | 0.00187 | 2.3838e-06 | 0.32002 | 0.0017694 | 2.2555e-06 | 41.9396 | 5.2361 | 0.10489 | 47.2806 | 17.9258 | 2.992 | 0.045293 | 20.9631 | 39.6821 | 4.9542 | 0.099243 | 44.7356 | 16.9609 | 2.831 | 0.042855 | 19.8347
Statewide | 2022 | 4 | 21 | 0.23848 | 4.7041e-06 | 1.4317e-06 | 0.22564 | 4.4509e-06 | 1.3546e-06 | 0.29309 | 0.0016205 | 2.0657e-06 | 0.27731 | 0.0015332 | 1.9545e-06 | 36.3425 | 4.5373 | 0.090891 | 40.9707 | 15.5335 | 2.5927 | 0.039248 | 18.1655 | 34.3863 | 4.293 | 0.085999 | 38.7653 | 14.6974 | 2.4532 | 0.037136 | 17.1877
Statewide | 2022 | 4 | 22 | 0.1996 | 3.9373e-06 | 1.1983e-06 | 0.18886 | 3.7253e-06 | 1.1338e-06 | 0.24531 | 0.0013563 | 1.729e-06 | 0.2321 | 0.0012833 | 1.6359e-06 | 30.4183 | 3.7976 | 0.076075 | 34.292 | 13.0014 | 2.1701 | 0.03285 | 15.2043 | 28.7809 | 3.5932 | 0.07198 | 32.4461 | 12.3015 | 2.0533 | 0.031082 | 14.3859
Statewide | 2022 | 4 | 23 | 0.17922 | 3.5353e-06 | 1.0759e-06 | 0.16957 | 3.345e-06 | 1.018e-06 | 0.22026 | 0.0012178 | 1.5524e-06 | 0.20841 | 0.0011523 | 1.4689e-06 | 27.3125 | 3.4099 | 0.068307 | 30.7907 | 11.6739 | 1.9485 | 0.029496 | 13.6519 | 25.8423 | 3.2263 | 0.06463 | 29.1333 | 11.0455 | 1.8436 | 0.027909 | 12.917
Statewide | 2022 | 4 | 24 | 0.17221 | 3.3969e-06 | 1.0339e-06 | 0.16294 | 3.2141e-06 | 9.782e-07 | 0.21164 | 0.0011702 | 1.4917e-06 | 0.20025 | 0.0011072 | 1.4114e-06 | 26.2439 | 3.2765 | 0.065635 | 29.586 | 11.2171 | 1.8723 | 0.028342 | 13.1177 | 24.8312 | 3.1001 | 0.062102 | 27.9934 | 10.6133 | 1.7715 | 0.026817 | 12.4116
Statewide | 2022 | 5 | 1 | 0.16195 | 3.1945e-06 | 9.7225e-07 | 0.15323 | 3.0226e-06 | 9.1991e-07 | 0.19903 | 0.0011004 | 1.4028e-06 | 0.18832 | 0.0010412 | 1.3273e-06 | 24.6801 | 3.0812 | 0.061724 | 27.8231 | 10.5488 | 1.7607 | 0.026653 | 12.3361 | 23.3516 | 2.9154 | 0.058401 | 26.3254 | 9.9809 | 1.6659 | 0.025219 | 11.6721
Statewide | 2022 | 5 | 2 | 0.16242 | 3.2038e-06 | 9.7507e-07 | 0.15368 | 3.0313e-06 | 9.2258e-07 | 0.19961 | 0.0011036 | 1.4069e-06 | 0.18887 | 0.0010442 | 1.3312e-06 | 24.7516 | 3.0902 | 0.061903 | 27.9037 | 10.5793 | 1.7658 | 0.026731 | 12.3719 | 23.4193 | 2.9238 | 0.058571 | 26.4017 | 10.0099 | 1.6708 | 0.025292 | 11.7059
Statewide | 2022 | 5 | 3 | 0.16994 | 3.3521e-06 | 1.0202e-06 | 0.16079 | 3.1716e-06 | 9.6528e-07 | 0.20885 | 0.0011547 | 1.472e-06 | 0.19761 | 0.0010926 | 1.3928e-06 | 25.8972 | 3.2332 | 0.064768 | 29.1951 | 11.069 | 1.8475 | 0.027968 | 12.9445 | 24.5032 | 3.0592 | 0.061281 | 27.6236 | 10.4731 | 1.7481 | 0.026462 | 12.2477
Statewide | 2022 | 5 | 4 | 0.18154 | 3.5811e-06 | 1.0899e-06 | 0.17177 | 3.3883e-06 | 1.0312e-06 | 0.22312 | 0.0012336 | 1.5726e-06 | 0.21111 | 0.0011672 | 1.4879e-06 | 27.6664 | 3.4541 | 0.069192 | 31.1897 | 11.8252 | 1.9738 | 0.029879 | 13.8288 | 26.1772 | 3.2682 | 0.065468 | 29.5108 | 11.1886 | 1.8675 | 0.02827 | 13.0844
Statewide | 2022 | 5 | 5 | 0.20716 | 4.0864e-06 | 1.2437e-06 | 0.19601 | 3.8665e-06 | 1.1768e-06 | 0.2546 | 0.0014077 | 1.7945e-06 | 0.2409 | 0.0013319 | 1.6979e-06 | 31.5707 | 3.9415 | 0.078957 | 35.5912 | 13.4939 | 2.2523 | 0.034095 | 15.7803 | 29.8713 | 3.7294 | 0.074707 | 33.6754 | 12.7676 | 2.1311 | 0.03226 | 14.9309
Statewide | 2022 | 5 | 6 | 0.2216 | 4.3713e-06 | 1.3304e-06 | 0.20968 | 4.136e-06 | 1.2588e-06 | 0.27235 | 0.0015058 | 1.9196e-06 | 0.25769 | 0.0014247 | 1.8162e-06 | 33.7712 | 4.2163 | 0.08446 | 38.0719 | 14.4345 | 2.4093 | 0.036472 | 16.8802 | 31.9534 | 3.9893 | 0.079914 | 36.0226 | 13.6575 | 2.2796 | 0.034508 | 15.9716
Statewide | 2022 | 5 | 7 | 0.22488 | 4.4358e-06 | 1.35e-06 | 0.21277 | 4.1971e-06 | 1.2774e-06 | 0.27637 | 0.001528 | 1.9479e-06 | 0.26149 | 0.0014458 | 1.8431e-06 | 34.27 | 4.2785 | 0.085708 | 38.6343 | 14.6477 | 2.4449 | 0.03701 | 17.1296 | 32.4253 | 4.0482 | 0.081094 | 36.5546 | 13.8592 | 2.3133 | 0.035018 | 16.2075
Statewide | 2022 | 5 | 8 | 0.21182 | 4.1782e-06 | 1.2716e-06 | 0.20041 | 3.9533e-06 | 1.2032e-06 | 0.26032 | 0.0014393 | 1.8348e-06 | 0.24631 | 0.0013618 | 1.736e-06 | 32.2795 | 4.03 | 0.08073 | 36.3902 | 13.7969 | 2.3029 | 0.034861 | 16.1346 | 30.5419 | 3.8131 | 0.076384 | 34.4314 | 13.0542 | 2.1789 | 0.032984 | 15.2661
Statewide | 2022 | 5 | 9 | 0.20322 | 4.0086e-06 | 1.22e-06 | 0.19228 | 3.7928e-06 | 1.1543e-06 | 0.24975 | 0.0013809 | 1.7603e-06 | 0.23631 | 0.0013066 | 1.6656e-06 | 30.9696 | 3.8665 | 0.077454 | 34.9135 | 13.237 | 2.2094 | 0.033446 | 15.4799 | 29.3025 | 3.6583 | 0.073284 | 33.0342 | 12.5245 | 2.0905 | 0.031646 | 14.6466
Statewide | 2022 | 5 | 10 | 0.19689 | 3.8837e-06 | 1.182e-06 | 0.18629 | 3.6747e-06 | 1.1184e-06 | 0.24197 | 0.0013379 | 1.7055e-06 | 0.22895 | 0.0012658 | 1.6137e-06 | 30.0046 | 3.746 | 0.07504 | 33.8256 | 12.8245 | 2.1406 | 0.032404 | 14.9975 | 28.3895 | 3.5444 | 0.071001 | 32.0048 | 12.1342 | 2.0253 | 0.030659 | 14.1902
Statewide | 2022 | 5 | 11 | 0.1698 | 3.3494e-06 | 1.0194e-06 | 0.16066 | 3.1691e-06 | 9.645e-07 | 0.20868 | 0.0011538 | 1.4708e-06 | 0.19745 | 0.0010917 | 1.3916e-06 | 25.8763 | 3.2306 | 0.064715 | 29.1716 | 11.06 | 1.8461 | 0.027945 | 12.934 | 24.4834 | 3.0567 | 0.061232 | 27.6013 | 10.4647 | 1.7467 | 0.026441 | 12.2378
Statewide | 2022 | 5 | 12 | 0.16621 | 3.2785e-06 | 9.9781e-07 | 0.15726 | 3.102e-06 | 9.441e-07 | 0.20427 | 0.0011294 | 1.4397e-06 | 0.19327 | 0.0010686 | 1.3622e-06 | 25.329 | 3.1623 | 0.063347 | 28.5546 | 10.8261 | 1.807 | 0.027354 | 12.6605 | 23.9656 | 2.992 | 0.059937 | 27.0175 | 10.2433 | 1.7097 | 0.025882 | 11.979
Statewide | 2022 | 5 | 13 | 0.16109 | 3.1776e-06 | 9.6711e-07 | 0.15242 | 3.0066e-06 | 9.1505e-07 | 0.19798 | 0.0010946 | 1.3954e-06 | 0.18732 | 0.0010357 | 1.3203e-06 | 24.5496 | 3.065 | 0.061397 | 27.6759 | 10.493 | 1.7514 | 0.026513 | 12.2709 | 23.2281 | 2.9 | 0.058093 | 26.1862 | 9.9282 | 1.6571 | 0.025085 | 11.6104
Statewide | 2022 | 5 | 14 | 0.16195 | 3.1946e-06 | 9.7227e-07 | 0.15323 | 3.0226e-06 | 9.1993e-07 | 0.19904 | 0.0011005 | 1.4028e-06 | 0.18832 | 0.0010412 | 1.3273e-06 | 24.6807 | 3.0813 | 0.061725 | 27.8237 | 10.549 | 1.7608 | 0.026654 | 12.3364 | 23.3522 | 2.9155 | 0.058403 | 26.326 | 9.9812 | 1.666 | 0.025219 | 11.6724
Statewide | 2022 | 5 | 15 | 0.17786 | 3.5085e-06 | 1.0678e-06 | 0.16829 | 3.3196e-06 | 1.0103e-06 | 0.21859 | 0.0012086 | 1.5407e-06 | 0.20683 | 0.0011435 | 1.4577e-06 | 27.1056 | 3.3841 | 0.06779 | 30.5574 | 11.5854 | 1.9338 | 0.029273 | 13.5485 | 25.6465 | 3.2019 | 0.064141 | 28.9126 | 10.9618 | 1.8297 | 0.027697 | 12.8192
Statewide | 2022 | 5 | 16 | 0.19127 | 3.7729e-06 | 1.1483e-06 | 0.18097 | 3.5698e-06 | 1.0865e-06 | 0.23507 | 0.0012997 | 1.6568e-06 | 0.22241 | 0.0012297 | 1.5676e-06 | 29.1485 | 3.6391 | 0.072899 | 32.8605 | 12.4586 | 2.0795 | 0.031479 | 14.5696 | 27.5795 | 3.4432 | 0.068975 | 31.0917 | 11.788 | 1.9676 | 0.029785 | 13.7853
Statewide | 2022 | 5 | 17 | 0.20413 | 4.0266e-06 | 1.2255e-06 | 0.19314 | 3.8098e-06 | 1.1595e-06 | 0.25087 | 0.0013871 | 1.7682e-06 | 0.23737 | 0.0013124 | 1.673e-06 | 31.1081 | 3.8838 | 0.0778 | 35.0697 | 13.2962 | 2.2193 | 0.033595 | 15.5491 | 29.4336 | 3.6747 | 0.073612 | 33.1819 | 12.5805 | 2.0998 | 0.031787 | 14.7121
Statewide | 2022 | 5 | 18 | 0.21513 | 4.2436e-06 | 1.2915e-06 | 0.20355 | 4.0152e-06 | 1.222e-06 | 0.26439 | 0.0014618 | 1.8635e-06 | 0.25016 | 0.0013831 | 1.7632e-06 | 32.7849 | 4.0931 | 0.081994 | 36.96 | 14.0129 | 2.3389 | 0.035406 | 16.3872 | 31.0201 | 3.8728 | 0.07758 | 34.9705 | 13.2586 | 2.213 | 0.0335 | 15.5051
Statewide | 2022 | 5 | 19 | 0.24435 | 4.8199e-06 | 1.4669e-06 | 0.2312 | 4.5605e-06 | 1.388e-06 | 0.3003 | 0.0016604 | 2.1166e-06 | 0.28414 | 0.001571 | 2.0026e-06 | 37.2373 | 4.649 | 0.093129 | 41.9795 | 15.916 | 2.6566 | 0.040215 | 18.6127 | 35.2329 | 4.3987 | 0.088116 | 39.7198 | 15.0592 | 2.5136 | 0.03805 | 17.6108
Statewide | 2022 | 5 | 20 | 0.26231 | 5.1741e-06 | 1.5747e-06 | 0.24819 | 4.8956e-06 | 1.49e-06 | 0.32237 | 0.0017824 | 2.2721e-06 | 0.30502 | 0.0016864 | 2.1498e-06 | 39.9739 | 4.9906 | 0.099973 | 45.0645 | 17.0856 | 2.8518 | 0.04317 | 19.9806 | 37.8221 | 4.722 | 0.094592 | 42.6387 | 16.1659 | 2.6983 | 0.040846 | 18.905
Statewide | 2022 | 5 | 21 | 0.22773 | 4.492e-06 | 1.3671e-06 | 0.21547 | 4.2502e-06 | 1.2935e-06 | 0.27987 | 0.0015474 | 1.9726e-06 | 0.26481 | 0.0014641 | 1.8664e-06 | 34.7042 | 4.3327 | 0.086794 | 39.1238 | 14.8333 | 2.4758 | 0.037479 | 17.3466 | 32.8362 | 4.0995 | 0.082122 | 37.0178 | 14.0348 | 2.3426 | 0.035462 | 16.4128
Statewide | 2022 | 5 | 22 | 0.20026 | 3.9502e-06 | 1.2022e-06 | 0.18948 | 3.7376e-06 | 1.1375e-06 | 0.24612 | 0.0013608 | 1.7347e-06 | 0.23287 | 0.0012875 | 1.6413e-06 | 30.5184 | 3.8101 | 0.076325 | 34.4048 | 13.0441 | 2.1772 | 0.032959 | 15.2543 | 28.8756 | 3.605 | 0.072217 | 32.5529 | 12.342 | 2.06 | 0.031184 | 14.4332
Statewide | 2022 | 5 | 23 | 0.20373 | 4.0187e-06 | 1.2231e-06 | 0.19277 | 3.8024e-06 | 1.1573e-06 | 0.25038 | 0.0013844 | 1.7648e-06 | 0.23691 | 0.0013098 | 1.6698e-06 | 31.0477 | 3.8762 | 0.077649 | 35.0016 | 13.2704 | 2.215 | 0.03353 | 15.5189 | 29.3765 | 3.6676 | 0.073469 | 33.1175 | 12.5561 | 2.0958 | 0.031725 | 14.6836
Statewide | 2022 | 5 | 24 | 0.18597 | 3.6683e-06 | 1.1164e-06 | 0.17596 | 3.4709e-06 | 1.0563e-06 | 0.22855 | 0.0012637 | 1.6109e-06 | 0.21625 | 0.0011956 | 1.5242e-06 | 28.3405 | 3.5382 | 0.070878 | 31.9496 | 12.1133 | 2.0219 | 0.030607 | 14.1657 | 26.815 | 3.3478 | 0.067063 | 30.2298 | 11.4612 | 1.913 | 0.028959 | 13.4032
Statewide | 2022 | 6 | 1 | 0.22973 | 4.5315e-06 | 1.3791e-06 | 0.21736 | 4.2875e-06 | 1.3049e-06 | 0.28233 | 0.001561 | 1.9899e-06 | 0.26713 | 0.001477 | 1.8828e-06 | 35.0088 | 4.3708 | 0.087556 | 39.4672 | 14.9635 | 2.4976 | 0.037808 | 17.4988 | 33.1244 | 4.1355 | 0.082843 | 37.3427 | 14.158 | 2.3631 | 0.035773 | 16.5569
Statewide | 2022 | 6 | 2 | 0.22042 | 4.348e-06 | 1.3233e-06 | 0.20856 | 4.1139e-06 | 1.2521e-06 | 0.2709 | 0.0014978 | 1.9093e-06 | 0.25632 | 0.0014172 | 1.8066e-06 | 33.5914 | 4.1938 | 0.084011 | 37.8692 | 14.3576 | 2.3965 | 0.036277 | 16.7903 | 31.7832 | 3.9681 | 0.079488 | 35.8308 | 13.5848 | 2.2675 | 0.034325 | 15.8865
Statewide | 2022 | 6 | 3 | 0.21539 | 4.2488e-06 | 1.2931e-06 | 0.2038 | 4.0201e-06 | 1.2235e-06 | 0.26472 | 0.0014636 | 1.8658e-06 | 0.25047 | 0.0013848 | 1.7653e-06 | 32.825 | 4.0981 | 0.082094 | 37.0052 | 14.03 | 2.3418 | 0.03545 | 16.4073 | 31.0581 | 3.8775 | 0.077675 | 35.0132 | 13.2748 | 2.2157 | 0.033541 | 15.5241
Statewide | 2022 | 6 | 4 | 0.21671 | 4.2748e-06 | 1.301e-06 | 0.20505 | 4.0447e-06 | 1.231e-06 | 0.26634 | 0.0014726 | 1.8772e-06 | 0.252 | 0.0013933 | 1.7761e-06 | 33.026 | 4.1232 | 0.082597 | 37.2318 | 14.116 | 2.3561 | 0.035667 | 16.5077 | 31.2483 | 3.9013 | 0.078151 | 35.2277 | 13.3561 | 2.2293 | 0.033747 | 15.6192
Statewide | 2022 | 6 | 5 | 0.22644 | 4.4666e-06 | 1.3594e-06 | 0.21425 | 4.2261e-06 | 1.2862e-06 | 0.27829 | 0.0015386 | 1.9614e-06 | 0.26331 | 0.0014558 | 1.8558e-06 | 34.5075 | 4.3082 | 0.086302 | 38.902 | 14.7492 | 2.4618 | 0.037267 | 17.2483 | 32.6501 | 4.0763 | 0.081656 | 36.808 | 13.9553 | 2.3293 | 0.035261 | 16.3198
Statewide | 2022 | 6 | 6 | 0.24743 | 4.8806e-06 | 1.4854e-06 | 0.23411 | 4.6179e-06 | 1.4055e-06 | 0.30408 | 0.0016813 | 2.1432e-06 | 0.28772 | 0.0015908 | 2.0279e-06 | 37.7065 | 4.7076 | 0.094302 | 42.5084 | 16.1165 | 2.69 | 0.040721 | 18.8472 | 35.6768 | 4.4542 | 0.089226 | 40.2202 | 15.249 | 2.5452 | 0.038529 | 17.8327
Statewide | 2022 | 6 | 7 | 0.24045 | 4.7429e-06 | 1.4435e-06 | 0.2275 | 4.4876e-06 | 1.3658e-06 | 0.2955 | 0.0016338 | 2.0828e-06 | 0.2796 | 0.0015459 | 1.9706e-06 | 36.6425 | 4.5747 | 0.091641 | 41.3089 | 15.6617 | 2.6141 | 0.039572 | 18.3154 | 34.6701 | 4.3285 | 0.086708 | 39.0853 | 14.8187 | 2.4734 | 0.037442 | 17.3295
Statewide | 2022 | 6 | 8 | 0.21205 | 4.1828e-06 | 1.273e-06 | 0.20063 | 3.9576e-06 | 1.2045e-06 | 0.2606 | 0.0014409 | 1.8368e-06 | 0.24658 | 0.0013633 | 1.7379e-06 | 32.3148 | 4.0344 | 0.080818 | 36.4301 | 13.812 | 2.3054 | 0.034899 | 16.1523 | 30.5754 | 3.8173 | 0.076468 | 34.4691 | 13.0685 | 2.1813 | 0.03302 | 15.2828
Statewide | 2022 | 6 | 9 | 0.21007 | 4.1437e-06 | 1.2611e-06 | 0.19876 | 3.9207e-06 | 1.1932e-06 | 0.25817 | 0.0014274 | 1.8196e-06 | 0.24427 | 0.0013506 | 1.7217e-06 | 32.0132 | 3.9968 | 0.080064 | 36.09 | 13.6831 | 2.2839 | 0.034573 | 16.0015 | 30.29 | 3.7816 | 0.075754 | 34.1473 | 12.9465 | 2.1609 | 0.032712 | 15.1402
Statewide | 2022 | 6 | 10 | 0.22481 | 4.4345e-06 | 1.3496e-06 | 0.21271 | 4.1958e-06 | 1.277e-06 | 0.27629 | 0.0015276 | 1.9473e-06 | 0.26141 | 0.0014454 | 1.8425e-06 | 34.2596 | 4.2772 | 0.085682 | 38.6225 | 14.6432 | 2.4441 | 0.036999 | 17.1243 | 32.4154 | 4.047 | 0.08107 | 36.5435 | 13.855 | 2.3126 | 0.035007 | 16.2025
Statewide | 2022 | 6 | 11 | 0.23054 | 4.5475e-06 | 1.384e-06 | 0.21813 | 4.3027e-06 | 1.3095e-06 | 0.28333 | 0.0015665 | 1.997e-06 | 0.26808 | 0.0014822 | 1.8895e-06 | 35.1329 | 4.3863 | 0.087866 | 39.6071 | 15.0165 | 2.5064 | 0.037942 | 17.5609 | 33.2418 | 4.1502 | 0.083136 | 37.4751 | 14.2082 | 2.3715 | 0.0359 | 16.6156
Statewide | 2022 | 6 | 12 | 0.24159 | 4.7654e-06 | 1.4503e-06 | 0.22858 | 4.5089e-06 | 1.3723e-06 | 0.29691 | 0.0016416 | 2.0926e-06 | 0.28092 | 0.0015532 | 1.98e-06 | 36.8163 | 4.5964 | 0.092076 | 41.5048 | 15.736 | 2.6265 | 0.03976 | 18.4023 | 34.8345 | 4.349 | 0.08712 | 39.2706 | 14.8889 | 2.4851 | 0.03762 | 17.4117
Statewide | 2022 | 6 | 13 | 0.26279 | 5.1837e-06 | 1.5776e-06 | 0.24864 | 4.9047e-06 | 1.4927e-06 | 0.32297 | 0.0017857 | 2.2763e-06 | 0.30558 | 0.0016895 | 2.1538e-06 | 40.0478 | 4.9999 | 0.10016 | 45.1478 | 17.1172 | 2.8571 | 0.04325 | 20.0175 | 37.8921 | 4.7307 | 0.094766 | 42.7176 | 16.1958 | 2.7033 | 0.040922 | 18.94
Statewide | 2022 | 6 | 14 | 0.28241 | 5.5706e-06 | 1.6954e-06 | 0.2672 | 5.2708e-06 | 1.6041e-06 | 0.34707 | 0.001919 | 2.4462e-06 | 0.32839 | 0.0018157 | 2.3145e-06 | 43.0371 | 5.3731 | 0.10763 | 48.5178 | 18.3949 | 3.0703 | 0.046478 | 21.5117 | 40.7205 | 5.0838 | 0.10184 | 45.9062 | 17.4047 | 2.9051 | 0.043976 | 20.3538
Statewide | 2022 | 6 | 15 | 0.30907 | 6.0967e-06 | 1.8555e-06 | 0.29244 | 5.7685e-06 | 1.7556e-06 | 0.37985 | 0.0021002 | 2.6772e-06 | 0.3594 | 0.0019871 | 2.5331e-06 | 47.1013 | 5.8805 | 0.1178 | 53.0995 | 20.132 | 3.3603 | 0.050867 | 23.5431 | 44.5659 | 5.5639 | 0.11146 | 50.2413 | 19.0483 | 3.1794 | 0.048129 | 22.2758
Statewide | 2022 | 6 | 16 | 0.35593 | 7.0209e-06 | 2.1368e-06 | 0.33677 | 6.643e-06 | 2.0218e-06 | 0.43743 | 0.0024185 | 3.0831e-06 | 0.41388 | 0.0022884 | 2.9171e-06 | 54.2415 | 6.7719 | 0.13566 | 61.149 | 23.1838 | 3.8697 | 0.058579 | 27.1121 | 51.3217 | 6.4074 | 0.12835 | 57.8575 | 21.9359 | 3.6614 | 0.055425 | 25.6527
Statewide | 2022 | 6 | 17 | 0.29152 | 5.7503e-06 | 1.7501e-06 | 0.27582 | 5.4408e-06 | 1.6559e-06 | 0.35827 | 0.0019809 | 2.5251e-06 | 0.33898 | 0.0018742 | 2.3892e-06 | 44.4254 | 5.5464 | 0.11111 | 50.0829 | 18.9883 | 3.1694 | 0.047978 | 22.2056 | 42.034 | 5.2478 | 0.10513 | 47.387 | 17.9661 | 2.9988 | 0.045395 | 21.0103
Statewide | 2022 | 6 | 18 | 0.29353 | 5.7901e-06 | 1.7622e-06 | 0.27773 | 5.4784e-06 | 1.6673e-06 | 0.36075 | 0.0019945 | 2.5426e-06 | 0.34133 | 0.0018872 | 2.4057e-06 | 44.7325 | 5.5847 | 0.11187 | 50.4291 | 19.1195 | 3.1913 | 0.048309 | 22.3591 | 42.3246 | 5.2841 | 0.10585 | 47.7146 | 18.0904 | 3.0195 | 0.045709 | 21.1556
Statewide | 2022 | 6 | 19 | 0.28882 | 5.6972e-06 | 1.7339e-06 | 0.27328 | 5.3905e-06 | 1.6406e-06 | 0.35496 | 0.0019626 | 2.5018e-06 | 0.33585 | 0.0018569 | 2.3671e-06 | 44.0149 | 5.4951 | 0.11008 | 49.6201 | 18.8128 | 3.1401 | 0.047534 | 22.0004 | 41.6456 | 5.1994 | 0.10415 | 46.9491 | 17.8001 | 2.9711 | 0.044976 | 20.8162
Statewide | 2022 | 6 | 20 | 0.28205 | 5.5637e-06 | 1.6933e-06 | 0.26687 | 5.2642e-06 | 1.6021e-06 | 0.34664 | 0.0019166 | 2.4432e-06 | 0.32798 | 0.0018134 | 2.3117e-06 | 42.9834 | 5.3664 | 0.1075 | 48.4573 | 18.372 | 3.0665 | 0.04642 | 21.4849 | 40.6697 | 5.0775 | 0.10171 | 45.8489 | 17.383 | 2.9014 | 0.043922 | 20.3284
Statewide | 2022 | 6 | 21 | 0.27251 | 5.3754e-06 | 1.636e-06 | 0.25784 | 5.0861e-06 | 1.5479e-06 | 0.33491 | 0.0018517 | 2.3605e-06 | 0.31688 | 0.001752 | 2.2335e-06 | 41.5292 | 5.1848 | 0.10386 | 46.8178 | 17.7504 | 2.9627 | 0.04485 | 20.758 | 39.2937 | 4.9057 | 0.098272 | 44.2977 | 16.7949 | 2.8033 | 0.042436 | 19.6406
Statewide | 2022 | 6 | 22 | 0.24485 | 4.8299e-06 | 1.47e-06 | 0.23167 | 4.5699e-06 | 1.3908e-06 | 0.30092 | 0.0016638 | 2.1209e-06 | 0.28472 | 0.0015742 | 2.0068e-06 | 37.3144 | 4.6586 | 0.093322 | 42.0664 | 15.9489 | 2.6621 | 0.040298 | 18.6513 | 35.3058 | 4.4078 | 0.088298 | 39.802 | 15.0904 | 2.5188 | 0.038129 | 17.6473
Statewide | 2022 | 6 | 23 | 0.22819 | 4.5012e-06 | 1.3699e-06 | 0.21591 | 4.2589e-06 | 1.2962e-06 | 0.28045 | 0.0015506 | 1.9766e-06 | 0.26535 | 0.0014671 | 1.8702e-06 | 34.7752 | 4.3416 | 0.086971 | 39.2038 | 14.8636 | 2.4809 | 0.037556 | 17.3821 | 32.9033 | 4.1079 | 0.08229 | 37.0935 | 14.0635 | 2.3474 | 0.035534 | 16.4464
Statewide | 2022 | 6 | 24 | 0.23013 | 4.5395e-06 | 1.3816e-06 | 0.21774 | 4.2951e-06 | 1.3072e-06 | 0.28283 | 0.0015637 | 1.9934e-06 | 0.2676 | 0.0014796 | 1.8861e-06 | 35.0708 | 4.3785 | 0.08771 | 39.537 | 14.9899 | 2.502 | 0.037875 | 17.5298 | 33.183 | 4.1428 | 0.082989 | 37.4088 | 14.183 | 2.3673 | 0.035836 | 16.5862
Statewide | 2022 | 7 | 1 | 0.27221 | 5.3695e-06 | 1.6342e-06 | 0.25756 | 5.0805e-06 | 1.5462e-06 | 0.33454 | 0.0018497 | 2.3579e-06 | 0.31654 | 0.0017501 | 2.231e-06 | 41.4834 | 5.1791 | 0.10375 | 46.7663 | 17.7308 | 2.9595 | 0.0448 | 20.7351 | 39.2505 | 4.9003 | 0.098164 | 44.2489 | 16.7764 | 2.8002 | 0.042389 | 19.619
Statewide | 2022 | 7 | 2 | 0.25607 | 5.0512e-06 | 1.5373e-06 | 0.24229 | 4.7793e-06 | 1.4546e-06 | 0.31471 | 0.00174 | 2.2181e-06 | 0.29777 | 0.0016464 | 2.0987e-06 | 39.0241 | 4.8721 | 0.097598 | 43.9938 | 16.6797 | 2.784 | 0.042144 | 19.5058 | 36.9235 | 4.6098 | 0.092344 | 41.6257 | 15.7818 | 2.6342 | 0.039876 | 18.4559
Statewide | 2022 | 7 | 3 | 0.25937 | 5.1162e-06 | 1.5571e-06 | 0.24541 | 4.8408e-06 | 1.4733e-06 | 0.31876 | 0.0017624 | 2.2467e-06 | 0.3016 | 0.0016675 | 2.1257e-06 | 39.5262 | 4.9347 | 0.098853 | 44.5598 | 16.8943 | 2.8199 | 0.042687 | 19.7568 | 37.3985 | 4.6691 | 0.093532 | 42.1612 | 15.9849 | 2.6681 | 0.040389 | 18.6933
Statewide | 2022 | 7 | 4 | 0.26384 | 5.2043e-06 | 1.5839e-06 | 0.24964 | 4.9242e-06 | 1.4987e-06 | 0.32425 | 0.0017928 | 2.2854e-06 | 0.3068 | 0.0016963 | 2.1624e-06 | 40.2074 | 5.0198 | 0.10056 | 45.3277 | 17.1854 | 2.8685 | 0.043422 | 20.0973 | 38.0431 | 4.7496 | 0.095144 | 42.8878 | 16.2603 | 2.714 | 0.041085 | 19.0155
Statewide | 2022 | 7 | 5 | 0.2604 | 5.1365e-06 | 1.5633e-06 | 0.24638 | 4.86e-06 | 1.4791e-06 | 0.32003 | 0.0017694 | 2.2556e-06 | 0.3028 | 0.0016742 | 2.1342e-06 | 39.6833 | 4.9544 | 0.099246 | 44.7369 | 16.9614 | 2.8311 | 0.042856 | 19.8353 | 37.5472 | 4.6877 | 0.093904 | 42.3288 | 16.0484 | 2.6787 | 0.040549 | 18.7676
Statewide | 2022 | 7 | 6 | 0.28825 | 5.6858e-06 | 1.7305e-06 | 0.27273 | 5.3797e-06 | 1.6373e-06 | 0.35425 | 0.0019586 | 2.4968e-06 | 0.33518 | 0.0018532 | 2.3624e-06 | 43.927 | 5.4842 | 0.10986 | 49.521 | 18.7752 | 3.1338 | 0.047439 | 21.9565 | 41.5625 | 5.189 | 0.10395 | 46.8554 | 17.7646 | 2.9651 | 0.044886 | 20.7746
Statewide | 2022 | 7 | 7 | 0.29791 | 5.8765e-06 | 1.7885e-06 | 0.28187 | 5.5601e-06 | 1.6922e-06 | 0.36613 | 0.0020243 | 2.5805e-06 | 0.34642 | 0.0019153 | 2.4416e-06 | 45.3999 | 5.6681 | 0.11354 | 51.1815 | 19.4048 | 3.2389 | 0.04903 | 22.6927 | 42.9561 | 5.363 | 0.10743 | 48.4265 | 18.3603 | 3.0646 | 0.046391 | 21.4712
Statewide | 2022 | 7 | 8 | 0.299 | 5.8979e-06 | 1.795e-06 | 0.2829 | 5.5804e-06 | 1.6984e-06 | 0.36746 | 0.0020317 | 2.5899e-06 | 0.34768 | 0.0019223 | 2.4505e-06 | 45.5654 | 5.6887 | 0.11396 | 51.3681 | 19.4755 | 3.2507 | 0.049209 | 22.7754 | 43.1127 | 5.3825 | 0.10782 | 48.603 | 18.4272 | 3.0757 | 0.04656 | 21.5495
Statewide | 2022 | 7 | 9 | 0.28464 | 5.6147e-06 | 1.7088e-06 | 0.26932 | 5.3125e-06 | 1.6168e-06 | 0.34982 | 0.0019341 | 2.4656e-06 | 0.33099 | 0.00183 | 2.3329e-06 | 43.3777 | 5.4156 | 0.10849 | 48.9018 | 18.5405 | 3.0946 | 0.046846 | 21.682 | 41.0428 | 5.1241 | 0.10265 | 46.2695 | 17.5425 | 2.928 | 0.044324 | 20.5148
Statewide | 2022 | 7 | 10 | 0.28738 | 5.6688e-06 | 1.7253e-06 | 0.27191 | 5.3636e-06 | 1.6324e-06 | 0.35319 | 0.0019528 | 2.4893e-06 | 0.33418 | 0.0018477 | 2.3553e-06 | 43.7956 | 5.4678 | 0.10953 | 49.3729 | 18.7191 | 3.1244 | 0.047297 | 21.8908 | 41.4381 | 5.1734 | 0.10363 | 46.7152 | 17.7115 | 2.9563 | 0.044751 | 20.7125
Statewide | 2022 | 7 | 11 | 0.28291 | 5.5805e-06 | 1.6984e-06 | 0.26768 | 5.2801e-06 | 1.607e-06 | 0.34769 | 0.0019224 | 2.4506e-06 | 0.32898 | 0.0018189 | 2.3187e-06 | 43.1137 | 5.3826 | 0.10783 | 48.6041 | 18.4276 | 3.0758 | 0.046561 | 21.55 | 40.7929 | 5.0929 | 0.10202 | 45.9878 | 17.4357 | 2.9102 | 0.044055 | 20.39
Statewide | 2022 | 7 | 12 | 0.29973 | 5.9124e-06 | 1.7994e-06 | 0.2836 | 5.5942e-06 | 1.7026e-06 | 0.36837 | 0.0020367 | 2.5963e-06 | 0.34854 | 0.0019271 | 2.4566e-06 | 45.678 | 5.7028 | 0.11424 | 51.495 | 19.5236 | 3.2587 | 0.04933 | 22.8317 | 43.2192 | 5.3958 | 0.10809 | 48.7231 | 18.4727 | 3.0833 | 0.046675 | 21.6027
Statewide | 2022 | 7 | 13 | 0.31198 | 6.154e-06 | 1.873e-06 | 0.29519 | 5.8228e-06 | 1.7721e-06 | 0.38342 | 0.0021199 | 2.7024e-06 | 0.36278 | 0.0020058 | 2.557e-06 | 47.5444 | 5.9358 | 0.11891 | 53.5991 | 20.3214 | 3.3919 | 0.051346 | 23.7646 | 44.9852 | 5.6163 | 0.11251 | 50.714 | 19.2275 | 3.2093 | 0.048582 | 22.4854
Statewide | 2022 | 7 | 14 | 0.32714 | 6.453e-06 | 1.964e-06 | 0.30953 | 6.1057e-06 | 1.8582e-06 | 0.40205 | 0.0022229 | 2.8337e-06 | 0.38041 | 0.0021033 | 2.6812e-06 | 49.8543 | 6.2242 | 0.12468 | 56.2032 | 21.3087 | 3.5567 | 0.053841 | 24.9192 | 47.1707 | 5.8891 | 0.11797 | 53.1778 | 20.1617 | 3.3652 | 0.050942 | 23.5778
Statewide | 2022 | 7 | 15 | 0.36377 | 7.1756e-06 | 2.1839e-06 | 0.34419 | 6.7894e-06 | 2.0663e-06 | 0.44707 | 0.0024718 | 3.151e-06 | 0.42301 | 0.0023388 | 2.9814e-06 | 55.437 | 6.9212 | 0.13865 | 62.4968 | 23.6948 | 3.955 | 0.05987 | 27.7097 | 52.4529 | 6.5486 | 0.13118 | 59.1327 | 22.4194 | 3.7421 | 0.056647 | 26.2181
Statewide | 2022 | 7 | 16 | 0.40904 | 8.0686e-06 | 2.4557e-06 | 0.38702 | 7.6343e-06 | 2.3235e-06 | 0.50271 | 0.0027794 | 3.5432e-06 | 0.47565 | 0.0026298 | 3.3524e-06 | 62.3357 | 7.7825 | 0.1559 | 70.2741 | 26.6435 | 4.4471 | 0.06732 | 31.1579 | 58.9803 | 7.3635 | 0.14751 | 66.4913 | 25.2093 | 4.2077 | 0.063696 | 29.4807
Statewide | 2022 | 7 | 17 | 0.33249 | 6.5586e-06 | 1.9961e-06 | 0.31459 | 6.2055e-06 | 1.8886e-06 | 0.40863 | 0.0022593 | 2.8801e-06 | 0.38663 | 0.0021377 | 2.725e-06 | 50.6697 | 6.326 | 0.12672 | 57.1224 | 21.6572 | 3.6148 | 0.054721 | 25.3268 | 47.9422 | 5.9855 | 0.1199 | 54.0476 | 20.4914 | 3.4203 | 0.051776 | 23.9635
Statewide | 2022 | 7 | 18 | 0.32588 | 6.4281e-06 | 1.9564e-06 | 0.30834 | 6.0821e-06 | 1.8511e-06 | 0.4005 | 0.0022144 | 2.8228e-06 | 0.37894 | 0.0020952 | 2.6708e-06 | 49.6621 | 6.2002 | 0.1242 | 55.9865 | 21.2265 | 3.543 | 0.053633 | 24.8231 | 46.9889 | 5.8664 | 0.11752 | 52.9728 | 20.084 | 3.3523 | 0.050746 | 23.487
Statewide | 2022 | 7 | 19 | 0.34513 | 6.8079e-06 | 2.072e-06 | 0.32655 | 6.4414e-06 | 1.9604e-06 | 0.42416 | 0.0023452 | 2.9895e-06 | 0.40133 | 0.0022189 | 2.8286e-06 | 52.5958 | 6.5664 | 0.13154 | 59.2937 | 22.4804 | 3.7523 | 0.056801 | 26.2895 | 49.7646 | 6.213 | 0.12446 | 56.102 | 21.2704 | 3.5503 | 0.053744 | 24.8744
Statewide | 2022 | 7 | 20 | 0.34087 | 6.7239e-06 | 2.0464e-06 | 0.32252 | 6.362e-06 | 1.9363e-06 | 0.41893 | 0.0023162 | 2.9527e-06 | 0.39638 | 0.0021916 | 2.7937e-06 | 51.9473 | 6.4855 | 0.12992 | 58.5627 | 22.2033 | 3.706 | 0.056101 | 25.9654 | 49.151 | 6.1364 | 0.12292 | 55.4103 | 21.0081 | 3.5065 | 0.053081 | 24.5677
Statewide | 2022 | 7 | 21 | 0.32749 | 6.4599e-06 | 1.966e-06 | 0.30986 | 6.1121e-06 | 1.8602e-06 | 0.40248 | 0.0022253 | 2.8367e-06 | 0.38081 | 0.0021055 | 2.684e-06 | 49.9073 | 6.2308 | 0.12482 | 56.2629 | 21.3313 | 3.5605 | 0.053898 | 24.9457 | 47.2209 | 5.8954 | 0.1181 | 53.2344 | 20.1831 | 3.3688 | 0.050997 | 23.6029
Statewide | 2022 | 7 | 22 | 0.31009 | 6.1166e-06 | 1.8616e-06 | 0.29339 | 5.7874e-06 | 1.7614e-06 | 0.38109 | 0.002107 | 2.686e-06 | 0.36058 | 0.0019936 | 2.5414e-06 | 47.2553 | 5.8997 | 0.11818 | 53.2732 | 20.1978 | 3.3713 | 0.051034 | 23.6201 | 44.7116 | 5.5821 | 0.11182 | 50.4056 | 19.1106 | 3.1898 | 0.048287 | 22.3487
Statewide | 2022 | 7 | 23 | 0.2979 | 5.8763e-06 | 1.7884e-06 | 0.28187 | 5.56e-06 | 1.6922e-06 | 0.36612 | 0.0020242 | 2.5805e-06 | 0.34641 | 0.0019153 | 2.4415e-06 | 45.3986 | 5.6679 | 0.11354 | 51.18 | 19.4042 | 3.2388 | 0.049029 | 22.692 | 42.9548 | 5.3628 | 0.10743 | 48.425 | 18.3597 | 3.0645 | 0.046389 | 21.4706
Statewide | 2022 | 7 | 24 | 0.28798 | 5.6806e-06 | 1.7289e-06 | 0.27248 | 5.3748e-06 | 1.6358e-06 | 0.35392 | 0.0019568 | 2.4945e-06 | 0.33487 | 0.0018515 | 2.3602e-06 | 43.8866 | 5.4791 | 0.10976 | 49.4755 | 18.758 | 3.1309 | 0.047396 | 21.9363 | 41.5243 | 5.1842 | 0.10385 | 46.8123 | 17.7483 | 2.9624 | 0.044844 | 20.7555
Statewide | 2022 | 8 | 1 | 0.27987 | 5.5206e-06 | 1.6802e-06 | 0.26481 | 5.2235e-06 | 1.5897e-06 | 0.34396 | 0.0019017 | 2.4243e-06 | 0.32544 | 0.0017994 | 2.2938e-06 | 42.6509 | 5.3249 | 0.10667 | 48.0824 | 18.2298 | 3.0428 | 0.046061 | 21.3186 | 40.355 | 5.0382 | 0.10093 | 45.4942 | 17.2485 | 2.879 | 0.043582 | 20.1711
Statewide | 2022 | 8 | 2 | 0.2695 | 5.316e-06 | 1.6179e-06 | 0.25499 | 5.0298e-06 | 1.5308e-06 | 0.33121 | 0.0018312 | 2.3344e-06 | 0.31338 | 0.0017327 | 2.2087e-06 | 41.0697 | 5.1274 | 0.10271 | 46.2998 | 17.554 | 2.93 | 0.044354 | 20.5283 | 38.8589 | 4.8514 | 0.097185 | 43.8076 | 16.6091 | 2.7723 | 0.041966 | 19.4233
Statewide | 2022 | 8 | 3 | 0.26743 | 5.2751e-06 | 1.6055e-06 | 0.25303 | 4.9912e-06 | 1.5191e-06 | 0.32866 | 0.0018172 | 2.3165e-06 | 0.31097 | 0.0017194 | 2.1918e-06 | 40.7544 | 5.0881 | 0.10192 | 45.9444 | 17.4192 | 2.9075 | 0.044013 | 20.3707 | 38.5607 | 4.8142 | 0.096439 | 43.4713 | 16.4816 | 2.751 | 0.041644 | 19.2742
Statewide | 2022 | 8 | 4 | 0.26233 | 5.1746e-06 | 1.5749e-06 | 0.24821 | 4.896e-06 | 1.4901e-06 | 0.3224 | 0.0017825 | 2.2723e-06 | 0.30504 | 0.0016866 | 2.15e-06 | 39.9774 | 4.9911 | 0.099982 | 45.0685 | 17.0871 | 2.852 | 0.043174 | 19.9823 | 37.8255 | 4.7224 | 0.0946 | 42.6425 | 16.1674 | 2.6985 | 0.04085 | 18.9067
Statewide | 2022 | 8 | 5 | 0.26282 | 5.1843e-06 | 1.5778e-06 | 0.24867 | 4.9052e-06 | 1.4929e-06 | 0.323 | 0.0017859 | 2.2766e-06 | 0.30562 | 0.0016897 | 2.154e-06 | 40.0525 | 5.0005 | 0.10017 | 45.1531 | 17.1192 | 2.8574 | 0.043255 | 20.0199 | 37.8966 | 4.7313 | 0.094778 | 42.7226 | 16.1977 | 2.7036 | 0.040927 | 18.9422
Statewide | 2022 | 8 | 6 | 0.28537 | 5.6291e-06 | 1.7132e-06 | 0.27001 | 5.3261e-06 | 1.621e-06 | 0.35072 | 0.0019391 | 2.4719e-06 | 0.33184 | 0.0018347 | 2.3389e-06 | 43.4891 | 5.4295 | 0.10876 | 49.0274 | 18.5881 | 3.1026 | 0.046966 | 21.7376 | 41.1482 | 5.1372 | 0.10291 | 46.3883 | 17.5875 | 2.9356 | 0.044438 | 20.5675
Statewide | 2022 | 8 | 7 | 0.29117 | 5.7436e-06 | 1.748e-06 | 0.2755 | 5.4344e-06 | 1.6539e-06 | 0.35785 | 0.0019785 | 2.5222e-06 | 0.33859 | 0.001872 | 2.3864e-06 | 44.3732 | 5.5399 | 0.11098 | 50.0241 | 18.966 | 3.1656 | 0.047921 | 22.1795 | 41.9847 | 5.2417 | 0.105 | 47.3313 | 17.9451 | 2.9952 | 0.045342 | 20.9856
Statewide | 2022 | 8 | 8 | 0.2792 | 5.5074e-06 | 1.6762e-06 | 0.26417 | 5.211e-06 | 1.5859e-06 | 0.34314 | 0.0018972 | 2.4185e-06 | 0.32467 | 0.0017951 | 2.2883e-06 | 42.5488 | 5.3121 | 0.10641 | 47.9674 | 18.1862 | 3.0355 | 0.045951 | 21.2676 | 40.2585 | 5.0262 | 0.10068 | 45.3853 | 17.2073 | 2.8721 | 0.043478 | 20.1228
Statewide | 2022 | 8 | 9 | 0.2685 | 5.2963e-06 | 1.6119e-06 | 0.25405 | 5.0112e-06 | 1.5252e-06 | 0.32998 | 0.0018245 | 2.3258e-06 | 0.31222 | 0.0017263 | 2.2006e-06 | 40.918 | 5.1085 | 0.10233 | 46.1288 | 17.4891 | 2.9191 | 0.04419 | 20.4525 | 38.7154 | 4.8335 | 0.096826 | 43.6458 | 16.5477 | 2.762 | 0.041811 | 19.3516
Statewide | 2022 | 8 | 10 | 0.26704 | 5.2674e-06 | 1.6031e-06 | 0.25266 | 4.9839e-06 | 1.5168e-06 | 0.32818 | 0.0018145 | 2.3131e-06 | 0.31052 | 0.0017168 | 2.1886e-06 | 40.6947 | 5.0806 | 0.10178 | 45.8771 | 17.3937 | 2.9032 | 0.043949 | 20.3409 | 38.5042 | 4.8072 | 0.096297 | 43.4076 | 16.4574 | 2.7469 | 0.041583 | 19.246
Statewide | 2022 | 8 | 11 | 0.28878 | 5.6963e-06 | 1.7336e-06 | 0.27323 | 5.3896e-06 | 1.6403e-06 | 0.3549 | 0.0019622 | 2.5014e-06 | 0.3358 | 0.0018566 | 2.3668e-06 | 44.0078 | 5.4943 | 0.11006 | 49.6122 | 18.8098 | 3.1396 | 0.047527 | 21.9969 | 41.639 | 5.1985 | 0.10414 | 46.9416 | 17.7973 | 2.9706 | 0.044968 | 20.8128
Statewide | 2022 | 8 | 12 | 0.29355 | 5.7904e-06 | 1.7623e-06 | 0.27775 | 5.4788e-06 | 1.6674e-06 | 0.36077 | 0.0019947 | 2.5428e-06 | 0.34135 | 0.0018873 | 2.4059e-06 | 44.7355 | 5.5851 | 0.11188 | 50.4325 | 19.1208 | 3.1915 | 0.048312 | 22.3606 | 42.3274 | 5.2845 | 0.10586 | 47.7178 | 18.0916 | 3.0197 | 0.045712 | 21.157
Statewide | 2022 | 8 | 13 | 0.29538 | 5.8266e-06 | 1.7733e-06 | 0.27948 | 5.513e-06 | 1.6779e-06 | 0.36302 | 0.0020071 | 2.5586e-06 | 0.34348 | 0.0018991 | 2.4209e-06 | 45.0148 | 5.62 | 0.11258 | 50.7473 | 19.2402 | 3.2114 | 0.048614 | 22.5002 | 42.5917 | 5.3175 | 0.10652 | 48.0157 | 18.2045 | 3.0386 | 0.045997 | 21.2891
Statewide | 2022 | 8 | 14 | 0.31117 | 6.138e-06 | 1.8681e-06 | 0.29442 | 5.8076e-06 | 1.7675e-06 | 0.38243 | 0.0021144 | 2.6954e-06 | 0.36184 | 0.0020006 | 2.5503e-06 | 47.4207 | 5.9204 | 0.1186 | 53.4597 | 20.2685 | 3.3831 | 0.051212 | 23.7028 | 44.8681 | 5.6017 | 0.11221 | 50.582 | 19.1775 | 3.201 | 0.048456 | 22.4269
Statewide | 2022 | 8 | 15 | 0.34794 | 6.8632e-06 | 2.0888e-06 | 0.32921 | 6.4938e-06 | 1.9764e-06 | 0.42761 | 0.0023642 | 3.0139e-06 | 0.40459 | 0.002237 | 2.8516e-06 | 53.0236 | 6.6199 | 0.13261 | 59.7761 | 22.6633 | 3.7828 | 0.057263 | 26.5034 | 50.1694 | 6.2635 | 0.12547 | 56.5584 | 21.4434 | 3.5792 | 0.054181 | 25.0767
Statewide | 2022 | 8 | 16 | 0.38392 | 7.5731e-06 | 2.3048e-06 | 0.36326 | 7.1654e-06 | 2.1808e-06 | 0.47183 | 0.0026088 | 3.3256e-06 | 0.44644 | 0.0024683 | 3.1465e-06 | 58.5074 | 7.3045 | 0.14632 | 65.9583 | 25.0072 | 4.174 | 0.063186 | 29.2444 | 55.3581 | 6.9113 | 0.13845 | 62.4078 | 23.6611 | 3.9493 | 0.059784 | 27.6702
Statewide | 2022 | 8 | 17 | 0.3169 | 6.251e-06 | 1.9025e-06 | 0.29984 | 5.9145e-06 | 1.8001e-06 | 0.38946 | 0.0021533 | 2.745e-06 | 0.3685 | 0.0020374 | 2.5972e-06 | 48.2933 | 6.0293 | 0.12078 | 54.4434 | 20.6415 | 3.4453 | 0.052155 | 24.139 | 45.6938 | 5.7048 | 0.11428 | 51.5128 | 19.5304 | 3.2599 | 0.049347 | 22.8396
Statewide | 2022 | 8 | 18 | 0.32173 | 6.3462e-06 | 1.9315e-06 | 0.30441 | 6.0046e-06 | 1.8275e-06 | 0.3954 | 0.0021861 | 2.7868e-06 | 0.37411 | 0.0020685 | 2.6368e-06 | 49.0292 | 6.1212 | 0.12262 | 55.273 | 20.956 | 3.4978 | 0.052949 | 24.5068 | 46.39 | 5.7917 | 0.11602 | 52.2977 | 19.828 | 3.3095 | 0.050099 | 23.1876
Statewide | 2022 | 8 | 19 | 0.32495 | 6.4098e-06 | 1.9508e-06 | 0.30746 | 6.0647e-06 | 1.8458e-06 | 0.39936 | 0.002208 | 2.8147e-06 | 0.37786 | 0.0020892 | 2.6632e-06 | 49.5203 | 6.1825 | 0.12385 | 55.8266 | 21.1659 | 3.5328 | 0.05348 | 24.7522 | 46.8547 | 5.8497 | 0.11718 | 52.8215 | 20.0266 | 3.3427 | 0.050601 | 23.4199
Statewide | 2022 | 8 | 20 | 0.32812 | 6.4724e-06 | 1.9699e-06 | 0.31046 | 6.124e-06 | 1.8638e-06 | 0.40326 | 0.0022296 | 2.8422e-06 | 0.38155 | 0.0021096 | 2.6892e-06 | 50.0043 | 6.2429 | 0.12506 | 56.3723 | 21.3728 | 3.5674 | 0.054003 | 24.9942 | 47.3127 | 5.9069 | 0.11833 | 53.3379 | 20.2224 | 3.3754 | 0.051096 | 23.6488
Statewide | 2022 | 8 | 21 | 0.31319 | 6.1778e-06 | 1.8802e-06 | 0.29633 | 5.8453e-06 | 1.779e-06 | 0.38491 | 0.0021281 | 2.7129e-06 | 0.36419 | 0.0020136 | 2.5669e-06 | 47.7285 | 5.9588 | 0.11937 | 53.8066 | 20.4001 | 3.405 | 0.051545 | 23.8566 | 45.1593 | 5.638 | 0.11294 | 50.9103 | 19.302 | 3.2217 | 0.04877 | 22.5725
Statewide | 2022 | 8 | 22 | 0.28761 | 5.6733e-06 | 1.7267e-06 | 0.27213 | 5.3679e-06 | 1.6337e-06 | 0.35347 | 0.0019543 | 2.4913e-06 | 0.33444 | 0.0018491 | 2.3572e-06 | 43.8304 | 5.4721 | 0.10962 | 49.4121 | 18.734 | 3.1269 | 0.047335 | 21.9082 | 41.4711 | 5.1776 | 0.10372 | 46.7523 | 17.7255 | 2.9586 | 0.044787 | 20.7289
Statewide | 2022 | 8 | 23 | 0.27952 | 5.5138e-06 | 1.6781e-06 | 0.26448 | 5.217e-06 | 1.5878e-06 | 0.34353 | 0.0018994 | 2.4213e-06 | 0.32504 | 0.0017971 | 2.2909e-06 | 42.598 | 5.3183 | 0.10654 | 48.0228 | 18.2072 | 3.039 | 0.046004 | 21.2922 | 40.305 | 5.032 | 0.1008 | 45.4378 | 17.2271 | 2.8754 | 0.043528 | 20.1461
Statewide | 2022 | 8 | 24 | 0.28035 | 5.5301e-06 | 1.6831e-06 | 0.26526 | 5.2324e-06 | 1.5925e-06 | 0.34455 | 0.001905 | 2.4284e-06 | 0.326 | 0.0018025 | 2.2977e-06 | 42.7242 | 5.334 | 0.10685 | 48.1651 | 18.2612 | 3.048 | 0.04614 | 21.3553 | 40.4244 | 5.0469 | 0.1011 | 45.5724 | 17.2782 | 2.8839 | 0.043657 | 20.2058
Statewide | 2022 | 9 | 1 | 0.20423 | 4.0285e-06 | 1.2261e-06 | 0.19323 | 3.8116e-06 | 1.1601e-06 | 0.25099 | 0.0013877 | 1.769e-06 | 0.23748 | 0.001313 | 1.6738e-06 | 31.1228 | 3.8856 | 0.077837 | 35.0862 | 13.3025 | 2.2203 | 0.033611 | 15.5564 | 29.4475 | 3.6764 | 0.073647 | 33.1976 | 12.5864 | 2.1008 | 0.031802 | 14.7191
Statewide | 2022 | 9 | 2 | 0.1696 | 3.3455e-06 | 1.0182e-06 | 0.16047 | 3.1654e-06 | 9.6337e-07 | 0.20844 | 0.0011524 | 1.4691e-06 | 0.19722 | 0.0010904 | 1.39e-06 | 25.8461 | 3.2268 | 0.06464 | 29.1376 | 11.0471 | 1.8439 | 0.027913 | 12.9189 | 24.4549 | 3.0531 | 0.061161 | 27.5691 | 10.4525 | 1.7446 | 0.02641 | 12.2235
Statewide | 2022 | 9 | 3 | 0.18461 | 3.6416e-06 | 1.1083e-06 | 0.17468 | 3.4456e-06 | 1.0487e-06 | 0.22689 | 0.0012545 | 1.5991e-06 | 0.21468 | 0.0011869 | 1.5131e-06 | 28.1341 | 3.5125 | 0.070362 | 31.717 | 12.0251 | 2.0071 | 0.030384 | 14.0626 | 26.6197 | 3.3234 | 0.066575 | 30.0097 | 11.3778 | 1.8991 | 0.028748 | 13.3056
Statewide | 2022 | 9 | 4 | 0.20086 | 3.9621e-06 | 1.2059e-06 | 0.19005 | 3.7488e-06 | 1.141e-06 | 0.24686 | 0.0013649 | 1.7399e-06 | 0.23357 | 0.0012914 | 1.6462e-06 | 30.6102 | 3.8216 | 0.076555 | 34.5084 | 13.0834 | 2.1838 | 0.033058 | 15.3002 | 28.9625 | 3.6159 | 0.072434 | 32.6509 | 12.3792 | 2.0662 | 0.031278 | 14.4767
Statewide | 2022 | 9 | 5 | 0.22392 | 4.417e-06 | 1.3443e-06 | 0.21187 | 4.1793e-06 | 1.2719e-06 | 0.2752 | 0.0015216 | 1.9396e-06 | 0.26039 | 0.0014397 | 1.8352e-06 | 34.1248 | 4.2604 | 0.085345 | 38.4705 | 14.5856 | 2.4345 | 0.036853 | 17.057 | 32.2879 | 4.0311 | 0.080751 | 36.3997 | 13.8005 | 2.3035 | 0.03487 | 16.1388
Statewide | 2022 | 9 | 6 | 0.27404 | 5.4056e-06 | 1.6452e-06 | 0.25929 | 5.1146e-06 | 1.5566e-06 | 0.33679 | 0.0018621 | 2.3737e-06 | 0.31866 | 0.0017619 | 2.246e-06 | 41.7619 | 5.2139 | 0.10444 | 47.0802 | 17.8498 | 2.9794 | 0.045101 | 20.8743 | 39.5139 | 4.9332 | 0.098823 | 44.546 | 16.889 | 2.819 | 0.042673 | 19.7507
Statewide | 2022 | 9 | 7 | 0.27647 | 5.4536e-06 | 1.6598e-06 | 0.26159 | 5.1601e-06 | 1.5705e-06 | 0.33978 | 0.0018787 | 2.3948e-06 | 0.32149 | 0.0017775 | 2.2659e-06 | 42.1332 | 5.2602 | 0.10537 | 47.4988 | 18.0086 | 3.0058 | 0.045502 | 21.0599 | 39.8653 | 4.9771 | 0.099701 | 44.942 | 17.0392 | 2.844 | 0.043053 | 19.9263
Statewide | 2022 | 9 | 8 | 0.24595 | 4.8516e-06 | 1.4766e-06 | 0.23271 | 4.5904e-06 | 1.3971e-06 | 0.30227 | 0.0016713 | 2.1305e-06 | 0.286 | 0.0015813 | 2.0158e-06 | 37.482 | 4.6795 | 0.093741 | 42.2553 | 16.0205 | 2.674 | 0.040479 | 18.735 | 35.4644 | 4.4276 | 0.088695 | 39.9808 | 15.1582 | 2.5301 | 0.0383 | 17.7266
Statewide | 2022 | 9 | 9 | 0.22622 | 4.4623e-06 | 1.3581e-06 | 0.21404 | 4.2221e-06 | 1.285e-06 | 0.27802 | 0.0015372 | 1.9595e-06 | 0.26305 | 0.0014544 | 1.854e-06 | 34.4743 | 4.304 | 0.086219 | 38.8645 | 14.735 | 2.4594 | 0.037231 | 17.2316 | 32.6186 | 4.0723 | 0.081578 | 36.7725 | 13.9418 | 2.3271 | 0.035227 | 16.3041
Statewide | 2022 | 9 | 10 | 0.21326 | 4.2067e-06 | 1.2803e-06 | 0.20178 | 3.9803e-06 | 1.2114e-06 | 0.2621 | 0.0014491 | 1.8473e-06 | 0.24799 | 0.0013711 | 1.7479e-06 | 32.4999 | 4.0575 | 0.081281 | 36.6387 | 13.8911 | 2.3186 | 0.035098 | 16.2448 | 30.7504 | 3.8391 | 0.076906 | 34.6665 | 13.1433 | 2.1938 | 0.033209 | 15.3703
Statewide | 2022 | 9 | 11 | 0.20772 | 4.0973e-06 | 1.247e-06 | 0.19654 | 3.8768e-06 | 1.1799e-06 | 0.25528 | 0.0014114 | 1.7993e-06 | 0.24154 | 0.0013355 | 1.7024e-06 | 31.655 | 3.952 | 0.079168 | 35.6862 | 13.5299 | 2.2583 | 0.034186 | 15.8224 | 29.951 | 3.7393 | 0.074906 | 33.7653 | 12.8017 | 2.1367 | 0.032346 | 14.9707
Statewide | 2022 | 9 | 12 | 0.21168 | 4.1754e-06 | 1.2708e-06 | 0.20028 | 3.9507e-06 | 1.2024e-06 | 0.26015 | 0.0014383 | 1.8336e-06 | 0.24614 | 0.0013609 | 1.7349e-06 | 32.2583 | 4.0274 | 0.080677 | 36.3663 | 13.7878 | 2.3014 | 0.034838 | 16.124 | 30.5219 | 3.8106 | 0.076334 | 34.4088 | 13.0456 | 2.1775 | 0.032962 | 15.2561
Statewide | 2022 | 9 | 13 | 0.22647 | 4.4673e-06 | 1.3596e-06 | 0.21428 | 4.2269e-06 | 1.2864e-06 | 0.27833 | 0.0015389 | 1.9617e-06 | 0.26335 | 0.0014561 | 1.8561e-06 | 34.5135 | 4.3089 | 0.086317 | 38.9088 | 14.7518 | 2.4622 | 0.037273 | 17.2513 | 32.6557 | 4.077 | 0.081671 | 36.8144 | 13.9577 | 2.3297 | 0.035267 | 16.3227
Statewide | 2022 | 9 | 14 | 0.24008 | 4.7357e-06 | 1.4413e-06 | 0.22715 | 4.4807e-06 | 1.3637e-06 | 0.29505 | 0.0016313 | 2.0796e-06 | 0.27917 | 0.0015435 | 1.9676e-06 | 36.5865 | 4.5677 | 0.091501 | 41.2457 | 15.6378 | 2.6101 | 0.039512 | 18.2874 | 34.6171 | 4.3219 | 0.086576 | 39.0255 | 14.796 | 2.4696 | 0.037385 | 17.303
Statewide | 2022 | 9 | 15 | 0.26262 | 5.1803e-06 | 1.5766e-06 | 0.24848 | 4.9015e-06 | 1.4918e-06 | 0.32276 | 0.0017845 | 2.2748e-06 | 0.30538 | 0.0016885 | 2.1524e-06 | 40.0219 | 4.9966 | 0.10009 | 45.1187 | 17.1061 | 2.8552 | 0.043222 | 20.0046 | 37.8676 | 4.7277 | 0.094705 | 42.69 | 16.1853 | 2.7015 | 0.040895 | 18.9278
Statewide | 2022 | 9 | 16 | 0.29533 | 5.8255e-06 | 1.773e-06 | 0.27943 | 5.512e-06 | 1.6776e-06 | 0.36296 | 0.0020068 | 2.5582e-06 | 0.34342 | 0.0018987 | 2.4205e-06 | 45.0066 | 5.619 | 0.11256 | 50.7381 | 19.2367 | 3.2108 | 0.048605 | 22.4961 | 42.5839 | 5.3165 | 0.1065 | 48.0069 | 18.2012 | 3.038 | 0.045989 | 21.2852
Statewide | 2022 | 9 | 17 | 0.27896 | 5.5026e-06 | 1.6747e-06 | 0.26394 | 5.2064e-06 | 1.5846e-06 | 0.34284 | 0.0018955 | 2.4164e-06 | 0.32438 | 0.0017935 | 2.2863e-06 | 42.5118 | 5.3075 | 0.10632 | 47.9256 | 18.1704 | 3.0329 | 0.045911 | 21.2491 | 40.2234 | 5.0218 | 0.1006 | 45.3458 | 17.1923 | 2.8696 | 0.04344 | 20.1053
Statewide | 2022 | 9 | 18 | 0.29881 | 5.8941e-06 | 1.7939e-06 | 0.28272 | 5.5769e-06 | 1.6973e-06 | 0.36723 | 0.0020304 | 2.5883e-06 | 0.34746 | 0.0019211 | 2.449e-06 | 45.5365 | 5.6851 | 0.11388 | 51.3355 | 19.4632 | 3.2486 | 0.049178 | 22.761 | 43.0853 | 5.3791 | 0.10775 | 48.5722 | 18.4155 | 3.0738 | 0.04653 | 21.5358
Statewide | 2022 | 9 | 19 | 0.29568 | 5.8325e-06 | 1.7751e-06 | 0.27976 | 5.5185e-06 | 1.6795e-06 | 0.36339 | 0.0020092 | 2.5612e-06 | 0.34383 | 0.001901 | 2.4233e-06 | 45.0601 | 5.6256 | 0.11269 | 50.7984 | 19.2595 | 3.2146 | 0.048663 | 22.5229 | 42.6346 | 5.3228 | 0.10663 | 48.064 | 18.2228 | 3.0416 | 0.046044 | 21.3105
Statewide | 2022 | 9 | 20 | 0.28385 | 5.599e-06 | 1.7041e-06 | 0.26857 | 5.2977e-06 | 1.6123e-06 | 0.34885 | 0.0019288 | 2.4587e-06 | 0.33007 | 0.0018249 | 2.3264e-06 | 43.2568 | 5.4005 | 0.10818 | 48.7655 | 18.4888 | 3.086 | 0.046716 | 21.6215 | 40.9283 | 5.1098 | 0.10236 | 46.1405 | 17.4936 | 2.9199 | 0.044201 | 20.4577
Statewide | 2022 | 9 | 21 | 0.2734 | 5.3929e-06 | 1.6413e-06 | 0.25868 | 5.1026e-06 | 1.553e-06 | 0.336 | 0.0018577 | 2.3682e-06 | 0.31792 | 0.0017577 | 2.2407e-06 | 41.6644 | 5.2017 | 0.1042 | 46.9703 | 17.8082 | 2.9724 | 0.044996 | 20.8256 | 39.4217 | 4.9217 | 0.098592 | 44.442 | 16.8496 | 2.8124 | 0.042574 | 19.7046
Statewide | 2022 | 9 | 22 | 0.25272 | 4.9851e-06 | 1.5172e-06 | 0.23912 | 4.7168e-06 | 1.4355e-06 | 0.3106 | 0.0017173 | 2.1891e-06 | 0.29388 | 0.0016248 | 2.0713e-06 | 38.5139 | 4.8084 | 0.096322 | 43.4186 | 16.4616 | 2.7476 | 0.041593 | 19.2508 | 36.4408 | 4.5495 | 0.091137 | 41.0814 | 15.5755 | 2.5997 | 0.039355 | 18.2146
Statewide | 2022 | 9 | 23 | 0.25236 | 4.9778e-06 | 1.515e-06 | 0.23877 | 4.7099e-06 | 1.4334e-06 | 0.31014 | 0.0017148 | 2.1859e-06 | 0.29345 | 0.0016225 | 2.0683e-06 | 38.4575 | 4.8013 | 0.096181 | 43.355 | 16.4375 | 2.7436 | 0.041533 | 19.2226 | 36.3874 | 4.5429 | 0.091003 | 41.0213 | 15.5527 | 2.5959 | 0.039297 | 18.1879
Statewide | 2022 | 9 | 24 | 0.2448 | 4.8288e-06 | 1.4696e-06 | 0.23162 | 4.5688e-06 | 1.3905e-06 | 0.30085 | 0.0016634 | 2.1205e-06 | 0.28466 | 0.0015739 | 2.0063e-06 | 37.3058 | 4.6575 | 0.0933 | 42.0567 | 15.9452 | 2.6614 | 0.040289 | 18.647 | 35.2977 | 4.4068 | 0.088278 | 39.7928 | 15.0869 | 2.5182 | 0.03812 | 17.6432
Statewide | 2022 | 10 | 1 | 0.2166 | 4.2725e-06 | 1.3003e-06 | 0.20494 | 4.0425e-06 | 1.2303e-06 | 0.26619 | 0.0014718 | 1.8762e-06 | 0.25187 | 0.0013926 | 1.7752e-06 | 33.0081 | 4.121 | 0.082552 | 37.2116 | 14.1083 | 2.3548 | 0.035647 | 16.4988 | 31.2313 | 3.8991 | 0.078108 | 35.2085 | 13.3489 | 2.2281 | 0.033728 | 15.6107
Statewide | 2022 | 10 | 2 | 0.20852 | 4.1133e-06 | 1.2519e-06 | 0.1973 | 3.8919e-06 | 1.1845e-06 | 0.25627 | 0.0014169 | 1.8063e-06 | 0.24248 | 0.0013407 | 1.709e-06 | 31.778 | 3.9674 | 0.079476 | 35.8249 | 13.5826 | 2.2671 | 0.034319 | 15.884 | 30.0675 | 3.7538 | 0.075197 | 33.8965 | 12.8514 | 2.1451 | 0.032472 | 15.029
Statewide | 2022 | 10 | 3 | 0.20855 | 4.1138e-06 | 1.252e-06 | 0.19733 | 3.8924e-06 | 1.1846e-06 | 0.25631 | 0.0014171 | 1.8065e-06 | 0.24251 | 0.0013408 | 1.7093e-06 | 31.7821 | 3.9679 | 0.079486 | 35.8295 | 13.5843 | 2.2674 | 0.034323 | 15.886 | 30.0713 | 3.7543 | 0.075207 | 33.9009 | 12.8531 | 2.1453 | 0.032476 | 15.0309
Statewide | 2022 | 10 | 4 | 0.21677 | 4.276e-06 | 1.3014e-06 | 0.2051 | 4.0458e-06 | 1.2313e-06 | 0.26641 | 0.001473 | 1.8777e-06 | 0.25207 | 0.0013937 | 1.7766e-06 | 33.0349 | 4.1243 | 0.082619 | 37.2419 | 14.1198 | 2.3568 | 0.035676 | 16.5122 | 31.2567 | 3.9023 | 0.078172 | 35.2372 | 13.3597 | 2.2299 | 0.033756 | 15.6234
Statewide | 2022 | 10 | 5 | 0.24403 | 4.8136e-06 | 1.465e-06 | 0.23089 | 4.5545e-06 | 1.3862e-06 | 0.29991 | 0.0016582 | 2.1138e-06 | 0.28377 | 0.0015689 | 2e-06 | 37.1889 | 4.6429 | 0.093008 | 41.9249 | 15.8953 | 2.6531 | 0.040162 | 18.5885 | 35.1871 | 4.393 | 0.088001 | 39.6681 | 15.0396 | 2.5103 | 0.038001 | 17.5879
Statewide | 2022 | 10 | 6 | 0.29462 | 5.8116e-06 | 1.7688e-06 | 0.27876 | 5.4988e-06 | 1.6735e-06 | 0.36209 | 0.002002 | 2.5521e-06 | 0.3426 | 0.0018942 | 2.4147e-06 | 44.899 | 5.6055 | 0.11229 | 50.6169 | 19.1907 | 3.2032 | 0.048489 | 22.4424 | 42.4822 | 5.3038 | 0.10625 | 47.8922 | 18.1577 | 3.0307 | 0.045879 | 21.2343
Statewide | 2022 | 10 | 7 | 0.29006 | 5.7216e-06 | 1.7414e-06 | 0.27445 | 5.4136e-06 | 1.6476e-06 | 0.35648 | 0.001971 | 2.5125e-06 | 0.33729 | 0.0018649 | 2.3773e-06 | 44.2039 | 5.5187 | 0.11055 | 49.8331 | 18.8936 | 3.1536 | 0.047738 | 22.0949 | 41.8244 | 5.2217 | 0.1046 | 47.1507 | 17.8766 | 2.9838 | 0.045169 | 20.9056
Statewide | 2022 | 10 | 8 | 0.27653 | 5.4547e-06 | 1.6601e-06 | 0.26165 | 5.1611e-06 | 1.5708e-06 | 0.33985 | 0.001879 | 2.3953e-06 | 0.32156 | 0.0017779 | 2.2664e-06 | 42.1418 | 5.2613 | 0.10539 | 47.5085 | 18.0122 | 3.0065 | 0.045511 | 21.0642 | 39.8734 | 4.9781 | 0.099722 | 44.9512 | 17.0426 | 2.8446 | 0.043062 | 19.9303
Statewide | 2022 | 10 | 9 | 0.25955 | 5.1197e-06 | 1.5582e-06 | 0.24557 | 4.8441e-06 | 1.4743e-06 | 0.31898 | 0.0017636 | 2.2482e-06 | 0.30181 | 0.0016687 | 2.1272e-06 | 39.5533 | 4.9381 | 0.098921 | 44.5903 | 16.9058 | 2.8218 | 0.042716 | 19.7703 | 37.4242 | 4.6723 | 0.093596 | 42.1901 | 15.9958 | 2.6699 | 0.040417 | 18.7061
Statewide | 2022 | 10 | 10 | 0.24557 | 4.8441e-06 | 1.4743e-06 | 0.23236 | 4.5833e-06 | 1.3949e-06 | 0.30181 | 0.0016687 | 2.1272e-06 | 0.28556 | 0.0015789 | 2.0127e-06 | 37.4241 | 4.6723 | 0.093596 | 42.1901 | 15.9958 | 2.6699 | 0.040417 | 18.7061 | 35.4097 | 4.4208 | 0.088558 | 39.919 | 15.1348 | 2.5262 | 0.038241 | 17.6992
Statewide | 2022 | 10 | 11 | 0.24354 | 4.8039e-06 | 1.4621e-06 | 0.23043 | 4.5453e-06 | 1.3834e-06 | 0.2993 | 0.0016548 | 2.1095e-06 | 0.28319 | 0.0015658 | 1.996e-06 | 37.1138 | 4.6336 | 0.09282 | 41.8401 | 15.8631 | 2.6477 | 0.040081 | 18.551 | 35.116 | 4.3841 | 0.087824 | 39.588 | 15.0093 | 2.5052 | 0.037924 | 17.5524
Statewide | 2022 | 10 | 12 | 0.23899 | 4.7142e-06 | 1.4348e-06 | 0.22613 | 4.4605e-06 | 1.3575e-06 | 0.29372 | 0.001624 | 2.0702e-06 | 0.27791 | 0.0015365 | 1.9587e-06 | 36.421 | 4.5471 | 0.091087 | 41.0592 | 15.5671 | 2.5983 | 0.039333 | 18.2047 | 34.4605 | 4.3023 | 0.086184 | 38.849 | 14.7291 | 2.4585 | 0.037216 | 17.2248
Statewide | 2022 | 10 | 13 | 0.25476 | 5.0253e-06 | 1.5294e-06 | 0.24105 | 4.7548e-06 | 1.4471e-06 | 0.3131 | 0.0017311 | 2.2068e-06 | 0.29624 | 0.0016379 | 2.088e-06 | 38.8241 | 4.8471 | 0.097097 | 43.7683 | 16.5942 | 2.7698 | 0.041928 | 19.4059 | 36.7342 | 4.5862 | 0.091871 | 41.4123 | 15.7009 | 2.6207 | 0.039671 | 18.3613
Statewide | 2022 | 10 | 14 | 0.27174 | 5.3603e-06 | 1.6314e-06 | 0.25712 | 5.0717e-06 | 1.5436e-06 | 0.33397 | 0.0018465 | 2.3539e-06 | 0.31599 | 0.0017471 | 2.2272e-06 | 41.4121 | 5.1702 | 0.10357 | 46.6859 | 17.7003 | 2.9544 | 0.044723 | 20.6995 | 39.1829 | 4.8919 | 0.097995 | 44.1728 | 16.7475 | 2.7954 | 0.042316 | 19.5852
Statewide | 2022 | 10 | 15 | 0.28616 | 5.6447e-06 | 1.718e-06 | 0.27076 | 5.3409e-06 | 1.6255e-06 | 0.35169 | 0.0019445 | 2.4788e-06 | 0.33276 | 0.0018398 | 2.3453e-06 | 43.6095 | 5.4445 | 0.10907 | 49.1631 | 18.6395 | 3.1112 | 0.047096 | 21.7978 | 41.262 | 5.1515 | 0.10319 | 46.5167 | 17.6362 | 2.9437 | 0.044561 | 20.6244
Statewide | 2022 | 10 | 16 | 0.31962 | 6.3047e-06 | 1.9188e-06 | 0.30242 | 5.9653e-06 | 1.8155e-06 | 0.39281 | 0.0021718 | 2.7686e-06 | 0.37167 | 0.0020549 | 2.6196e-06 | 48.7085 | 6.0811 | 0.12182 | 54.9114 | 20.819 | 3.4749 | 0.052603 | 24.3465 | 46.0866 | 5.7538 | 0.11526 | 51.9556 | 19.6983 | 3.2879 | 0.049772 | 23.036
Statewide | 2022 | 10 | 17 | 0.31856 | 6.2837e-06 | 1.9124e-06 | 0.30141 | 5.9455e-06 | 1.8095e-06 | 0.3915 | 0.0021646 | 2.7594e-06 | 0.37043 | 0.0020481 | 2.6108e-06 | 48.5462 | 6.0609 | 0.12141 | 54.7285 | 20.7496 | 3.4634 | 0.052428 | 24.2654 | 45.933 | 5.7346 | 0.11488 | 51.7825 | 19.6327 | 3.2769 | 0.049606 | 22.9592
Statewide | 2022 | 10 | 18 | 0.33377 | 6.5837e-06 | 2.0037e-06 | 0.3158 | 6.2293e-06 | 1.8959e-06 | 0.41019 | 0.0022679 | 2.8911e-06 | 0.38811 | 0.0021459 | 2.7355e-06 | 50.8641 | 6.3503 | 0.12721 | 57.3415 | 21.7403 | 3.6287 | 0.054931 | 25.4239 | 48.1261 | 6.0084 | 0.12036 | 54.2549 | 20.57 | 3.4334 | 0.051974 | 24.0554
Statewide | 2022 | 10 | 19 | 0.3397 | 6.7008e-06 | 2.0394e-06 | 0.32142 | 6.3401e-06 | 1.9296e-06 | 0.41749 | 0.0023083 | 2.9425e-06 | 0.39502 | 0.002184 | 2.7841e-06 | 51.7685 | 6.4632 | 0.12947 | 58.3612 | 22.1269 | 3.6932 | 0.055908 | 25.876 | 48.9819 | 6.1153 | 0.1225 | 55.2197 | 20.9358 | 3.4944 | 0.052898 | 24.4832
Statewide | 2022 | 10 | 20 | 0.32063 | 6.3245e-06 | 1.9249e-06 | 0.30337 | 5.9841e-06 | 1.8212e-06 | 0.39404 | 0.0021787 | 2.7773e-06 | 0.37283 | 0.0020614 | 2.6278e-06 | 48.8616 | 6.1002 | 0.1222 | 55.084 | 20.8844 | 3.4859 | 0.052768 | 24.423 | 46.2314 | 5.7719 | 0.11562 | 52.1189 | 19.7602 | 3.2982 | 0.049928 | 23.1083
Statewide | 2022 | 10 | 21 | 0.30382 | 5.9931e-06 | 1.824e-06 | 0.28747 | 5.6705e-06 | 1.7258e-06 | 0.37339 | 0.0020645 | 2.6317e-06 | 0.3533 | 0.0019534 | 2.4901e-06 | 46.3009 | 5.7806 | 0.1158 | 52.1973 | 19.7899 | 3.3032 | 0.050003 | 23.1431 | 43.8086 | 5.4694 | 0.10956 | 49.3876 | 18.7246 | 3.1254 | 0.047311 | 21.8973
Statewide | 2022 | 10 | 22 | 0.29433 | 5.8059e-06 | 1.767e-06 | 0.27849 | 5.4933e-06 | 1.6719e-06 | 0.36173 | 0.002 | 2.5495e-06 | 0.34226 | 0.0018923 | 2.4123e-06 | 44.8546 | 5.6 | 0.11218 | 50.5667 | 19.1717 | 3.2 | 0.048441 | 22.4201 | 42.4401 | 5.2985 | 0.10614 | 47.8448 | 18.1397 | 3.0277 | 0.045834 | 21.2133
Statewide | 2022 | 10 | 23 | 0.26979 | 5.3218e-06 | 1.6197e-06 | 0.25527 | 5.0353e-06 | 1.5325e-06 | 0.33157 | 0.0018332 | 2.3369e-06 | 0.31372 | 0.0017346 | 2.2112e-06 | 41.1145 | 5.133 | 0.10283 | 46.3504 | 17.5732 | 2.9332 | 0.044402 | 20.5507 | 38.9014 | 4.8567 | 0.097291 | 43.8554 | 16.6272 | 2.7753 | 0.042012 | 19.4445
Statewide | 2022 | 10 | 24 | 0.23264 | 4.589e-06 | 1.3966e-06 | 0.22012 | 4.342e-06 | 1.3215e-06 | 0.28591 | 0.0015808 | 2.0152e-06 | 0.27052 | 0.0014957 | 1.9067e-06 | 35.4533 | 4.4263 | 0.088667 | 39.9682 | 15.1534 | 2.5293 | 0.038288 | 17.721 | 33.5449 | 4.188 | 0.083894 | 37.8168 | 14.3377 | 2.3931 | 0.036227 | 16.7671
Statewide | 2022 | 11 | 1 | 0.26135 | 5.1554e-06 | 1.569e-06 | 0.24729 | 4.8778e-06 | 1.4846e-06 | 0.3212 | 0.0017759 | 2.2639e-06 | 0.30391 | 0.0016803 | 2.142e-06 | 39.8289 | 4.9725 | 0.09961 | 44.901 | 17.0236 | 2.8415 | 0.043014 | 19.9081 | 37.685 | 4.7049 | 0.094248 | 42.4841 | 16.1073 | 2.6885 | 0.040698 | 18.8365
Statewide | 2022 | 11 | 2 | 0.24292 | 4.7917e-06 | 1.4583e-06 | 0.22984 | 4.5337e-06 | 1.3798e-06 | 0.29854 | 0.0016506 | 2.1042e-06 | 0.28247 | 0.0015618 | 1.9909e-06 | 37.0191 | 4.6217 | 0.092583 | 41.7335 | 15.8227 | 2.641 | 0.039979 | 18.5037 | 35.0264 | 4.373 | 0.0876 | 39.487 | 14.971 | 2.4988 | 0.037827 | 17.5076
Statewide | 2022 | 11 | 3 | 0.25525 | 5.0349e-06 | 1.5324e-06 | 0.24151 | 4.7639e-06 | 1.4499e-06 | 0.3137 | 0.0017344 | 2.211e-06 | 0.29681 | 0.0016411 | 2.092e-06 | 38.8986 | 4.8564 | 0.097284 | 43.8523 | 16.626 | 2.7751 | 0.042009 | 19.4431 | 36.8048 | 4.595 | 0.092047 | 41.4918 | 15.7311 | 2.6257 | 0.039748 | 18.3965
Statewide | 2022 | 11 | 4 | 0.26174 | 5.1629e-06 | 1.5713e-06 | 0.24765 | 4.885e-06 | 1.4867e-06 | 0.32167 | 0.0017785 | 2.2672e-06 | 0.30435 | 0.0016828 | 2.1451e-06 | 39.887 | 4.9798 | 0.099756 | 44.9666 | 17.0485 | 2.8456 | 0.043076 | 19.9371 | 37.7399 | 4.7117 | 0.094386 | 42.5461 | 16.1308 | 2.6924 | 0.040758 | 18.864
Statewide | 2022 | 11 | 5 | 0.25818 | 5.0927e-06 | 1.55e-06 | 0.24428 | 4.8186e-06 | 1.4665e-06 | 0.3173 | 0.0017543 | 2.2364e-06 | 0.30022 | 0.0016599 | 2.116e-06 | 39.3449 | 4.9121 | 0.0984 | 44.3555 | 16.8168 | 2.8069 | 0.042491 | 19.6662 | 37.2271 | 4.6477 | 0.093103 | 41.9679 | 15.9116 | 2.6558 | 0.040204 | 18.6076
Statewide | 2022 | 11 | 6 | 0.28352 | 5.5925e-06 | 1.7021e-06 | 0.26826 | 5.2915e-06 | 1.6105e-06 | 0.34844 | 0.0019265 | 2.4559e-06 | 0.32968 | 0.0018228 | 2.3237e-06 | 43.2064 | 5.3942 | 0.10806 | 48.7087 | 18.4673 | 3.0824 | 0.046661 | 21.5963 | 40.8807 | 5.1039 | 0.10224 | 46.0868 | 17.4732 | 2.9165 | 0.044149 | 20.4338
Statewide | 2022 | 11 | 7 | 0.30533 | 6.0228e-06 | 1.833e-06 | 0.28889 | 5.6986e-06 | 1.7343e-06 | 0.37524 | 0.0020747 | 2.6448e-06 | 0.35505 | 0.001963 | 2.5024e-06 | 46.5303 | 5.8092 | 0.11637 | 52.4558 | 19.8879 | 3.3195 | 0.050251 | 23.2577 | 44.0256 | 5.4965 | 0.11011 | 49.6322 | 18.8174 | 3.1409 | 0.047546 | 22.0058
Statewide | 2022 | 11 | 8 | 0.2988 | 5.894e-06 | 1.7938e-06 | 0.28272 | 5.5768e-06 | 1.6973e-06 | 0.36722 | 0.0020304 | 2.5882e-06 | 0.34746 | 0.0019211 | 2.4489e-06 | 45.5357 | 5.685 | 0.11388 | 51.3346 | 19.4628 | 3.2486 | 0.049177 | 22.7606 | 43.0846 | 5.379 | 0.10775 | 48.5714 | 18.4152 | 3.0737 | 0.04653 | 21.5354
Statewide | 2022 | 11 | 9 | 0.28656 | 5.6526e-06 | 1.7204e-06 | 0.27114 | 5.3484e-06 | 1.6278e-06 | 0.35218 | 0.0019472 | 2.4822e-06 | 0.33323 | 0.0018424 | 2.3486e-06 | 43.6708 | 5.4522 | 0.10922 | 49.2322 | 18.6657 | 3.1155 | 0.047163 | 21.8284 | 41.3201 | 5.1587 | 0.10334 | 46.5821 | 17.661 | 2.9478 | 0.044624 | 20.6535
Statewide | 2022 | 11 | 10 | 0.28048 | 5.5326e-06 | 1.6838e-06 | 0.26538 | 5.2347e-06 | 1.5932e-06 | 0.3447 | 0.0019058 | 2.4295e-06 | 0.32615 | 0.0018033 | 2.2987e-06 | 42.7431 | 5.3364 | 0.1069 | 48.1863 | 18.2692 | 3.0494 | 0.046161 | 21.3647 | 40.4423 | 5.0491 | 0.10114 | 45.5925 | 17.2858 | 2.8852 | 0.043676 | 20.2147
Statewide | 2022 | 11 | 11 | 0.28095 | 5.542e-06 | 1.6867e-06 | 0.26583 | 5.2437e-06 | 1.5959e-06 | 0.34529 | 0.0019091 | 2.4337e-06 | 0.3267 | 0.0018063 | 2.3027e-06 | 42.8159 | 5.3455 | 0.10708 | 48.2684 | 18.3003 | 3.0545 | 0.046239 | 21.4011 | 40.5112 | 5.0577 | 0.10132 | 45.6702 | 17.3153 | 2.8901 | 0.04375 | 20.2491
Statewide | 2022 | 11 | 12 | 0.28515 | 5.6247e-06 | 1.7119e-06 | 0.2698 | 5.3219e-06 | 1.6197e-06 | 0.35044 | 0.0019376 | 2.47e-06 | 0.33158 | 0.0018333 | 2.337e-06 | 43.455 | 5.4252 | 0.10868 | 48.9889 | 18.5735 | 3.1001 | 0.04693 | 21.7206 | 41.1159 | 5.1332 | 0.10283 | 46.3519 | 17.5737 | 2.9333 | 0.044403 | 20.5514
Statewide | 2022 | 11 | 13 | 0.29691 | 5.8568e-06 | 1.7825e-06 | 0.28093 | 5.5415e-06 | 1.6865e-06 | 0.3649 | 0.0020175 | 2.5719e-06 | 0.34526 | 0.0019089 | 2.4334e-06 | 45.2479 | 5.6491 | 0.11316 | 51.0102 | 19.3398 | 3.2281 | 0.048866 | 22.6168 | 42.8123 | 5.345 | 0.10707 | 48.2644 | 18.2988 | 3.0543 | 0.046236 | 21.3993
Statewide | 2022 | 11 | 14 | 0.30246 | 5.9662e-06 | 1.8158e-06 | 0.28618 | 5.6451e-06 | 1.7181e-06 | 0.37172 | 0.0020552 | 2.62e-06 | 0.35171 | 0.0019446 | 2.4789e-06 | 46.0936 | 5.7547 | 0.11528 | 51.9636 | 19.7013 | 3.2884 | 0.049779 | 23.0395 | 43.6125 | 5.4449 | 0.10907 | 49.1664 | 18.6408 | 3.1114 | 0.0471 | 21.7993
Statewide | 2022 | 11 | 15 | 0.31863 | 6.2851e-06 | 1.9129e-06 | 0.30148 | 5.9468e-06 | 1.8099e-06 | 0.39159 | 0.0021651 | 2.76e-06 | 0.37051 | 0.0020486 | 2.6114e-06 | 48.5573 | 6.0623 | 0.12144 | 54.7411 | 20.7544 | 3.4642 | 0.05244 | 24.2709 | 45.9436 | 5.7359 | 0.1149 | 51.7944 | 19.6372 | 3.2777 | 0.049617 | 22.9645
Statewide | 2022 | 11 | 16 | 0.34421 | 6.7897e-06 | 2.0664e-06 | 0.32568 | 6.4242e-06 | 1.9552e-06 | 0.42303 | 0.0023389 | 2.9816e-06 | 0.40026 | 0.002213 | 2.8211e-06 | 52.4555 | 6.5489 | 0.13119 | 59.1356 | 22.4205 | 3.7423 | 0.05665 | 26.2194 | 49.6319 | 6.1964 | 0.12413 | 55.9525 | 21.2136 | 3.5408 | 0.0536 | 24.8081
Statewide | 2022 | 11 | 17 | 0.3552 | 7.0064e-06 | 2.1324e-06 | 0.33608 | 6.6293e-06 | 2.0176e-06 | 0.43653 | 0.0024136 | 3.0767e-06 | 0.41303 | 0.0022836 | 2.9111e-06 | 54.1298 | 6.758 | 0.13538 | 61.0232 | 23.1361 | 3.8617 | 0.058458 | 27.0563 | 51.2161 | 6.3942 | 0.12809 | 57.7384 | 21.8907 | 3.6538 | 0.055311 | 25.5999
Statewide | 2022 | 11 | 18 | 0.35875 | 7.0765e-06 | 2.1537e-06 | 0.33943 | 6.6955e-06 | 2.0378e-06 | 0.44089 | 0.0024377 | 3.1075e-06 | 0.41716 | 0.0023065 | 2.9402e-06 | 54.6708 | 6.8255 | 0.13673 | 61.6331 | 23.3674 | 3.9003 | 0.059042 | 27.3267 | 51.728 | 6.4581 | 0.12937 | 58.3154 | 22.1095 | 3.6903 | 0.055864 | 25.8557
Statewide | 2022 | 11 | 19 | 0.35636 | 7.0294e-06 | 2.1394e-06 | 0.33718 | 6.6511e-06 | 2.0242e-06 | 0.43796 | 0.0024215 | 3.0868e-06 | 0.41439 | 0.0022911 | 2.9207e-06 | 54.3077 | 6.7802 | 0.13582 | 61.2237 | 23.2121 | 3.8744 | 0.05865 | 27.1452 | 51.3844 | 6.4152 | 0.12851 | 57.9281 | 21.9627 | 3.6658 | 0.055493 | 25.684
Statewide | 2022 | 11 | 20 | 0.33911 | 6.6891e-06 | 2.0358e-06 | 0.32086 | 6.329e-06 | 1.9262e-06 | 0.41676 | 0.0023043 | 2.9374e-06 | 0.39433 | 0.0021802 | 2.7793e-06 | 51.6783 | 6.4519 | 0.12925 | 58.2595 | 22.0883 | 3.6868 | 0.05581 | 25.8309 | 48.8966 | 6.1046 | 0.12229 | 55.1235 | 20.8993 | 3.4884 | 0.052806 | 24.4405
Statewide | 2022 | 11 | 21 | 0.32931 | 6.4959e-06 | 1.977e-06 | 0.31159 | 6.1462e-06 | 1.8706e-06 | 0.40472 | 0.0022377 | 2.8525e-06 | 0.38293 | 0.0021172 | 2.699e-06 | 50.1853 | 6.2655 | 0.12551 | 56.5763 | 21.4502 | 3.5803 | 0.054198 | 25.0847 | 47.4839 | 5.9282 | 0.11876 | 53.5309 | 20.2955 | 3.3876 | 0.051281 | 23.7344
Statewide | 2022 | 11 | 22 | 0.30051 | 5.9278e-06 | 1.8041e-06 | 0.28434 | 5.6087e-06 | 1.707e-06 | 0.36933 | 0.002042 | 2.6031e-06 | 0.34945 | 0.0019321 | 2.463e-06 | 45.7968 | 5.7176 | 0.11454 | 51.629 | 19.5744 | 3.2672 | 0.049459 | 22.8911 | 43.3316 | 5.4098 | 0.10837 | 48.8499 | 18.5208 | 3.0913 | 0.046796 | 21.6589
Statewide | 2022 | 11 | 23 | 0.27983 | 5.5199e-06 | 1.68e-06 | 0.26477 | 5.2227e-06 | 1.5895e-06 | 0.34391 | 0.0019015 | 2.4239e-06 | 0.3254 | 0.0017991 | 2.2935e-06 | 42.6451 | 5.3241 | 0.10665 | 48.0759 | 18.2274 | 3.0424 | 0.046055 | 21.3158 | 40.3496 | 5.0375 | 0.10091 | 45.4881 | 17.2462 | 2.8786 | 0.043576 | 20.1684
Statewide | 2022 | 11 | 24 | 0.26535 | 5.2342e-06 | 1.593e-06 | 0.25107 | 4.9525e-06 | 1.5073e-06 | 0.32611 | 0.0018031 | 2.2985e-06 | 0.30856 | 0.001706 | 2.1748e-06 | 40.4381 | 5.0486 | 0.10113 | 45.5879 | 17.284 | 2.8849 | 0.043671 | 20.2126 | 38.2614 | 4.7768 | 0.09569 | 43.1339 | 16.3537 | 2.7296 | 0.041321 | 19.1246
Statewide | 2022 | 12 | 1 | 0.27931 | 5.5096e-06 | 1.6768e-06 | 0.26428 | 5.213e-06 | 1.5866e-06 | 0.34327 | 0.0018979 | 2.4194e-06 | 0.32479 | 0.0017958 | 2.2892e-06 | 42.5656 | 5.3142 | 0.10645 | 47.9862 | 18.1934 | 3.0367 | 0.045969 | 21.276 | 40.2743 | 5.0282 | 0.10072 | 45.4032 | 17.214 | 2.8732 | 0.043495 | 20.1308
Statewide | 2022 | 12 | 2 | 0.28019 | 5.527e-06 | 1.6821e-06 | 0.26511 | 5.2294e-06 | 1.5916e-06 | 0.34435 | 0.0019039 | 2.4271e-06 | 0.32582 | 0.0018014 | 2.2964e-06 | 42.6998 | 5.331 | 0.10679 | 48.1376 | 18.2507 | 3.0463 | 0.046114 | 21.3431 | 40.4014 | 5.044 | 0.10104 | 45.5464 | 17.2683 | 2.8823 | 0.043632 | 20.1942
Statewide | 2022 | 12 | 3 | 0.28325 | 5.5872e-06 | 1.7005e-06 | 0.268 | 5.2865e-06 | 1.6089e-06 | 0.34811 | 0.0019247 | 2.4535e-06 | 0.32937 | 0.0018211 | 2.3214e-06 | 43.1653 | 5.3891 | 0.10795 | 48.6623 | 18.4497 | 3.0795 | 0.046617 | 21.5758 | 40.8418 | 5.099 | 0.10214 | 46.0429 | 17.4566 | 2.9137 | 0.044107 | 20.4144
Statewide | 2022 | 12 | 4 | 0.28227 | 5.5679e-06 | 1.6946e-06 | 0.26708 | 5.2682e-06 | 1.6034e-06 | 0.34691 | 0.001918 | 2.445e-06 | 0.32823 | 0.0018148 | 2.3134e-06 | 43.0163 | 5.3705 | 0.10758 | 48.4944 | 18.386 | 3.0688 | 0.046456 | 21.5013 | 40.7008 | 5.0814 | 0.10179 | 45.884 | 17.3963 | 2.9037 | 0.043955 | 20.3439
Statewide | 2022 | 12 | 5 | 0.27187 | 5.3628e-06 | 1.6322e-06 | 0.25724 | 5.0741e-06 | 1.5443e-06 | 0.33413 | 0.0018474 | 2.355e-06 | 0.31614 | 0.0017479 | 2.2282e-06 | 41.4316 | 5.1726 | 0.10362 | 46.7079 | 17.7087 | 2.9558 | 0.044744 | 20.7092 | 39.2014 | 4.8942 | 0.098041 | 44.1937 | 16.7555 | 2.7967 | 0.042336 | 19.5945
Statewide | 2022 | 12 | 6 | 0.29288 | 5.7773e-06 | 1.7583e-06 | 0.27712 | 5.4663e-06 | 1.6637e-06 | 0.35995 | 0.0019901 | 2.537e-06 | 0.34057 | 0.001883 | 2.4004e-06 | 44.6336 | 5.5724 | 0.11163 | 50.3176 | 19.0773 | 3.1842 | 0.048202 | 22.3097 | 42.2311 | 5.2724 | 0.10562 | 47.6091 | 18.0504 | 3.0128 | 0.045608 | 21.1088
Statewide | 2022 | 12 | 7 | 0.3096 | 6.107e-06 | 1.8586e-06 | 0.29293 | 5.7783e-06 | 1.7586e-06 | 0.38049 | 0.0021037 | 2.6818e-06 | 0.36001 | 0.0019905 | 2.5374e-06 | 47.181 | 5.8904 | 0.118 | 53.1894 | 20.1661 | 3.366 | 0.050954 | 23.583 | 44.6413 | 5.5734 | 0.11165 | 50.3263 | 19.0806 | 3.1848 | 0.048211 | 22.3135
Statewide | 2022 | 12 | 8 | 0.31367 | 6.1873e-06 | 1.8831e-06 | 0.29678 | 5.8542e-06 | 1.7817e-06 | 0.38549 | 0.0021314 | 2.717e-06 | 0.36474 | 0.0020167 | 2.5708e-06 | 47.8013 | 5.9679 | 0.11955 | 53.8888 | 20.4312 | 3.4102 | 0.051623 | 23.8931 | 45.2283 | 5.6466 | 0.11311 | 50.988 | 19.3314 | 3.2266 | 0.048845 | 22.6069
Statewide | 2022 | 12 | 9 | 0.29778 | 5.8738e-06 | 1.7877e-06 | 0.28175 | 5.5576e-06 | 1.6914e-06 | 0.36596 | 0.0020234 | 2.5794e-06 | 0.34626 | 0.0019145 | 2.4405e-06 | 45.3794 | 5.6655 | 0.11349 | 51.1584 | 19.396 | 3.2374 | 0.049008 | 22.6825 | 42.9367 | 5.3605 | 0.10738 | 48.4046 | 18.352 | 3.0632 | 0.04637 | 21.4615
Statewide | 2022 | 12 | 10 | 0.28151 | 5.5529e-06 | 1.69e-06 | 0.26636 | 5.254e-06 | 1.5991e-06 | 0.34597 | 0.0019129 | 2.4385e-06 | 0.32735 | 0.0018099 | 2.3072e-06 | 42.9005 | 5.356 | 0.10729 | 48.3638 | 18.3365 | 3.0606 | 0.046331 | 21.4434 | 40.5912 | 5.0677 | 0.10152 | 45.7605 | 17.3495 | 2.8958 | 0.043837 | 20.2892
Statewide | 2022 | 12 | 11 | 0.2861 | 5.6435e-06 | 1.7176e-06 | 0.2707 | 5.3398e-06 | 1.6251e-06 | 0.35162 | 0.0019441 | 2.4782e-06 | 0.33269 | 0.0018394 | 2.3448e-06 | 43.6005 | 5.4434 | 0.10904 | 49.1529 | 18.6357 | 3.1105 | 0.047087 | 21.7933 | 41.2535 | 5.1504 | 0.10317 | 46.5071 | 17.6326 | 2.9431 | 0.044552 | 20.6202
Statewide | 2022 | 12 | 12 | 0.29267 | 5.7731e-06 | 1.757e-06 | 0.27692 | 5.4623e-06 | 1.6625e-06 | 0.35969 | 0.0019887 | 2.5351e-06 | 0.34033 | 0.0018817 | 2.3987e-06 | 44.6015 | 5.5684 | 0.11155 | 50.2814 | 19.0635 | 3.1819 | 0.048168 | 22.2936 | 42.2006 | 5.2686 | 0.10554 | 47.5748 | 18.0374 | 3.0107 | 0.045575 | 21.0936
Statewide | 2022 | 12 | 13 | 0.29486 | 5.8163e-06 | 1.7702e-06 | 0.27899 | 5.5032e-06 | 1.6749e-06 | 0.36238 | 0.0020036 | 2.5541e-06 | 0.34287 | 0.0018957 | 2.4166e-06 | 44.9351 | 5.61 | 0.11238 | 50.6576 | 19.2062 | 3.2057 | 0.048528 | 22.4604 | 42.5164 | 5.3081 | 0.10633 | 47.9307 | 18.1723 | 3.0332 | 0.045916 | 21.2514
Statewide | 2022 | 12 | 14 | 0.30298 | 5.9764e-06 | 1.8189e-06 | 0.28667 | 5.6547e-06 | 1.721e-06 | 0.37236 | 0.0020588 | 2.6244e-06 | 0.35231 | 0.0019479 | 2.4832e-06 | 46.1724 | 5.7645 | 0.11548 | 52.0524 | 19.735 | 3.294 | 0.049864 | 23.0788 | 43.687 | 5.4542 | 0.10926 | 49.2504 | 18.6727 | 3.1167 | 0.04718 | 21.8365
Statewide | 2022 | 12 | 15 | 0.30696 | 6.055e-06 | 1.8428e-06 | 0.29044 | 5.7291e-06 | 1.7436e-06 | 0.37725 | 0.0020858 | 2.6589e-06 | 0.35695 | 0.0019735 | 2.5158e-06 | 46.7794 | 5.8403 | 0.11699 | 52.7367 | 19.9944 | 3.3373 | 0.05052 | 23.3822 | 44.2613 | 5.5259 | 0.1107 | 49.8979 | 18.9181 | 3.1577 | 0.0478 | 22.1236
Statewide | 2022 | 12 | 16 | 0.32778 | 6.4657e-06 | 1.9678e-06 | 0.31014 | 6.1176e-06 | 1.8619e-06 | 0.40284 | 0.0022273 | 2.8393e-06 | 0.38115 | 0.0021074 | 2.6864e-06 | 49.952 | 6.2364 | 0.12493 | 56.3133 | 21.3505 | 3.5636 | 0.053946 | 24.9681 | 47.2632 | 5.9007 | 0.1182 | 53.2821 | 20.2012 | 3.3718 | 0.051042 | 23.6241
Statewide | 2022 | 12 | 17 | 0.33318 | 6.5722e-06 | 2.0002e-06 | 0.31525 | 6.2185e-06 | 1.8926e-06 | 0.40948 | 0.002264 | 2.8861e-06 | 0.38744 | 0.0021421 | 2.7307e-06 | 50.7755 | 6.3392 | 0.12699 | 57.2417 | 21.7024 | 3.6224 | 0.054835 | 25.3797 | 48.0423 | 5.998 | 0.12015 | 54.1604 | 20.5342 | 3.4274 | 0.051884 | 24.0135
Statewide | 2022 | 12 | 18 | 0.37596 | 7.416e-06 | 2.2571e-06 | 0.35572 | 7.0168e-06 | 2.1356e-06 | 0.46205 | 0.0025547 | 3.2566e-06 | 0.43718 | 0.0024172 | 3.0813e-06 | 57.2944 | 7.1531 | 0.14329 | 64.5908 | 24.4887 | 4.0875 | 0.061876 | 28.6381 | 54.2103 | 6.768 | 0.13558 | 61.1139 | 23.1705 | 3.8674 | 0.058545 | 27.0965
Statewide | 2022 | 12 | 19 | 0.36528 | 7.2054e-06 | 2.1929e-06 | 0.34562 | 6.8175e-06 | 2.0749e-06 | 0.44893 | 0.0024821 | 3.1641e-06 | 0.42476 | 0.0023485 | 2.9938e-06 | 55.6667 | 6.9498 | 0.13922 | 62.7558 | 23.793 | 3.9713 | 0.060118 | 27.8245 | 52.6703 | 6.5757 | 0.13173 | 59.3777 | 22.5123 | 3.7576 | 0.056882 | 26.3267
Statewide | 2022 | 12 | 20 | 0.34355 | 6.7767e-06 | 2.0625e-06 | 0.32505 | 6.4119e-06 | 1.9514e-06 | 0.42222 | 0.0023344 | 2.9758e-06 | 0.39949 | 0.0022088 | 2.8157e-06 | 52.3548 | 6.5364 | 0.13094 | 59.022 | 22.3774 | 3.7351 | 0.056541 | 26.169 | 49.5366 | 6.1845 | 0.12389 | 55.845 | 21.1729 | 3.534 | 0.053497 | 24.7604
Statewide | 2022 | 12 | 21 | 0.32092 | 6.3303e-06 | 1.9266e-06 | 0.30364 | 5.9895e-06 | 1.8229e-06 | 0.3944 | 0.0021806 | 2.7798e-06 | 0.37317 | 0.0020633 | 2.6302e-06 | 48.9062 | 6.1058 | 0.12231 | 55.1343 | 20.9035 | 3.489 | 0.052817 | 24.4453 | 46.2736 | 5.7771 | 0.11573 | 52.1665 | 19.7783 | 3.3012 | 0.049974 | 23.1295
Statewide | 2022 | 12 | 22 | 0.31869 | 6.2864e-06 | 1.9133e-06 | 0.30154 | 5.948e-06 | 1.8103e-06 | 0.39167 | 0.0021655 | 2.7605e-06 | 0.37059 | 0.002049 | 2.612e-06 | 48.5671 | 6.0635 | 0.12146 | 54.752 | 20.7585 | 3.4648 | 0.05245 | 24.2758 | 45.9528 | 5.7371 | 0.11493 | 51.8048 | 19.6411 | 3.2783 | 0.049627 | 22.9691
Statewide | 2022 | 12 | 23 | 0.30615 | 6.0389e-06 | 1.8379e-06 | 0.28967 | 5.7138e-06 | 1.739e-06 | 0.37625 | 0.0020803 | 2.6519e-06 | 0.356 | 0.0019683 | 2.5091e-06 | 46.6549 | 5.8247 | 0.11668 | 52.5963 | 19.9412 | 3.3284 | 0.050385 | 23.32 | 44.1435 | 5.5112 | 0.1104 | 49.7651 | 18.8678 | 3.1493 | 0.047673 | 22.0647
Statewide | 2022 | 12 | 24 | 0.29425 | 5.8043e-06 | 1.7665e-06 | 0.27841 | 5.4919e-06 | 1.6714e-06 | 0.36163 | 0.0019995 | 2.5488e-06 | 0.34217 | 0.0018918 | 2.4116e-06 | 44.8425 | 5.5985 | 0.11215 | 50.5531 | 19.1666 | 3.1991 | 0.048428 | 22.4141 | 42.4287 | 5.2971 | 0.10611 | 47.8319 | 18.1349 | 3.0269 | 0.045821 | 21.2076
Statewide | 2023 | 1 | 1 | 0.26768 | 5.2802e-06 | 1.607e-06 | 0.24491 | 4.831e-06 | 1.4703e-06 | 0.32898 | 0.0018189 | 2.3187e-06 | 0.30099 | 0.0016642 | 2.1215e-06 | 41.451 | 5.2748 | 0.10434 | 46.8302 | 17.7647 | 2.9102 | 0.046373 | 20.7213 | 37.9253 | 4.8261 | 0.095465 | 42.8469 | 16.2537 | 2.6627 | 0.042429 | 18.9588
Statewide | 2023 | 1 | 2 | 0.26174 | 5.163e-06 | 1.5713e-06 | 0.23948 | 4.7238e-06 | 1.4377e-06 | 0.32168 | 0.0017785 | 2.2672e-06 | 0.29431 | 0.0016273 | 2.0744e-06 | 40.5311 | 5.1577 | 0.10202 | 45.7908 | 17.3705 | 2.8456 | 0.045344 | 20.2615 | 37.0836 | 4.719 | 0.093347 | 41.896 | 15.893 | 2.6036 | 0.041487 | 18.5381
Statewide | 2023 | 1 | 3 | 0.2731 | 5.387e-06 | 1.6395e-06 | 0.24987 | 4.9288e-06 | 1.5001e-06 | 0.33563 | 0.0018557 | 2.3656e-06 | 0.30708 | 0.0016978 | 2.1644e-06 | 42.2895 | 5.3815 | 0.10645 | 47.7774 | 18.1241 | 2.9691 | 0.047312 | 21.1405 | 38.6924 | 4.9238 | 0.097396 | 43.7136 | 16.5825 | 2.7166 | 0.043287 | 19.3423
Statewide | 2023 | 1 | 4 | 0.26392 | 5.206e-06 | 1.5844e-06 | 0.24147 | 4.7632e-06 | 1.4497e-06 | 0.32436 | 0.0017934 | 2.2861e-06 | 0.29677 | 0.0016408 | 2.0917e-06 | 40.8689 | 5.2007 | 0.10288 | 46.1725 | 17.5153 | 2.8694 | 0.045722 | 20.4303 | 37.3927 | 4.7584 | 0.094125 | 42.2452 | 16.0254 | 2.6253 | 0.041833 | 18.6926
Statewide | 2023 | 1 | 5 | 0.25864 | 5.1018e-06 | 1.5527e-06 | 0.23664 | 4.6678e-06 | 1.4206e-06 | 0.31786 | 0.0017575 | 2.2403e-06 | 0.29083 | 0.001608 | 2.0498e-06 | 40.0507 | 5.0966 | 0.10082 | 45.2482 | 17.1646 | 2.8119 | 0.044807 | 20.0213 | 36.6441 | 4.6631 | 0.09224 | 41.3995 | 15.7046 | 2.5727 | 0.040996 | 18.3184
Statewide | 2023 | 1 | 6 | 0.2729 | 5.383e-06 | 1.6383e-06 | 0.24968 | 4.9251e-06 | 1.499e-06 | 0.33539 | 0.0018543 | 2.3638e-06 | 0.30686 | 0.0016966 | 2.1628e-06 | 42.2586 | 5.3776 | 0.10637 | 47.7425 | 18.1108 | 2.9669 | 0.047277 | 21.125 | 38.6641 | 4.9202 | 0.097325 | 43.6816 | 16.5703 | 2.7146 | 0.043256 | 19.3282
Statewide | 2023 | 1 | 7 | 0.28027 | 5.5284e-06 | 1.6826e-06 | 0.25643 | 5.0582e-06 | 1.5394e-06 | 0.34444 | 0.0019044 | 2.4277e-06 | 0.31515 | 0.0017424 | 2.2212e-06 | 43.3998 | 5.5228 | 0.10925 | 49.0319 | 18.5999 | 3.0471 | 0.048554 | 21.6955 | 39.7083 | 5.053 | 0.099954 | 44.8613 | 17.0179 | 2.7879 | 0.044424 | 19.8502
Statewide | 2023 | 1 | 8 | 0.29348 | 5.7891e-06 | 1.7619e-06 | 0.26852 | 5.2967e-06 | 1.612e-06 | 0.36069 | 0.0019942 | 2.5422e-06 | 0.33001 | 0.0018246 | 2.3259e-06 | 45.4466 | 5.7833 | 0.1144 | 51.3442 | 19.4771 | 3.1908 | 0.050844 | 22.7187 | 41.581 | 5.2913 | 0.10467 | 46.977 | 17.8204 | 2.9194 | 0.046519 | 20.7863
Statewide | 2023 | 1 | 9 | 0.29691 | 5.8566e-06 | 1.7825e-06 | 0.27165 | 5.3585e-06 | 1.6308e-06 | 0.36489 | 0.0020175 | 2.5718e-06 | 0.33386 | 0.0018459 | 2.3531e-06 | 45.9766 | 5.8507 | 0.11573 | 51.943 | 19.7042 | 3.228 | 0.051436 | 22.9836 | 42.0659 | 5.353 | 0.10589 | 47.5248 | 18.0282 | 2.9534 | 0.047061 | 21.0287
Statewide | 2023 | 1 | 10 | 0.26857 | 5.2976e-06 | 1.6123e-06 | 0.24572 | 4.847e-06 | 1.4752e-06 | 0.33007 | 0.0018249 | 2.3264e-06 | 0.30199 | 0.0016697 | 2.1285e-06 | 41.5883 | 5.2923 | 0.10469 | 46.9852 | 17.8235 | 2.9199 | 0.046527 | 20.7899 | 38.0508 | 4.8421 | 0.095781 | 42.9887 | 16.3075 | 2.6715 | 0.04257 | 19.0216
Statewide | 2023 | 1 | 11 | 0.26751 | 5.2769e-06 | 1.606e-06 | 0.24476 | 4.828e-06 | 1.4694e-06 | 0.32877 | 0.0018178 | 2.3172e-06 | 0.30081 | 0.0016632 | 2.1201e-06 | 41.4254 | 5.2715 | 0.10428 | 46.8012 | 17.7537 | 2.9084 | 0.046345 | 20.7085 | 37.9018 | 4.8232 | 0.095406 | 42.8204 | 16.2436 | 2.661 | 0.042403 | 18.9471
Statewide | 2023 | 1 | 12 | 0.27173 | 5.3601e-06 | 1.6313e-06 | 0.24862 | 4.9042e-06 | 1.4926e-06 | 0.33396 | 0.0018464 | 2.3538e-06 | 0.30555 | 0.0016894 | 2.1536e-06 | 42.0785 | 5.3547 | 0.10592 | 47.5391 | 18.0336 | 2.9543 | 0.047076 | 21.035 | 38.4994 | 4.8992 | 0.096911 | 43.4955 | 16.4997 | 2.703 | 0.043071 | 19.2458
Statewide | 2023 | 1 | 13 | 0.29528 | 5.8245e-06 | 1.7727e-06 | 0.27016 | 5.3291e-06 | 1.6219e-06 | 0.36289 | 0.0020064 | 2.5577e-06 | 0.33203 | 0.0018358 | 2.3402e-06 | 45.7244 | 5.8186 | 0.1151 | 51.6581 | 19.5962 | 3.2103 | 0.051154 | 22.8576 | 41.8352 | 5.3237 | 0.10531 | 47.2642 | 17.9294 | 2.9372 | 0.046803 | 20.9134
Statewide | 2023 | 1 | 14 | 0.32148 | 6.3413e-06 | 1.93e-06 | 0.29413 | 5.8019e-06 | 1.7658e-06 | 0.39509 | 0.0021844 | 2.7847e-06 | 0.36149 | 0.0019986 | 2.5478e-06 | 49.7816 | 6.3349 | 0.12531 | 56.2418 | 21.335 | 3.4951 | 0.055693 | 24.8858 | 45.5473 | 5.7961 | 0.11465 | 51.458 | 19.5203 | 3.1978 | 0.050956 | 22.7691
Statewide | 2023 | 1 | 15 | 0.31827 | 6.2781e-06 | 1.9107e-06 | 0.2912 | 5.7441e-06 | 1.7482e-06 | 0.39115 | 0.0021627 | 2.7569e-06 | 0.35788 | 0.0019787 | 2.5224e-06 | 49.2853 | 6.2717 | 0.12406 | 55.6811 | 21.1223 | 3.4603 | 0.055138 | 24.6377 | 45.0932 | 5.7383 | 0.11351 | 50.945 | 19.3257 | 3.166 | 0.050448 | 22.5421
Statewide | 2023 | 1 | 16 | 0.31422 | 6.1981e-06 | 1.8864e-06 | 0.28749 | 5.6709e-06 | 1.7259e-06 | 0.38617 | 0.0021351 | 2.7218e-06 | 0.35332 | 0.0019535 | 2.4903e-06 | 48.6574 | 6.1918 | 0.12248 | 54.9718 | 20.8532 | 3.4162 | 0.054436 | 24.3238 | 44.5188 | 5.6652 | 0.11206 | 50.296 | 19.0795 | 3.1256 | 0.049806 | 22.2549
Statewide | 2023 | 1 | 17 | 0.32493 | 6.4094e-06 | 1.9507e-06 | 0.29729 | 5.8643e-06 | 1.7848e-06 | 0.39934 | 0.0022079 | 2.8146e-06 | 0.36537 | 0.0020201 | 2.5752e-06 | 50.3162 | 6.4029 | 0.12666 | 56.8458 | 21.5641 | 3.5327 | 0.056291 | 25.153 | 46.0364 | 5.8583 | 0.11588 | 52.0106 | 19.7299 | 3.2322 | 0.051503 | 23.0136
Statewide | 2023 | 1 | 18 | 0.34384 | 6.7825e-06 | 2.0642e-06 | 0.3146 | 6.2056e-06 | 1.8887e-06 | 0.42258 | 0.0023364 | 2.9784e-06 | 0.38664 | 0.0021377 | 2.7251e-06 | 53.2452 | 6.7757 | 0.13403 | 60.1549 | 22.8194 | 3.7383 | 0.059568 | 26.6172 | 48.7163 | 6.1993 | 0.12263 | 55.0382 | 20.8784 | 3.4203 | 0.054502 | 24.3532
Statewide | 2023 | 1 | 19 | 0.29577 | 5.8343e-06 | 1.7757e-06 | 0.27062 | 5.3381e-06 | 1.6246e-06 | 0.3635 | 0.0020098 | 2.562e-06 | 0.33258 | 0.0018388 | 2.3441e-06 | 45.8013 | 5.8284 | 0.11529 | 51.745 | 19.6291 | 3.2157 | 0.05124 | 22.8961 | 41.9056 | 5.3326 | 0.10548 | 47.3437 | 17.9595 | 2.9422 | 0.046882 | 20.9486
Statewide | 2023 | 1 | 20 | 0.28988 | 5.7181e-06 | 1.7403e-06 | 0.26522 | 5.2317e-06 | 1.5923e-06 | 0.35626 | 0.0019698 | 2.511e-06 | 0.32596 | 0.0018022 | 2.2974e-06 | 44.8889 | 5.7123 | 0.11299 | 50.7142 | 19.2381 | 3.1516 | 0.05022 | 22.4399 | 41.0707 | 5.2264 | 0.10338 | 46.4005 | 17.6017 | 2.8835 | 0.045948 | 20.5312
Statewide | 2023 | 1 | 21 | 0.29446 | 5.8083e-06 | 1.7677e-06 | 0.26941 | 5.3143e-06 | 1.6174e-06 | 0.36188 | 0.0020008 | 2.5506e-06 | 0.3311 | 0.0018306 | 2.3337e-06 | 45.5972 | 5.8024 | 0.11478 | 51.5144 | 19.5417 | 3.2013 | 0.051012 | 22.794 | 41.7188 | 5.3089 | 0.10501 | 47.1327 | 17.8795 | 2.929 | 0.046673 | 20.8552
Statewide | 2023 | 1 | 22 | 0.28712 | 5.6637e-06 | 1.7237e-06 | 0.2627 | 5.1819e-06 | 1.5771e-06 | 0.35287 | 0.001951 | 2.4871e-06 | 0.32286 | 0.0017851 | 2.2755e-06 | 44.4619 | 5.6579 | 0.11192 | 50.2318 | 19.0551 | 3.1216 | 0.049742 | 22.2265 | 40.6801 | 5.1767 | 0.1024 | 45.9591 | 17.4343 | 2.8561 | 0.045511 | 20.3359
Statewide | 2023 | 1 | 23 | 0.28394 | 5.601e-06 | 1.7046e-06 | 0.25979 | 5.1246e-06 | 1.5596e-06 | 0.34896 | 0.0019294 | 2.4596e-06 | 0.31928 | 0.0017653 | 2.2503e-06 | 43.9695 | 5.5953 | 0.11068 | 49.6755 | 18.8441 | 3.0871 | 0.049191 | 21.9803 | 40.2296 | 5.1194 | 0.10127 | 45.4502 | 17.2412 | 2.8245 | 0.045007 | 20.1107
Statewide | 2023 | 1 | 24 | 0.28743 | 5.6697e-06 | 1.7256e-06 | 0.26298 | 5.1874e-06 | 1.5788e-06 | 0.35324 | 0.0019531 | 2.4897e-06 | 0.3232 | 0.001787 | 2.278e-06 | 44.5088 | 5.6639 | 0.11204 | 50.2848 | 19.0752 | 3.1249 | 0.049794 | 22.2499 | 40.723 | 5.1822 | 0.10251 | 46.0077 | 17.4527 | 2.8591 | 0.045559 | 20.3574
Statewide | 2023 | 2 | 1 | 0.22949 | 4.5268e-06 | 1.3777e-06 | 0.20997 | 4.1417e-06 | 1.2605e-06 | 0.28204 | 0.0015594 | 1.9878e-06 | 0.25805 | 0.0014267 | 1.8188e-06 | 35.5366 | 4.5222 | 0.089453 | 40.1482 | 15.23 | 2.495 | 0.039757 | 17.7647 | 32.5139 | 4.1375 | 0.081844 | 36.7333 | 13.9345 | 2.2828 | 0.036375 | 16.2537
Statewide | 2023 | 2 | 2 | 0.22095 | 4.3583e-06 | 1.3264e-06 | 0.20215 | 3.9876e-06 | 1.2136e-06 | 0.27154 | 0.0015013 | 1.9139e-06 | 0.24845 | 0.0013736 | 1.7511e-06 | 34.2143 | 4.3539 | 0.086124 | 38.6544 | 14.6633 | 2.4022 | 0.038277 | 17.1037 | 31.3041 | 3.9836 | 0.078799 | 35.3665 | 13.4161 | 2.1978 | 0.035022 | 15.6489
Statewide | 2023 | 2 | 3 | 0.22275 | 4.3938e-06 | 1.3372e-06 | 0.2038 | 4.02e-06 | 1.2235e-06 | 0.27375 | 0.0015136 | 1.9294e-06 | 0.25047 | 0.0013848 | 1.7653e-06 | 34.4927 | 4.3893 | 0.086825 | 38.9688 | 14.7826 | 2.4217 | 0.038589 | 17.2429 | 31.5588 | 4.016 | 0.07944 | 35.6542 | 13.5252 | 2.2157 | 0.035307 | 15.7762
Statewide | 2023 | 2 | 4 | 0.22106 | 4.3605e-06 | 1.3271e-06 | 0.20226 | 3.9896e-06 | 1.2142e-06 | 0.27168 | 0.0015021 | 1.9148e-06 | 0.24857 | 0.0013743 | 1.752e-06 | 34.2317 | 4.3561 | 0.086168 | 38.674 | 14.6707 | 2.4034 | 0.038297 | 17.1124 | 31.32 | 3.9856 | 0.078839 | 35.3845 | 13.4229 | 2.1989 | 0.035039 | 15.6569
Statewide | 2023 | 2 | 5 | 0.21963 | 4.3323e-06 | 1.3185e-06 | 0.20095 | 3.9638e-06 | 1.2064e-06 | 0.26992 | 0.0014924 | 1.9024e-06 | 0.24696 | 0.0013654 | 1.7406e-06 | 34.0098 | 4.3279 | 0.085609 | 38.4233 | 14.5756 | 2.3878 | 0.038049 | 17.0015 | 31.117 | 3.9598 | 0.078328 | 35.1551 | 13.3359 | 2.1847 | 0.034812 | 15.5554
Statewide | 2023 | 2 | 6 | 0.24204 | 4.7743e-06 | 1.4531e-06 | 0.22145 | 4.3682e-06 | 1.3295e-06 | 0.29746 | 0.0016447 | 2.0966e-06 | 0.27216 | 0.0015048 | 1.9182e-06 | 37.4802 | 4.7695 | 0.094345 | 42.3441 | 16.063 | 2.6315 | 0.041931 | 18.7363 | 34.2922 | 4.3638 | 0.08632 | 38.7424 | 14.6967 | 2.4076 | 0.038365 | 17.1427
Statewide | 2023 | 2 | 7 | 0.24627 | 4.8578e-06 | 1.4785e-06 | 0.22532 | 4.4447e-06 | 1.3527e-06 | 0.30267 | 0.0016734 | 2.1332e-06 | 0.27692 | 0.0015311 | 1.9518e-06 | 38.1358 | 4.8529 | 0.095995 | 43.0847 | 16.3439 | 2.6775 | 0.042665 | 19.0641 | 34.8921 | 4.4401 | 0.08783 | 39.42 | 14.9537 | 2.4497 | 0.039036 | 17.4425
Statewide | 2023 | 2 | 8 | 0.2395 | 4.7243e-06 | 1.4378e-06 | 0.21913 | 4.3225e-06 | 1.3155e-06 | 0.29434 | 0.0016274 | 2.0746e-06 | 0.26931 | 0.001489 | 1.8981e-06 | 37.0874 | 4.7195 | 0.093356 | 41.9003 | 15.8946 | 2.6039 | 0.041492 | 18.54 | 33.9328 | 4.3181 | 0.085416 | 38.3363 | 14.5426 | 2.3824 | 0.037962 | 16.963
Statewide | 2023 | 2 | 9 | 0.2253 | 4.4442e-06 | 1.3526e-06 | 0.20614 | 4.0662e-06 | 1.2375e-06 | 0.27689 | 0.0015309 | 1.9516e-06 | 0.25334 | 0.0014007 | 1.7856e-06 | 34.8885 | 4.4397 | 0.087821 | 39.416 | 14.9522 | 2.4495 | 0.039032 | 17.4407 | 31.9209 | 4.0621 | 0.080351 | 36.0634 | 13.6804 | 2.2411 | 0.035712 | 15.9573
Statewide | 2023 | 2 | 10 | 0.21303 | 4.2022e-06 | 1.2789e-06 | 0.19491 | 3.8448e-06 | 1.1702e-06 | 0.26182 | 0.0014476 | 1.8453e-06 | 0.23955 | 0.0013244 | 1.6884e-06 | 32.9888 | 4.198 | 0.083039 | 37.2698 | 14.1381 | 2.3161 | 0.036906 | 16.4911 | 30.1829 | 3.8409 | 0.075976 | 34.0997 | 12.9355 | 2.1191 | 0.033767 | 15.0884
Statewide | 2023 | 2 | 11 | 0.20602 | 4.0639e-06 | 1.2368e-06 | 0.1885 | 3.7182e-06 | 1.1316e-06 | 0.2532 | 0.0013999 | 1.7846e-06 | 0.23166 | 0.0012809 | 1.6328e-06 | 31.9031 | 4.0598 | 0.080306 | 36.0432 | 13.6727 | 2.2399 | 0.035692 | 15.9483 | 29.1895 | 3.7145 | 0.073476 | 32.9774 | 12.5098 | 2.0494 | 0.032656 | 14.5918
Statewide | 2023 | 2 | 12 | 0.2025 | 3.9945e-06 | 1.2157e-06 | 0.18528 | 3.6547e-06 | 1.1123e-06 | 0.24888 | 0.001376 | 1.7541e-06 | 0.22771 | 0.001259 | 1.6049e-06 | 31.3583 | 3.9905 | 0.078935 | 35.4277 | 13.4393 | 2.2016 | 0.035082 | 15.676 | 28.691 | 3.651 | 0.072221 | 32.4143 | 12.2962 | 2.0144 | 0.032098 | 14.3426
Statewide | 2023 | 2 | 13 | 0.21493 | 4.2396e-06 | 1.2903e-06 | 0.19665 | 3.879e-06 | 1.1806e-06 | 0.26414 | 0.0014604 | 1.8617e-06 | 0.24168 | 0.0013362 | 1.7034e-06 | 33.2821 | 4.2353 | 0.083778 | 37.6011 | 14.2637 | 2.3367 | 0.037234 | 16.6377 | 30.4512 | 3.875 | 0.076652 | 34.4028 | 13.0505 | 2.1379 | 0.034067 | 15.2225
Statewide | 2023 | 2 | 14 | 0.21868 | 4.3136e-06 | 1.3128e-06 | 0.20008 | 3.9467e-06 | 1.2012e-06 | 0.26876 | 0.001486 | 1.8943e-06 | 0.2459 | 0.0013596 | 1.7331e-06 | 33.8636 | 4.3093 | 0.085241 | 38.2581 | 14.513 | 2.3775 | 0.037885 | 16.9284 | 30.9832 | 3.9427 | 0.077991 | 35.0039 | 13.2785 | 2.1753 | 0.034663 | 15.4885
Statewide | 2023 | 2 | 15 | 0.22508 | 4.4398e-06 | 1.3512e-06 | 0.20593 | 4.0622e-06 | 1.2363e-06 | 0.27662 | 0.0015294 | 1.9497e-06 | 0.25309 | 0.0013993 | 1.7838e-06 | 34.8541 | 4.4353 | 0.087735 | 39.3771 | 14.9375 | 2.4471 | 0.038993 | 17.4235 | 31.8895 | 4.0581 | 0.080272 | 36.0278 | 13.6669 | 2.2389 | 0.035676 | 15.9415
Statewide | 2023 | 2 | 16 | 0.24178 | 4.7693e-06 | 1.4515e-06 | 0.22122 | 4.3636e-06 | 1.3281e-06 | 0.29715 | 0.0016429 | 2.0944e-06 | 0.27187 | 0.0015032 | 1.9162e-06 | 37.4408 | 4.7645 | 0.094246 | 42.2995 | 16.046 | 2.6287 | 0.041887 | 18.7166 | 34.2561 | 4.3592 | 0.086229 | 38.7016 | 14.6812 | 2.4051 | 0.038324 | 17.1246
Statewide | 2023 | 2 | 17 | 0.26139 | 5.156e-06 | 1.5692e-06 | 0.23915 | 4.7174e-06 | 1.4357e-06 | 0.32124 | 0.0017761 | 2.2642e-06 | 0.29392 | 0.0016251 | 2.0716e-06 | 40.4764 | 5.1508 | 0.10189 | 45.729 | 17.347 | 2.8418 | 0.045283 | 20.2341 | 37.0335 | 4.7127 | 0.093221 | 41.8394 | 15.8715 | 2.6001 | 0.041431 | 18.513
Statewide | 2023 | 2 | 18 | 0.32079 | 6.3277e-06 | 1.9258e-06 | 0.2935 | 5.7895e-06 | 1.762e-06 | 0.39424 | 0.0021797 | 2.7787e-06 | 0.36071 | 0.0019943 | 2.5423e-06 | 49.6745 | 6.3213 | 0.12504 | 56.1208 | 21.2891 | 3.4876 | 0.055574 | 24.8322 | 45.4493 | 5.7836 | 0.1144 | 51.3473 | 19.4783 | 3.1909 | 0.050847 | 22.7201
Statewide | 2023 | 2 | 19 | 0.311 | 6.1347e-06 | 1.8671e-06 | 0.28455 | 5.6129e-06 | 1.7083e-06 | 0.38222 | 0.0021133 | 2.6939e-06 | 0.34971 | 0.0019335 | 2.4648e-06 | 48.1593 | 6.1285 | 0.12123 | 54.409 | 20.6397 | 3.3812 | 0.053878 | 24.0748 | 44.063 | 5.6072 | 0.11092 | 49.7811 | 18.8842 | 3.0936 | 0.049296 | 22.0271
Statewide | 2023 | 2 | 20 | 0.28305 | 5.5833e-06 | 1.6993e-06 | 0.25898 | 5.1084e-06 | 1.5547e-06 | 0.34787 | 0.0019233 | 2.4518e-06 | 0.31828 | 0.0017597 | 2.2433e-06 | 43.8312 | 5.5777 | 0.11033 | 49.5192 | 18.7848 | 3.0773 | 0.049036 | 21.9112 | 40.103 | 5.1033 | 0.10095 | 45.3072 | 17.187 | 2.8156 | 0.044865 | 20.0475
Statewide | 2023 | 2 | 21 | 0.27118 | 5.3493e-06 | 1.628e-06 | 0.24812 | 4.8943e-06 | 1.4896e-06 | 0.33328 | 0.0018427 | 2.349e-06 | 0.30493 | 0.001686 | 2.1492e-06 | 41.9936 | 5.3439 | 0.10571 | 47.4432 | 17.9973 | 2.9483 | 0.046981 | 20.9926 | 38.4218 | 4.8893 | 0.096715 | 43.4078 | 16.4665 | 2.6976 | 0.042984 | 19.207
Statewide | 2023 | 2 | 22 | 0.25963 | 5.1213e-06 | 1.5586e-06 | 0.23754 | 4.6857e-06 | 1.4261e-06 | 0.31908 | 0.0017642 | 2.2489e-06 | 0.29194 | 0.0016141 | 2.0576e-06 | 40.2037 | 5.1161 | 0.1012 | 45.421 | 17.2302 | 2.8227 | 0.044978 | 20.0978 | 36.7841 | 4.6809 | 0.092593 | 41.5576 | 15.7646 | 2.5826 | 0.041152 | 18.3883
Statewide | 2023 | 2 | 23 | 0.25248 | 4.9804e-06 | 1.5158e-06 | 0.23101 | 4.5568e-06 | 1.3868e-06 | 0.3103 | 0.0017156 | 2.187e-06 | 0.28391 | 0.0015697 | 2.001e-06 | 39.0979 | 4.9754 | 0.098417 | 44.1717 | 16.7563 | 2.745 | 0.043741 | 19.545 | 35.7723 | 4.5522 | 0.090046 | 40.4145 | 15.331 | 2.5115 | 0.04002 | 17.8826
Statewide | 2023 | 2 | 24 | 0.25734 | 5.0761e-06 | 1.5449e-06 | 0.23545 | 4.6444e-06 | 1.4135e-06 | 0.31627 | 0.0017486 | 2.2291e-06 | 0.28937 | 0.0015999 | 2.0395e-06 | 39.8495 | 5.071 | 0.10031 | 45.0208 | 17.0784 | 2.7978 | 0.044582 | 19.9207 | 36.46 | 4.6397 | 0.091777 | 41.1915 | 15.6257 | 2.5598 | 0.04079 | 18.2263
Statewide | 2023 | 3 | 1 | 0.2494 | 4.9195e-06 | 1.4972e-06 | 0.22819 | 4.5011e-06 | 1.3699e-06 | 0.30651 | 0.0016947 | 2.1603e-06 | 0.28044 | 0.0015505 | 1.9766e-06 | 38.6201 | 4.9146 | 0.097214 | 43.6318 | 16.5515 | 2.7115 | 0.043206 | 19.3061 | 35.3351 | 4.4965 | 0.088945 | 39.9206 | 15.1436 | 2.4808 | 0.039531 | 17.664
Statewide | 2023 | 3 | 2 | 0.24056 | 4.7452e-06 | 1.4442e-06 | 0.2201 | 4.3416e-06 | 1.3213e-06 | 0.29565 | 0.0016346 | 2.0838e-06 | 0.2705 | 0.0014956 | 1.9065e-06 | 37.2514 | 4.7404 | 0.093769 | 42.0855 | 15.9649 | 2.6154 | 0.041675 | 18.6219 | 34.0828 | 4.3372 | 0.085793 | 38.5058 | 14.6069 | 2.3929 | 0.03813 | 17.038
Statewide | 2023 | 3 | 3 | 0.25892 | 5.1073e-06 | 1.5544e-06 | 0.23689 | 4.6729e-06 | 1.4222e-06 | 0.31821 | 0.0017594 | 2.2428e-06 | 0.29114 | 0.0016097 | 2.052e-06 | 40.094 | 5.1021 | 0.10092 | 45.2971 | 17.1832 | 2.815 | 0.044855 | 20.043 | 36.6837 | 4.6681 | 0.09234 | 41.4442 | 15.7216 | 2.5755 | 0.04104 | 18.3382
Statewide | 2023 | 3 | 4 | 0.26101 | 5.1485e-06 | 1.5669e-06 | 0.2388 | 4.7106e-06 | 1.4336e-06 | 0.32077 | 0.0017735 | 2.2609e-06 | 0.29349 | 0.0016227 | 2.0686e-06 | 40.4173 | 5.1433 | 0.10174 | 45.6623 | 17.3217 | 2.8377 | 0.045217 | 20.2046 | 36.9795 | 4.7058 | 0.093085 | 41.7784 | 15.8484 | 2.5963 | 0.041371 | 18.486
Statewide | 2023 | 3 | 5 | 0.27484 | 5.4214e-06 | 1.65e-06 | 0.25146 | 4.9603e-06 | 1.5097e-06 | 0.33778 | 0.0018676 | 2.3807e-06 | 0.30905 | 0.0017087 | 2.1782e-06 | 42.56 | 5.4159 | 0.10713 | 48.0831 | 18.24 | 2.9881 | 0.047614 | 21.2757 | 38.94 | 4.9553 | 0.09802 | 43.9933 | 16.6886 | 2.7339 | 0.043564 | 19.4661
Statewide | 2023 | 3 | 6 | 0.29355 | 5.7905e-06 | 1.7623e-06 | 0.26859 | 5.298e-06 | 1.6124e-06 | 0.36078 | 0.0019947 | 2.5428e-06 | 0.33009 | 0.001825 | 2.3265e-06 | 45.4577 | 5.7847 | 0.11443 | 51.3568 | 19.4819 | 3.1915 | 0.050856 | 22.7243 | 41.5912 | 5.2926 | 0.10469 | 46.9885 | 17.8248 | 2.9201 | 0.04653 | 20.7914
Statewide | 2023 | 3 | 7 | 0.30629 | 6.0417e-06 | 1.8388e-06 | 0.28023 | 5.5278e-06 | 1.6824e-06 | 0.37642 | 0.0020812 | 2.6531e-06 | 0.3444 | 0.0019042 | 2.4274e-06 | 47.4291 | 6.0355 | 0.11939 | 53.584 | 20.3267 | 3.3299 | 0.053061 | 23.7098 | 43.3949 | 5.5222 | 0.10923 | 49.0263 | 18.5978 | 3.0467 | 0.048548 | 21.6931
Statewide | 2023 | 3 | 8 | 0.28265 | 5.5753e-06 | 1.6968e-06 | 0.2586 | 5.1011e-06 | 1.5525e-06 | 0.34737 | 0.0019206 | 2.4483e-06 | 0.31782 | 0.0017572 | 2.2401e-06 | 43.7684 | 5.5697 | 0.11017 | 49.4482 | 18.7579 | 3.0729 | 0.048966 | 21.8798 | 40.0455 | 5.0959 | 0.1008 | 45.2423 | 17.1624 | 2.8116 | 0.044801 | 20.0187
Statewide | 2023 | 3 | 9 | 0.29593 | 5.8373e-06 | 1.7766e-06 | 0.27076 | 5.3408e-06 | 1.6255e-06 | 0.36369 | 0.0020108 | 2.5633e-06 | 0.33276 | 0.0018398 | 2.3453e-06 | 45.825 | 5.8314 | 0.11535 | 51.7717 | 19.6393 | 3.2173 | 0.051267 | 22.9079 | 41.9272 | 5.3354 | 0.10554 | 47.3682 | 17.9688 | 2.9437 | 0.046906 | 20.9594
Statewide | 2023 | 3 | 10 | 0.27211 | 5.3674e-06 | 1.6336e-06 | 0.24896 | 4.9109e-06 | 1.4946e-06 | 0.33441 | 0.001849 | 2.357e-06 | 0.30597 | 0.0016917 | 2.1565e-06 | 42.1362 | 5.362 | 0.10607 | 47.6043 | 18.0584 | 2.9583 | 0.04714 | 21.0639 | 38.5522 | 4.9059 | 0.097044 | 43.5552 | 16.5224 | 2.7067 | 0.04313 | 19.2722
Statewide | 2023 | 3 | 11 | 0.26424 | 5.2124e-06 | 1.5864e-06 | 0.24177 | 4.769e-06 | 1.4514e-06 | 0.32475 | 0.0017955 | 2.2889e-06 | 0.29713 | 0.0016428 | 2.0942e-06 | 40.9188 | 5.2071 | 0.103 | 46.2289 | 17.5366 | 2.8729 | 0.045778 | 20.4553 | 37.4384 | 4.7642 | 0.09424 | 42.2968 | 16.045 | 2.6285 | 0.041884 | 18.7154
Statewide | 2023 | 3 | 12 | 0.25292 | 4.989e-06 | 1.5184e-06 | 0.23141 | 4.5647e-06 | 1.3892e-06 | 0.31084 | 0.0017186 | 2.1908e-06 | 0.2844 | 0.0015724 | 2.0045e-06 | 39.1656 | 4.984 | 0.098588 | 44.2482 | 16.7853 | 2.7498 | 0.043817 | 19.5789 | 35.8343 | 4.56 | 0.090202 | 40.4845 | 15.3575 | 2.5159 | 0.04009 | 17.9135
Statewide | 2023 | 3 | 13 | 0.25911 | 5.1111e-06 | 1.5556e-06 | 0.23707 | 4.6764e-06 | 1.4232e-06 | 0.31844 | 0.0017607 | 2.2444e-06 | 0.29136 | 0.0016109 | 2.0535e-06 | 40.124 | 5.1059 | 0.101 | 45.3309 | 17.196 | 2.8171 | 0.044889 | 20.0579 | 36.7111 | 4.6716 | 0.092409 | 41.4751 | 15.7333 | 2.5775 | 0.041071 | 18.3519
Statewide | 2023 | 3 | 14 | 0.26831 | 5.2926e-06 | 1.6108e-06 | 0.24549 | 4.8424e-06 | 1.4738e-06 | 0.32975 | 0.0018232 | 2.3241e-06 | 0.3017 | 0.0016681 | 2.1264e-06 | 41.5486 | 5.2872 | 0.10459 | 46.9404 | 17.8065 | 2.9171 | 0.046483 | 20.7701 | 38.0146 | 4.8375 | 0.09569 | 42.9478 | 16.292 | 2.669 | 0.042529 | 19.0035
Statewide | 2023 | 3 | 15 | 0.27435 | 5.4117e-06 | 1.647e-06 | 0.25101 | 4.9514e-06 | 1.5069e-06 | 0.33717 | 0.0018642 | 2.3764e-06 | 0.30849 | 0.0017056 | 2.1743e-06 | 42.4838 | 5.4062 | 0.10694 | 47.9969 | 18.2073 | 2.9827 | 0.047529 | 21.2376 | 38.8702 | 4.9464 | 0.097844 | 43.9144 | 16.6587 | 2.729 | 0.043486 | 19.4312
Statewide | 2023 | 3 | 16 | 0.29055 | 5.7312e-06 | 1.7443e-06 | 0.26583 | 5.2437e-06 | 1.5959e-06 | 0.35708 | 0.0019743 | 2.5167e-06 | 0.32671 | 0.0018063 | 2.3027e-06 | 44.9918 | 5.7254 | 0.11325 | 50.8305 | 19.2822 | 3.1588 | 0.050335 | 22.4914 | 41.1649 | 5.2384 | 0.10362 | 46.5069 | 17.6421 | 2.8901 | 0.046053 | 20.5783
Statewide | 2023 | 3 | 17 | 0.30334 | 5.9835e-06 | 1.8211e-06 | 0.27754 | 5.4746e-06 | 1.6662e-06 | 0.3728 | 0.0020612 | 2.6275e-06 | 0.34109 | 0.0018859 | 2.404e-06 | 46.9727 | 5.9775 | 0.11824 | 53.0683 | 20.1311 | 3.2979 | 0.052551 | 23.4816 | 42.9773 | 5.469 | 0.10818 | 48.5545 | 18.4188 | 3.0174 | 0.048081 | 21.4843
Statewide | 2023 | 3 | 18 | 0.33209 | 6.5506e-06 | 1.9937e-06 | 0.30384 | 5.9934e-06 | 1.8241e-06 | 0.40813 | 0.0022565 | 2.8766e-06 | 0.37342 | 0.0020646 | 2.6319e-06 | 51.4247 | 6.544 | 0.12945 | 58.0981 | 22.0392 | 3.6105 | 0.057532 | 25.7072 | 47.0506 | 5.9874 | 0.11844 | 53.1564 | 20.1646 | 3.3034 | 0.052638 | 23.5206
Statewide | 2023 | 3 | 19 | 0.36131 | 7.127e-06 | 2.1691e-06 | 0.33058 | 6.5208e-06 | 1.9846e-06 | 0.44404 | 0.0024551 | 3.1297e-06 | 0.40627 | 0.0022463 | 2.8635e-06 | 55.9493 | 7.1198 | 0.14084 | 63.2099 | 23.9783 | 3.9281 | 0.062593 | 27.969 | 51.1904 | 6.5142 | 0.12886 | 57.8334 | 21.9387 | 3.594 | 0.057269 | 25.59
Statewide | 2023 | 3 | 20 | 0.34559 | 6.8169e-06 | 2.0747e-06 | 0.31619 | 6.2371e-06 | 1.8982e-06 | 0.42472 | 0.0023483 | 2.9935e-06 | 0.3886 | 0.0021485 | 2.7389e-06 | 53.5152 | 6.81 | 0.13471 | 60.4599 | 22.9351 | 3.7572 | 0.05987 | 26.7522 | 48.9633 | 6.2308 | 0.12325 | 55.3173 | 20.9843 | 3.4377 | 0.054778 | 24.4767
Statewide | 2023 | 3 | 21 | 0.31037 | 6.1221e-06 | 1.8633e-06 | 0.28397 | 5.6014e-06 | 1.7048e-06 | 0.38144 | 0.0021089 | 2.6884e-06 | 0.34899 | 0.0019296 | 2.4597e-06 | 48.0609 | 6.1159 | 0.12098 | 54.2978 | 20.5975 | 3.3743 | 0.053768 | 24.0256 | 43.9729 | 5.5957 | 0.11069 | 49.6793 | 18.8455 | 3.0873 | 0.049195 | 21.982
Statewide | 2023 | 3 | 22 | 0.29565 | 5.8319e-06 | 1.7749e-06 | 0.2705 | 5.3358e-06 | 1.6239e-06 | 0.36335 | 0.002009 | 2.561e-06 | 0.33245 | 0.0018381 | 2.3431e-06 | 45.7822 | 5.826 | 0.11524 | 51.7234 | 19.6209 | 3.2143 | 0.051219 | 22.8865 | 41.8881 | 5.3304 | 0.10544 | 47.3239 | 17.952 | 2.9409 | 0.046862 | 20.9398
Statewide | 2023 | 3 | 23 | 0.28232 | 5.569e-06 | 1.6949e-06 | 0.25831 | 5.0953e-06 | 1.5507e-06 | 0.34697 | 0.0019184 | 2.4455e-06 | 0.31746 | 0.0017552 | 2.2375e-06 | 43.7186 | 5.5634 | 0.11005 | 49.392 | 18.7366 | 3.0694 | 0.04891 | 21.8549 | 40 | 5.0902 | 0.10069 | 45.1909 | 17.1429 | 2.8084 | 0.04475 | 19.996
Statewide | 2023 | 3 | 24 | 0.25756 | 5.0806e-06 | 1.5463e-06 | 0.23566 | 4.6484e-06 | 1.4147e-06 | 0.31654 | 0.0017501 | 2.231e-06 | 0.28962 | 0.0016013 | 2.0413e-06 | 39.8843 | 5.0754 | 0.1004 | 45.0601 | 17.0933 | 2.8002 | 0.044621 | 19.9381 | 36.4918 | 4.6437 | 0.091857 | 41.2274 | 15.6394 | 2.5621 | 0.040825 | 18.2422
Statewide | 2023 | 4 | 1 | 0.1287 | 2.5387e-06 | 7.7263e-07 | 0.11775 | 2.3227e-06 | 7.0692e-07 | 0.15817 | 0.00087451 | 1.1148e-06 | 0.14472 | 0.00080013 | 1.02e-06 | 19.9293 | 2.5361 | 0.050166 | 22.5156 | 8.5411 | 1.3992 | 0.022296 | 9.9627 | 18.2342 | 2.3204 | 0.045899 | 20.6004 | 7.8146 | 1.2802 | 0.0204 | 9.1152
Statewide | 2023 | 4 | 2 | 0.11723 | 2.3123e-06 | 7.0375e-07 | 0.10725 | 2.1157e-06 | 6.4389e-07 | 0.14407 | 0.00079655 | 1.0154e-06 | 0.13181 | 0.0007288 | 9.2905e-07 | 18.1526 | 2.31 | 0.045694 | 20.5083 | 7.7797 | 1.2745 | 0.020308 | 9.0745 | 16.6086 | 2.1135 | 0.041807 | 18.7639 | 7.118 | 1.1661 | 0.018581 | 8.3026
Statewide | 2023 | 4 | 3 | 0.13569 | 2.6765e-06 | 8.146e-07 | 0.12415 | 2.4489e-06 | 7.4531e-07 | 0.16676 | 0.00092201 | 1.1754e-06 | 0.15258 | 0.00084359 | 1.0754e-06 | 21.0118 | 2.6738 | 0.052891 | 23.7385 | 9.0051 | 1.4752 | 0.023507 | 10.5038 | 19.2246 | 2.4464 | 0.048392 | 21.7194 | 8.2391 | 1.3497 | 0.021508 | 9.6103
Statewide | 2023 | 4 | 4 | 0.15381 | 3.034e-06 | 9.234e-07 | 0.14073 | 2.776e-06 | 8.4486e-07 | 0.18903 | 0.0010452 | 1.3323e-06 | 0.17295 | 0.00095626 | 1.219e-06 | 23.8182 | 3.031 | 0.059955 | 26.9092 | 10.2078 | 1.6723 | 0.026647 | 11.9067 | 21.7923 | 2.7732 | 0.054856 | 24.6203 | 9.3396 | 1.53 | 0.02438 | 10.894
Statewide | 2023 | 4 | 5 | 0.17846 | 3.5203e-06 | 1.0714e-06 | 0.16328 | 3.2209e-06 | 9.8027e-07 | 0.21933 | 0.0012127 | 1.5459e-06 | 0.20068 | 0.0011095 | 1.4144e-06 | 27.6357 | 3.5167 | 0.069564 | 31.222 | 11.8439 | 1.9403 | 0.030918 | 13.8151 | 25.2851 | 3.2176 | 0.063647 | 28.5663 | 10.8365 | 1.7752 | 0.028288 | 12.64
Statewide | 2023 | 4 | 6 | 0.21637 | 4.268e-06 | 1.299e-06 | 0.19797 | 3.905e-06 | 1.1885e-06 | 0.26592 | 0.0014702 | 1.8742e-06 | 0.2433 | 0.0013452 | 1.7148e-06 | 33.5055 | 4.2637 | 0.08434 | 37.8535 | 14.3595 | 2.3524 | 0.037484 | 16.7494 | 30.6556 | 3.901 | 0.077166 | 34.6338 | 13.1381 | 2.1523 | 0.034296 | 15.3247
Statewide | 2023 | 4 | 7 | 0.23851 | 4.7047e-06 | 1.4319e-06 | 0.21822 | 4.3045e-06 | 1.3101e-06 | 0.29312 | 0.0016207 | 2.066e-06 | 0.26819 | 0.0014828 | 1.8903e-06 | 36.9337 | 4.6999 | 0.092969 | 41.7266 | 15.8287 | 2.5931 | 0.04132 | 18.4631 | 33.7922 | 4.3002 | 0.085062 | 38.1774 | 14.4824 | 2.3725 | 0.037805 | 16.8927
Statewide | 2023 | 4 | 8 | 0.21153 | 4.1725e-06 | 1.2699e-06 | 0.19353 | 3.8176e-06 | 1.1619e-06 | 0.25996 | 0.0014373 | 1.8323e-06 | 0.23785 | 0.0013151 | 1.6764e-06 | 32.7552 | 4.1682 | 0.082451 | 37.0059 | 14.0379 | 2.2997 | 0.036645 | 16.3743 | 29.9691 | 3.8137 | 0.075438 | 33.8583 | 12.8439 | 2.1041 | 0.033528 | 14.9815
Statewide | 2023 | 4 | 9 | 0.21064 | 4.1549e-06 | 1.2645e-06 | 0.19272 | 3.8015e-06 | 1.157e-06 | 0.25887 | 0.0014313 | 1.8246e-06 | 0.23685 | 0.0013095 | 1.6694e-06 | 32.6176 | 4.1507 | 0.082105 | 36.8504 | 13.979 | 2.2901 | 0.036491 | 16.3055 | 29.8432 | 3.7977 | 0.075121 | 33.716 | 12.79 | 2.0953 | 0.033387 | 14.9186
Statewide | 2023 | 4 | 10 | 0.20921 | 4.1268e-06 | 1.256e-06 | 0.19142 | 3.7758e-06 | 1.1492e-06 | 0.25712 | 0.0014216 | 1.8122e-06 | 0.23525 | 0.0013007 | 1.6581e-06 | 32.3972 | 4.1227 | 0.08155 | 36.6014 | 13.8845 | 2.2746 | 0.036244 | 16.1953 | 29.6416 | 3.772 | 0.074614 | 33.4882 | 12.7035 | 2.0811 | 0.033162 | 14.8178
Statewide | 2023 | 4 | 11 | 0.19297 | 3.8064e-06 | 1.1585e-06 | 0.17655 | 3.4826e-06 | 1.0599e-06 | 0.23715 | 0.0013112 | 1.6715e-06 | 0.21698 | 0.0011997 | 1.5293e-06 | 29.8812 | 3.8025 | 0.075217 | 33.759 | 12.8062 | 2.0979 | 0.03343 | 14.9376 | 27.3396 | 3.4791 | 0.068819 | 30.8875 | 11.717 | 1.9195 | 0.030586 | 13.6671
Statewide | 2023 | 4 | 12 | 0.17798 | 3.5108e-06 | 1.0685e-06 | 0.16284 | 3.2121e-06 | 9.7761e-07 | 0.21874 | 0.0012094 | 1.5417e-06 | 0.20013 | 0.0011065 | 1.4106e-06 | 27.5607 | 3.5072 | 0.069376 | 31.1373 | 11.8117 | 1.935 | 0.030834 | 13.7776 | 25.2165 | 3.2089 | 0.063475 | 28.4888 | 10.8071 | 1.7704 | 0.028211 | 12.6057
Statewide | 2023 | 4 | 13 | 0.17932 | 3.5371e-06 | 1.0765e-06 | 0.16406 | 3.2362e-06 | 9.8495e-07 | 0.22038 | 0.0012185 | 1.5533e-06 | 0.20163 | 0.0011148 | 1.4211e-06 | 27.7675 | 3.5335 | 0.069896 | 31.371 | 11.9004 | 1.9495 | 0.031065 | 13.881 | 25.4057 | 3.233 | 0.063951 | 28.7026 | 10.8882 | 1.7837 | 0.028423 | 12.7003
Statewide | 2023 | 4 | 14 | 0.17702 | 3.4918e-06 | 1.0627e-06 | 0.16196 | 3.1948e-06 | 9.7233e-07 | 0.21755 | 0.0012029 | 1.5334e-06 | 0.19905 | 0.0011005 | 1.4029e-06 | 27.4119 | 3.4883 | 0.069001 | 30.9691 | 11.7479 | 1.9246 | 0.030667 | 13.7032 | 25.0803 | 3.1916 | 0.063132 | 28.335 | 10.7487 | 1.7609 | 0.028059 | 12.5376
Statewide | 2023 | 4 | 15 | 0.18687 | 3.6862e-06 | 1.1219e-06 | 0.17098 | 3.3726e-06 | 1.0265e-06 | 0.22966 | 0.0012698 | 1.6187e-06 | 0.21013 | 0.0011618 | 1.481e-06 | 28.9377 | 3.6824 | 0.072842 | 32.693 | 12.4019 | 2.0317 | 0.032374 | 14.466 | 26.4764 | 3.3692 | 0.066646 | 29.9122 | 11.347 | 1.8589 | 0.029621 | 13.2355
Statewide | 2023 | 4 | 16 | 0.2153 | 4.247e-06 | 1.2926e-06 | 0.19699 | 3.8857e-06 | 1.1826e-06 | 0.2646 | 0.001463 | 1.865e-06 | 0.2421 | 0.0013385 | 1.7063e-06 | 33.3401 | 4.2427 | 0.083924 | 37.6667 | 14.2886 | 2.3408 | 0.037299 | 16.6667 | 30.5043 | 3.8818 | 0.076785 | 34.4629 | 13.0733 | 2.1417 | 0.034127 | 15.2491
Statewide | 2023 | 4 | 17 | 0.23662 | 4.6675e-06 | 1.4205e-06 | 0.2165 | 4.2705e-06 | 1.2997e-06 | 0.29081 | 0.0016079 | 2.0496e-06 | 0.26607 | 0.0014711 | 1.8753e-06 | 36.6416 | 4.6628 | 0.092234 | 41.3966 | 15.7035 | 2.5726 | 0.040993 | 18.3171 | 33.5249 | 4.2662 | 0.084389 | 37.8755 | 14.3678 | 2.3538 | 0.037506 | 16.7591
Statewide | 2023 | 4 | 18 | 0.25329 | 4.9964e-06 | 1.5206e-06 | 0.23175 | 4.5714e-06 | 1.3913e-06 | 0.31129 | 0.0017211 | 2.194e-06 | 0.28482 | 0.0015747 | 2.0074e-06 | 39.2231 | 4.9913 | 0.098732 | 44.3131 | 16.8099 | 2.7538 | 0.043881 | 19.6076 | 35.8869 | 4.5667 | 0.090334 | 40.5439 | 15.3801 | 2.5196 | 0.040149 | 17.9398
Statewide | 2023 | 4 | 19 | 0.28497 | 5.6211e-06 | 1.7108e-06 | 0.26073 | 5.143e-06 | 1.5653e-06 | 0.35022 | 0.0019363 | 2.4684e-06 | 0.32043 | 0.0017716 | 2.2584e-06 | 44.1276 | 5.6154 | 0.11108 | 49.8541 | 18.9118 | 3.0982 | 0.049368 | 22.0593 | 40.3742 | 5.1378 | 0.10163 | 45.6136 | 17.3032 | 2.8346 | 0.045169 | 20.183
Statewide | 2023 | 4 | 20 | 0.2752 | 5.4286e-06 | 1.6522e-06 | 0.2518 | 4.9668e-06 | 1.5116e-06 | 0.33822 | 0.00187 | 2.3838e-06 | 0.30945 | 0.001711 | 2.1811e-06 | 42.6161 | 5.4231 | 0.10727 | 48.1464 | 18.264 | 2.992 | 0.047677 | 21.3038 | 38.9913 | 4.9618 | 0.098149 | 44.0512 | 16.7105 | 2.7375 | 0.043622 | 19.4917
Statewide | 2023 | 4 | 21 | 0.23848 | 4.7041e-06 | 1.4317e-06 | 0.21819 | 4.304e-06 | 1.3099e-06 | 0.29309 | 0.0016205 | 2.0657e-06 | 0.26816 | 0.0014826 | 1.89e-06 | 36.9287 | 4.6993 | 0.092957 | 41.721 | 15.8266 | 2.5927 | 0.041314 | 18.4606 | 33.7876 | 4.2996 | 0.08505 | 38.1723 | 14.4804 | 2.3722 | 0.0378 | 16.8904
Statewide | 2023 | 4 | 22 | 0.1996 | 3.9373e-06 | 1.1983e-06 | 0.18262 | 3.6024e-06 | 1.0964e-06 | 0.24531 | 0.0013563 | 1.729e-06 | 0.22444 | 0.0012409 | 1.5819e-06 | 30.9089 | 3.9333 | 0.077804 | 34.92 | 13.2467 | 2.1701 | 0.034579 | 15.4513 | 28.2798 | 3.5987 | 0.071186 | 31.9498 | 12.1199 | 1.9855 | 0.031638 | 14.1371
Statewide | 2023 | 4 | 23 | 0.17922 | 3.5353e-06 | 1.0759e-06 | 0.16398 | 3.2346e-06 | 9.8443e-07 | 0.22026 | 0.0012178 | 1.5524e-06 | 0.20153 | 0.0011142 | 1.4204e-06 | 27.753 | 3.5317 | 0.06986 | 31.3545 | 11.8941 | 1.9485 | 0.031049 | 13.8737 | 25.3924 | 3.2313 | 0.063918 | 28.6876 | 10.8825 | 1.7828 | 0.028408 | 12.6936
Statewide | 2023 | 4 | 24 | 0.17221 | 3.3969e-06 | 1.0339e-06 | 0.15756 | 3.108e-06 | 9.4591e-07 | 0.21164 | 0.0011702 | 1.4917e-06 | 0.19364 | 0.0010706 | 1.3648e-06 | 26.6671 | 3.3935 | 0.067126 | 30.1278 | 11.4288 | 1.8723 | 0.029834 | 13.3309 | 24.3989 | 3.1049 | 0.061417 | 27.5652 | 10.4567 | 1.713 | 0.027296 | 12.197
Statewide | 2023 | 5 | 1 | 0.16195 | 3.1945e-06 | 9.7225e-07 | 0.14817 | 2.9228e-06 | 8.8955e-07 | 0.19903 | 0.0011004 | 1.4028e-06 | 0.1821 | 0.0010068 | 1.2835e-06 | 25.0782 | 3.1913 | 0.063127 | 28.3326 | 10.7478 | 1.7607 | 0.028056 | 12.5366 | 22.9451 | 2.9198 | 0.057757 | 25.9227 | 9.8336 | 1.611 | 0.02567 | 11.4702
Statewide | 2023 | 5 | 2 | 0.16242 | 3.2038e-06 | 9.7507e-07 | 0.1486 | 2.9313e-06 | 8.9213e-07 | 0.19961 | 0.0011036 | 1.4069e-06 | 0.18263 | 0.0010098 | 1.2872e-06 | 25.1509 | 3.2005 | 0.06331 | 28.4147 | 10.7789 | 1.7658 | 0.028138 | 12.5729 | 23.0116 | 2.9283 | 0.057925 | 25.9978 | 9.8621 | 1.6156 | 0.025744 | 11.5035
Statewide | 2023 | 5 | 3 | 0.16994 | 3.3521e-06 | 1.0202e-06 | 0.15548 | 3.0669e-06 | 9.3342e-07 | 0.20885 | 0.0011547 | 1.472e-06 | 0.19108 | 0.0010565 | 1.3468e-06 | 26.3149 | 3.3487 | 0.06624 | 29.7298 | 11.2778 | 1.8475 | 0.02944 | 13.1548 | 24.0766 | 3.0638 | 0.060605 | 27.201 | 10.3185 | 1.6904 | 0.026936 | 12.0359
Statewide | 2023 | 5 | 4 | 0.18154 | 3.5811e-06 | 1.0899e-06 | 0.1661 | 3.2765e-06 | 9.9719e-07 | 0.22312 | 0.0012336 | 1.5726e-06 | 0.20414 | 0.0011287 | 1.4388e-06 | 28.1126 | 3.5774 | 0.070765 | 31.7608 | 12.0483 | 1.9738 | 0.031451 | 14.0535 | 25.7214 | 3.2732 | 0.064746 | 29.0593 | 11.0235 | 1.8059 | 0.028776 | 12.8581
Statewide | 2023 | 5 | 5 | 0.20716 | 4.0864e-06 | 1.2437e-06 | 0.18954 | 3.7388e-06 | 1.1379e-06 | 0.2546 | 0.0014077 | 1.7945e-06 | 0.23295 | 0.001288 | 1.6418e-06 | 32.0799 | 4.0823 | 0.080751 | 36.2429 | 13.7485 | 2.2523 | 0.03589 | 16.0367 | 29.3513 | 3.7351 | 0.073883 | 33.1602 | 12.5791 | 2.0607 | 0.032837 | 14.6727
Statewide | 2023 | 5 | 6 | 0.2216 | 4.3713e-06 | 1.3304e-06 | 0.20275 | 3.9994e-06 | 1.2172e-06 | 0.27235 | 0.0015058 | 1.9196e-06 | 0.24918 | 0.0013777 | 1.7563e-06 | 34.3159 | 4.3668 | 0.08638 | 38.7691 | 14.7068 | 2.4093 | 0.038391 | 17.1545 | 31.3971 | 3.9954 | 0.079033 | 35.4715 | 13.4559 | 2.2044 | 0.035126 | 15.6954
Statewide | 2023 | 5 | 7 | 0.22488 | 4.4358e-06 | 1.35e-06 | 0.20575 | 4.0585e-06 | 1.2352e-06 | 0.27637 | 0.001528 | 1.9479e-06 | 0.25286 | 0.0013981 | 1.7822e-06 | 34.8228 | 4.4313 | 0.087656 | 39.3418 | 14.924 | 2.4449 | 0.038958 | 17.4079 | 31.8608 | 4.0544 | 0.0802 | 35.9954 | 13.6546 | 2.2369 | 0.035644 | 15.9272
Statewide | 2023 | 5 | 8 | 0.21182 | 4.1782e-06 | 1.2716e-06 | 0.1938 | 3.8228e-06 | 1.1635e-06 | 0.26032 | 0.0014393 | 1.8348e-06 | 0.23818 | 0.0013169 | 1.6787e-06 | 32.8001 | 4.1739 | 0.082564 | 37.0566 | 14.0572 | 2.3029 | 0.036695 | 16.3968 | 30.0102 | 3.8189 | 0.075542 | 33.9047 | 12.8615 | 2.107 | 0.033574 | 15.0021
Statewide | 2023 | 5 | 9 | 0.20322 | 4.0086e-06 | 1.22e-06 | 0.18593 | 3.6677e-06 | 1.1162e-06 | 0.24975 | 0.0013809 | 1.7603e-06 | 0.22851 | 0.0012634 | 1.6106e-06 | 31.4691 | 4.0046 | 0.079214 | 35.5529 | 13.4868 | 2.2094 | 0.035206 | 15.7314 | 28.7924 | 3.6639 | 0.072476 | 32.5288 | 12.3396 | 2.0215 | 0.032212 | 14.3933
Statewide | 2023 | 5 | 10 | 0.19689 | 3.8837e-06 | 1.182e-06 | 0.18014 | 3.5534e-06 | 1.0815e-06 | 0.24197 | 0.0013379 | 1.7055e-06 | 0.22139 | 0.0012241 | 1.5604e-06 | 30.4885 | 3.8798 | 0.076746 | 34.445 | 13.0665 | 2.1406 | 0.034109 | 15.2412 | 27.8952 | 3.5498 | 0.070218 | 31.5152 | 11.9551 | 1.9585 | 0.031208 | 13.9448
Statewide | 2023 | 5 | 11 | 0.1698 | 3.3494e-06 | 1.0194e-06 | 0.15536 | 3.0645e-06 | 9.3266e-07 | 0.20868 | 0.0011538 | 1.4708e-06 | 0.19093 | 0.0010556 | 1.3457e-06 | 26.2936 | 3.346 | 0.066186 | 29.7058 | 11.2687 | 1.8461 | 0.029416 | 13.1442 | 24.0572 | 3.0614 | 0.060557 | 27.1791 | 10.3102 | 1.689 | 0.026914 | 12.0262
Statewide | 2023 | 5 | 12 | 0.16621 | 3.2785e-06 | 9.9781e-07 | 0.15207 | 2.9997e-06 | 9.1294e-07 | 0.20427 | 0.0011294 | 1.4397e-06 | 0.18689 | 0.0010333 | 1.3172e-06 | 25.7375 | 3.2752 | 0.064786 | 29.0775 | 11.0304 | 1.807 | 0.028794 | 12.8662 | 23.5483 | 2.9966 | 0.059276 | 26.6042 | 10.0921 | 1.6533 | 0.026345 | 11.7718
Statewide | 2023 | 5 | 13 | 0.16109 | 3.1776e-06 | 9.6711e-07 | 0.14739 | 2.9074e-06 | 8.8485e-07 | 0.19798 | 0.0010946 | 1.3954e-06 | 0.18114 | 0.0010015 | 1.2767e-06 | 24.9456 | 3.1744 | 0.062793 | 28.1828 | 10.691 | 1.7514 | 0.027908 | 12.4703 | 22.8237 | 2.9044 | 0.057452 | 25.7856 | 9.7816 | 1.6024 | 0.025534 | 11.4096
Statewide | 2023 | 5 | 14 | 0.16195 | 3.1946e-06 | 9.7227e-07 | 0.14818 | 2.9229e-06 | 8.8957e-07 | 0.19904 | 0.0011005 | 1.4028e-06 | 0.18211 | 0.0010069 | 1.2835e-06 | 25.0788 | 3.1914 | 0.063128 | 28.3332 | 10.748 | 1.7608 | 0.028057 | 12.5368 | 22.9456 | 2.9199 | 0.057759 | 25.9233 | 9.8338 | 1.611 | 0.02567 | 11.4705
Statewide | 2023 | 5 | 15 | 0.17786 | 3.5085e-06 | 1.0678e-06 | 0.16274 | 3.2101e-06 | 9.7697e-07 | 0.21859 | 0.0012086 | 1.5407e-06 | 0.2 | 0.0011058 | 1.4096e-06 | 27.5428 | 3.5049 | 0.069331 | 31.117 | 11.804 | 1.9338 | 0.030814 | 13.7686 | 25.2 | 3.2068 | 0.063433 | 28.4703 | 10.8 | 1.7693 | 0.028193 | 12.5975
Statewide | 2023 | 5 | 16 | 0.19127 | 3.7729e-06 | 1.1483e-06 | 0.175 | 3.452e-06 | 1.0506e-06 | 0.23507 | 0.0012997 | 1.6568e-06 | 0.21507 | 0.0011891 | 1.5159e-06 | 29.6186 | 3.7691 | 0.074556 | 33.4622 | 12.6937 | 2.0795 | 0.033136 | 14.8063 | 27.0993 | 3.4485 | 0.068214 | 30.616 | 11.614 | 1.9026 | 0.030317 | 13.5469
Statewide | 2023 | 5 | 17 | 0.20413 | 4.0266e-06 | 1.2255e-06 | 0.18677 | 3.6841e-06 | 1.1212e-06 | 0.25087 | 0.0013871 | 1.7682e-06 | 0.22953 | 0.0012691 | 1.6178e-06 | 31.6098 | 4.0225 | 0.079568 | 35.7119 | 13.5471 | 2.2193 | 0.035364 | 15.8017 | 28.9212 | 3.6803 | 0.0728 | 32.6743 | 12.3948 | 2.0305 | 0.032356 | 14.4577
Statewide | 2023 | 5 | 18 | 0.21513 | 4.2436e-06 | 1.2915e-06 | 0.19683 | 3.8826e-06 | 1.1817e-06 | 0.26439 | 0.0014618 | 1.8635e-06 | 0.24191 | 0.0013375 | 1.705e-06 | 33.3137 | 4.2393 | 0.083857 | 37.6368 | 14.2773 | 2.3389 | 0.03727 | 16.6535 | 30.4801 | 3.8787 | 0.076724 | 34.4355 | 13.0629 | 2.14 | 0.0341 | 15.237
Statewide | 2023 | 5 | 19 | 0.24435 | 4.8199e-06 | 1.4669e-06 | 0.22356 | 4.4099e-06 | 1.3422e-06 | 0.3003 | 0.0016604 | 2.1166e-06 | 0.27476 | 0.0015191 | 1.9365e-06 | 37.8379 | 4.815 | 0.095246 | 42.7482 | 16.2163 | 2.6566 | 0.042331 | 18.9152 | 34.6195 | 4.4055 | 0.087144 | 39.1121 | 14.8369 | 2.4306 | 0.038731 | 17.3063
Statewide | 2023 | 5 | 20 | 0.26231 | 5.1741e-06 | 1.5747e-06 | 0.23999 | 4.734e-06 | 1.4408e-06 | 0.32237 | 0.0017824 | 2.2721e-06 | 0.29495 | 0.0016308 | 2.0789e-06 | 40.6186 | 5.1689 | 0.10225 | 45.8897 | 17.408 | 2.8518 | 0.045442 | 20.3052 | 37.1637 | 4.7292 | 0.093548 | 41.9865 | 15.9273 | 2.6092 | 0.041577 | 18.5781
Statewide | 2023 | 5 | 21 | 0.22773 | 4.492e-06 | 1.3671e-06 | 0.20836 | 4.1099e-06 | 1.2509e-06 | 0.27987 | 0.0015474 | 1.9726e-06 | 0.25607 | 0.0014158 | 1.8048e-06 | 35.264 | 4.4875 | 0.088766 | 39.8402 | 15.1131 | 2.4758 | 0.039452 | 17.6284 | 32.2645 | 4.1058 | 0.081216 | 36.4515 | 13.8276 | 2.2653 | 0.036096 | 16.129
Statewide | 2023 | 5 | 22 | 0.20026 | 3.9502e-06 | 1.2022e-06 | 0.18323 | 3.6142e-06 | 1.1e-06 | 0.24612 | 0.0013608 | 1.7347e-06 | 0.22518 | 0.001245 | 1.5871e-06 | 31.0106 | 3.9462 | 0.07806 | 35.0349 | 13.2903 | 2.1772 | 0.034693 | 15.5022 | 28.3729 | 3.6106 | 0.07142 | 32.0549 | 12.1598 | 1.992 | 0.031742 | 14.1836
Statewide | 2023 | 5 | 23 | 0.20373 | 4.0187e-06 | 1.2231e-06 | 0.1864 | 3.6769e-06 | 1.1191e-06 | 0.25038 | 0.0013844 | 1.7648e-06 | 0.22909 | 0.0012666 | 1.6146e-06 | 31.5485 | 4.0147 | 0.079414 | 35.6426 | 13.5208 | 2.215 | 0.035295 | 15.7711 | 28.865 | 3.6732 | 0.072659 | 32.6109 | 12.3707 | 2.0266 | 0.032293 | 14.4296
Statewide | 2023 | 5 | 24 | 0.18597 | 3.6683e-06 | 1.1164e-06 | 0.17015 | 3.3563e-06 | 1.0215e-06 | 0.22855 | 0.0012637 | 1.6109e-06 | 0.20911 | 0.0011562 | 1.4739e-06 | 28.7976 | 3.6646 | 0.072489 | 32.5347 | 12.3418 | 2.0219 | 0.032217 | 14.3959 | 26.3482 | 3.3529 | 0.066323 | 29.7674 | 11.2921 | 1.8499 | 0.029477 | 13.1714
Statewide | 2023 | 6 | 1 | 0.22973 | 4.5315e-06 | 1.3791e-06 | 0.21019 | 4.146e-06 | 1.2618e-06 | 0.28233 | 0.001561 | 1.9899e-06 | 0.25832 | 0.0014282 | 1.8206e-06 | 35.5735 | 4.5269 | 0.089546 | 40.1899 | 15.2458 | 2.4976 | 0.039798 | 17.7832 | 32.5477 | 4.1418 | 0.081929 | 36.7715 | 13.949 | 2.2851 | 0.036413 | 16.2706
Statewide | 2023 | 6 | 2 | 0.22042 | 4.348e-06 | 1.3233e-06 | 0.20168 | 3.9782e-06 | 1.2107e-06 | 0.2709 | 0.0014978 | 1.9093e-06 | 0.24786 | 0.0013704 | 1.7469e-06 | 34.1332 | 4.3436 | 0.08592 | 38.5627 | 14.6285 | 2.3965 | 0.038187 | 17.0632 | 31.2299 | 3.9741 | 0.078612 | 35.2826 | 13.3842 | 2.1926 | 0.034939 | 15.6118
Statewide | 2023 | 6 | 3 | 0.21539 | 4.2488e-06 | 1.2931e-06 | 0.19707 | 3.8874e-06 | 1.1831e-06 | 0.26472 | 0.0014636 | 1.8658e-06 | 0.2422 | 0.0013391 | 1.7071e-06 | 33.3544 | 4.2445 | 0.08396 | 37.6828 | 14.2947 | 2.3418 | 0.037315 | 16.6738 | 30.5174 | 3.8835 | 0.076818 | 34.4776 | 13.0789 | 2.1426 | 0.034141 | 15.2556
Statewide | 2023 | 6 | 4 | 0.21671 | 4.2748e-06 | 1.301e-06 | 0.19828 | 3.9112e-06 | 1.1904e-06 | 0.26634 | 0.0014726 | 1.8772e-06 | 0.24368 | 0.0013473 | 1.7175e-06 | 33.5587 | 4.2705 | 0.084474 | 37.9136 | 14.3823 | 2.3561 | 0.037544 | 16.776 | 30.7042 | 3.9072 | 0.077289 | 34.6888 | 13.159 | 2.1557 | 0.034351 | 15.349
Statewide | 2023 | 6 | 5 | 0.22644 | 4.4666e-06 | 1.3594e-06 | 0.20718 | 4.0867e-06 | 1.2438e-06 | 0.27829 | 0.0015386 | 1.9614e-06 | 0.25462 | 0.0014078 | 1.7946e-06 | 35.0641 | 4.462 | 0.088263 | 39.6144 | 15.0275 | 2.4618 | 0.039228 | 17.5285 | 32.0816 | 4.0825 | 0.080756 | 36.2449 | 13.7493 | 2.2524 | 0.035891 | 16.0376
Statewide | 2023 | 6 | 6 | 0.24743 | 4.8806e-06 | 1.4854e-06 | 0.22638 | 4.4655e-06 | 1.3591e-06 | 0.30408 | 0.0016813 | 2.1432e-06 | 0.27822 | 0.0015383 | 1.9609e-06 | 38.3147 | 4.8757 | 0.096446 | 43.2868 | 16.4206 | 2.69 | 0.042865 | 19.1535 | 35.0557 | 4.461 | 0.088242 | 39.6049 | 15.0239 | 2.4612 | 0.039219 | 17.5243
Statewide | 2023 | 6 | 7 | 0.24045 | 4.7429e-06 | 1.4435e-06 | 0.21999 | 4.3395e-06 | 1.3207e-06 | 0.2955 | 0.0016338 | 2.0828e-06 | 0.27037 | 0.0014949 | 1.9056e-06 | 37.2335 | 4.7381 | 0.093724 | 42.0654 | 15.9572 | 2.6141 | 0.041655 | 18.613 | 34.0665 | 4.3351 | 0.085752 | 38.4874 | 14.5999 | 2.3918 | 0.038112 | 17.0298
Statewide | 2023 | 6 | 8 | 0.21205 | 4.1828e-06 | 1.273e-06 | 0.19401 | 3.827e-06 | 1.1647e-06 | 0.2606 | 0.0014409 | 1.8368e-06 | 0.23844 | 0.0013183 | 1.6805e-06 | 32.836 | 4.1785 | 0.082655 | 37.0972 | 14.0726 | 2.3054 | 0.036735 | 16.4147 | 30.0431 | 3.8231 | 0.075624 | 33.9418 | 12.8756 | 2.1093 | 0.033611 | 15.0185
Statewide | 2023 | 6 | 9 | 0.21007 | 4.1437e-06 | 1.2611e-06 | 0.1922 | 3.7913e-06 | 1.1539e-06 | 0.25817 | 0.0014274 | 1.8196e-06 | 0.23621 | 0.001306 | 1.6649e-06 | 32.5295 | 4.1395 | 0.081883 | 36.7509 | 13.9412 | 2.2839 | 0.036393 | 16.2615 | 29.7626 | 3.7874 | 0.074918 | 33.625 | 12.7554 | 2.0896 | 0.033297 | 14.8783
Statewide | 2023 | 6 | 10 | 0.22481 | 4.4345e-06 | 1.3496e-06 | 0.20569 | 4.0573e-06 | 1.2348e-06 | 0.27629 | 0.0015276 | 1.9473e-06 | 0.25279 | 0.0013976 | 1.7817e-06 | 34.8121 | 4.43 | 0.087629 | 39.3297 | 14.9195 | 2.4441 | 0.038946 | 17.4026 | 31.8511 | 4.0532 | 0.080175 | 35.9844 | 13.6505 | 2.2362 | 0.035634 | 15.9223
Statewide | 2023 | 6 | 11 | 0.23054 | 4.5475e-06 | 1.384e-06 | 0.21093 | 4.1607e-06 | 1.2663e-06 | 0.28333 | 0.0015665 | 1.997e-06 | 0.25923 | 0.0014333 | 1.8271e-06 | 35.6996 | 4.5429 | 0.089863 | 40.3324 | 15.2998 | 2.5064 | 0.039939 | 17.8462 | 32.6631 | 4.1565 | 0.082219 | 36.9018 | 13.9985 | 2.2932 | 0.036542 | 16.3282
Statewide | 2023 | 6 | 12 | 0.24159 | 4.7654e-06 | 1.4503e-06 | 0.22104 | 4.3601e-06 | 1.327e-06 | 0.29691 | 0.0016416 | 2.0926e-06 | 0.27165 | 0.0015019 | 1.9146e-06 | 37.4101 | 4.7606 | 0.094169 | 42.2648 | 16.0329 | 2.6265 | 0.041853 | 18.7013 | 34.2281 | 4.3557 | 0.086159 | 38.6699 | 14.6692 | 2.4031 | 0.038293 | 17.1106
Statewide | 2023 | 6 | 13 | 0.26279 | 5.1837e-06 | 1.5776e-06 | 0.24044 | 4.7428e-06 | 1.4435e-06 | 0.32297 | 0.0017857 | 2.2763e-06 | 0.2955 | 0.0016338 | 2.0827e-06 | 40.6937 | 5.1784 | 0.10243 | 45.9746 | 17.4402 | 2.8571 | 0.045526 | 20.3428 | 37.2324 | 4.738 | 0.093721 | 42.0641 | 15.9568 | 2.6141 | 0.041654 | 18.6125
Statewide | 2023 | 6 | 14 | 0.28241 | 5.5706e-06 | 1.6954e-06 | 0.25839 | 5.0968e-06 | 1.5512e-06 | 0.34707 | 0.001919 | 2.4462e-06 | 0.31755 | 0.0017557 | 2.2382e-06 | 43.7313 | 5.565 | 0.11008 | 49.4063 | 18.742 | 3.0703 | 0.048925 | 21.8612 | 40.0116 | 5.0916 | 0.10072 | 45.2039 | 17.1478 | 2.8092 | 0.044763 | 20.0018
Statewide | 2023 | 6 | 15 | 0.30907 | 6.0967e-06 | 1.8555e-06 | 0.28279 | 5.5781e-06 | 1.6977e-06 | 0.37985 | 0.0021002 | 2.6772e-06 | 0.34754 | 0.0019215 | 2.4495e-06 | 47.861 | 6.0905 | 0.12048 | 54.0719 | 20.5118 | 3.3603 | 0.053545 | 23.9257 | 43.79 | 5.5724 | 0.11023 | 49.4727 | 18.7671 | 3.0745 | 0.04899 | 21.8906
Statewide | 2023 | 6 | 16 | 0.35593 | 7.0209e-06 | 2.1368e-06 | 0.32565 | 6.4237e-06 | 1.955e-06 | 0.43743 | 0.0024185 | 3.0831e-06 | 0.40022 | 0.0022128 | 2.8208e-06 | 55.1163 | 7.0138 | 0.13874 | 62.2688 | 23.6213 | 3.8697 | 0.061662 | 27.5526 | 50.4282 | 6.4172 | 0.12694 | 56.9724 | 21.6121 | 3.5405 | 0.056417 | 25.209
Statewide | 2023 | 6 | 17 | 0.29152 | 5.7503e-06 | 1.7501e-06 | 0.26672 | 5.2612e-06 | 1.6012e-06 | 0.35827 | 0.0019809 | 2.5251e-06 | 0.3278 | 0.0018124 | 2.3104e-06 | 45.1419 | 5.7445 | 0.11363 | 51 | 19.3465 | 3.1694 | 0.050503 | 22.5664 | 41.3022 | 5.2559 | 0.10397 | 46.6621 | 17.701 | 2.8998 | 0.046207 | 20.647
Statewide | 2023 | 6 | 18 | 0.29353 | 5.7901e-06 | 1.7622e-06 | 0.26856 | 5.2976e-06 | 1.6123e-06 | 0.36075 | 0.0019945 | 2.5426e-06 | 0.33006 | 0.0018249 | 2.3263e-06 | 45.454 | 5.7842 | 0.11442 | 51.3526 | 19.4803 | 3.1913 | 0.050852 | 22.7224 | 41.5878 | 5.2922 | 0.10468 | 46.9847 | 17.8233 | 2.9198 | 0.046526 | 20.7897
Statewide | 2023 | 6 | 19 | 0.28882 | 5.6972e-06 | 1.7339e-06 | 0.26426 | 5.2126e-06 | 1.5864e-06 | 0.35496 | 0.0019626 | 2.5018e-06 | 0.32477 | 0.0017956 | 2.289e-06 | 44.7248 | 5.6914 | 0.11258 | 50.5288 | 19.1678 | 3.1401 | 0.050036 | 22.3579 | 40.9206 | 5.2073 | 0.10301 | 46.2309 | 17.5374 | 2.873 | 0.04578 | 20.4562
Statewide | 2023 | 6 | 20 | 0.28205 | 5.5637e-06 | 1.6933e-06 | 0.25806 | 5.0904e-06 | 1.5493e-06 | 0.34664 | 0.0019166 | 2.4432e-06 | 0.31716 | 0.0017535 | 2.2354e-06 | 43.6767 | 5.558 | 0.10994 | 49.3447 | 18.7186 | 3.0665 | 0.048864 | 21.834 | 39.9617 | 5.0853 | 0.10059 | 45.1475 | 17.1264 | 2.8057 | 0.044707 | 19.9768
Statewide | 2023 | 6 | 21 | 0.27251 | 5.3754e-06 | 1.636e-06 | 0.24933 | 4.9182e-06 | 1.4968e-06 | 0.33491 | 0.0018517 | 2.3605e-06 | 0.30643 | 0.0016942 | 2.1597e-06 | 42.199 | 5.37 | 0.10622 | 47.6752 | 18.0853 | 2.9627 | 0.04721 | 21.0952 | 38.6096 | 4.9132 | 0.097188 | 43.62 | 16.547 | 2.7107 | 0.043195 | 19.3009
Statewide | 2023 | 6 | 22 | 0.24485 | 4.8299e-06 | 1.47e-06 | 0.22403 | 4.4191e-06 | 1.3449e-06 | 0.30092 | 0.0016638 | 2.1209e-06 | 0.27533 | 0.0015223 | 1.9405e-06 | 37.9163 | 4.825 | 0.095443 | 42.8367 | 16.2498 | 2.6621 | 0.042419 | 18.9543 | 34.6912 | 4.4146 | 0.087325 | 39.1931 | 14.8677 | 2.4356 | 0.038811 | 17.3421
Statewide | 2023 | 6 | 23 | 0.22819 | 4.5012e-06 | 1.3699e-06 | 0.20878 | 4.1184e-06 | 1.2534e-06 | 0.28045 | 0.0015506 | 1.9766e-06 | 0.25659 | 0.0014187 | 1.8085e-06 | 35.3361 | 4.4967 | 0.088948 | 39.9217 | 15.1441 | 2.4809 | 0.039532 | 17.6645 | 32.3305 | 4.1142 | 0.081382 | 36.5261 | 13.8559 | 2.2699 | 0.03617 | 16.162
Statewide | 2023 | 6 | 24 | 0.23013 | 4.5395e-06 | 1.3816e-06 | 0.21056 | 4.1534e-06 | 1.2641e-06 | 0.28283 | 0.0015637 | 1.9934e-06 | 0.25877 | 0.0014307 | 1.8239e-06 | 35.6364 | 4.5349 | 0.089704 | 40.261 | 15.2728 | 2.502 | 0.039868 | 17.8146 | 32.6053 | 4.1491 | 0.082074 | 36.8365 | 13.9737 | 2.2892 | 0.036477 | 16.2993
Statewide | 2023 | 7 | 1 | 0.27221 | 5.3695e-06 | 1.6342e-06 | 0.24906 | 4.9128e-06 | 1.4952e-06 | 0.33454 | 0.0018497 | 2.3579e-06 | 0.30609 | 0.0016924 | 2.1574e-06 | 42.1525 | 5.3641 | 0.10611 | 47.6227 | 18.0654 | 2.9595 | 0.047158 | 21.072 | 38.5671 | 4.9078 | 0.097081 | 43.572 | 16.5288 | 2.7078 | 0.043147 | 19.2797
Statewide | 2023 | 7 | 2 | 0.25607 | 5.0512e-06 | 1.5373e-06 | 0.23429 | 4.6215e-06 | 1.4066e-06 | 0.31471 | 0.00174 | 2.2181e-06 | 0.28794 | 0.001592 | 2.0295e-06 | 39.6536 | 5.0461 | 0.099816 | 44.7994 | 16.9944 | 2.784 | 0.044363 | 19.8228 | 36.2807 | 4.6169 | 0.091326 | 40.9889 | 15.5489 | 2.5472 | 0.040589 | 18.1367
Statewide | 2023 | 7 | 3 | 0.25937 | 5.1162e-06 | 1.5571e-06 | 0.23731 | 4.681e-06 | 1.4247e-06 | 0.31876 | 0.0017624 | 2.2467e-06 | 0.29165 | 0.0016125 | 2.0556e-06 | 40.1637 | 5.111 | 0.1011 | 45.3758 | 17.213 | 2.8199 | 0.044933 | 20.0778 | 36.7475 | 4.6763 | 0.092501 | 41.5162 | 15.7489 | 2.58 | 0.041111 | 18.37
Statewide | 2023 | 7 | 4 | 0.26384 | 5.2043e-06 | 1.5839e-06 | 0.2414 | 4.7617e-06 | 1.4492e-06 | 0.32425 | 0.0017928 | 2.2854e-06 | 0.29667 | 0.0016403 | 2.091e-06 | 40.8559 | 5.1991 | 0.10284 | 46.1578 | 17.5097 | 2.8685 | 0.045708 | 20.4238 | 37.3808 | 4.7568 | 0.094095 | 42.2317 | 16.0203 | 2.6245 | 0.04182 | 18.6866
Statewide | 2023 | 7 | 5 | 0.2604 | 5.1365e-06 | 1.5633e-06 | 0.23825 | 4.6996e-06 | 1.4303e-06 | 0.32003 | 0.0017694 | 2.2556e-06 | 0.29281 | 0.0016189 | 2.0637e-06 | 40.3234 | 5.1313 | 0.1015 | 45.5562 | 17.2815 | 2.8311 | 0.045112 | 20.1576 | 36.8936 | 4.6948 | 0.092868 | 41.6813 | 15.8115 | 2.5903 | 0.041275 | 18.4431
Statewide | 2023 | 7 | 6 | 0.28825 | 5.6858e-06 | 1.7305e-06 | 0.26373 | 5.2022e-06 | 1.5833e-06 | 0.35425 | 0.0019586 | 2.4968e-06 | 0.32412 | 0.001792 | 2.2844e-06 | 44.6355 | 5.68 | 0.11236 | 50.4279 | 19.1295 | 3.1338 | 0.049936 | 22.3132 | 40.8389 | 5.1969 | 0.1028 | 46.1386 | 17.5024 | 2.8673 | 0.045689 | 20.4153
Statewide | 2023 | 7 | 7 | 0.29791 | 5.8765e-06 | 1.7885e-06 | 0.27257 | 5.3766e-06 | 1.6364e-06 | 0.36613 | 0.0020243 | 2.5805e-06 | 0.33499 | 0.0018521 | 2.361e-06 | 46.1322 | 5.8705 | 0.11612 | 52.1188 | 19.7709 | 3.2389 | 0.051611 | 23.0614 | 42.2083 | 5.3712 | 0.10625 | 47.6857 | 18.0893 | 2.9634 | 0.047221 | 21.0999
Statewide | 2023 | 7 | 8 | 0.299 | 5.8979e-06 | 1.795e-06 | 0.27356 | 5.3962e-06 | 1.6423e-06 | 0.36746 | 0.0020317 | 2.5899e-06 | 0.33621 | 0.0018589 | 2.3696e-06 | 46.3003 | 5.8919 | 0.11655 | 52.3088 | 19.843 | 3.2507 | 0.051799 | 23.1455 | 42.3621 | 5.3907 | 0.10663 | 47.8595 | 18.1552 | 2.9742 | 0.047393 | 21.1768
Statewide | 2023 | 7 | 9 | 0.28464 | 5.6147e-06 | 1.7088e-06 | 0.26043 | 5.1371e-06 | 1.5635e-06 | 0.34982 | 0.0019341 | 2.4656e-06 | 0.32007 | 0.0017696 | 2.2559e-06 | 44.0774 | 5.609 | 0.11095 | 49.7973 | 18.8903 | 3.0946 | 0.049312 | 22.0342 | 40.3282 | 5.1319 | 0.10151 | 45.5617 | 17.2835 | 2.8314 | 0.045117 | 20.1601
Statewide | 2023 | 7 | 10 | 0.28738 | 5.6688e-06 | 1.7253e-06 | 0.26294 | 5.1866e-06 | 1.5785e-06 | 0.35319 | 0.0019528 | 2.4893e-06 | 0.32315 | 0.0017867 | 2.2776e-06 | 44.502 | 5.663 | 0.11202 | 50.277 | 19.0723 | 3.1244 | 0.049787 | 22.2465 | 40.7167 | 5.1814 | 0.10249 | 46.0006 | 17.45 | 2.8587 | 0.045552 | 20.3543
Statewide | 2023 | 7 | 11 | 0.28291 | 5.5805e-06 | 1.6984e-06 | 0.25884 | 5.1059e-06 | 1.554e-06 | 0.34769 | 0.0019224 | 2.4506e-06 | 0.31812 | 0.0017589 | 2.2421e-06 | 43.8091 | 5.5749 | 0.11028 | 49.4942 | 18.7753 | 3.0758 | 0.049012 | 21.9001 | 40.0828 | 5.1007 | 0.1009 | 45.2843 | 17.1783 | 2.8142 | 0.044843 | 20.0373
Statewide | 2023 | 7 | 12 | 0.29973 | 5.9124e-06 | 1.7994e-06 | 0.27424 | 5.4095e-06 | 1.6464e-06 | 0.36837 | 0.0020367 | 2.5963e-06 | 0.33704 | 0.0018635 | 2.3755e-06 | 46.4147 | 5.9065 | 0.11683 | 52.438 | 19.892 | 3.2587 | 0.051927 | 23.2027 | 42.4668 | 5.4041 | 0.1069 | 47.9777 | 18.2 | 2.9816 | 0.04751 | 21.2291
Statewide | 2023 | 7 | 13 | 0.31198 | 6.154e-06 | 1.873e-06 | 0.28545 | 5.6306e-06 | 1.7137e-06 | 0.38342 | 0.0021199 | 2.7024e-06 | 0.35081 | 0.0019396 | 2.4726e-06 | 48.3113 | 6.1478 | 0.12161 | 54.5807 | 20.7048 | 3.3919 | 0.054048 | 24.1508 | 44.202 | 5.6249 | 0.11127 | 49.9382 | 18.9437 | 3.1034 | 0.049451 | 22.0966
Statewide | 2023 | 7 | 14 | 0.32714 | 6.453e-06 | 1.964e-06 | 0.29931 | 5.9041e-06 | 1.7969e-06 | 0.40205 | 0.0022229 | 2.8337e-06 | 0.36785 | 0.0020338 | 2.5927e-06 | 50.6584 | 6.4465 | 0.12752 | 57.2324 | 21.7107 | 3.5567 | 0.056674 | 25.3241 | 46.3495 | 5.8982 | 0.11667 | 52.3643 | 19.8641 | 3.2542 | 0.051854 | 23.1701
Statewide | 2023 | 7 | 15 | 0.36377 | 7.1756e-06 | 2.1839e-06 | 0.33283 | 6.5653e-06 | 1.9981e-06 | 0.44707 | 0.0024718 | 3.151e-06 | 0.40905 | 0.0022616 | 2.883e-06 | 56.3311 | 7.1684 | 0.1418 | 63.6413 | 24.1419 | 3.955 | 0.063021 | 28.1599 | 51.5397 | 6.5586 | 0.12974 | 58.2281 | 22.0885 | 3.6186 | 0.05766 | 25.7647
Statewide | 2023 | 7 | 16 | 0.40904 | 8.0686e-06 | 2.4557e-06 | 0.37425 | 7.3823e-06 | 2.2468e-06 | 0.50271 | 0.0027794 | 3.5432e-06 | 0.45995 | 0.002543 | 3.2418e-06 | 63.3411 | 8.0604 | 0.15944 | 71.561 | 27.1462 | 4.4471 | 0.070863 | 31.6642 | 57.9535 | 7.3748 | 0.14588 | 65.4742 | 24.8372 | 4.0689 | 0.064836 | 28.9709
Statewide | 2023 | 7 | 17 | 0.33249 | 6.5586e-06 | 1.9961e-06 | 0.30421 | 6.0007e-06 | 1.8263e-06 | 0.40863 | 0.0022593 | 2.8801e-06 | 0.37387 | 0.0020671 | 2.6351e-06 | 51.487 | 6.5519 | 0.1296 | 58.1685 | 22.0658 | 3.6148 | 0.057601 | 25.7383 | 47.1076 | 5.9946 | 0.11858 | 53.2208 | 20.189 | 3.3074 | 0.052702 | 23.549
Statewide | 2023 | 7 | 18 | 0.32588 | 6.4281e-06 | 1.9564e-06 | 0.29816 | 5.8814e-06 | 1.79e-06 | 0.4005 | 0.0022144 | 2.8228e-06 | 0.36644 | 0.002026 | 2.5827e-06 | 50.4631 | 6.4216 | 0.12703 | 57.0118 | 21.627 | 3.543 | 0.056456 | 25.2265 | 46.1708 | 5.8754 | 0.11622 | 52.1625 | 19.7875 | 3.2416 | 0.051654 | 23.0808
Statewide | 2023 | 7 | 19 | 0.34513 | 6.8079e-06 | 2.072e-06 | 0.31577 | 6.2288e-06 | 1.8957e-06 | 0.42416 | 0.0023452 | 2.9895e-06 | 0.38808 | 0.0021457 | 2.7353e-06 | 53.4441 | 6.801 | 0.13453 | 60.3796 | 22.9046 | 3.7523 | 0.059791 | 26.7166 | 48.8982 | 6.2225 | 0.12309 | 55.2438 | 20.9564 | 3.4331 | 0.054705 | 24.4442
Statewide | 2023 | 7 | 20 | 0.34087 | 6.7239e-06 | 2.0464e-06 | 0.31188 | 6.152e-06 | 1.8723e-06 | 0.41893 | 0.0023162 | 2.9527e-06 | 0.3833 | 0.0021192 | 2.7015e-06 | 52.7851 | 6.7171 | 0.13287 | 59.6351 | 22.6222 | 3.706 | 0.059054 | 26.3872 | 48.2953 | 6.1458 | 0.12157 | 54.5627 | 20.698 | 3.3908 | 0.054031 | 24.1428
Statewide | 2023 | 7 | 21 | 0.32749 | 6.4599e-06 | 1.966e-06 | 0.29963 | 5.9104e-06 | 1.7988e-06 | 0.40248 | 0.0022253 | 2.8367e-06 | 0.36824 | 0.002036 | 2.5954e-06 | 50.7122 | 6.4533 | 0.12765 | 57.2932 | 21.7338 | 3.5605 | 0.056735 | 25.351 | 46.3988 | 5.9044 | 0.11679 | 52.42 | 19.8852 | 3.2576 | 0.051909 | 23.1947
Statewide | 2023 | 7 | 22 | 0.31009 | 6.1166e-06 | 1.8616e-06 | 0.28371 | 5.5963e-06 | 1.7032e-06 | 0.38109 | 0.002107 | 2.686e-06 | 0.34868 | 0.0019278 | 2.4575e-06 | 48.0175 | 6.1104 | 0.12087 | 54.2487 | 20.5789 | 3.3713 | 0.05372 | 24.0039 | 43.9332 | 5.5907 | 0.11059 | 49.6345 | 18.8285 | 3.0845 | 0.04915 | 21.9622
Statewide | 2023 | 7 | 23 | 0.2979 | 5.8763e-06 | 1.7884e-06 | 0.27256 | 5.3765e-06 | 1.6363e-06 | 0.36612 | 0.0020242 | 2.5805e-06 | 0.33498 | 0.0018521 | 2.361e-06 | 46.1308 | 5.8703 | 0.11612 | 52.1172 | 19.7703 | 3.2388 | 0.051609 | 23.0607 | 42.207 | 5.371 | 0.10624 | 47.6843 | 18.0887 | 2.9633 | 0.047219 | 21.0993
Statewide | 2023 | 7 | 24 | 0.28798 | 5.6806e-06 | 1.7289e-06 | 0.26349 | 5.1974e-06 | 1.5818e-06 | 0.35392 | 0.0019568 | 2.4945e-06 | 0.32382 | 0.0017904 | 2.2823e-06 | 44.5945 | 5.6748 | 0.11225 | 50.3815 | 19.1119 | 3.1309 | 0.04989 | 22.2927 | 40.8014 | 5.1921 | 0.10271 | 46.0962 | 17.4863 | 2.8646 | 0.045647 | 20.3966
Statewide | 2023 | 8 | 1 | 0.27987 | 5.5206e-06 | 1.6802e-06 | 0.25607 | 5.051e-06 | 1.5373e-06 | 0.34396 | 0.0019017 | 2.4243e-06 | 0.3147 | 0.00174 | 2.2181e-06 | 43.3388 | 5.515 | 0.10909 | 48.9629 | 18.5738 | 3.0428 | 0.048485 | 21.665 | 39.6525 | 5.0459 | 0.099813 | 44.7982 | 16.9939 | 2.784 | 0.044361 | 19.8223
Statewide | 2023 | 8 | 2 | 0.2695 | 5.316e-06 | 1.6179e-06 | 0.24657 | 4.8638e-06 | 1.4803e-06 | 0.33121 | 0.0018312 | 2.3344e-06 | 0.30304 | 0.0016755 | 2.1358e-06 | 41.7321 | 5.3106 | 0.10505 | 47.1477 | 17.8852 | 2.93 | 0.046688 | 20.8618 | 38.1824 | 4.8589 | 0.096113 | 43.1374 | 16.3639 | 2.6808 | 0.042717 | 19.0874
Statewide | 2023 | 8 | 3 | 0.26743 | 5.2751e-06 | 1.6055e-06 | 0.24468 | 4.8265e-06 | 1.4689e-06 | 0.32866 | 0.0018172 | 2.3165e-06 | 0.30071 | 0.0016626 | 2.1194e-06 | 41.4117 | 5.2698 | 0.10424 | 46.7858 | 17.7479 | 2.9075 | 0.04633 | 20.7017 | 37.8893 | 4.8216 | 0.095375 | 42.8063 | 16.2383 | 2.6602 | 0.042389 | 18.9409
Statewide | 2023 | 8 | 4 | 0.26233 | 5.1746e-06 | 1.5749e-06 | 0.24002 | 4.7344e-06 | 1.4409e-06 | 0.3224 | 0.0017825 | 2.2723e-06 | 0.29498 | 0.0016309 | 2.079e-06 | 40.6222 | 5.1693 | 0.10225 | 45.8938 | 17.4095 | 2.852 | 0.045446 | 20.307 | 37.167 | 4.7296 | 0.093557 | 41.9902 | 15.9287 | 2.6095 | 0.041581 | 18.5798
Statewide | 2023 | 8 | 5 | 0.26282 | 5.1843e-06 | 1.5778e-06 | 0.24047 | 4.7433e-06 | 1.4436e-06 | 0.323 | 0.0017859 | 2.2766e-06 | 0.29553 | 0.001634 | 2.0829e-06 | 40.6985 | 5.179 | 0.10245 | 45.98 | 17.4422 | 2.8574 | 0.045532 | 20.3452 | 37.2368 | 4.7385 | 0.093732 | 42.0691 | 15.9586 | 2.6144 | 0.041659 | 18.6146
Statewide | 2023 | 8 | 6 | 0.28537 | 5.6291e-06 | 1.7132e-06 | 0.2611 | 5.1503e-06 | 1.5675e-06 | 0.35072 | 0.0019391 | 2.4719e-06 | 0.32089 | 0.0017742 | 2.2617e-06 | 44.1906 | 5.6234 | 0.11124 | 49.9252 | 18.9388 | 3.1026 | 0.049438 | 22.0908 | 40.4318 | 5.1451 | 0.10177 | 45.6787 | 17.3279 | 2.8387 | 0.045233 | 20.2118
Statewide | 2023 | 8 | 7 | 0.29117 | 5.7436e-06 | 1.748e-06 | 0.26641 | 5.255e-06 | 1.5994e-06 | 0.35785 | 0.0019785 | 2.5222e-06 | 0.32741 | 0.0018102 | 2.3076e-06 | 45.0889 | 5.7377 | 0.1135 | 50.9401 | 19.3238 | 3.1656 | 0.050443 | 22.5399 | 41.2537 | 5.2497 | 0.10384 | 46.6073 | 17.6802 | 2.8964 | 0.046153 | 20.6227
Statewide | 2023 | 8 | 8 | 0.2792 | 5.5074e-06 | 1.6762e-06 | 0.25545 | 5.039e-06 | 1.5336e-06 | 0.34314 | 0.0018972 | 2.4185e-06 | 0.31395 | 0.0017358 | 2.2128e-06 | 43.2351 | 5.5018 | 0.10883 | 48.8458 | 18.5293 | 3.0355 | 0.048369 | 21.6132 | 39.5576 | 5.0339 | 0.099574 | 44.6911 | 16.9533 | 2.7773 | 0.044255 | 19.7748
Statewide | 2023 | 8 | 9 | 0.2685 | 5.2963e-06 | 1.6119e-06 | 0.24566 | 4.8458e-06 | 1.4748e-06 | 0.32998 | 0.0018245 | 2.3258e-06 | 0.30192 | 0.0016693 | 2.128e-06 | 41.578 | 5.291 | 0.10466 | 46.9736 | 17.8191 | 2.9191 | 0.046516 | 20.7848 | 38.0414 | 4.8409 | 0.095758 | 42.9781 | 16.3035 | 2.6709 | 0.042559 | 19.0169
Statewide | 2023 | 8 | 10 | 0.26704 | 5.2674e-06 | 1.6031e-06 | 0.24432 | 4.8194e-06 | 1.4668e-06 | 0.32818 | 0.0018145 | 2.3131e-06 | 0.30027 | 0.0016602 | 2.1163e-06 | 41.3511 | 5.2621 | 0.10409 | 46.7173 | 17.7219 | 2.9032 | 0.046262 | 20.6714 | 37.8339 | 4.8145 | 0.095235 | 42.7436 | 16.2145 | 2.6563 | 0.042327 | 18.9131
Statewide | 2023 | 8 | 11 | 0.28878 | 5.6963e-06 | 1.7336e-06 | 0.26421 | 5.2118e-06 | 1.5862e-06 | 0.3549 | 0.0019622 | 2.5014e-06 | 0.32471 | 0.0017953 | 2.2886e-06 | 44.7176 | 5.6905 | 0.11256 | 50.5207 | 19.1647 | 3.1396 | 0.050028 | 22.3543 | 40.9141 | 5.2065 | 0.10299 | 46.2235 | 17.5346 | 2.8725 | 0.045773 | 20.4529
Statewide | 2023 | 8 | 12 | 0.29355 | 5.7904e-06 | 1.7623e-06 | 0.26858 | 5.2979e-06 | 1.6124e-06 | 0.36077 | 0.0019947 | 2.5428e-06 | 0.33008 | 0.001825 | 2.3265e-06 | 45.457 | 5.7846 | 0.11442 | 51.356 | 19.4816 | 3.1915 | 0.050855 | 22.7239 | 41.5906 | 5.2926 | 0.10469 | 46.9878 | 17.8245 | 2.92 | 0.04653 | 20.7911
Statewide | 2023 | 8 | 13 | 0.29538 | 5.8266e-06 | 1.7733e-06 | 0.27026 | 5.331e-06 | 1.6225e-06 | 0.36302 | 0.0020071 | 2.5586e-06 | 0.33214 | 0.0018364 | 2.341e-06 | 45.7408 | 5.8207 | 0.11514 | 51.6767 | 19.6032 | 3.2114 | 0.051173 | 22.8658 | 41.8502 | 5.3256 | 0.10535 | 47.2812 | 17.9358 | 2.9383 | 0.04682 | 20.9209
Statewide | 2023 | 8 | 14 | 0.31117 | 6.138e-06 | 1.8681e-06 | 0.2847 | 5.6159e-06 | 1.7092e-06 | 0.38243 | 0.0021144 | 2.6954e-06 | 0.3499 | 0.0019346 | 2.4661e-06 | 48.1856 | 6.1318 | 0.12129 | 54.4387 | 20.651 | 3.3831 | 0.053908 | 24.0879 | 44.087 | 5.6102 | 0.11098 | 49.8082 | 18.8944 | 3.0953 | 0.049323 | 22.0391
Statewide | 2023 | 8 | 15 | 0.34794 | 6.8632e-06 | 2.0888e-06 | 0.31834 | 6.2795e-06 | 1.9111e-06 | 0.42761 | 0.0023642 | 3.0139e-06 | 0.39124 | 0.0021631 | 2.7575e-06 | 53.8788 | 6.8563 | 0.13562 | 60.8707 | 23.0909 | 3.7828 | 0.060277 | 26.934 | 49.296 | 6.2731 | 0.12409 | 55.6932 | 21.1269 | 3.461 | 0.05515 | 24.643
Statewide | 2023 | 8 | 16 | 0.38392 | 7.5731e-06 | 2.3048e-06 | 0.35127 | 6.9289e-06 | 2.1088e-06 | 0.47183 | 0.0026088 | 3.3256e-06 | 0.4317 | 0.0023869 | 3.0427e-06 | 59.4511 | 7.5654 | 0.14965 | 67.1661 | 25.479 | 4.174 | 0.066511 | 29.7196 | 54.3943 | 6.9219 | 0.13692 | 61.4531 | 23.3119 | 3.819 | 0.060854 | 27.1917
Statewide | 2023 | 8 | 17 | 0.3169 | 6.251e-06 | 1.9025e-06 | 0.28994 | 5.7193e-06 | 1.7406e-06 | 0.38946 | 0.0021533 | 2.745e-06 | 0.35634 | 0.0019702 | 2.5115e-06 | 49.0722 | 6.2446 | 0.12352 | 55.4404 | 21.031 | 3.4453 | 0.0549 | 24.5312 | 44.8983 | 5.7135 | 0.11302 | 50.7248 | 19.2421 | 3.1523 | 0.05023 | 22.4446
Statewide | 2023 | 8 | 18 | 0.32173 | 6.3462e-06 | 1.9315e-06 | 0.29436 | 5.8064e-06 | 1.7672e-06 | 0.3954 | 0.0021861 | 2.7868e-06 | 0.36177 | 0.0020002 | 2.5498e-06 | 49.82 | 6.3398 | 0.12541 | 56.2852 | 21.3514 | 3.4978 | 0.055736 | 24.905 | 45.5824 | 5.8005 | 0.11474 | 51.4977 | 19.5353 | 3.2003 | 0.050996 | 22.7866
Statewide | 2023 | 8 | 19 | 0.32495 | 6.4098e-06 | 1.9508e-06 | 0.29731 | 5.8646e-06 | 1.7849e-06 | 0.39936 | 0.002208 | 2.8147e-06 | 0.36539 | 0.0020202 | 2.5753e-06 | 50.319 | 6.4033 | 0.12666 | 56.8489 | 21.5653 | 3.5328 | 0.056295 | 25.1544 | 46.039 | 5.8586 | 0.11589 | 52.0135 | 19.731 | 3.2323 | 0.051506 | 23.0148
Statewide | 2023 | 8 | 20 | 0.32812 | 6.4724e-06 | 1.9699e-06 | 0.30021 | 5.9219e-06 | 1.8023e-06 | 0.40326 | 0.0022296 | 2.8422e-06 | 0.36896 | 0.00204 | 2.6005e-06 | 50.8109 | 6.4659 | 0.1279 | 57.4046 | 21.7761 | 3.5674 | 0.056845 | 25.4003 | 46.489 | 5.9159 | 0.11702 | 52.5219 | 19.9239 | 3.2639 | 0.05201 | 23.2398
Statewide | 2023 | 8 | 21 | 0.31319 | 6.1778e-06 | 1.8802e-06 | 0.28655 | 5.6524e-06 | 1.7203e-06 | 0.38491 | 0.0021281 | 2.7129e-06 | 0.35217 | 0.0019471 | 2.4821e-06 | 48.4983 | 6.1716 | 0.12208 | 54.7919 | 20.785 | 3.405 | 0.054258 | 24.2442 | 44.3731 | 5.6466 | 0.1117 | 50.1315 | 19.017 | 3.1154 | 0.049643 | 22.1821
Statewide | 2023 | 8 | 22 | 0.28761 | 5.6733e-06 | 1.7267e-06 | 0.26315 | 5.1907e-06 | 1.5798e-06 | 0.35347 | 0.0019543 | 2.4913e-06 | 0.32341 | 0.0017881 | 2.2794e-06 | 44.5373 | 5.6675 | 0.11211 | 50.317 | 19.0874 | 3.1269 | 0.049826 | 22.2642 | 40.7491 | 5.1855 | 0.10257 | 46.0371 | 17.4639 | 2.861 | 0.045588 | 20.3704
Statewide | 2023 | 8 | 23 | 0.27952 | 5.5138e-06 | 1.6781e-06 | 0.25575 | 5.0448e-06 | 1.5354e-06 | 0.34353 | 0.0018994 | 2.4213e-06 | 0.31431 | 0.0017378 | 2.2153e-06 | 43.2851 | 5.5082 | 0.10896 | 48.9022 | 18.5507 | 3.039 | 0.048425 | 21.6382 | 39.6033 | 5.0397 | 0.099689 | 44.7427 | 16.9729 | 2.7805 | 0.044306 | 19.7977
Statewide | 2023 | 8 | 24 | 0.28035 | 5.5301e-06 | 1.6831e-06 | 0.25651 | 5.0597e-06 | 1.5399e-06 | 0.34455 | 0.001905 | 2.4284e-06 | 0.31524 | 0.001743 | 2.2219e-06 | 43.4133 | 5.5245 | 0.10928 | 49.0471 | 18.6057 | 3.048 | 0.048569 | 21.7023 | 39.7207 | 5.0546 | 0.099985 | 44.8753 | 17.0232 | 2.7888 | 0.044438 | 19.8563
Statewide | 2023 | 9 | 1 | 0.20423 | 4.0285e-06 | 1.2261e-06 | 0.18685 | 3.6858e-06 | 1.1218e-06 | 0.25099 | 0.0013877 | 1.769e-06 | 0.22964 | 0.0012697 | 1.6185e-06 | 31.6248 | 4.0244 | 0.079606 | 35.7287 | 13.5535 | 2.2203 | 0.03538 | 15.8092 | 28.9348 | 3.6821 | 0.072835 | 32.6897 | 12.4006 | 2.0315 | 0.032371 | 14.4645
Statewide | 2023 | 9 | 2 | 0.1696 | 3.3455e-06 | 1.0182e-06 | 0.15517 | 3.0609e-06 | 9.3158e-07 | 0.20844 | 0.0011524 | 1.4691e-06 | 0.19071 | 0.0010544 | 1.3441e-06 | 26.263 | 3.3421 | 0.066109 | 29.6712 | 11.2556 | 1.8439 | 0.029382 | 13.1288 | 24.0291 | 3.0578 | 0.060486 | 27.1474 | 10.2982 | 1.6871 | 0.026883 | 12.0121
Statewide | 2023 | 9 | 3 | 0.18461 | 3.6416e-06 | 1.1083e-06 | 0.16891 | 3.3319e-06 | 1.014e-06 | 0.22689 | 0.0012545 | 1.5991e-06 | 0.20759 | 0.0011478 | 1.4631e-06 | 28.5879 | 3.6379 | 0.071961 | 32.2978 | 12.252 | 2.0071 | 0.031983 | 14.2911 | 26.1563 | 3.3285 | 0.065841 | 29.5506 | 11.2098 | 1.8364 | 0.029262 | 13.0755
Statewide | 2023 | 9 | 4 | 0.20086 | 3.9621e-06 | 1.2059e-06 | 0.18378 | 3.6251e-06 | 1.1033e-06 | 0.24686 | 0.0013649 | 1.7399e-06 | 0.22586 | 0.0012488 | 1.5919e-06 | 31.104 | 3.9581 | 0.078295 | 35.1404 | 13.3303 | 2.1838 | 0.034798 | 15.5488 | 28.4583 | 3.6214 | 0.071635 | 32.1514 | 12.1964 | 1.998 | 0.031838 | 14.2263
Statewide | 2023 | 9 | 5 | 0.22392 | 4.417e-06 | 1.3443e-06 | 0.20488 | 4.0413e-06 | 1.23e-06 | 0.2752 | 0.0015216 | 1.9396e-06 | 0.25179 | 0.0013921 | 1.7747e-06 | 34.6752 | 4.4125 | 0.087284 | 39.175 | 14.8608 | 2.4345 | 0.038793 | 17.3341 | 31.7258 | 4.0372 | 0.07986 | 35.8429 | 13.5968 | 2.2274 | 0.035493 | 15.8597
Statewide | 2023 | 9 | 6 | 0.27404 | 5.4056e-06 | 1.6452e-06 | 0.25073 | 4.9458e-06 | 1.5052e-06 | 0.33679 | 0.0018621 | 2.3737e-06 | 0.30814 | 0.0017037 | 2.1718e-06 | 42.4355 | 5.4001 | 0.10682 | 47.9424 | 18.1866 | 2.9794 | 0.047475 | 21.2135 | 38.826 | 4.9408 | 0.097733 | 43.8645 | 16.6397 | 2.7259 | 0.043437 | 19.4091
Statewide | 2023 | 9 | 7 | 0.27647 | 5.4536e-06 | 1.6598e-06 | 0.25296 | 4.9897e-06 | 1.5186e-06 | 0.33978 | 0.0018787 | 2.3948e-06 | 0.31088 | 0.0017189 | 2.1911e-06 | 42.8128 | 5.4481 | 0.10777 | 48.3687 | 18.3483 | 3.0058 | 0.047897 | 21.4021 | 39.1712 | 4.9847 | 0.098602 | 44.2545 | 16.7877 | 2.7502 | 0.043823 | 19.5817
Statewide | 2023 | 9 | 8 | 0.24595 | 4.8516e-06 | 1.4766e-06 | 0.22503 | 4.4389e-06 | 1.351e-06 | 0.30227 | 0.0016713 | 2.1305e-06 | 0.27656 | 0.0015291 | 1.9493e-06 | 38.0866 | 4.8467 | 0.095871 | 43.0291 | 16.3228 | 2.674 | 0.04261 | 19.0394 | 34.847 | 4.4344 | 0.087717 | 39.3691 | 14.9344 | 2.4466 | 0.038985 | 17.42
Statewide | 2023 | 9 | 9 | 0.22622 | 4.4623e-06 | 1.3581e-06 | 0.20698 | 4.0827e-06 | 1.2426e-06 | 0.27802 | 0.0015372 | 1.9595e-06 | 0.25437 | 0.0014064 | 1.7928e-06 | 35.0303 | 4.4577 | 0.088178 | 39.5762 | 15.013 | 2.4594 | 0.03919 | 17.5116 | 32.0507 | 4.0786 | 0.080678 | 36.21 | 13.736 | 2.2502 | 0.035857 | 16.0221
Statewide | 2023 | 9 | 10 | 0.21326 | 4.2067e-06 | 1.2803e-06 | 0.19512 | 3.8489e-06 | 1.1714e-06 | 0.2621 | 0.0014491 | 1.8473e-06 | 0.2398 | 0.0013259 | 1.6902e-06 | 33.024 | 4.2024 | 0.083128 | 37.3096 | 14.1532 | 2.3186 | 0.036946 | 16.5087 | 30.2151 | 3.845 | 0.076057 | 34.1361 | 12.9493 | 2.1214 | 0.033803 | 15.1045
Statewide | 2023 | 9 | 11 | 0.20772 | 4.0973e-06 | 1.247e-06 | 0.19005 | 3.7488e-06 | 1.1409e-06 | 0.25528 | 0.0014114 | 1.7993e-06 | 0.23357 | 0.0012914 | 1.6462e-06 | 32.1655 | 4.0932 | 0.080967 | 36.3397 | 13.7852 | 2.2583 | 0.035985 | 16.0795 | 29.4296 | 3.745 | 0.07408 | 33.2487 | 12.6127 | 2.0662 | 0.032924 | 14.7118
Statewide | 2023 | 9 | 12 | 0.21168 | 4.1754e-06 | 1.2708e-06 | 0.19367 | 3.8203e-06 | 1.1627e-06 | 0.26015 | 0.0014383 | 1.8336e-06 | 0.23802 | 0.001316 | 1.6776e-06 | 32.7786 | 4.1712 | 0.08251 | 37.0323 | 14.048 | 2.3014 | 0.036671 | 16.386 | 29.9905 | 3.8164 | 0.075492 | 33.8824 | 12.8531 | 2.1056 | 0.033552 | 14.9922
Statewide | 2023 | 9 | 13 | 0.22647 | 4.4673e-06 | 1.3596e-06 | 0.20721 | 4.0874e-06 | 1.244e-06 | 0.27833 | 0.0015389 | 1.9617e-06 | 0.25466 | 0.001408 | 1.7949e-06 | 35.0702 | 4.4628 | 0.088279 | 39.6213 | 15.0301 | 2.4622 | 0.039235 | 17.5316 | 32.0872 | 4.0832 | 0.08077 | 36.2512 | 13.7517 | 2.2528 | 0.035898 | 16.0404
Statewide | 2023 | 9 | 14 | 0.24008 | 4.7357e-06 | 1.4413e-06 | 0.21966 | 4.3329e-06 | 1.3187e-06 | 0.29505 | 0.0016313 | 2.0796e-06 | 0.26996 | 0.0014926 | 1.9027e-06 | 37.1766 | 4.7309 | 0.093581 | 42.001 | 15.9328 | 2.6101 | 0.041591 | 18.5845 | 34.0144 | 4.3285 | 0.085621 | 38.4285 | 14.5776 | 2.3881 | 0.038054 | 17.0038
Statewide | 2023 | 9 | 15 | 0.26262 | 5.1803e-06 | 1.5766e-06 | 0.24028 | 4.7397e-06 | 1.4425e-06 | 0.32276 | 0.0017845 | 2.2748e-06 | 0.2953 | 0.0016327 | 2.0814e-06 | 40.6674 | 5.1751 | 0.10237 | 45.9449 | 17.4289 | 2.8552 | 0.045497 | 20.3296 | 37.2084 | 4.7349 | 0.093661 | 42.0369 | 15.9464 | 2.6124 | 0.041627 | 18.6004
Statewide | 2023 | 9 | 16 | 0.29533 | 5.8255e-06 | 1.773e-06 | 0.27021 | 5.33e-06 | 1.6222e-06 | 0.36296 | 0.0020068 | 2.5582e-06 | 0.33208 | 0.0018361 | 2.3406e-06 | 45.7325 | 5.8196 | 0.11512 | 51.6672 | 19.5996 | 3.2108 | 0.051163 | 22.8616 | 41.8426 | 5.3246 | 0.10533 | 47.2725 | 17.9325 | 2.9377 | 0.046812 | 20.9171
Statewide | 2023 | 9 | 17 | 0.27896 | 5.5026e-06 | 1.6747e-06 | 0.25523 | 5.0346e-06 | 1.5323e-06 | 0.34284 | 0.0018955 | 2.4164e-06 | 0.31368 | 0.0017343 | 2.2108e-06 | 43.1975 | 5.497 | 0.10874 | 48.8032 | 18.5132 | 3.0329 | 0.048327 | 21.5944 | 39.5232 | 5.0295 | 0.099488 | 44.6521 | 16.9385 | 2.7749 | 0.044217 | 19.7576
Statewide | 2023 | 9 | 18 | 0.29881 | 5.8941e-06 | 1.7939e-06 | 0.27339 | 5.3928e-06 | 1.6413e-06 | 0.36723 | 0.0020304 | 2.5883e-06 | 0.33599 | 0.0018577 | 2.3681e-06 | 46.2709 | 5.8882 | 0.11647 | 52.2756 | 19.8304 | 3.2486 | 0.051766 | 23.1308 | 42.3352 | 5.3873 | 0.10657 | 47.8291 | 18.1437 | 2.9723 | 0.047363 | 21.1634
Statewide | 2023 | 9 | 19 | 0.29568 | 5.8325e-06 | 1.7751e-06 | 0.27053 | 5.3364e-06 | 1.6241e-06 | 0.36339 | 0.0020092 | 2.5612e-06 | 0.33248 | 0.0018383 | 2.3434e-06 | 45.7868 | 5.8266 | 0.11525 | 51.7286 | 19.6229 | 3.2146 | 0.051224 | 22.8888 | 41.8923 | 5.331 | 0.10545 | 47.3287 | 17.9538 | 2.9412 | 0.046867 | 20.9419
Statewide | 2023 | 9 | 20 | 0.28385 | 5.599e-06 | 1.7041e-06 | 0.2597 | 5.1228e-06 | 1.5591e-06 | 0.34885 | 0.0019288 | 2.4587e-06 | 0.31917 | 0.0017647 | 2.2496e-06 | 43.9545 | 5.5934 | 0.11064 | 49.6585 | 18.8376 | 3.086 | 0.049174 | 21.9728 | 40.2158 | 5.1176 | 0.10123 | 45.4347 | 17.2353 | 2.8235 | 0.044992 | 20.1039
Statewide | 2023 | 9 | 21 | 0.2734 | 5.3929e-06 | 1.6413e-06 | 0.25014 | 4.9342e-06 | 1.5017e-06 | 0.336 | 0.0018577 | 2.3682e-06 | 0.30742 | 0.0016997 | 2.1668e-06 | 42.3364 | 5.3875 | 0.10657 | 47.8305 | 18.1442 | 2.9724 | 0.047364 | 21.1639 | 38.7354 | 4.9292 | 0.097505 | 43.7621 | 16.6009 | 2.7196 | 0.043335 | 19.3638
Statewide | 2023 | 9 | 22 | 0.25272 | 4.9851e-06 | 1.5172e-06 | 0.23123 | 4.5611e-06 | 1.3882e-06 | 0.3106 | 0.0017173 | 2.1891e-06 | 0.28418 | 0.0015712 | 2.0029e-06 | 39.1351 | 4.9801 | 0.098511 | 44.2137 | 16.7722 | 2.7476 | 0.043783 | 19.5636 | 35.8063 | 4.5565 | 0.090132 | 40.453 | 15.3456 | 2.5139 | 0.040058 | 17.8996
Statewide | 2023 | 9 | 23 | 0.25236 | 4.9778e-06 | 1.515e-06 | 0.23089 | 4.5544e-06 | 1.3861e-06 | 0.31014 | 0.0017148 | 2.1859e-06 | 0.28376 | 0.0015689 | 2e-06 | 39.0778 | 4.9728 | 0.098367 | 44.149 | 16.7476 | 2.7436 | 0.043718 | 19.535 | 35.7539 | 4.5498 | 0.09 | 40.3938 | 15.3231 | 2.5102 | 0.04 | 17.8734
Statewide | 2023 | 9 | 24 | 0.2448 | 4.8288e-06 | 1.4696e-06 | 0.22398 | 4.418e-06 | 1.3446e-06 | 0.30085 | 0.0016634 | 2.1205e-06 | 0.27526 | 0.0015219 | 1.9401e-06 | 37.9075 | 4.8239 | 0.095421 | 42.8268 | 16.2461 | 2.6614 | 0.042409 | 18.9499 | 34.6832 | 4.4136 | 0.087304 | 39.1841 | 14.8642 | 2.4351 | 0.038802 | 17.3381
Statewide | 2023 | 10 | 1 | 0.2166 | 4.2725e-06 | 1.3003e-06 | 0.19817 | 3.9091e-06 | 1.1897e-06 | 0.26619 | 0.0014718 | 1.8762e-06 | 0.24355 | 0.0013466 | 1.7166e-06 | 33.5404 | 4.2682 | 0.084428 | 37.893 | 14.3745 | 2.3548 | 0.037524 | 16.7668 | 30.6876 | 3.9051 | 0.077247 | 34.6699 | 13.1518 | 2.1545 | 0.034332 | 15.3407
Statewide | 2023 | 10 | 2 | 0.20852 | 4.1133e-06 | 1.2519e-06 | 0.19079 | 3.7634e-06 | 1.1454e-06 | 0.25627 | 0.0014169 | 1.8063e-06 | 0.23448 | 0.0012964 | 1.6526e-06 | 32.2906 | 4.1091 | 0.081282 | 36.481 | 13.8388 | 2.2671 | 0.036125 | 16.142 | 29.544 | 3.7596 | 0.074368 | 33.378 | 12.6617 | 2.0743 | 0.033053 | 14.769
Statewide | 2023 | 10 | 3 | 0.20855 | 4.1138e-06 | 1.252e-06 | 0.19081 | 3.7639e-06 | 1.1455e-06 | 0.25631 | 0.0014171 | 1.8065e-06 | 0.23451 | 0.0012966 | 1.6528e-06 | 32.2947 | 4.1096 | 0.081292 | 36.4856 | 13.8406 | 2.2674 | 0.03613 | 16.1441 | 29.5478 | 3.7601 | 0.074378 | 33.3823 | 12.6633 | 2.0745 | 0.033057 | 14.7709
Statewide | 2023 | 10 | 4 | 0.21677 | 4.276e-06 | 1.3014e-06 | 0.19833 | 3.9123e-06 | 1.1907e-06 | 0.26641 | 0.001473 | 1.8777e-06 | 0.24375 | 0.0013477 | 1.718e-06 | 33.5678 | 4.2716 | 0.084497 | 37.9239 | 14.3862 | 2.3568 | 0.037554 | 16.7805 | 30.7126 | 3.9083 | 0.07731 | 34.6982 | 13.1625 | 2.1563 | 0.03436 | 15.3532
Statewide | 2023 | 10 | 5 | 0.24403 | 4.8136e-06 | 1.465e-06 | 0.22327 | 4.4042e-06 | 1.3404e-06 | 0.29991 | 0.0016582 | 2.1138e-06 | 0.2744 | 0.0015172 | 1.934e-06 | 37.7887 | 4.8088 | 0.095122 | 42.6926 | 16.1952 | 2.6531 | 0.042276 | 18.8906 | 34.5745 | 4.3997 | 0.087031 | 39.0613 | 14.8176 | 2.4274 | 0.03868 | 17.2838
Statewide | 2023 | 10 | 6 | 0.29462 | 5.8116e-06 | 1.7688e-06 | 0.26956 | 5.3173e-06 | 1.6183e-06 | 0.36209 | 0.002002 | 2.5521e-06 | 0.33129 | 0.0018317 | 2.335e-06 | 45.6232 | 5.8057 | 0.11484 | 51.5438 | 19.5528 | 3.2032 | 0.051041 | 22.807 | 41.7426 | 5.3119 | 0.10507 | 47.1596 | 17.8897 | 2.9307 | 0.0467 | 20.8671
Statewide | 2023 | 10 | 7 | 0.29006 | 5.7216e-06 | 1.7414e-06 | 0.26539 | 5.235e-06 | 1.5933e-06 | 0.35648 | 0.001971 | 2.5125e-06 | 0.32616 | 0.0018033 | 2.2988e-06 | 44.9168 | 5.7158 | 0.11306 | 50.7457 | 19.2501 | 3.1536 | 0.050251 | 22.4539 | 41.0963 | 5.2297 | 0.10345 | 46.4294 | 17.6127 | 2.8853 | 0.045977 | 20.544
Statewide | 2023 | 10 | 8 | 0.27653 | 5.4547e-06 | 1.6601e-06 | 0.25301 | 4.9908e-06 | 1.5189e-06 | 0.33985 | 0.001879 | 2.3953e-06 | 0.31095 | 0.0017192 | 2.1916e-06 | 42.8215 | 5.4492 | 0.10779 | 48.3785 | 18.3521 | 3.0065 | 0.047907 | 21.4064 | 39.1792 | 4.9857 | 0.098622 | 44.2635 | 16.7911 | 2.7507 | 0.043832 | 19.5857
Statewide | 2023 | 10 | 9 | 0.25955 | 5.1197e-06 | 1.5582e-06 | 0.23747 | 4.6842e-06 | 1.4256e-06 | 0.31898 | 0.0017636 | 2.2482e-06 | 0.29185 | 0.0016136 | 2.057e-06 | 40.1912 | 5.1145 | 0.10117 | 45.4069 | 17.2248 | 2.8218 | 0.044964 | 20.0916 | 36.7726 | 4.6795 | 0.092564 | 41.5447 | 15.7597 | 2.5818 | 0.04114 | 18.3826
Statewide | 2023 | 10 | 10 | 0.24557 | 4.8441e-06 | 1.4743e-06 | 0.22469 | 4.4321e-06 | 1.3489e-06 | 0.30181 | 0.0016687 | 2.1272e-06 | 0.27614 | 0.0015267 | 1.9463e-06 | 38.0278 | 4.8392 | 0.095723 | 42.9627 | 16.2976 | 2.6699 | 0.042544 | 19.01 | 34.7932 | 4.4276 | 0.087581 | 39.3084 | 14.9114 | 2.4428 | 0.038925 | 17.3931
Statewide | 2023 | 10 | 11 | 0.24354 | 4.8039e-06 | 1.4621e-06 | 0.22282 | 4.3953e-06 | 1.3377e-06 | 0.2993 | 0.0016548 | 2.1095e-06 | 0.27385 | 0.0015141 | 1.9301e-06 | 37.7124 | 4.799 | 0.094929 | 42.6064 | 16.1624 | 2.6477 | 0.042191 | 18.8524 | 34.5046 | 4.3908 | 0.086855 | 38.9824 | 14.7877 | 2.4225 | 0.038602 | 17.2488
Statewide | 2023 | 10 | 12 | 0.23899 | 4.7142e-06 | 1.4348e-06 | 0.21866 | 4.3133e-06 | 1.3127e-06 | 0.29372 | 0.001624 | 2.0702e-06 | 0.26873 | 0.0014858 | 1.8941e-06 | 37.0085 | 4.7095 | 0.093158 | 41.8111 | 15.8608 | 2.5983 | 0.041403 | 18.5005 | 33.8606 | 4.3089 | 0.085234 | 38.2547 | 14.5117 | 2.3773 | 0.037882 | 16.9269
Statewide | 2023 | 10 | 13 | 0.25476 | 5.0253e-06 | 1.5294e-06 | 0.23309 | 4.5978e-06 | 1.3993e-06 | 0.3131 | 0.0017311 | 2.2068e-06 | 0.28647 | 0.0015839 | 2.0191e-06 | 39.4503 | 5.0202 | 0.099304 | 44.5698 | 16.9073 | 2.7698 | 0.044135 | 19.7212 | 36.0947 | 4.5932 | 0.090857 | 40.7788 | 15.4692 | 2.5342 | 0.040381 | 18.0437
Statewide | 2023 | 10 | 14 | 0.27174 | 5.3603e-06 | 1.6314e-06 | 0.24863 | 4.9043e-06 | 1.4926e-06 | 0.33397 | 0.0018465 | 2.3539e-06 | 0.30556 | 0.0016894 | 2.1536e-06 | 42.08 | 5.3548 | 0.10592 | 47.5408 | 18.0343 | 2.9544 | 0.047077 | 21.0358 | 38.5008 | 4.8994 | 0.096914 | 43.4971 | 16.5003 | 2.7031 | 0.043073 | 19.2465
Statewide | 2023 | 10 | 15 | 0.28616 | 5.6447e-06 | 1.718e-06 | 0.26182 | 5.1646e-06 | 1.5718e-06 | 0.35169 | 0.0019445 | 2.4788e-06 | 0.32178 | 0.0017791 | 2.2679e-06 | 44.3129 | 5.639 | 0.11154 | 50.0634 | 18.9912 | 3.1112 | 0.049575 | 22.152 | 40.5437 | 5.1593 | 0.10206 | 45.8051 | 17.3759 | 2.8465 | 0.045358 | 20.2678
Statewide | 2023 | 10 | 16 | 0.31962 | 6.3047e-06 | 1.9188e-06 | 0.29243 | 5.7684e-06 | 1.7556e-06 | 0.39281 | 0.0021718 | 2.7686e-06 | 0.3594 | 0.0019871 | 2.5331e-06 | 49.4941 | 6.2983 | 0.12459 | 55.917 | 21.2118 | 3.4749 | 0.055372 | 24.7421 | 45.2843 | 5.7626 | 0.11399 | 51.1608 | 19.4075 | 3.1794 | 0.050662 | 22.6376
Statewide | 2023 | 10 | 17 | 0.31856 | 6.2837e-06 | 1.9124e-06 | 0.29146 | 5.7492e-06 | 1.7498e-06 | 0.3915 | 0.0021646 | 2.7594e-06 | 0.3582 | 0.0019805 | 2.5247e-06 | 49.3292 | 6.2773 | 0.12417 | 55.7307 | 21.1411 | 3.4634 | 0.055187 | 24.6596 | 45.1334 | 5.7434 | 0.11361 | 50.9904 | 19.3429 | 3.1688 | 0.050493 | 22.5621
Statewide | 2023 | 10 | 18 | 0.33377 | 6.5837e-06 | 2.0037e-06 | 0.30538 | 6.0237e-06 | 1.8333e-06 | 0.41019 | 0.0022679 | 2.8911e-06 | 0.3753 | 0.002075 | 2.6452e-06 | 51.6845 | 6.577 | 0.1301 | 58.3916 | 22.1505 | 3.6287 | 0.057822 | 25.837 | 47.2883 | 6.0176 | 0.11903 | 53.4249 | 20.2664 | 3.3201 | 0.052904 | 23.6394
Statewide | 2023 | 10 | 19 | 0.3397 | 6.7008e-06 | 2.0394e-06 | 0.31081 | 6.1308e-06 | 1.8659e-06 | 0.41749 | 0.0023083 | 2.9425e-06 | 0.38198 | 0.0021119 | 2.6922e-06 | 52.6035 | 6.694 | 0.13241 | 59.4299 | 22.5444 | 3.6932 | 0.05885 | 26.2964 | 48.1292 | 6.1246 | 0.12115 | 54.3749 | 20.6268 | 3.3791 | 0.053845 | 24.0597
Statewide | 2023 | 10 | 20 | 0.32063 | 6.3245e-06 | 1.9249e-06 | 0.29335 | 5.7866e-06 | 1.7611e-06 | 0.39404 | 0.0021787 | 2.7773e-06 | 0.36053 | 0.0019933 | 2.5411e-06 | 49.6496 | 6.3181 | 0.12498 | 56.0927 | 21.2784 | 3.4859 | 0.055546 | 24.8198 | 45.4266 | 5.7807 | 0.11435 | 51.3216 | 19.4685 | 3.1894 | 0.050821 | 22.7087
Statewide | 2023 | 10 | 21 | 0.30382 | 5.9931e-06 | 1.824e-06 | 0.27798 | 5.4833e-06 | 1.6688e-06 | 0.37339 | 0.0020645 | 2.6317e-06 | 0.34163 | 0.0018889 | 2.4079e-06 | 47.0477 | 5.987 | 0.11843 | 53.1531 | 20.1633 | 3.3032 | 0.052635 | 23.5191 | 43.0459 | 5.4778 | 0.10836 | 48.6321 | 18.4483 | 3.0222 | 0.048158 | 21.5186
Statewide | 2023 | 10 | 22 | 0.29433 | 5.8059e-06 | 1.767e-06 | 0.2693 | 5.312e-06 | 1.6167e-06 | 0.36173 | 0.002 | 2.5495e-06 | 0.33096 | 0.0018299 | 2.3327e-06 | 45.578 | 5.8 | 0.11473 | 51.4927 | 19.5334 | 3.2 | 0.050991 | 22.7844 | 41.7013 | 5.3066 | 0.10497 | 47.1129 | 17.872 | 2.9278 | 0.046653 | 20.8464
Statewide | 2023 | 10 | 23 | 0.26979 | 5.3218e-06 | 1.6197e-06 | 0.24684 | 4.8691e-06 | 1.4819e-06 | 0.33157 | 0.0018332 | 2.3369e-06 | 0.30337 | 0.0016773 | 2.1382e-06 | 41.7777 | 5.3164 | 0.10516 | 47.1992 | 17.9047 | 2.9332 | 0.046739 | 20.8846 | 38.2242 | 4.8642 | 0.096218 | 43.1846 | 16.3818 | 2.6837 | 0.042763 | 19.1082
Statewide | 2023 | 10 | 24 | 0.23264 | 4.589e-06 | 1.3966e-06 | 0.21285 | 4.1987e-06 | 1.2779e-06 | 0.28591 | 0.0015808 | 2.0152e-06 | 0.26159 | 0.0014463 | 1.8438e-06 | 36.0251 | 4.5843 | 0.090682 | 40.7001 | 15.4393 | 2.5293 | 0.040303 | 18.0089 | 32.9609 | 4.1944 | 0.082969 | 37.2383 | 14.1261 | 2.3142 | 0.036875 | 16.4771
Statewide | 2023 | 11 | 1 | 0.26135 | 5.1554e-06 | 1.569e-06 | 0.23912 | 4.7168e-06 | 1.4356e-06 | 0.3212 | 0.0017759 | 2.2639e-06 | 0.29388 | 0.0016249 | 2.0713e-06 | 40.4713 | 5.1501 | 0.10187 | 45.7233 | 17.3448 | 2.8415 | 0.045277 | 20.2316 | 37.0289 | 4.7121 | 0.093209 | 41.8342 | 15.8695 | 2.5998 | 0.041426 | 18.5107
Statewide | 2023 | 11 | 2 | 0.24292 | 4.7917e-06 | 1.4583e-06 | 0.22225 | 4.3841e-06 | 1.3343e-06 | 0.29854 | 0.0016506 | 2.1042e-06 | 0.27315 | 0.0015102 | 1.9252e-06 | 37.6162 | 4.7868 | 0.094687 | 42.4977 | 16.1212 | 2.641 | 0.042083 | 18.8043 | 34.4167 | 4.3797 | 0.086633 | 38.8829 | 14.75 | 2.4164 | 0.038504 | 17.2049
Statewide | 2023 | 11 | 3 | 0.25525 | 5.0349e-06 | 1.5324e-06 | 0.23354 | 4.6067e-06 | 1.402e-06 | 0.3137 | 0.0017344 | 2.211e-06 | 0.28702 | 0.0015869 | 2.0229e-06 | 39.526 | 5.0298 | 0.099495 | 44.6553 | 16.9397 | 2.7751 | 0.04422 | 19.759 | 36.164 | 4.602 | 0.091032 | 40.857 | 15.4989 | 2.539 | 0.040459 | 18.0784
Statewide | 2023 | 11 | 4 | 0.26174 | 5.1629e-06 | 1.5713e-06 | 0.23947 | 4.7237e-06 | 1.4377e-06 | 0.32167 | 0.0017785 | 2.2672e-06 | 0.29431 | 0.0016272 | 2.0743e-06 | 40.5303 | 5.1576 | 0.10202 | 45.79 | 17.3701 | 2.8456 | 0.045343 | 20.2611 | 37.0829 | 4.7189 | 0.093345 | 41.8952 | 15.8927 | 2.6036 | 0.041487 | 18.5377
Statewide | 2023 | 11 | 5 | 0.25818 | 5.0927e-06 | 1.55e-06 | 0.23622 | 4.6595e-06 | 1.4181e-06 | 0.3173 | 0.0017543 | 2.2364e-06 | 0.29031 | 0.0016051 | 2.0461e-06 | 39.9795 | 5.0876 | 0.10064 | 45.1677 | 17.1341 | 2.8069 | 0.044727 | 19.9857 | 36.579 | 4.6548 | 0.092076 | 41.3259 | 15.6767 | 2.5682 | 0.040923 | 18.2858
Statewide | 2023 | 11 | 6 | 0.28352 | 5.5925e-06 | 1.7021e-06 | 0.2594 | 5.1168e-06 | 1.5573e-06 | 0.34844 | 0.0019265 | 2.4559e-06 | 0.3188 | 0.0017626 | 2.247e-06 | 43.9033 | 5.5869 | 0.11051 | 49.6007 | 18.8157 | 3.0824 | 0.049117 | 21.9472 | 40.169 | 5.1117 | 0.10111 | 45.3818 | 17.2153 | 2.8202 | 0.044939 | 20.0804
Statewide | 2023 | 11 | 7 | 0.30533 | 6.0228e-06 | 1.833e-06 | 0.27936 | 5.5105e-06 | 1.6771e-06 | 0.37524 | 0.0020747 | 2.6448e-06 | 0.34333 | 0.0018982 | 2.4198e-06 | 47.2808 | 6.0167 | 0.11901 | 53.4164 | 20.2632 | 3.3195 | 0.052896 | 23.6356 | 43.2592 | 5.5049 | 0.10889 | 48.873 | 18.5396 | 3.0372 | 0.048396 | 21.6252
Statewide | 2023 | 11 | 8 | 0.2988 | 5.894e-06 | 1.7938e-06 | 0.27339 | 5.3927e-06 | 1.6413e-06 | 0.36722 | 0.0020304 | 2.5882e-06 | 0.33599 | 0.0018577 | 2.3681e-06 | 46.2702 | 5.8881 | 0.11647 | 52.2747 | 19.8301 | 3.2486 | 0.051765 | 23.1304 | 42.3345 | 5.3872 | 0.10656 | 47.8283 | 18.1434 | 2.9723 | 0.047362 | 21.163
Statewide | 2023 | 11 | 9 | 0.28656 | 5.6526e-06 | 1.7204e-06 | 0.26219 | 5.1718e-06 | 1.574e-06 | 0.35218 | 0.0019472 | 2.4822e-06 | 0.32223 | 0.0017816 | 2.2711e-06 | 44.3752 | 5.6469 | 0.1117 | 50.1338 | 19.0179 | 3.1155 | 0.049645 | 22.1831 | 40.6007 | 5.1666 | 0.1022 | 45.8695 | 17.4003 | 2.8505 | 0.045422 | 20.2963
Statewide | 2023 | 11 | 10 | 0.28048 | 5.5326e-06 | 1.6838e-06 | 0.25662 | 5.062e-06 | 1.5406e-06 | 0.3447 | 0.0019058 | 2.4295e-06 | 0.31538 | 0.0017437 | 2.2229e-06 | 43.4325 | 5.527 | 0.10933 | 49.0688 | 18.6139 | 3.0494 | 0.04859 | 21.7119 | 39.7382 | 5.0568 | 0.10003 | 44.8951 | 17.0307 | 2.79 | 0.044457 | 19.8651
Statewide | 2023 | 11 | 11 | 0.28095 | 5.542e-06 | 1.6867e-06 | 0.25706 | 5.0706e-06 | 1.5432e-06 | 0.34529 | 0.0019091 | 2.4337e-06 | 0.31592 | 0.0017467 | 2.2266e-06 | 43.5064 | 5.5364 | 0.10951 | 49.1523 | 18.6456 | 3.0545 | 0.048673 | 21.7488 | 39.8059 | 5.0655 | 0.1002 | 44.9715 | 17.0597 | 2.7947 | 0.044533 | 19.8989
Statewide | 2023 | 11 | 12 | 0.28515 | 5.6247e-06 | 1.7119e-06 | 0.26089 | 5.1463e-06 | 1.5663e-06 | 0.35044 | 0.0019376 | 2.47e-06 | 0.32064 | 0.0017728 | 2.2599e-06 | 44.1559 | 5.619 | 0.11115 | 49.886 | 18.9239 | 3.1001 | 0.0494 | 22.0735 | 40.4001 | 5.1411 | 0.10169 | 45.6428 | 17.3143 | 2.8364 | 0.045198 | 20.196
Statewide | 2023 | 11 | 13 | 0.29691 | 5.8568e-06 | 1.7825e-06 | 0.27166 | 5.3586e-06 | 1.6309e-06 | 0.3649 | 0.0020175 | 2.5719e-06 | 0.33386 | 0.0018459 | 2.3531e-06 | 45.9777 | 5.8508 | 0.11574 | 51.9443 | 19.7047 | 3.2281 | 0.051438 | 22.9842 | 42.067 | 5.3532 | 0.10589 | 47.526 | 18.0287 | 2.9535 | 0.047063 | 21.0292
Statewide | 2023 | 11 | 14 | 0.30246 | 5.9662e-06 | 1.8158e-06 | 0.27674 | 5.4588e-06 | 1.6614e-06 | 0.37172 | 0.0020552 | 2.62e-06 | 0.3401 | 0.0018804 | 2.3971e-06 | 46.837 | 5.9602 | 0.1179 | 52.9151 | 20.073 | 3.2884 | 0.052399 | 23.4138 | 42.8532 | 5.4532 | 0.10787 | 48.4143 | 18.3657 | 3.0087 | 0.047942 | 21.4223
Statewide | 2023 | 11 | 15 | 0.31863 | 6.2851e-06 | 1.9129e-06 | 0.29153 | 5.7505e-06 | 1.7502e-06 | 0.39159 | 0.0021651 | 2.76e-06 | 0.35828 | 0.0019809 | 2.5252e-06 | 49.3405 | 6.2788 | 0.1242 | 55.7435 | 21.1459 | 3.4642 | 0.0552 | 24.6653 | 45.1437 | 5.7447 | 0.11364 | 51.0021 | 19.3473 | 3.1695 | 0.050505 | 22.5673
Statewide | 2023 | 11 | 16 | 0.34421 | 6.7897e-06 | 2.0664e-06 | 0.31493 | 6.2122e-06 | 1.8907e-06 | 0.42303 | 0.0023389 | 2.9816e-06 | 0.38705 | 0.00214 | 2.728e-06 | 53.3016 | 6.7828 | 0.13417 | 60.2186 | 22.8435 | 3.7423 | 0.059631 | 26.6454 | 48.7679 | 6.2059 | 0.12276 | 55.0965 | 20.9005 | 3.4239 | 0.054559 | 24.379
Statewide | 2023 | 11 | 17 | 0.3552 | 7.0064e-06 | 2.1324e-06 | 0.32498 | 6.4105e-06 | 1.951e-06 | 0.43653 | 0.0024136 | 3.0767e-06 | 0.3994 | 0.0022083 | 2.815e-06 | 55.0029 | 6.9993 | 0.13845 | 62.1407 | 23.5727 | 3.8617 | 0.061535 | 27.4959 | 50.3245 | 6.404 | 0.12668 | 56.8551 | 21.5676 | 3.5332 | 0.056301 | 25.1572
Statewide | 2023 | 11 | 18 | 0.35875 | 7.0765e-06 | 2.1537e-06 | 0.32823 | 6.4745e-06 | 1.9705e-06 | 0.44089 | 0.0024377 | 3.1075e-06 | 0.40339 | 0.0022303 | 2.8432e-06 | 55.5526 | 7.0693 | 0.13984 | 62.7617 | 23.8083 | 3.9003 | 0.06215 | 27.7707 | 50.8274 | 6.468 | 0.12794 | 57.4234 | 21.7832 | 3.5685 | 0.056863 | 25.4086
Statewide | 2023 | 11 | 19 | 0.35636 | 7.0294e-06 | 2.1394e-06 | 0.32605 | 6.4315e-06 | 1.9574e-06 | 0.43796 | 0.0024215 | 3.0868e-06 | 0.40071 | 0.0022155 | 2.8243e-06 | 55.1836 | 7.0223 | 0.13891 | 62.3448 | 23.6501 | 3.8744 | 0.061737 | 27.5862 | 50.4898 | 6.425 | 0.12709 | 57.0419 | 21.6385 | 3.5448 | 0.056486 | 25.2398
Statewide | 2023 | 11 | 20 | 0.33911 | 6.6891e-06 | 2.0358e-06 | 0.31026 | 6.1202e-06 | 1.8627e-06 | 0.41676 | 0.0023043 | 2.9374e-06 | 0.38131 | 0.0021083 | 2.6875e-06 | 52.5118 | 6.6823 | 0.13218 | 59.3264 | 22.5051 | 3.6868 | 0.058748 | 26.2506 | 48.0453 | 6.114 | 0.12094 | 54.2802 | 20.5908 | 3.3732 | 0.053751 | 24.0178
Statewide | 2023 | 11 | 21 | 0.32931 | 6.4959e-06 | 1.977e-06 | 0.3013 | 5.9433e-06 | 1.8088e-06 | 0.40472 | 0.0022377 | 2.8525e-06 | 0.3703 | 0.0020473 | 2.6099e-06 | 50.9947 | 6.4893 | 0.12836 | 57.6124 | 21.8549 | 3.5803 | 0.057051 | 25.4922 | 46.6572 | 5.9373 | 0.11745 | 52.712 | 19.996 | 3.2758 | 0.052198 | 23.3239
Statewide | 2023 | 11 | 22 | 0.30051 | 5.9278e-06 | 1.8041e-06 | 0.27495 | 5.4236e-06 | 1.6507e-06 | 0.36933 | 0.002042 | 2.6031e-06 | 0.33791 | 0.0018683 | 2.3817e-06 | 46.5355 | 5.9218 | 0.11714 | 52.5744 | 19.9438 | 3.2672 | 0.052062 | 23.263 | 42.5773 | 5.4181 | 0.10718 | 48.1026 | 18.2474 | 2.9893 | 0.047633 | 21.2843
Statewide | 2023 | 11 | 23 | 0.27983 | 5.5199e-06 | 1.68e-06 | 0.25603 | 5.0504e-06 | 1.5371e-06 | 0.34391 | 0.0019015 | 2.4239e-06 | 0.31466 | 0.0017397 | 2.2178e-06 | 43.3329 | 5.5143 | 0.10908 | 48.9563 | 18.5713 | 3.0424 | 0.048479 | 21.6621 | 39.6471 | 5.0453 | 0.0998 | 44.7922 | 16.9916 | 2.7836 | 0.044355 | 19.8196
Statewide | 2023 | 11 | 24 | 0.26535 | 5.2342e-06 | 1.593e-06 | 0.24278 | 4.789e-06 | 1.4575e-06 | 0.32611 | 0.0018031 | 2.2985e-06 | 0.29838 | 0.0016497 | 2.103e-06 | 41.0904 | 5.2289 | 0.10343 | 46.4227 | 17.6102 | 2.8849 | 0.04597 | 20.541 | 37.5953 | 4.7841 | 0.094635 | 42.4741 | 16.1123 | 2.6395 | 0.04206 | 18.7939
Statewide | 2023 | 12 | 1 | 0.27931 | 5.5096e-06 | 1.6768e-06 | 0.25555 | 5.0409e-06 | 1.5342e-06 | 0.34327 | 0.0018979 | 2.4194e-06 | 0.31407 | 0.0017365 | 2.2136e-06 | 43.2521 | 5.504 | 0.10887 | 48.865 | 18.5366 | 3.0367 | 0.048388 | 21.6217 | 39.5732 | 5.0358 | 0.099614 | 44.7086 | 16.9599 | 2.7784 | 0.044273 | 19.7826
Statewide | 2023 | 12 | 2 | 0.28019 | 5.527e-06 | 1.6821e-06 | 0.25636 | 5.0568e-06 | 1.539e-06 | 0.34435 | 0.0019039 | 2.4271e-06 | 0.31506 | 0.001742 | 2.2206e-06 | 43.3885 | 5.5214 | 0.10922 | 49.0191 | 18.5951 | 3.0463 | 0.048541 | 21.6899 | 39.698 | 5.0517 | 0.099928 | 44.8496 | 17.0134 | 2.7872 | 0.044412 | 19.845
Statewide | 2023 | 12 | 3 | 0.28325 | 5.5872e-06 | 1.7005e-06 | 0.25915 | 5.112e-06 | 1.5558e-06 | 0.34811 | 0.0019247 | 2.4535e-06 | 0.3185 | 0.001761 | 2.2448e-06 | 43.8615 | 5.5815 | 0.11041 | 49.5534 | 18.7978 | 3.0795 | 0.04907 | 21.9263 | 40.1307 | 5.1068 | 0.10102 | 45.3385 | 17.1989 | 2.8175 | 0.044896 | 20.0613
Statewide | 2023 | 12 | 4 | 0.28227 | 5.5679e-06 | 1.6946e-06 | 0.25826 | 5.0943e-06 | 1.5504e-06 | 0.34691 | 0.001918 | 2.445e-06 | 0.3174 | 0.0017549 | 2.2371e-06 | 43.7102 | 5.5623 | 0.11003 | 49.3825 | 18.7329 | 3.0688 | 0.048901 | 21.8507 | 39.9923 | 5.0892 | 0.10067 | 45.1821 | 17.1395 | 2.8078 | 0.044742 | 19.9921
Statewide | 2023 | 12 | 5 | 0.27187 | 5.3628e-06 | 1.6322e-06 | 0.24875 | 4.9067e-06 | 1.4933e-06 | 0.33413 | 0.0018474 | 2.355e-06 | 0.30571 | 0.0016902 | 2.1547e-06 | 42.0999 | 5.3574 | 0.10597 | 47.5632 | 18.0428 | 2.9558 | 0.047099 | 21.0457 | 38.519 | 4.9017 | 0.09696 | 43.5176 | 16.5081 | 2.7044 | 0.043093 | 19.2556
Statewide | 2023 | 12 | 6 | 0.29288 | 5.7773e-06 | 1.7583e-06 | 0.26797 | 5.2859e-06 | 1.6087e-06 | 0.35995 | 0.0019901 | 2.537e-06 | 0.32933 | 0.0018209 | 2.3212e-06 | 45.3535 | 5.7714 | 0.11416 | 51.2391 | 19.4372 | 3.1842 | 0.050739 | 22.6722 | 41.4958 | 5.2805 | 0.10445 | 46.8808 | 17.7839 | 2.9134 | 0.046424 | 20.7437
Statewide | 2023 | 12 | 7 | 0.3096 | 6.107e-06 | 1.8586e-06 | 0.28326 | 5.5875e-06 | 1.7006e-06 | 0.38049 | 0.0021037 | 2.6818e-06 | 0.34813 | 0.0019248 | 2.4537e-06 | 47.942 | 6.1008 | 0.12068 | 54.1635 | 20.5466 | 3.366 | 0.053635 | 23.9662 | 43.8641 | 5.5819 | 0.11041 | 49.5564 | 18.7989 | 3.0797 | 0.049073 | 21.9276
Statewide | 2023 | 12 | 8 | 0.31367 | 6.1873e-06 | 1.8831e-06 | 0.28699 | 5.661e-06 | 1.7229e-06 | 0.38549 | 0.0021314 | 2.717e-06 | 0.35271 | 0.0019501 | 2.4859e-06 | 48.5723 | 6.181 | 0.12227 | 54.8756 | 20.8167 | 3.4102 | 0.05434 | 24.2813 | 44.4409 | 5.6553 | 0.11187 | 50.208 | 19.0461 | 3.1202 | 0.049718 | 22.216
Statewide | 2023 | 12 | 9 | 0.29778 | 5.8738e-06 | 1.7877e-06 | 0.27245 | 5.3742e-06 | 1.6356e-06 | 0.36596 | 0.0020234 | 2.5794e-06 | 0.33483 | 0.0018513 | 2.36e-06 | 46.1113 | 5.8678 | 0.11607 | 52.0952 | 19.762 | 3.2374 | 0.051587 | 23.051 | 42.1892 | 5.3687 | 0.1062 | 47.6641 | 18.0811 | 2.9621 | 0.047199 | 21.0903
Statewide | 2023 | 12 | 10 | 0.28151 | 5.5529e-06 | 1.69e-06 | 0.25756 | 5.0806e-06 | 1.5463e-06 | 0.34597 | 0.0019129 | 2.4385e-06 | 0.31654 | 0.0017502 | 2.2311e-06 | 43.5925 | 5.5473 | 0.10973 | 49.2495 | 18.6825 | 3.0606 | 0.048769 | 21.7918 | 39.8846 | 5.0755 | 0.1004 | 45.0604 | 17.0934 | 2.8003 | 0.044621 | 19.9383
Statewide | 2023 | 12 | 11 | 0.2861 | 5.6435e-06 | 1.7176e-06 | 0.26177 | 5.1635e-06 | 1.5715e-06 | 0.35162 | 0.0019441 | 2.4782e-06 | 0.32171 | 0.0017787 | 2.2675e-06 | 44.3037 | 5.6378 | 0.11152 | 50.053 | 18.9873 | 3.1105 | 0.049565 | 22.1474 | 40.5353 | 5.1583 | 0.10204 | 45.7956 | 17.3723 | 2.8459 | 0.045349 | 20.2636
Statewide | 2023 | 12 | 12 | 0.29267 | 5.7731e-06 | 1.757e-06 | 0.26778 | 5.2821e-06 | 1.6076e-06 | 0.35969 | 0.0019887 | 2.5351e-06 | 0.32909 | 0.0018196 | 2.3195e-06 | 45.3208 | 5.7673 | 0.11408 | 51.2022 | 19.4232 | 3.1819 | 0.050703 | 22.6559 | 41.466 | 5.2767 | 0.10438 | 46.847 | 17.7711 | 2.9113 | 0.04639 | 20.7288
Statewide | 2023 | 12 | 13 | 0.29486 | 5.8163e-06 | 1.7702e-06 | 0.26978 | 5.3216e-06 | 1.6196e-06 | 0.36238 | 0.0020036 | 2.5541e-06 | 0.33156 | 0.0018332 | 2.3369e-06 | 45.6599 | 5.8104 | 0.11493 | 51.5852 | 19.5685 | 3.2057 | 0.051082 | 22.8254 | 41.7762 | 5.3162 | 0.10516 | 47.1975 | 17.9041 | 2.9331 | 0.046737 | 20.8839
Statewide | 2023 | 12 | 14 | 0.30298 | 5.9764e-06 | 1.8189e-06 | 0.27721 | 5.4681e-06 | 1.6642e-06 | 0.37236 | 0.0020588 | 2.6244e-06 | 0.34069 | 0.0018836 | 2.4012e-06 | 46.9171 | 5.9704 | 0.1181 | 53.0056 | 20.1073 | 3.294 | 0.052489 | 23.4538 | 42.9264 | 5.4626 | 0.10805 | 48.497 | 18.397 | 3.0138 | 0.048024 | 21.4589
Statewide | 2023 | 12 | 15 | 0.30696 | 6.055e-06 | 1.8428e-06 | 0.28085 | 5.54e-06 | 1.6861e-06 | 0.37725 | 0.0020858 | 2.6589e-06 | 0.34516 | 0.0019084 | 2.4328e-06 | 47.5339 | 6.0489 | 0.11965 | 53.7024 | 20.3717 | 3.3373 | 0.053179 | 23.7621 | 43.4908 | 5.5344 | 0.10947 | 49.1346 | 18.6389 | 3.0534 | 0.048655 | 21.741
Statewide | 2023 | 12 | 16 | 0.32778 | 6.4657e-06 | 1.9678e-06 | 0.2999 | 5.9157e-06 | 1.8004e-06 | 0.40284 | 0.0022273 | 2.8393e-06 | 0.36857 | 0.0020378 | 2.5978e-06 | 50.7577 | 6.4591 | 0.12777 | 57.3446 | 21.7533 | 3.5636 | 0.056785 | 25.3737 | 46.4404 | 5.9097 | 0.1169 | 52.467 | 19.903 | 3.2605 | 0.051955 | 23.2155
Statewide | 2023 | 12 | 17 | 0.33318 | 6.5722e-06 | 2.0002e-06 | 0.30484 | 6.0132e-06 | 1.8301e-06 | 0.40948 | 0.002264 | 2.8861e-06 | 0.37465 | 0.0020714 | 2.6406e-06 | 51.5944 | 6.5656 | 0.12987 | 58.2899 | 22.1119 | 3.6224 | 0.057721 | 25.792 | 47.2059 | 6.0071 | 0.11883 | 53.3319 | 20.2311 | 3.3143 | 0.052812 | 23.5982
Statewide | 2023 | 12 | 18 | 0.37596 | 7.416e-06 | 2.2571e-06 | 0.34398 | 6.7853e-06 | 2.0651e-06 | 0.46205 | 0.0025547 | 3.2566e-06 | 0.42275 | 0.0023374 | 2.9796e-06 | 58.2185 | 7.4085 | 0.14655 | 65.7736 | 24.9508 | 4.0875 | 0.065132 | 29.1034 | 53.2666 | 6.7784 | 0.13408 | 60.179 | 22.8285 | 3.7398 | 0.059592 | 26.6279
Statewide | 2023 | 12 | 19 | 0.36528 | 7.2054e-06 | 2.1929e-06 | 0.33421 | 6.5925e-06 | 2.0064e-06 | 0.44893 | 0.0024821 | 3.1641e-06 | 0.41074 | 0.002271 | 2.895e-06 | 56.5646 | 7.1981 | 0.14238 | 63.905 | 24.242 | 3.9713 | 0.063282 | 28.2766 | 51.7533 | 6.5858 | 0.13027 | 58.4694 | 22.18 | 3.6335 | 0.057899 | 25.8714
Statewide | 2023 | 12 | 20 | 0.34355 | 6.7767e-06 | 2.0625e-06 | 0.31433 | 6.2003e-06 | 1.887e-06 | 0.42222 | 0.0023344 | 2.9758e-06 | 0.3863 | 0.0021359 | 2.7227e-06 | 53.1992 | 6.7698 | 0.13391 | 60.1029 | 22.7997 | 3.7351 | 0.059517 | 26.5942 | 48.6742 | 6.194 | 0.12252 | 54.9907 | 20.8604 | 3.4174 | 0.054454 | 24.3322
Statewide | 2023 | 12 | 21 | 0.32092 | 6.3303e-06 | 1.9266e-06 | 0.29362 | 5.7919e-06 | 1.7627e-06 | 0.3944 | 0.0021806 | 2.7798e-06 | 0.36086 | 0.0019952 | 2.5434e-06 | 49.695 | 6.3239 | 0.12509 | 56.144 | 21.2979 | 3.489 | 0.055596 | 24.8425 | 45.4681 | 5.786 | 0.11445 | 51.3685 | 19.4863 | 3.1923 | 0.050868 | 22.7294
Statewide | 2023 | 12 | 22 | 0.31869 | 6.2864e-06 | 1.9133e-06 | 0.29159 | 5.7517e-06 | 1.7505e-06 | 0.39167 | 0.0021655 | 2.7605e-06 | 0.35836 | 0.0019813 | 2.5257e-06 | 49.3504 | 6.28 | 0.12422 | 55.7547 | 21.1502 | 3.4648 | 0.055211 | 24.6702 | 45.1528 | 5.7459 | 0.11366 | 51.0123 | 19.3512 | 3.1701 | 0.050515 | 22.5718
Statewide | 2023 | 12 | 23 | 0.30615 | 6.0389e-06 | 1.8379e-06 | 0.28011 | 5.5252e-06 | 1.6816e-06 | 0.37625 | 0.0020803 | 2.6519e-06 | 0.34425 | 0.0019033 | 2.4263e-06 | 47.4074 | 6.0328 | 0.11933 | 53.5595 | 20.3174 | 3.3284 | 0.053037 | 23.6989 | 43.375 | 5.5196 | 0.10918 | 49.0038 | 18.5893 | 3.0453 | 0.048526 | 21.6831
Statewide | 2023 | 12 | 24 | 0.29425 | 5.8043e-06 | 1.7665e-06 | 0.26922 | 5.3106e-06 | 1.6163e-06 | 0.36163 | 0.0019995 | 2.5488e-06 | 0.33087 | 0.0018294 | 2.332e-06 | 45.5658 | 5.7984 | 0.1147 | 51.4789 | 19.5282 | 3.1991 | 0.050977 | 22.7783 | 41.6901 | 5.3052 | 0.10494 | 47.1002 | 17.8672 | 2.927 | 0.046641 | 20.8408
Statewide | 2024 | 1 | 1 | 0.26768 | 5.2802e-06 | 1.607e-06 | 0.21941 | 4.3281e-06 | 1.3172e-06 | 0.32898 | 0.0018189 | 2.3187e-06 | 0.26966 | 0.0014909 | 1.9006e-06 | 42.109 | 5.2748 | 0.10434 | 47.4881 | 18.0937 | 3.0921 | 0.046373 | 21.2322 | 34.5162 | 4.3237 | 0.085527 | 38.9254 | 14.8312 | 2.5346 | 0.038012 | 17.4038
Statewide | 2024 | 1 | 2 | 0.26174 | 5.163e-06 | 1.5713e-06 | 0.21454 | 4.232e-06 | 1.288e-06 | 0.32168 | 0.0017785 | 2.2672e-06 | 0.26367 | 0.0014578 | 1.8584e-06 | 41.1744 | 5.1577 | 0.10202 | 46.4342 | 17.6921 | 3.0235 | 0.045344 | 20.761 | 33.7502 | 4.2277 | 0.083628 | 38.0615 | 14.502 | 2.4783 | 0.037168 | 17.0175
Statewide | 2024 | 1 | 3 | 0.2731 | 5.387e-06 | 1.6395e-06 | 0.22385 | 4.4156e-06 | 1.3439e-06 | 0.33563 | 0.0018557 | 2.3656e-06 | 0.27511 | 0.0015211 | 1.939e-06 | 42.9608 | 5.3815 | 0.10645 | 48.4487 | 18.4597 | 3.1547 | 0.047312 | 21.6617 | 35.2144 | 4.4111 | 0.087257 | 39.7128 | 15.1312 | 2.5858 | 0.038781 | 17.7558
Statewide | 2024 | 1 | 4 | 0.26392 | 5.206e-06 | 1.5844e-06 | 0.21633 | 4.2673e-06 | 1.2987e-06 | 0.32436 | 0.0017934 | 2.2861e-06 | 0.26587 | 0.00147 | 1.8739e-06 | 41.5176 | 5.2007 | 0.10288 | 46.8212 | 17.8396 | 3.0487 | 0.045722 | 20.934 | 34.0315 | 4.263 | 0.084325 | 38.3788 | 14.6229 | 2.499 | 0.037478 | 17.1594
Statewide | 2024 | 1 | 5 | 0.25864 | 5.1018e-06 | 1.5527e-06 | 0.212 | 4.1819e-06 | 1.2727e-06 | 0.31786 | 0.0017575 | 2.2403e-06 | 0.26055 | 0.0014406 | 1.8364e-06 | 40.6865 | 5.0966 | 0.10082 | 45.8839 | 17.4825 | 2.9877 | 0.044807 | 20.5149 | 33.3502 | 4.1776 | 0.082637 | 37.6105 | 14.3302 | 2.449 | 0.036728 | 16.8158
Statewide | 2024 | 1 | 6 | 0.2729 | 5.383e-06 | 1.6383e-06 | 0.22369 | 4.4124e-06 | 1.3429e-06 | 0.33539 | 0.0018543 | 2.3638e-06 | 0.27491 | 0.00152 | 1.9376e-06 | 42.9293 | 5.3776 | 0.10637 | 48.4133 | 18.4462 | 3.1524 | 0.047277 | 21.6458 | 35.1886 | 4.4079 | 0.087193 | 39.6838 | 15.1201 | 2.584 | 0.038752 | 17.7428
Statewide | 2024 | 1 | 7 | 0.28027 | 5.5284e-06 | 1.6826e-06 | 0.22973 | 4.5316e-06 | 1.3792e-06 | 0.34444 | 0.0019044 | 2.4277e-06 | 0.28234 | 0.001561 | 1.9899e-06 | 44.0887 | 5.5228 | 0.10925 | 49.7207 | 18.9444 | 3.2375 | 0.048554 | 22.2304 | 36.139 | 4.527 | 0.089547 | 40.7555 | 15.5285 | 2.6537 | 0.039799 | 18.222
Statewide | 2024 | 1 | 8 | 0.29348 | 5.7891e-06 | 1.7619e-06 | 0.24056 | 4.7453e-06 | 1.4442e-06 | 0.36069 | 0.0019942 | 2.5422e-06 | 0.29565 | 0.0016346 | 2.0838e-06 | 46.1679 | 5.7833 | 0.1144 | 52.0656 | 19.8378 | 3.3902 | 0.050844 | 23.2788 | 37.8433 | 4.7405 | 0.093771 | 42.6775 | 16.2608 | 2.7789 | 0.041676 | 19.0814
Statewide | 2024 | 1 | 9 | 0.29691 | 5.8566e-06 | 1.7825e-06 | 0.24337 | 4.8006e-06 | 1.4611e-06 | 0.36489 | 0.0020175 | 2.5718e-06 | 0.2991 | 0.0016537 | 2.1081e-06 | 46.7063 | 5.8507 | 0.11573 | 52.6728 | 20.0691 | 3.4297 | 0.051436 | 23.5503 | 38.2846 | 4.7957 | 0.094864 | 43.1752 | 16.4504 | 2.8113 | 0.042162 | 19.3039
Statewide | 2024 | 1 | 10 | 0.26857 | 5.2976e-06 | 1.6123e-06 | 0.22014 | 4.3424e-06 | 1.3216e-06 | 0.33007 | 0.0018249 | 2.3264e-06 | 0.27055 | 0.0014959 | 1.9069e-06 | 42.2484 | 5.2923 | 0.10469 | 47.6453 | 18.1536 | 3.1024 | 0.046527 | 21.3025 | 34.6305 | 4.338 | 0.08581 | 39.0543 | 14.8803 | 2.543 | 0.038138 | 17.4614
Statewide | 2024 | 1 | 11 | 0.26751 | 5.2769e-06 | 1.606e-06 | 0.21928 | 4.3254e-06 | 1.3164e-06 | 0.32877 | 0.0018178 | 2.3172e-06 | 0.26949 | 0.00149 | 1.8994e-06 | 42.0829 | 5.2715 | 0.10428 | 47.4587 | 18.0825 | 3.0902 | 0.046345 | 21.2191 | 34.4948 | 4.321 | 0.085474 | 38.9013 | 14.822 | 2.533 | 0.037988 | 17.393
Statewide | 2024 | 1 | 12 | 0.27173 | 5.3601e-06 | 1.6313e-06 | 0.22274 | 4.3936e-06 | 1.3372e-06 | 0.33396 | 0.0018464 | 2.3538e-06 | 0.27374 | 0.0015135 | 1.9294e-06 | 42.7464 | 5.3547 | 0.10592 | 48.207 | 18.3676 | 3.1389 | 0.047076 | 21.5536 | 35.0387 | 4.3891 | 0.086821 | 39.5147 | 15.0557 | 2.5729 | 0.038587 | 17.6672
Statewide | 2024 | 1 | 13 | 0.29528 | 5.8245e-06 | 1.7727e-06 | 0.24204 | 4.7743e-06 | 1.453e-06 | 0.36289 | 0.0020064 | 2.5577e-06 | 0.29746 | 0.0016446 | 2.0965e-06 | 46.4502 | 5.8186 | 0.1151 | 52.3839 | 19.9591 | 3.4109 | 0.051154 | 23.4211 | 38.0747 | 4.7694 | 0.094344 | 42.9385 | 16.3602 | 2.7959 | 0.041931 | 19.198
Statewide | 2024 | 1 | 14 | 0.32148 | 6.3413e-06 | 1.93e-06 | 0.26351 | 5.1979e-06 | 1.582e-06 | 0.39509 | 0.0021844 | 2.7847e-06 | 0.32385 | 0.0017906 | 2.2826e-06 | 50.5718 | 6.3349 | 0.12531 | 57.032 | 21.7301 | 3.7136 | 0.055693 | 25.4993 | 41.4531 | 5.1926 | 0.10272 | 46.7484 | 17.8119 | 3.044 | 0.045651 | 20.9015
Statewide | 2024 | 1 | 15 | 0.31827 | 6.2781e-06 | 1.9107e-06 | 0.26088 | 5.1461e-06 | 1.5662e-06 | 0.39115 | 0.0021627 | 2.7569e-06 | 0.32062 | 0.0017727 | 2.2598e-06 | 50.0676 | 6.2717 | 0.12406 | 56.4634 | 21.5134 | 3.6765 | 0.055138 | 25.2451 | 41.0398 | 5.1409 | 0.10169 | 46.2824 | 17.6343 | 3.0136 | 0.045196 | 20.6931
Statewide | 2024 | 1 | 16 | 0.31422 | 6.1981e-06 | 1.8864e-06 | 0.25756 | 5.0805e-06 | 1.5462e-06 | 0.38617 | 0.0021351 | 2.7218e-06 | 0.31654 | 0.0017501 | 2.231e-06 | 49.4298 | 6.1918 | 0.12248 | 55.7441 | 21.2394 | 3.6297 | 0.054436 | 24.9235 | 40.517 | 5.0754 | 0.1004 | 45.6928 | 17.4096 | 2.9752 | 0.04462 | 20.4295
Statewide | 2024 | 1 | 17 | 0.32493 | 6.4094e-06 | 1.9507e-06 | 0.26634 | 5.2537e-06 | 1.599e-06 | 0.39934 | 0.0022079 | 2.8146e-06 | 0.32733 | 0.0018098 | 2.3071e-06 | 51.1149 | 6.4029 | 0.12666 | 57.6445 | 21.9634 | 3.7534 | 0.056291 | 25.7732 | 41.8982 | 5.2484 | 0.10382 | 47.2505 | 18.0032 | 3.0767 | 0.046141 | 21.1259
Statewide | 2024 | 1 | 18 | 0.34384 | 6.7825e-06 | 2.0642e-06 | 0.28185 | 5.5596e-06 | 1.692e-06 | 0.42258 | 0.0023364 | 2.9784e-06 | 0.34638 | 0.0019151 | 2.4414e-06 | 54.0904 | 6.7757 | 0.13403 | 61.0001 | 23.242 | 3.9719 | 0.059568 | 27.2735 | 44.3372 | 5.5539 | 0.10986 | 50.001 | 19.0511 | 3.2557 | 0.048827 | 22.3557
Statewide | 2024 | 1 | 19 | 0.29577 | 5.8343e-06 | 1.7757e-06 | 0.24244 | 4.7823e-06 | 1.4555e-06 | 0.3635 | 0.0020098 | 2.562e-06 | 0.29796 | 0.0016474 | 2.1001e-06 | 46.5284 | 5.8284 | 0.11529 | 52.472 | 19.9927 | 3.4166 | 0.05124 | 23.4605 | 38.1387 | 4.7775 | 0.094503 | 43.0107 | 16.3877 | 2.8006 | 0.042001 | 19.2303
Statewide | 2024 | 1 | 20 | 0.28988 | 5.7181e-06 | 1.7403e-06 | 0.23761 | 4.687e-06 | 1.4265e-06 | 0.35626 | 0.0019698 | 2.511e-06 | 0.29202 | 0.0016146 | 2.0582e-06 | 45.6014 | 5.7123 | 0.11299 | 51.4267 | 19.5944 | 3.3486 | 0.05022 | 22.9932 | 37.3789 | 4.6823 | 0.09262 | 42.1538 | 16.0613 | 2.7448 | 0.041164 | 18.8472
Statewide | 2024 | 1 | 21 | 0.29446 | 5.8083e-06 | 1.7677e-06 | 0.24136 | 4.761e-06 | 1.449e-06 | 0.36188 | 0.0020008 | 2.5506e-06 | 0.29663 | 0.0016401 | 2.0907e-06 | 46.321 | 5.8024 | 0.11478 | 52.2382 | 19.9035 | 3.4014 | 0.051012 | 23.356 | 37.9687 | 4.7562 | 0.094081 | 42.819 | 16.3147 | 2.7881 | 0.041814 | 19.1446
Statewide | 2024 | 1 | 22 | 0.28712 | 5.6637e-06 | 1.7237e-06 | 0.23535 | 4.6425e-06 | 1.4129e-06 | 0.35287 | 0.001951 | 2.4871e-06 | 0.28924 | 0.0015992 | 2.0386e-06 | 45.1676 | 5.6579 | 0.11192 | 50.9375 | 19.408 | 3.3167 | 0.049742 | 22.7744 | 37.0233 | 4.6377 | 0.091739 | 41.7528 | 15.9085 | 2.7187 | 0.040773 | 18.6679
Statewide | 2024 | 1 | 23 | 0.28394 | 5.601e-06 | 1.7046e-06 | 0.23275 | 4.591e-06 | 1.3973e-06 | 0.34896 | 0.0019294 | 2.4596e-06 | 0.28604 | 0.0015815 | 2.0161e-06 | 44.6674 | 5.5953 | 0.11068 | 50.3734 | 19.193 | 3.28 | 0.049191 | 22.5222 | 36.6134 | 4.5864 | 0.090723 | 41.2905 | 15.7323 | 2.6886 | 0.040321 | 18.4612
Statewide | 2024 | 1 | 24 | 0.28743 | 5.6697e-06 | 1.7256e-06 | 0.2356 | 4.6474e-06 | 1.4144e-06 | 0.35324 | 0.0019531 | 2.4897e-06 | 0.28955 | 0.0016009 | 2.0408e-06 | 45.2153 | 5.6639 | 0.11204 | 50.9913 | 19.4285 | 3.3202 | 0.049794 | 22.7985 | 37.0624 | 4.6426 | 0.091836 | 41.7969 | 15.9253 | 2.7216 | 0.040816 | 18.6876
Statewide | 2024 | 2 | 1 | 0.22949 | 4.5268e-06 | 1.3777e-06 | 0.18811 | 3.7105e-06 | 1.1293e-06 | 0.28204 | 0.0015594 | 1.9878e-06 | 0.23118 | 0.0012782 | 1.6294e-06 | 36.1006 | 4.5222 | 0.089453 | 40.7123 | 15.512 | 2.6509 | 0.039757 | 18.2027 | 29.5913 | 3.7068 | 0.073323 | 33.3713 | 12.715 | 2.1729 | 0.032588 | 14.9205
Statewide | 2024 | 2 | 2 | 0.22095 | 4.3583e-06 | 1.3264e-06 | 0.18111 | 3.5725e-06 | 1.0873e-06 | 0.27154 | 0.0015013 | 1.9139e-06 | 0.22258 | 0.0012306 | 1.5688e-06 | 34.7574 | 4.3539 | 0.086124 | 39.1974 | 14.9348 | 2.5523 | 0.038277 | 17.5254 | 28.4902 | 3.5688 | 0.070595 | 32.1297 | 12.2419 | 2.0921 | 0.031376 | 14.3653
Statewide | 2024 | 2 | 3 | 0.22275 | 4.3938e-06 | 1.3372e-06 | 0.18258 | 3.6015e-06 | 1.0961e-06 | 0.27375 | 0.0015136 | 1.9294e-06 | 0.22439 | 0.0012406 | 1.5815e-06 | 35.0402 | 4.3893 | 0.086825 | 39.5163 | 15.0563 | 2.5731 | 0.038589 | 17.668 | 28.722 | 3.5979 | 0.071169 | 32.391 | 12.3415 | 2.1091 | 0.031631 | 14.4822
Statewide | 2024 | 2 | 4 | 0.22106 | 4.3605e-06 | 1.3271e-06 | 0.1812 | 3.5743e-06 | 1.0878e-06 | 0.27168 | 0.0015021 | 1.9148e-06 | 0.22269 | 0.0012313 | 1.5696e-06 | 34.7751 | 4.3561 | 0.086168 | 39.2173 | 14.9424 | 2.5536 | 0.038297 | 17.5343 | 28.5047 | 3.5707 | 0.070631 | 32.146 | 12.2481 | 2.0931 | 0.031391 | 14.3726
Statewide | 2024 | 2 | 5 | 0.21963 | 4.3323e-06 | 1.3185e-06 | 0.18003 | 3.5511e-06 | 1.0808e-06 | 0.26992 | 0.0014924 | 1.9024e-06 | 0.22125 | 0.0012233 | 1.5594e-06 | 34.5497 | 4.3279 | 0.085609 | 38.9632 | 14.8456 | 2.537 | 0.038049 | 17.4206 | 28.3199 | 3.5475 | 0.070173 | 31.9376 | 12.1687 | 2.0796 | 0.031188 | 14.2795
Statewide | 2024 | 2 | 6 | 0.24204 | 4.7743e-06 | 1.4531e-06 | 0.1984 | 3.9135e-06 | 1.1911e-06 | 0.29746 | 0.0016447 | 2.0966e-06 | 0.24383 | 0.0013481 | 1.7185e-06 | 38.0752 | 4.7695 | 0.094345 | 42.939 | 16.3604 | 2.7959 | 0.041931 | 19.1983 | 31.2097 | 3.9095 | 0.077334 | 35.1966 | 13.4104 | 2.2918 | 0.03437 | 15.7366
Statewide | 2024 | 2 | 7 | 0.24627 | 4.8578e-06 | 1.4785e-06 | 0.20187 | 3.9819e-06 | 1.2119e-06 | 0.30267 | 0.0016734 | 2.1332e-06 | 0.24809 | 0.0013717 | 1.7486e-06 | 38.7411 | 4.8529 | 0.095995 | 43.6901 | 16.6466 | 2.8448 | 0.042665 | 19.5341 | 31.7556 | 3.9779 | 0.078686 | 35.8122 | 13.645 | 2.3319 | 0.034972 | 16.0118
Statewide | 2024 | 2 | 8 | 0.2395 | 4.7243e-06 | 1.4378e-06 | 0.19632 | 3.8724e-06 | 1.1786e-06 | 0.29434 | 0.0016274 | 2.0746e-06 | 0.24127 | 0.001334 | 1.7005e-06 | 37.6761 | 4.7195 | 0.093356 | 42.489 | 16.1889 | 2.7666 | 0.041492 | 18.997 | 30.8826 | 3.8685 | 0.076523 | 34.8277 | 13.2699 | 2.2678 | 0.03401 | 15.5716
Statewide | 2024 | 2 | 9 | 0.2253 | 4.4442e-06 | 1.3526e-06 | 0.18468 | 3.6429e-06 | 1.1087e-06 | 0.27689 | 0.0015309 | 1.9516e-06 | 0.22697 | 0.0012549 | 1.5997e-06 | 35.4423 | 4.4397 | 0.087821 | 39.9698 | 15.2291 | 2.6026 | 0.039032 | 17.8707 | 29.0516 | 3.6392 | 0.071986 | 32.7627 | 12.4831 | 2.1333 | 0.031994 | 14.6484
Statewide | 2024 | 2 | 10 | 0.21303 | 4.2022e-06 | 1.2789e-06 | 0.17462 | 3.4445e-06 | 1.0483e-06 | 0.26182 | 0.0014476 | 1.8453e-06 | 0.21461 | 0.0011866 | 1.5126e-06 | 33.5125 | 4.198 | 0.083039 | 37.7935 | 14.3999 | 2.4609 | 0.036906 | 16.8977 | 27.4697 | 3.441 | 0.068066 | 30.9788 | 11.8034 | 2.0171 | 0.030252 | 13.8508
Statewide | 2024 | 2 | 11 | 0.20602 | 4.0639e-06 | 1.2368e-06 | 0.16887 | 3.3311e-06 | 1.0138e-06 | 0.2532 | 0.0013999 | 1.7846e-06 | 0.20754 | 0.0011475 | 1.4628e-06 | 32.4095 | 4.0598 | 0.080306 | 36.5496 | 13.9259 | 2.3799 | 0.035692 | 16.3415 | 26.5656 | 3.3278 | 0.065826 | 29.9592 | 11.4149 | 1.9508 | 0.029256 | 13.3949
Statewide | 2024 | 2 | 12 | 0.2025 | 3.9945e-06 | 1.2157e-06 | 0.16599 | 3.2742e-06 | 9.9651e-07 | 0.24888 | 0.001376 | 1.7541e-06 | 0.204 | 0.0011279 | 1.4378e-06 | 31.856 | 3.9905 | 0.078935 | 35.9254 | 13.6881 | 2.3392 | 0.035082 | 16.0625 | 26.112 | 3.2709 | 0.064702 | 29.4476 | 11.22 | 1.9174 | 0.028756 | 13.1662
Statewide | 2024 | 2 | 13 | 0.21493 | 4.2396e-06 | 1.2903e-06 | 0.17617 | 3.4751e-06 | 1.0576e-06 | 0.26414 | 0.0014604 | 1.8617e-06 | 0.21652 | 0.0011971 | 1.526e-06 | 33.8104 | 4.2353 | 0.083778 | 38.1294 | 14.5279 | 2.4827 | 0.037234 | 17.0479 | 27.7139 | 3.4716 | 0.068671 | 31.2542 | 11.9083 | 2.0351 | 0.030521 | 13.9739
Statewide | 2024 | 2 | 14 | 0.21868 | 4.3136e-06 | 1.3128e-06 | 0.17925 | 3.5358e-06 | 1.0761e-06 | 0.26876 | 0.001486 | 1.8943e-06 | 0.2203 | 0.001218 | 1.5527e-06 | 34.4011 | 4.3093 | 0.085241 | 38.7956 | 14.7817 | 2.5261 | 0.037885 | 17.3457 | 28.1981 | 3.5323 | 0.069871 | 31.8003 | 12.1164 | 2.0706 | 0.031054 | 14.2181
Statewide | 2024 | 2 | 15 | 0.22508 | 4.4398e-06 | 1.3512e-06 | 0.18449 | 3.6393e-06 | 1.1076e-06 | 0.27662 | 0.0015294 | 1.9497e-06 | 0.22674 | 0.0012536 | 1.5981e-06 | 35.4073 | 4.4353 | 0.087735 | 39.9304 | 15.2141 | 2.6 | 0.038993 | 17.8531 | 29.023 | 3.6356 | 0.071915 | 32.7304 | 12.4708 | 2.1312 | 0.031962 | 14.634
Statewide | 2024 | 2 | 16 | 0.24178 | 4.7693e-06 | 1.4515e-06 | 0.19819 | 3.9093e-06 | 1.1898e-06 | 0.29715 | 0.0016429 | 2.0944e-06 | 0.24357 | 0.0013467 | 1.7167e-06 | 38.0351 | 4.7645 | 0.094246 | 42.8938 | 16.3432 | 2.793 | 0.041887 | 19.1781 | 31.1769 | 3.9054 | 0.077252 | 35.1595 | 13.3963 | 2.2894 | 0.034334 | 15.72
Statewide | 2024 | 2 | 17 | 0.26139 | 5.156e-06 | 1.5692e-06 | 0.21426 | 4.2263e-06 | 1.2863e-06 | 0.32124 | 0.0017761 | 2.2642e-06 | 0.26332 | 0.0014559 | 1.8559e-06 | 41.1188 | 5.1508 | 0.10189 | 46.3715 | 17.6683 | 3.0194 | 0.045283 | 20.733 | 33.7046 | 4.222 | 0.083515 | 38.0102 | 14.4824 | 2.475 | 0.037118 | 16.9945
Statewide | 2024 | 2 | 18 | 0.32079 | 6.3277e-06 | 1.9258e-06 | 0.26294 | 5.1867e-06 | 1.5786e-06 | 0.39424 | 0.0021797 | 2.7787e-06 | 0.32316 | 0.0017867 | 2.2776e-06 | 50.463 | 6.3213 | 0.12504 | 56.9093 | 21.6833 | 3.7056 | 0.055574 | 25.4444 | 41.3639 | 5.1815 | 0.10249 | 46.6478 | 17.7735 | 3.0374 | 0.045553 | 20.8565
Statewide | 2024 | 2 | 19 | 0.311 | 6.1347e-06 | 1.8671e-06 | 0.25492 | 5.0285e-06 | 1.5304e-06 | 0.38222 | 0.0021133 | 2.6939e-06 | 0.3133 | 0.0017322 | 2.2082e-06 | 48.9238 | 6.1285 | 0.12123 | 55.1735 | 21.0219 | 3.5925 | 0.053878 | 24.6684 | 40.1022 | 5.0234 | 0.099368 | 45.225 | 17.2314 | 2.9448 | 0.044164 | 20.2204
Statewide | 2024 | 2 | 20 | 0.28305 | 5.5833e-06 | 1.6993e-06 | 0.23201 | 4.5766e-06 | 1.3929e-06 | 0.34787 | 0.0019233 | 2.4518e-06 | 0.28514 | 0.0015765 | 2.0097e-06 | 44.5269 | 5.5777 | 0.11033 | 50.2149 | 19.1327 | 3.2697 | 0.049036 | 22.4514 | 36.4981 | 4.572 | 0.090438 | 41.1605 | 15.6828 | 2.6801 | 0.040194 | 18.4031
Statewide | 2024 | 2 | 21 | 0.27118 | 5.3493e-06 | 1.628e-06 | 0.22229 | 4.3847e-06 | 1.3345e-06 | 0.33328 | 0.0018427 | 2.349e-06 | 0.27319 | 0.0015104 | 1.9255e-06 | 42.6602 | 5.3439 | 0.10571 | 48.1098 | 18.3306 | 3.1326 | 0.046981 | 21.5101 | 34.968 | 4.3803 | 0.086646 | 39.435 | 15.0253 | 2.5678 | 0.038509 | 17.6316
Statewide | 2024 | 2 | 22 | 0.25963 | 5.1213e-06 | 1.5586e-06 | 0.21281 | 4.1978e-06 | 1.2776e-06 | 0.31908 | 0.0017642 | 2.2489e-06 | 0.26154 | 0.0014461 | 1.8434e-06 | 40.8419 | 5.1161 | 0.1012 | 46.0592 | 17.5493 | 2.9991 | 0.044978 | 20.5933 | 33.4776 | 4.1936 | 0.082953 | 37.7541 | 14.3849 | 2.4583 | 0.036868 | 16.8801
Statewide | 2024 | 2 | 23 | 0.25248 | 4.9804e-06 | 1.5158e-06 | 0.20696 | 4.0824e-06 | 1.2425e-06 | 0.3103 | 0.0017156 | 2.187e-06 | 0.25435 | 0.0014063 | 1.7927e-06 | 39.7185 | 4.9754 | 0.098417 | 44.7923 | 17.0666 | 2.9166 | 0.043741 | 20.0269 | 32.5568 | 4.0782 | 0.080671 | 36.7157 | 13.9892 | 2.3907 | 0.035854 | 16.4158
Statewide | 2024 | 2 | 24 | 0.25734 | 5.0761e-06 | 1.5449e-06 | 0.21094 | 4.1609e-06 | 1.2663e-06 | 0.31627 | 0.0017486 | 2.2291e-06 | 0.25924 | 0.0014333 | 1.8272e-06 | 40.482 | 5.071 | 0.10031 | 45.6534 | 17.3946 | 2.9727 | 0.044582 | 20.4119 | 33.1826 | 4.1566 | 0.082222 | 37.4215 | 14.2582 | 2.4367 | 0.036543 | 16.7314
Statewide | 2024 | 3 | 1 | 0.2494 | 4.9195e-06 | 1.4972e-06 | 0.20443 | 4.0325e-06 | 1.2273e-06 | 0.30651 | 0.0016947 | 2.1603e-06 | 0.25124 | 0.0013891 | 1.7708e-06 | 39.2331 | 4.9146 | 0.097214 | 44.2448 | 16.858 | 2.8809 | 0.043206 | 19.7821 | 32.1589 | 4.0284 | 0.079685 | 36.267 | 13.8183 | 2.3615 | 0.035416 | 16.2152
Statewide | 2024 | 3 | 2 | 0.24056 | 4.7452e-06 | 1.4442e-06 | 0.19718 | 3.8896e-06 | 1.1838e-06 | 0.29565 | 0.0016346 | 2.0838e-06 | 0.24234 | 0.0013399 | 1.708e-06 | 37.8427 | 4.7404 | 0.093769 | 42.6768 | 16.2605 | 2.7788 | 0.041675 | 19.081 | 31.0192 | 3.8856 | 0.076861 | 34.9816 | 13.3285 | 2.2778 | 0.034161 | 15.6405
Statewide | 2024 | 3 | 3 | 0.25892 | 5.1073e-06 | 1.5544e-06 | 0.21223 | 4.1864e-06 | 1.2741e-06 | 0.31821 | 0.0017594 | 2.2428e-06 | 0.26083 | 0.0014421 | 1.8384e-06 | 40.7304 | 5.1021 | 0.10092 | 45.9335 | 17.5014 | 2.9909 | 0.044855 | 20.5371 | 33.3862 | 4.1821 | 0.082727 | 37.6511 | 14.3456 | 2.4516 | 0.036767 | 16.834
Statewide | 2024 | 3 | 4 | 0.26101 | 5.1485e-06 | 1.5669e-06 | 0.21394 | 4.2201e-06 | 1.2844e-06 | 0.32077 | 0.0017735 | 2.2609e-06 | 0.26293 | 0.0014537 | 1.8532e-06 | 41.0589 | 5.1433 | 0.10174 | 46.3039 | 17.6425 | 3.015 | 0.045217 | 20.7027 | 33.6555 | 4.2159 | 0.083394 | 37.9547 | 14.4613 | 2.4714 | 0.037064 | 16.9698
Statewide | 2024 | 3 | 5 | 0.27484 | 5.4214e-06 | 1.65e-06 | 0.22528 | 4.4439e-06 | 1.3525e-06 | 0.33778 | 0.0018676 | 2.3807e-06 | 0.27687 | 0.0015308 | 1.9514e-06 | 43.2356 | 5.4159 | 0.10713 | 48.7586 | 18.5778 | 3.1749 | 0.047614 | 21.8003 | 35.4397 | 4.4394 | 0.087815 | 39.9669 | 15.228 | 2.6024 | 0.039029 | 17.8694
Statewide | 2024 | 3 | 6 | 0.29355 | 5.7905e-06 | 1.7623e-06 | 0.24062 | 4.7464e-06 | 1.4446e-06 | 0.36078 | 0.0019947 | 2.5428e-06 | 0.29572 | 0.001635 | 2.0843e-06 | 46.1792 | 5.7847 | 0.11443 | 52.0783 | 19.8426 | 3.391 | 0.050856 | 23.2845 | 37.8526 | 4.7416 | 0.093794 | 42.688 | 16.2648 | 2.7796 | 0.041686 | 19.086
Statewide | 2024 | 3 | 7 | 0.30629 | 6.0417e-06 | 1.8388e-06 | 0.25106 | 4.9523e-06 | 1.5072e-06 | 0.37642 | 0.0020812 | 2.6531e-06 | 0.30855 | 0.0017059 | 2.1747e-06 | 48.1819 | 6.0355 | 0.11939 | 54.3368 | 20.7032 | 3.5381 | 0.053061 | 24.2943 | 39.4941 | 4.9473 | 0.097861 | 44.5392 | 16.9701 | 2.9001 | 0.043494 | 19.9137
Statewide | 2024 | 3 | 8 | 0.28265 | 5.5753e-06 | 1.6968e-06 | 0.23168 | 4.57e-06 | 1.3909e-06 | 0.34737 | 0.0019206 | 2.4483e-06 | 0.28473 | 0.0015743 | 2.0068e-06 | 44.4631 | 5.5697 | 0.11017 | 50.143 | 19.1052 | 3.265 | 0.048966 | 22.4192 | 36.4459 | 4.5654 | 0.090308 | 41.1016 | 15.6603 | 2.6763 | 0.040137 | 18.3767
Statewide | 2024 | 3 | 9 | 0.29593 | 5.8373e-06 | 1.7766e-06 | 0.24257 | 4.7848e-06 | 1.4562e-06 | 0.36369 | 0.0020108 | 2.5633e-06 | 0.29811 | 0.0016483 | 2.1011e-06 | 46.5524 | 5.8314 | 0.11535 | 52.4991 | 20.003 | 3.4184 | 0.051267 | 23.4727 | 38.1584 | 4.7799 | 0.094551 | 43.0329 | 16.3962 | 2.802 | 0.042023 | 19.2402
Statewide | 2024 | 3 | 10 | 0.27211 | 5.3674e-06 | 1.6336e-06 | 0.22304 | 4.3996e-06 | 1.339e-06 | 0.33441 | 0.001849 | 2.357e-06 | 0.27412 | 0.0015156 | 1.932e-06 | 42.8051 | 5.362 | 0.10607 | 48.2731 | 18.3928 | 3.1432 | 0.04714 | 21.5832 | 35.0868 | 4.3952 | 0.08694 | 39.5689 | 15.0764 | 2.5765 | 0.03864 | 17.6915
Statewide | 2024 | 3 | 11 | 0.26424 | 5.2124e-06 | 1.5864e-06 | 0.2166 | 4.2725e-06 | 1.3003e-06 | 0.32475 | 0.0017955 | 2.2889e-06 | 0.2662 | 0.0014718 | 1.8762e-06 | 41.5683 | 5.2071 | 0.103 | 46.8784 | 17.8614 | 3.0524 | 0.045778 | 20.9596 | 34.073 | 4.2682 | 0.084428 | 38.4257 | 14.6408 | 2.502 | 0.037524 | 17.1803
Statewide | 2024 | 3 | 12 | 0.25292 | 4.989e-06 | 1.5184e-06 | 0.20732 | 4.0894e-06 | 1.2446e-06 | 0.31084 | 0.0017186 | 2.1908e-06 | 0.25479 | 0.0014087 | 1.7958e-06 | 39.7873 | 4.984 | 0.098588 | 44.8698 | 17.0961 | 2.9216 | 0.043817 | 20.0616 | 32.6131 | 4.0853 | 0.080811 | 36.7793 | 14.0135 | 2.3948 | 0.035916 | 16.4442
Statewide | 2024 | 3 | 13 | 0.25911 | 5.1111e-06 | 1.5556e-06 | 0.21239 | 4.1895e-06 | 1.2751e-06 | 0.31844 | 0.0017607 | 2.2444e-06 | 0.26102 | 0.0014432 | 1.8397e-06 | 40.7609 | 5.1059 | 0.101 | 45.9678 | 17.5144 | 2.9931 | 0.044889 | 20.5524 | 33.4112 | 4.1853 | 0.082788 | 37.6792 | 14.3564 | 2.4534 | 0.036795 | 16.8466
Statewide | 2024 | 3 | 14 | 0.26831 | 5.2926e-06 | 1.6108e-06 | 0.21993 | 4.3383e-06 | 1.3203e-06 | 0.32975 | 0.0018232 | 2.3241e-06 | 0.27029 | 0.0014944 | 1.9051e-06 | 42.2081 | 5.2872 | 0.10459 | 47.5999 | 18.1363 | 3.0994 | 0.046483 | 21.2822 | 34.5975 | 4.3339 | 0.085728 | 39.0171 | 14.8661 | 2.5405 | 0.038101 | 17.4447
Statewide | 2024 | 3 | 15 | 0.27435 | 5.4117e-06 | 1.647e-06 | 0.22488 | 4.4359e-06 | 1.3501e-06 | 0.33717 | 0.0018642 | 2.3764e-06 | 0.27638 | 0.0015281 | 1.9479e-06 | 43.1581 | 5.4062 | 0.10694 | 48.6713 | 18.5445 | 3.1692 | 0.047529 | 21.7612 | 35.3762 | 4.4314 | 0.087657 | 39.8952 | 15.2007 | 2.5977 | 0.038959 | 17.8374
Statewide | 2024 | 3 | 16 | 0.29055 | 5.7312e-06 | 1.7443e-06 | 0.23816 | 4.6978e-06 | 1.4298e-06 | 0.35708 | 0.0019743 | 2.5167e-06 | 0.29269 | 0.0016183 | 2.0629e-06 | 45.706 | 5.7254 | 0.11325 | 51.5446 | 19.6393 | 3.3563 | 0.050335 | 23.0459 | 37.4646 | 4.693 | 0.092832 | 42.2505 | 16.0981 | 2.7511 | 0.041259 | 18.8904
Statewide | 2024 | 3 | 17 | 0.30334 | 5.9835e-06 | 1.8211e-06 | 0.24864 | 4.9046e-06 | 1.4927e-06 | 0.3728 | 0.0020612 | 2.6275e-06 | 0.30558 | 0.0016895 | 2.1538e-06 | 47.7183 | 5.9775 | 0.11824 | 53.8139 | 20.5039 | 3.504 | 0.052551 | 24.0605 | 39.1141 | 4.8996 | 0.096919 | 44.1106 | 16.8068 | 2.8722 | 0.043075 | 19.7221
Statewide | 2024 | 3 | 18 | 0.33209 | 6.5506e-06 | 1.9937e-06 | 0.27221 | 5.3695e-06 | 1.6342e-06 | 0.40813 | 0.0022565 | 2.8766e-06 | 0.33454 | 0.0018497 | 2.3579e-06 | 52.241 | 6.544 | 0.12945 | 58.9144 | 22.4473 | 3.8361 | 0.057532 | 26.3409 | 42.8213 | 5.364 | 0.10611 | 48.2914 | 18.3998 | 3.1444 | 0.047158 | 21.5913
Statewide | 2024 | 3 | 19 | 0.36131 | 7.127e-06 | 2.1691e-06 | 0.29616 | 5.8419e-06 | 1.778e-06 | 0.44404 | 0.0024551 | 3.1297e-06 | 0.36398 | 0.0020124 | 2.5654e-06 | 56.8374 | 7.1198 | 0.14084 | 64.098 | 24.4223 | 4.1737 | 0.062593 | 28.6586 | 46.5889 | 5.836 | 0.11544 | 52.5403 | 20.0187 | 3.4211 | 0.051307 | 23.4911
Statewide | 2024 | 3 | 20 | 0.34559 | 6.8169e-06 | 2.0747e-06 | 0.28327 | 5.5877e-06 | 1.7006e-06 | 0.42472 | 0.0023483 | 2.9935e-06 | 0.34814 | 0.0019249 | 2.4537e-06 | 54.3646 | 6.81 | 0.13471 | 61.3094 | 23.3598 | 3.9921 | 0.05987 | 27.4118 | 44.562 | 5.5821 | 0.11042 | 50.2545 | 19.1477 | 3.2723 | 0.049075 | 22.4691
Statewide | 2024 | 3 | 21 | 0.31037 | 6.1221e-06 | 1.8633e-06 | 0.2544 | 5.0182e-06 | 1.5273e-06 | 0.38144 | 0.0021089 | 2.6884e-06 | 0.31266 | 0.0017287 | 2.2037e-06 | 48.8237 | 6.1159 | 0.12098 | 55.0607 | 20.979 | 3.5852 | 0.053768 | 24.6179 | 40.0202 | 5.0132 | 0.099165 | 45.1325 | 17.1962 | 2.9387 | 0.044073 | 20.179
Statewide | 2024 | 3 | 22 | 0.29565 | 5.8319e-06 | 1.7749e-06 | 0.24234 | 4.7803e-06 | 1.4549e-06 | 0.36335 | 0.002009 | 2.561e-06 | 0.29783 | 0.0016467 | 2.0992e-06 | 46.5089 | 5.826 | 0.11524 | 52.4501 | 19.9843 | 3.4152 | 0.051219 | 23.4507 | 38.1228 | 4.7755 | 0.094463 | 42.9927 | 16.3809 | 2.7994 | 0.041984 | 19.2223
Statewide | 2024 | 3 | 23 | 0.28232 | 5.569e-06 | 1.6949e-06 | 0.23142 | 4.5648e-06 | 1.3893e-06 | 0.34697 | 0.0019184 | 2.4455e-06 | 0.28441 | 0.0015725 | 2.0046e-06 | 44.4126 | 5.5634 | 0.11005 | 50.086 | 19.0835 | 3.2613 | 0.04891 | 22.3937 | 36.4044 | 4.5602 | 0.090205 | 41.0549 | 15.6425 | 2.6732 | 0.040091 | 18.3559
Statewide | 2024 | 3 | 24 | 0.25756 | 5.0806e-06 | 1.5463e-06 | 0.21112 | 4.1645e-06 | 1.2675e-06 | 0.31654 | 0.0017501 | 2.231e-06 | 0.25947 | 0.0014346 | 1.8288e-06 | 40.5174 | 5.0754 | 0.1004 | 45.6932 | 17.4098 | 2.9753 | 0.044621 | 20.4297 | 33.2116 | 4.1603 | 0.082294 | 37.4542 | 14.2706 | 2.4388 | 0.036575 | 16.746
Statewide | 2024 | 4 | 1 | 0.1287 | 2.5387e-06 | 7.7263e-07 | 0.10549 | 2.0809e-06 | 6.3332e-07 | 0.15817 | 0.00087451 | 1.1148e-06 | 0.12965 | 0.00071683 | 9.1379e-07 | 20.2457 | 2.5361 | 0.050166 | 22.8319 | 8.6993 | 1.4867 | 0.022296 | 10.2083 | 16.5951 | 2.0788 | 0.04112 | 18.715 | 7.1307 | 1.2186 | 0.018276 | 8.3676
Statewide | 2024 | 4 | 2 | 0.11723 | 2.3123e-06 | 7.0375e-07 | 0.096088 | 1.8954e-06 | 5.7686e-07 | 0.14407 | 0.00079655 | 1.0154e-06 | 0.11809 | 0.00065292 | 8.3232e-07 | 18.4408 | 2.31 | 0.045694 | 20.7964 | 7.9238 | 1.3541 | 0.020308 | 9.2982 | 15.1157 | 1.8935 | 0.037455 | 17.0466 | 6.495 | 1.11 | 0.016646 | 7.6216
Statewide | 2024 | 4 | 3 | 0.13569 | 2.6765e-06 | 8.146e-07 | 0.11122 | 2.1939e-06 | 6.6772e-07 | 0.16676 | 0.00092201 | 1.1754e-06 | 0.13669 | 0.00075576 | 9.6342e-07 | 21.3453 | 2.6738 | 0.052891 | 24.072 | 9.1718 | 1.5674 | 0.023507 | 10.7627 | 17.4965 | 2.1917 | 0.043354 | 19.7315 | 7.518 | 1.2848 | 0.019268 | 8.8221
Statewide | 2024 | 4 | 4 | 0.15381 | 3.034e-06 | 9.234e-07 | 0.12608 | 2.487e-06 | 7.569e-07 | 0.18903 | 0.0010452 | 1.3323e-06 | 0.15495 | 0.0008567 | 1.0921e-06 | 24.1963 | 3.031 | 0.059955 | 27.2872 | 10.3969 | 1.7768 | 0.026647 | 12.2003 | 19.8334 | 2.4844 | 0.049145 | 22.367 | 8.5222 | 1.4564 | 0.021842 | 10.0004
Statewide | 2024 | 4 | 5 | 0.17846 | 3.5203e-06 | 1.0714e-06 | 0.14629 | 2.8856e-06 | 8.7821e-07 | 0.21933 | 0.0012127 | 1.5459e-06 | 0.17978 | 0.00099401 | 1.2671e-06 | 28.0744 | 3.5167 | 0.069564 | 31.6607 | 12.0632 | 2.0615 | 0.030918 | 14.1557 | 23.0122 | 2.8826 | 0.057021 | 25.9519 | 9.8881 | 1.6898 | 0.025343 | 11.6032
Statewide | 2024 | 4 | 6 | 0.21637 | 4.268e-06 | 1.299e-06 | 0.17736 | 3.4984e-06 | 1.0647e-06 | 0.26592 | 0.0014702 | 1.8742e-06 | 0.21797 | 0.0012051 | 1.5363e-06 | 34.0373 | 4.2637 | 0.08434 | 38.3853 | 14.6254 | 2.4994 | 0.037484 | 17.1623 | 27.8999 | 3.4949 | 0.069132 | 31.464 | 11.9883 | 2.0487 | 0.030725 | 14.0677
Statewide | 2024 | 4 | 7 | 0.23851 | 4.7047e-06 | 1.4319e-06 | 0.1955 | 3.8564e-06 | 1.1737e-06 | 0.29312 | 0.0016207 | 2.066e-06 | 0.24027 | 0.0013284 | 1.6935e-06 | 37.5199 | 4.6999 | 0.092969 | 42.3128 | 16.1218 | 2.7551 | 0.04132 | 18.9183 | 30.7546 | 3.8525 | 0.076206 | 34.6833 | 13.2149 | 2.2584 | 0.033869 | 15.5071
Statewide | 2024 | 4 | 8 | 0.21153 | 4.1725e-06 | 1.2699e-06 | 0.17338 | 3.4201e-06 | 1.0409e-06 | 0.25996 | 0.0014373 | 1.8323e-06 | 0.21309 | 0.0011782 | 1.5019e-06 | 33.2751 | 4.1682 | 0.082451 | 37.5258 | 14.2979 | 2.4434 | 0.036645 | 16.778 | 27.2752 | 3.4166 | 0.067584 | 30.7594 | 11.7198 | 2.0029 | 0.030037 | 13.7527
Statewide | 2024 | 4 | 9 | 0.21064 | 4.1549e-06 | 1.2645e-06 | 0.17266 | 3.4057e-06 | 1.0365e-06 | 0.25887 | 0.0014313 | 1.8246e-06 | 0.21219 | 0.0011732 | 1.4956e-06 | 33.1354 | 4.1507 | 0.082105 | 37.3682 | 14.2378 | 2.4332 | 0.036491 | 16.7075 | 27.1606 | 3.4023 | 0.0673 | 30.6302 | 11.6706 | 1.9944 | 0.029911 | 13.6949
Statewide | 2024 | 4 | 10 | 0.20921 | 4.1268e-06 | 1.256e-06 | 0.17149 | 3.3827e-06 | 1.0295e-06 | 0.25712 | 0.0014216 | 1.8122e-06 | 0.21076 | 0.0011653 | 1.4855e-06 | 32.9114 | 4.1227 | 0.08155 | 37.1157 | 14.1416 | 2.4167 | 0.036244 | 16.5946 | 26.9771 | 3.3793 | 0.066846 | 30.4232 | 11.5917 | 1.981 | 0.029709 | 13.6024
Statewide | 2024 | 4 | 11 | 0.19297 | 3.8064e-06 | 1.1585e-06 | 0.15817 | 3.12e-06 | 9.4957e-07 | 0.23715 | 0.0013112 | 1.6715e-06 | 0.19439 | 0.0010748 | 1.3701e-06 | 30.3556 | 3.8025 | 0.075217 | 34.2333 | 13.0434 | 2.2291 | 0.03343 | 15.3059 | 24.8821 | 3.1169 | 0.061654 | 28.0606 | 10.6915 | 1.8271 | 0.027402 | 12.546
Statewide | 2024 | 4 | 12 | 0.17798 | 3.5108e-06 | 1.0685e-06 | 0.14589 | 2.8777e-06 | 8.7583e-07 | 0.21874 | 0.0012094 | 1.5417e-06 | 0.1793 | 0.00099132 | 1.2637e-06 | 27.9982 | 3.5072 | 0.069376 | 31.5748 | 12.0305 | 2.0559 | 0.030834 | 14.1173 | 22.9498 | 2.8748 | 0.056866 | 25.8814 | 9.8612 | 1.6852 | 0.025274 | 11.5717
Statewide | 2024 | 4 | 13 | 0.17932 | 3.5371e-06 | 1.0765e-06 | 0.14698 | 2.8993e-06 | 8.824e-07 | 0.22038 | 0.0012185 | 1.5533e-06 | 0.18064 | 0.00099875 | 1.2732e-06 | 28.2083 | 3.5335 | 0.069896 | 31.8117 | 12.1207 | 2.0714 | 0.031065 | 14.2232 | 23.122 | 2.8964 | 0.057293 | 26.0757 | 9.9352 | 1.6979 | 0.025464 | 11.6586
Statewide | 2024 | 4 | 14 | 0.17702 | 3.4918e-06 | 1.0627e-06 | 0.1451 | 2.8622e-06 | 8.711e-07 | 0.21755 | 0.0012029 | 1.5334e-06 | 0.17833 | 0.00098596 | 1.2569e-06 | 27.847 | 3.4883 | 0.069001 | 31.4042 | 11.9655 | 2.0448 | 0.030667 | 14.041 | 22.8258 | 2.8593 | 0.056559 | 25.7417 | 9.808 | 1.6761 | 0.025137 | 11.5092
Statewide | 2024 | 4 | 15 | 0.18687 | 3.6862e-06 | 1.1219e-06 | 0.15318 | 3.0215e-06 | 9.1959e-07 | 0.22966 | 0.0012698 | 1.6187e-06 | 0.18825 | 0.0010408 | 1.3268e-06 | 29.3971 | 3.6824 | 0.072842 | 33.1524 | 12.6316 | 2.1587 | 0.032374 | 14.8226 | 24.0964 | 3.0185 | 0.059708 | 27.1746 | 10.3539 | 1.7694 | 0.026537 | 12.1499
Statewide | 2024 | 4 | 16 | 0.2153 | 4.247e-06 | 1.2926e-06 | 0.17648 | 3.4812e-06 | 1.0595e-06 | 0.2646 | 0.001463 | 1.865e-06 | 0.21689 | 0.0011992 | 1.5287e-06 | 33.8693 | 4.2427 | 0.083924 | 38.1959 | 14.5532 | 2.4871 | 0.037299 | 17.0776 | 27.7623 | 3.4777 | 0.068791 | 31.3087 | 11.9291 | 2.0386 | 0.030574 | 13.9983
Statewide | 2024 | 4 | 17 | 0.23662 | 4.6675e-06 | 1.4205e-06 | 0.19396 | 3.8259e-06 | 1.1644e-06 | 0.29081 | 0.0016079 | 2.0496e-06 | 0.23837 | 0.0013179 | 1.6801e-06 | 37.2232 | 4.6628 | 0.092234 | 41.9782 | 15.9943 | 2.7334 | 0.040993 | 18.7687 | 30.5114 | 3.822 | 0.075603 | 34.409 | 13.1104 | 2.2405 | 0.033601 | 15.3845
Statewide | 2024 | 4 | 18 | 0.25329 | 4.9964e-06 | 1.5206e-06 | 0.20762 | 4.0954e-06 | 1.2464e-06 | 0.31129 | 0.0017211 | 2.194e-06 | 0.25516 | 0.0014108 | 1.7984e-06 | 39.8457 | 4.9913 | 0.098732 | 44.9357 | 17.1212 | 2.9259 | 0.043881 | 20.091 | 32.661 | 4.0913 | 0.08093 | 36.8332 | 14.034 | 2.3983 | 0.035969 | 16.4683
Statewide | 2024 | 4 | 19 | 0.28497 | 5.6211e-06 | 1.7108e-06 | 0.23358 | 4.6075e-06 | 1.4023e-06 | 0.35022 | 0.0019363 | 2.4684e-06 | 0.28707 | 0.0015872 | 2.0233e-06 | 44.828 | 5.6154 | 0.11108 | 50.5545 | 19.262 | 3.2918 | 0.049368 | 22.6032 | 36.745 | 4.6029 | 0.091049 | 41.4389 | 15.7889 | 2.6982 | 0.040466 | 18.5276
Statewide | 2024 | 4 | 20 | 0.2752 | 5.4286e-06 | 1.6522e-06 | 0.22558 | 4.4497e-06 | 1.3543e-06 | 0.33822 | 0.00187 | 2.3838e-06 | 0.27724 | 0.0015328 | 1.954e-06 | 43.2925 | 5.4231 | 0.10727 | 48.8229 | 18.6023 | 3.179 | 0.047677 | 21.829 | 35.4864 | 4.4452 | 0.08793 | 40.0195 | 15.248 | 2.6058 | 0.03908 | 17.8929
Statewide | 2024 | 4 | 21 | 0.23848 | 4.7041e-06 | 1.4317e-06 | 0.19548 | 3.8559e-06 | 1.1735e-06 | 0.29309 | 0.0016205 | 2.0657e-06 | 0.24024 | 0.0013283 | 1.6932e-06 | 37.5149 | 4.6993 | 0.092957 | 42.3072 | 16.1197 | 2.7548 | 0.041314 | 18.9158 | 30.7505 | 3.852 | 0.076196 | 34.6787 | 13.2131 | 2.2581 | 0.033865 | 15.505
Statewide | 2024 | 4 | 22 | 0.1996 | 3.9373e-06 | 1.1983e-06 | 0.16361 | 3.2273e-06 | 9.8223e-07 | 0.24531 | 0.0013563 | 1.729e-06 | 0.20108 | 0.0011117 | 1.4172e-06 | 31.3995 | 3.9333 | 0.077804 | 35.4106 | 13.492 | 2.3057 | 0.034579 | 15.8323 | 25.7378 | 3.2241 | 0.063775 | 29.0256 | 11.0592 | 1.89 | 0.028344 | 12.9775
Statewide | 2024 | 4 | 23 | 0.17922 | 3.5353e-06 | 1.0759e-06 | 0.14691 | 2.8978e-06 | 8.8194e-07 | 0.22026 | 0.0012178 | 1.5524e-06 | 0.18055 | 0.00099823 | 1.2725e-06 | 28.1935 | 3.5317 | 0.06986 | 31.7951 | 12.1144 | 2.0703 | 0.031049 | 14.2158 | 23.1099 | 2.8949 | 0.057263 | 26.062 | 9.93 | 1.697 | 0.02545 | 11.6525
Statewide | 2024 | 4 | 24 | 0.17221 | 3.3969e-06 | 1.0339e-06 | 0.14116 | 2.7844e-06 | 8.4743e-07 | 0.21164 | 0.0011702 | 1.4917e-06 | 0.17348 | 0.00095917 | 1.2227e-06 | 27.0904 | 3.3935 | 0.067126 | 30.5511 | 11.6404 | 1.9893 | 0.029834 | 13.6595 | 22.2057 | 2.7816 | 0.055023 | 25.0423 | 9.5415 | 1.6306 | 0.024455 | 11.1966
Statewide | 2024 | 5 | 1 | 0.16195 | 3.1945e-06 | 9.7225e-07 | 0.13275 | 2.6185e-06 | 7.9694e-07 | 0.19903 | 0.0011004 | 1.4028e-06 | 0.16314 | 0.00090202 | 1.1499e-06 | 25.4762 | 3.1913 | 0.063127 | 28.7307 | 10.9468 | 1.8708 | 0.028056 | 12.8456 | 20.8826 | 2.6159 | 0.051744 | 23.5502 | 8.973 | 1.5334 | 0.022997 | 10.5294
Statewide | 2024 | 5 | 2 | 0.16242 | 3.2038e-06 | 9.7507e-07 | 0.13313 | 2.6261e-06 | 7.9925e-07 | 0.19961 | 0.0011036 | 1.4069e-06 | 0.16362 | 0.00090464 | 1.1532e-06 | 25.5501 | 3.2005 | 0.06331 | 28.8139 | 10.9785 | 1.8762 | 0.028138 | 12.8829 | 20.9431 | 2.6234 | 0.051894 | 23.6184 | 8.999 | 1.5379 | 0.023064 | 10.5599
Statewide | 2024 | 5 | 3 | 0.16994 | 3.3521e-06 | 1.0202e-06 | 0.13929 | 2.7476e-06 | 8.3624e-07 | 0.20885 | 0.0011547 | 1.472e-06 | 0.17119 | 0.0009465 | 1.2066e-06 | 26.7326 | 3.3487 | 0.06624 | 30.1475 | 11.4866 | 1.963 | 0.02944 | 13.4791 | 21.9123 | 2.7449 | 0.054296 | 24.7115 | 9.4155 | 1.6091 | 0.024131 | 11.0486
Statewide | 2024 | 5 | 4 | 0.18154 | 3.5811e-06 | 1.0899e-06 | 0.14881 | 2.9354e-06 | 8.9337e-07 | 0.22312 | 0.0012336 | 1.5726e-06 | 0.18289 | 0.0010112 | 1.289e-06 | 28.5589 | 3.5774 | 0.070765 | 32.2071 | 12.2714 | 2.0971 | 0.031451 | 14.4 | 23.4093 | 2.9324 | 0.058005 | 26.3997 | 10.0587 | 1.719 | 0.02578 | 11.8035
Statewide | 2024 | 5 | 5 | 0.20716 | 4.0864e-06 | 1.2437e-06 | 0.16981 | 3.3496e-06 | 1.0194e-06 | 0.2546 | 0.0014077 | 1.7945e-06 | 0.20869 | 0.0011539 | 1.4709e-06 | 32.5891 | 4.0823 | 0.080751 | 36.7522 | 14.0031 | 2.3931 | 0.03589 | 16.4321 | 26.7129 | 3.3462 | 0.066191 | 30.1253 | 11.4782 | 1.9616 | 0.029418 | 13.4692
Statewide | 2024 | 5 | 6 | 0.2216 | 4.3713e-06 | 1.3304e-06 | 0.18165 | 3.5831e-06 | 1.0905e-06 | 0.27235 | 0.0015058 | 1.9196e-06 | 0.22324 | 0.0012343 | 1.5734e-06 | 34.8606 | 4.3668 | 0.08638 | 39.3138 | 14.9792 | 2.5599 | 0.038391 | 17.5774 | 28.5748 | 3.5794 | 0.070805 | 32.225 | 12.2782 | 2.0983 | 0.031469 | 14.408
Statewide | 2024 | 5 | 7 | 0.22488 | 4.4358e-06 | 1.35e-06 | 0.18433 | 3.636e-06 | 1.1066e-06 | 0.27637 | 0.001528 | 1.9479e-06 | 0.22654 | 0.0012525 | 1.5967e-06 | 35.3755 | 4.4313 | 0.087656 | 39.8945 | 15.2004 | 2.5977 | 0.038958 | 17.8371 | 28.9969 | 3.6323 | 0.07185 | 32.701 | 12.4596 | 2.1293 | 0.031933 | 14.6208
Statewide | 2024 | 5 | 8 | 0.21182 | 4.1782e-06 | 1.2716e-06 | 0.17362 | 3.4248e-06 | 1.0423e-06 | 0.26032 | 0.0014393 | 1.8348e-06 | 0.21338 | 0.0011798 | 1.5039e-06 | 33.3208 | 4.1739 | 0.082564 | 37.5773 | 14.3175 | 2.4468 | 0.036695 | 16.801 | 27.3126 | 3.4213 | 0.067677 | 30.8016 | 11.7359 | 2.0056 | 0.030079 | 13.7716
Statewide | 2024 | 5 | 9 | 0.20322 | 4.0086e-06 | 1.22e-06 | 0.16658 | 3.2858e-06 | 1e-06 | 0.24975 | 0.0013809 | 1.7603e-06 | 0.20472 | 0.0011319 | 1.4429e-06 | 31.9686 | 4.0046 | 0.079214 | 36.0524 | 13.7365 | 2.3475 | 0.035206 | 16.1192 | 26.2043 | 3.2825 | 0.064931 | 29.5517 | 11.2596 | 1.9242 | 0.028858 | 13.2127
Statewide | 2024 | 5 | 10 | 0.19689 | 3.8837e-06 | 1.182e-06 | 0.16139 | 3.1834e-06 | 9.6887e-07 | 0.24197 | 0.0013379 | 1.7055e-06 | 0.19834 | 0.0010966 | 1.3979e-06 | 30.9724 | 3.8798 | 0.076746 | 34.929 | 13.3085 | 2.2744 | 0.034109 | 15.6169 | 25.3877 | 3.1802 | 0.062907 | 28.6308 | 10.9088 | 1.8643 | 0.027959 | 12.801
Statewide | 2024 | 5 | 11 | 0.1698 | 3.3494e-06 | 1.0194e-06 | 0.13918 | 2.7454e-06 | 8.3557e-07 | 0.20868 | 0.0011538 | 1.4708e-06 | 0.17105 | 0.00094574 | 1.2056e-06 | 26.711 | 3.346 | 0.066186 | 30.1231 | 11.4774 | 1.9614 | 0.029416 | 13.4682 | 21.8947 | 2.7426 | 0.054252 | 24.6916 | 9.4079 | 1.6078 | 0.024112 | 11.0397
Statewide | 2024 | 5 | 12 | 0.16621 | 3.2785e-06 | 9.9781e-07 | 0.13624 | 2.6874e-06 | 8.1789e-07 | 0.20427 | 0.0011294 | 1.4397e-06 | 0.16743 | 0.00092574 | 1.1801e-06 | 26.1461 | 3.2752 | 0.064786 | 29.486 | 11.2346 | 1.9199 | 0.028794 | 13.1834 | 21.4316 | 2.6846 | 0.053105 | 24.1693 | 9.2089 | 1.5738 | 0.023602 | 10.8062
Statewide | 2024 | 5 | 13 | 0.16109 | 3.1776e-06 | 9.6711e-07 | 0.13205 | 2.6047e-06 | 7.9273e-07 | 0.19798 | 0.0010946 | 1.3954e-06 | 0.16228 | 0.00089725 | 1.1438e-06 | 25.3415 | 3.1744 | 0.062793 | 28.5787 | 10.8889 | 1.8609 | 0.027908 | 12.7777 | 20.7721 | 2.602 | 0.051471 | 23.4256 | 8.9255 | 1.5253 | 0.022876 | 10.4737
Statewide | 2024 | 5 | 14 | 0.16195 | 3.1946e-06 | 9.7227e-07 | 0.13275 | 2.6186e-06 | 7.9696e-07 | 0.19904 | 0.0011005 | 1.4028e-06 | 0.16315 | 0.00090204 | 1.1499e-06 | 25.4768 | 3.1914 | 0.063128 | 28.7313 | 10.9471 | 1.8708 | 0.028057 | 12.8459 | 20.883 | 2.6159 | 0.051745 | 23.5507 | 8.9732 | 1.5335 | 0.022998 | 10.5297
Statewide | 2024 | 5 | 15 | 0.17786 | 3.5085e-06 | 1.0678e-06 | 0.14579 | 2.8759e-06 | 8.7526e-07 | 0.21859 | 0.0012086 | 1.5407e-06 | 0.17918 | 0.00099067 | 1.2629e-06 | 27.9799 | 3.5049 | 0.069331 | 31.5542 | 12.0226 | 2.0546 | 0.030814 | 14.1081 | 22.9348 | 2.8729 | 0.056829 | 25.8646 | 9.8548 | 1.6841 | 0.025258 | 11.5642
Statewide | 2024 | 5 | 16 | 0.19127 | 3.7729e-06 | 1.1483e-06 | 0.15678 | 3.0926e-06 | 9.4123e-07 | 0.23507 | 0.0012997 | 1.6568e-06 | 0.19268 | 0.0010653 | 1.3581e-06 | 30.0887 | 3.7691 | 0.074556 | 33.9324 | 12.9288 | 2.2095 | 0.033136 | 15.1714 | 24.6634 | 3.0895 | 0.061113 | 27.814 | 10.5975 | 1.8111 | 0.027161 | 12.4358
Statewide | 2024 | 5 | 17 | 0.20413 | 4.0266e-06 | 1.2255e-06 | 0.16732 | 3.3005e-06 | 1.0045e-06 | 0.25087 | 0.0013871 | 1.7682e-06 | 0.20564 | 0.001137 | 1.4494e-06 | 32.1116 | 4.0225 | 0.079568 | 36.2136 | 13.7979 | 2.358 | 0.035364 | 16.1913 | 26.3215 | 3.2972 | 0.065221 | 29.6839 | 11.31 | 1.9328 | 0.028987 | 13.2718
Statewide | 2024 | 5 | 18 | 0.21513 | 4.2436e-06 | 1.2915e-06 | 0.17634 | 3.4784e-06 | 1.0586e-06 | 0.26439 | 0.0014618 | 1.8635e-06 | 0.21672 | 0.0011982 | 1.5275e-06 | 33.8425 | 4.2393 | 0.083857 | 38.1656 | 14.5417 | 2.4851 | 0.03727 | 17.0641 | 27.7402 | 3.4749 | 0.068737 | 31.2839 | 11.9196 | 2.037 | 0.03055 | 13.9872
Statewide | 2024 | 5 | 19 | 0.24435 | 4.8199e-06 | 1.4669e-06 | 0.20029 | 3.9508e-06 | 1.2024e-06 | 0.3003 | 0.0016604 | 2.1166e-06 | 0.24615 | 0.001361 | 1.7349e-06 | 38.4385 | 4.815 | 0.095246 | 43.3488 | 16.5166 | 2.8226 | 0.042331 | 19.3815 | 31.5076 | 3.9468 | 0.078072 | 35.5325 | 13.5384 | 2.3137 | 0.034698 | 15.8868
Statewide | 2024 | 5 | 20 | 0.26231 | 5.1741e-06 | 1.5747e-06 | 0.21501 | 4.2412e-06 | 1.2908e-06 | 0.32237 | 0.0017824 | 2.2721e-06 | 0.26424 | 0.001461 | 1.8624e-06 | 41.2634 | 5.1689 | 0.10225 | 46.5345 | 17.7303 | 3.03 | 0.045442 | 20.8058 | 33.8231 | 4.2369 | 0.083809 | 38.1437 | 14.5333 | 2.4837 | 0.037248 | 17.0543
Statewide | 2024 | 5 | 21 | 0.22773 | 4.492e-06 | 1.3671e-06 | 0.18666 | 3.6821e-06 | 1.1206e-06 | 0.27987 | 0.0015474 | 1.9726e-06 | 0.22941 | 0.0012684 | 1.6169e-06 | 35.8237 | 4.4875 | 0.088766 | 40.4 | 15.393 | 2.6306 | 0.039452 | 18.063 | 29.3643 | 3.6783 | 0.072761 | 33.1154 | 12.6175 | 2.1563 | 0.032338 | 14.8061
Statewide | 2024 | 5 | 22 | 0.20026 | 3.9502e-06 | 1.2022e-06 | 0.16415 | 3.2379e-06 | 9.8546e-07 | 0.24612 | 0.0013608 | 1.7347e-06 | 0.20174 | 0.0011154 | 1.4219e-06 | 31.5028 | 3.9462 | 0.07806 | 35.5271 | 13.5364 | 2.3133 | 0.034693 | 15.8844 | 25.8225 | 3.2347 | 0.063985 | 29.1211 | 11.0956 | 1.8962 | 0.028438 | 13.0202
Statewide | 2024 | 5 | 23 | 0.20373 | 4.0187e-06 | 1.2231e-06 | 0.167 | 3.2941e-06 | 1.0026e-06 | 0.25038 | 0.0013844 | 1.7648e-06 | 0.20524 | 0.0011347 | 1.4465e-06 | 32.0493 | 4.0147 | 0.079414 | 36.1433 | 13.7712 | 2.3534 | 0.035295 | 16.1599 | 26.2704 | 3.2908 | 0.065094 | 29.6262 | 11.2881 | 1.9291 | 0.028931 | 13.2461
Statewide | 2024 | 5 | 24 | 0.18597 | 3.6683e-06 | 1.1164e-06 | 0.15244 | 3.0069e-06 | 9.1514e-07 | 0.22855 | 0.0012637 | 1.6109e-06 | 0.18734 | 0.0010358 | 1.3204e-06 | 29.2547 | 3.6646 | 0.072489 | 32.9918 | 12.5704 | 2.1482 | 0.032217 | 14.7508 | 23.9797 | 3.0038 | 0.059419 | 27.043 | 10.3038 | 1.7609 | 0.026408 | 12.0911
Statewide | 2024 | 6 | 1 | 0.22973 | 4.5315e-06 | 1.3791e-06 | 0.1883 | 3.7144e-06 | 1.1305e-06 | 0.28233 | 0.001561 | 1.9899e-06 | 0.23142 | 0.0012795 | 1.6311e-06 | 36.1382 | 4.5269 | 0.089546 | 40.7546 | 15.5281 | 2.6537 | 0.039798 | 18.2216 | 29.622 | 3.7106 | 0.073399 | 33.406 | 12.7282 | 2.1752 | 0.032622 | 14.936
Statewide | 2024 | 6 | 2 | 0.22042 | 4.348e-06 | 1.3233e-06 | 0.18068 | 3.564e-06 | 1.0847e-06 | 0.2709 | 0.0014978 | 1.9093e-06 | 0.22205 | 0.0012277 | 1.5651e-06 | 34.675 | 4.3436 | 0.08592 | 39.1045 | 14.8994 | 2.5462 | 0.038187 | 17.4838 | 28.4227 | 3.5604 | 0.070428 | 32.0535 | 12.2129 | 2.0871 | 0.031301 | 14.3313
Statewide | 2024 | 6 | 3 | 0.21539 | 4.2488e-06 | 1.2931e-06 | 0.17656 | 3.4827e-06 | 1.0599e-06 | 0.26472 | 0.0014636 | 1.8658e-06 | 0.21699 | 0.0011997 | 1.5293e-06 | 33.8838 | 4.2445 | 0.08396 | 38.2123 | 14.5595 | 2.4881 | 0.037315 | 17.0849 | 27.7742 | 3.4791 | 0.068821 | 31.3221 | 11.9342 | 2.0395 | 0.030587 | 14.0043
Statewide | 2024 | 6 | 4 | 0.21671 | 4.2748e-06 | 1.301e-06 | 0.17764 | 3.504e-06 | 1.0664e-06 | 0.26634 | 0.0014726 | 1.8772e-06 | 0.21831 | 0.0012071 | 1.5387e-06 | 34.0914 | 4.2705 | 0.084474 | 38.4463 | 14.6486 | 2.5034 | 0.037544 | 17.1896 | 27.9443 | 3.5005 | 0.069242 | 31.514 | 12.0073 | 2.052 | 0.030774 | 14.0901
Statewide | 2024 | 6 | 5 | 0.22644 | 4.4666e-06 | 1.3594e-06 | 0.18561 | 3.6612e-06 | 1.1143e-06 | 0.27829 | 0.0015386 | 1.9614e-06 | 0.22811 | 0.0012612 | 1.6077e-06 | 35.6207 | 4.462 | 0.088263 | 40.171 | 15.3058 | 2.6157 | 0.039228 | 17.9607 | 29.1978 | 3.6575 | 0.072348 | 32.9277 | 12.5459 | 2.144 | 0.032155 | 14.7221
Statewide | 2024 | 6 | 6 | 0.24743 | 4.8806e-06 | 1.4854e-06 | 0.20281 | 4.0006e-06 | 1.2176e-06 | 0.30408 | 0.0016813 | 2.1432e-06 | 0.24925 | 0.0013781 | 1.7568e-06 | 38.9228 | 4.8757 | 0.096446 | 43.895 | 16.7247 | 2.8582 | 0.042865 | 19.6257 | 31.9046 | 3.9965 | 0.079055 | 35.9802 | 13.709 | 2.3428 | 0.035136 | 16.0869
Statewide | 2024 | 6 | 7 | 0.24045 | 4.7429e-06 | 1.4435e-06 | 0.19709 | 3.8877e-06 | 1.1832e-06 | 0.2955 | 0.0016338 | 2.0828e-06 | 0.24222 | 0.0013392 | 1.7072e-06 | 37.8245 | 4.7381 | 0.093724 | 42.6564 | 16.2527 | 2.7775 | 0.041655 | 19.0719 | 31.0043 | 3.8838 | 0.076825 | 34.9649 | 13.3222 | 2.2767 | 0.034144 | 15.633
Statewide | 2024 | 6 | 8 | 0.21205 | 4.1828e-06 | 1.273e-06 | 0.17381 | 3.4285e-06 | 1.0435e-06 | 0.2606 | 0.0014409 | 1.8368e-06 | 0.21361 | 0.0011811 | 1.5056e-06 | 33.3573 | 4.1785 | 0.082655 | 37.6184 | 14.3332 | 2.4495 | 0.036735 | 16.8194 | 27.3425 | 3.4251 | 0.067751 | 30.8354 | 11.7487 | 2.0078 | 0.030112 | 13.7867
Statewide | 2024 | 6 | 9 | 0.21007 | 4.1437e-06 | 1.2611e-06 | 0.17219 | 3.3965e-06 | 1.0337e-06 | 0.25817 | 0.0014274 | 1.8196e-06 | 0.21162 | 0.00117 | 1.4915e-06 | 33.0459 | 4.1395 | 0.081883 | 37.2673 | 14.1994 | 2.4266 | 0.036393 | 16.6624 | 27.0873 | 3.3931 | 0.067119 | 30.5475 | 11.6391 | 1.9891 | 0.029831 | 13.658
Statewide | 2024 | 6 | 10 | 0.22481 | 4.4345e-06 | 1.3496e-06 | 0.18427 | 3.6349e-06 | 1.1063e-06 | 0.27629 | 0.0015276 | 1.9473e-06 | 0.22647 | 0.0012521 | 1.5962e-06 | 35.3647 | 4.43 | 0.087629 | 39.8823 | 15.1958 | 2.5969 | 0.038946 | 17.8316 | 28.988 | 3.6312 | 0.071828 | 32.691 | 12.4558 | 2.1286 | 0.031924 | 14.6163
Statewide | 2024 | 6 | 11 | 0.23054 | 4.5475e-06 | 1.384e-06 | 0.18897 | 3.7275e-06 | 1.1345e-06 | 0.28333 | 0.0015665 | 1.997e-06 | 0.23224 | 0.0012841 | 1.6369e-06 | 36.2663 | 4.5429 | 0.089863 | 40.899 | 15.5832 | 2.6631 | 0.039939 | 18.2862 | 29.727 | 3.7238 | 0.073659 | 33.5244 | 12.7733 | 2.1829 | 0.032738 | 14.989
Statewide | 2024 | 6 | 12 | 0.24159 | 4.7654e-06 | 1.4503e-06 | 0.19802 | 3.9061e-06 | 1.1888e-06 | 0.29691 | 0.0016416 | 2.0926e-06 | 0.24337 | 0.0013456 | 1.7153e-06 | 38.0039 | 4.7606 | 0.094169 | 42.8587 | 16.3298 | 2.7907 | 0.041853 | 19.1623 | 31.1513 | 3.9022 | 0.077189 | 35.1307 | 13.3853 | 2.2875 | 0.034306 | 15.7071
Statewide | 2024 | 6 | 13 | 0.26279 | 5.1837e-06 | 1.5776e-06 | 0.21541 | 4.249e-06 | 1.2932e-06 | 0.32297 | 0.0017857 | 2.2763e-06 | 0.26473 | 0.0014637 | 1.8659e-06 | 41.3397 | 5.1784 | 0.10243 | 46.6205 | 17.7631 | 3.0356 | 0.045526 | 20.8443 | 33.8856 | 4.2447 | 0.083964 | 38.2143 | 14.5602 | 2.4883 | 0.037317 | 17.0858
Statewide | 2024 | 6 | 14 | 0.28241 | 5.5706e-06 | 1.6954e-06 | 0.23148 | 4.5662e-06 | 1.3897e-06 | 0.34707 | 0.001919 | 2.4462e-06 | 0.28449 | 0.0015729 | 2.0051e-06 | 44.4254 | 5.565 | 0.11008 | 50.1004 | 19.089 | 3.2622 | 0.048925 | 22.4002 | 36.4149 | 4.5615 | 0.090231 | 41.0667 | 15.647 | 2.674 | 0.040103 | 18.3612
Statewide | 2024 | 6 | 15 | 0.30907 | 6.0967e-06 | 1.8555e-06 | 0.25334 | 4.9974e-06 | 1.5209e-06 | 0.37985 | 0.0021002 | 2.6772e-06 | 0.31136 | 0.0017215 | 2.1945e-06 | 48.6207 | 6.0905 | 0.12048 | 54.8316 | 20.8917 | 3.5703 | 0.053545 | 24.5155 | 39.8537 | 4.9923 | 0.098752 | 44.9448 | 17.1247 | 2.9265 | 0.04389 | 20.0951
Statewide | 2024 | 6 | 16 | 0.35593 | 7.0209e-06 | 2.1368e-06 | 0.29175 | 5.7549e-06 | 1.7515e-06 | 0.43743 | 0.0024185 | 3.0831e-06 | 0.35856 | 0.0019824 | 2.5272e-06 | 55.9912 | 7.0138 | 0.13874 | 63.1437 | 24.0587 | 4.1115 | 0.061662 | 28.2319 | 45.8953 | 5.7491 | 0.11372 | 51.7581 | 19.7206 | 3.3702 | 0.050543 | 23.1413
Statewide | 2024 | 6 | 17 | 0.29152 | 5.7503e-06 | 1.7501e-06 | 0.23895 | 4.7135e-06 | 1.4345e-06 | 0.35827 | 0.0019809 | 2.5251e-06 | 0.29367 | 0.0016237 | 2.0698e-06 | 45.8584 | 5.7445 | 0.11363 | 51.7166 | 19.7048 | 3.3675 | 0.050503 | 23.1228 | 37.5896 | 4.7087 | 0.093142 | 42.3914 | 16.1518 | 2.7603 | 0.041396 | 18.9534
Statewide | 2024 | 6 | 18 | 0.29353 | 5.7901e-06 | 1.7622e-06 | 0.2406 | 4.746e-06 | 1.4444e-06 | 0.36075 | 0.0019945 | 2.5426e-06 | 0.2957 | 0.0016349 | 2.0841e-06 | 46.1755 | 5.7842 | 0.11442 | 52.0741 | 19.841 | 3.3907 | 0.050852 | 23.2826 | 37.8495 | 4.7412 | 0.093786 | 42.6845 | 16.2634 | 2.7793 | 0.041683 | 19.0845
Statewide | 2024 | 6 | 19 | 0.28882 | 5.6972e-06 | 1.7339e-06 | 0.23674 | 4.6699e-06 | 1.4213e-06 | 0.35496 | 0.0019626 | 2.5018e-06 | 0.29096 | 0.0016087 | 2.0507e-06 | 45.4347 | 5.6914 | 0.11258 | 51.2387 | 19.5227 | 3.3363 | 0.050036 | 22.9091 | 37.2423 | 4.6652 | 0.092281 | 41.9997 | 16.0025 | 2.7348 | 0.041014 | 18.7783
Statewide | 2024 | 6 | 20 | 0.28205 | 5.5637e-06 | 1.6933e-06 | 0.2312 | 4.5605e-06 | 1.388e-06 | 0.34664 | 0.0019166 | 2.4432e-06 | 0.28414 | 0.001571 | 2.0026e-06 | 44.37 | 5.558 | 0.10994 | 50.038 | 19.0652 | 3.2582 | 0.048864 | 22.3723 | 36.3695 | 4.5558 | 0.090119 | 41.0155 | 15.6275 | 2.6707 | 0.040053 | 18.3383
Statewide | 2024 | 6 | 21 | 0.27251 | 5.3754e-06 | 1.636e-06 | 0.22337 | 4.4062e-06 | 1.341e-06 | 0.33491 | 0.0018517 | 2.3605e-06 | 0.27452 | 0.0015178 | 1.9349e-06 | 42.8688 | 5.37 | 0.10622 | 48.345 | 18.4202 | 3.1479 | 0.04721 | 21.6153 | 35.139 | 4.4017 | 0.08707 | 39.6278 | 15.0988 | 2.5803 | 0.038698 | 17.7178
Statewide | 2024 | 6 | 22 | 0.24485 | 4.8299e-06 | 1.47e-06 | 0.2007 | 3.959e-06 | 1.2049e-06 | 0.30092 | 0.0016638 | 2.1209e-06 | 0.24666 | 0.0013638 | 1.7385e-06 | 38.5181 | 4.825 | 0.095443 | 43.4386 | 16.5508 | 2.8284 | 0.042419 | 19.4216 | 31.5728 | 3.955 | 0.078233 | 35.606 | 13.5664 | 2.3184 | 0.03477 | 15.9197
Statewide | 2024 | 6 | 23 | 0.22819 | 4.5012e-06 | 1.3699e-06 | 0.18705 | 3.6896e-06 | 1.1229e-06 | 0.28045 | 0.0015506 | 1.9766e-06 | 0.22988 | 0.001271 | 1.6202e-06 | 35.897 | 4.4967 | 0.088948 | 40.4826 | 15.4245 | 2.636 | 0.039532 | 18.1 | 29.4243 | 3.6859 | 0.07291 | 33.1831 | 12.6433 | 2.1607 | 0.032404 | 14.8363
Statewide | 2024 | 6 | 24 | 0.23013 | 4.5395e-06 | 1.3816e-06 | 0.18864 | 3.7209e-06 | 1.1325e-06 | 0.28283 | 0.0015637 | 1.9934e-06 | 0.23183 | 0.0012818 | 1.634e-06 | 36.2021 | 4.5349 | 0.089704 | 40.8267 | 15.5556 | 2.6584 | 0.039868 | 18.2538 | 29.6744 | 3.7172 | 0.073529 | 33.4651 | 12.7507 | 2.179 | 0.03268 | 14.9624
Statewide | 2024 | 7 | 1 | 0.27221 | 5.3695e-06 | 1.6342e-06 | 0.22313 | 4.4013e-06 | 1.3395e-06 | 0.33454 | 0.0018497 | 2.3579e-06 | 0.27422 | 0.0015162 | 1.9328e-06 | 42.8216 | 5.3641 | 0.10611 | 48.2918 | 18.3999 | 3.1445 | 0.047158 | 21.5915 | 35.1004 | 4.3969 | 0.086974 | 39.5842 | 15.0822 | 2.5775 | 0.038655 | 17.6983
Statewide | 2024 | 7 | 2 | 0.25607 | 5.0512e-06 | 1.5373e-06 | 0.2099 | 4.1404e-06 | 1.2601e-06 | 0.31471 | 0.00174 | 2.2181e-06 | 0.25796 | 0.0014263 | 1.8182e-06 | 40.283 | 5.0461 | 0.099816 | 45.4289 | 17.3091 | 2.958 | 0.044363 | 20.3115 | 33.0195 | 4.1362 | 0.081818 | 37.2375 | 14.188 | 2.4247 | 0.036363 | 16.6491
Statewide | 2024 | 7 | 3 | 0.25937 | 5.1162e-06 | 1.5571e-06 | 0.2126 | 4.1937e-06 | 1.2763e-06 | 0.31876 | 0.0017624 | 2.2467e-06 | 0.26128 | 0.0014446 | 1.8416e-06 | 40.8012 | 5.111 | 0.1011 | 46.0133 | 17.5318 | 2.9961 | 0.044933 | 20.5728 | 33.4443 | 4.1894 | 0.08287 | 37.7165 | 14.3706 | 2.4559 | 0.036831 | 16.8633
Statewide | 2024 | 7 | 4 | 0.26384 | 5.2043e-06 | 1.5839e-06 | 0.21626 | 4.2659e-06 | 1.2983e-06 | 0.32425 | 0.0017928 | 2.2854e-06 | 0.26579 | 0.0014695 | 1.8733e-06 | 41.5044 | 5.1991 | 0.10284 | 46.8063 | 17.8339 | 3.0477 | 0.045708 | 20.9273 | 34.0206 | 4.2616 | 0.084299 | 38.3665 | 14.6182 | 2.4982 | 0.037466 | 17.1539
Statewide | 2024 | 7 | 5 | 0.2604 | 5.1365e-06 | 1.5633e-06 | 0.21345 | 4.2103e-06 | 1.2814e-06 | 0.32003 | 0.0017694 | 2.2556e-06 | 0.26232 | 0.0014504 | 1.8489e-06 | 40.9634 | 5.1313 | 0.1015 | 46.1962 | 17.6015 | 3.008 | 0.045112 | 20.6546 | 33.5772 | 4.2061 | 0.0832 | 37.8665 | 14.4277 | 2.4656 | 0.036978 | 16.9303
Statewide | 2024 | 7 | 6 | 0.28825 | 5.6858e-06 | 1.7305e-06 | 0.23627 | 4.6606e-06 | 1.4184e-06 | 0.35425 | 0.0019586 | 2.4968e-06 | 0.29037 | 0.0016055 | 2.0466e-06 | 45.344 | 5.68 | 0.11236 | 51.1364 | 19.4837 | 3.3297 | 0.049936 | 22.8634 | 37.1679 | 4.6559 | 0.092097 | 41.9159 | 15.9706 | 2.7293 | 0.040932 | 18.7408
Statewide | 2024 | 7 | 7 | 0.29791 | 5.8765e-06 | 1.7885e-06 | 0.24419 | 4.8169e-06 | 1.466e-06 | 0.36613 | 0.0020243 | 2.5805e-06 | 0.30011 | 0.0016593 | 2.1152e-06 | 46.8644 | 5.8705 | 0.11612 | 52.8511 | 20.1371 | 3.4413 | 0.051611 | 23.63 | 38.4142 | 4.812 | 0.095185 | 43.3214 | 16.5061 | 2.8208 | 0.042305 | 19.3692
Statewide | 2024 | 7 | 8 | 0.299 | 5.8979e-06 | 1.795e-06 | 0.24508 | 4.8344e-06 | 1.4713e-06 | 0.36746 | 0.0020317 | 2.5899e-06 | 0.3012 | 0.0016653 | 2.1229e-06 | 47.0353 | 5.8919 | 0.11655 | 53.0437 | 20.2105 | 3.4539 | 0.051799 | 23.7161 | 38.5542 | 4.8295 | 0.095532 | 43.4793 | 16.5663 | 2.8311 | 0.042459 | 19.4398
Statewide | 2024 | 7 | 9 | 0.28464 | 5.6147e-06 | 1.7088e-06 | 0.23332 | 4.6023e-06 | 1.4007e-06 | 0.34982 | 0.0019341 | 2.4656e-06 | 0.28674 | 0.0015854 | 2.021e-06 | 44.777 | 5.609 | 0.11095 | 50.497 | 19.2401 | 3.288 | 0.049312 | 22.5775 | 36.7032 | 4.5976 | 0.090945 | 41.3917 | 15.7709 | 2.6952 | 0.04042 | 18.5065
Statewide | 2024 | 7 | 10 | 0.28738 | 5.6688e-06 | 1.7253e-06 | 0.23556 | 4.6466e-06 | 1.4142e-06 | 0.35319 | 0.0019528 | 2.4893e-06 | 0.28951 | 0.0016007 | 2.0405e-06 | 45.2084 | 5.663 | 0.11202 | 50.9834 | 19.4255 | 3.3197 | 0.049787 | 22.795 | 37.0567 | 4.6419 | 0.091822 | 41.7905 | 15.9228 | 2.7211 | 0.04081 | 18.6848
Statewide | 2024 | 7 | 11 | 0.28291 | 5.5805e-06 | 1.6984e-06 | 0.2319 | 4.5743e-06 | 1.3922e-06 | 0.34769 | 0.0019224 | 2.4506e-06 | 0.285 | 0.0015757 | 2.0087e-06 | 44.5044 | 5.5749 | 0.11028 | 50.1896 | 19.123 | 3.268 | 0.049012 | 22.44 | 36.4797 | 4.5697 | 0.090392 | 41.1398 | 15.6749 | 2.6788 | 0.040174 | 18.3938
Statewide | 2024 | 7 | 12 | 0.29973 | 5.9124e-06 | 1.7994e-06 | 0.24569 | 4.8464e-06 | 1.475e-06 | 0.36837 | 0.0020367 | 2.5963e-06 | 0.30195 | 0.0016695 | 2.1282e-06 | 47.1514 | 5.9065 | 0.11683 | 53.1747 | 20.2604 | 3.4624 | 0.051927 | 23.7747 | 38.6495 | 4.8414 | 0.095768 | 43.5867 | 16.6072 | 2.8381 | 0.042564 | 19.4878
Statewide | 2024 | 7 | 13 | 0.31198 | 6.154e-06 | 1.873e-06 | 0.25573 | 5.0444e-06 | 1.5352e-06 | 0.38342 | 0.0021199 | 2.7024e-06 | 0.31429 | 0.0017377 | 2.2151e-06 | 49.0781 | 6.1478 | 0.12161 | 55.3475 | 21.0883 | 3.6039 | 0.054048 | 24.7462 | 40.2287 | 5.0393 | 0.099681 | 45.3677 | 17.2858 | 2.9541 | 0.044303 | 20.2841
Statewide | 2024 | 7 | 14 | 0.32714 | 6.453e-06 | 1.964e-06 | 0.26815 | 5.2895e-06 | 1.6098e-06 | 0.40205 | 0.0022229 | 2.8337e-06 | 0.32956 | 0.0018221 | 2.3228e-06 | 51.4625 | 6.4465 | 0.12752 | 58.0365 | 22.1128 | 3.779 | 0.056674 | 25.9484 | 42.1832 | 5.2841 | 0.10452 | 47.5718 | 18.1256 | 3.0976 | 0.046455 | 21.2696
Statewide | 2024 | 7 | 15 | 0.36377 | 7.1756e-06 | 2.1839e-06 | 0.29818 | 5.8818e-06 | 1.7901e-06 | 0.44707 | 0.0024718 | 3.151e-06 | 0.36646 | 0.0020261 | 2.5829e-06 | 57.2253 | 7.1684 | 0.1418 | 64.5354 | 24.589 | 4.2021 | 0.063021 | 28.8541 | 46.9069 | 5.8758 | 0.11623 | 52.8989 | 20.1553 | 3.4444 | 0.051657 | 23.6514
Statewide | 2024 | 7 | 16 | 0.40904 | 8.0686e-06 | 2.4557e-06 | 0.33529 | 6.6137e-06 | 2.0129e-06 | 0.50271 | 0.0027794 | 3.5432e-06 | 0.41206 | 0.0022783 | 2.9043e-06 | 64.3465 | 8.0604 | 0.15944 | 72.5664 | 27.6489 | 4.7251 | 0.070863 | 32.4448 | 52.7441 | 6.607 | 0.13069 | 59.4818 | 22.6635 | 3.8731 | 0.058086 | 26.5946
Statewide | 2024 | 7 | 17 | 0.33249 | 6.5586e-06 | 1.9961e-06 | 0.27254 | 5.376e-06 | 1.6362e-06 | 0.40863 | 0.0022593 | 2.8801e-06 | 0.33495 | 0.0018519 | 2.3608e-06 | 52.3042 | 6.5519 | 0.1296 | 58.9857 | 22.4745 | 3.8408 | 0.057601 | 26.3728 | 42.8731 | 5.3705 | 0.10623 | 48.3499 | 18.422 | 3.1482 | 0.047215 | 21.6175
Statewide | 2024 | 7 | 18 | 0.32588 | 6.4281e-06 | 1.9564e-06 | 0.26712 | 5.2691e-06 | 1.6036e-06 | 0.4005 | 0.0022144 | 2.8228e-06 | 0.32829 | 0.0018151 | 2.3138e-06 | 51.2641 | 6.4216 | 0.12703 | 57.8128 | 22.0275 | 3.7644 | 0.056456 | 25.8484 | 42.0206 | 5.2637 | 0.10412 | 47.3884 | 18.0557 | 3.0856 | 0.046276 | 21.1876
Statewide | 2024 | 7 | 19 | 0.34513 | 6.8079e-06 | 2.072e-06 | 0.2829 | 5.5803e-06 | 1.6984e-06 | 0.42416 | 0.0023452 | 2.9895e-06 | 0.34768 | 0.0019223 | 2.4505e-06 | 54.2924 | 6.801 | 0.13453 | 61.2279 | 23.3288 | 3.9868 | 0.059791 | 27.3753 | 44.5028 | 5.5747 | 0.11027 | 50.1877 | 19.1223 | 3.2679 | 0.04901 | 22.4392
Statewide | 2024 | 7 | 20 | 0.34087 | 6.7239e-06 | 2.0464e-06 | 0.27941 | 5.5115e-06 | 1.6774e-06 | 0.41893 | 0.0023162 | 2.9527e-06 | 0.34339 | 0.0018986 | 2.4203e-06 | 53.623 | 6.7171 | 0.13287 | 60.473 | 23.0411 | 3.9376 | 0.059054 | 27.0378 | 43.9541 | 5.5059 | 0.10891 | 49.5689 | 18.8865 | 3.2276 | 0.048405 | 22.1625
Statewide | 2024 | 7 | 21 | 0.32749 | 6.4599e-06 | 1.966e-06 | 0.26844 | 5.2951e-06 | 1.6115e-06 | 0.40248 | 0.0022253 | 2.8367e-06 | 0.32991 | 0.001824 | 2.3252e-06 | 51.5172 | 6.4533 | 0.12765 | 58.0982 | 22.1363 | 3.783 | 0.056735 | 25.976 | 42.228 | 5.2897 | 0.10464 | 47.6224 | 18.1448 | 3.1009 | 0.046505 | 21.2922
Statewide | 2024 | 7 | 22 | 0.31009 | 6.1166e-06 | 1.8616e-06 | 0.25417 | 5.0137e-06 | 1.5259e-06 | 0.38109 | 0.002107 | 2.686e-06 | 0.31238 | 0.0017271 | 2.2017e-06 | 48.7796 | 6.1104 | 0.12087 | 55.0109 | 20.96 | 3.582 | 0.05372 | 24.5957 | 39.9841 | 5.0086 | 0.099075 | 45.0918 | 17.1807 | 2.9361 | 0.044033 | 20.1608
Statewide | 2024 | 7 | 23 | 0.2979 | 5.8763e-06 | 1.7884e-06 | 0.24419 | 4.8167e-06 | 1.466e-06 | 0.36612 | 0.0020242 | 2.5805e-06 | 0.3001 | 0.0016593 | 2.1152e-06 | 46.863 | 5.8703 | 0.11612 | 52.8495 | 20.1365 | 3.4412 | 0.051609 | 23.6293 | 38.413 | 4.8118 | 0.095182 | 43.3201 | 16.5056 | 2.8207 | 0.042303 | 19.3686
Statewide | 2024 | 7 | 24 | 0.28798 | 5.6806e-06 | 1.7289e-06 | 0.23605 | 4.6563e-06 | 1.4171e-06 | 0.35392 | 0.0019568 | 2.4945e-06 | 0.29011 | 0.001604 | 2.0447e-06 | 45.3023 | 5.6748 | 0.11225 | 51.0894 | 19.4658 | 3.3266 | 0.04989 | 22.8423 | 37.1337 | 4.6516 | 0.092012 | 41.8773 | 15.9559 | 2.7268 | 0.040894 | 18.7236
Statewide | 2024 | 8 | 1 | 0.27987 | 5.5206e-06 | 1.6802e-06 | 0.22941 | 4.5252e-06 | 1.3772e-06 | 0.34396 | 0.0019017 | 2.4243e-06 | 0.28194 | 0.0015588 | 1.9871e-06 | 44.0267 | 5.515 | 0.10909 | 49.6508 | 18.9177 | 3.2329 | 0.048485 | 22.1992 | 36.0882 | 4.5206 | 0.089422 | 40.6982 | 15.5066 | 2.65 | 0.039743 | 18.1964
Statewide | 2024 | 8 | 2 | 0.2695 | 5.316e-06 | 1.6179e-06 | 0.2209 | 4.3574e-06 | 1.3262e-06 | 0.33121 | 0.0018312 | 2.3344e-06 | 0.27149 | 0.001501 | 1.9135e-06 | 42.3945 | 5.3106 | 0.10505 | 47.8101 | 18.2164 | 3.1131 | 0.046688 | 21.3762 | 34.7502 | 4.353 | 0.086106 | 39.1893 | 14.9317 | 2.5518 | 0.03827 | 17.5218
Statewide | 2024 | 8 | 3 | 0.26743 | 5.2751e-06 | 1.6055e-06 | 0.21921 | 4.324e-06 | 1.316e-06 | 0.32866 | 0.0018172 | 2.3165e-06 | 0.2694 | 0.0014895 | 1.8988e-06 | 42.0691 | 5.2698 | 0.10424 | 47.4431 | 18.0765 | 3.0892 | 0.04633 | 21.2121 | 34.4835 | 4.3196 | 0.085445 | 38.8885 | 14.8171 | 2.5322 | 0.037976 | 17.3873
Statewide | 2024 | 8 | 4 | 0.26233 | 5.1746e-06 | 1.5749e-06 | 0.21503 | 4.2415e-06 | 1.2909e-06 | 0.3224 | 0.0017825 | 2.2723e-06 | 0.26427 | 0.0014611 | 1.8626e-06 | 41.267 | 5.1693 | 0.10225 | 46.5386 | 17.7319 | 3.0303 | 0.045446 | 20.8077 | 33.8261 | 4.2372 | 0.083816 | 38.1471 | 14.5346 | 2.4839 | 0.037252 | 17.0558
Statewide | 2024 | 8 | 5 | 0.26282 | 5.1843e-06 | 1.5778e-06 | 0.21543 | 4.2495e-06 | 1.2933e-06 | 0.323 | 0.0017859 | 2.2766e-06 | 0.26476 | 0.0014639 | 1.8661e-06 | 41.3445 | 5.179 | 0.10245 | 46.626 | 17.7652 | 3.036 | 0.045532 | 20.8468 | 33.8896 | 4.2452 | 0.083974 | 38.2188 | 14.5619 | 2.4886 | 0.037322 | 17.0878
Statewide | 2024 | 8 | 6 | 0.28537 | 5.6291e-06 | 1.7132e-06 | 0.23392 | 4.6141e-06 | 1.4043e-06 | 0.35072 | 0.0019391 | 2.4719e-06 | 0.28748 | 0.0015895 | 2.0262e-06 | 44.892 | 5.6234 | 0.11124 | 50.6267 | 19.2895 | 3.2965 | 0.049438 | 22.6355 | 36.7974 | 4.6094 | 0.091179 | 41.4981 | 15.8114 | 2.7021 | 0.040524 | 18.554
Statewide | 2024 | 8 | 7 | 0.29117 | 5.7436e-06 | 1.748e-06 | 0.23867 | 4.7079e-06 | 1.4328e-06 | 0.35785 | 0.0019785 | 2.5222e-06 | 0.29332 | 0.0016218 | 2.0674e-06 | 45.8046 | 5.7377 | 0.1135 | 51.6558 | 19.6817 | 3.3635 | 0.050443 | 23.0956 | 37.5455 | 4.7032 | 0.093033 | 42.3416 | 16.1328 | 2.757 | 0.041348 | 18.9312
Statewide | 2024 | 8 | 8 | 0.2792 | 5.5074e-06 | 1.6762e-06 | 0.22886 | 4.5144e-06 | 1.3739e-06 | 0.34314 | 0.0018972 | 2.4185e-06 | 0.28126 | 0.0015551 | 1.9824e-06 | 43.9214 | 5.5018 | 0.10883 | 49.532 | 18.8725 | 3.2252 | 0.048369 | 22.146 | 36.0018 | 4.5098 | 0.089208 | 40.6008 | 15.4695 | 2.6437 | 0.039648 | 18.1528
Statewide | 2024 | 8 | 9 | 0.2685 | 5.2963e-06 | 1.6119e-06 | 0.22009 | 4.3413e-06 | 1.3213e-06 | 0.32998 | 0.0018245 | 2.3258e-06 | 0.27048 | 0.0014955 | 1.9064e-06 | 42.2379 | 5.291 | 0.10466 | 47.6335 | 18.1491 | 3.1016 | 0.046516 | 21.2972 | 34.6219 | 4.3369 | 0.085788 | 39.0446 | 14.8766 | 2.5423 | 0.038128 | 17.4571
Statewide | 2024 | 8 | 10 | 0.26704 | 5.2674e-06 | 1.6031e-06 | 0.21889 | 4.3176e-06 | 1.3141e-06 | 0.32818 | 0.0018145 | 2.3131e-06 | 0.26901 | 0.0014873 | 1.896e-06 | 42.0075 | 5.2621 | 0.10409 | 47.3736 | 18.0501 | 3.0847 | 0.046262 | 21.181 | 34.433 | 4.3133 | 0.08532 | 38.8316 | 14.7954 | 2.5285 | 0.03792 | 17.3618
Statewide | 2024 | 8 | 11 | 0.28878 | 5.6963e-06 | 1.7336e-06 | 0.23671 | 4.6692e-06 | 1.421e-06 | 0.3549 | 0.0019622 | 2.5014e-06 | 0.29091 | 0.0016084 | 2.0504e-06 | 45.4274 | 5.6905 | 0.11256 | 51.2305 | 19.5196 | 3.3358 | 0.050028 | 22.9054 | 37.2363 | 4.6644 | 0.092267 | 41.993 | 16 | 2.7343 | 0.041007 | 18.7753
Statewide | 2024 | 8 | 12 | 0.29355 | 5.7904e-06 | 1.7623e-06 | 0.24062 | 4.7464e-06 | 1.4445e-06 | 0.36077 | 0.0019947 | 2.5428e-06 | 0.29572 | 0.001635 | 2.0843e-06 | 46.1786 | 5.7846 | 0.11442 | 52.0776 | 19.8424 | 3.391 | 0.050855 | 23.2842 | 37.852 | 4.7416 | 0.093792 | 42.6873 | 16.2645 | 2.7795 | 0.041685 | 19.0857
Statewide | 2024 | 8 | 13 | 0.29538 | 5.8266e-06 | 1.7733e-06 | 0.24212 | 4.776e-06 | 1.4536e-06 | 0.36302 | 0.0020071 | 2.5586e-06 | 0.29756 | 0.0016452 | 2.0973e-06 | 46.4669 | 5.8207 | 0.11514 | 52.4027 | 19.9662 | 3.4121 | 0.051173 | 23.4295 | 38.0883 | 4.7712 | 0.094378 | 42.9538 | 16.3661 | 2.7969 | 0.041946 | 19.2049
Statewide | 2024 | 8 | 14 | 0.31117 | 6.138e-06 | 1.8681e-06 | 0.25506 | 5.0313e-06 | 1.5313e-06 | 0.38243 | 0.0021144 | 2.6954e-06 | 0.31347 | 0.0017332 | 2.2094e-06 | 48.9504 | 6.1318 | 0.12129 | 55.2035 | 21.0334 | 3.5945 | 0.053908 | 24.6818 | 40.124 | 5.0262 | 0.099422 | 45.2496 | 17.2408 | 2.9464 | 0.044188 | 20.2314
Statewide | 2024 | 8 | 15 | 0.34794 | 6.8632e-06 | 2.0888e-06 | 0.2852 | 5.6257e-06 | 1.7122e-06 | 0.42761 | 0.0023642 | 3.0139e-06 | 0.35051 | 0.0019379 | 2.4704e-06 | 54.734 | 6.8563 | 0.13562 | 61.726 | 23.5185 | 4.0192 | 0.060277 | 27.598 | 44.8648 | 5.62 | 0.11117 | 50.596 | 19.2779 | 3.2945 | 0.049408 | 22.6218
Statewide | 2024 | 8 | 16 | 0.38392 | 7.5731e-06 | 2.3048e-06 | 0.3147 | 6.2075e-06 | 1.8893e-06 | 0.47183 | 0.0026088 | 3.3256e-06 | 0.38676 | 0.0021384 | 2.7259e-06 | 60.3948 | 7.5654 | 0.14965 | 68.1098 | 25.9509 | 4.4349 | 0.066511 | 30.4523 | 49.5049 | 6.2013 | 0.12267 | 55.8288 | 21.2716 | 3.6352 | 0.054518 | 24.9614
Statewide | 2024 | 8 | 17 | 0.3169 | 6.251e-06 | 1.9025e-06 | 0.25976 | 5.1238e-06 | 1.5594e-06 | 0.38946 | 0.0021533 | 2.745e-06 | 0.31924 | 0.0017651 | 2.25e-06 | 49.8512 | 6.2446 | 0.12352 | 56.2193 | 21.4204 | 3.6606 | 0.0549 | 25.136 | 40.8624 | 5.1186 | 0.10125 | 46.0823 | 17.5581 | 3.0006 | 0.045001 | 20.6036
Statewide | 2024 | 8 | 18 | 0.32173 | 6.3462e-06 | 1.9315e-06 | 0.26371 | 5.2019e-06 | 1.5832e-06 | 0.3954 | 0.0021861 | 2.7868e-06 | 0.3241 | 0.0017919 | 2.2843e-06 | 50.6108 | 6.3398 | 0.12541 | 57.076 | 21.7468 | 3.7164 | 0.055736 | 25.519 | 41.485 | 5.1966 | 0.10279 | 46.7845 | 17.8256 | 3.0463 | 0.045686 | 20.9176
Statewide | 2024 | 8 | 19 | 0.32495 | 6.4098e-06 | 1.9508e-06 | 0.26636 | 5.254e-06 | 1.599e-06 | 0.39936 | 0.002208 | 2.8147e-06 | 0.32735 | 0.0018099 | 2.3072e-06 | 51.1177 | 6.4033 | 0.12666 | 57.6476 | 21.9646 | 3.7536 | 0.056295 | 25.7746 | 41.9005 | 5.2487 | 0.10382 | 47.253 | 18.0041 | 3.0768 | 0.046144 | 21.1271
Statewide | 2024 | 8 | 20 | 0.32812 | 6.4724e-06 | 1.9699e-06 | 0.26896 | 5.3054e-06 | 1.6147e-06 | 0.40326 | 0.0022296 | 2.8422e-06 | 0.33055 | 0.0018276 | 2.3298e-06 | 51.6174 | 6.4659 | 0.1279 | 58.2111 | 22.1793 | 3.7903 | 0.056845 | 26.0265 | 42.3101 | 5.3 | 0.10484 | 47.715 | 18.1801 | 3.1069 | 0.046595 | 21.3336
Statewide | 2024 | 8 | 21 | 0.31319 | 6.1778e-06 | 1.8802e-06 | 0.25672 | 5.0639e-06 | 1.5412e-06 | 0.38491 | 0.0021281 | 2.7129e-06 | 0.3155 | 0.0017444 | 2.2237e-06 | 49.2681 | 6.1716 | 0.12208 | 55.5618 | 21.1699 | 3.6178 | 0.054258 | 24.842 | 40.3844 | 5.0588 | 0.10007 | 45.5433 | 17.3527 | 2.9655 | 0.044474 | 20.3627
Statewide | 2024 | 8 | 22 | 0.28761 | 5.6733e-06 | 1.7267e-06 | 0.23575 | 4.6503e-06 | 1.4153e-06 | 0.35347 | 0.0019543 | 2.4913e-06 | 0.28974 | 0.0016019 | 2.0421e-06 | 45.2443 | 5.6675 | 0.11211 | 51.0239 | 19.4409 | 3.3224 | 0.049826 | 22.8131 | 37.0862 | 4.6456 | 0.091895 | 41.8237 | 15.9355 | 2.7233 | 0.040842 | 18.6996
Statewide | 2024 | 8 | 23 | 0.27952 | 5.5138e-06 | 1.6781e-06 | 0.22912 | 4.5196e-06 | 1.3755e-06 | 0.34353 | 0.0018994 | 2.4213e-06 | 0.28159 | 0.0015569 | 1.9847e-06 | 43.9721 | 5.5082 | 0.10896 | 49.5893 | 18.8943 | 3.2289 | 0.048425 | 22.1716 | 36.0434 | 4.515 | 0.089311 | 40.6477 | 15.4874 | 2.6467 | 0.039694 | 18.1738
Statewide | 2024 | 8 | 24 | 0.28035 | 5.5301e-06 | 1.6831e-06 | 0.2298 | 4.533e-06 | 1.3796e-06 | 0.34455 | 0.001905 | 2.4284e-06 | 0.28242 | 0.0015615 | 1.9906e-06 | 44.1024 | 5.5245 | 0.10928 | 49.7362 | 18.9503 | 3.2385 | 0.048569 | 22.2373 | 36.1502 | 4.5284 | 0.089575 | 40.7682 | 15.5333 | 2.6546 | 0.039811 | 18.2277
Statewide | 2024 | 9 | 1 | 0.20423 | 4.0285e-06 | 1.2261e-06 | 0.1674 | 3.3021e-06 | 1.005e-06 | 0.25099 | 0.0013877 | 1.769e-06 | 0.20573 | 0.0011375 | 1.45e-06 | 32.1267 | 4.0244 | 0.079606 | 36.2307 | 13.8045 | 2.3591 | 0.03538 | 16.199 | 26.3339 | 3.2987 | 0.065252 | 29.6979 | 11.3153 | 1.9337 | 0.029001 | 13.2781
Statewide | 2024 | 9 | 2 | 0.1696 | 3.3455e-06 | 1.0182e-06 | 0.13902 | 2.7422e-06 | 8.3459e-07 | 0.20844 | 0.0011524 | 1.4691e-06 | 0.17085 | 0.00094464 | 1.2042e-06 | 26.6799 | 3.3421 | 0.066109 | 30.088 | 11.464 | 1.9591 | 0.029382 | 13.4525 | 21.8691 | 2.7394 | 0.054189 | 24.6628 | 9.3969 | 1.6059 | 0.024084 | 11.0269
Statewide | 2024 | 9 | 3 | 0.18461 | 3.6416e-06 | 1.1083e-06 | 0.15133 | 2.985e-06 | 9.0847e-07 | 0.22689 | 0.0012545 | 1.5991e-06 | 0.18598 | 0.0010283 | 1.3108e-06 | 29.0417 | 3.6379 | 0.071961 | 32.7516 | 12.4788 | 2.1326 | 0.031983 | 14.6434 | 23.8051 | 2.982 | 0.058986 | 26.8461 | 10.2288 | 1.748 | 0.026216 | 12.003
Statewide | 2024 | 9 | 4 | 0.20086 | 3.9621e-06 | 1.2059e-06 | 0.16464 | 3.2477e-06 | 9.8843e-07 | 0.24686 | 0.0013649 | 1.7399e-06 | 0.20235 | 0.0011188 | 1.4262e-06 | 31.5977 | 3.9581 | 0.078295 | 35.6341 | 13.5771 | 2.3203 | 0.034798 | 15.9322 | 25.9002 | 3.2444 | 0.064177 | 29.2088 | 11.129 | 1.9019 | 0.028523 | 13.0594
Statewide | 2024 | 9 | 5 | 0.22392 | 4.417e-06 | 1.3443e-06 | 0.18355 | 3.6206e-06 | 1.1019e-06 | 0.2752 | 0.0015216 | 1.9396e-06 | 0.22558 | 0.0012472 | 1.5899e-06 | 35.2256 | 4.4125 | 0.087284 | 39.7254 | 15.136 | 2.5867 | 0.038793 | 17.7614 | 28.874 | 3.6169 | 0.071546 | 32.5624 | 12.4068 | 2.1203 | 0.031798 | 14.5588
Statewide | 2024 | 9 | 6 | 0.27404 | 5.4056e-06 | 1.6452e-06 | 0.22463 | 4.4309e-06 | 1.3485e-06 | 0.33679 | 0.0018621 | 2.3737e-06 | 0.27606 | 0.0015263 | 1.9457e-06 | 43.1091 | 5.4001 | 0.10682 | 48.616 | 18.5234 | 3.1656 | 0.047475 | 21.7365 | 35.336 | 4.4264 | 0.087558 | 39.8499 | 15.1834 | 2.5948 | 0.038915 | 17.8171
Statewide | 2024 | 9 | 7 | 0.27647 | 5.4536e-06 | 1.6598e-06 | 0.22662 | 4.4703e-06 | 1.3605e-06 | 0.33978 | 0.0018787 | 2.3948e-06 | 0.27852 | 0.0015399 | 1.963e-06 | 43.4924 | 5.4481 | 0.10777 | 49.0482 | 18.6881 | 3.1937 | 0.047897 | 21.9297 | 35.6502 | 4.4657 | 0.088336 | 40.2042 | 15.3184 | 2.6178 | 0.039261 | 17.9755
Statewide | 2024 | 9 | 8 | 0.24595 | 4.8516e-06 | 1.4766e-06 | 0.20161 | 3.9768e-06 | 1.2103e-06 | 0.30227 | 0.0016713 | 2.1305e-06 | 0.24777 | 0.0013699 | 1.7463e-06 | 38.6911 | 4.8467 | 0.095871 | 43.6337 | 16.6251 | 2.8411 | 0.04261 | 19.5088 | 31.7146 | 3.9727 | 0.078585 | 35.766 | 13.6274 | 2.3289 | 0.034926 | 15.9912
Statewide | 2024 | 9 | 9 | 0.22622 | 4.4623e-06 | 1.3581e-06 | 0.18543 | 3.6577e-06 | 1.1132e-06 | 0.27802 | 0.0015372 | 1.9595e-06 | 0.22789 | 0.00126 | 1.6062e-06 | 35.5863 | 4.4577 | 0.088178 | 40.1323 | 15.291 | 2.6132 | 0.03919 | 17.9434 | 29.1697 | 3.654 | 0.072279 | 32.8959 | 12.5339 | 2.142 | 0.032124 | 14.7079
Statewide | 2024 | 9 | 10 | 0.21326 | 4.2067e-06 | 1.2803e-06 | 0.17481 | 3.4482e-06 | 1.0494e-06 | 0.2621 | 0.0014491 | 1.8473e-06 | 0.21484 | 0.0011878 | 1.5142e-06 | 33.5482 | 4.2024 | 0.083128 | 37.8338 | 14.4153 | 2.4635 | 0.036946 | 16.9157 | 27.4991 | 3.4447 | 0.068139 | 31.0119 | 11.816 | 2.0193 | 0.030284 | 13.8656
Statewide | 2024 | 9 | 11 | 0.20772 | 4.0973e-06 | 1.247e-06 | 0.17026 | 3.3585e-06 | 1.0222e-06 | 0.25528 | 0.0014114 | 1.7993e-06 | 0.20925 | 0.0011569 | 1.4748e-06 | 32.6761 | 4.0932 | 0.080967 | 36.8503 | 14.0405 | 2.3995 | 0.035985 | 16.476 | 26.7842 | 3.3551 | 0.066368 | 30.2057 | 11.5088 | 1.9668 | 0.029497 | 13.5051
Statewide | 2024 | 9 | 12 | 0.21168 | 4.1754e-06 | 1.2708e-06 | 0.17351 | 3.4225e-06 | 1.0416e-06 | 0.26015 | 0.0014383 | 1.8336e-06 | 0.21324 | 0.001179 | 1.5029e-06 | 33.2989 | 4.1712 | 0.08251 | 37.5526 | 14.3081 | 2.4452 | 0.036671 | 16.79 | 27.2947 | 3.4191 | 0.067632 | 30.7814 | 11.7282 | 2.0043 | 0.030059 | 13.7625
Statewide | 2024 | 9 | 13 | 0.22647 | 4.4673e-06 | 1.3596e-06 | 0.18564 | 3.6618e-06 | 1.1145e-06 | 0.27833 | 0.0015389 | 1.9617e-06 | 0.22815 | 0.0012614 | 1.608e-06 | 35.6269 | 4.4628 | 0.088279 | 40.178 | 15.3084 | 2.6161 | 0.039235 | 17.9638 | 29.2029 | 3.6581 | 0.072361 | 32.9334 | 12.5481 | 2.1444 | 0.03216 | 14.7247
Statewide | 2024 | 9 | 14 | 0.24008 | 4.7357e-06 | 1.4413e-06 | 0.19679 | 3.8818e-06 | 1.1814e-06 | 0.29505 | 0.0016313 | 2.0796e-06 | 0.24185 | 0.0013372 | 1.7046e-06 | 37.7667 | 4.7309 | 0.093581 | 42.5911 | 16.2279 | 2.7733 | 0.041591 | 19.0427 | 30.9569 | 3.8778 | 0.076707 | 34.9114 | 13.3018 | 2.2732 | 0.034092 | 15.6091
Statewide | 2024 | 9 | 15 | 0.26262 | 5.1803e-06 | 1.5766e-06 | 0.21527 | 4.2463e-06 | 1.2923e-06 | 0.32276 | 0.0017845 | 2.2748e-06 | 0.26456 | 0.0014627 | 1.8647e-06 | 41.313 | 5.1751 | 0.10237 | 46.5904 | 17.7517 | 3.0337 | 0.045497 | 20.8308 | 33.8637 | 4.242 | 0.08391 | 38.1896 | 14.5508 | 2.4867 | 0.037293 | 17.0748
Statewide | 2024 | 9 | 16 | 0.29533 | 5.8255e-06 | 1.773e-06 | 0.24208 | 4.7751e-06 | 1.4533e-06 | 0.36296 | 0.0020068 | 2.5582e-06 | 0.29751 | 0.0016449 | 2.0969e-06 | 46.4584 | 5.8196 | 0.11512 | 52.3932 | 19.9626 | 3.4115 | 0.051163 | 23.4253 | 38.0814 | 4.7703 | 0.094361 | 42.946 | 16.3631 | 2.7964 | 0.041938 | 19.2014
Statewide | 2024 | 9 | 17 | 0.27896 | 5.5026e-06 | 1.6747e-06 | 0.22866 | 4.5104e-06 | 1.3727e-06 | 0.34284 | 0.0018955 | 2.4164e-06 | 0.28102 | 0.0015537 | 1.9807e-06 | 43.8831 | 5.497 | 0.10874 | 49.4889 | 18.856 | 3.2224 | 0.048327 | 22.1268 | 35.9705 | 4.5059 | 0.08913 | 40.5654 | 15.4561 | 2.6414 | 0.039613 | 18.137
Statewide | 2024 | 9 | 18 | 0.29881 | 5.8941e-06 | 1.7939e-06 | 0.24493 | 4.8313e-06 | 1.4704e-06 | 0.36723 | 0.0020304 | 2.5883e-06 | 0.30101 | 0.0016643 | 2.1216e-06 | 47.0054 | 5.8882 | 0.11647 | 53.01 | 20.1976 | 3.4517 | 0.051766 | 23.7011 | 38.5297 | 4.8264 | 0.095472 | 43.4517 | 16.5558 | 2.8293 | 0.042432 | 19.4275
Statewide | 2024 | 9 | 19 | 0.29568 | 5.8325e-06 | 1.7751e-06 | 0.24237 | 4.7808e-06 | 1.455e-06 | 0.36339 | 0.0020092 | 2.5612e-06 | 0.29786 | 0.0016469 | 2.0994e-06 | 46.5136 | 5.8266 | 0.11525 | 52.4554 | 19.9863 | 3.4156 | 0.051224 | 23.4531 | 38.1266 | 4.776 | 0.094473 | 42.9971 | 16.3825 | 2.7997 | 0.041988 | 19.2242
Statewide | 2024 | 9 | 20 | 0.28385 | 5.599e-06 | 1.7041e-06 | 0.23267 | 4.5895e-06 | 1.3968e-06 | 0.34885 | 0.0019288 | 2.4587e-06 | 0.28594 | 0.001581 | 2.0154e-06 | 44.6522 | 5.5934 | 0.11064 | 50.3562 | 19.1865 | 3.2789 | 0.049174 | 22.5145 | 36.6008 | 4.5848 | 0.090692 | 41.2763 | 15.7269 | 2.6877 | 0.040308 | 18.4549
Statewide | 2024 | 9 | 21 | 0.2734 | 5.3929e-06 | 1.6413e-06 | 0.2241 | 4.4205e-06 | 1.3454e-06 | 0.336 | 0.0018577 | 2.3682e-06 | 0.27542 | 0.0015228 | 1.9412e-06 | 43.0084 | 5.3875 | 0.10657 | 48.5025 | 18.4802 | 3.1582 | 0.047364 | 21.6857 | 35.2535 | 4.416 | 0.087353 | 39.7569 | 15.148 | 2.5887 | 0.038824 | 17.7755
Statewide | 2024 | 9 | 22 | 0.25272 | 4.9851e-06 | 1.5172e-06 | 0.20716 | 4.0863e-06 | 1.2436e-06 | 0.3106 | 0.0017173 | 2.1891e-06 | 0.25459 | 0.0014076 | 1.7944e-06 | 39.7563 | 4.9801 | 0.098511 | 44.8349 | 17.0828 | 2.9194 | 0.043783 | 20.0459 | 32.5877 | 4.0821 | 0.080748 | 36.7506 | 14.0025 | 2.393 | 0.035888 | 16.4314
Statewide | 2024 | 9 | 23 | 0.25236 | 4.9778e-06 | 1.515e-06 | 0.20685 | 4.0803e-06 | 1.2418e-06 | 0.31014 | 0.0017148 | 2.1859e-06 | 0.25422 | 0.0014056 | 1.7918e-06 | 39.6981 | 4.9728 | 0.098367 | 44.7693 | 17.0578 | 2.9151 | 0.043718 | 20.0166 | 32.54 | 4.0761 | 0.08063 | 36.6968 | 13.982 | 2.3895 | 0.035835 | 16.4073
Statewide | 2024 | 9 | 24 | 0.2448 | 4.8288e-06 | 1.4696e-06 | 0.20066 | 3.9581e-06 | 1.2046e-06 | 0.30085 | 0.0016634 | 2.1205e-06 | 0.24661 | 0.0013635 | 1.7381e-06 | 38.5092 | 4.8239 | 0.095421 | 43.4285 | 16.5469 | 2.8278 | 0.042409 | 19.4171 | 31.5655 | 3.9541 | 0.078215 | 35.5978 | 13.5633 | 2.3179 | 0.034762 | 15.916
Statewide | 2024 | 10 | 1 | 0.2166 | 4.2725e-06 | 1.3003e-06 | 0.17754 | 3.5021e-06 | 1.0659e-06 | 0.26619 | 0.0014718 | 1.8762e-06 | 0.2182 | 0.0012064 | 1.5379e-06 | 34.0728 | 4.2682 | 0.084428 | 38.4254 | 14.6407 | 2.502 | 0.037524 | 17.1802 | 27.9291 | 3.4985 | 0.069204 | 31.4968 | 12.0008 | 2.0509 | 0.030758 | 14.0824
Statewide | 2024 | 10 | 2 | 0.20852 | 4.1133e-06 | 1.2519e-06 | 0.17093 | 3.3716e-06 | 1.0261e-06 | 0.25627 | 0.0014169 | 1.8063e-06 | 0.21007 | 0.0011614 | 1.4806e-06 | 32.8031 | 4.1091 | 0.081282 | 36.9935 | 14.0951 | 2.4088 | 0.036125 | 16.54 | 26.8883 | 3.3682 | 0.066626 | 30.3231 | 11.5536 | 1.9745 | 0.029611 | 13.5576
Statewide | 2024 | 10 | 3 | 0.20855 | 4.1138e-06 | 1.252e-06 | 0.17095 | 3.372e-06 | 1.0263e-06 | 0.25631 | 0.0014171 | 1.8065e-06 | 0.21009 | 0.0011616 | 1.4808e-06 | 32.8073 | 4.1096 | 0.081292 | 36.9983 | 14.0969 | 2.4091 | 0.03613 | 16.5421 | 26.8918 | 3.3686 | 0.066634 | 30.327 | 11.5551 | 1.9747 | 0.029615 | 13.5594
Statewide | 2024 | 10 | 4 | 0.21677 | 4.276e-06 | 1.3014e-06 | 0.17769 | 3.5049e-06 | 1.0667e-06 | 0.26641 | 0.001473 | 1.8777e-06 | 0.21837 | 0.0012074 | 1.5391e-06 | 34.1006 | 4.2716 | 0.084497 | 38.4567 | 14.6526 | 2.5041 | 0.037554 | 17.1942 | 27.9518 | 3.5014 | 0.069261 | 31.5225 | 12.0105 | 2.0525 | 0.030783 | 14.0939
Statewide | 2024 | 10 | 5 | 0.24403 | 4.8136e-06 | 1.465e-06 | 0.20003 | 3.9457e-06 | 1.2009e-06 | 0.29991 | 0.0016582 | 2.1138e-06 | 0.24583 | 0.0013592 | 1.7327e-06 | 38.3885 | 4.8088 | 0.095122 | 43.2924 | 16.4951 | 2.8189 | 0.042276 | 19.3563 | 31.4666 | 3.9417 | 0.07797 | 35.4863 | 13.5208 | 2.3106 | 0.034653 | 15.8661
Statewide | 2024 | 10 | 6 | 0.29462 | 5.8116e-06 | 1.7688e-06 | 0.2415 | 4.7637e-06 | 1.4498e-06 | 0.36209 | 0.002002 | 2.5521e-06 | 0.2968 | 0.001641 | 2.0919e-06 | 46.3474 | 5.8057 | 0.11484 | 52.268 | 19.9149 | 3.4034 | 0.051041 | 23.3693 | 37.9904 | 4.7589 | 0.094135 | 42.8434 | 16.324 | 2.7897 | 0.041838 | 19.1555
Statewide | 2024 | 10 | 7 | 0.29006 | 5.7216e-06 | 1.7414e-06 | 0.23776 | 4.69e-06 | 1.4274e-06 | 0.35648 | 0.001971 | 2.5125e-06 | 0.2922 | 0.0016156 | 2.0595e-06 | 45.6298 | 5.7158 | 0.11306 | 51.4587 | 19.6065 | 3.3507 | 0.050251 | 23.0075 | 37.4022 | 4.6852 | 0.092678 | 42.18 | 16.0712 | 2.7465 | 0.04119 | 18.8589
Statewide | 2024 | 10 | 8 | 0.27653 | 5.4547e-06 | 1.6601e-06 | 0.22667 | 4.4712e-06 | 1.3608e-06 | 0.33985 | 0.001879 | 2.3953e-06 | 0.27857 | 0.0015402 | 1.9634e-06 | 43.5012 | 5.4492 | 0.10779 | 49.0582 | 18.6919 | 3.1944 | 0.047907 | 21.9342 | 35.6574 | 4.4666 | 0.088354 | 40.2124 | 15.3215 | 2.6184 | 0.039269 | 17.9792
Statewide | 2024 | 10 | 9 | 0.25955 | 5.1197e-06 | 1.5582e-06 | 0.21275 | 4.1965e-06 | 1.2772e-06 | 0.31898 | 0.0017636 | 2.2482e-06 | 0.26146 | 0.0014456 | 1.8428e-06 | 40.8292 | 5.1145 | 0.10117 | 46.0448 | 17.5438 | 2.9981 | 0.044964 | 20.5869 | 33.4672 | 4.1923 | 0.082927 | 37.7424 | 14.3804 | 2.4575 | 0.036857 | 16.8748
Statewide | 2024 | 10 | 10 | 0.24557 | 4.8441e-06 | 1.4743e-06 | 0.20129 | 3.9706e-06 | 1.2085e-06 | 0.30181 | 0.0016687 | 2.1272e-06 | 0.24739 | 0.0013678 | 1.7436e-06 | 38.6314 | 4.8392 | 0.095723 | 43.5663 | 16.5994 | 2.8368 | 0.042544 | 19.4787 | 31.6657 | 3.9666 | 0.078463 | 35.7107 | 13.6063 | 2.3253 | 0.034873 | 15.9665
Statewide | 2024 | 10 | 11 | 0.24354 | 4.8039e-06 | 1.4621e-06 | 0.19962 | 3.9377e-06 | 1.1984e-06 | 0.2993 | 0.0016548 | 2.1095e-06 | 0.24534 | 0.0013565 | 1.7292e-06 | 38.311 | 4.799 | 0.094929 | 43.205 | 16.4618 | 2.8132 | 0.042191 | 19.3172 | 31.403 | 3.9337 | 0.077813 | 35.4146 | 13.4935 | 2.306 | 0.034583 | 15.8341
Statewide | 2024 | 10 | 12 | 0.23899 | 4.7142e-06 | 1.4348e-06 | 0.1959 | 3.8642e-06 | 1.1761e-06 | 0.29372 | 0.001624 | 2.0702e-06 | 0.24076 | 0.0013311 | 1.6969e-06 | 37.5959 | 4.7095 | 0.093158 | 42.3985 | 16.1545 | 2.7607 | 0.041403 | 18.9566 | 30.8169 | 3.8603 | 0.07636 | 34.7535 | 13.2416 | 2.2629 | 0.033938 | 15.5385
Statewide | 2024 | 10 | 13 | 0.25476 | 5.0253e-06 | 1.5294e-06 | 0.20882 | 4.1192e-06 | 1.2537e-06 | 0.3131 | 0.0017311 | 2.2068e-06 | 0.25664 | 0.001419 | 1.8089e-06 | 40.0765 | 5.0202 | 0.099304 | 45.196 | 17.2204 | 2.9429 | 0.044135 | 20.2074 | 32.8502 | 4.115 | 0.081398 | 37.0466 | 14.1153 | 2.4122 | 0.036177 | 16.5637
Statewide | 2024 | 10 | 14 | 0.27174 | 5.3603e-06 | 1.6314e-06 | 0.22274 | 4.3938e-06 | 1.3372e-06 | 0.33397 | 0.0018465 | 2.3539e-06 | 0.27375 | 0.0015136 | 1.9294e-06 | 42.748 | 5.3548 | 0.10592 | 48.2087 | 18.3683 | 3.139 | 0.047077 | 21.5544 | 35.04 | 4.3893 | 0.086824 | 39.5161 | 15.0562 | 2.573 | 0.038589 | 17.6679
Statewide | 2024 | 10 | 15 | 0.28616 | 5.6447e-06 | 1.718e-06 | 0.23456 | 4.6269e-06 | 1.4082e-06 | 0.35169 | 0.0019445 | 2.4788e-06 | 0.28828 | 0.0015939 | 2.0318e-06 | 45.0162 | 5.639 | 0.11154 | 50.7668 | 19.3429 | 3.3056 | 0.049575 | 22.6981 | 36.8992 | 4.6222 | 0.091431 | 41.6129 | 15.8551 | 2.7096 | 0.040636 | 18.6053
Statewide | 2024 | 10 | 16 | 0.31962 | 6.3047e-06 | 1.9188e-06 | 0.26199 | 5.1679e-06 | 1.5728e-06 | 0.39281 | 0.0021718 | 2.7686e-06 | 0.32198 | 0.0017802 | 2.2694e-06 | 50.2797 | 6.2983 | 0.12459 | 56.7026 | 21.6046 | 3.6921 | 0.055372 | 25.3521 | 41.2137 | 5.1627 | 0.10212 | 46.4785 | 17.709 | 3.0264 | 0.045388 | 20.7808
Statewide | 2024 | 10 | 17 | 0.31856 | 6.2837e-06 | 1.9124e-06 | 0.26112 | 5.1507e-06 | 1.5676e-06 | 0.3915 | 0.0021646 | 2.7594e-06 | 0.32091 | 0.0017743 | 2.2618e-06 | 50.1122 | 6.2773 | 0.12417 | 56.5137 | 21.5326 | 3.6798 | 0.055187 | 25.2676 | 41.0764 | 5.1455 | 0.10178 | 46.3236 | 17.65 | 3.0163 | 0.045236 | 20.7115
Statewide | 2024 | 10 | 18 | 0.33377 | 6.5837e-06 | 2.0037e-06 | 0.27358 | 5.3966e-06 | 1.6424e-06 | 0.41019 | 0.0022679 | 2.8911e-06 | 0.33623 | 0.001859 | 2.3698e-06 | 52.5049 | 6.577 | 0.1301 | 59.212 | 22.5607 | 3.8555 | 0.057822 | 26.474 | 43.0376 | 5.3911 | 0.10664 | 48.5353 | 18.4927 | 3.1603 | 0.047396 | 21.7004
Statewide | 2024 | 10 | 19 | 0.3397 | 6.7008e-06 | 2.0394e-06 | 0.27845 | 5.4926e-06 | 1.6716e-06 | 0.41749 | 0.0023083 | 2.9425e-06 | 0.34221 | 0.0018921 | 2.4119e-06 | 53.4385 | 6.694 | 0.13241 | 60.2649 | 22.9618 | 3.9241 | 0.05885 | 26.9448 | 43.8029 | 5.487 | 0.10854 | 49.3984 | 18.8215 | 3.2165 | 0.048239 | 22.0863
Statewide | 2024 | 10 | 20 | 0.32063 | 6.3245e-06 | 1.9249e-06 | 0.26281 | 5.1841e-06 | 1.5778e-06 | 0.39404 | 0.0021787 | 2.7773e-06 | 0.32299 | 0.0017858 | 2.2765e-06 | 50.4377 | 6.3181 | 0.12498 | 56.8808 | 21.6725 | 3.7037 | 0.055546 | 25.4317 | 41.3432 | 5.1789 | 0.10244 | 46.6245 | 17.7647 | 3.0359 | 0.04553 | 20.8461
Statewide | 2024 | 10 | 21 | 0.30382 | 5.9931e-06 | 1.824e-06 | 0.24904 | 4.9124e-06 | 1.4951e-06 | 0.37339 | 0.0020645 | 2.6317e-06 | 0.30607 | 0.0016922 | 2.1572e-06 | 47.7945 | 5.987 | 0.11843 | 53.8999 | 20.5367 | 3.5096 | 0.052635 | 24.099 | 39.1766 | 4.9075 | 0.097074 | 44.1811 | 16.8337 | 2.8768 | 0.043144 | 19.7536
Statewide | 2024 | 10 | 22 | 0.29433 | 5.8059e-06 | 1.767e-06 | 0.24126 | 4.759e-06 | 1.4484e-06 | 0.36173 | 0.002 | 2.5495e-06 | 0.29651 | 0.0016394 | 2.0898e-06 | 46.3015 | 5.8 | 0.11473 | 52.2162 | 19.8952 | 3.4 | 0.050991 | 23.3461 | 37.9528 | 4.7542 | 0.094042 | 42.801 | 16.3078 | 2.7869 | 0.041796 | 19.1365
Statewide | 2024 | 10 | 23 | 0.26979 | 5.3218e-06 | 1.6197e-06 | 0.22114 | 4.3622e-06 | 1.3276e-06 | 0.33157 | 0.0018332 | 2.3369e-06 | 0.27178 | 0.0015027 | 1.9156e-06 | 42.4408 | 5.3164 | 0.10516 | 47.8624 | 18.2363 | 3.1165 | 0.046739 | 21.3995 | 34.7882 | 4.3578 | 0.086201 | 39.2322 | 14.9481 | 2.5546 | 0.038311 | 17.5409
Statewide | 2024 | 10 | 24 | 0.23264 | 4.589e-06 | 1.3966e-06 | 0.19069 | 3.7615e-06 | 1.1448e-06 | 0.28591 | 0.0015808 | 2.0152e-06 | 0.23436 | 0.0012958 | 1.6518e-06 | 36.5969 | 4.5843 | 0.090682 | 41.272 | 15.7252 | 2.6874 | 0.040303 | 18.4529 | 29.9981 | 3.7577 | 0.074331 | 33.8301 | 12.8898 | 2.2028 | 0.033036 | 15.1256
Statewide | 2024 | 11 | 1 | 0.26135 | 5.1554e-06 | 1.569e-06 | 0.21423 | 4.2258e-06 | 1.2861e-06 | 0.3212 | 0.0017759 | 2.2639e-06 | 0.26328 | 0.0014557 | 1.8557e-06 | 41.1137 | 5.1501 | 0.10187 | 46.3657 | 17.666 | 3.019 | 0.045277 | 20.7304 | 33.7004 | 4.2215 | 0.083505 | 38.0054 | 14.4806 | 2.4747 | 0.037113 | 16.9924
Statewide | 2024 | 11 | 2 | 0.24292 | 4.7917e-06 | 1.4583e-06 | 0.19912 | 3.9277e-06 | 1.1954e-06 | 0.29854 | 0.0016506 | 2.1042e-06 | 0.24471 | 0.001353 | 1.7248e-06 | 38.2133 | 4.7868 | 0.094687 | 43.0948 | 16.4198 | 2.8061 | 0.042083 | 19.2679 | 31.323 | 3.9237 | 0.077614 | 35.3243 | 13.4591 | 2.3001 | 0.034495 | 15.7937
Statewide | 2024 | 11 | 3 | 0.25525 | 5.0349e-06 | 1.5324e-06 | 0.20922 | 4.1271e-06 | 1.2561e-06 | 0.3137 | 0.0017344 | 2.211e-06 | 0.25713 | 0.0014217 | 1.8123e-06 | 40.1534 | 5.0298 | 0.099495 | 45.2827 | 17.2534 | 2.9485 | 0.04422 | 20.2462 | 32.9132 | 4.1229 | 0.081555 | 37.1177 | 14.1424 | 2.4169 | 0.036246 | 16.5955
Statewide | 2024 | 11 | 4 | 0.26174 | 5.1629e-06 | 1.5713e-06 | 0.21454 | 4.2319e-06 | 1.288e-06 | 0.32167 | 0.0017785 | 2.2672e-06 | 0.26367 | 0.0014578 | 1.8584e-06 | 41.1737 | 5.1576 | 0.10202 | 46.4333 | 17.6918 | 3.0234 | 0.045343 | 20.7606 | 33.7496 | 4.2277 | 0.083627 | 38.0608 | 14.5018 | 2.4783 | 0.037167 | 17.0172
Statewide | 2024 | 11 | 5 | 0.25818 | 5.0927e-06 | 1.55e-06 | 0.21163 | 4.1744e-06 | 1.2705e-06 | 0.3173 | 0.0017543 | 2.2364e-06 | 0.26009 | 0.001438 | 1.8331e-06 | 40.6141 | 5.0876 | 0.10064 | 45.8023 | 17.4514 | 2.9824 | 0.044727 | 20.4785 | 33.2909 | 4.1702 | 0.08249 | 37.5436 | 14.3047 | 2.4446 | 0.036662 | 16.786
Statewide | 2024 | 11 | 6 | 0.28352 | 5.5925e-06 | 1.7021e-06 | 0.2324 | 4.5841e-06 | 1.3952e-06 | 0.34844 | 0.0019265 | 2.4559e-06 | 0.28561 | 0.0015791 | 2.013e-06 | 44.6002 | 5.5869 | 0.11051 | 50.2976 | 19.1641 | 3.2751 | 0.049117 | 22.4883 | 36.5582 | 4.5795 | 0.090586 | 41.2283 | 15.7086 | 2.6845 | 0.040261 | 18.4334
Statewide | 2024 | 11 | 7 | 0.30533 | 6.0228e-06 | 1.833e-06 | 0.25027 | 4.9368e-06 | 1.5025e-06 | 0.37524 | 0.0020747 | 2.6448e-06 | 0.30758 | 0.0017006 | 2.1679e-06 | 48.0313 | 6.0167 | 0.11901 | 54.1669 | 20.6384 | 3.527 | 0.052896 | 24.2183 | 39.3706 | 4.9318 | 0.097555 | 44.4 | 16.9171 | 2.891 | 0.043358 | 19.8515
Statewide | 2024 | 11 | 8 | 0.2988 | 5.894e-06 | 1.7938e-06 | 0.24492 | 4.8313e-06 | 1.4704e-06 | 0.36722 | 0.0020304 | 2.5882e-06 | 0.30101 | 0.0016643 | 2.1216e-06 | 47.0046 | 5.8881 | 0.11647 | 53.0091 | 20.1973 | 3.4516 | 0.051765 | 23.7007 | 38.5291 | 4.8264 | 0.09547 | 43.4509 | 16.5555 | 2.8292 | 0.042431 | 19.4272
Statewide | 2024 | 11 | 9 | 0.28656 | 5.6526e-06 | 1.7204e-06 | 0.23489 | 4.6334e-06 | 1.4102e-06 | 0.35218 | 0.0019472 | 2.4822e-06 | 0.28868 | 0.0015961 | 2.0347e-06 | 45.0795 | 5.6469 | 0.1117 | 50.8381 | 19.3701 | 3.3103 | 0.049645 | 22.73 | 36.9511 | 4.6287 | 0.09156 | 41.6714 | 15.8774 | 2.7134 | 0.040693 | 18.6315
Statewide | 2024 | 11 | 10 | 0.28048 | 5.5326e-06 | 1.6838e-06 | 0.2299 | 4.535e-06 | 1.3802e-06 | 0.3447 | 0.0019058 | 2.4295e-06 | 0.28255 | 0.0015622 | 1.9914e-06 | 44.1219 | 5.527 | 0.10933 | 49.7582 | 18.9586 | 3.2399 | 0.04859 | 22.2471 | 36.1662 | 4.5304 | 0.089615 | 40.7862 | 15.5401 | 2.6557 | 0.039829 | 18.2357
Statewide | 2024 | 11 | 11 | 0.28095 | 5.542e-06 | 1.6867e-06 | 0.23029 | 4.5427e-06 | 1.3826e-06 | 0.34529 | 0.0019091 | 2.4337e-06 | 0.28303 | 0.0015649 | 1.9948e-06 | 44.197 | 5.5364 | 0.10951 | 49.8429 | 18.9909 | 3.2455 | 0.048673 | 22.285 | 36.2278 | 4.5381 | 0.089767 | 40.8556 | 15.5666 | 2.6603 | 0.039897 | 18.2668
Statewide | 2024 | 11 | 12 | 0.28515 | 5.6247e-06 | 1.7119e-06 | 0.23373 | 4.6105e-06 | 1.4032e-06 | 0.35044 | 0.0019376 | 2.47e-06 | 0.28725 | 0.0015882 | 2.0246e-06 | 44.8568 | 5.619 | 0.11115 | 50.5869 | 19.2744 | 3.2939 | 0.0494 | 22.6177 | 36.7685 | 4.6058 | 0.091107 | 41.4655 | 15.799 | 2.7 | 0.040492 | 18.5394
Statewide | 2024 | 11 | 13 | 0.29691 | 5.8568e-06 | 1.7825e-06 | 0.24338 | 4.8007e-06 | 1.4611e-06 | 0.3649 | 0.0020175 | 2.5719e-06 | 0.29911 | 0.0016537 | 2.1081e-06 | 46.7075 | 5.8508 | 0.11574 | 52.6741 | 20.0696 | 3.4298 | 0.051438 | 23.5509 | 38.2856 | 4.7959 | 0.094867 | 43.1763 | 16.4508 | 2.8114 | 0.042163 | 19.3044
Statewide | 2024 | 11 | 14 | 0.30246 | 5.9662e-06 | 1.8158e-06 | 0.24792 | 4.8905e-06 | 1.4884e-06 | 0.37172 | 0.0020552 | 2.62e-06 | 0.3047 | 0.0016847 | 2.1475e-06 | 47.5805 | 5.9602 | 0.1179 | 53.6586 | 20.4447 | 3.4939 | 0.052399 | 23.9911 | 39.0011 | 4.8855 | 0.09664 | 43.9833 | 16.7583 | 2.8639 | 0.042951 | 19.6652
Statewide | 2024 | 11 | 15 | 0.31863 | 6.2851e-06 | 1.9129e-06 | 0.26118 | 5.1519e-06 | 1.568e-06 | 0.39159 | 0.0021651 | 2.76e-06 | 0.32098 | 0.0017747 | 2.2623e-06 | 50.1237 | 6.2788 | 0.1242 | 56.5267 | 21.5375 | 3.6807 | 0.0552 | 25.2734 | 41.0858 | 5.1466 | 0.10181 | 46.3342 | 17.654 | 3.017 | 0.045247 | 20.7163
Statewide | 2024 | 11 | 16 | 0.34421 | 6.7897e-06 | 2.0664e-06 | 0.28214 | 5.5654e-06 | 1.6938e-06 | 0.42303 | 0.0023389 | 2.9816e-06 | 0.34675 | 0.0019172 | 2.444e-06 | 54.1476 | 6.7828 | 0.13417 | 61.0646 | 23.2666 | 3.9761 | 0.059631 | 27.3023 | 44.3841 | 5.5598 | 0.10998 | 50.0539 | 19.0713 | 3.2592 | 0.048879 | 22.3794
Statewide | 2024 | 11 | 17 | 0.3552 | 7.0064e-06 | 2.1324e-06 | 0.29115 | 5.7431e-06 | 1.7479e-06 | 0.43653 | 0.0024136 | 3.0767e-06 | 0.35782 | 0.0019784 | 2.522e-06 | 55.8759 | 6.9993 | 0.13845 | 63.0137 | 24.0092 | 4.1031 | 0.061535 | 28.1738 | 45.8008 | 5.7373 | 0.11349 | 51.6516 | 19.68 | 3.3632 | 0.050439 | 23.0937
Statewide | 2024 | 11 | 18 | 0.35875 | 7.0765e-06 | 2.1537e-06 | 0.29406 | 5.8005e-06 | 1.7654e-06 | 0.44089 | 0.0024377 | 3.1075e-06 | 0.3614 | 0.0019981 | 2.5472e-06 | 56.4344 | 7.0693 | 0.13984 | 63.6435 | 24.2492 | 4.1441 | 0.06215 | 28.4554 | 46.2586 | 5.7946 | 0.11462 | 52.1678 | 19.8767 | 3.3968 | 0.050943 | 23.3245
Statewide | 2024 | 11 | 19 | 0.35636 | 7.0294e-06 | 2.1394e-06 | 0.29211 | 5.7619e-06 | 1.7536e-06 | 0.43796 | 0.0024215 | 3.0868e-06 | 0.35899 | 0.0019849 | 2.5302e-06 | 56.0595 | 7.0223 | 0.13891 | 63.2208 | 24.0881 | 4.1165 | 0.061737 | 28.2663 | 45.9513 | 5.7561 | 0.11386 | 51.8213 | 19.7447 | 3.3743 | 0.050605 | 23.1696
Statewide | 2024 | 11 | 20 | 0.33911 | 6.6891e-06 | 2.0358e-06 | 0.27796 | 5.483e-06 | 1.6687e-06 | 0.41676 | 0.0023043 | 2.9374e-06 | 0.34161 | 0.0018888 | 2.4077e-06 | 53.3454 | 6.6823 | 0.13218 | 60.1599 | 22.9218 | 3.9172 | 0.058748 | 26.8978 | 43.7265 | 5.4774 | 0.10835 | 49.3123 | 18.7887 | 3.2109 | 0.048155 | 22.0478
Statewide | 2024 | 11 | 21 | 0.32931 | 6.4959e-06 | 1.977e-06 | 0.26993 | 5.3246e-06 | 1.6205e-06 | 0.40472 | 0.0022377 | 2.8525e-06 | 0.33174 | 0.0018342 | 2.3382e-06 | 51.8042 | 6.4893 | 0.12836 | 58.4218 | 22.2596 | 3.8041 | 0.057051 | 26.1207 | 42.4632 | 5.3192 | 0.10522 | 47.8876 | 18.2459 | 3.1181 | 0.046764 | 21.4108
Statewide | 2024 | 11 | 22 | 0.30051 | 5.9278e-06 | 1.8041e-06 | 0.24633 | 4.859e-06 | 1.4788e-06 | 0.36933 | 0.002042 | 2.6031e-06 | 0.30273 | 0.0016738 | 2.1337e-06 | 47.2741 | 5.9218 | 0.11714 | 53.3131 | 20.3131 | 3.4714 | 0.052062 | 23.8366 | 38.75 | 4.854 | 0.096017 | 43.7001 | 16.6504 | 2.8455 | 0.042674 | 19.5385
Statewide | 2024 | 11 | 23 | 0.27983 | 5.5199e-06 | 1.68e-06 | 0.22938 | 4.5246e-06 | 1.377e-06 | 0.34391 | 0.0019015 | 2.4239e-06 | 0.2819 | 0.0015586 | 1.9869e-06 | 44.0208 | 5.5143 | 0.10908 | 49.6441 | 18.9152 | 3.2325 | 0.048479 | 22.1962 | 36.0833 | 4.52 | 0.08941 | 40.6927 | 15.5045 | 2.6496 | 0.039738 | 18.1939
Statewide | 2024 | 11 | 24 | 0.26535 | 5.2342e-06 | 1.593e-06 | 0.21751 | 4.2904e-06 | 1.3058e-06 | 0.32611 | 0.0018031 | 2.2985e-06 | 0.26731 | 0.001478 | 1.8841e-06 | 41.7426 | 5.2289 | 0.10343 | 47.0749 | 17.9363 | 3.0652 | 0.04597 | 21.0475 | 34.2159 | 4.2861 | 0.084782 | 38.5867 | 14.7021 | 2.5125 | 0.037681 | 17.2523
Statewide | 2024 | 12 | 1 | 0.27931 | 5.5096e-06 | 1.6768e-06 | 0.22895 | 4.5161e-06 | 1.3745e-06 | 0.34327 | 0.0018979 | 2.4194e-06 | 0.28137 | 0.0015557 | 1.9832e-06 | 43.9387 | 5.504 | 0.10887 | 49.5515 | 18.8799 | 3.2265 | 0.048388 | 22.1548 | 36.016 | 4.5116 | 0.089243 | 40.6168 | 15.4756 | 2.6447 | 0.039663 | 18.16
Statewide | 2024 | 12 | 2 | 0.28019 | 5.527e-06 | 1.6821e-06 | 0.22967 | 4.5304e-06 | 1.3788e-06 | 0.34435 | 0.0019039 | 2.4271e-06 | 0.28226 | 0.0015606 | 1.9894e-06 | 44.0772 | 5.5214 | 0.10922 | 49.7078 | 18.9394 | 3.2367 | 0.048541 | 22.2246 | 36.1296 | 4.5258 | 0.089524 | 40.7449 | 15.5244 | 2.653 | 0.039789 | 18.2173
Statewide | 2024 | 12 | 3 | 0.28325 | 5.5872e-06 | 1.7005e-06 | 0.23217 | 4.5798e-06 | 1.3938e-06 | 0.34811 | 0.0019247 | 2.4535e-06 | 0.28534 | 0.0015776 | 2.0111e-06 | 44.5577 | 5.5815 | 0.11041 | 50.2497 | 19.1459 | 3.2719 | 0.04907 | 22.4669 | 36.5234 | 4.5751 | 0.0905 | 41.189 | 15.6936 | 2.682 | 0.040222 | 18.4158
Statewide | 2024 | 12 | 4 | 0.28227 | 5.5679e-06 | 1.6946e-06 | 0.23137 | 4.564e-06 | 1.389e-06 | 0.34691 | 0.001918 | 2.445e-06 | 0.28435 | 0.0015722 | 2.0042e-06 | 44.404 | 5.5623 | 0.11003 | 50.0763 | 19.0798 | 3.2607 | 0.048901 | 22.3894 | 36.3974 | 4.5593 | 0.090188 | 41.0469 | 15.6395 | 2.6727 | 0.040083 | 18.3523
Statewide | 2024 | 12 | 5 | 0.27187 | 5.3628e-06 | 1.6322e-06 | 0.22285 | 4.3958e-06 | 1.3379e-06 | 0.33413 | 0.0018474 | 2.355e-06 | 0.27388 | 0.0015143 | 1.9303e-06 | 42.7681 | 5.3574 | 0.10597 | 48.2315 | 18.3769 | 3.1405 | 0.047099 | 21.5646 | 35.0565 | 4.3914 | 0.086865 | 39.5348 | 15.0633 | 2.5743 | 0.038607 | 17.6762
Statewide | 2024 | 12 | 6 | 0.29288 | 5.7773e-06 | 1.7583e-06 | 0.24007 | 4.7355e-06 | 1.4413e-06 | 0.35995 | 0.0019901 | 2.537e-06 | 0.29505 | 0.0016313 | 2.0795e-06 | 46.0734 | 5.7714 | 0.11416 | 51.959 | 19.7972 | 3.3832 | 0.050739 | 23.2311 | 37.7658 | 4.7308 | 0.093579 | 42.5901 | 16.2275 | 2.7732 | 0.04159 | 19.0423
Statewide | 2024 | 12 | 7 | 0.3096 | 6.107e-06 | 1.8586e-06 | 0.25377 | 5.0058e-06 | 1.5235e-06 | 0.38049 | 0.0021037 | 2.6818e-06 | 0.31188 | 0.0017244 | 2.1982e-06 | 48.703 | 6.1008 | 0.12068 | 54.9244 | 20.9271 | 3.5763 | 0.053635 | 24.557 | 39.9212 | 5.0008 | 0.098919 | 45.0209 | 17.1536 | 2.9315 | 0.043964 | 20.1291
Statewide | 2024 | 12 | 8 | 0.31367 | 6.1873e-06 | 1.8831e-06 | 0.25711 | 5.0716e-06 | 1.5435e-06 | 0.38549 | 0.0021314 | 2.717e-06 | 0.31599 | 0.0017471 | 2.2271e-06 | 49.3433 | 6.181 | 0.12227 | 55.6466 | 21.2022 | 3.6234 | 0.05434 | 24.8799 | 40.4461 | 5.0665 | 0.10022 | 45.6128 | 17.3792 | 2.97 | 0.044542 | 20.3937
Statewide | 2024 | 12 | 9 | 0.29778 | 5.8738e-06 | 1.7877e-06 | 0.24408 | 4.8147e-06 | 1.4653e-06 | 0.36596 | 0.0020234 | 2.5794e-06 | 0.29998 | 0.0016586 | 2.1143e-06 | 46.8432 | 5.8678 | 0.11607 | 52.8271 | 20.1279 | 3.4398 | 0.051587 | 23.6193 | 38.3968 | 4.8098 | 0.095142 | 43.3017 | 16.4986 | 2.8195 | 0.042285 | 19.3604
Statewide | 2024 | 12 | 10 | 0.28151 | 5.5529e-06 | 1.69e-06 | 0.23075 | 4.5517e-06 | 1.3853e-06 | 0.34597 | 0.0019129 | 2.4385e-06 | 0.28359 | 0.001568 | 1.9988e-06 | 44.2844 | 5.5473 | 0.10973 | 49.9414 | 19.0285 | 3.2519 | 0.048769 | 22.3291 | 36.2994 | 4.5471 | 0.089945 | 40.9364 | 15.5974 | 2.6655 | 0.039976 | 18.3029
Statewide | 2024 | 12 | 11 | 0.2861 | 5.6435e-06 | 1.7176e-06 | 0.23451 | 4.6259e-06 | 1.4079e-06 | 0.35162 | 0.0019441 | 2.4782e-06 | 0.28822 | 0.0015935 | 2.0314e-06 | 45.0069 | 5.6378 | 0.11152 | 50.7563 | 19.3389 | 3.3049 | 0.049565 | 22.6934 | 36.8916 | 4.6212 | 0.091412 | 41.6043 | 15.8519 | 2.709 | 0.040628 | 18.6015
Statewide | 2024 | 12 | 12 | 0.29267 | 5.7731e-06 | 1.757e-06 | 0.2399 | 4.7321e-06 | 1.4402e-06 | 0.35969 | 0.0019887 | 2.5351e-06 | 0.29483 | 0.0016301 | 2.078e-06 | 46.0402 | 5.7673 | 0.11408 | 51.9216 | 19.7829 | 3.3808 | 0.050703 | 23.2144 | 37.7386 | 4.7273 | 0.093511 | 42.5595 | 16.2158 | 2.7712 | 0.041561 | 19.0286
Statewide | 2024 | 12 | 13 | 0.29486 | 5.8163e-06 | 1.7702e-06 | 0.24169 | 4.7675e-06 | 1.451e-06 | 0.36238 | 0.0020036 | 2.5541e-06 | 0.29704 | 0.0016423 | 2.0936e-06 | 46.3847 | 5.8104 | 0.11493 | 52.31 | 19.9309 | 3.4061 | 0.051082 | 23.3881 | 38.0209 | 4.7627 | 0.094211 | 42.8779 | 16.3371 | 2.7919 | 0.041871 | 19.1709
Statewide | 2024 | 12 | 14 | 0.30298 | 5.9764e-06 | 1.8189e-06 | 0.24835 | 4.8988e-06 | 1.4909e-06 | 0.37236 | 0.0020588 | 2.6244e-06 | 0.30522 | 0.0016875 | 2.1512e-06 | 47.6618 | 5.9704 | 0.1181 | 53.7503 | 20.4797 | 3.4999 | 0.052489 | 24.032 | 39.0678 | 4.8938 | 0.096805 | 44.0584 | 16.7869 | 2.8688 | 0.043024 | 19.6988
Statewide | 2024 | 12 | 15 | 0.30696 | 6.055e-06 | 1.8428e-06 | 0.25161 | 4.9632e-06 | 1.5105e-06 | 0.37725 | 0.0020858 | 2.6589e-06 | 0.30923 | 0.0017097 | 2.1795e-06 | 48.2884 | 6.0489 | 0.11965 | 54.4569 | 20.7489 | 3.5459 | 0.053179 | 24.348 | 39.5814 | 4.9582 | 0.098077 | 44.6377 | 17.0076 | 2.9065 | 0.04359 | 19.9577
Statewide | 2024 | 12 | 16 | 0.32778 | 6.4657e-06 | 1.9678e-06 | 0.26868 | 5.2998e-06 | 1.613e-06 | 0.40284 | 0.0022273 | 2.8393e-06 | 0.3302 | 0.0018257 | 2.3273e-06 | 51.5634 | 6.4591 | 0.12777 | 58.1503 | 22.1561 | 3.7864 | 0.056785 | 25.9993 | 42.2659 | 5.2945 | 0.10473 | 47.665 | 18.1611 | 3.1036 | 0.046546 | 21.3113
Statewide | 2024 | 12 | 17 | 0.33318 | 6.5722e-06 | 2.0002e-06 | 0.27311 | 5.3872e-06 | 1.6396e-06 | 0.40948 | 0.002264 | 2.8861e-06 | 0.33565 | 0.0018558 | 2.3657e-06 | 52.4134 | 6.5656 | 0.12987 | 59.1089 | 22.5214 | 3.8488 | 0.057721 | 26.4279 | 42.9626 | 5.3817 | 0.10646 | 48.4508 | 18.4605 | 3.1548 | 0.047314 | 21.6626
Statewide | 2024 | 12 | 18 | 0.37596 | 7.416e-06 | 2.2571e-06 | 0.30817 | 6.0788e-06 | 1.8501e-06 | 0.46205 | 0.0025547 | 3.2566e-06 | 0.37874 | 0.002094 | 2.6694e-06 | 59.1426 | 7.4085 | 0.14655 | 66.6977 | 25.4128 | 4.3429 | 0.065132 | 29.8209 | 48.4785 | 6.0727 | 0.12012 | 54.6713 | 20.8306 | 3.5598 | 0.053388 | 24.4438
Statewide | 2024 | 12 | 19 | 0.36528 | 7.2054e-06 | 2.1929e-06 | 0.29942 | 5.9061e-06 | 1.7975e-06 | 0.44893 | 0.0024821 | 3.1641e-06 | 0.36798 | 0.0020345 | 2.5936e-06 | 57.4624 | 7.1981 | 0.14238 | 64.8029 | 24.6909 | 4.2196 | 0.063282 | 28.9737 | 47.1012 | 5.9002 | 0.11671 | 53.1181 | 20.2388 | 3.4587 | 0.051871 | 23.7494
Statewide | 2024 | 12 | 20 | 0.34355 | 6.7767e-06 | 2.0625e-06 | 0.2816 | 5.5547e-06 | 1.6906e-06 | 0.42222 | 0.0023344 | 2.9758e-06 | 0.34609 | 0.0019135 | 2.4393e-06 | 54.0436 | 6.7698 | 0.13391 | 60.9473 | 23.2219 | 3.9685 | 0.059517 | 27.2499 | 44.2989 | 5.5491 | 0.10977 | 49.9578 | 19.0347 | 3.2529 | 0.048785 | 22.3364
Statewide | 2024 | 12 | 21 | 0.32092 | 6.3303e-06 | 1.9266e-06 | 0.26305 | 5.1889e-06 | 1.5792e-06 | 0.3944 | 0.0021806 | 2.7798e-06 | 0.32329 | 0.0017875 | 2.2786e-06 | 50.4838 | 6.3239 | 0.12509 | 56.9328 | 21.6923 | 3.7071 | 0.055596 | 25.455 | 41.381 | 5.1836 | 0.10254 | 46.6671 | 17.7809 | 3.0387 | 0.045572 | 20.8651
Statewide | 2024 | 12 | 22 | 0.31869 | 6.2864e-06 | 1.9133e-06 | 0.26123 | 5.1529e-06 | 1.5683e-06 | 0.39167 | 0.0021655 | 2.7605e-06 | 0.32105 | 0.0017751 | 2.2628e-06 | 50.1338 | 6.28 | 0.12422 | 56.538 | 21.5419 | 3.6814 | 0.055211 | 25.2785 | 41.094 | 5.1477 | 0.10183 | 46.3435 | 17.6576 | 3.0176 | 0.045256 | 20.7204
Statewide | 2024 | 12 | 23 | 0.30615 | 6.0389e-06 | 1.8379e-06 | 0.25094 | 4.95e-06 | 1.5065e-06 | 0.37625 | 0.0020803 | 2.6519e-06 | 0.30841 | 0.0017052 | 2.1737e-06 | 48.1599 | 6.0328 | 0.11933 | 54.312 | 20.6937 | 3.5365 | 0.053037 | 24.2832 | 39.4761 | 4.945 | 0.097816 | 44.5189 | 16.9624 | 2.8988 | 0.043474 | 19.9046
Statewide | 2024 | 12 | 24 | 0.29425 | 5.8043e-06 | 1.7665e-06 | 0.2412 | 4.7577e-06 | 1.448e-06 | 0.36163 | 0.0019995 | 2.5488e-06 | 0.29643 | 0.0016389 | 2.0893e-06 | 46.289 | 5.7984 | 0.1147 | 52.2022 | 19.8898 | 3.3991 | 0.050977 | 23.3399 | 37.9426 | 4.7529 | 0.094017 | 42.7895 | 16.3034 | 2.7862 | 0.041785 | 19.1314
Statewide | 2025 | 1 | 1 | 0.26768 | 5.2802e-06 | 1.607e-06 | 0.21066 | 4.1553e-06 | 1.2647e-06 | 0.32898 | 0.0018189 | 2.3187e-06 | 0.25889 | 0.0014314 | 1.8247e-06 | 42.4379 | 5.4567 | 0.10666 | 48.0013 | 18.4227 | 3.0921 | 0.048692 | 21.5635 | 33.3974 | 4.2943 | 0.083937 | 37.7756 | 14.4981 | 2.4334 | 0.038319 | 16.9698
Statewide | 2025 | 1 | 2 | 0.26174 | 5.163e-06 | 1.5713e-06 | 0.20598 | 4.0631e-06 | 1.2366e-06 | 0.32168 | 0.0017785 | 2.2672e-06 | 0.25315 | 0.0013996 | 1.7842e-06 | 41.4961 | 5.3356 | 0.10429 | 46.936 | 18.0138 | 3.0235 | 0.047612 | 21.0849 | 32.6562 | 4.1989 | 0.082075 | 36.9372 | 14.1763 | 2.3794 | 0.037469 | 16.5932
Statewide | 2025 | 1 | 3 | 0.2731 | 5.387e-06 | 1.6395e-06 | 0.21492 | 4.2394e-06 | 1.2902e-06 | 0.33563 | 0.0018557 | 2.3656e-06 | 0.26413 | 0.0014604 | 1.8616e-06 | 43.2964 | 5.5671 | 0.10882 | 48.9723 | 18.7953 | 3.1547 | 0.049677 | 21.9997 | 34.073 | 4.3811 | 0.085635 | 38.5397 | 14.7914 | 2.4826 | 0.039094 | 17.3131
Statewide | 2025 | 1 | 4 | 0.26392 | 5.206e-06 | 1.5844e-06 | 0.2077 | 4.097e-06 | 1.2469e-06 | 0.32436 | 0.0017934 | 2.2861e-06 | 0.25526 | 0.0014113 | 1.7991e-06 | 41.842 | 5.3801 | 0.10516 | 47.3272 | 18.164 | 3.0487 | 0.048008 | 21.2607 | 32.9284 | 4.234 | 0.082759 | 37.2451 | 14.2945 | 2.3992 | 0.037781 | 16.7315
Statewide | 2025 | 1 | 5 | 0.25864 | 5.1018e-06 | 1.5527e-06 | 0.20354 | 4.0149e-06 | 1.2219e-06 | 0.31786 | 0.0017575 | 2.2403e-06 | 0.25015 | 0.0013831 | 1.7631e-06 | 41.0043 | 5.2724 | 0.10306 | 46.3797 | 17.8003 | 2.9877 | 0.047047 | 20.835 | 32.2692 | 4.1492 | 0.081102 | 36.4995 | 14.0083 | 2.3512 | 0.037025 | 16.3966
Statewide | 2025 | 1 | 6 | 0.2729 | 5.383e-06 | 1.6383e-06 | 0.21476 | 4.2363e-06 | 1.2893e-06 | 0.33539 | 0.0018543 | 2.3638e-06 | 0.26394 | 0.0014593 | 1.8603e-06 | 43.2647 | 5.563 | 0.10874 | 48.9364 | 18.7816 | 3.1524 | 0.049641 | 21.9836 | 34.048 | 4.3779 | 0.085573 | 38.5115 | 14.7805 | 2.4808 | 0.039066 | 17.3004
Statewide | 2025 | 1 | 7 | 0.28027 | 5.5284e-06 | 1.6826e-06 | 0.22056 | 4.3507e-06 | 1.3241e-06 | 0.34444 | 0.0019044 | 2.4277e-06 | 0.27107 | 0.0014987 | 1.9105e-06 | 44.4331 | 5.7132 | 0.11167 | 50.2581 | 19.2888 | 3.2375 | 0.050981 | 22.5773 | 34.9676 | 4.4961 | 0.087884 | 39.5516 | 15.1797 | 2.5478 | 0.040121 | 17.7677
Statewide | 2025 | 1 | 8 | 0.29348 | 5.7891e-06 | 1.7619e-06 | 0.23096 | 4.5559e-06 | 1.3866e-06 | 0.36069 | 0.0019942 | 2.5422e-06 | 0.28385 | 0.0015694 | 2.0006e-06 | 46.5286 | 5.9827 | 0.11694 | 52.6282 | 20.1985 | 3.3902 | 0.053386 | 23.642 | 36.6166 | 4.7082 | 0.092028 | 41.4169 | 15.8956 | 2.668 | 0.042013 | 18.6056
Statewide | 2025 | 1 | 9 | 0.29691 | 5.8566e-06 | 1.7825e-06 | 0.23366 | 4.609e-06 | 1.4027e-06 | 0.36489 | 0.0020175 | 2.5718e-06 | 0.28716 | 0.0015877 | 2.0239e-06 | 47.0712 | 6.0524 | 0.1183 | 53.242 | 20.434 | 3.4297 | 0.054008 | 23.9178 | 37.0437 | 4.7631 | 0.093102 | 41.8999 | 16.081 | 2.6991 | 0.042503 | 18.8226
Statewide | 2025 | 1 | 10 | 0.26857 | 5.2976e-06 | 1.6123e-06 | 0.21135 | 4.1691e-06 | 1.2688e-06 | 0.33007 | 0.0018249 | 2.3264e-06 | 0.25975 | 0.0014362 | 1.8308e-06 | 42.5784 | 5.4748 | 0.10701 | 48.1602 | 18.4837 | 3.1024 | 0.048853 | 21.6349 | 33.508 | 4.3085 | 0.084215 | 37.9007 | 14.5461 | 2.4415 | 0.038446 | 17.026
Statewide | 2025 | 1 | 11 | 0.26751 | 5.2769e-06 | 1.606e-06 | 0.21053 | 4.1527e-06 | 1.2639e-06 | 0.32877 | 0.0018178 | 2.3172e-06 | 0.25873 | 0.0014305 | 1.8236e-06 | 42.4117 | 5.4533 | 0.10659 | 47.9716 | 18.4113 | 3.0902 | 0.048662 | 21.5501 | 33.3767 | 4.2916 | 0.083886 | 37.7522 | 14.4891 | 2.4319 | 0.038296 | 16.9593
Statewide | 2025 | 1 | 12 | 0.27173 | 5.3601e-06 | 1.6313e-06 | 0.21385 | 4.2182e-06 | 1.2838e-06 | 0.33396 | 0.0018464 | 2.3538e-06 | 0.26281 | 0.0014531 | 1.8524e-06 | 43.0804 | 5.5393 | 0.10827 | 48.7279 | 18.7016 | 3.1389 | 0.049429 | 21.8899 | 33.903 | 4.3593 | 0.085208 | 38.3474 | 14.7176 | 2.4702 | 0.038899 | 17.2267
Statewide | 2025 | 1 | 13 | 0.29528 | 5.8245e-06 | 1.7727e-06 | 0.23237 | 4.5837e-06 | 1.395e-06 | 0.36289 | 0.0020064 | 2.5577e-06 | 0.28559 | 0.001579 | 2.0128e-06 | 46.8131 | 6.0193 | 0.11766 | 52.95 | 20.322 | 3.4109 | 0.053712 | 23.7866 | 36.8405 | 4.737 | 0.092591 | 41.6701 | 15.9928 | 2.6843 | 0.04227 | 18.7193
Statewide | 2025 | 1 | 14 | 0.32148 | 6.3413e-06 | 1.93e-06 | 0.25299 | 4.9904e-06 | 1.5188e-06 | 0.39509 | 0.0021844 | 2.7847e-06 | 0.31093 | 0.0017191 | 2.1915e-06 | 50.9669 | 6.5533 | 0.12809 | 57.6483 | 22.1252 | 3.7136 | 0.058478 | 25.8972 | 40.1094 | 5.1573 | 0.10081 | 45.3675 | 17.4118 | 2.9225 | 0.04602 | 20.3803
Statewide | 2025 | 1 | 15 | 0.31827 | 6.2781e-06 | 1.9107e-06 | 0.25047 | 4.9407e-06 | 1.5037e-06 | 0.39115 | 0.0021627 | 2.7569e-06 | 0.30783 | 0.001702 | 2.1696e-06 | 50.4588 | 6.488 | 0.12682 | 57.0736 | 21.9046 | 3.6765 | 0.057895 | 25.639 | 39.7095 | 5.1059 | 0.099802 | 44.9152 | 17.2383 | 2.8933 | 0.045562 | 20.1771
Statewide | 2025 | 1 | 16 | 0.31422 | 6.1981e-06 | 1.8864e-06 | 0.24728 | 4.8777e-06 | 1.4845e-06 | 0.38617 | 0.0021351 | 2.7218e-06 | 0.3039 | 0.0016803 | 2.142e-06 | 49.816 | 6.4054 | 0.1252 | 56.3465 | 21.6255 | 3.6297 | 0.057158 | 25.3124 | 39.2037 | 5.0408 | 0.09853 | 44.343 | 17.0186 | 2.8565 | 0.044981 | 19.9201
Statewide | 2025 | 1 | 17 | 0.32493 | 6.4094e-06 | 1.9507e-06 | 0.25571 | 5.044e-06 | 1.5351e-06 | 0.39934 | 0.0022079 | 2.8146e-06 | 0.31426 | 0.0017376 | 2.215e-06 | 51.5142 | 6.6237 | 0.12947 | 58.2674 | 22.3628 | 3.7534 | 0.059106 | 26.1753 | 40.5402 | 5.2127 | 0.10189 | 45.8547 | 17.5988 | 2.9538 | 0.046515 | 20.5992
Statewide | 2025 | 1 | 18 | 0.34384 | 6.7825e-06 | 2.0642e-06 | 0.2706 | 5.3376e-06 | 1.6245e-06 | 0.42258 | 0.0023364 | 2.9784e-06 | 0.33256 | 0.0018387 | 2.3439e-06 | 54.5129 | 7.0093 | 0.13701 | 61.6593 | 23.6645 | 3.9719 | 0.062547 | 27.699 | 42.9001 | 5.5161 | 0.10782 | 48.524 | 18.6233 | 3.1258 | 0.049222 | 21.7983
Statewide | 2025 | 1 | 19 | 0.29577 | 5.8343e-06 | 1.7757e-06 | 0.23277 | 4.5914e-06 | 1.3974e-06 | 0.3635 | 0.0020098 | 2.562e-06 | 0.28607 | 0.0015816 | 2.0162e-06 | 46.8919 | 6.0294 | 0.11785 | 53.0391 | 20.3562 | 3.4166 | 0.053802 | 23.8266 | 36.9025 | 4.7449 | 0.092747 | 41.7402 | 16.0197 | 2.6888 | 0.042341 | 18.7508
Statewide | 2025 | 1 | 20 | 0.28988 | 5.7181e-06 | 1.7403e-06 | 0.22813 | 4.5e-06 | 1.3696e-06 | 0.35626 | 0.0019698 | 2.511e-06 | 0.28037 | 0.0015501 | 1.9761e-06 | 45.9577 | 5.9093 | 0.11551 | 51.9824 | 19.9506 | 3.3486 | 0.052731 | 23.3519 | 36.1673 | 4.6504 | 0.090899 | 40.9086 | 15.7005 | 2.6352 | 0.041497 | 18.3773
Statewide | 2025 | 1 | 21 | 0.29446 | 5.8083e-06 | 1.7677e-06 | 0.23173 | 4.571e-06 | 1.3912e-06 | 0.36188 | 0.0020008 | 2.5506e-06 | 0.28479 | 0.0015746 | 2.0072e-06 | 46.6828 | 6.0025 | 0.11733 | 52.8027 | 20.2654 | 3.4014 | 0.053563 | 23.7204 | 36.738 | 4.7238 | 0.092333 | 41.5541 | 15.9483 | 2.6768 | 0.042152 | 18.6672
Statewide | 2025 | 1 | 22 | 0.28712 | 5.6637e-06 | 1.7237e-06 | 0.22596 | 4.4571e-06 | 1.3565e-06 | 0.35287 | 0.001951 | 2.4871e-06 | 0.2777 | 0.0015354 | 1.9573e-06 | 45.5205 | 5.853 | 0.11441 | 51.488 | 19.7608 | 3.3167 | 0.052229 | 23.1298 | 35.8233 | 4.6062 | 0.090034 | 40.5195 | 15.5512 | 2.6102 | 0.041103 | 18.2025
Statewide | 2025 | 1 | 23 | 0.28394 | 5.601e-06 | 1.7046e-06 | 0.22346 | 4.4078e-06 | 1.3415e-06 | 0.34896 | 0.0019294 | 2.4596e-06 | 0.27462 | 0.0015184 | 1.9356e-06 | 45.0164 | 5.7882 | 0.11314 | 50.9178 | 19.542 | 3.28 | 0.051651 | 22.8737 | 35.4266 | 4.5552 | 0.089037 | 40.0708 | 15.379 | 2.5813 | 0.040648 | 18.0009
Statewide | 2025 | 1 | 24 | 0.28743 | 5.6697e-06 | 1.7256e-06 | 0.2262 | 4.4619e-06 | 1.358e-06 | 0.35324 | 0.0019531 | 2.4897e-06 | 0.27799 | 0.001537 | 1.9593e-06 | 45.5686 | 5.8592 | 0.11453 | 51.5423 | 19.7817 | 3.3202 | 0.052284 | 23.1542 | 35.8611 | 4.611 | 0.09013 | 40.5623 | 15.5676 | 2.6129 | 0.041146 | 18.2217
Statewide | 2025 | 2 | 1 | 0.22949 | 4.5268e-06 | 1.3777e-06 | 0.1806 | 3.5624e-06 | 1.0842e-06 | 0.28204 | 0.0015594 | 1.9878e-06 | 0.22195 | 0.0012272 | 1.5644e-06 | 36.3827 | 4.6781 | 0.09144 | 41.1522 | 15.794 | 2.6509 | 0.041745 | 18.4867 | 28.6321 | 3.6815 | 0.071961 | 32.3856 | 12.4294 | 2.0862 | 0.032852 | 14.5485
Statewide | 2025 | 2 | 2 | 0.22095 | 4.3583e-06 | 1.3264e-06 | 0.17388 | 3.4299e-06 | 1.0439e-06 | 0.27154 | 0.0015013 | 1.9139e-06 | 0.2137 | 0.0011815 | 1.5062e-06 | 35.029 | 4.504 | 0.088038 | 39.621 | 15.2064 | 2.5523 | 0.040191 | 17.7988 | 27.5667 | 3.5445 | 0.069283 | 31.1806 | 11.967 | 2.0086 | 0.031629 | 14.0072
Statewide | 2025 | 2 | 3 | 0.22275 | 4.3938e-06 | 1.3372e-06 | 0.17529 | 3.4578e-06 | 1.0524e-06 | 0.27375 | 0.0015136 | 1.9294e-06 | 0.21543 | 0.0011911 | 1.5184e-06 | 35.3139 | 4.5407 | 0.088754 | 39.9433 | 15.3301 | 2.5731 | 0.040518 | 17.9436 | 27.791 | 3.5734 | 0.069847 | 31.4342 | 12.0643 | 2.0249 | 0.031887 | 14.1211
Statewide | 2025 | 2 | 4 | 0.22106 | 4.3605e-06 | 1.3271e-06 | 0.17397 | 3.4316e-06 | 1.0444e-06 | 0.27168 | 0.0015021 | 1.9148e-06 | 0.2138 | 0.0011821 | 1.5069e-06 | 35.0467 | 4.5063 | 0.088083 | 39.6411 | 15.2141 | 2.5536 | 0.040212 | 17.8079 | 27.5807 | 3.5463 | 0.069318 | 31.1964 | 11.973 | 2.0096 | 0.031645 | 14.0143
Statewide | 2025 | 2 | 5 | 0.21963 | 4.3323e-06 | 1.3185e-06 | 0.17284 | 3.4094e-06 | 1.0376e-06 | 0.26992 | 0.0014924 | 1.9024e-06 | 0.21242 | 0.0011745 | 1.4972e-06 | 34.8196 | 4.4771 | 0.087512 | 39.3842 | 15.1155 | 2.537 | 0.039951 | 17.6925 | 27.402 | 3.5234 | 0.068869 | 30.9942 | 11.8954 | 1.9966 | 0.03144 | 13.9234
Statewide | 2025 | 2 | 6 | 0.24204 | 4.7743e-06 | 1.4531e-06 | 0.19048 | 3.7573e-06 | 1.1435e-06 | 0.29746 | 0.0016447 | 2.0966e-06 | 0.23409 | 0.0012943 | 1.6499e-06 | 38.3726 | 4.934 | 0.096442 | 43.403 | 16.6579 | 2.7959 | 0.044028 | 19.4978 | 30.1981 | 3.8829 | 0.075897 | 34.1569 | 13.1093 | 2.2003 | 0.034649 | 15.3442
Statewide | 2025 | 2 | 7 | 0.24627 | 4.8578e-06 | 1.4785e-06 | 0.19381 | 3.823e-06 | 1.1635e-06 | 0.30267 | 0.0016734 | 2.1332e-06 | 0.23819 | 0.0013169 | 1.6788e-06 | 39.0438 | 5.0203 | 0.098129 | 44.1622 | 16.9492 | 2.8448 | 0.044798 | 19.8389 | 30.7263 | 3.9508 | 0.077224 | 34.7543 | 13.3386 | 2.2388 | 0.035255 | 15.6126
Statewide | 2025 | 2 | 8 | 0.2395 | 4.7243e-06 | 1.4378e-06 | 0.18848 | 3.7179e-06 | 1.1315e-06 | 0.29434 | 0.0016274 | 2.0746e-06 | 0.23164 | 0.0012807 | 1.6326e-06 | 37.9704 | 4.8823 | 0.095431 | 42.9481 | 16.4833 | 2.7666 | 0.043566 | 19.2935 | 29.8816 | 3.8422 | 0.075101 | 33.7989 | 12.9719 | 2.1772 | 0.034285 | 15.1834
Statewide | 2025 | 2 | 9 | 0.2253 | 4.4442e-06 | 1.3526e-06 | 0.17731 | 3.4974e-06 | 1.0644e-06 | 0.27689 | 0.0015309 | 1.9516e-06 | 0.21791 | 0.0012048 | 1.5358e-06 | 35.7192 | 4.5928 | 0.089773 | 40.4017 | 15.506 | 2.6026 | 0.040983 | 18.1496 | 28.1099 | 3.6144 | 0.070648 | 31.7949 | 12.2028 | 2.0482 | 0.032253 | 14.2832
Statewide | 2025 | 2 | 10 | 0.21303 | 4.2022e-06 | 1.2789e-06 | 0.16765 | 3.307e-06 | 1.0065e-06 | 0.26182 | 0.0014476 | 1.8453e-06 | 0.20604 | 0.0011392 | 1.4522e-06 | 33.7743 | 4.3427 | 0.084885 | 38.2019 | 14.6617 | 2.4609 | 0.038752 | 17.1613 | 26.5793 | 3.4176 | 0.066802 | 30.0637 | 11.5383 | 1.9366 | 0.030496 | 13.5054
Statewide | 2025 | 2 | 11 | 0.20602 | 4.0639e-06 | 1.2368e-06 | 0.16213 | 3.1982e-06 | 9.7336e-07 | 0.2532 | 0.0013999 | 1.7846e-06 | 0.19926 | 0.0011017 | 1.4044e-06 | 32.6627 | 4.1998 | 0.082091 | 36.9445 | 14.1791 | 2.3799 | 0.037476 | 16.5965 | 25.7045 | 3.3051 | 0.064603 | 29.0743 | 11.1586 | 1.8729 | 0.029493 | 13.0609
Statewide | 2025 | 2 | 12 | 0.2025 | 3.9945e-06 | 1.2157e-06 | 0.15936 | 3.1436e-06 | 9.5674e-07 | 0.24888 | 0.001376 | 1.7541e-06 | 0.19586 | 0.0010829 | 1.3804e-06 | 32.1049 | 4.1281 | 0.080689 | 36.3137 | 13.937 | 2.3392 | 0.036836 | 16.3131 | 25.2656 | 3.2487 | 0.0635 | 28.5778 | 10.968 | 1.8409 | 0.028989 | 12.8379
Statewide | 2025 | 2 | 13 | 0.21493 | 4.2396e-06 | 1.2903e-06 | 0.16914 | 3.3364e-06 | 1.0154e-06 | 0.26414 | 0.0014604 | 1.8617e-06 | 0.20787 | 0.0011493 | 1.4651e-06 | 34.0745 | 4.3813 | 0.085639 | 38.5415 | 14.792 | 2.4827 | 0.039096 | 17.3139 | 26.8156 | 3.448 | 0.067396 | 30.331 | 11.6409 | 1.9538 | 0.030768 | 13.6255
Statewide | 2025 | 2 | 14 | 0.21868 | 4.3136e-06 | 1.3128e-06 | 0.1721 | 3.3947e-06 | 1.0332e-06 | 0.26876 | 0.001486 | 1.8943e-06 | 0.2115 | 0.0011694 | 1.4907e-06 | 34.6698 | 4.4579 | 0.087136 | 39.2148 | 15.0505 | 2.5261 | 0.039779 | 17.6164 | 27.2841 | 3.5082 | 0.068573 | 30.8609 | 11.8443 | 1.988 | 0.031305 | 13.8636
Statewide | 2025 | 2 | 15 | 0.22508 | 4.4398e-06 | 1.3512e-06 | 0.17713 | 3.494e-06 | 1.0634e-06 | 0.27662 | 0.0015294 | 1.9497e-06 | 0.21769 | 0.0012036 | 1.5343e-06 | 35.684 | 4.5883 | 0.089684 | 40.3619 | 15.4907 | 2.6 | 0.040943 | 18.1317 | 28.0822 | 3.6108 | 0.070579 | 31.7636 | 12.1907 | 2.0461 | 0.032221 | 14.2691
Statewide | 2025 | 2 | 16 | 0.24178 | 4.7693e-06 | 1.4515e-06 | 0.19028 | 3.7533e-06 | 1.1423e-06 | 0.29715 | 0.0016429 | 2.0944e-06 | 0.23385 | 0.0012929 | 1.6482e-06 | 38.3322 | 4.9288 | 0.09634 | 43.3573 | 16.6403 | 2.793 | 0.043981 | 19.4773 | 30.1663 | 3.8788 | 0.075817 | 34.1209 | 13.0955 | 2.198 | 0.034612 | 15.3281
Statewide | 2025 | 2 | 17 | 0.26139 | 5.156e-06 | 1.5692e-06 | 0.2057 | 4.0576e-06 | 1.2349e-06 | 0.32124 | 0.0017761 | 2.2642e-06 | 0.25281 | 0.0013978 | 1.7818e-06 | 41.4401 | 5.3284 | 0.10415 | 46.8726 | 17.9895 | 3.0194 | 0.047547 | 21.0565 | 32.6121 | 4.1933 | 0.081964 | 36.8874 | 14.1572 | 2.3762 | 0.037418 | 16.5708
Statewide | 2025 | 2 | 18 | 0.32079 | 6.3277e-06 | 1.9258e-06 | 0.25245 | 4.9797e-06 | 1.5156e-06 | 0.39424 | 0.0021797 | 2.7787e-06 | 0.31026 | 0.0017154 | 2.1867e-06 | 50.8572 | 6.5392 | 0.12782 | 57.5243 | 22.0775 | 3.7056 | 0.058352 | 25.8415 | 40.0231 | 5.1462 | 0.10059 | 45.2699 | 17.3744 | 2.9162 | 0.045921 | 20.3365
Statewide | 2025 | 2 | 19 | 0.311 | 6.1347e-06 | 1.8671e-06 | 0.24475 | 4.8278e-06 | 1.4693e-06 | 0.38222 | 0.0021133 | 2.6939e-06 | 0.30079 | 0.0016631 | 2.12e-06 | 49.306 | 6.3398 | 0.12392 | 55.7697 | 21.4042 | 3.5925 | 0.056572 | 25.0533 | 38.8024 | 4.9892 | 0.097522 | 43.8891 | 16.8444 | 2.8272 | 0.044521 | 19.7162
Statewide | 2025 | 2 | 20 | 0.28305 | 5.5833e-06 | 1.6993e-06 | 0.22275 | 4.3939e-06 | 1.3373e-06 | 0.34787 | 0.0019233 | 2.4518e-06 | 0.27376 | 0.0015136 | 1.9295e-06 | 44.8748 | 5.77 | 0.11278 | 50.7576 | 19.4805 | 3.2697 | 0.051488 | 22.8017 | 35.3151 | 4.5408 | 0.088757 | 39.9447 | 15.3306 | 2.5731 | 0.04052 | 17.9442
Statewide | 2025 | 2 | 21 | 0.27118 | 5.3493e-06 | 1.628e-06 | 0.21341 | 4.2097e-06 | 1.2812e-06 | 0.33328 | 0.0018427 | 2.349e-06 | 0.26228 | 0.0014502 | 1.8486e-06 | 42.9935 | 5.5281 | 0.10806 | 48.6297 | 18.6638 | 3.1326 | 0.04933 | 21.8458 | 33.8346 | 4.3505 | 0.085036 | 38.2701 | 14.6879 | 2.4653 | 0.038821 | 17.192
Statewide | 2025 | 2 | 22 | 0.25963 | 5.1213e-06 | 1.5586e-06 | 0.20432 | 4.0303e-06 | 1.2266e-06 | 0.31908 | 0.0017642 | 2.2489e-06 | 0.2511 | 0.0013883 | 1.7698e-06 | 41.161 | 5.2925 | 0.10345 | 46.5569 | 17.8683 | 2.9991 | 0.047227 | 20.9146 | 32.3925 | 4.165 | 0.081412 | 36.6389 | 14.0618 | 2.3602 | 0.037166 | 16.4592
Statewide | 2025 | 2 | 23 | 0.25248 | 4.9804e-06 | 1.5158e-06 | 0.1987 | 3.9194e-06 | 1.1929e-06 | 0.3103 | 0.0017156 | 2.187e-06 | 0.2442 | 0.0013502 | 1.7211e-06 | 40.0288 | 5.1469 | 0.1006 | 45.2764 | 17.3769 | 2.9166 | 0.045928 | 20.3394 | 31.5015 | 4.0505 | 0.079173 | 35.6311 | 13.6751 | 2.2953 | 0.036144 | 16.0065
Statewide | 2025 | 2 | 24 | 0.25734 | 5.0761e-06 | 1.5449e-06 | 0.20252 | 3.9948e-06 | 1.2158e-06 | 0.31627 | 0.0017486 | 2.2291e-06 | 0.24889 | 0.0013761 | 1.7542e-06 | 40.7983 | 5.2459 | 0.10254 | 46.1467 | 17.7109 | 2.9727 | 0.046811 | 20.7304 | 32.1071 | 4.1283 | 0.080694 | 36.3161 | 13.9379 | 2.3394 | 0.036839 | 16.3142
Statewide | 2025 | 3 | 1 | 0.2494 | 4.9195e-06 | 1.4972e-06 | 0.19627 | 3.8715e-06 | 1.1783e-06 | 0.30651 | 0.0016947 | 2.1603e-06 | 0.24121 | 0.0013337 | 1.7001e-06 | 39.5396 | 5.084 | 0.099375 | 44.723 | 17.1645 | 2.8809 | 0.045367 | 20.0908 | 31.1165 | 4.001 | 0.078205 | 35.1957 | 13.5079 | 2.2672 | 0.035702 | 15.8108
Statewide | 2025 | 3 | 2 | 0.24056 | 4.7452e-06 | 1.4442e-06 | 0.18931 | 3.7343e-06 | 1.1365e-06 | 0.29565 | 0.0016346 | 2.0838e-06 | 0.23266 | 0.0012864 | 1.6399e-06 | 38.1383 | 4.9038 | 0.095853 | 43.138 | 16.5562 | 2.7788 | 0.043759 | 19.3788 | 30.0137 | 3.8592 | 0.075433 | 33.9483 | 13.0292 | 2.1869 | 0.034437 | 15.2505
Statewide | 2025 | 3 | 3 | 0.25892 | 5.1073e-06 | 1.5544e-06 | 0.20376 | 4.0193e-06 | 1.2233e-06 | 0.31821 | 0.0017594 | 2.2428e-06 | 0.25042 | 0.0013846 | 1.765e-06 | 41.0486 | 5.2781 | 0.10317 | 46.4299 | 17.8196 | 2.9909 | 0.047098 | 20.8576 | 32.3041 | 4.1537 | 0.08119 | 36.5389 | 14.0235 | 2.3537 | 0.037065 | 16.4143
Statewide | 2025 | 3 | 4 | 0.26101 | 5.1485e-06 | 1.5669e-06 | 0.2054 | 4.0517e-06 | 1.2331e-06 | 0.32077 | 0.0017735 | 2.2609e-06 | 0.25244 | 0.0013957 | 1.7792e-06 | 41.3797 | 5.3206 | 0.104 | 46.8043 | 17.9633 | 3.015 | 0.047478 | 21.0258 | 32.5646 | 4.1872 | 0.081844 | 36.8336 | 14.1366 | 2.3727 | 0.037364 | 16.5466
Statewide | 2025 | 3 | 5 | 0.27484 | 5.4214e-06 | 1.65e-06 | 0.21629 | 4.2665e-06 | 1.2985e-06 | 0.33778 | 0.0018676 | 2.3807e-06 | 0.26582 | 0.0014697 | 1.8735e-06 | 43.5734 | 5.6027 | 0.10951 | 49.2856 | 18.9156 | 3.1749 | 0.049995 | 22.1404 | 34.2909 | 4.4091 | 0.086183 | 38.7863 | 14.886 | 2.4985 | 0.039345 | 17.4238
Statewide | 2025 | 3 | 6 | 0.29355 | 5.7905e-06 | 1.7623e-06 | 0.23102 | 4.557e-06 | 1.3869e-06 | 0.36078 | 0.0019947 | 2.5428e-06 | 0.28392 | 0.0015698 | 2.0011e-06 | 46.54 | 5.9841 | 0.11697 | 52.6411 | 20.2034 | 3.391 | 0.053399 | 23.6478 | 36.6256 | 4.7093 | 0.092051 | 41.427 | 15.8995 | 2.6686 | 0.042023 | 18.6101
Statewide | 2025 | 3 | 7 | 0.30629 | 6.0417e-06 | 1.8388e-06 | 0.24104 | 4.7546e-06 | 1.4471e-06 | 0.37642 | 0.0020812 | 2.6531e-06 | 0.29623 | 0.0016379 | 2.0879e-06 | 48.5583 | 6.2437 | 0.12204 | 54.924 | 21.0796 | 3.5381 | 0.055715 | 24.6734 | 38.214 | 4.9136 | 0.096043 | 43.2236 | 16.589 | 2.7844 | 0.043846 | 19.4172
Statewide | 2025 | 3 | 8 | 0.28265 | 5.5753e-06 | 1.6968e-06 | 0.22243 | 4.3876e-06 | 1.3354e-06 | 0.34737 | 0.0019206 | 2.4483e-06 | 0.27337 | 0.0015114 | 1.9267e-06 | 44.8105 | 5.7618 | 0.11262 | 50.6849 | 19.4526 | 3.265 | 0.051414 | 22.769 | 35.2645 | 4.5343 | 0.08863 | 39.8875 | 15.3086 | 2.5695 | 0.040462 | 17.9185
Statewide | 2025 | 3 | 9 | 0.29593 | 5.8373e-06 | 1.7766e-06 | 0.23289 | 4.5938e-06 | 1.3981e-06 | 0.36369 | 0.0020108 | 2.5633e-06 | 0.28621 | 0.0015825 | 2.0173e-06 | 46.9161 | 6.0325 | 0.11791 | 53.0665 | 20.3667 | 3.4184 | 0.05383 | 23.8389 | 36.9215 | 4.7474 | 0.092795 | 41.7617 | 16.028 | 2.6902 | 0.042363 | 18.7605
Statewide | 2025 | 3 | 10 | 0.27211 | 5.3674e-06 | 1.6336e-06 | 0.21414 | 4.224e-06 | 1.2856e-06 | 0.33441 | 0.001849 | 2.357e-06 | 0.26317 | 0.0014551 | 1.8549e-06 | 43.1395 | 5.5469 | 0.10842 | 48.7948 | 18.7272 | 3.1432 | 0.049497 | 21.92 | 33.9495 | 4.3652 | 0.085325 | 38.4 | 14.7378 | 2.4736 | 0.038953 | 17.2503
Statewide | 2025 | 3 | 11 | 0.26424 | 5.2124e-06 | 1.5864e-06 | 0.20795 | 4.102e-06 | 1.2484e-06 | 0.32475 | 0.0017955 | 2.2889e-06 | 0.25557 | 0.001413 | 1.8013e-06 | 41.8931 | 5.3866 | 0.10529 | 47.385 | 18.1861 | 3.0524 | 0.048067 | 21.2866 | 32.9686 | 4.2391 | 0.08286 | 37.2906 | 14.312 | 2.4022 | 0.037827 | 16.7519
Statewide | 2025 | 3 | 12 | 0.25292 | 4.989e-06 | 1.5184e-06 | 0.19904 | 3.9262e-06 | 1.1949e-06 | 0.31084 | 0.0017186 | 2.1908e-06 | 0.24462 | 0.0013525 | 1.7241e-06 | 40.0981 | 5.1558 | 0.10078 | 45.3547 | 17.4069 | 2.9216 | 0.046008 | 20.3746 | 31.556 | 4.0575 | 0.07931 | 35.6928 | 13.6987 | 2.2992 | 0.036207 | 16.0342
Statewide | 2025 | 3 | 13 | 0.25911 | 5.1111e-06 | 1.5556e-06 | 0.20391 | 4.0223e-06 | 1.2242e-06 | 0.31844 | 0.0017607 | 2.2444e-06 | 0.25061 | 0.0013856 | 1.7663e-06 | 41.0793 | 5.282 | 0.10324 | 46.4645 | 17.8329 | 2.9931 | 0.047133 | 20.8731 | 32.3282 | 4.1568 | 0.08125 | 36.5662 | 14.0339 | 2.3555 | 0.037092 | 16.4265
Statewide | 2025 | 3 | 14 | 0.26831 | 5.2926e-06 | 1.6108e-06 | 0.21115 | 4.1651e-06 | 1.2676e-06 | 0.32975 | 0.0018232 | 2.3241e-06 | 0.2595 | 0.0014348 | 1.829e-06 | 42.5378 | 5.4695 | 0.10691 | 48.1143 | 18.466 | 3.0994 | 0.048807 | 21.6143 | 33.476 | 4.3044 | 0.084135 | 37.8645 | 14.5322 | 2.4391 | 0.038409 | 17.0098
Statewide | 2025 | 3 | 15 | 0.27435 | 5.4117e-06 | 1.647e-06 | 0.21591 | 4.2588e-06 | 1.2962e-06 | 0.33717 | 0.0018642 | 2.3764e-06 | 0.26534 | 0.0014671 | 1.8702e-06 | 43.4953 | 5.5926 | 0.10932 | 49.1972 | 18.8817 | 3.1692 | 0.049905 | 22.1007 | 34.2295 | 4.4012 | 0.086029 | 38.7168 | 14.8593 | 2.494 | 0.039274 | 17.3926
Statewide | 2025 | 3 | 16 | 0.29055 | 5.7312e-06 | 1.7443e-06 | 0.22865 | 4.5103e-06 | 1.3727e-06 | 0.35708 | 0.0019743 | 2.5167e-06 | 0.28101 | 0.0015537 | 1.9806e-06 | 46.0631 | 5.9228 | 0.11577 | 52.1017 | 19.9964 | 3.3563 | 0.052852 | 23.4055 | 36.2503 | 4.6611 | 0.091108 | 41.0024 | 15.7365 | 2.6413 | 0.041593 | 18.4194
Statewide | 2025 | 3 | 17 | 0.30334 | 5.9835e-06 | 1.8211e-06 | 0.23872 | 4.7088e-06 | 1.4331e-06 | 0.3728 | 0.0020612 | 2.6275e-06 | 0.29338 | 0.0016221 | 2.0678e-06 | 48.0911 | 6.1836 | 0.12087 | 54.3955 | 20.8767 | 3.504 | 0.055178 | 24.4359 | 37.8462 | 4.8663 | 0.095119 | 42.8076 | 16.4294 | 2.7576 | 0.043424 | 19.2304
Statewide | 2025 | 3 | 18 | 0.33209 | 6.5506e-06 | 1.9937e-06 | 0.26134 | 5.1551e-06 | 1.569e-06 | 0.40813 | 0.0022565 | 2.8766e-06 | 0.32119 | 0.0017758 | 2.2638e-06 | 52.6491 | 6.7696 | 0.13232 | 59.5511 | 22.8554 | 3.8361 | 0.060408 | 26.752 | 41.4333 | 5.3275 | 0.10413 | 46.8649 | 17.9865 | 3.0189 | 0.047539 | 21.053
Statewide | 2025 | 3 | 19 | 0.36131 | 7.127e-06 | 2.1691e-06 | 0.28434 | 5.6087e-06 | 1.707e-06 | 0.44404 | 0.0024551 | 3.1297e-06 | 0.34945 | 0.0019321 | 2.463e-06 | 57.2814 | 7.3653 | 0.14397 | 64.7906 | 24.8663 | 4.1737 | 0.065723 | 29.1057 | 45.0788 | 5.7962 | 0.1133 | 50.9883 | 19.5691 | 3.2845 | 0.051722 | 22.9053
Statewide | 2025 | 3 | 20 | 0.34559 | 6.8169e-06 | 2.0747e-06 | 0.27197 | 5.3647e-06 | 1.6327e-06 | 0.42472 | 0.0023483 | 2.9935e-06 | 0.33424 | 0.001848 | 2.3558e-06 | 54.7894 | 7.0448 | 0.1377 | 61.9719 | 23.7845 | 3.9921 | 0.062864 | 27.8395 | 43.1176 | 5.5441 | 0.10837 | 48.77 | 18.7177 | 3.1416 | 0.049472 | 21.9088
Statewide | 2025 | 3 | 21 | 0.31037 | 6.1221e-06 | 1.8633e-06 | 0.24425 | 4.8179e-06 | 1.4663e-06 | 0.38144 | 0.0021089 | 2.6884e-06 | 0.30018 | 0.0016597 | 2.1157e-06 | 49.2052 | 6.3268 | 0.12367 | 55.6557 | 21.3604 | 3.5852 | 0.056457 | 25.002 | 38.723 | 4.979 | 0.097322 | 43.7994 | 16.81 | 2.8214 | 0.04443 | 19.6759
Statewide | 2025 | 3 | 22 | 0.29565 | 5.8319e-06 | 1.7749e-06 | 0.23267 | 4.5895e-06 | 1.3968e-06 | 0.36335 | 0.002009 | 2.561e-06 | 0.28595 | 0.001581 | 2.0154e-06 | 46.8723 | 6.0269 | 0.1178 | 53.0169 | 20.3477 | 3.4152 | 0.05378 | 23.8167 | 36.8871 | 4.743 | 0.092708 | 41.7227 | 16.013 | 2.6877 | 0.042323 | 18.743
Statewide | 2025 | 3 | 23 | 0.28232 | 5.569e-06 | 1.6949e-06 | 0.22218 | 4.3826e-06 | 1.3338e-06 | 0.34697 | 0.0019184 | 2.4455e-06 | 0.27306 | 0.0015097 | 1.9246e-06 | 44.7595 | 5.7552 | 0.11249 | 50.6272 | 19.4305 | 3.2613 | 0.051356 | 22.7431 | 35.2244 | 4.5292 | 0.088529 | 39.8421 | 15.2912 | 2.5665 | 0.040416 | 17.8982
Statewide | 2025 | 3 | 24 | 0.25756 | 5.0806e-06 | 1.5463e-06 | 0.20269 | 3.9983e-06 | 1.2169e-06 | 0.31654 | 0.0017501 | 2.231e-06 | 0.24911 | 0.0013773 | 1.7558e-06 | 40.8339 | 5.2504 | 0.10263 | 46.187 | 17.7264 | 2.9753 | 0.046852 | 20.7485 | 32.1351 | 4.1319 | 0.080765 | 36.3478 | 13.9501 | 2.3414 | 0.036871 | 16.3284
Statewide | 2025 | 4 | 1 | 0.1287 | 2.5387e-06 | 7.7263e-07 | 0.10128 | 1.9978e-06 | 6.0804e-07 | 0.15817 | 0.00087451 | 1.1148e-06 | 0.12447 | 0.00068821 | 8.7731e-07 | 20.4038 | 2.6235 | 0.051281 | 23.0786 | 8.8575 | 1.4867 | 0.023411 | 10.3676 | 16.0572 | 2.0646 | 0.040356 | 18.1622 | 6.9706 | 1.17 | 0.018424 | 8.159
Statewide | 2025 | 4 | 2 | 0.11723 | 2.3123e-06 | 7.0375e-07 | 0.092253 | 1.8197e-06 | 5.5383e-07 | 0.14407 | 0.00079655 | 1.0154e-06 | 0.11338 | 0.00062686 | 7.991e-07 | 18.5848 | 2.3896 | 0.046709 | 21.0212 | 8.0678 | 1.3541 | 0.021324 | 9.4433 | 14.6257 | 1.8806 | 0.036759 | 16.543 | 6.3491 | 1.0657 | 0.016781 | 7.4316
Statewide | 2025 | 4 | 3 | 0.13569 | 2.6765e-06 | 8.146e-07 | 0.10678 | 2.1064e-06 | 6.4107e-07 | 0.16676 | 0.00092201 | 1.1754e-06 | 0.13124 | 0.00072559 | 9.2497e-07 | 21.5121 | 2.766 | 0.054066 | 24.3322 | 9.3386 | 1.5674 | 0.024682 | 10.9307 | 16.9294 | 2.1768 | 0.042548 | 19.1487 | 7.3492 | 1.2335 | 0.019424 | 8.6021
Statewide | 2025 | 4 | 4 | 0.15381 | 3.034e-06 | 9.234e-07 | 0.12105 | 2.3877e-06 | 7.2669e-07 | 0.18903 | 0.0010452 | 1.3323e-06 | 0.14876 | 0.00082251 | 1.0485e-06 | 24.3854 | 3.1355 | 0.061288 | 27.5821 | 10.5859 | 1.7768 | 0.027979 | 12.3906 | 19.1905 | 2.4675 | 0.048231 | 21.7063 | 8.3308 | 1.3983 | 0.022019 | 9.7511
Statewide | 2025 | 4 | 5 | 0.17846 | 3.5203e-06 | 1.0714e-06 | 0.14045 | 2.7704e-06 | 8.4316e-07 | 0.21933 | 0.0012127 | 1.5459e-06 | 0.17261 | 0.00095434 | 1.2166e-06 | 28.2937 | 3.638 | 0.07111 | 32.0028 | 12.2825 | 2.0615 | 0.032463 | 14.3765 | 22.2663 | 2.863 | 0.055962 | 25.1853 | 9.666 | 1.6224 | 0.025548 | 11.3139
Statewide | 2025 | 4 | 6 | 0.21637 | 4.268e-06 | 1.299e-06 | 0.17028 | 3.3588e-06 | 1.0222e-06 | 0.26592 | 0.0014702 | 1.8742e-06 | 0.20927 | 0.001157 | 1.475e-06 | 34.3032 | 4.4107 | 0.086214 | 38.8001 | 14.8913 | 2.4994 | 0.039359 | 17.4301 | 26.9956 | 3.4711 | 0.067848 | 30.5346 | 11.719 | 1.967 | 0.030974 | 13.717
Statewide | 2025 | 4 | 7 | 0.23851 | 4.7047e-06 | 1.4319e-06 | 0.1877 | 3.7025e-06 | 1.1268e-06 | 0.29312 | 0.0016207 | 2.066e-06 | 0.23068 | 0.0012754 | 1.6259e-06 | 37.813 | 4.862 | 0.095035 | 42.7701 | 16.415 | 2.7551 | 0.043386 | 19.2135 | 29.7577 | 3.8263 | 0.07479 | 33.6588 | 12.9181 | 2.1682 | 0.034143 | 15.1204
Statewide | 2025 | 4 | 8 | 0.21153 | 4.1725e-06 | 1.2699e-06 | 0.16646 | 3.2836e-06 | 9.9936e-07 | 0.25996 | 0.0014373 | 1.8323e-06 | 0.20458 | 0.0011311 | 1.4419e-06 | 33.5351 | 4.312 | 0.084284 | 37.9313 | 14.5579 | 2.4434 | 0.038477 | 17.0398 | 26.3911 | 3.3934 | 0.066329 | 29.8508 | 11.4566 | 1.9229 | 0.03028 | 13.4098
Statewide | 2025 | 4 | 9 | 0.21064 | 4.1549e-06 | 1.2645e-06 | 0.16576 | 3.2698e-06 | 9.9516e-07 | 0.25887 | 0.0014313 | 1.8246e-06 | 0.20372 | 0.0011264 | 1.4359e-06 | 33.3942 | 4.2938 | 0.08393 | 37.772 | 14.4967 | 2.4332 | 0.038316 | 16.9682 | 26.2803 | 3.3791 | 0.06605 | 29.7254 | 11.4085 | 1.9148 | 0.030153 | 13.3535
Statewide | 2025 | 4 | 10 | 0.20921 | 4.1268e-06 | 1.256e-06 | 0.16464 | 3.2477e-06 | 9.8843e-07 | 0.25712 | 0.0014216 | 1.8122e-06 | 0.20235 | 0.0011188 | 1.4262e-06 | 33.1686 | 4.2648 | 0.083362 | 37.5167 | 14.3988 | 2.4167 | 0.038057 | 16.8535 | 26.1027 | 3.3563 | 0.065604 | 29.5246 | 11.3314 | 1.9019 | 0.02995 | 13.2632
Statewide | 2025 | 4 | 11 | 0.19297 | 3.8064e-06 | 1.1585e-06 | 0.15186 | 2.9955e-06 | 9.1167e-07 | 0.23715 | 0.0013112 | 1.6715e-06 | 0.18663 | 0.0010319 | 1.3154e-06 | 30.5927 | 3.9336 | 0.076888 | 34.6032 | 13.2806 | 2.2291 | 0.035101 | 15.5447 | 24.0755 | 3.0956 | 0.060509 | 27.2317 | 10.4514 | 1.7542 | 0.027624 | 12.2332
Statewide | 2025 | 4 | 12 | 0.17798 | 3.5108e-06 | 1.0685e-06 | 0.14007 | 2.7629e-06 | 8.4087e-07 | 0.21874 | 0.0012094 | 1.5417e-06 | 0.17214 | 0.00095175 | 1.2133e-06 | 28.2169 | 3.6281 | 0.070917 | 31.916 | 12.2492 | 2.0559 | 0.032375 | 14.3375 | 22.2059 | 2.8552 | 0.05581 | 25.1169 | 9.6398 | 1.618 | 0.025478 | 11.2832
Statewide | 2025 | 4 | 13 | 0.17932 | 3.5371e-06 | 1.0765e-06 | 0.14112 | 2.7836e-06 | 8.4718e-07 | 0.22038 | 0.0012185 | 1.5533e-06 | 0.17343 | 0.00095889 | 1.2224e-06 | 28.4287 | 3.6554 | 0.07145 | 32.1555 | 12.3411 | 2.0714 | 0.032618 | 14.4451 | 22.3725 | 2.8767 | 0.056229 | 25.3054 | 9.7121 | 1.6301 | 0.02567 | 11.3679
Statewide | 2025 | 4 | 14 | 0.17702 | 3.4918e-06 | 1.0627e-06 | 0.13931 | 2.7479e-06 | 8.3633e-07 | 0.21755 | 0.0012029 | 1.5334e-06 | 0.17121 | 0.00094661 | 1.2067e-06 | 28.0645 | 3.6086 | 0.070534 | 31.7436 | 12.1831 | 2.0448 | 0.0322 | 14.2601 | 22.0859 | 2.8398 | 0.055508 | 24.9813 | 9.5877 | 1.6092 | 0.025341 | 11.2223
Statewide | 2025 | 4 | 15 | 0.18687 | 3.6862e-06 | 1.1219e-06 | 0.14706 | 2.9009e-06 | 8.8289e-07 | 0.22966 | 0.0012698 | 1.6187e-06 | 0.18074 | 0.0009993 | 1.2739e-06 | 29.6267 | 3.8094 | 0.074461 | 33.5106 | 12.8612 | 2.1587 | 0.033993 | 15.0539 | 23.3154 | 2.9979 | 0.058598 | 26.3719 | 10.1214 | 1.6988 | 0.026751 | 11.847
Statewide | 2025 | 4 | 16 | 0.2153 | 4.247e-06 | 1.2926e-06 | 0.16944 | 3.3422e-06 | 1.0172e-06 | 0.2646 | 0.001463 | 1.865e-06 | 0.20824 | 0.0011513 | 1.4677e-06 | 34.134 | 4.389 | 0.085789 | 38.6087 | 14.8178 | 2.4871 | 0.039164 | 17.3441 | 26.8624 | 3.454 | 0.067513 | 30.3839 | 11.6612 | 1.9573 | 0.030821 | 13.6493
Statewide | 2025 | 4 | 17 | 0.23662 | 4.6675e-06 | 1.4205e-06 | 0.18621 | 3.6732e-06 | 1.1179e-06 | 0.29081 | 0.0016079 | 2.0496e-06 | 0.22886 | 0.0012653 | 1.613e-06 | 37.514 | 4.8236 | 0.094284 | 42.4319 | 16.2851 | 2.7334 | 0.043043 | 19.0615 | 29.5224 | 3.796 | 0.074198 | 33.3926 | 12.8159 | 2.1511 | 0.033873 | 15.0009
Statewide | 2025 | 4 | 18 | 0.25329 | 4.9964e-06 | 1.5206e-06 | 0.19933 | 3.932e-06 | 1.1967e-06 | 0.31129 | 0.0017211 | 2.194e-06 | 0.24498 | 0.0013545 | 1.7267e-06 | 40.157 | 5.1634 | 0.10093 | 45.4213 | 17.4325 | 2.9259 | 0.046075 | 20.4045 | 31.6023 | 4.0634 | 0.079426 | 35.7452 | 13.7188 | 2.3026 | 0.03626 | 16.0577
Statewide | 2025 | 4 | 19 | 0.28497 | 5.6211e-06 | 1.7108e-06 | 0.22426 | 4.4236e-06 | 1.3463e-06 | 0.35022 | 0.0019363 | 2.4684e-06 | 0.27561 | 0.0015238 | 1.9426e-06 | 45.1783 | 5.809 | 0.11355 | 51.1008 | 19.6123 | 3.2918 | 0.051836 | 22.9559 | 35.5539 | 4.5715 | 0.089357 | 40.2148 | 15.4343 | 2.5905 | 0.040794 | 18.0656
Statewide | 2025 | 4 | 20 | 0.2752 | 5.4286e-06 | 1.6522e-06 | 0.21658 | 4.2721e-06 | 1.3002e-06 | 0.33822 | 0.00187 | 2.3838e-06 | 0.26617 | 0.0014717 | 1.876e-06 | 43.6308 | 5.6101 | 0.10966 | 49.3505 | 18.9405 | 3.179 | 0.050061 | 22.1696 | 34.3361 | 4.415 | 0.086297 | 38.8374 | 14.9056 | 2.5018 | 0.039396 | 17.4468
Statewide | 2025 | 4 | 21 | 0.23848 | 4.7041e-06 | 1.4317e-06 | 0.18767 | 3.702e-06 | 1.1267e-06 | 0.29309 | 0.0016205 | 2.0657e-06 | 0.23065 | 0.0012753 | 1.6257e-06 | 37.808 | 4.8614 | 0.095023 | 42.7644 | 16.4128 | 2.7548 | 0.04338 | 19.2109 | 29.7537 | 3.8258 | 0.07478 | 33.6543 | 12.9164 | 2.1679 | 0.034139 | 15.1184
Statewide | 2025 | 4 | 22 | 0.1996 | 3.9373e-06 | 1.1983e-06 | 0.15708 | 3.0985e-06 | 9.4302e-07 | 0.24531 | 0.0013563 | 1.729e-06 | 0.19305 | 0.0010674 | 1.3606e-06 | 31.6448 | 4.0689 | 0.079533 | 35.7933 | 13.7373 | 2.3057 | 0.036308 | 16.0793 | 24.9035 | 3.2021 | 0.06259 | 28.1682 | 10.8108 | 1.8145 | 0.028574 | 12.6539
Statewide | 2025 | 4 | 23 | 0.17922 | 3.5353e-06 | 1.0759e-06 | 0.14104 | 2.7821e-06 | 8.4674e-07 | 0.22026 | 0.0012178 | 1.5524e-06 | 0.17334 | 0.00095839 | 1.2217e-06 | 28.4138 | 3.6535 | 0.071412 | 32.1387 | 12.3347 | 2.0703 | 0.032601 | 14.4376 | 22.3608 | 2.8752 | 0.056199 | 25.2922 | 9.707 | 1.6293 | 0.025656 | 11.3619
Statewide | 2025 | 4 | 24 | 0.17221 | 3.3969e-06 | 1.0339e-06 | 0.13552 | 2.6733e-06 | 8.1361e-07 | 0.21164 | 0.0011702 | 1.4917e-06 | 0.16656 | 0.00092089 | 1.1739e-06 | 27.3021 | 3.5105 | 0.068618 | 30.8812 | 11.8521 | 1.9893 | 0.031326 | 13.8727 | 21.4859 | 2.7627 | 0.054 | 24.3026 | 9.3272 | 1.5655 | 0.024652 | 10.9174
Statewide | 2025 | 5 | 1 | 0.16195 | 3.1945e-06 | 9.7225e-07 | 0.12745 | 2.514e-06 | 7.6513e-07 | 0.19903 | 0.0011004 | 1.4028e-06 | 0.15663 | 0.00086602 | 1.104e-06 | 25.6753 | 3.3013 | 0.064529 | 29.0411 | 11.1459 | 1.8708 | 0.029459 | 13.0461 | 20.2057 | 2.5981 | 0.050783 | 22.8545 | 8.7715 | 1.4722 | 0.023183 | 10.2669
Statewide | 2025 | 5 | 2 | 0.16242 | 3.2038e-06 | 9.7507e-07 | 0.12782 | 2.5213e-06 | 7.6735e-07 | 0.19961 | 0.0011036 | 1.4069e-06 | 0.15709 | 0.00086853 | 1.1072e-06 | 25.7497 | 3.3109 | 0.064717 | 29.1253 | 11.1782 | 1.8762 | 0.029545 | 13.0839 | 20.2642 | 2.6056 | 0.05093 | 22.9208 | 8.7969 | 1.4765 | 0.023251 | 10.2966
Statewide | 2025 | 5 | 3 | 0.16994 | 3.3521e-06 | 1.0202e-06 | 0.13373 | 2.638e-06 | 8.0286e-07 | 0.20885 | 0.0011547 | 1.472e-06 | 0.16436 | 0.00090872 | 1.1584e-06 | 26.9414 | 3.4641 | 0.067712 | 30.4733 | 11.6955 | 1.963 | 0.030912 | 13.6894 | 21.2021 | 2.7262 | 0.053287 | 23.9815 | 9.204 | 1.5448 | 0.024327 | 10.7732
Statewide | 2025 | 5 | 4 | 0.18154 | 3.5811e-06 | 1.0899e-06 | 0.14287 | 2.8182e-06 | 8.5771e-07 | 0.22312 | 0.0012336 | 1.5726e-06 | 0.17559 | 0.00097081 | 1.2376e-06 | 28.782 | 3.7008 | 0.072338 | 32.5551 | 12.4945 | 2.0971 | 0.033024 | 14.6246 | 22.6506 | 2.9124 | 0.056928 | 25.6199 | 9.8328 | 1.6504 | 0.025989 | 11.5092
Statewide | 2025 | 5 | 5 | 0.20716 | 4.0864e-06 | 1.2437e-06 | 0.16303 | 3.2159e-06 | 9.7875e-07 | 0.2546 | 0.0014077 | 1.7945e-06 | 0.20036 | 0.0011078 | 1.4122e-06 | 32.8437 | 4.2231 | 0.082546 | 37.1493 | 14.2577 | 2.3931 | 0.037684 | 16.6885 | 25.847 | 3.3234 | 0.064961 | 29.2354 | 11.2204 | 1.8833 | 0.029656 | 13.1333
Statewide | 2025 | 5 | 6 | 0.2216 | 4.3713e-06 | 1.3304e-06 | 0.1744 | 3.4401e-06 | 1.047e-06 | 0.27235 | 0.0015058 | 1.9196e-06 | 0.21433 | 0.001185 | 1.5106e-06 | 35.133 | 4.5174 | 0.088299 | 39.7387 | 15.2515 | 2.5599 | 0.040311 | 17.8517 | 27.6486 | 3.5551 | 0.069489 | 31.2731 | 12.0025 | 2.0145 | 0.031723 | 14.0487
Statewide | 2025 | 5 | 7 | 0.22488 | 4.4358e-06 | 1.35e-06 | 0.17697 | 3.4909e-06 | 1.0624e-06 | 0.27637 | 0.001528 | 1.9479e-06 | 0.2175 | 0.0012025 | 1.5329e-06 | 35.6519 | 4.5841 | 0.089604 | 40.3256 | 15.4768 | 2.5977 | 0.040906 | 18.1154 | 28.057 | 3.6076 | 0.070515 | 31.7351 | 12.1798 | 2.0443 | 0.032192 | 14.2563
Statewide | 2025 | 5 | 8 | 0.21182 | 4.1782e-06 | 1.2716e-06 | 0.16669 | 3.2881e-06 | 1.0007e-06 | 0.26032 | 0.0014393 | 1.8348e-06 | 0.20486 | 0.0011327 | 1.4439e-06 | 33.5811 | 4.3179 | 0.084399 | 37.9834 | 14.5778 | 2.4468 | 0.03853 | 17.0632 | 26.4273 | 3.398 | 0.06642 | 29.8918 | 11.4723 | 1.9256 | 0.030322 | 13.4282
Statewide | 2025 | 5 | 9 | 0.20322 | 4.0086e-06 | 1.22e-06 | 0.15993 | 3.1547e-06 | 9.6012e-07 | 0.24975 | 0.0013809 | 1.7603e-06 | 0.19655 | 0.0010867 | 1.3853e-06 | 32.2184 | 4.1427 | 0.080974 | 36.442 | 13.9863 | 2.3475 | 0.036966 | 16.3707 | 25.3549 | 3.2601 | 0.063724 | 28.6788 | 11.0068 | 1.8474 | 0.029092 | 12.8833
Statewide | 2025 | 5 | 10 | 0.19689 | 3.8837e-06 | 1.182e-06 | 0.15494 | 3.0564e-06 | 9.302e-07 | 0.24197 | 0.0013379 | 1.7055e-06 | 0.19042 | 0.0010529 | 1.3421e-06 | 31.2144 | 4.0136 | 0.078451 | 35.3064 | 13.5504 | 2.2744 | 0.035815 | 15.8606 | 24.5648 | 3.1586 | 0.061739 | 27.7851 | 10.6638 | 1.7898 | 0.028185 | 12.4818
Statewide | 2025 | 5 | 11 | 0.1698 | 3.3494e-06 | 1.0194e-06 | 0.13363 | 2.6358e-06 | 8.0221e-07 | 0.20868 | 0.0011538 | 1.4708e-06 | 0.16422 | 0.00090799 | 1.1575e-06 | 26.9197 | 3.4613 | 0.067657 | 30.4487 | 11.6861 | 1.9614 | 0.030887 | 13.6784 | 21.185 | 2.724 | 0.053244 | 23.9622 | 9.1966 | 1.5436 | 0.024307 | 10.7645
Statewide | 2025 | 5 | 12 | 0.16621 | 3.2785e-06 | 9.9781e-07 | 0.1308 | 2.5801e-06 | 7.8525e-07 | 0.20427 | 0.0011294 | 1.4397e-06 | 0.16075 | 0.00088879 | 1.133e-06 | 26.3503 | 3.3881 | 0.066226 | 29.8047 | 11.4389 | 1.9199 | 0.030234 | 13.3891 | 20.7369 | 2.6664 | 0.052118 | 23.4554 | 9.0021 | 1.5109 | 0.023793 | 10.5368
Statewide | 2025 | 5 | 13 | 0.16109 | 3.1776e-06 | 9.6711e-07 | 0.12677 | 2.5007e-06 | 7.6108e-07 | 0.19798 | 0.0010946 | 1.3954e-06 | 0.1558 | 0.00086144 | 1.0981e-06 | 25.5395 | 3.2839 | 0.064188 | 28.8876 | 11.0869 | 1.8609 | 0.029303 | 12.9771 | 20.0988 | 2.5843 | 0.050514 | 22.7337 | 8.7251 | 1.4644 | 0.023061 | 10.2126
Statewide | 2025 | 5 | 14 | 0.16195 | 3.1946e-06 | 9.7227e-07 | 0.12745 | 2.5141e-06 | 7.6515e-07 | 0.19904 | 0.0011005 | 1.4028e-06 | 0.15664 | 0.00086604 | 1.104e-06 | 25.6759 | 3.3014 | 0.064531 | 29.0418 | 11.1461 | 1.8708 | 0.02946 | 13.0464 | 20.2061 | 2.5981 | 0.050784 | 22.855 | 8.7717 | 1.4723 | 0.023184 | 10.2671
Statewide | 2025 | 5 | 15 | 0.17786 | 3.5085e-06 | 1.0678e-06 | 0.13997 | 2.7611e-06 | 8.4032e-07 | 0.21859 | 0.0012086 | 1.5407e-06 | 0.17203 | 0.00095113 | 1.2125e-06 | 28.1985 | 3.6258 | 0.070871 | 31.8952 | 12.2412 | 2.0546 | 0.032354 | 14.3282 | 22.1914 | 2.8534 | 0.055774 | 25.1006 | 9.6335 | 1.6169 | 0.025462 | 11.2759
Statewide | 2025 | 5 | 16 | 0.19127 | 3.7729e-06 | 1.1483e-06 | 0.15052 | 2.9692e-06 | 9.0366e-07 | 0.23507 | 0.0012997 | 1.6568e-06 | 0.18499 | 0.0010228 | 1.3038e-06 | 30.3238 | 3.8991 | 0.076213 | 34.2991 | 13.1638 | 2.2095 | 0.034793 | 15.4081 | 23.8639 | 3.0684 | 0.059977 | 26.9924 | 10.3595 | 1.7388 | 0.027381 | 12.1257
Statewide | 2025 | 5 | 17 | 0.20413 | 4.0266e-06 | 1.2255e-06 | 0.16064 | 3.1688e-06 | 9.6441e-07 | 0.25087 | 0.0013871 | 1.7682e-06 | 0.19743 | 0.0010916 | 1.3915e-06 | 32.3625 | 4.1612 | 0.081336 | 36.605 | 14.0488 | 2.358 | 0.037132 | 16.444 | 25.4683 | 3.2747 | 0.064009 | 28.807 | 11.056 | 1.8557 | 0.029222 | 12.9409
Statewide | 2025 | 5 | 18 | 0.21513 | 4.2436e-06 | 1.2915e-06 | 0.1693 | 3.3396e-06 | 1.0164e-06 | 0.26439 | 0.0014618 | 1.8635e-06 | 0.20807 | 0.0011504 | 1.4665e-06 | 34.1069 | 4.3855 | 0.085721 | 38.5781 | 14.8061 | 2.4851 | 0.039133 | 17.3303 | 26.8411 | 3.4512 | 0.06746 | 30.3598 | 11.6519 | 1.9557 | 0.030797 | 13.6384
Statewide | 2025 | 5 | 19 | 0.24435 | 4.8199e-06 | 1.4669e-06 | 0.19229 | 3.7931e-06 | 1.1544e-06 | 0.3003 | 0.0016604 | 2.1166e-06 | 0.23633 | 0.0013066 | 1.6657e-06 | 38.7388 | 4.9811 | 0.097362 | 43.8173 | 16.8169 | 2.8226 | 0.044448 | 19.6839 | 30.4863 | 3.9199 | 0.076621 | 34.4829 | 13.2344 | 2.2213 | 0.034979 | 15.4907
Statewide | 2025 | 5 | 20 | 0.26231 | 5.1741e-06 | 1.5747e-06 | 0.20643 | 4.0719e-06 | 1.2393e-06 | 0.32237 | 0.0017824 | 2.2721e-06 | 0.2537 | 0.0014027 | 1.7881e-06 | 41.5857 | 5.3471 | 0.10452 | 47.0374 | 18.0527 | 3.03 | 0.047714 | 21.1305 | 32.7267 | 4.208 | 0.082252 | 37.017 | 14.2069 | 2.3845 | 0.03755 | 16.629
Statewide | 2025 | 5 | 21 | 0.22773 | 4.492e-06 | 1.3671e-06 | 0.17921 | 3.5351e-06 | 1.0759e-06 | 0.27987 | 0.0015474 | 1.9726e-06 | 0.22025 | 0.0012178 | 1.5524e-06 | 36.1036 | 4.6422 | 0.090739 | 40.8366 | 15.6729 | 2.6306 | 0.041424 | 18.3449 | 28.4125 | 3.6533 | 0.071409 | 32.1372 | 12.3341 | 2.0702 | 0.0326 | 14.4369
Statewide | 2025 | 5 | 22 | 0.20026 | 3.9502e-06 | 1.2022e-06 | 0.1576 | 3.1087e-06 | 9.4613e-07 | 0.24612 | 0.0013608 | 1.7347e-06 | 0.19369 | 0.0010709 | 1.3651e-06 | 31.7489 | 4.0823 | 0.079794 | 35.911 | 13.7825 | 2.3133 | 0.036428 | 16.1322 | 24.9855 | 3.2126 | 0.062796 | 28.2609 | 10.8464 | 1.8205 | 0.028668 | 12.6956
Statewide | 2025 | 5 | 23 | 0.20373 | 4.0187e-06 | 1.2231e-06 | 0.16033 | 3.1626e-06 | 9.6254e-07 | 0.25038 | 0.0013844 | 1.7648e-06 | 0.19705 | 0.0010895 | 1.3888e-06 | 32.2996 | 4.1531 | 0.081179 | 36.5339 | 14.0216 | 2.3534 | 0.03706 | 16.412 | 25.4189 | 3.2684 | 0.063885 | 28.7511 | 11.0345 | 1.8521 | 0.029165 | 12.9158
Statewide | 2025 | 5 | 24 | 0.18597 | 3.6683e-06 | 1.1164e-06 | 0.14635 | 2.8869e-06 | 8.7861e-07 | 0.22855 | 0.0012637 | 1.6109e-06 | 0.17986 | 0.00099446 | 1.2677e-06 | 29.4833 | 3.791 | 0.0741 | 33.3484 | 12.7989 | 2.1482 | 0.033828 | 14.981 | 23.2025 | 2.9834 | 0.058315 | 26.2442 | 10.0724 | 1.6906 | 0.026622 | 11.7896
Statewide | 2025 | 6 | 1 | 0.22973 | 4.5315e-06 | 1.3791e-06 | 0.18079 | 3.5661e-06 | 1.0853e-06 | 0.28233 | 0.001561 | 1.9899e-06 | 0.22218 | 0.0012285 | 1.566e-06 | 36.4205 | 4.683 | 0.091535 | 41.195 | 15.8104 | 2.6537 | 0.041788 | 18.5059 | 28.6618 | 3.6854 | 0.072036 | 32.4192 | 12.4424 | 2.0884 | 0.032886 | 14.5636
Statewide | 2025 | 6 | 2 | 0.22042 | 4.348e-06 | 1.3233e-06 | 0.17347 | 3.4217e-06 | 1.0414e-06 | 0.2709 | 0.0014978 | 1.9093e-06 | 0.21319 | 0.0011787 | 1.5026e-06 | 34.9459 | 4.4934 | 0.087829 | 39.5271 | 15.1703 | 2.5462 | 0.040096 | 17.7566 | 27.5014 | 3.5361 | 0.069119 | 31.1066 | 11.9386 | 2.0038 | 0.031554 | 13.9739
Statewide | 2025 | 6 | 3 | 0.21539 | 4.2488e-06 | 1.2931e-06 | 0.16951 | 3.3437e-06 | 1.0176e-06 | 0.26472 | 0.0014636 | 1.8658e-06 | 0.20832 | 0.0011518 | 1.4683e-06 | 34.1486 | 4.3908 | 0.085825 | 38.6252 | 14.8242 | 2.4881 | 0.039181 | 17.3515 | 26.8739 | 3.4555 | 0.067542 | 30.3969 | 11.6662 | 1.9581 | 0.030834 | 13.6551
Statewide | 2025 | 6 | 4 | 0.21671 | 4.2748e-06 | 1.301e-06 | 0.17055 | 3.3641e-06 | 1.0239e-06 | 0.26634 | 0.0014726 | 1.8772e-06 | 0.2096 | 0.0011589 | 1.4773e-06 | 34.3577 | 4.4177 | 0.086351 | 38.8618 | 14.915 | 2.5034 | 0.039421 | 17.4578 | 27.0385 | 3.4766 | 0.067956 | 30.5831 | 11.7376 | 1.9701 | 0.031023 | 13.7387
Statewide | 2025 | 6 | 5 | 0.22644 | 4.4666e-06 | 1.3594e-06 | 0.1782 | 3.5151e-06 | 1.0698e-06 | 0.27829 | 0.0015386 | 1.9614e-06 | 0.219 | 0.0012109 | 1.5436e-06 | 35.899 | 4.6159 | 0.090225 | 40.6051 | 15.5841 | 2.6157 | 0.04119 | 18.2409 | 28.2514 | 3.6326 | 0.071004 | 31.955 | 12.2642 | 2.0585 | 0.032415 | 14.3551
Statewide | 2025 | 6 | 6 | 0.24743 | 4.8806e-06 | 1.4854e-06 | 0.19472 | 3.8409e-06 | 1.169e-06 | 0.30408 | 0.0016813 | 2.1432e-06 | 0.23931 | 0.0013231 | 1.6867e-06 | 39.2269 | 5.0438 | 0.098589 | 44.3693 | 17.0287 | 2.8582 | 0.045008 | 19.9319 | 30.8704 | 3.9693 | 0.077586 | 34.9173 | 13.4011 | 2.2493 | 0.03542 | 15.6858
Statewide | 2025 | 6 | 7 | 0.24045 | 4.7429e-06 | 1.4435e-06 | 0.18922 | 3.7325e-06 | 1.136e-06 | 0.2955 | 0.0016338 | 2.0828e-06 | 0.23255 | 0.0012858 | 1.6391e-06 | 38.12 | 4.9015 | 0.095807 | 43.1173 | 16.5482 | 2.7775 | 0.043738 | 19.3695 | 29.9993 | 3.8573 | 0.075397 | 33.9321 | 13.023 | 2.1858 | 0.03442 | 15.2432
Statewide | 2025 | 6 | 8 | 0.21205 | 4.1828e-06 | 1.273e-06 | 0.16687 | 3.2917e-06 | 1.0018e-06 | 0.2606 | 0.0014409 | 1.8368e-06 | 0.20509 | 0.0011339 | 1.4455e-06 | 33.6179 | 4.3226 | 0.084492 | 38.0249 | 14.5938 | 2.4495 | 0.038572 | 17.0818 | 26.4563 | 3.4018 | 0.066492 | 29.9245 | 11.4849 | 1.9277 | 0.030355 | 13.4429
Statewide | 2025 | 6 | 9 | 0.21007 | 4.1437e-06 | 1.2611e-06 | 0.16532 | 3.261e-06 | 9.9247e-07 | 0.25817 | 0.0014274 | 1.8196e-06 | 0.20317 | 0.0011233 | 1.432e-06 | 33.304 | 4.2822 | 0.083703 | 37.67 | 14.4576 | 2.4266 | 0.038212 | 16.9224 | 26.2093 | 3.37 | 0.065872 | 29.6452 | 11.3777 | 1.9097 | 0.030072 | 13.3174
Statewide | 2025 | 6 | 10 | 0.22481 | 4.4345e-06 | 1.3496e-06 | 0.17692 | 3.4898e-06 | 1.0621e-06 | 0.27629 | 0.0015276 | 1.9473e-06 | 0.21743 | 0.0012022 | 1.5325e-06 | 35.641 | 4.5827 | 0.089576 | 40.3133 | 15.4721 | 2.5969 | 0.040894 | 18.1098 | 28.0484 | 3.6065 | 0.070494 | 31.7254 | 12.1761 | 2.0437 | 0.032182 | 14.2519
Statewide | 2025 | 6 | 11 | 0.23054 | 4.5475e-06 | 1.384e-06 | 0.18143 | 3.5788e-06 | 1.0892e-06 | 0.28333 | 0.0015665 | 1.997e-06 | 0.22297 | 0.0012328 | 1.5715e-06 | 36.5496 | 4.6996 | 0.09186 | 41.341 | 15.8665 | 2.6631 | 0.041936 | 18.5715 | 28.7634 | 3.6984 | 0.072291 | 32.5341 | 12.4865 | 2.0958 | 0.033002 | 14.6152
Statewide | 2025 | 6 | 12 | 0.24159 | 4.7654e-06 | 1.4503e-06 | 0.19012 | 3.7502e-06 | 1.1414e-06 | 0.29691 | 0.0016416 | 2.0926e-06 | 0.23366 | 0.0012919 | 1.6468e-06 | 38.3008 | 4.9247 | 0.096261 | 43.3218 | 16.6267 | 2.7907 | 0.043945 | 19.4613 | 30.1416 | 3.8756 | 0.075755 | 34.093 | 13.0847 | 2.1962 | 0.034584 | 15.3155
Statewide | 2025 | 6 | 13 | 0.26279 | 5.1837e-06 | 1.5776e-06 | 0.20681 | 4.0794e-06 | 1.2416e-06 | 0.32297 | 0.0017857 | 2.2763e-06 | 0.25416 | 0.0014053 | 1.7914e-06 | 41.6626 | 5.357 | 0.10471 | 47.1243 | 18.0861 | 3.0356 | 0.047803 | 21.1695 | 32.7873 | 4.2158 | 0.082404 | 37.0855 | 14.2332 | 2.389 | 0.037619 | 16.6598
Statewide | 2025 | 6 | 14 | 0.28241 | 5.5706e-06 | 1.6954e-06 | 0.22224 | 4.3839e-06 | 1.3342e-06 | 0.34707 | 0.001919 | 2.4462e-06 | 0.27314 | 0.0015102 | 1.9251e-06 | 44.7725 | 5.7569 | 0.11253 | 50.6419 | 19.4361 | 3.2622 | 0.051371 | 22.7497 | 35.2346 | 4.5305 | 0.088555 | 39.8536 | 15.2956 | 2.5673 | 0.040427 | 17.9033
Statewide | 2025 | 6 | 15 | 0.30907 | 6.0967e-06 | 1.8555e-06 | 0.24323 | 4.7979e-06 | 1.4602e-06 | 0.37985 | 0.0021002 | 2.6772e-06 | 0.29893 | 0.0016528 | 2.1069e-06 | 49.0005 | 6.3005 | 0.12315 | 55.4242 | 21.2715 | 3.5703 | 0.056222 | 24.898 | 38.5619 | 4.9583 | 0.096917 | 43.6172 | 16.7401 | 2.8097 | 0.044245 | 19.594
Statewide | 2025 | 6 | 16 | 0.35593 | 7.0209e-06 | 2.1368e-06 | 0.2801 | 5.5252e-06 | 1.6816e-06 | 0.43743 | 0.0024185 | 3.0831e-06 | 0.34425 | 0.0019033 | 2.4263e-06 | 56.4286 | 7.2556 | 0.14182 | 63.8261 | 24.4961 | 4.1115 | 0.064745 | 28.6724 | 44.4076 | 5.71 | 0.11161 | 50.2292 | 19.2777 | 3.2356 | 0.050952 | 22.5643
Statewide | 2025 | 6 | 17 | 0.29152 | 5.7503e-06 | 1.7501e-06 | 0.22941 | 4.5253e-06 | 1.3773e-06 | 0.35827 | 0.0019809 | 2.5251e-06 | 0.28195 | 0.0015589 | 1.9872e-06 | 46.2167 | 5.9426 | 0.11616 | 52.2754 | 20.0631 | 3.3675 | 0.053028 | 23.4835 | 36.3712 | 4.6766 | 0.091411 | 41.1392 | 15.789 | 2.6501 | 0.041731 | 18.4809
Statewide | 2025 | 6 | 18 | 0.29353 | 5.7901e-06 | 1.7622e-06 | 0.231 | 4.5566e-06 | 1.3868e-06 | 0.36075 | 0.0019945 | 2.5426e-06 | 0.2839 | 0.0015697 | 2.0009e-06 | 46.5362 | 5.9836 | 0.11696 | 52.6368 | 20.2018 | 3.3907 | 0.053394 | 23.6459 | 36.6226 | 4.709 | 0.092043 | 41.4236 | 15.8982 | 2.6684 | 0.04202 | 18.6086
Statewide | 2025 | 6 | 19 | 0.28882 | 5.6972e-06 | 1.7339e-06 | 0.22729 | 4.4835e-06 | 1.3645e-06 | 0.35496 | 0.0019626 | 2.5018e-06 | 0.27934 | 0.0015445 | 1.9688e-06 | 45.7897 | 5.8877 | 0.11508 | 51.7924 | 19.8777 | 3.3363 | 0.052538 | 23.2666 | 36.0351 | 4.6334 | 0.090567 | 40.7591 | 15.6432 | 2.6256 | 0.041346 | 18.3101
Statewide | 2025 | 6 | 20 | 0.28205 | 5.5637e-06 | 1.6933e-06 | 0.22197 | 4.3784e-06 | 1.3326e-06 | 0.34664 | 0.0019166 | 2.4432e-06 | 0.2728 | 0.0015083 | 1.9227e-06 | 44.7166 | 5.7497 | 0.11239 | 50.5787 | 19.4119 | 3.2582 | 0.051307 | 22.7213 | 35.1907 | 4.5248 | 0.088444 | 39.8039 | 15.2766 | 2.5641 | 0.040377 | 17.881
Statewide | 2025 | 6 | 21 | 0.27251 | 5.3754e-06 | 1.636e-06 | 0.21446 | 4.2303e-06 | 1.2875e-06 | 0.33491 | 0.0018517 | 2.3605e-06 | 0.26357 | 0.0014572 | 1.8577e-06 | 43.2037 | 5.5552 | 0.10858 | 48.8675 | 18.7551 | 3.1479 | 0.049571 | 21.9526 | 34 | 4.3717 | 0.085452 | 38.4572 | 14.7597 | 2.4773 | 0.039011 | 17.276
Statewide | 2025 | 6 | 22 | 0.24485 | 4.8299e-06 | 1.47e-06 | 0.19269 | 3.801e-06 | 1.1568e-06 | 0.30092 | 0.0016638 | 2.1209e-06 | 0.23682 | 0.0013094 | 1.6691e-06 | 38.819 | 4.9914 | 0.097564 | 43.908 | 16.8517 | 2.8284 | 0.04454 | 19.7247 | 30.5494 | 3.9281 | 0.07678 | 34.5543 | 13.2618 | 2.2259 | 0.035052 | 15.5227
Statewide | 2025 | 6 | 23 | 0.22819 | 4.5012e-06 | 1.3699e-06 | 0.17958 | 3.5423e-06 | 1.0781e-06 | 0.28045 | 0.0015506 | 1.9766e-06 | 0.2207 | 0.0012203 | 1.5555e-06 | 36.1775 | 4.6517 | 0.090925 | 40.9201 | 15.7049 | 2.636 | 0.041509 | 18.3824 | 28.4706 | 3.6608 | 0.071555 | 32.2029 | 12.3593 | 2.0744 | 0.032666 | 14.4664
Statewide | 2025 | 6 | 24 | 0.23013 | 4.5395e-06 | 1.3816e-06 | 0.18111 | 3.5724e-06 | 1.0873e-06 | 0.28283 | 0.0015637 | 1.9934e-06 | 0.22258 | 0.0012306 | 1.5688e-06 | 36.4849 | 4.6912 | 0.091697 | 41.2679 | 15.8384 | 2.6584 | 0.041862 | 18.5386 | 28.7125 | 3.6919 | 0.072163 | 32.4766 | 12.4644 | 2.0921 | 0.032944 | 14.5894
Statewide | 2025 | 7 | 1 | 0.27221 | 5.3695e-06 | 1.6342e-06 | 0.21422 | 4.2256e-06 | 1.2861e-06 | 0.33454 | 0.0018497 | 2.3579e-06 | 0.26328 | 0.0014556 | 1.8556e-06 | 43.1562 | 5.549 | 0.10846 | 48.8137 | 18.7345 | 3.1445 | 0.049516 | 21.9284 | 33.9626 | 4.3669 | 0.085358 | 38.4149 | 14.7435 | 2.4746 | 0.038968 | 17.257
Statewide | 2025 | 7 | 2 | 0.25607 | 5.0512e-06 | 1.5373e-06 | 0.20152 | 3.9751e-06 | 1.2098e-06 | 0.31471 | 0.00174 | 2.2181e-06 | 0.24767 | 0.0013693 | 1.7456e-06 | 40.5977 | 5.2201 | 0.10203 | 45.9198 | 17.6238 | 2.958 | 0.046581 | 20.6284 | 31.9492 | 4.108 | 0.080298 | 36.1375 | 13.8694 | 2.3279 | 0.036658 | 16.234
Statewide | 2025 | 7 | 3 | 0.25937 | 5.1162e-06 | 1.5571e-06 | 0.20411 | 4.0263e-06 | 1.2254e-06 | 0.31876 | 0.0017624 | 2.2467e-06 | 0.25085 | 0.001387 | 1.7681e-06 | 41.12 | 5.2872 | 0.10335 | 46.5105 | 17.8505 | 2.9961 | 0.04718 | 20.8938 | 32.3602 | 4.1609 | 0.081331 | 36.6024 | 14.0478 | 2.3578 | 0.037129 | 16.4428
Statewide | 2025 | 7 | 4 | 0.26384 | 5.2043e-06 | 1.5839e-06 | 0.20763 | 4.0957e-06 | 1.2465e-06 | 0.32425 | 0.0017928 | 2.2854e-06 | 0.25518 | 0.0014109 | 1.7985e-06 | 41.8286 | 5.3783 | 0.10513 | 47.3121 | 18.1582 | 3.0477 | 0.047993 | 21.2539 | 32.9179 | 4.2326 | 0.082732 | 37.2332 | 14.2899 | 2.3985 | 0.037769 | 16.7262
Statewide | 2025 | 7 | 5 | 0.2604 | 5.1365e-06 | 1.5633e-06 | 0.20493 | 4.0423e-06 | 1.2303e-06 | 0.32003 | 0.0017694 | 2.2556e-06 | 0.25185 | 0.0013925 | 1.7751e-06 | 41.2835 | 5.3082 | 0.10376 | 46.6955 | 17.9215 | 3.008 | 0.047368 | 20.9769 | 32.4889 | 4.1774 | 0.081654 | 36.7479 | 14.1037 | 2.3672 | 0.037277 | 16.5082
Statewide | 2025 | 7 | 6 | 0.28825 | 5.6858e-06 | 1.7305e-06 | 0.22684 | 4.4746e-06 | 1.3618e-06 | 0.35425 | 0.0019586 | 2.4968e-06 | 0.27878 | 0.0015414 | 1.9649e-06 | 45.6982 | 5.8759 | 0.11485 | 51.689 | 19.838 | 3.3297 | 0.052433 | 23.2201 | 35.9631 | 4.6242 | 0.090386 | 40.6777 | 15.6119 | 2.6204 | 0.041263 | 18.2735
Statewide | 2025 | 7 | 7 | 0.29791 | 5.8765e-06 | 1.7885e-06 | 0.23445 | 4.6246e-06 | 1.4075e-06 | 0.36613 | 0.0020243 | 2.5805e-06 | 0.28813 | 0.0015931 | 2.0308e-06 | 47.2306 | 6.0729 | 0.1187 | 53.4222 | 20.5032 | 3.4413 | 0.054191 | 23.9987 | 37.1691 | 4.7792 | 0.093417 | 42.0417 | 16.1354 | 2.7082 | 0.042647 | 18.8863
Statewide | 2025 | 7 | 8 | 0.299 | 5.8979e-06 | 1.795e-06 | 0.2353 | 4.6414e-06 | 1.4126e-06 | 0.36746 | 0.0020317 | 2.5899e-06 | 0.28918 | 0.0015989 | 2.0382e-06 | 47.4027 | 6.0951 | 0.11914 | 53.6169 | 20.5779 | 3.4539 | 0.054389 | 24.0862 | 37.3045 | 4.7966 | 0.093757 | 42.1949 | 16.1942 | 2.7181 | 0.042802 | 18.9551
Statewide | 2025 | 7 | 9 | 0.28464 | 5.6147e-06 | 1.7088e-06 | 0.224 | 4.4186e-06 | 1.3448e-06 | 0.34982 | 0.0019341 | 2.4656e-06 | 0.2753 | 0.0015221 | 1.9403e-06 | 45.1268 | 5.8024 | 0.11342 | 51.0427 | 19.5899 | 3.288 | 0.051777 | 22.9298 | 35.5135 | 4.5663 | 0.089256 | 40.1691 | 15.4167 | 2.5876 | 0.040747 | 18.045
Statewide | 2025 | 7 | 10 | 0.28738 | 5.6688e-06 | 1.7253e-06 | 0.22616 | 4.4612e-06 | 1.3577e-06 | 0.35319 | 0.0019528 | 2.4893e-06 | 0.27795 | 0.0015368 | 1.959e-06 | 45.5615 | 5.8583 | 0.11451 | 51.5344 | 19.7787 | 3.3197 | 0.052276 | 23.1506 | 35.8556 | 4.6103 | 0.090116 | 40.556 | 15.5652 | 2.6125 | 0.04114 | 18.2189
Statewide | 2025 | 7 | 11 | 0.28291 | 5.5805e-06 | 1.6984e-06 | 0.22264 | 4.3917e-06 | 1.3366e-06 | 0.34769 | 0.0019224 | 2.4506e-06 | 0.27362 | 0.0015128 | 1.9285e-06 | 44.8521 | 5.7671 | 0.11273 | 50.732 | 19.4707 | 3.268 | 0.051462 | 22.7902 | 35.2973 | 4.5385 | 0.088712 | 39.9245 | 15.3229 | 2.5718 | 0.040499 | 17.9352
Statewide | 2025 | 7 | 12 | 0.29973 | 5.9124e-06 | 1.7994e-06 | 0.23588 | 4.6529e-06 | 1.4161e-06 | 0.36837 | 0.0020367 | 2.5963e-06 | 0.2899 | 0.0016028 | 2.0432e-06 | 47.5198 | 6.1101 | 0.11943 | 53.7494 | 20.6288 | 3.4624 | 0.054523 | 24.1457 | 37.3967 | 4.8085 | 0.093989 | 42.2992 | 16.2342 | 2.7248 | 0.042908 | 19.0019
Statewide | 2025 | 7 | 13 | 0.31198 | 6.154e-06 | 1.873e-06 | 0.24552 | 4.843e-06 | 1.474e-06 | 0.38342 | 0.0021199 | 2.7024e-06 | 0.30174 | 0.0016683 | 2.1267e-06 | 49.4616 | 6.3598 | 0.12431 | 55.9457 | 21.4717 | 3.6039 | 0.056751 | 25.1323 | 38.9248 | 5.005 | 0.097829 | 44.0276 | 16.8976 | 2.8361 | 0.044661 | 19.7784
Statewide | 2025 | 7 | 14 | 0.32714 | 6.453e-06 | 1.964e-06 | 0.25745 | 5.0783e-06 | 1.5456e-06 | 0.40205 | 0.0022229 | 2.8337e-06 | 0.3164 | 0.0017494 | 2.23e-06 | 51.8645 | 6.6688 | 0.13035 | 58.6637 | 22.5148 | 3.779 | 0.059508 | 26.3533 | 40.8158 | 5.2481 | 0.10258 | 46.1666 | 17.7185 | 2.9739 | 0.046831 | 20.7393
Statewide | 2025 | 7 | 15 | 0.36377 | 7.1756e-06 | 2.1839e-06 | 0.28628 | 5.647e-06 | 1.7187e-06 | 0.44707 | 0.0024718 | 3.151e-06 | 0.35183 | 0.0019453 | 2.4798e-06 | 57.6724 | 7.4155 | 0.14495 | 65.2328 | 25.0361 | 4.2021 | 0.066172 | 29.3044 | 45.3864 | 5.8358 | 0.11407 | 51.3363 | 19.7026 | 3.307 | 0.052075 | 23.0617
Statewide | 2025 | 7 | 16 | 0.40904 | 8.0686e-06 | 2.4557e-06 | 0.3219 | 6.3497e-06 | 1.9325e-06 | 0.50271 | 0.0027794 | 3.5432e-06 | 0.39562 | 0.0021873 | 2.7884e-06 | 64.8493 | 8.3383 | 0.16299 | 73.3506 | 28.1516 | 4.7251 | 0.074406 | 32.9511 | 51.0344 | 6.562 | 0.12826 | 57.7247 | 22.1545 | 3.7185 | 0.058556 | 25.9315
Statewide | 2025 | 7 | 17 | 0.33249 | 6.5586e-06 | 1.9961e-06 | 0.26166 | 5.1614e-06 | 1.5709e-06 | 0.40863 | 0.0022593 | 2.8801e-06 | 0.32158 | 0.001778 | 2.2665e-06 | 52.7128 | 6.7778 | 0.13248 | 59.6232 | 22.8831 | 3.8408 | 0.060481 | 26.7844 | 41.4834 | 5.334 | 0.10426 | 46.9217 | 18.0083 | 3.0226 | 0.047597 | 21.0785
Statewide | 2025 | 7 | 18 | 0.32588 | 6.4281e-06 | 1.9564e-06 | 0.25646 | 5.0588e-06 | 1.5396e-06 | 0.4005 | 0.0022144 | 2.8228e-06 | 0.31518 | 0.0017426 | 2.2215e-06 | 51.6646 | 6.6431 | 0.12985 | 58.4375 | 22.4281 | 3.7644 | 0.059279 | 26.2517 | 40.6585 | 5.2279 | 0.10219 | 45.9886 | 17.6502 | 2.9625 | 0.04665 | 20.6593
Statewide | 2025 | 7 | 19 | 0.34513 | 6.8079e-06 | 2.072e-06 | 0.27161 | 5.3576e-06 | 1.6306e-06 | 0.42416 | 0.0023452 | 2.9895e-06 | 0.3338 | 0.0018456 | 2.3527e-06 | 54.7165 | 7.0355 | 0.13752 | 61.8895 | 23.7529 | 3.9868 | 0.06278 | 27.8025 | 43.0603 | 5.5367 | 0.10822 | 48.7052 | 18.6928 | 3.1375 | 0.049406 | 21.8797
Statewide | 2025 | 7 | 20 | 0.34087 | 6.7239e-06 | 2.0464e-06 | 0.26826 | 5.2915e-06 | 1.6105e-06 | 0.41893 | 0.0023162 | 2.9527e-06 | 0.32969 | 0.0018228 | 2.3237e-06 | 54.0419 | 6.9487 | 0.13582 | 61.1265 | 23.4601 | 3.9376 | 0.062006 | 27.4597 | 42.5294 | 5.4684 | 0.10689 | 48.1047 | 18.4624 | 3.0988 | 0.048797 | 21.6099
Statewide | 2025 | 7 | 21 | 0.32749 | 6.4599e-06 | 1.966e-06 | 0.25772 | 5.0837e-06 | 1.5472e-06 | 0.40248 | 0.0022253 | 2.8367e-06 | 0.31674 | 0.0017512 | 2.2324e-06 | 51.9197 | 6.6759 | 0.13049 | 58.726 | 22.5388 | 3.783 | 0.059571 | 26.3813 | 40.8592 | 5.2537 | 0.10269 | 46.2156 | 17.7373 | 2.9771 | 0.046881 | 20.7613
Statewide | 2025 | 7 | 22 | 0.31009 | 6.1166e-06 | 1.8616e-06 | 0.24403 | 4.8136e-06 | 1.465e-06 | 0.38109 | 0.002107 | 2.686e-06 | 0.29991 | 0.0016582 | 2.1138e-06 | 49.1607 | 6.3211 | 0.12356 | 55.6054 | 21.3411 | 3.582 | 0.056406 | 24.9795 | 38.688 | 4.9745 | 0.097234 | 43.7598 | 16.7948 | 2.8189 | 0.04439 | 19.6581
Statewide | 2025 | 7 | 23 | 0.2979 | 5.8763e-06 | 1.7884e-06 | 0.23444 | 4.6245e-06 | 1.4074e-06 | 0.36612 | 0.0020242 | 2.5805e-06 | 0.28812 | 0.001593 | 2.0307e-06 | 47.2291 | 6.0727 | 0.1187 | 53.4206 | 20.5026 | 3.4412 | 0.054189 | 23.998 | 37.1679 | 4.7791 | 0.093414 | 42.0404 | 16.1349 | 2.7081 | 0.042645 | 18.8857
Statewide | 2025 | 7 | 24 | 0.28798 | 5.6806e-06 | 1.7289e-06 | 0.22663 | 4.4704e-06 | 1.3606e-06 | 0.35392 | 0.0019568 | 2.4945e-06 | 0.27853 | 0.00154 | 1.9631e-06 | 45.6562 | 5.8705 | 0.11475 | 51.6415 | 19.8198 | 3.3266 | 0.052385 | 23.1988 | 35.9301 | 4.6199 | 0.090303 | 40.6403 | 15.5976 | 2.6179 | 0.041225 | 18.2567
Statewide | 2025 | 8 | 1 | 0.27987 | 5.5206e-06 | 1.6802e-06 | 0.22025 | 4.3446e-06 | 1.3223e-06 | 0.34396 | 0.0019017 | 2.4243e-06 | 0.27069 | 0.0014966 | 1.9078e-06 | 44.3707 | 5.7052 | 0.11152 | 50.1874 | 19.2617 | 3.2329 | 0.05091 | 22.5455 | 34.9184 | 4.4898 | 0.08776 | 39.496 | 15.1584 | 2.5442 | 0.040064 | 17.7427
Statewide | 2025 | 8 | 2 | 0.2695 | 5.316e-06 | 1.6179e-06 | 0.21209 | 4.1835e-06 | 1.2732e-06 | 0.33121 | 0.0018312 | 2.3344e-06 | 0.26065 | 0.0014411 | 1.8371e-06 | 42.7257 | 5.4937 | 0.10738 | 48.3268 | 18.5476 | 3.1131 | 0.049022 | 21.7097 | 33.6238 | 4.3234 | 0.084507 | 38.0317 | 14.5964 | 2.4499 | 0.038579 | 17.0849
Statewide | 2025 | 8 | 3 | 0.26743 | 5.2751e-06 | 1.6055e-06 | 0.21046 | 4.1514e-06 | 1.2635e-06 | 0.32866 | 0.0018172 | 2.3165e-06 | 0.25865 | 0.0014301 | 1.823e-06 | 42.3977 | 5.4515 | 0.10656 | 47.9558 | 18.4052 | 3.0892 | 0.048646 | 21.5431 | 33.3657 | 4.2902 | 0.083858 | 37.7398 | 14.4844 | 2.4311 | 0.038283 | 16.9537
Statewide | 2025 | 8 | 4 | 0.26233 | 5.1746e-06 | 1.5749e-06 | 0.20644 | 4.0722e-06 | 1.2394e-06 | 0.3224 | 0.0017825 | 2.2723e-06 | 0.25372 | 0.0014028 | 1.7882e-06 | 41.5894 | 5.3476 | 0.10453 | 47.0415 | 18.0543 | 3.0303 | 0.047719 | 21.1323 | 32.7296 | 4.2084 | 0.082259 | 37.0203 | 14.2082 | 2.3848 | 0.037553 | 16.6305
Statewide | 2025 | 8 | 5 | 0.26282 | 5.1843e-06 | 1.5778e-06 | 0.20683 | 4.0799e-06 | 1.2417e-06 | 0.323 | 0.0017859 | 2.2766e-06 | 0.25419 | 0.0014054 | 1.7916e-06 | 41.6675 | 5.3576 | 0.10472 | 47.1299 | 18.0882 | 3.036 | 0.047808 | 21.172 | 32.7911 | 4.2163 | 0.082414 | 37.0898 | 14.2349 | 2.3892 | 0.037624 | 16.6618
Statewide | 2025 | 8 | 6 | 0.28537 | 5.6291e-06 | 1.7132e-06 | 0.22458 | 4.43e-06 | 1.3482e-06 | 0.35072 | 0.0019391 | 2.4719e-06 | 0.27601 | 0.001526 | 1.9453e-06 | 45.2427 | 5.8173 | 0.11371 | 51.1738 | 19.6403 | 3.2965 | 0.05191 | 22.9887 | 35.6047 | 4.5781 | 0.089485 | 40.2722 | 15.4563 | 2.5942 | 0.040852 | 18.0914
Statewide | 2025 | 8 | 7 | 0.29117 | 5.7436e-06 | 1.748e-06 | 0.22914 | 4.52e-06 | 1.3757e-06 | 0.35785 | 0.0019785 | 2.5222e-06 | 0.28162 | 0.001557 | 1.9849e-06 | 46.1624 | 5.9356 | 0.11602 | 52.214 | 20.0395 | 3.3635 | 0.052966 | 23.456 | 36.3285 | 4.6711 | 0.091304 | 41.0909 | 15.7705 | 2.647 | 0.041682 | 18.4591
Statewide | 2025 | 8 | 8 | 0.2792 | 5.5074e-06 | 1.6762e-06 | 0.21972 | 4.3342e-06 | 1.3191e-06 | 0.34314 | 0.0018972 | 2.4185e-06 | 0.27004 | 0.001493 | 1.9033e-06 | 44.2645 | 5.6916 | 0.11125 | 50.0673 | 19.2156 | 3.2252 | 0.050788 | 22.4916 | 34.8348 | 4.4791 | 0.08755 | 39.4015 | 15.1221 | 2.5381 | 0.039969 | 17.7002
Statewide | 2025 | 8 | 9 | 0.2685 | 5.2963e-06 | 1.6119e-06 | 0.2113 | 4.168e-06 | 1.2685e-06 | 0.32998 | 0.0018245 | 2.3258e-06 | 0.25969 | 0.0014358 | 1.8303e-06 | 42.5679 | 5.4734 | 0.10699 | 48.1483 | 18.4791 | 3.1016 | 0.048841 | 21.6295 | 33.4997 | 4.3074 | 0.084195 | 37.8913 | 14.5425 | 2.4409 | 0.038437 | 17.0218
Statewide | 2025 | 8 | 10 | 0.26704 | 5.2674e-06 | 1.6031e-06 | 0.21015 | 4.1453e-06 | 1.2616e-06 | 0.32818 | 0.0018145 | 2.3131e-06 | 0.25827 | 0.001428 | 1.8203e-06 | 42.3356 | 5.4435 | 0.1064 | 47.8856 | 18.3783 | 3.0847 | 0.048575 | 21.5115 | 33.3169 | 4.2839 | 0.083735 | 37.6845 | 14.4631 | 2.4275 | 0.038227 | 16.9289
Statewide | 2025 | 8 | 11 | 0.28878 | 5.6963e-06 | 1.7336e-06 | 0.22726 | 4.4828e-06 | 1.3643e-06 | 0.3549 | 0.0019622 | 2.5014e-06 | 0.2793 | 0.0015442 | 1.9685e-06 | 45.7823 | 5.8867 | 0.11506 | 51.7841 | 19.8745 | 3.3358 | 0.052529 | 23.2628 | 36.0293 | 4.6327 | 0.090552 | 40.7526 | 15.6406 | 2.6252 | 0.041339 | 18.3072
Statewide | 2025 | 8 | 12 | 0.29355 | 5.7904e-06 | 1.7623e-06 | 0.23102 | 4.5569e-06 | 1.3869e-06 | 0.36077 | 0.0019947 | 2.5428e-06 | 0.28392 | 0.0015698 | 2.0011e-06 | 46.5393 | 5.9841 | 0.11697 | 52.6404 | 20.2031 | 3.391 | 0.053398 | 23.6475 | 36.6251 | 4.7093 | 0.09205 | 41.4264 | 15.8993 | 2.6686 | 0.042023 | 18.6099
Statewide | 2025 | 8 | 13 | 0.29538 | 5.8266e-06 | 1.7733e-06 | 0.23246 | 4.5854e-06 | 1.3955e-06 | 0.36302 | 0.0020071 | 2.5586e-06 | 0.28569 | 0.0015796 | 2.0136e-06 | 46.8299 | 6.0214 | 0.1177 | 52.969 | 20.3293 | 3.4121 | 0.053731 | 23.7951 | 36.8537 | 4.7387 | 0.092624 | 41.685 | 15.9985 | 2.6852 | 0.042285 | 18.726
Statewide | 2025 | 8 | 14 | 0.31117 | 6.138e-06 | 1.8681e-06 | 0.24488 | 4.8304e-06 | 1.4701e-06 | 0.38243 | 0.0021144 | 2.6954e-06 | 0.30096 | 0.001664 | 2.1212e-06 | 49.3328 | 6.3432 | 0.12399 | 55.8001 | 21.4158 | 3.5945 | 0.056603 | 25.0669 | 38.8235 | 4.9919 | 0.097575 | 43.913 | 16.8536 | 2.8288 | 0.044545 | 19.7269
Statewide | 2025 | 8 | 15 | 0.34794 | 6.8632e-06 | 2.0888e-06 | 0.27382 | 5.4012e-06 | 1.6438e-06 | 0.42761 | 0.0023642 | 3.0139e-06 | 0.33652 | 0.0018606 | 2.3718e-06 | 55.1617 | 7.0927 | 0.13864 | 62.393 | 23.9461 | 4.0192 | 0.063291 | 28.0286 | 43.4106 | 5.5818 | 0.1091 | 49.1014 | 18.8449 | 3.163 | 0.049808 | 22.0577
Statewide | 2025 | 8 | 16 | 0.38392 | 7.5731e-06 | 2.3048e-06 | 0.30213 | 5.9598e-06 | 1.8138e-06 | 0.47183 | 0.0026088 | 3.3256e-06 | 0.37132 | 0.002053 | 2.6171e-06 | 60.8666 | 7.8263 | 0.15298 | 68.8458 | 26.4227 | 4.4349 | 0.069837 | 30.9274 | 47.9002 | 6.159 | 0.12039 | 54.1796 | 20.7939 | 3.4901 | 0.054959 | 24.339
Statewide | 2025 | 8 | 17 | 0.3169 | 6.251e-06 | 1.9025e-06 | 0.24939 | 4.9193e-06 | 1.4972e-06 | 0.38946 | 0.0021533 | 2.745e-06 | 0.3065 | 0.0016946 | 2.1602e-06 | 50.2406 | 6.46 | 0.12627 | 56.8269 | 21.8099 | 3.6606 | 0.057645 | 25.5282 | 39.5379 | 5.0838 | 0.09937 | 44.721 | 17.1637 | 2.8808 | 0.045365 | 20.0899
Statewide | 2025 | 8 | 18 | 0.32173 | 6.3462e-06 | 1.9315e-06 | 0.25319 | 4.9943e-06 | 1.52e-06 | 0.3954 | 0.0021861 | 2.7868e-06 | 0.31117 | 0.0017204 | 2.1931e-06 | 51.0062 | 6.5584 | 0.12819 | 57.6928 | 22.1422 | 3.7164 | 0.058523 | 25.9172 | 40.1403 | 5.1613 | 0.10088 | 45.4025 | 17.4253 | 2.9247 | 0.046056 | 20.396
Statewide | 2025 | 8 | 19 | 0.32495 | 6.4098e-06 | 1.9508e-06 | 0.25572 | 5.0443e-06 | 1.5352e-06 | 0.39936 | 0.002208 | 2.8147e-06 | 0.31428 | 0.0017377 | 2.2151e-06 | 51.517 | 6.6241 | 0.12948 | 58.2706 | 22.364 | 3.7536 | 0.059109 | 26.1767 | 40.5424 | 5.213 | 0.10189 | 45.8572 | 17.5998 | 2.954 | 0.046517 | 20.6003
Statewide | 2025 | 8 | 20 | 0.32812 | 6.4724e-06 | 1.9699e-06 | 0.25822 | 5.0936e-06 | 1.5502e-06 | 0.40326 | 0.0022296 | 2.8422e-06 | 0.31735 | 0.0017546 | 2.2368e-06 | 52.0206 | 6.6888 | 0.13074 | 58.8402 | 22.5826 | 3.7903 | 0.059687 | 26.4326 | 40.9387 | 5.2639 | 0.10289 | 46.3055 | 17.7718 | 2.9829 | 0.046972 | 20.8017
Statewide | 2025 | 8 | 21 | 0.31319 | 6.1778e-06 | 1.8802e-06 | 0.24647 | 4.8618e-06 | 1.4797e-06 | 0.38491 | 0.0021281 | 2.7129e-06 | 0.30291 | 0.0016748 | 2.135e-06 | 49.653 | 6.3844 | 0.12479 | 56.1622 | 21.5548 | 3.6178 | 0.056971 | 25.2296 | 39.0754 | 5.0243 | 0.098208 | 44.198 | 16.963 | 2.8471 | 0.044834 | 19.8549
Statewide | 2025 | 8 | 22 | 0.28761 | 5.6733e-06 | 1.7267e-06 | 0.22634 | 4.4647e-06 | 1.3588e-06 | 0.35347 | 0.0019543 | 2.4913e-06 | 0.27817 | 0.001538 | 1.9606e-06 | 45.5977 | 5.863 | 0.1146 | 51.5753 | 19.7944 | 3.3224 | 0.052318 | 23.169 | 35.8841 | 4.614 | 0.090187 | 40.5882 | 15.5776 | 2.6146 | 0.041172 | 18.2333
Statewide | 2025 | 8 | 23 | 0.27952 | 5.5138e-06 | 1.6781e-06 | 0.21998 | 4.3392e-06 | 1.3206e-06 | 0.34353 | 0.0018994 | 2.4213e-06 | 0.27035 | 0.0014948 | 1.9055e-06 | 44.3157 | 5.6981 | 0.11138 | 50.1252 | 19.2378 | 3.2289 | 0.050847 | 22.5176 | 34.8751 | 4.4843 | 0.087651 | 39.447 | 15.1396 | 2.5411 | 0.040015 | 17.7207
Statewide | 2025 | 8 | 24 | 0.28035 | 5.5301e-06 | 1.6831e-06 | 0.22063 | 4.352e-06 | 1.3245e-06 | 0.34455 | 0.001905 | 2.4284e-06 | 0.27115 | 0.0014992 | 1.9111e-06 | 44.447 | 5.715 | 0.11171 | 50.2737 | 19.2948 | 3.2385 | 0.050997 | 22.5843 | 34.9784 | 4.4975 | 0.087911 | 39.5639 | 15.1844 | 2.5486 | 0.040133 | 17.7732
Statewide | 2025 | 9 | 1 | 0.20423 | 4.0285e-06 | 1.2261e-06 | 0.16072 | 3.1703e-06 | 9.6487e-07 | 0.25099 | 0.0013877 | 1.769e-06 | 0.19752 | 0.0010921 | 1.3922e-06 | 32.3777 | 4.1631 | 0.081375 | 36.6223 | 14.0555 | 2.3591 | 0.037149 | 16.4517 | 25.4803 | 3.2763 | 0.06404 | 28.8206 | 11.0612 | 1.8566 | 0.029235 | 12.947
Statewide | 2025 | 9 | 2 | 0.1696 | 3.3455e-06 | 1.0182e-06 | 0.13347 | 2.6328e-06 | 8.0128e-07 | 0.20844 | 0.0011524 | 1.4691e-06 | 0.16403 | 0.00090693 | 1.1561e-06 | 26.8883 | 3.4573 | 0.067578 | 30.4132 | 11.6724 | 1.9591 | 0.030851 | 13.6624 | 21.1603 | 2.7208 | 0.053182 | 23.9343 | 9.1859 | 1.5418 | 0.024279 | 10.7519
Statewide | 2025 | 9 | 3 | 0.18461 | 3.6416e-06 | 1.1083e-06 | 0.14529 | 2.8658e-06 | 8.7221e-07 | 0.22689 | 0.0012545 | 1.5991e-06 | 0.17855 | 0.00098722 | 1.2585e-06 | 29.2686 | 3.7634 | 0.073561 | 33.1055 | 12.7057 | 2.1326 | 0.033582 | 14.8719 | 23.0335 | 2.9617 | 0.05789 | 26.053 | 9.999 | 1.6783 | 0.026428 | 11.7037
Statewide | 2025 | 9 | 4 | 0.20086 | 3.9621e-06 | 1.2059e-06 | 0.15807 | 3.1181e-06 | 9.4898e-07 | 0.24686 | 0.0013649 | 1.7399e-06 | 0.19427 | 0.0010741 | 1.3692e-06 | 31.8445 | 4.0946 | 0.080035 | 36.0191 | 13.824 | 2.3203 | 0.036538 | 16.1808 | 25.0607 | 3.2223 | 0.062985 | 28.346 | 10.8791 | 1.826 | 0.028754 | 12.7338
Statewide | 2025 | 9 | 5 | 0.22392 | 4.417e-06 | 1.3443e-06 | 0.17622 | 3.4761e-06 | 1.0579e-06 | 0.2752 | 0.0015216 | 1.9396e-06 | 0.21657 | 0.0011974 | 1.5264e-06 | 35.5008 | 4.5647 | 0.089224 | 40.1547 | 15.4112 | 2.5867 | 0.040733 | 18.0386 | 27.9381 | 3.5923 | 0.070217 | 31.6006 | 12.1281 | 2.0356 | 0.032055 | 14.1958
Statewide | 2025 | 9 | 6 | 0.27404 | 5.4056e-06 | 1.6452e-06 | 0.21566 | 4.254e-06 | 1.2947e-06 | 0.33679 | 0.0018621 | 2.3737e-06 | 0.26504 | 0.0014654 | 1.8681e-06 | 43.4459 | 5.5863 | 0.10919 | 49.1413 | 18.8602 | 3.1656 | 0.049849 | 22.0756 | 34.1906 | 4.3962 | 0.085931 | 38.6728 | 14.8424 | 2.4912 | 0.039229 | 17.3729
Statewide | 2025 | 9 | 7 | 0.27647 | 5.4536e-06 | 1.6598e-06 | 0.21758 | 4.2918e-06 | 1.3062e-06 | 0.33978 | 0.0018787 | 2.3948e-06 | 0.2674 | 0.0014784 | 1.8847e-06 | 43.8322 | 5.636 | 0.11016 | 49.5783 | 19.0279 | 3.1937 | 0.050292 | 22.2719 | 34.4946 | 4.4353 | 0.086695 | 39.0166 | 14.9744 | 2.5134 | 0.039578 | 17.5273
Statewide | 2025 | 9 | 8 | 0.24595 | 4.8516e-06 | 1.4766e-06 | 0.19356 | 3.818e-06 | 1.162e-06 | 0.30227 | 0.0016713 | 2.1305e-06 | 0.23788 | 0.0013152 | 1.6766e-06 | 38.9934 | 5.0138 | 0.098002 | 44.1052 | 16.9274 | 2.8411 | 0.04474 | 19.8133 | 30.6866 | 3.9457 | 0.077125 | 34.7095 | 13.3213 | 2.2359 | 0.035209 | 15.5924
Statewide | 2025 | 9 | 9 | 0.22622 | 4.4623e-06 | 1.3581e-06 | 0.17803 | 3.5117e-06 | 1.0688e-06 | 0.27802 | 0.0015372 | 1.9595e-06 | 0.21879 | 0.0012097 | 1.5421e-06 | 35.8644 | 4.6115 | 0.090138 | 40.566 | 15.569 | 2.6132 | 0.04115 | 18.2233 | 28.2242 | 3.6291 | 0.070936 | 31.9242 | 12.2524 | 2.0565 | 0.032384 | 14.3412
Statewide | 2025 | 9 | 10 | 0.21326 | 4.2067e-06 | 1.2803e-06 | 0.16783 | 3.3105e-06 | 1.0076e-06 | 0.2621 | 0.0014491 | 1.8473e-06 | 0.20626 | 0.0011404 | 1.4538e-06 | 33.8103 | 4.3473 | 0.084975 | 38.2427 | 14.6774 | 2.4635 | 0.038793 | 17.1796 | 26.6077 | 3.4212 | 0.066873 | 30.0958 | 11.5506 | 1.9387 | 0.030529 | 13.5199
Statewide | 2025 | 9 | 11 | 0.20772 | 4.0973e-06 | 1.247e-06 | 0.16347 | 3.2245e-06 | 9.8136e-07 | 0.25528 | 0.0014114 | 1.7993e-06 | 0.2009 | 0.0011108 | 1.416e-06 | 32.9314 | 4.2343 | 0.082766 | 37.2485 | 14.2958 | 2.3995 | 0.037785 | 16.733 | 25.916 | 3.3323 | 0.065135 | 29.3134 | 11.2504 | 1.8883 | 0.029735 | 13.1684
Statewide | 2025 | 9 | 12 | 0.21168 | 4.1754e-06 | 1.2708e-06 | 0.16658 | 3.2859e-06 | 1.0001e-06 | 0.26015 | 0.0014383 | 1.8336e-06 | 0.20473 | 0.0011319 | 1.443e-06 | 33.559 | 4.315 | 0.084344 | 37.9584 | 14.5682 | 2.4452 | 0.038505 | 17.0519 | 26.4099 | 3.3958 | 0.066376 | 29.8721 | 11.4648 | 1.9243 | 0.030302 | 13.4194
Statewide | 2025 | 9 | 13 | 0.22647 | 4.4673e-06 | 1.3596e-06 | 0.17823 | 3.5157e-06 | 1.07e-06 | 0.27833 | 0.0015389 | 1.9617e-06 | 0.21904 | 0.0012111 | 1.5438e-06 | 35.9052 | 4.6167 | 0.09024 | 40.6122 | 15.5868 | 2.6161 | 0.041197 | 18.2441 | 28.2563 | 3.6332 | 0.071016 | 31.9606 | 12.2663 | 2.0588 | 0.032421 | 14.3576
Statewide | 2025 | 9 | 14 | 0.24008 | 4.7357e-06 | 1.4413e-06 | 0.18893 | 3.7268e-06 | 1.1342e-06 | 0.29505 | 0.0016313 | 2.0796e-06 | 0.2322 | 0.0012838 | 1.6366e-06 | 38.0617 | 4.894 | 0.09566 | 43.0514 | 16.5229 | 2.7733 | 0.043671 | 19.3399 | 29.9534 | 3.8514 | 0.075282 | 33.8801 | 13.003 | 2.1825 | 0.034368 | 15.2199
Statewide | 2025 | 9 | 15 | 0.26262 | 5.1803e-06 | 1.5766e-06 | 0.20667 | 4.0768e-06 | 1.2408e-06 | 0.32276 | 0.0017845 | 2.2748e-06 | 0.254 | 0.0014044 | 1.7902e-06 | 41.6357 | 5.3535 | 0.10464 | 47.0939 | 18.0744 | 3.0337 | 0.047772 | 21.1559 | 32.7661 | 4.2131 | 0.082351 | 37.0615 | 14.224 | 2.3874 | 0.037595 | 16.649
Statewide | 2025 | 9 | 16 | 0.29533 | 5.8255e-06 | 1.773e-06 | 0.23242 | 4.5845e-06 | 1.3953e-06 | 0.36296 | 0.0020068 | 2.5582e-06 | 0.28564 | 0.0015793 | 2.0132e-06 | 46.8214 | 6.0203 | 0.11768 | 52.9593 | 20.3256 | 3.4115 | 0.053722 | 23.7908 | 36.847 | 4.7378 | 0.092607 | 41.6774 | 15.9956 | 2.6848 | 0.042277 | 18.7226
Statewide | 2025 | 9 | 17 | 0.27896 | 5.5026e-06 | 1.6747e-06 | 0.21953 | 4.3304e-06 | 1.3179e-06 | 0.34284 | 0.0018955 | 2.4164e-06 | 0.2698 | 0.0014917 | 1.9016e-06 | 44.226 | 5.6866 | 0.11115 | 50.0237 | 19.1989 | 3.2224 | 0.050744 | 22.472 | 34.8045 | 4.4752 | 0.087474 | 39.3672 | 15.1089 | 2.5359 | 0.039934 | 17.6848
Statewide | 2025 | 9 | 18 | 0.29881 | 5.8941e-06 | 1.7939e-06 | 0.23515 | 4.6385e-06 | 1.4117e-06 | 0.36723 | 0.0020304 | 2.5883e-06 | 0.289 | 0.0015979 | 2.0369e-06 | 47.3726 | 6.0912 | 0.11906 | 53.5829 | 20.5649 | 3.4517 | 0.054354 | 24.0709 | 37.2808 | 4.7936 | 0.093698 | 42.1681 | 16.1839 | 2.7164 | 0.042775 | 18.9431
Statewide | 2025 | 9 | 19 | 0.29568 | 5.8325e-06 | 1.7751e-06 | 0.23269 | 4.59e-06 | 1.3969e-06 | 0.36339 | 0.0020092 | 2.5612e-06 | 0.28598 | 0.0015811 | 2.0156e-06 | 46.877 | 6.0275 | 0.11782 | 53.0223 | 20.3497 | 3.4156 | 0.053785 | 23.8191 | 36.8908 | 4.7434 | 0.092717 | 41.727 | 16.0146 | 2.6879 | 0.042328 | 18.7449
Statewide | 2025 | 9 | 20 | 0.28385 | 5.599e-06 | 1.7041e-06 | 0.22338 | 4.4063e-06 | 1.341e-06 | 0.34885 | 0.0019288 | 2.4587e-06 | 0.27453 | 0.0015179 | 1.9349e-06 | 45.001 | 5.7863 | 0.1131 | 50.9004 | 19.5353 | 3.2789 | 0.051633 | 22.8658 | 35.4145 | 4.5536 | 0.089007 | 40.0571 | 15.3737 | 2.5804 | 0.040634 | 17.9947
Statewide | 2025 | 9 | 21 | 0.2734 | 5.3929e-06 | 1.6413e-06 | 0.21516 | 4.2441e-06 | 1.2917e-06 | 0.336 | 0.0018577 | 2.3682e-06 | 0.26442 | 0.001462 | 1.8637e-06 | 43.3444 | 5.5732 | 0.10894 | 49.0266 | 18.8162 | 3.1582 | 0.049732 | 22.0241 | 34.1108 | 4.386 | 0.08573 | 38.5825 | 14.8078 | 2.4854 | 0.039138 | 17.3323
Statewide | 2025 | 9 | 22 | 0.25272 | 4.9851e-06 | 1.5172e-06 | 0.19889 | 3.9232e-06 | 1.194e-06 | 0.3106 | 0.0017173 | 2.1891e-06 | 0.24443 | 0.0013514 | 1.7228e-06 | 40.0669 | 5.1518 | 0.1007 | 45.3194 | 17.3934 | 2.9194 | 0.045972 | 20.3587 | 31.5314 | 4.0543 | 0.079248 | 35.665 | 13.6881 | 2.2975 | 0.036178 | 16.0217
Statewide | 2025 | 9 | 23 | 0.25236 | 4.9778e-06 | 1.515e-06 | 0.1986 | 3.9174e-06 | 1.1923e-06 | 0.31014 | 0.0017148 | 2.1859e-06 | 0.24407 | 0.0013495 | 1.7203e-06 | 40.0082 | 5.1443 | 0.10055 | 45.2531 | 17.3679 | 2.9151 | 0.045904 | 20.3289 | 31.4853 | 4.0484 | 0.079132 | 35.6128 | 13.668 | 2.2941 | 0.036125 | 15.9982
Statewide | 2025 | 9 | 24 | 0.2448 | 4.8288e-06 | 1.4696e-06 | 0.19265 | 3.8001e-06 | 1.1566e-06 | 0.30085 | 0.0016634 | 2.1205e-06 | 0.23676 | 0.0013091 | 1.6687e-06 | 38.8101 | 4.9902 | 0.097541 | 43.8978 | 16.8478 | 2.8278 | 0.04453 | 19.7201 | 30.5424 | 3.9272 | 0.076762 | 34.5463 | 13.2587 | 2.2254 | 0.035044 | 15.5191
Statewide | 2025 | 10 | 1 | 0.2166 | 4.2725e-06 | 1.3003e-06 | 0.17045 | 3.3623e-06 | 1.0233e-06 | 0.26619 | 0.0014718 | 1.8762e-06 | 0.20949 | 0.0011582 | 1.4765e-06 | 34.339 | 4.4153 | 0.086304 | 38.8407 | 14.9069 | 2.502 | 0.0394 | 17.4483 | 27.0238 | 3.4747 | 0.067919 | 30.5664 | 11.7313 | 1.969 | 0.031006 | 13.7313
Statewide | 2025 | 10 | 2 | 0.20852 | 4.1133e-06 | 1.2519e-06 | 0.1641 | 3.237e-06 | 9.8518e-07 | 0.25627 | 0.0014169 | 1.8063e-06 | 0.20168 | 0.0011151 | 1.4215e-06 | 33.0594 | 4.2508 | 0.083088 | 37.3933 | 14.3514 | 2.4088 | 0.037931 | 16.7981 | 26.0168 | 3.3452 | 0.065388 | 29.4274 | 11.2941 | 1.8956 | 0.029851 | 13.2196
Statewide | 2025 | 10 | 3 | 0.20855 | 4.1138e-06 | 1.252e-06 | 0.16412 | 3.2374e-06 | 9.8531e-07 | 0.25631 | 0.0014171 | 1.8065e-06 | 0.20171 | 0.0011152 | 1.4217e-06 | 33.0636 | 4.2513 | 0.083099 | 37.3981 | 14.3532 | 2.4091 | 0.037936 | 16.8002 | 26.0201 | 3.3457 | 0.065396 | 29.4312 | 11.2955 | 1.8959 | 0.029855 | 13.2213
Statewide | 2025 | 10 | 4 | 0.21677 | 4.276e-06 | 1.3014e-06 | 0.17059 | 3.3651e-06 | 1.0241e-06 | 0.26641 | 0.001473 | 1.8777e-06 | 0.20966 | 0.0011592 | 1.4777e-06 | 34.367 | 4.4189 | 0.086374 | 38.8723 | 14.919 | 2.5041 | 0.039432 | 17.4625 | 27.0458 | 3.4776 | 0.067974 | 30.5913 | 11.7408 | 1.9706 | 0.031032 | 13.7425
Statewide | 2025 | 10 | 5 | 0.24403 | 4.8136e-06 | 1.465e-06 | 0.19204 | 3.7882e-06 | 1.1529e-06 | 0.29991 | 0.0016582 | 2.1138e-06 | 0.23602 | 0.0013049 | 1.6635e-06 | 38.6885 | 4.9746 | 0.097235 | 43.7603 | 16.795 | 2.8189 | 0.04439 | 19.6583 | 30.4467 | 3.9148 | 0.076521 | 34.438 | 13.2172 | 2.2184 | 0.034934 | 15.4705
Statewide | 2025 | 10 | 6 | 0.29462 | 5.8116e-06 | 1.7688e-06 | 0.23186 | 4.5736e-06 | 1.392e-06 | 0.36209 | 0.002002 | 2.5521e-06 | 0.28495 | 0.0015755 | 2.0084e-06 | 46.7095 | 6.0059 | 0.11739 | 52.8328 | 20.277 | 3.4034 | 0.053593 | 23.7339 | 36.759 | 4.7265 | 0.092386 | 41.5778 | 15.9574 | 2.6783 | 0.042176 | 18.6779
Statewide | 2025 | 10 | 7 | 0.29006 | 5.7216e-06 | 1.7414e-06 | 0.22827 | 4.5028e-06 | 1.3704e-06 | 0.35648 | 0.001971 | 2.5125e-06 | 0.28054 | 0.0015511 | 1.9773e-06 | 45.9863 | 5.9129 | 0.11558 | 52.0148 | 19.963 | 3.3507 | 0.052763 | 23.3665 | 36.1898 | 4.6533 | 0.090956 | 40.9341 | 15.7103 | 2.6369 | 0.041523 | 18.3887
Statewide | 2025 | 10 | 8 | 0.27653 | 5.4547e-06 | 1.6601e-06 | 0.21762 | 4.2927e-06 | 1.3065e-06 | 0.33985 | 0.001879 | 2.3953e-06 | 0.26745 | 0.0014787 | 1.8851e-06 | 43.8411 | 5.6371 | 0.11019 | 49.5884 | 19.0318 | 3.1944 | 0.050302 | 22.2764 | 34.5016 | 4.4362 | 0.086713 | 39.0246 | 14.9774 | 2.5139 | 0.039586 | 17.5309
Statewide | 2025 | 10 | 9 | 0.25955 | 5.1197e-06 | 1.5582e-06 | 0.20425 | 4.029e-06 | 1.2262e-06 | 0.31898 | 0.0017636 | 2.2482e-06 | 0.25103 | 0.0013879 | 1.7693e-06 | 41.1482 | 5.2908 | 0.10342 | 46.5424 | 17.8628 | 2.9981 | 0.047212 | 20.9081 | 32.3824 | 4.1637 | 0.081386 | 36.6275 | 14.0575 | 2.3595 | 0.037155 | 16.4541
Statewide | 2025 | 10 | 10 | 0.24557 | 4.8441e-06 | 1.4743e-06 | 0.19326 | 3.8122e-06 | 1.1602e-06 | 0.30181 | 0.0016687 | 2.1272e-06 | 0.23751 | 0.0013132 | 1.674e-06 | 38.9332 | 5.006 | 0.097851 | 44.0371 | 16.9012 | 2.8368 | 0.044671 | 19.7827 | 30.6393 | 3.9396 | 0.077005 | 34.6559 | 13.3008 | 2.2324 | 0.035155 | 15.5684
Statewide | 2025 | 10 | 11 | 0.24354 | 4.8039e-06 | 1.4621e-06 | 0.19166 | 3.7805e-06 | 1.1506e-06 | 0.2993 | 0.0016548 | 2.1095e-06 | 0.23554 | 0.0013023 | 1.6601e-06 | 38.6103 | 4.9645 | 0.097039 | 43.6719 | 16.7611 | 2.8132 | 0.0443 | 19.6186 | 30.3851 | 3.9069 | 0.076367 | 34.3685 | 13.1905 | 2.2139 | 0.034863 | 15.4392
Statewide | 2025 | 10 | 12 | 0.23899 | 4.7142e-06 | 1.4348e-06 | 0.18808 | 3.71e-06 | 1.1291e-06 | 0.29372 | 0.001624 | 2.0702e-06 | 0.23115 | 0.001278 | 1.6292e-06 | 37.8896 | 4.8719 | 0.095228 | 42.8567 | 16.4482 | 2.7607 | 0.043474 | 19.2524 | 29.818 | 3.834 | 0.074941 | 33.7269 | 12.9442 | 2.1726 | 0.034212 | 15.1511
Statewide | 2025 | 10 | 13 | 0.25476 | 5.0253e-06 | 1.5294e-06 | 0.20049 | 3.9548e-06 | 1.2036e-06 | 0.3131 | 0.0017311 | 2.2068e-06 | 0.2464 | 0.0013623 | 1.7367e-06 | 40.3896 | 5.1933 | 0.10151 | 45.6844 | 17.5335 | 2.9429 | 0.046342 | 20.5227 | 31.7854 | 4.087 | 0.079886 | 35.9522 | 13.7983 | 2.316 | 0.03647 | 16.1507
Statewide | 2025 | 10 | 14 | 0.27174 | 5.3603e-06 | 1.6314e-06 | 0.21385 | 4.2184e-06 | 1.2839e-06 | 0.33397 | 0.0018465 | 2.3539e-06 | 0.26282 | 0.0014531 | 1.8524e-06 | 43.0819 | 5.5395 | 0.10828 | 48.7297 | 18.7022 | 3.139 | 0.049431 | 21.8907 | 33.9042 | 4.3594 | 0.085211 | 38.3488 | 14.7181 | 2.4703 | 0.038901 | 17.2273
Statewide | 2025 | 10 | 15 | 0.28616 | 5.6447e-06 | 1.718e-06 | 0.2252 | 4.4422e-06 | 1.352e-06 | 0.35169 | 0.0019445 | 2.4788e-06 | 0.27677 | 0.0015302 | 1.9507e-06 | 45.3679 | 5.8334 | 0.11402 | 51.3154 | 19.6946 | 3.3056 | 0.052054 | 23.0523 | 35.7032 | 4.5907 | 0.089733 | 40.3837 | 15.4991 | 2.6014 | 0.040965 | 18.1414
Statewide | 2025 | 10 | 16 | 0.31962 | 6.3047e-06 | 1.9188e-06 | 0.25153 | 4.9616e-06 | 1.5101e-06 | 0.39281 | 0.0021718 | 2.7686e-06 | 0.30913 | 0.0017092 | 2.1788e-06 | 50.6726 | 6.5155 | 0.12736 | 57.3154 | 21.9974 | 3.6921 | 0.05814 | 25.7476 | 39.8778 | 5.1275 | 0.10022 | 45.1055 | 17.3113 | 2.9056 | 0.045755 | 20.2626
Statewide | 2025 | 10 | 17 | 0.31856 | 6.2837e-06 | 1.9124e-06 | 0.25069 | 4.9451e-06 | 1.505e-06 | 0.3915 | 0.0021646 | 2.7594e-06 | 0.3081 | 0.0017035 | 2.1715e-06 | 50.5037 | 6.4938 | 0.12693 | 57.1244 | 21.9241 | 3.6798 | 0.057947 | 25.6619 | 39.7449 | 5.1104 | 0.099891 | 44.9552 | 17.2536 | 2.8959 | 0.045602 | 20.1951
Statewide | 2025 | 10 | 18 | 0.33377 | 6.5837e-06 | 2.0037e-06 | 0.26266 | 5.1812e-06 | 1.5769e-06 | 0.41019 | 0.0022679 | 2.8911e-06 | 0.32281 | 0.0017848 | 2.2752e-06 | 52.915 | 6.8038 | 0.13299 | 59.8519 | 22.9709 | 3.8555 | 0.060713 | 26.8871 | 41.6426 | 5.3544 | 0.10466 | 47.1016 | 18.0774 | 3.0342 | 0.04778 | 21.1593
Statewide | 2025 | 10 | 19 | 0.3397 | 6.7008e-06 | 2.0394e-06 | 0.26733 | 5.2733e-06 | 1.6049e-06 | 0.41749 | 0.0023083 | 2.9425e-06 | 0.32855 | 0.0018165 | 2.3157e-06 | 53.856 | 6.9248 | 0.13536 | 60.9162 | 23.3793 | 3.9241 | 0.061793 | 27.3652 | 42.383 | 5.4496 | 0.10652 | 47.9392 | 18.3988 | 3.0881 | 0.048629 | 21.5356
Statewide | 2025 | 10 | 20 | 0.32063 | 6.3245e-06 | 1.9249e-06 | 0.25232 | 4.9772e-06 | 1.5148e-06 | 0.39404 | 0.0021787 | 2.7773e-06 | 0.3101 | 0.0017145 | 2.1856e-06 | 50.8318 | 6.536 | 0.12776 | 57.4955 | 22.0665 | 3.7037 | 0.058323 | 25.8286 | 40.0031 | 5.1436 | 0.10054 | 45.2473 | 17.3657 | 2.9147 | 0.045898 | 20.3263
Statewide | 2025 | 10 | 21 | 0.30382 | 5.9931e-06 | 1.824e-06 | 0.2391 | 4.7164e-06 | 1.4354e-06 | 0.37339 | 0.0020645 | 2.6317e-06 | 0.29385 | 0.0016247 | 2.0711e-06 | 48.1679 | 6.1935 | 0.12106 | 54.4824 | 20.9101 | 3.5096 | 0.055267 | 24.475 | 37.9067 | 4.8741 | 0.095271 | 42.876 | 16.4556 | 2.762 | 0.043493 | 19.2611
Statewide | 2025 | 10 | 22 | 0.29433 | 5.8059e-06 | 1.767e-06 | 0.23163 | 4.569e-06 | 1.3906e-06 | 0.36173 | 0.002 | 2.5495e-06 | 0.28467 | 0.0015739 | 2.0064e-06 | 46.6632 | 6 | 0.11728 | 52.7805 | 20.2569 | 3.4 | 0.05354 | 23.7104 | 36.7226 | 4.7218 | 0.092295 | 41.5367 | 15.9416 | 2.6757 | 0.042134 | 18.6594
Statewide | 2025 | 10 | 23 | 0.26979 | 5.3218e-06 | 1.6197e-06 | 0.21232 | 4.1881e-06 | 1.2746e-06 | 0.33157 | 0.0018332 | 2.3369e-06 | 0.26093 | 0.0014427 | 1.8391e-06 | 42.7724 | 5.4997 | 0.1075 | 48.3796 | 18.5679 | 3.1165 | 0.049076 | 21.7334 | 33.6606 | 4.3281 | 0.084599 | 38.0733 | 14.6124 | 2.4526 | 0.038621 | 17.1036
Statewide | 2025 | 10 | 24 | 0.23264 | 4.589e-06 | 1.3966e-06 | 0.18308 | 3.6114e-06 | 1.0991e-06 | 0.28591 | 0.0015808 | 2.0152e-06 | 0.22501 | 0.001244 | 1.5859e-06 | 36.8829 | 4.7424 | 0.092697 | 41.718 | 16.0112 | 2.6874 | 0.042318 | 18.7408 | 29.0257 | 3.7321 | 0.07295 | 32.8308 | 12.6003 | 2.1149 | 0.033303 | 14.7485
Statewide | 2025 | 11 | 1 | 0.26135 | 5.1554e-06 | 1.569e-06 | 0.20568 | 4.0571e-06 | 1.2348e-06 | 0.3212 | 0.0017759 | 2.2639e-06 | 0.25278 | 0.0013976 | 1.7816e-06 | 41.4349 | 5.3277 | 0.10414 | 46.8668 | 17.9872 | 3.019 | 0.047541 | 21.0538 | 32.608 | 4.1928 | 0.081954 | 36.8827 | 14.1554 | 2.3759 | 0.037414 | 16.5687
Statewide | 2025 | 11 | 2 | 0.24292 | 4.7917e-06 | 1.4583e-06 | 0.19117 | 3.7709e-06 | 1.1477e-06 | 0.29854 | 0.0016506 | 2.1042e-06 | 0.23494 | 0.001299 | 1.6559e-06 | 38.5118 | 4.9519 | 0.096792 | 43.5605 | 16.7183 | 2.8061 | 0.044187 | 19.5686 | 30.3077 | 3.897 | 0.076172 | 34.2808 | 13.1568 | 2.2083 | 0.034774 | 15.3999
Statewide | 2025 | 11 | 3 | 0.25525 | 5.0349e-06 | 1.5324e-06 | 0.20087 | 3.9623e-06 | 1.2059e-06 | 0.3137 | 0.0017344 | 2.211e-06 | 0.24687 | 0.0013649 | 1.74e-06 | 40.4671 | 5.2033 | 0.10171 | 45.7721 | 17.5671 | 2.9485 | 0.046431 | 20.5621 | 31.8464 | 4.0948 | 0.080039 | 36.0213 | 13.8248 | 2.3204 | 0.03654 | 16.1817
Statewide | 2025 | 11 | 4 | 0.26174 | 5.1629e-06 | 1.5713e-06 | 0.20598 | 4.063e-06 | 1.2366e-06 | 0.32167 | 0.0017785 | 2.2672e-06 | 0.25314 | 0.0013996 | 1.7842e-06 | 41.4953 | 5.3355 | 0.10429 | 46.9351 | 18.0135 | 3.0234 | 0.047611 | 21.0845 | 32.6556 | 4.1989 | 0.082073 | 36.9365 | 14.1761 | 2.3794 | 0.037468 | 16.5929
Statewide | 2025 | 11 | 5 | 0.25818 | 5.0927e-06 | 1.55e-06 | 0.20318 | 4.0078e-06 | 1.2198e-06 | 0.3173 | 0.0017543 | 2.2364e-06 | 0.2497 | 0.0013806 | 1.76e-06 | 40.9314 | 5.263 | 0.10287 | 46.2973 | 17.7687 | 2.9824 | 0.046964 | 20.798 | 32.2118 | 4.1418 | 0.080958 | 36.4346 | 13.9834 | 2.347 | 0.036959 | 16.3674
Statewide | 2025 | 11 | 6 | 0.28352 | 5.5925e-06 | 1.7021e-06 | 0.22312 | 4.4012e-06 | 1.3395e-06 | 0.34844 | 0.0019265 | 2.4559e-06 | 0.27421 | 0.0015161 | 1.9327e-06 | 44.9486 | 5.7795 | 0.11297 | 50.8411 | 19.5126 | 3.2751 | 0.051573 | 22.8392 | 35.3732 | 4.5483 | 0.088903 | 40.0104 | 15.3558 | 2.5774 | 0.040586 | 17.9738
Statewide | 2025 | 11 | 7 | 0.30533 | 6.0228e-06 | 1.833e-06 | 0.24028 | 4.7397e-06 | 1.4425e-06 | 0.37524 | 0.0020747 | 2.6448e-06 | 0.29531 | 0.0016327 | 2.0814e-06 | 48.4065 | 6.2241 | 0.12166 | 54.7523 | 21.0137 | 3.527 | 0.05554 | 24.5962 | 38.0945 | 4.8982 | 0.095743 | 43.0884 | 16.5371 | 2.7756 | 0.043709 | 19.3565
Statewide | 2025 | 11 | 8 | 0.2988 | 5.894e-06 | 1.7938e-06 | 0.23515 | 4.6384e-06 | 1.4117e-06 | 0.36722 | 0.0020304 | 2.5882e-06 | 0.28899 | 0.0015978 | 2.0369e-06 | 47.3718 | 6.0911 | 0.11906 | 53.582 | 20.5645 | 3.4516 | 0.054353 | 24.0705 | 37.2802 | 4.7935 | 0.093696 | 42.1674 | 16.1837 | 2.7163 | 0.042774 | 18.9428
Statewide | 2025 | 11 | 9 | 0.28656 | 5.6526e-06 | 1.7204e-06 | 0.22552 | 4.4485e-06 | 1.3539e-06 | 0.35218 | 0.0019472 | 2.4822e-06 | 0.27716 | 0.0015324 | 1.9535e-06 | 45.4317 | 5.8416 | 0.11418 | 51.3875 | 19.7223 | 3.3103 | 0.052127 | 23.0847 | 35.7534 | 4.5972 | 0.089859 | 40.4405 | 15.5209 | 2.6051 | 0.041023 | 18.167
Statewide | 2025 | 11 | 10 | 0.28048 | 5.5326e-06 | 1.6838e-06 | 0.22073 | 4.354e-06 | 1.3251e-06 | 0.3447 | 0.0019058 | 2.4295e-06 | 0.27127 | 0.0014998 | 1.912e-06 | 44.4666 | 5.7175 | 0.11176 | 50.2959 | 19.3033 | 3.2399 | 0.05102 | 22.5943 | 34.9939 | 4.4995 | 0.08795 | 39.5814 | 15.1911 | 2.5497 | 0.040151 | 17.781
Statewide | 2025 | 11 | 11 | 0.28095 | 5.542e-06 | 1.6867e-06 | 0.2211 | 4.3614e-06 | 1.3274e-06 | 0.34529 | 0.0019091 | 2.4337e-06 | 0.27173 | 0.0015024 | 1.9152e-06 | 44.5423 | 5.7273 | 0.11195 | 50.3815 | 19.3362 | 3.2455 | 0.051107 | 22.6328 | 35.0535 | 4.5072 | 0.0881 | 39.6488 | 15.217 | 2.5541 | 0.040219 | 17.8113
Statewide | 2025 | 11 | 12 | 0.28515 | 5.6247e-06 | 1.7119e-06 | 0.2244 | 4.4265e-06 | 1.3472e-06 | 0.35044 | 0.0019376 | 2.47e-06 | 0.27579 | 0.0015248 | 1.9438e-06 | 45.2072 | 5.8128 | 0.11362 | 51.1336 | 19.6248 | 3.2939 | 0.05187 | 22.9706 | 35.5767 | 4.5745 | 0.089415 | 40.2406 | 15.4442 | 2.5922 | 0.04082 | 18.0772
Statewide | 2025 | 11 | 13 | 0.29691 | 5.8568e-06 | 1.7825e-06 | 0.23366 | 4.6091e-06 | 1.4028e-06 | 0.3649 | 0.0020175 | 2.5719e-06 | 0.28717 | 0.0015877 | 2.024e-06 | 47.0724 | 6.0526 | 0.11831 | 53.2433 | 20.4345 | 3.4298 | 0.05401 | 23.9184 | 37.0446 | 4.7632 | 0.093104 | 41.9009 | 16.0814 | 2.6992 | 0.042504 | 18.823
Statewide | 2025 | 11 | 14 | 0.30246 | 5.9662e-06 | 1.8158e-06 | 0.23803 | 4.6953e-06 | 1.429e-06 | 0.37172 | 0.0020552 | 2.62e-06 | 0.29253 | 0.0016174 | 2.0618e-06 | 47.9522 | 6.1657 | 0.12052 | 54.2385 | 20.8165 | 3.4939 | 0.055019 | 24.3654 | 37.737 | 4.8522 | 0.094844 | 42.684 | 16.3819 | 2.7496 | 0.043298 | 19.1748
Statewide | 2025 | 11 | 15 | 0.31863 | 6.2851e-06 | 1.9129e-06 | 0.25075 | 4.9462e-06 | 1.5054e-06 | 0.39159 | 0.0021651 | 2.76e-06 | 0.30817 | 0.0017039 | 2.172e-06 | 50.5153 | 6.4953 | 0.12696 | 57.1375 | 21.9291 | 3.6807 | 0.05796 | 25.6677 | 39.754 | 5.1116 | 0.099914 | 44.9655 | 17.2576 | 2.8966 | 0.045613 | 20.1997
Statewide | 2025 | 11 | 16 | 0.34421 | 6.7897e-06 | 2.0664e-06 | 0.27088 | 5.3433e-06 | 1.6262e-06 | 0.42303 | 0.0023389 | 2.9816e-06 | 0.33291 | 0.0018407 | 2.3464e-06 | 54.5707 | 7.0167 | 0.13715 | 61.7245 | 23.6896 | 3.9761 | 0.062613 | 27.7283 | 42.9455 | 5.522 | 0.10793 | 48.5754 | 18.643 | 3.1291 | 0.049275 | 21.8214
Statewide | 2025 | 11 | 17 | 0.3552 | 7.0064e-06 | 2.1324e-06 | 0.27953 | 5.5138e-06 | 1.6781e-06 | 0.43653 | 0.0024136 | 3.0767e-06 | 0.34354 | 0.0018994 | 2.4213e-06 | 56.3125 | 7.2407 | 0.14153 | 63.6947 | 24.4457 | 4.1031 | 0.064611 | 28.6134 | 44.3162 | 5.6982 | 0.11138 | 50.1258 | 19.2381 | 3.229 | 0.050847 | 22.5179
Statewide | 2025 | 11 | 18 | 0.35875 | 7.0765e-06 | 2.1537e-06 | 0.28232 | 5.569e-06 | 1.6949e-06 | 0.44089 | 0.0024377 | 3.1075e-06 | 0.34697 | 0.0019184 | 2.4455e-06 | 56.8753 | 7.3131 | 0.14294 | 64.3313 | 24.69 | 4.1441 | 0.065257 | 28.8994 | 44.7592 | 5.7552 | 0.11249 | 50.6268 | 19.4303 | 3.2613 | 0.051355 | 22.7429
Statewide | 2025 | 11 | 19 | 0.35636 | 7.0294e-06 | 2.1394e-06 | 0.28045 | 5.532e-06 | 1.6836e-06 | 0.43796 | 0.0024215 | 3.0868e-06 | 0.34467 | 0.0019056 | 2.4293e-06 | 56.4975 | 7.2645 | 0.14199 | 63.904 | 24.526 | 4.1165 | 0.064824 | 28.7074 | 44.4618 | 5.7169 | 0.11175 | 50.2905 | 19.3013 | 3.2396 | 0.051014 | 22.5919
Statewide | 2025 | 11 | 20 | 0.33911 | 6.6891e-06 | 2.0358e-06 | 0.26687 | 5.2641e-06 | 1.6021e-06 | 0.41676 | 0.0023043 | 2.9374e-06 | 0.32798 | 0.0018134 | 2.3116e-06 | 53.7621 | 6.9128 | 0.13512 | 60.81 | 23.3386 | 3.9172 | 0.061685 | 27.3175 | 42.3092 | 5.4401 | 0.10634 | 47.8557 | 18.3668 | 3.0827 | 0.048544 | 21.4981
Statewide | 2025 | 11 | 21 | 0.32931 | 6.4959e-06 | 1.977e-06 | 0.25916 | 5.112e-06 | 1.5558e-06 | 0.40472 | 0.0022377 | 2.8525e-06 | 0.3185 | 0.001761 | 2.2449e-06 | 52.2089 | 6.713 | 0.13122 | 59.0532 | 22.6643 | 3.8041 | 0.059903 | 26.5283 | 41.0868 | 5.283 | 0.10326 | 46.4731 | 17.8361 | 2.9937 | 0.047142 | 20.877
Statewide | 2025 | 11 | 22 | 0.30051 | 5.9278e-06 | 1.8041e-06 | 0.2365 | 4.665e-06 | 1.4198e-06 | 0.36933 | 0.002042 | 2.6031e-06 | 0.29065 | 0.001607 | 2.0486e-06 | 47.6435 | 6.126 | 0.11974 | 53.8892 | 20.6824 | 3.4714 | 0.054665 | 24.2085 | 37.494 | 4.821 | 0.094233 | 42.4092 | 16.2765 | 2.7319 | 0.04302 | 19.0514
Statewide | 2025 | 11 | 23 | 0.27983 | 5.5199e-06 | 1.68e-06 | 0.22022 | 4.344e-06 | 1.3221e-06 | 0.34391 | 0.0019015 | 2.4239e-06 | 0.27065 | 0.0014964 | 1.9076e-06 | 44.3647 | 5.7044 | 0.1115 | 50.1806 | 19.2591 | 3.2325 | 0.050903 | 22.5425 | 34.9137 | 4.4892 | 0.087748 | 39.4907 | 15.1563 | 2.5439 | 0.040059 | 17.7403
Statewide | 2025 | 11 | 24 | 0.26535 | 5.2342e-06 | 1.593e-06 | 0.20882 | 4.1192e-06 | 1.2537e-06 | 0.32611 | 0.0018031 | 2.2985e-06 | 0.25664 | 0.001419 | 1.8089e-06 | 42.0687 | 5.4092 | 0.10573 | 47.5836 | 18.2624 | 3.0652 | 0.048268 | 21.3759 | 33.1068 | 4.2569 | 0.083207 | 37.4469 | 14.3719 | 2.4122 | 0.037986 | 16.8222
Statewide | 2025 | 12 | 1 | 0.27931 | 5.5096e-06 | 1.6768e-06 | 0.21981 | 4.3359e-06 | 1.3196e-06 | 0.34327 | 0.0018979 | 2.4194e-06 | 0.27014 | 0.0014936 | 1.904e-06 | 44.2819 | 5.6938 | 0.11129 | 50.087 | 19.2232 | 3.2265 | 0.050808 | 22.5005 | 34.8486 | 4.4808 | 0.087585 | 39.417 | 15.1281 | 2.5391 | 0.039984 | 17.7072
Statewide | 2025 | 12 | 2 | 0.28019 | 5.527e-06 | 1.6821e-06 | 0.2205 | 4.3495e-06 | 1.3238e-06 | 0.34435 | 0.0019039 | 2.4271e-06 | 0.271 | 0.0014983 | 1.91e-06 | 44.4216 | 5.7117 | 0.11164 | 50.245 | 19.2838 | 3.2367 | 0.050968 | 22.5714 | 34.9585 | 4.495 | 0.087861 | 39.5413 | 15.1758 | 2.5472 | 0.04011 | 17.763
Statewide | 2025 | 12 | 3 | 0.28325 | 5.5872e-06 | 1.7005e-06 | 0.22291 | 4.397e-06 | 1.3382e-06 | 0.34811 | 0.0019247 | 2.4535e-06 | 0.27395 | 0.0015147 | 1.9308e-06 | 44.9058 | 5.774 | 0.11286 | 50.7927 | 19.494 | 3.2719 | 0.051524 | 22.8175 | 35.3395 | 4.544 | 0.088819 | 39.9723 | 15.3412 | 2.5749 | 0.040548 | 17.9567
Statewide | 2025 | 12 | 4 | 0.28227 | 5.5679e-06 | 1.6946e-06 | 0.22214 | 4.3818e-06 | 1.3336e-06 | 0.34691 | 0.001918 | 2.445e-06 | 0.273 | 0.0015094 | 1.9242e-06 | 44.7509 | 5.7541 | 0.11247 | 50.6174 | 19.4267 | 3.2607 | 0.051346 | 22.7387 | 35.2176 | 4.5283 | 0.088512 | 39.8344 | 15.2883 | 2.566 | 0.040408 | 17.8947
Statewide | 2025 | 12 | 5 | 0.27187 | 5.3628e-06 | 1.6322e-06 | 0.21395 | 4.2204e-06 | 1.2845e-06 | 0.33413 | 0.0018474 | 2.355e-06 | 0.26295 | 0.0014538 | 1.8533e-06 | 43.1023 | 5.5421 | 0.10833 | 48.7527 | 18.7111 | 3.1405 | 0.049454 | 21.901 | 33.9202 | 4.3615 | 0.085251 | 38.3669 | 14.725 | 2.4715 | 0.038919 | 17.2355
Statewide | 2025 | 12 | 6 | 0.29288 | 5.7773e-06 | 1.7583e-06 | 0.23049 | 4.5465e-06 | 1.3837e-06 | 0.35995 | 0.0019901 | 2.537e-06 | 0.28327 | 0.0015662 | 1.9965e-06 | 46.4334 | 5.9704 | 0.1167 | 52.5205 | 20.1571 | 3.3832 | 0.053276 | 23.5936 | 36.5417 | 4.6985 | 0.09184 | 41.3321 | 15.8631 | 2.6625 | 0.041927 | 18.5675
Statewide | 2025 | 12 | 7 | 0.3096 | 6.107e-06 | 1.8586e-06 | 0.24364 | 4.806e-06 | 1.4627e-06 | 0.38049 | 0.0021037 | 2.6818e-06 | 0.29944 | 0.0016556 | 2.1105e-06 | 49.0834 | 6.3112 | 0.12336 | 55.518 | 21.3075 | 3.5763 | 0.056317 | 24.9402 | 38.6272 | 4.9667 | 0.097082 | 43.691 | 16.7684 | 2.8145 | 0.04432 | 19.6272
Statewide | 2025 | 12 | 8 | 0.31367 | 6.1873e-06 | 1.8831e-06 | 0.24685 | 4.8692e-06 | 1.4819e-06 | 0.38549 | 0.0021314 | 2.717e-06 | 0.30337 | 0.0016773 | 2.1382e-06 | 49.7288 | 6.3942 | 0.12498 | 56.2479 | 21.5877 | 3.6234 | 0.057058 | 25.2681 | 39.1351 | 5.032 | 0.098358 | 44.2655 | 16.9889 | 2.8515 | 0.044903 | 19.8852
Statewide | 2025 | 12 | 9 | 0.29778 | 5.8738e-06 | 1.7877e-06 | 0.23434 | 4.6225e-06 | 1.4068e-06 | 0.36596 | 0.0020234 | 2.5794e-06 | 0.288 | 0.0015923 | 2.0299e-06 | 47.2092 | 6.0702 | 0.11865 | 53.398 | 20.4939 | 3.4398 | 0.054167 | 23.9878 | 37.1522 | 4.777 | 0.093374 | 42.0226 | 16.1281 | 2.707 | 0.042627 | 18.8777
Statewide | 2025 | 12 | 10 | 0.28151 | 5.5529e-06 | 1.69e-06 | 0.22154 | 4.37e-06 | 1.33e-06 | 0.34597 | 0.0019129 | 2.4385e-06 | 0.27227 | 0.0015054 | 1.919e-06 | 44.6304 | 5.7386 | 0.11217 | 50.4811 | 19.3744 | 3.2519 | 0.051208 | 22.6775 | 35.1228 | 4.5161 | 0.088274 | 39.7271 | 15.2471 | 2.5591 | 0.040299 | 17.8465
Statewide | 2025 | 12 | 11 | 0.2861 | 5.6435e-06 | 1.7176e-06 | 0.22515 | 4.4413e-06 | 1.3517e-06 | 0.35162 | 0.0019441 | 2.4782e-06 | 0.27671 | 0.0015299 | 1.9503e-06 | 45.3586 | 5.8322 | 0.114 | 51.3048 | 19.6905 | 3.3049 | 0.052043 | 23.0475 | 35.6958 | 4.5898 | 0.089714 | 40.3753 | 15.4959 | 2.6009 | 0.040956 | 18.1377
Statewide | 2025 | 12 | 12 | 0.29267 | 5.7731e-06 | 1.757e-06 | 0.23032 | 4.5433e-06 | 1.3827e-06 | 0.35969 | 0.0019887 | 2.5351e-06 | 0.28306 | 0.0015651 | 1.9951e-06 | 46.3999 | 5.9661 | 0.11662 | 52.4827 | 20.1426 | 3.3808 | 0.053238 | 23.5766 | 36.5153 | 4.6952 | 0.091774 | 41.3023 | 15.8516 | 2.6606 | 0.041897 | 18.5541
Statewide | 2025 | 12 | 13 | 0.29486 | 5.8163e-06 | 1.7702e-06 | 0.23205 | 4.5772e-06 | 1.3931e-06 | 0.36238 | 0.0020036 | 2.5541e-06 | 0.28518 | 0.0015768 | 2.01e-06 | 46.7471 | 6.0108 | 0.11749 | 52.8753 | 20.2933 | 3.4061 | 0.053636 | 23.753 | 36.7885 | 4.7303 | 0.09246 | 41.6113 | 15.9702 | 2.6805 | 0.04221 | 18.6929
Statewide | 2025 | 12 | 14 | 0.30298 | 5.9764e-06 | 1.8189e-06 | 0.23844 | 4.7033e-06 | 1.4314e-06 | 0.37236 | 0.0020588 | 2.6244e-06 | 0.29303 | 0.0016202 | 2.0654e-06 | 48.0342 | 6.1763 | 0.12072 | 54.3311 | 20.852 | 3.4999 | 0.055113 | 24.407 | 37.8015 | 4.8605 | 0.095006 | 42.757 | 16.4099 | 2.7543 | 0.043372 | 19.2076
Statewide | 2025 | 12 | 15 | 0.30696 | 6.055e-06 | 1.8428e-06 | 0.24157 | 4.7651e-06 | 1.4502e-06 | 0.37725 | 0.0020858 | 2.6589e-06 | 0.29689 | 0.0016415 | 2.0925e-06 | 48.6656 | 6.2575 | 0.12231 | 55.0454 | 21.1262 | 3.5459 | 0.055838 | 24.7279 | 38.2984 | 4.9244 | 0.096255 | 43.3191 | 16.6257 | 2.7905 | 0.043943 | 19.4601
Statewide | 2025 | 12 | 16 | 0.32778 | 6.4657e-06 | 1.9678e-06 | 0.25795 | 5.0883e-06 | 1.5486e-06 | 0.40284 | 0.0022273 | 2.8393e-06 | 0.31702 | 0.0017528 | 2.2344e-06 | 51.9662 | 6.6818 | 0.13061 | 58.7787 | 22.559 | 3.7864 | 0.059625 | 26.405 | 40.8959 | 5.2584 | 0.10278 | 46.2571 | 17.7532 | 2.9798 | 0.046923 | 20.7799
Statewide | 2025 | 12 | 17 | 0.33318 | 6.5722e-06 | 2.0002e-06 | 0.26221 | 5.1722e-06 | 1.5741e-06 | 0.40948 | 0.002264 | 2.8861e-06 | 0.32225 | 0.0017817 | 2.2713e-06 | 52.8229 | 6.792 | 0.13276 | 59.7476 | 22.9309 | 3.8488 | 0.060608 | 26.8403 | 41.57 | 5.3451 | 0.10448 | 47.0196 | 18.0459 | 3.0289 | 0.047696 | 21.1225
Statewide | 2025 | 12 | 18 | 0.37596 | 7.416e-06 | 2.2571e-06 | 0.29587 | 5.8362e-06 | 1.7762e-06 | 0.46205 | 0.0025547 | 3.2566e-06 | 0.36362 | 0.0020104 | 2.5629e-06 | 59.6047 | 7.664 | 0.1498 | 67.4185 | 25.8749 | 4.3429 | 0.068389 | 30.2862 | 46.9071 | 6.0313 | 0.11789 | 53.0563 | 20.3628 | 3.4178 | 0.05382 | 23.8344
Statewide | 2025 | 12 | 19 | 0.36528 | 7.2054e-06 | 2.1929e-06 | 0.28746 | 5.6704e-06 | 1.7258e-06 | 0.44893 | 0.0024821 | 3.1641e-06 | 0.35329 | 0.0019533 | 2.49e-06 | 57.9113 | 7.4463 | 0.14555 | 65.5031 | 25.1398 | 4.2196 | 0.066446 | 29.4258 | 45.5745 | 5.86 | 0.11454 | 51.549 | 19.7843 | 3.3207 | 0.052291 | 23.1572
Statewide | 2025 | 12 | 20 | 0.34355 | 6.7767e-06 | 2.0625e-06 | 0.27036 | 5.333e-06 | 1.6231e-06 | 0.42222 | 0.0023344 | 2.9758e-06 | 0.33227 | 0.0018371 | 2.3419e-06 | 54.4658 | 7.0032 | 0.13689 | 61.606 | 23.6441 | 3.9685 | 0.062493 | 27.6751 | 42.863 | 5.5113 | 0.10773 | 48.4821 | 18.6072 | 3.1231 | 0.04918 | 21.7795
Statewide | 2025 | 12 | 21 | 0.32092 | 6.3303e-06 | 1.9266e-06 | 0.25255 | 4.9818e-06 | 1.5162e-06 | 0.3944 | 0.0021806 | 2.7798e-06 | 0.31038 | 0.0017161 | 2.1876e-06 | 50.8782 | 6.5419 | 0.12787 | 57.548 | 22.0867 | 3.7071 | 0.058376 | 25.8521 | 40.0396 | 5.1483 | 0.10063 | 45.2886 | 17.3815 | 2.9174 | 0.04594 | 20.3449
Statewide | 2025 | 12 | 22 | 0.31869 | 6.2864e-06 | 1.9133e-06 | 0.2508 | 4.9472e-06 | 1.5057e-06 | 0.39167 | 0.0021655 | 2.7605e-06 | 0.30823 | 0.0017042 | 2.1725e-06 | 50.5254 | 6.4966 | 0.12699 | 57.149 | 21.9335 | 3.6814 | 0.057972 | 25.6729 | 39.762 | 5.1126 | 0.099934 | 44.9746 | 17.261 | 2.8972 | 0.045622 | 20.2038
Statewide | 2025 | 12 | 23 | 0.30615 | 6.0389e-06 | 1.8379e-06 | 0.24093 | 4.7524e-06 | 1.4464e-06 | 0.37625 | 0.0020803 | 2.6519e-06 | 0.2961 | 0.0016371 | 2.0869e-06 | 48.5361 | 6.2408 | 0.12199 | 54.8989 | 21.0699 | 3.5365 | 0.055689 | 24.6621 | 38.1965 | 4.9113 | 0.095999 | 43.2038 | 16.5814 | 2.7831 | 0.043826 | 19.4083
Statewide | 2025 | 12 | 24 | 0.29425 | 5.8043e-06 | 1.7665e-06 | 0.23157 | 4.5678e-06 | 1.3902e-06 | 0.36163 | 0.0019995 | 2.5488e-06 | 0.28459 | 0.0015735 | 2.0059e-06 | 46.6507 | 5.9984 | 0.11725 | 52.7663 | 20.2515 | 3.3991 | 0.053526 | 23.7041 | 36.7127 | 4.7205 | 0.09227 | 41.5255 | 15.9373 | 2.675 | 0.042123 | 18.6544
Statewide | 2026 | 1 | 1 | 0.2645 | 5.2173e-06 | 1.5879e-06 | 0.19359 | 3.8187e-06 | 1.1622e-06 | 0.32506 | 0.0017973 | 2.2911e-06 | 0.23792 | 0.0013155 | 1.6769e-06 | 42.5831 | 5.5715 | 0.10768 | 48.2622 | 18.5285 | 3.2351 | 0.048113 | 21.8117 | 31.1678 | 4.0779 | 0.078815 | 35.3246 | 13.5616 | 2.3678 | 0.035215 | 15.9646
Statewide | 2026 | 1 | 2 | 0.27282 | 5.3815e-06 | 1.6378e-06 | 0.19968 | 3.9389e-06 | 1.1988e-06 | 0.33529 | 0.0018538 | 2.3632e-06 | 0.24541 | 0.0013569 | 1.7297e-06 | 43.923 | 5.7468 | 0.11107 | 49.7808 | 19.1115 | 3.3368 | 0.049627 | 22.498 | 32.1485 | 4.2063 | 0.081295 | 36.4361 | 13.9883 | 2.4423 | 0.036323 | 16.467
Statewide | 2026 | 1 | 3 | 0.26616 | 5.2502e-06 | 1.5979e-06 | 0.19481 | 3.8428e-06 | 1.1695e-06 | 0.32711 | 0.0018086 | 2.3055e-06 | 0.23942 | 0.0013238 | 1.6875e-06 | 42.8516 | 5.6066 | 0.10836 | 48.5665 | 18.6453 | 3.2555 | 0.048416 | 21.9492 | 31.3644 | 4.1036 | 0.079312 | 35.5473 | 13.6471 | 2.3828 | 0.035437 | 16.0653
Statewide | 2026 | 1 | 4 | 0.26077 | 5.1438e-06 | 1.5655e-06 | 0.19087 | 3.7649e-06 | 1.1458e-06 | 0.32048 | 0.0017719 | 2.2588e-06 | 0.23457 | 0.0012969 | 1.6533e-06 | 41.9834 | 5.493 | 0.10616 | 47.5826 | 18.2676 | 3.1895 | 0.047435 | 21.5045 | 30.7289 | 4.0205 | 0.077705 | 34.8271 | 13.3706 | 2.3345 | 0.034719 | 15.7398
Statewide | 2026 | 1 | 5 | 0.25509 | 5.0319e-06 | 1.5314e-06 | 0.18671 | 3.683e-06 | 1.1209e-06 | 0.31351 | 0.0017334 | 2.2096e-06 | 0.22947 | 0.0012687 | 1.6173e-06 | 41.0695 | 5.3734 | 0.10385 | 46.5468 | 17.8699 | 3.1201 | 0.046403 | 21.0364 | 30.06 | 3.933 | 0.076013 | 34.069 | 13.0795 | 2.2837 | 0.033963 | 15.3972
Statewide | 2026 | 1 | 6 | 0.24857 | 4.9031e-06 | 1.4922e-06 | 0.18193 | 3.5887e-06 | 1.0922e-06 | 0.30548 | 0.001689 | 2.1531e-06 | 0.22359 | 0.0012362 | 1.5759e-06 | 40.0183 | 5.2359 | 0.1012 | 45.3555 | 17.4126 | 3.0402 | 0.045215 | 20.498 | 29.2906 | 3.8323 | 0.074068 | 33.197 | 12.7448 | 2.2252 | 0.033094 | 15.0031
Statewide | 2026 | 1 | 7 | 0.2582 | 5.0932e-06 | 1.5501e-06 | 0.18899 | 3.7278e-06 | 1.1346e-06 | 0.31733 | 0.0017545 | 2.2366e-06 | 0.23226 | 0.0012842 | 1.637e-06 | 41.5698 | 5.4389 | 0.10512 | 47.1138 | 18.0876 | 3.1581 | 0.046968 | 21.2927 | 30.4262 | 3.9809 | 0.07694 | 34.484 | 13.2389 | 2.3115 | 0.034377 | 15.5848
Statewide | 2026 | 1 | 8 | 0.26257 | 5.1794e-06 | 1.5763e-06 | 0.19218 | 3.791e-06 | 1.1538e-06 | 0.3227 | 0.0017842 | 2.2744e-06 | 0.23619 | 0.0013059 | 1.6647e-06 | 42.2735 | 5.531 | 0.1069 | 47.9114 | 18.3938 | 3.2115 | 0.047763 | 21.6531 | 30.9412 | 4.0483 | 0.078242 | 35.0678 | 13.463 | 2.3506 | 0.034959 | 15.8486
Statewide | 2026 | 1 | 9 | 0.25245 | 4.9798e-06 | 1.5156e-06 | 0.18478 | 3.6448e-06 | 1.1093e-06 | 0.31026 | 0.0017154 | 2.1868e-06 | 0.22709 | 0.0012556 | 1.6006e-06 | 40.6442 | 5.3178 | 0.10278 | 46.0648 | 17.6849 | 3.0878 | 0.045922 | 20.8186 | 29.7487 | 3.8923 | 0.075226 | 33.7162 | 12.9441 | 2.26 | 0.033612 | 15.2377
Statewide | 2026 | 1 | 10 | 0.24749 | 4.8819e-06 | 1.4858e-06 | 0.18115 | 3.5732e-06 | 1.0875e-06 | 0.30416 | 0.0016817 | 2.1438e-06 | 0.22263 | 0.0012309 | 1.5691e-06 | 39.8452 | 5.2133 | 0.10076 | 45.1593 | 17.3372 | 3.0271 | 0.045019 | 20.4093 | 29.1639 | 3.8158 | 0.073748 | 33.0534 | 12.6897 | 2.2156 | 0.032951 | 14.9382
Statewide | 2026 | 1 | 11 | 0.25107 | 4.9524e-06 | 1.5073e-06 | 0.18376 | 3.6248e-06 | 1.1032e-06 | 0.30856 | 0.001706 | 2.1748e-06 | 0.22584 | 0.0012487 | 1.5918e-06 | 40.4209 | 5.2886 | 0.10221 | 45.8117 | 17.5877 | 3.0708 | 0.04567 | 20.7042 | 29.5853 | 3.8709 | 0.074813 | 33.531 | 12.873 | 2.2476 | 0.033427 | 15.154
Statewide | 2026 | 1 | 12 | 0.25457 | 5.0216e-06 | 1.5283e-06 | 0.18633 | 3.6754e-06 | 1.1186e-06 | 0.31287 | 0.0017298 | 2.2051e-06 | 0.229 | 0.0012661 | 1.614e-06 | 40.9853 | 5.3624 | 0.10364 | 46.4514 | 17.8333 | 3.1137 | 0.046308 | 20.9933 | 29.9984 | 3.9249 | 0.075858 | 33.9992 | 13.0527 | 2.279 | 0.033894 | 15.3656
Statewide | 2026 | 1 | 13 | 0.25814 | 5.0919e-06 | 1.5497e-06 | 0.18894 | 3.7269e-06 | 1.1343e-06 | 0.31725 | 0.001754 | 2.236e-06 | 0.2322 | 0.0012838 | 1.6366e-06 | 41.5594 | 5.4375 | 0.10509 | 47.102 | 18.0831 | 3.1573 | 0.046956 | 21.2873 | 30.4186 | 3.9799 | 0.07692 | 34.4754 | 13.2356 | 2.3109 | 0.034369 | 15.5808
Statewide | 2026 | 1 | 14 | 0.26139 | 5.1561e-06 | 1.5692e-06 | 0.19132 | 3.7739e-06 | 1.1486e-06 | 0.32124 | 0.0017762 | 2.2642e-06 | 0.23513 | 0.0013 | 1.6572e-06 | 42.0831 | 5.5061 | 0.10642 | 47.6956 | 18.311 | 3.1971 | 0.047548 | 21.5556 | 30.8019 | 4.0301 | 0.07789 | 34.9098 | 13.4023 | 2.34 | 0.034802 | 15.7772
Statewide | 2026 | 1 | 15 | 0.27336 | 5.3922e-06 | 1.6411e-06 | 0.20008 | 3.9467e-06 | 1.2012e-06 | 0.33596 | 0.0018575 | 2.3679e-06 | 0.2459 | 0.0013596 | 1.7331e-06 | 44.0103 | 5.7582 | 0.11129 | 49.8798 | 19.1495 | 3.3435 | 0.049725 | 22.5427 | 32.2124 | 4.2146 | 0.081456 | 36.5085 | 14.0161 | 2.4472 | 0.036395 | 16.4997
Statewide | 2026 | 1 | 16 | 0.28656 | 5.6526e-06 | 1.7204e-06 | 0.20974 | 4.1373e-06 | 1.2592e-06 | 0.35218 | 0.0019472 | 2.4822e-06 | 0.25777 | 0.0014252 | 1.8168e-06 | 46.1356 | 6.0363 | 0.11666 | 52.2886 | 20.0743 | 3.5049 | 0.052127 | 23.6313 | 33.768 | 4.4181 | 0.08539 | 38.2716 | 14.693 | 2.5654 | 0.038153 | 17.2965
Statewide | 2026 | 1 | 17 | 0.326 | 6.4306e-06 | 1.9571e-06 | 0.23861 | 4.7068e-06 | 1.4325e-06 | 0.40065 | 0.0022152 | 2.8239e-06 | 0.29325 | 0.0016214 | 2.0669e-06 | 52.4858 | 6.8671 | 0.13272 | 59.4856 | 22.8373 | 3.9874 | 0.059301 | 26.884 | 38.4159 | 5.0263 | 0.097143 | 43.5393 | 16.7153 | 2.9185 | 0.043404 | 19.6772
Statewide | 2026 | 1 | 18 | 0.31722 | 6.2574e-06 | 1.9044e-06 | 0.23218 | 4.58e-06 | 1.3939e-06 | 0.38986 | 0.0021555 | 2.7478e-06 | 0.28535 | 0.0015777 | 2.0112e-06 | 51.0718 | 6.6821 | 0.12915 | 57.883 | 22.2221 | 3.8799 | 0.057704 | 26.1597 | 37.381 | 4.8908 | 0.094526 | 42.3663 | 16.265 | 2.8398 | 0.042235 | 19.1471
Statewide | 2026 | 1 | 19 | 0.29572 | 5.8333e-06 | 1.7753e-06 | 0.21645 | 4.2696e-06 | 1.2994e-06 | 0.36344 | 0.0020094 | 2.5616e-06 | 0.26601 | 0.0014708 | 1.8749e-06 | 47.6106 | 6.2293 | 0.12039 | 53.9602 | 20.716 | 3.617 | 0.053793 | 24.3868 | 34.8476 | 4.5594 | 0.08812 | 39.4951 | 15.1627 | 2.6474 | 0.039373 | 17.8495
Statewide | 2026 | 1 | 20 | 0.26721 | 5.2709e-06 | 1.6042e-06 | 0.19558 | 3.8579e-06 | 1.1741e-06 | 0.3284 | 0.0018157 | 2.3146e-06 | 0.24036 | 0.001329 | 1.6941e-06 | 43.02 | 5.6287 | 0.10879 | 48.7574 | 18.7186 | 3.2682 | 0.048606 | 22.0355 | 31.4876 | 4.1198 | 0.079624 | 35.687 | 13.7007 | 2.3921 | 0.035576 | 16.1284
Statewide | 2026 | 1 | 21 | 0.25574 | 5.0446e-06 | 1.5353e-06 | 0.18718 | 3.6923e-06 | 1.1237e-06 | 0.3143 | 0.0017377 | 2.2152e-06 | 0.23004 | 0.0012719 | 1.6214e-06 | 41.1731 | 5.387 | 0.10412 | 46.6642 | 17.915 | 3.1279 | 0.04652 | 21.0895 | 30.1358 | 3.9429 | 0.076205 | 34.1549 | 13.1125 | 2.2894 | 0.034049 | 15.436
Statewide | 2026 | 1 | 22 | 0.26174 | 5.163e-06 | 1.5714e-06 | 0.19158 | 3.779e-06 | 1.1501e-06 | 0.32168 | 0.0017786 | 2.2672e-06 | 0.23545 | 0.0013018 | 1.6595e-06 | 42.1401 | 5.5135 | 0.10656 | 47.7602 | 18.3358 | 3.2014 | 0.047612 | 21.5848 | 30.8436 | 4.0355 | 0.077995 | 34.9571 | 13.4205 | 2.3432 | 0.034849 | 15.7986
Statewide | 2026 | 1 | 23 | 0.26356 | 5.1989e-06 | 1.5823e-06 | 0.19291 | 3.8052e-06 | 1.1581e-06 | 0.32391 | 0.0017909 | 2.283e-06 | 0.23708 | 0.0013108 | 1.671e-06 | 42.4326 | 5.5518 | 0.1073 | 48.0917 | 18.463 | 3.2236 | 0.047943 | 21.7346 | 31.0577 | 4.0635 | 0.078536 | 35.1998 | 13.5137 | 2.3595 | 0.035091 | 15.9082
Statewide | 2026 | 1 | 24 | 0.26397 | 5.207e-06 | 1.5847e-06 | 0.19321 | 3.8111e-06 | 1.1599e-06 | 0.32442 | 0.0017937 | 2.2865e-06 | 0.23745 | 0.0013129 | 1.6736e-06 | 42.4986 | 5.5604 | 0.10747 | 48.1665 | 18.4917 | 3.2286 | 0.048017 | 21.7684 | 31.106 | 4.0698 | 0.078658 | 35.2545 | 13.5347 | 2.3631 | 0.035145 | 15.9329
Statewide | 2026 | 2 | 1 | 0.23098 | 4.5561e-06 | 1.3866e-06 | 0.16906 | 3.3348e-06 | 1.0149e-06 | 0.28387 | 0.0015695 | 2.0007e-06 | 0.20777 | 0.0011488 | 1.4644e-06 | 37.1864 | 4.8654 | 0.094034 | 42.1459 | 16.1804 | 2.8251 | 0.042015 | 19.0474 | 27.2179 | 3.5611 | 0.068827 | 30.8478 | 11.8429 | 2.0678 | 0.030752 | 13.9414
Statewide | 2026 | 2 | 2 | 0.22485 | 4.4353e-06 | 1.3499e-06 | 0.16457 | 3.2463e-06 | 9.8801e-07 | 0.27634 | 0.0015279 | 1.9477e-06 | 0.20226 | 0.0011183 | 1.4256e-06 | 36.2004 | 4.7364 | 0.091541 | 41.0283 | 15.7513 | 2.7502 | 0.040901 | 18.5424 | 26.4961 | 3.4667 | 0.067001 | 30.0299 | 11.5289 | 2.0129 | 0.029937 | 13.5717
Statewide | 2026 | 2 | 3 | 0.22396 | 4.4178e-06 | 1.3445e-06 | 0.16392 | 3.2335e-06 | 9.8411e-07 | 0.27525 | 0.0015218 | 1.94e-06 | 0.20146 | 0.0011139 | 1.4199e-06 | 36.0571 | 4.7176 | 0.091179 | 40.866 | 15.689 | 2.7393 | 0.040739 | 18.469 | 26.3913 | 3.453 | 0.066736 | 29.911 | 11.4832 | 2.005 | 0.029818 | 13.518
Statewide | 2026 | 2 | 4 | 0.21746 | 4.2895e-06 | 1.3055e-06 | 0.15916 | 3.1396e-06 | 9.5553e-07 | 0.26725 | 0.0014776 | 1.8836e-06 | 0.19561 | 0.0010815 | 1.3787e-06 | 35.0102 | 4.5807 | 0.088531 | 39.6794 | 15.2335 | 2.6597 | 0.039557 | 17.9328 | 25.6251 | 3.3527 | 0.064799 | 29.0426 | 11.1498 | 1.9467 | 0.028953 | 13.1255
Statewide | 2026 | 2 | 5 | 0.21463 | 4.2338e-06 | 1.2885e-06 | 0.1571 | 3.0988e-06 | 9.4312e-07 | 0.26378 | 0.0014584 | 1.8592e-06 | 0.19307 | 0.0010675 | 1.3608e-06 | 34.5556 | 4.5212 | 0.087382 | 39.1642 | 15.0356 | 2.6252 | 0.039043 | 17.6999 | 25.2923 | 3.3092 | 0.063957 | 28.6654 | 11.005 | 1.9215 | 0.028577 | 12.9551
Statewide | 2026 | 2 | 6 | 0.21259 | 4.1934e-06 | 1.2763e-06 | 0.1556 | 3.0693e-06 | 9.3414e-07 | 0.26127 | 0.0014445 | 1.8415e-06 | 0.19123 | 0.0010573 | 1.3478e-06 | 34.2263 | 4.4781 | 0.086549 | 38.7909 | 14.8924 | 2.6002 | 0.038671 | 17.5312 | 25.0513 | 3.2777 | 0.063348 | 28.3923 | 10.9002 | 1.9032 | 0.028304 | 12.8316
Statewide | 2026 | 2 | 7 | 0.2194 | 4.3278e-06 | 1.3172e-06 | 0.16059 | 3.1677e-06 | 9.6407e-07 | 0.26964 | 0.0014908 | 1.9005e-06 | 0.19736 | 0.0010912 | 1.391e-06 | 35.323 | 4.6216 | 0.089322 | 40.0339 | 15.3695 | 2.6835 | 0.03991 | 18.0929 | 25.8539 | 3.3827 | 0.065378 | 29.302 | 11.2494 | 1.9641 | 0.029211 | 13.2428
Statewide | 2026 | 2 | 8 | 0.21953 | 4.3304e-06 | 1.3179e-06 | 0.16068 | 3.1695e-06 | 9.6464e-07 | 0.2698 | 0.0014917 | 1.9016e-06 | 0.19747 | 0.0010918 | 1.3918e-06 | 35.3438 | 4.6243 | 0.089375 | 40.0575 | 15.3786 | 2.6851 | 0.039933 | 18.1036 | 25.8692 | 3.3847 | 0.065416 | 29.3193 | 11.2561 | 1.9653 | 0.029228 | 13.2506
Statewide | 2026 | 2 | 9 | 0.20755 | 4.094e-06 | 1.246e-06 | 0.15191 | 2.9965e-06 | 9.1199e-07 | 0.25507 | 0.0014103 | 1.7978e-06 | 0.1867 | 0.0010322 | 1.3159e-06 | 33.4148 | 4.3719 | 0.084497 | 37.8712 | 14.5393 | 2.5385 | 0.037754 | 17.1155 | 24.4573 | 3.1999 | 0.061846 | 27.7191 | 10.6417 | 1.858 | 0.027633 | 12.5274
Statewide | 2026 | 2 | 10 | 0.20097 | 3.9643e-06 | 1.2065e-06 | 0.1471 | 2.9016e-06 | 8.8308e-07 | 0.24699 | 0.0013656 | 1.7408e-06 | 0.18078 | 0.00099953 | 1.2742e-06 | 32.3558 | 4.2334 | 0.081819 | 36.671 | 14.0785 | 2.4581 | 0.036557 | 16.5731 | 23.6822 | 3.0985 | 0.059886 | 26.8406 | 10.3045 | 1.7991 | 0.026757 | 12.1304
Statewide | 2026 | 2 | 11 | 0.18568 | 3.6626e-06 | 1.1147e-06 | 0.1359 | 2.6808e-06 | 8.1589e-07 | 0.2282 | 0.0012617 | 1.6084e-06 | 0.16703 | 0.00092348 | 1.1772e-06 | 29.894 | 3.9113 | 0.075594 | 33.8808 | 13.0073 | 2.2711 | 0.033776 | 15.3121 | 21.8803 | 2.8628 | 0.055329 | 24.7984 | 9.5204 | 1.6623 | 0.024722 | 11.2074
Statewide | 2026 | 2 | 12 | 0.18376 | 3.6247e-06 | 1.1032e-06 | 0.1345 | 2.653e-06 | 8.0745e-07 | 0.22584 | 0.0012486 | 1.5917e-06 | 0.1653 | 0.00091392 | 1.165e-06 | 29.5846 | 3.8708 | 0.074811 | 33.5302 | 12.8727 | 2.2476 | 0.033426 | 15.1537 | 21.6538 | 2.8331 | 0.054757 | 24.5417 | 9.4219 | 1.6451 | 0.024466 | 11.0914
Statewide | 2026 | 2 | 13 | 0.1923 | 3.7931e-06 | 1.1544e-06 | 0.14075 | 2.7763e-06 | 8.4496e-07 | 0.23633 | 0.0013067 | 1.6657e-06 | 0.17298 | 0.00095638 | 1.2192e-06 | 30.959 | 4.0506 | 0.078287 | 35.0879 | 13.4707 | 2.352 | 0.034979 | 15.8577 | 22.6598 | 2.9648 | 0.057301 | 25.6819 | 9.8596 | 1.7215 | 0.025602 | 11.6067
Statewide | 2026 | 2 | 14 | 0.20355 | 4.0151e-06 | 1.222e-06 | 0.14898 | 2.9387e-06 | 8.944e-07 | 0.25016 | 0.0013831 | 1.7631e-06 | 0.1831 | 0.0010123 | 1.2905e-06 | 32.7704 | 4.2876 | 0.082867 | 37.1409 | 14.2589 | 2.4896 | 0.037026 | 16.7855 | 23.9857 | 3.1382 | 0.060653 | 27.1845 | 10.4365 | 1.8222 | 0.0271 | 12.2858
Statewide | 2026 | 2 | 15 | 0.213 | 4.2016e-06 | 1.2788e-06 | 0.1559 | 3.0753e-06 | 9.3596e-07 | 0.26178 | 0.0014474 | 1.8451e-06 | 0.1916 | 0.0010594 | 1.3505e-06 | 34.293 | 4.4868 | 0.086718 | 38.8666 | 14.9214 | 2.6053 | 0.038746 | 17.5654 | 25.1001 | 3.284 | 0.063471 | 28.4476 | 10.9214 | 1.9069 | 0.028359 | 12.8566
Statewide | 2026 | 2 | 16 | 0.2216 | 4.3713e-06 | 1.3304e-06 | 0.1622 | 3.1995e-06 | 9.7375e-07 | 0.27235 | 0.0015058 | 1.9196e-06 | 0.19934 | 0.0011021 | 1.405e-06 | 35.6776 | 4.668 | 0.090219 | 40.4359 | 15.5239 | 2.7104 | 0.040311 | 18.2746 | 26.1135 | 3.4166 | 0.066034 | 29.5962 | 11.3624 | 1.9839 | 0.029505 | 13.3757
Statewide | 2026 | 2 | 17 | 0.2558 | 5.0458e-06 | 1.5357e-06 | 0.18723 | 3.6932e-06 | 1.124e-06 | 0.31438 | 0.0017382 | 2.2158e-06 | 0.2301 | 0.0012722 | 1.6218e-06 | 41.1833 | 5.3883 | 0.10414 | 46.6758 | 17.9194 | 3.1287 | 0.046531 | 21.0947 | 30.1433 | 3.9439 | 0.076224 | 34.1634 | 13.1158 | 2.29 | 0.034058 | 15.4398
Statewide | 2026 | 2 | 18 | 0.28803 | 5.6816e-06 | 1.7292e-06 | 0.21082 | 4.1586e-06 | 1.2656e-06 | 0.35399 | 0.0019572 | 2.495e-06 | 0.2591 | 0.0014325 | 1.8261e-06 | 46.3727 | 6.0673 | 0.11726 | 52.5573 | 20.1774 | 3.523 | 0.052395 | 23.7528 | 33.9416 | 4.4409 | 0.085829 | 38.4683 | 14.7685 | 2.5786 | 0.038349 | 17.3854
Statewide | 2026 | 2 | 19 | 0.29197 | 5.7593e-06 | 1.7528e-06 | 0.2137 | 4.2154e-06 | 1.2829e-06 | 0.35883 | 0.0019839 | 2.5291e-06 | 0.26264 | 0.0014521 | 1.8511e-06 | 47.0065 | 6.1502 | 0.11887 | 53.2756 | 20.4532 | 3.5711 | 0.053111 | 24.0774 | 34.4055 | 4.5015 | 0.087002 | 38.994 | 14.9703 | 2.6138 | 0.038873 | 17.623
Statewide | 2026 | 2 | 20 | 0.26111 | 5.1505e-06 | 1.5676e-06 | 0.19111 | 3.7698e-06 | 1.1473e-06 | 0.3209 | 0.0017743 | 2.2618e-06 | 0.23488 | 0.0012986 | 1.6555e-06 | 42.0381 | 5.5002 | 0.1063 | 47.6446 | 18.2914 | 3.1937 | 0.047497 | 21.5325 | 30.7689 | 4.0257 | 0.077806 | 34.8725 | 13.388 | 2.3375 | 0.034764 | 15.7603
Statewide | 2026 | 2 | 21 | 0.23862 | 4.707e-06 | 1.4326e-06 | 0.17466 | 3.4452e-06 | 1.0485e-06 | 0.29327 | 0.0016215 | 2.067e-06 | 0.21465 | 0.0011868 | 1.5129e-06 | 38.4179 | 5.0265 | 0.097148 | 43.5415 | 16.7162 | 2.9186 | 0.043407 | 19.6782 | 28.1192 | 3.6791 | 0.071106 | 31.8694 | 12.2351 | 2.1362 | 0.031771 | 14.4031
Statewide | 2026 | 2 | 22 | 0.23671 | 4.6693e-06 | 1.4211e-06 | 0.17326 | 3.4176e-06 | 1.0401e-06 | 0.29092 | 0.0016085 | 2.0504e-06 | 0.21293 | 0.0011773 | 1.5008e-06 | 38.1103 | 4.9863 | 0.09637 | 43.1929 | 16.5823 | 2.8953 | 0.043059 | 19.5207 | 27.8941 | 3.6496 | 0.070536 | 31.6142 | 12.1371 | 2.1191 | 0.031516 | 14.2878
Statewide | 2026 | 2 | 23 | 0.23952 | 4.7246e-06 | 1.4379e-06 | 0.17531 | 3.4581e-06 | 1.0525e-06 | 0.29436 | 0.0016275 | 2.0747e-06 | 0.21545 | 0.0011912 | 1.5185e-06 | 38.5614 | 5.0453 | 0.097511 | 43.7042 | 16.7786 | 2.9295 | 0.043569 | 19.7517 | 28.2243 | 3.6928 | 0.071371 | 31.9884 | 12.2808 | 2.1442 | 0.031889 | 14.4569
Statewide | 2026 | 2 | 24 | 0.24459 | 4.8246e-06 | 1.4684e-06 | 0.17902 | 3.5313e-06 | 1.0747e-06 | 0.3006 | 0.001662 | 2.1186e-06 | 0.22001 | 0.0012165 | 1.5507e-06 | 39.3779 | 5.1521 | 0.099576 | 44.6297 | 17.1339 | 2.9916 | 0.044491 | 20.17 | 28.8219 | 3.771 | 0.072883 | 32.6658 | 12.5408 | 2.1896 | 0.032565 | 14.763
Statewide | 2026 | 3 | 1 | 0.25196 | 4.97e-06 | 1.5126e-06 | 0.18442 | 3.6377e-06 | 1.1071e-06 | 0.30965 | 0.0017121 | 2.1825e-06 | 0.22664 | 0.0012531 | 1.5974e-06 | 40.5645 | 5.3074 | 0.10258 | 45.9744 | 17.6502 | 3.0817 | 0.045832 | 20.7777 | 29.6904 | 3.8846 | 0.075079 | 33.6501 | 12.9187 | 2.2556 | 0.033546 | 15.2078
Statewide | 2026 | 3 | 2 | 0.24396 | 4.8123e-06 | 1.4646e-06 | 0.17857 | 3.5223e-06 | 1.072e-06 | 0.29983 | 0.0016577 | 2.1132e-06 | 0.21945 | 0.0012134 | 1.5467e-06 | 39.2777 | 5.139 | 0.099323 | 44.5161 | 17.0903 | 2.9839 | 0.044378 | 20.1186 | 28.7485 | 3.7614 | 0.072697 | 32.5826 | 12.5089 | 2.184 | 0.032482 | 14.7254
Statewide | 2026 | 3 | 3 | 0.26153 | 5.1588e-06 | 1.5701e-06 | 0.19142 | 3.7759e-06 | 1.1492e-06 | 0.32142 | 0.0017771 | 2.2654e-06 | 0.23526 | 0.0013007 | 1.6581e-06 | 42.1057 | 5.509 | 0.10647 | 47.7212 | 18.3208 | 3.1988 | 0.047573 | 21.5672 | 30.8185 | 4.0322 | 0.077931 | 34.9286 | 13.4096 | 2.3413 | 0.03482 | 15.7857
Statewide | 2026 | 3 | 4 | 0.2499 | 4.9294e-06 | 1.5002e-06 | 0.18291 | 3.608e-06 | 1.0981e-06 | 0.30712 | 0.0016981 | 2.1646e-06 | 0.22479 | 0.0012429 | 1.5844e-06 | 40.233 | 5.264 | 0.10174 | 45.5987 | 17.5059 | 3.0565 | 0.045457 | 20.6079 | 29.4477 | 3.8529 | 0.074465 | 33.3751 | 12.8131 | 2.2372 | 0.033272 | 15.0836
Statewide | 2026 | 3 | 5 | 0.26557 | 5.2385e-06 | 1.5943e-06 | 0.19438 | 3.8342e-06 | 1.1669e-06 | 0.32638 | 0.0018046 | 2.3004e-06 | 0.23889 | 0.0013208 | 1.6837e-06 | 42.7562 | 5.5941 | 0.10812 | 48.4584 | 18.6038 | 3.2482 | 0.048308 | 21.9004 | 31.2945 | 4.0945 | 0.079135 | 35.4682 | 13.6167 | 2.3775 | 0.035358 | 16.0295
Statewide | 2026 | 3 | 6 | 0.27444 | 5.4135e-06 | 1.6476e-06 | 0.20087 | 3.9623e-06 | 1.2059e-06 | 0.33728 | 0.0018648 | 2.3772e-06 | 0.24687 | 0.0013649 | 1.74e-06 | 44.1842 | 5.781 | 0.11173 | 50.0769 | 19.2252 | 3.3567 | 0.049922 | 22.6318 | 32.3397 | 4.2313 | 0.081778 | 36.6528 | 14.0715 | 2.4569 | 0.036539 | 16.5649
Statewide | 2026 | 3 | 7 | 0.26941 | 5.3143e-06 | 1.6174e-06 | 0.19719 | 3.8897e-06 | 1.1838e-06 | 0.3311 | 0.0018307 | 2.3337e-06 | 0.24235 | 0.0013399 | 1.7081e-06 | 43.3747 | 5.6751 | 0.10968 | 49.1594 | 18.873 | 3.2952 | 0.049007 | 22.2172 | 31.7472 | 4.1537 | 0.08028 | 35.9813 | 13.8137 | 2.4119 | 0.03587 | 16.2614
Statewide | 2026 | 3 | 8 | 0.25898 | 5.1085e-06 | 1.5548e-06 | 0.18956 | 3.7391e-06 | 1.138e-06 | 0.31828 | 0.0017598 | 2.2433e-06 | 0.23296 | 0.001288 | 1.6419e-06 | 41.6952 | 5.4553 | 0.10544 | 47.256 | 18.1422 | 3.1676 | 0.04711 | 21.3569 | 30.518 | 3.9929 | 0.077172 | 34.5881 | 13.2788 | 2.3185 | 0.034481 | 15.6318
Statewide | 2026 | 3 | 9 | 0.2455 | 4.8426e-06 | 1.4738e-06 | 0.17969 | 3.5445e-06 | 1.0787e-06 | 0.30172 | 0.0016682 | 2.1265e-06 | 0.22084 | 0.001221 | 1.5565e-06 | 39.5248 | 5.1713 | 0.099947 | 44.7961 | 17.1978 | 3.0027 | 0.044657 | 20.2452 | 28.9294 | 3.7851 | 0.073155 | 32.7876 | 12.5876 | 2.1978 | 0.032686 | 14.8181
Statewide | 2026 | 3 | 10 | 0.24172 | 4.7681e-06 | 1.4512e-06 | 0.17692 | 3.4899e-06 | 1.0621e-06 | 0.29707 | 0.0016425 | 2.0938e-06 | 0.21744 | 0.0012022 | 1.5325e-06 | 38.9164 | 5.0917 | 0.098409 | 44.1066 | 16.9331 | 2.9565 | 0.04397 | 19.9336 | 28.4841 | 3.7268 | 0.072029 | 32.2829 | 12.3938 | 2.164 | 0.032183 | 14.59
Statewide | 2026 | 3 | 11 | 0.23924 | 4.7191e-06 | 1.4363e-06 | 0.17511 | 3.4541e-06 | 1.0512e-06 | 0.29402 | 0.0016256 | 2.0723e-06 | 0.2152 | 0.0011898 | 1.5168e-06 | 38.5168 | 5.0395 | 0.097398 | 43.6536 | 16.7592 | 2.9261 | 0.043518 | 19.7289 | 28.1916 | 3.6885 | 0.071289 | 31.9514 | 12.2666 | 2.1417 | 0.031852 | 14.4402
Statewide | 2026 | 3 | 12 | 0.23635 | 4.6621e-06 | 1.4189e-06 | 0.17299 | 3.4124e-06 | 1.0385e-06 | 0.29047 | 0.001606 | 2.0473e-06 | 0.2126 | 0.0011755 | 1.4985e-06 | 38.0517 | 4.9786 | 0.096222 | 43.1265 | 16.5568 | 2.8908 | 0.042993 | 19.4906 | 27.8512 | 3.644 | 0.070428 | 31.5656 | 12.1185 | 2.1159 | 0.031468 | 14.2658
Statewide | 2026 | 3 | 13 | 0.23366 | 4.6091e-06 | 1.4028e-06 | 0.17102 | 3.3736e-06 | 1.0267e-06 | 0.28717 | 0.0015877 | 2.024e-06 | 0.21019 | 0.0011621 | 1.4814e-06 | 37.619 | 4.922 | 0.095128 | 42.6361 | 16.3686 | 2.8579 | 0.042504 | 19.269 | 27.5345 | 3.6026 | 0.069627 | 31.2067 | 11.9807 | 2.0918 | 0.03111 | 14.1036
Statewide | 2026 | 3 | 14 | 0.23442 | 4.6241e-06 | 1.4073e-06 | 0.17158 | 3.3845e-06 | 1.0301e-06 | 0.2881 | 0.0015929 | 2.0306e-06 | 0.21087 | 0.0011659 | 1.4863e-06 | 37.7416 | 4.938 | 0.095438 | 42.7751 | 16.4219 | 2.8672 | 0.042643 | 19.3318 | 27.6242 | 3.6143 | 0.069854 | 31.3084 | 12.0197 | 2.0986 | 0.031211 | 14.1495
Statewide | 2026 | 3 | 15 | 0.24667 | 4.8657e-06 | 1.4809e-06 | 0.18054 | 3.5613e-06 | 1.0839e-06 | 0.30315 | 0.0016761 | 2.1367e-06 | 0.22189 | 0.0012268 | 1.5639e-06 | 39.713 | 5.196 | 0.10042 | 45.0093 | 17.2797 | 3.017 | 0.04487 | 20.3416 | 29.0671 | 3.8031 | 0.073503 | 32.9437 | 12.6475 | 2.2082 | 0.032842 | 14.8886
Statewide | 2026 | 3 | 16 | 0.25539 | 5.0377e-06 | 1.5332e-06 | 0.18693 | 3.6872e-06 | 1.1222e-06 | 0.31387 | 0.0017354 | 2.2122e-06 | 0.22973 | 0.0012702 | 1.6192e-06 | 41.1168 | 5.3796 | 0.10397 | 46.6005 | 17.8905 | 3.1237 | 0.046456 | 21.0607 | 30.0947 | 3.9375 | 0.076101 | 34.1083 | 13.0946 | 2.2863 | 0.034003 | 15.4149
Statewide | 2026 | 3 | 17 | 0.28697 | 5.6607e-06 | 1.7228e-06 | 0.21004 | 4.1432e-06 | 1.261e-06 | 0.35268 | 0.00195 | 2.4858e-06 | 0.25814 | 0.0014272 | 1.8194e-06 | 46.2017 | 6.0449 | 0.11683 | 52.3635 | 20.103 | 3.51 | 0.052201 | 23.6652 | 33.8164 | 4.4245 | 0.085512 | 38.3264 | 14.714 | 2.569 | 0.038208 | 17.3213
Statewide | 2026 | 3 | 18 | 0.3095 | 6.105e-06 | 1.8581e-06 | 0.22653 | 4.4685e-06 | 1.36e-06 | 0.38037 | 0.0021031 | 2.6809e-06 | 0.2784 | 0.0015393 | 1.9622e-06 | 49.8285 | 6.5195 | 0.126 | 56.474 | 21.6811 | 3.7855 | 0.056299 | 25.5229 | 36.471 | 4.7718 | 0.092225 | 41.335 | 15.8691 | 2.7707 | 0.041207 | 18.681
Statewide | 2026 | 3 | 19 | 0.32867 | 6.4831e-06 | 1.9731e-06 | 0.24056 | 4.7452e-06 | 1.4442e-06 | 0.40393 | 0.0022333 | 2.8469e-06 | 0.29565 | 0.0016346 | 2.0838e-06 | 52.9145 | 6.9232 | 0.13381 | 59.9715 | 23.0239 | 4.0199 | 0.059786 | 27.1036 | 38.7297 | 5.0673 | 0.097937 | 43.8949 | 16.8518 | 2.9423 | 0.043759 | 19.8379
Statewide | 2026 | 3 | 20 | 0.31415 | 6.1967e-06 | 1.886e-06 | 0.22993 | 4.5356e-06 | 1.3804e-06 | 0.38608 | 0.0021346 | 2.7212e-06 | 0.28258 | 0.0015624 | 1.9917e-06 | 50.5767 | 6.6174 | 0.12789 | 57.3219 | 22.0067 | 3.8423 | 0.057144 | 25.9061 | 37.0186 | 4.8434 | 0.09361 | 41.9557 | 16.1073 | 2.8123 | 0.041826 | 18.9615
Statewide | 2026 | 3 | 21 | 0.29222 | 5.7642e-06 | 1.7543e-06 | 0.21388 | 4.219e-06 | 1.284e-06 | 0.35913 | 0.0019856 | 2.5312e-06 | 0.26286 | 0.0014533 | 1.8527e-06 | 47.0463 | 6.1554 | 0.11897 | 53.3207 | 20.4705 | 3.5741 | 0.053156 | 24.0978 | 34.4346 | 4.5054 | 0.087076 | 39.027 | 14.983 | 2.616 | 0.038906 | 17.6379
Statewide | 2026 | 3 | 22 | 0.27584 | 5.4411e-06 | 1.656e-06 | 0.2019 | 3.9825e-06 | 1.2121e-06 | 0.33901 | 0.0018743 | 2.3894e-06 | 0.24813 | 0.0013719 | 1.7488e-06 | 44.4097 | 5.8105 | 0.1123 | 50.3325 | 19.3233 | 3.3738 | 0.050177 | 22.7473 | 32.5048 | 4.2529 | 0.082196 | 36.8399 | 14.1433 | 2.4694 | 0.036726 | 16.6494
Statewide | 2026 | 3 | 23 | 0.26814 | 5.2892e-06 | 1.6098e-06 | 0.19626 | 3.8713e-06 | 1.1782e-06 | 0.32954 | 0.001822 | 2.3226e-06 | 0.2412 | 0.0013336 | 1.7e-06 | 43.1696 | 5.6482 | 0.10916 | 48.927 | 18.7837 | 3.2796 | 0.048775 | 22.1121 | 31.5971 | 4.1341 | 0.079901 | 35.8112 | 13.7484 | 2.4004 | 0.0357 | 16.1845
Statewide | 2026 | 3 | 24 | 0.264 | 5.2076e-06 | 1.5849e-06 | 0.19323 | 3.8116e-06 | 1.1601e-06 | 0.32446 | 0.0017939 | 2.2868e-06 | 0.23748 | 0.001313 | 1.6738e-06 | 42.5041 | 5.5612 | 0.10748 | 48.1727 | 18.4941 | 3.2291 | 0.048024 | 21.7712 | 31.11 | 4.0704 | 0.078669 | 35.2591 | 13.5364 | 2.3634 | 0.03515 | 15.935
Statewide | 2026 | 4 | 1 | 0.21201 | 4.182e-06 | 1.2728e-06 | 0.15518 | 3.061e-06 | 9.316e-07 | 0.26056 | 0.0014406 | 1.8365e-06 | 0.19071 | 0.0010544 | 1.3442e-06 | 34.1333 | 4.4659 | 0.086314 | 38.6855 | 14.8519 | 2.5931 | 0.038566 | 17.4836 | 24.9832 | 3.2687 | 0.063176 | 28.3151 | 10.8705 | 1.898 | 0.028227 | 12.7967
Statewide | 2026 | 4 | 2 | 0.20536 | 4.0509e-06 | 1.2329e-06 | 0.15031 | 2.9649e-06 | 9.0237e-07 | 0.25239 | 0.0013954 | 1.7789e-06 | 0.18473 | 0.0010214 | 1.302e-06 | 33.0625 | 4.3258 | 0.083606 | 37.472 | 14.386 | 2.5118 | 0.037356 | 16.9351 | 24.1995 | 3.1662 | 0.061194 | 27.4269 | 10.5295 | 1.8384 | 0.027342 | 12.3953
Statewide | 2026 | 4 | 3 | 0.20463 | 4.0365e-06 | 1.2285e-06 | 0.14978 | 2.9544e-06 | 8.9918e-07 | 0.25149 | 0.0013905 | 1.7725e-06 | 0.18407 | 0.0010177 | 1.2974e-06 | 32.9454 | 4.3105 | 0.08331 | 37.3392 | 14.335 | 2.5029 | 0.037224 | 16.8751 | 24.1137 | 3.155 | 0.060977 | 27.3297 | 10.4922 | 1.8319 | 0.027245 | 12.3514
Statewide | 2026 | 4 | 4 | 0.20432 | 4.0303e-06 | 1.2266e-06 | 0.14955 | 2.9499e-06 | 8.978e-07 | 0.25111 | 0.0013884 | 1.7698e-06 | 0.18379 | 0.0010162 | 1.2954e-06 | 32.8951 | 4.3039 | 0.083183 | 37.2822 | 14.3131 | 2.4991 | 0.037167 | 16.8494 | 24.0769 | 3.1502 | 0.060884 | 27.288 | 10.4762 | 1.8291 | 0.027203 | 12.3326
Statewide | 2026 | 4 | 5 | 0.20049 | 3.9547e-06 | 1.2036e-06 | 0.14674 | 2.8946e-06 | 8.8095e-07 | 0.24639 | 0.0013623 | 1.7366e-06 | 0.18034 | 0.00099711 | 1.2711e-06 | 32.2777 | 4.2231 | 0.081621 | 36.5824 | 14.0445 | 2.4521 | 0.036469 | 16.5331 | 23.625 | 3.091 | 0.059741 | 26.7758 | 10.2796 | 1.7948 | 0.026693 | 12.1011
Statewide | 2026 | 4 | 6 | 0.19543 | 3.855e-06 | 1.1733e-06 | 0.14304 | 2.8216e-06 | 8.5874e-07 | 0.24018 | 0.001328 | 1.6928e-06 | 0.1758 | 0.00097198 | 1.239e-06 | 31.464 | 4.1167 | 0.079564 | 35.6602 | 13.6904 | 2.3903 | 0.03555 | 16.1163 | 23.0294 | 3.0131 | 0.058235 | 26.1008 | 10.0204 | 1.7496 | 0.02602 | 11.796
Statewide | 2026 | 4 | 7 | 0.21464 | 4.2338e-06 | 1.2886e-06 | 0.1571 | 3.0989e-06 | 9.4313e-07 | 0.26378 | 0.0014585 | 1.8592e-06 | 0.19307 | 0.0010675 | 1.3608e-06 | 34.5558 | 4.5212 | 0.087382 | 39.1644 | 15.0357 | 2.6252 | 0.039043 | 17.7 | 25.2924 | 3.3092 | 0.063958 | 28.6656 | 11.0051 | 1.9215 | 0.028577 | 12.9552
Statewide | 2026 | 4 | 8 | 0.20532 | 4.0501e-06 | 1.2326e-06 | 0.15028 | 2.9644e-06 | 9.022e-07 | 0.25234 | 0.0013952 | 1.7785e-06 | 0.18469 | 0.0010212 | 1.3017e-06 | 33.0562 | 4.325 | 0.08359 | 37.4648 | 14.3832 | 2.5113 | 0.037349 | 16.9319 | 24.1948 | 3.1656 | 0.061182 | 27.4216 | 10.5275 | 1.8381 | 0.027337 | 12.3929
Statewide | 2026 | 4 | 9 | 0.19311 | 3.8091e-06 | 1.1593e-06 | 0.14134 | 2.788e-06 | 8.4853e-07 | 0.23733 | 0.0013122 | 1.6727e-06 | 0.17371 | 0.00096041 | 1.2243e-06 | 31.0897 | 4.0677 | 0.078617 | 35.236 | 13.5276 | 2.3619 | 0.035127 | 15.9246 | 22.7555 | 2.9773 | 0.057542 | 25.7903 | 9.9012 | 1.7287 | 0.02571 | 11.6557
Statewide | 2026 | 4 | 10 | 0.18864 | 3.721e-06 | 1.1325e-06 | 0.13807 | 2.7235e-06 | 8.289e-07 | 0.23183 | 0.0012818 | 1.634e-06 | 0.16969 | 0.00093819 | 1.196e-06 | 30.3704 | 3.9736 | 0.076798 | 34.4208 | 13.2146 | 2.3073 | 0.034314 | 15.5562 | 22.229 | 2.9084 | 0.056211 | 25.1936 | 9.6722 | 1.6887 | 0.025116 | 11.386
Statewide | 2026 | 4 | 11 | 0.1819 | 3.5882e-06 | 1.092e-06 | 0.13314 | 2.6263e-06 | 7.993e-07 | 0.22356 | 0.001236 | 1.5757e-06 | 0.16363 | 0.00090469 | 1.1533e-06 | 29.286 | 3.8317 | 0.074056 | 33.1918 | 12.7428 | 2.2249 | 0.033089 | 15.0007 | 21.4353 | 2.8046 | 0.054204 | 24.2941 | 9.3268 | 1.6285 | 0.024219 | 10.9795
Statewide | 2026 | 4 | 12 | 0.17426 | 3.4373e-06 | 1.0461e-06 | 0.12754 | 2.5159e-06 | 7.657e-07 | 0.21416 | 0.0011841 | 1.5094e-06 | 0.15675 | 0.00086667 | 1.1048e-06 | 28.055 | 3.6707 | 0.070943 | 31.7966 | 12.2071 | 2.1314 | 0.031698 | 14.3702 | 20.5343 | 2.6867 | 0.051926 | 23.2729 | 8.9348 | 1.56 | 0.023201 | 10.518
Statewide | 2026 | 4 | 13 | 0.17496 | 3.4511e-06 | 1.0503e-06 | 0.12806 | 2.526e-06 | 7.6878e-07 | 0.21502 | 0.0011888 | 1.5155e-06 | 0.15738 | 0.00087015 | 1.1092e-06 | 28.1676 | 3.6854 | 0.071228 | 31.9242 | 12.2561 | 2.1399 | 0.031825 | 14.4279 | 20.6167 | 2.6975 | 0.052134 | 23.3663 | 8.9706 | 1.5663 | 0.023294 | 10.5602
Statewide | 2026 | 4 | 14 | 0.18106 | 3.5715e-06 | 1.087e-06 | 0.13252 | 2.6141e-06 | 7.9559e-07 | 0.22252 | 0.0012303 | 1.5683e-06 | 0.16287 | 0.00090049 | 1.1479e-06 | 29.1499 | 3.8139 | 0.073712 | 33.0376 | 12.6836 | 2.2145 | 0.032935 | 14.931 | 21.3357 | 2.7915 | 0.053952 | 24.1812 | 9.2835 | 1.6209 | 0.024106 | 10.9285
Statewide | 2026 | 4 | 15 | 0.19057 | 3.7591e-06 | 1.1441e-06 | 0.13948 | 2.7514e-06 | 8.3738e-07 | 0.23421 | 0.0012949 | 1.6507e-06 | 0.17142 | 0.00094779 | 1.2082e-06 | 30.6812 | 4.0143 | 0.077584 | 34.773 | 13.3498 | 2.3309 | 0.034665 | 15.7154 | 22.4565 | 2.9382 | 0.056786 | 25.4514 | 9.7711 | 1.706 | 0.025373 | 11.5025
Statewide | 2026 | 4 | 16 | 0.21756 | 4.2915e-06 | 1.3061e-06 | 0.15924 | 3.1411e-06 | 9.5599e-07 | 0.26738 | 0.0014783 | 1.8845e-06 | 0.1957 | 0.001082 | 1.3794e-06 | 35.0269 | 4.5829 | 0.088573 | 39.6983 | 15.2407 | 2.661 | 0.039575 | 17.9413 | 25.6373 | 3.3543 | 0.06483 | 29.0564 | 11.1551 | 1.9477 | 0.028966 | 13.1318
Statewide | 2026 | 4 | 17 | 0.23538 | 4.643e-06 | 1.4131e-06 | 0.17228 | 3.3984e-06 | 1.0343e-06 | 0.28928 | 0.0015994 | 2.0389e-06 | 0.21173 | 0.0011707 | 1.4923e-06 | 37.8959 | 4.9582 | 0.095828 | 42.95 | 16.4891 | 2.879 | 0.042817 | 19.4108 | 27.7372 | 3.6291 | 0.07014 | 31.4364 | 12.0688 | 2.1072 | 0.031339 | 14.2074
Statewide | 2026 | 4 | 18 | 0.2334 | 4.604e-06 | 1.4012e-06 | 0.17083 | 3.3698e-06 | 1.0256e-06 | 0.28685 | 0.001586 | 2.0218e-06 | 0.20995 | 0.0011608 | 1.4798e-06 | 37.5773 | 4.9165 | 0.095023 | 42.5888 | 16.3504 | 2.8548 | 0.042457 | 19.2476 | 27.5039 | 3.5986 | 0.06955 | 31.172 | 11.9674 | 2.0895 | 0.031075 | 14.0879
Statewide | 2026 | 4 | 19 | 0.2416 | 4.7657e-06 | 1.4504e-06 | 0.17684 | 3.4882e-06 | 1.0616e-06 | 0.29692 | 0.0016417 | 2.0928e-06 | 0.21733 | 0.0012016 | 1.5318e-06 | 38.8971 | 5.0892 | 0.09836 | 44.0847 | 16.9247 | 2.955 | 0.043948 | 19.9237 | 28.47 | 3.725 | 0.071993 | 32.2669 | 12.3877 | 2.1629 | 0.032167 | 14.5827
Statewide | 2026 | 4 | 20 | 0.25694 | 5.0682e-06 | 1.5425e-06 | 0.18806 | 3.7096e-06 | 1.129e-06 | 0.31577 | 0.0017459 | 2.2256e-06 | 0.23112 | 0.0012779 | 1.629e-06 | 41.3663 | 5.4123 | 0.1046 | 46.8832 | 17.9991 | 3.1426 | 0.046738 | 21.1884 | 30.2773 | 3.9614 | 0.076563 | 34.3152 | 13.1741 | 2.3002 | 0.034209 | 15.5085
Statewide | 2026 | 4 | 21 | 0.22468 | 4.4319e-06 | 1.3488e-06 | 0.16445 | 3.2438e-06 | 9.8726e-07 | 0.27613 | 0.0015267 | 1.9462e-06 | 0.20211 | 0.0011174 | 1.4245e-06 | 36.1727 | 4.7328 | 0.091471 | 40.9969 | 15.7392 | 2.7481 | 0.04087 | 18.5282 | 26.4759 | 3.464 | 0.06695 | 30.0069 | 11.52 | 2.0114 | 0.029914 | 13.5613
Statewide | 2026 | 4 | 22 | 0.21097 | 4.1614e-06 | 1.2665e-06 | 0.15441 | 3.0459e-06 | 9.2701e-07 | 0.25928 | 0.0014335 | 1.8274e-06 | 0.18977 | 0.0010492 | 1.3375e-06 | 33.965 | 4.4439 | 0.085888 | 38.4948 | 14.7787 | 2.5803 | 0.038376 | 17.3974 | 24.86 | 3.2526 | 0.062864 | 28.1755 | 10.817 | 1.8886 | 0.028088 | 12.7337
Statewide | 2026 | 4 | 23 | 0.18158 | 3.5818e-06 | 1.0901e-06 | 0.13291 | 2.6216e-06 | 7.9789e-07 | 0.22316 | 0.0012339 | 1.5729e-06 | 0.16334 | 0.0009031 | 1.1512e-06 | 29.2343 | 3.825 | 0.073926 | 33.1332 | 12.7203 | 2.2209 | 0.033031 | 14.9743 | 21.3975 | 2.7996 | 0.054108 | 24.2512 | 9.3104 | 1.6256 | 0.024176 | 10.9601
Statewide | 2026 | 4 | 24 | 0.18722 | 3.6931e-06 | 1.124e-06 | 0.13703 | 2.7031e-06 | 8.2268e-07 | 0.2301 | 0.0012722 | 1.6217e-06 | 0.16841 | 0.00093115 | 1.187e-06 | 30.1425 | 3.9438 | 0.076222 | 34.1625 | 13.1154 | 2.2899 | 0.034057 | 15.4394 | 22.0622 | 2.8866 | 0.055789 | 25.0046 | 9.5996 | 1.6761 | 0.024927 | 11.3006
Statewide | 2026 | 5 | 1 | 0.19051 | 3.758e-06 | 1.1437e-06 | 0.13944 | 2.7506e-06 | 8.3713e-07 | 0.23414 | 0.0012945 | 1.6502e-06 | 0.17137 | 0.00094751 | 1.2079e-06 | 30.6719 | 4.0131 | 0.077561 | 34.7626 | 13.3458 | 2.3302 | 0.034655 | 15.7106 | 22.4497 | 2.9373 | 0.056769 | 25.4438 | 9.7682 | 1.7055 | 0.025365 | 11.4991
Statewide | 2026 | 5 | 2 | 0.19691 | 3.8843e-06 | 1.1822e-06 | 0.14413 | 2.843e-06 | 8.6526e-07 | 0.24201 | 0.001338 | 1.7057e-06 | 0.17713 | 0.00097935 | 1.2484e-06 | 31.7028 | 4.1479 | 0.080168 | 35.9309 | 13.7943 | 2.4085 | 0.03582 | 16.2386 | 23.2042 | 3.036 | 0.058677 | 26.2989 | 10.0965 | 1.7628 | 0.026217 | 11.8855
Statewide | 2026 | 5 | 3 | 0.19995 | 3.9442e-06 | 1.2004e-06 | 0.14635 | 2.8869e-06 | 8.7862e-07 | 0.24574 | 0.0013587 | 1.732e-06 | 0.17987 | 0.00099447 | 1.2677e-06 | 32.1921 | 4.2119 | 0.081405 | 36.4855 | 14.0072 | 2.4456 | 0.036372 | 16.4893 | 23.5624 | 3.0829 | 0.059583 | 26.7048 | 10.2523 | 1.79 | 0.026622 | 12.069
Statewide | 2026 | 5 | 4 | 0.19366 | 3.82e-06 | 1.1626e-06 | 0.14174 | 2.7959e-06 | 8.5094e-07 | 0.238 | 0.0013159 | 1.6775e-06 | 0.1742 | 0.00096314 | 1.2278e-06 | 31.178 | 4.0793 | 0.078841 | 35.3361 | 13.566 | 2.3686 | 0.035227 | 15.9698 | 22.8201 | 2.9857 | 0.057706 | 25.8635 | 9.9294 | 1.7337 | 0.025783 | 11.6888
Statewide | 2026 | 5 | 5 | 0.20147 | 3.9741e-06 | 1.2095e-06 | 0.14746 | 2.9088e-06 | 8.8529e-07 | 0.24761 | 0.001369 | 1.7452e-06 | 0.18123 | 0.001002 | 1.2773e-06 | 32.4365 | 4.2439 | 0.082023 | 36.7624 | 14.1136 | 2.4642 | 0.036649 | 16.6144 | 23.7412 | 3.1063 | 0.060035 | 26.9075 | 10.3301 | 1.8036 | 0.026824 | 12.1606
Statewide | 2026 | 5 | 6 | 0.21014 | 4.1451e-06 | 1.2616e-06 | 0.15381 | 3.0339e-06 | 9.2337e-07 | 0.25826 | 0.0014279 | 1.8202e-06 | 0.18903 | 0.0010451 | 1.3323e-06 | 33.8318 | 4.4265 | 0.085551 | 38.3439 | 14.7207 | 2.5702 | 0.038225 | 17.3292 | 24.7625 | 3.2399 | 0.062618 | 28.065 | 10.7745 | 1.8812 | 0.027978 | 12.6837
Statewide | 2026 | 5 | 7 | 0.20565 | 4.0566e-06 | 1.2346e-06 | 0.15052 | 2.9691e-06 | 9.0365e-07 | 0.25274 | 0.0013974 | 1.7814e-06 | 0.18499 | 0.0010228 | 1.3038e-06 | 33.1094 | 4.332 | 0.083725 | 37.5251 | 14.4064 | 2.5153 | 0.037409 | 16.9591 | 24.2338 | 3.1707 | 0.061281 | 27.4658 | 10.5445 | 1.8411 | 0.027381 | 12.4129
Statewide | 2026 | 5 | 8 | 0.19083 | 3.7643e-06 | 1.1456e-06 | 0.13968 | 2.7552e-06 | 8.3853e-07 | 0.23453 | 0.0012967 | 1.653e-06 | 0.17166 | 0.0009491 | 1.2099e-06 | 30.7234 | 4.0198 | 0.077691 | 34.8209 | 13.3682 | 2.3341 | 0.034713 | 15.737 | 22.4874 | 2.9422 | 0.056864 | 25.4864 | 9.7846 | 1.7084 | 0.025407 | 11.5184
Statewide | 2026 | 5 | 9 | 0.18302 | 3.6103e-06 | 1.0988e-06 | 0.13396 | 2.6425e-06 | 8.0422e-07 | 0.22493 | 0.0012437 | 1.5854e-06 | 0.16464 | 0.00091027 | 1.1604e-06 | 29.4664 | 3.8553 | 0.074512 | 33.3963 | 12.8213 | 2.2386 | 0.033293 | 15.0931 | 21.5674 | 2.8218 | 0.054538 | 24.4437 | 9.3843 | 1.6385 | 0.024368 | 11.0471
Statewide | 2026 | 5 | 10 | 0.18136 | 3.5774e-06 | 1.0888e-06 | 0.13274 | 2.6184e-06 | 7.9691e-07 | 0.22289 | 0.0012323 | 1.5709e-06 | 0.16314 | 0.00090199 | 1.1498e-06 | 29.1983 | 3.8202 | 0.073834 | 33.0924 | 12.7046 | 2.2182 | 0.03299 | 14.9558 | 21.3711 | 2.7962 | 0.054042 | 24.2213 | 9.2989 | 1.6236 | 0.024146 | 10.9466
Statewide | 2026 | 5 | 11 | 0.1712 | 3.3771e-06 | 1.0278e-06 | 0.12531 | 2.4718e-06 | 7.5229e-07 | 0.21041 | 0.0011633 | 1.483e-06 | 0.154 | 0.00085148 | 1.0854e-06 | 27.5635 | 3.6064 | 0.0697 | 31.2395 | 11.9933 | 2.094 | 0.031143 | 14.1184 | 20.1745 | 2.6396 | 0.051016 | 22.8652 | 8.7782 | 1.5327 | 0.022794 | 10.3337
Statewide | 2026 | 5 | 12 | 0.16423 | 3.2396e-06 | 9.8596e-07 | 0.12021 | 2.3712e-06 | 7.2166e-07 | 0.20184 | 0.001116 | 1.4226e-06 | 0.14773 | 0.00081681 | 1.0412e-06 | 26.4411 | 3.4595 | 0.066862 | 29.9675 | 11.5049 | 2.0087 | 0.029875 | 13.5435 | 19.3531 | 2.5321 | 0.048939 | 21.9341 | 8.4208 | 1.4703 | 0.021866 | 9.9129
Statewide | 2026 | 5 | 13 | 0.16781 | 3.3101e-06 | 1.0074e-06 | 0.12282 | 2.4227e-06 | 7.3736e-07 | 0.20623 | 0.0011402 | 1.4536e-06 | 0.15095 | 0.00083458 | 1.0639e-06 | 27.0163 | 3.5348 | 0.068317 | 30.6194 | 11.7552 | 2.0524 | 0.030525 | 13.8382 | 19.7741 | 2.5872 | 0.050003 | 22.4113 | 8.604 | 1.5022 | 0.022342 | 10.1286
Statewide | 2026 | 5 | 14 | 0.1624 | 3.2034e-06 | 9.7496e-07 | 0.11887 | 2.3447e-06 | 7.136e-07 | 0.19959 | 0.0011035 | 1.4067e-06 | 0.14608 | 0.0008077 | 1.0296e-06 | 26.1461 | 3.4209 | 0.066116 | 29.6331 | 11.3765 | 1.9863 | 0.029541 | 13.3924 | 19.1371 | 2.5039 | 0.048392 | 21.6893 | 8.3268 | 1.4539 | 0.021622 | 9.8023
Statewide | 2026 | 5 | 15 | 0.16961 | 3.3456e-06 | 1.0182e-06 | 0.12414 | 2.4488e-06 | 7.4527e-07 | 0.20845 | 0.0011525 | 1.4692e-06 | 0.15257 | 0.00084354 | 1.0753e-06 | 27.3065 | 3.5727 | 0.069051 | 30.9483 | 11.8815 | 2.0745 | 0.030852 | 13.9868 | 19.9865 | 2.615 | 0.05054 | 22.652 | 8.6964 | 1.5184 | 0.022582 | 10.2374
Statewide | 2026 | 5 | 16 | 0.18808 | 3.7099e-06 | 1.1291e-06 | 0.13766 | 2.7154e-06 | 8.2643e-07 | 0.23115 | 0.001278 | 1.6292e-06 | 0.16918 | 0.0009354 | 1.1924e-06 | 30.2801 | 3.9618 | 0.07657 | 34.3185 | 13.1753 | 2.3004 | 0.034212 | 15.5099 | 22.1629 | 2.8998 | 0.056044 | 25.1187 | 9.6434 | 1.6837 | 0.025041 | 11.3522
Statewide | 2026 | 5 | 17 | 0.20053 | 3.9556e-06 | 1.2039e-06 | 0.14678 | 2.8953e-06 | 8.8116e-07 | 0.24645 | 0.0013626 | 1.737e-06 | 0.18039 | 0.00099735 | 1.2714e-06 | 32.2855 | 4.2242 | 0.081641 | 36.5913 | 14.0479 | 2.4527 | 0.036478 | 16.5371 | 23.6307 | 3.0918 | 0.059756 | 26.7822 | 10.2821 | 1.7952 | 0.026699 | 12.104
Statewide | 2026 | 5 | 18 | 0.19632 | 3.8726e-06 | 1.1786e-06 | 0.1437 | 2.8345e-06 | 8.6267e-07 | 0.24128 | 0.001334 | 1.7006e-06 | 0.1766 | 0.00097642 | 1.2447e-06 | 31.6077 | 4.1355 | 0.079927 | 35.8231 | 13.753 | 2.4012 | 0.035712 | 16.1899 | 23.1346 | 3.0269 | 0.058501 | 26.22 | 10.0662 | 1.7575 | 0.026139 | 11.8499
Statewide | 2026 | 5 | 19 | 0.22256 | 4.39e-06 | 1.3361e-06 | 0.1629 | 3.2132e-06 | 9.7793e-07 | 0.27352 | 0.0015123 | 1.9278e-06 | 0.2002 | 0.0011069 | 1.411e-06 | 35.8309 | 4.688 | 0.090607 | 40.6096 | 15.5905 | 2.7221 | 0.040484 | 18.3531 | 26.2257 | 3.4313 | 0.066318 | 29.7234 | 11.4112 | 1.9924 | 0.029631 | 13.4332
Statewide | 2026 | 5 | 20 | 0.25405 | 5.0112e-06 | 1.5251e-06 | 0.18594 | 3.6678e-06 | 1.1163e-06 | 0.31222 | 0.0017262 | 2.2006e-06 | 0.22852 | 0.0012635 | 1.6107e-06 | 40.9006 | 5.3514 | 0.10343 | 46.3554 | 17.7965 | 3.1072 | 0.046212 | 20.9499 | 29.9364 | 3.9168 | 0.075701 | 33.9289 | 13.0258 | 2.2743 | 0.033824 | 15.3339
Statewide | 2026 | 5 | 21 | 0.22863 | 4.5098e-06 | 1.3725e-06 | 0.16734 | 3.3008e-06 | 1.0046e-06 | 0.28098 | 0.0015535 | 1.9804e-06 | 0.20566 | 0.0011371 | 1.4495e-06 | 36.8082 | 4.8159 | 0.093078 | 41.7172 | 16.0158 | 2.7963 | 0.041588 | 18.8537 | 26.941 | 3.5249 | 0.068126 | 30.5341 | 11.7224 | 2.0467 | 0.030439 | 13.7996
Statewide | 2026 | 5 | 22 | 0.2046 | 4.0358e-06 | 1.2283e-06 | 0.14975 | 2.9539e-06 | 8.9902e-07 | 0.25145 | 0.0013902 | 1.7722e-06 | 0.18404 | 0.0010176 | 1.2972e-06 | 32.9396 | 4.3098 | 0.083295 | 37.3327 | 14.3325 | 2.5024 | 0.037217 | 16.8722 | 24.1095 | 3.1544 | 0.060966 | 27.3249 | 10.4904 | 1.8316 | 0.02724 | 12.3493
Statewide | 2026 | 5 | 23 | 0.19544 | 3.8551e-06 | 1.1733e-06 | 0.14305 | 2.8217e-06 | 8.5878e-07 | 0.24019 | 0.001328 | 1.6929e-06 | 0.1758 | 0.00097201 | 1.2391e-06 | 31.4652 | 4.1168 | 0.079567 | 35.6616 | 13.691 | 2.3904 | 0.035551 | 16.1169 | 23.0303 | 3.0132 | 0.058237 | 26.1018 | 10.0208 | 1.7496 | 0.026021 | 11.7965
Statewide | 2026 | 5 | 24 | 0.19559 | 3.8582e-06 | 1.1742e-06 | 0.14316 | 2.8239e-06 | 8.5946e-07 | 0.24038 | 0.0013291 | 1.6943e-06 | 0.17594 | 0.00097278 | 1.2401e-06 | 31.4901 | 4.1201 | 0.07963 | 35.6898 | 13.7018 | 2.3923 | 0.035579 | 16.1297 | 23.0485 | 3.0156 | 0.058283 | 26.1225 | 10.0288 | 1.751 | 0.026042 | 11.8058
Statewide | 2026 | 6 | 1 | 0.24287 | 4.7907e-06 | 1.4581e-06 | 0.17776 | 3.5065e-06 | 1.0672e-06 | 0.29848 | 0.0016503 | 2.1038e-06 | 0.21847 | 0.0012079 | 1.5398e-06 | 39.1014 | 5.1159 | 0.098877 | 44.3162 | 17.0136 | 2.9706 | 0.044179 | 20.0283 | 28.6195 | 3.7445 | 0.072371 | 32.4364 | 12.4528 | 2.1742 | 0.032336 | 14.6593
Statewide | 2026 | 6 | 2 | 0.24394 | 4.8118e-06 | 1.4645e-06 | 0.17855 | 3.5219e-06 | 1.0719e-06 | 0.2998 | 0.0016576 | 2.113e-06 | 0.21943 | 0.0012132 | 1.5466e-06 | 39.2734 | 5.1385 | 0.099312 | 44.5112 | 17.0884 | 2.9836 | 0.044373 | 20.1164 | 28.7454 | 3.761 | 0.072689 | 32.5791 | 12.5075 | 2.1838 | 0.032478 | 14.7238
Statewide | 2026 | 6 | 3 | 0.24091 | 4.7522e-06 | 1.4463e-06 | 0.17633 | 3.4783e-06 | 1.0586e-06 | 0.29608 | 0.001637 | 2.0868e-06 | 0.21671 | 0.0011982 | 1.5274e-06 | 38.7866 | 5.0748 | 0.098081 | 43.9595 | 16.8766 | 2.9466 | 0.043823 | 19.8671 | 28.3891 | 3.7144 | 0.071788 | 32.1753 | 12.3525 | 2.1567 | 0.032076 | 14.5413
Statewide | 2026 | 6 | 4 | 0.23906 | 4.7156e-06 | 1.4352e-06 | 0.17497 | 3.4515e-06 | 1.0504e-06 | 0.2938 | 0.0016244 | 2.0708e-06 | 0.21504 | 0.001189 | 1.5156e-06 | 38.4879 | 5.0357 | 0.097325 | 43.6209 | 16.7467 | 2.9239 | 0.043486 | 19.7141 | 28.1705 | 3.6858 | 0.071235 | 31.9275 | 12.2574 | 2.1401 | 0.031829 | 14.4293
Statewide | 2026 | 6 | 5 | 0.22897 | 4.5166e-06 | 1.3746e-06 | 0.16759 | 3.3059e-06 | 1.0061e-06 | 0.28141 | 0.0015559 | 1.9834e-06 | 0.20597 | 0.0011388 | 1.4517e-06 | 36.8641 | 4.8232 | 0.093219 | 41.7806 | 16.0401 | 2.8006 | 0.041651 | 18.8823 | 26.982 | 3.5303 | 0.06823 | 30.5805 | 11.7402 | 2.0498 | 0.030486 | 13.8206
Statewide | 2026 | 6 | 6 | 0.24333 | 4.7998e-06 | 1.4608e-06 | 0.1781 | 3.5131e-06 | 1.0692e-06 | 0.29905 | 0.0016534 | 2.1077e-06 | 0.21888 | 0.0012102 | 1.5427e-06 | 39.1754 | 5.1256 | 0.099064 | 44.4001 | 17.0458 | 2.9762 | 0.044263 | 20.0662 | 28.6737 | 3.7516 | 0.072508 | 32.4978 | 12.4763 | 2.1784 | 0.032397 | 14.6871
Statewide | 2026 | 6 | 7 | 0.23367 | 4.6092e-06 | 1.4028e-06 | 0.17103 | 3.3736e-06 | 1.0268e-06 | 0.28717 | 0.0015878 | 2.024e-06 | 0.21019 | 0.0011621 | 1.4815e-06 | 37.6197 | 4.9221 | 0.09513 | 42.6369 | 16.3689 | 2.858 | 0.042505 | 19.2694 | 27.535 | 3.6026 | 0.069628 | 31.2072 | 11.9809 | 2.0918 | 0.031111 | 14.1038
Statewide | 2026 | 6 | 8 | 0.21376 | 4.2166e-06 | 1.2833e-06 | 0.15646 | 3.0863e-06 | 9.3929e-07 | 0.26271 | 0.0014525 | 1.8516e-06 | 0.19229 | 0.0010631 | 1.3553e-06 | 34.4153 | 4.5028 | 0.087027 | 39.0052 | 14.9746 | 2.6145 | 0.038884 | 17.628 | 25.1896 | 3.2958 | 0.063698 | 28.5491 | 10.9604 | 1.9137 | 0.028461 | 12.9025
Statewide | 2026 | 6 | 9 | 0.20449 | 4.0336e-06 | 1.2276e-06 | 0.14967 | 2.9523e-06 | 8.9853e-07 | 0.25131 | 0.0013895 | 1.7713e-06 | 0.18394 | 0.001017 | 1.2965e-06 | 32.9217 | 4.3074 | 0.08325 | 37.3124 | 14.3247 | 2.5011 | 0.037197 | 16.863 | 24.0964 | 3.1527 | 0.060933 | 27.31 | 10.4847 | 1.8306 | 0.027225 | 12.3425
Statewide | 2026 | 6 | 10 | 0.20748 | 4.0927e-06 | 1.2456e-06 | 0.15186 | 2.9956e-06 | 9.1169e-07 | 0.25499 | 0.0014098 | 1.7972e-06 | 0.18664 | 0.0010319 | 1.3154e-06 | 33.404 | 4.3705 | 0.08447 | 37.859 | 14.5346 | 2.5377 | 0.037742 | 17.11 | 24.4494 | 3.1989 | 0.061826 | 27.7102 | 10.6383 | 1.8574 | 0.027624 | 12.5234
Statewide | 2026 | 6 | 11 | 0.22263 | 4.3915e-06 | 1.3365e-06 | 0.16295 | 3.2143e-06 | 9.7825e-07 | 0.27361 | 0.0015128 | 1.9284e-06 | 0.20026 | 0.0011072 | 1.4115e-06 | 35.8428 | 4.6896 | 0.090637 | 40.623 | 15.5957 | 2.723 | 0.040497 | 18.3592 | 26.2344 | 3.4325 | 0.06634 | 29.7332 | 11.415 | 1.993 | 0.029641 | 13.4377
Statewide | 2026 | 6 | 12 | 0.22956 | 4.5283e-06 | 1.3782e-06 | 0.16803 | 3.3144e-06 | 1.0087e-06 | 0.28213 | 0.0015599 | 1.9885e-06 | 0.2065 | 0.0011417 | 1.4554e-06 | 36.9593 | 4.8357 | 0.09346 | 41.8884 | 16.0815 | 2.8078 | 0.041759 | 18.9311 | 27.0516 | 3.5394 | 0.068406 | 30.6594 | 11.7705 | 2.0551 | 0.030564 | 13.8562
Statewide | 2026 | 6 | 13 | 0.24077 | 4.7493e-06 | 1.4455e-06 | 0.17623 | 3.4762e-06 | 1.058e-06 | 0.2959 | 0.001636 | 2.0856e-06 | 0.21658 | 0.0011975 | 1.5265e-06 | 38.7635 | 5.0717 | 0.098022 | 43.9333 | 16.8666 | 2.9449 | 0.043797 | 19.8552 | 28.3722 | 3.7122 | 0.071745 | 32.1561 | 12.3451 | 2.1554 | 0.032056 | 14.5327
Statewide | 2026 | 6 | 14 | 0.25199 | 4.9706e-06 | 1.5128e-06 | 0.18444 | 3.6381e-06 | 1.1073e-06 | 0.30969 | 0.0017123 | 2.1827e-06 | 0.22667 | 0.0012533 | 1.5976e-06 | 40.5693 | 5.308 | 0.10259 | 45.9799 | 17.6523 | 3.0821 | 0.045838 | 20.7802 | 29.6939 | 3.8851 | 0.075088 | 33.6541 | 12.9203 | 2.2559 | 0.03355 | 15.2097
Statewide | 2026 | 6 | 15 | 0.26486 | 5.2246e-06 | 1.5901e-06 | 0.19386 | 3.824e-06 | 1.1638e-06 | 0.32551 | 0.0017997 | 2.2943e-06 | 0.23825 | 0.0013173 | 1.6792e-06 | 42.6422 | 5.5792 | 0.10783 | 48.3292 | 18.5542 | 3.2395 | 0.04818 | 21.842 | 31.2111 | 4.0836 | 0.078924 | 35.3736 | 13.5804 | 2.3711 | 0.035264 | 15.9868
Statewide | 2026 | 6 | 16 | 0.26976 | 5.3213e-06 | 1.6195e-06 | 0.19745 | 3.8948e-06 | 1.1854e-06 | 0.33154 | 0.0018331 | 2.3367e-06 | 0.24266 | 0.0013417 | 1.7103e-06 | 43.4314 | 5.6825 | 0.10983 | 49.2237 | 18.8976 | 3.2995 | 0.049071 | 22.2462 | 31.7888 | 4.1592 | 0.080385 | 36.0283 | 13.8318 | 2.415 | 0.035917 | 16.2827
Statewide | 2026 | 6 | 17 | 0.28147 | 5.5522e-06 | 1.6898e-06 | 0.20602 | 4.0638e-06 | 1.2368e-06 | 0.34592 | 0.0019126 | 2.4381e-06 | 0.25319 | 0.0013999 | 1.7845e-06 | 45.316 | 5.9291 | 0.11459 | 51.3597 | 19.7177 | 3.4427 | 0.051201 | 23.2115 | 33.1682 | 4.3397 | 0.083873 | 37.5917 | 14.4319 | 2.5198 | 0.037475 | 16.9892
Statewide | 2026 | 6 | 18 | 0.27154 | 5.3563e-06 | 1.6302e-06 | 0.19875 | 3.9205e-06 | 1.1932e-06 | 0.33372 | 0.0018451 | 2.3521e-06 | 0.24426 | 0.0013505 | 1.7216e-06 | 43.7178 | 5.72 | 0.11055 | 49.5483 | 19.0223 | 3.3213 | 0.049395 | 22.3929 | 31.9984 | 4.1866 | 0.080915 | 36.2659 | 13.923 | 2.4309 | 0.036154 | 16.39
Statewide | 2026 | 6 | 19 | 0.27146 | 5.3547e-06 | 1.6297e-06 | 0.19869 | 3.9193e-06 | 1.1928e-06 | 0.33362 | 0.0018446 | 2.3514e-06 | 0.24419 | 0.0013501 | 1.7211e-06 | 43.7046 | 5.7182 | 0.11052 | 49.5333 | 19.0165 | 3.3203 | 0.04938 | 22.3861 | 31.9887 | 4.1853 | 0.080891 | 36.2549 | 13.9187 | 2.4302 | 0.036143 | 16.3851
Statewide | 2026 | 6 | 20 | 0.27803 | 5.4843e-06 | 1.6691e-06 | 0.2035 | 4.0141e-06 | 1.2217e-06 | 0.3417 | 0.0018892 | 2.4083e-06 | 0.2501 | 0.0013828 | 1.7627e-06 | 44.7622 | 5.8566 | 0.11319 | 50.732 | 19.4767 | 3.4006 | 0.050575 | 22.9279 | 32.7628 | 4.2866 | 0.082848 | 37.1323 | 14.2556 | 2.489 | 0.037017 | 16.7816
Statewide | 2026 | 6 | 21 | 0.27005 | 5.3268e-06 | 1.6212e-06 | 0.19766 | 3.8989e-06 | 1.1866e-06 | 0.33189 | 0.001835 | 2.3392e-06 | 0.24292 | 0.0013431 | 1.7121e-06 | 43.477 | 5.6884 | 0.10994 | 49.2754 | 18.9175 | 3.303 | 0.049123 | 22.2696 | 31.8221 | 4.1635 | 0.080469 | 36.0661 | 13.8463 | 2.4175 | 0.035954 | 16.2998
Statewide | 2026 | 6 | 22 | 0.25374 | 5.0051e-06 | 1.5233e-06 | 0.18572 | 3.6634e-06 | 1.1149e-06 | 0.31184 | 0.0017242 | 2.1979e-06 | 0.22825 | 0.001262 | 1.6087e-06 | 40.8511 | 5.3449 | 0.1033 | 46.2993 | 17.7749 | 3.1035 | 0.046156 | 20.9245 | 29.9002 | 3.9121 | 0.075609 | 33.8878 | 13.01 | 2.2715 | 0.033783 | 15.3153
Statewide | 2026 | 6 | 23 | 0.23327 | 4.6013e-06 | 1.4004e-06 | 0.17074 | 3.3679e-06 | 1.025e-06 | 0.28668 | 0.0015851 | 2.0206e-06 | 0.20983 | 0.0011602 | 1.4789e-06 | 37.5556 | 4.9137 | 0.094968 | 42.5642 | 16.341 | 2.8531 | 0.042432 | 19.2365 | 27.4881 | 3.5965 | 0.06951 | 31.1541 | 11.9605 | 2.0883 | 0.031058 | 14.0798
Statewide | 2026 | 6 | 24 | 0.22893 | 4.5158e-06 | 1.3744e-06 | 0.16756 | 3.3053e-06 | 1.006e-06 | 0.28136 | 0.0015556 | 1.983e-06 | 0.20593 | 0.0011386 | 1.4515e-06 | 36.8577 | 4.8224 | 0.093203 | 41.7733 | 16.0373 | 2.8001 | 0.041644 | 18.8791 | 26.9773 | 3.5297 | 0.068218 | 30.5752 | 11.7382 | 2.0495 | 0.03048 | 13.8182
Statewide | 2026 | 7 | 1 | 0.27546 | 5.4336e-06 | 1.6537e-06 | 0.20162 | 3.977e-06 | 1.2104e-06 | 0.33854 | 0.0018718 | 2.3861e-06 | 0.24779 | 0.00137 | 1.7464e-06 | 44.3485 | 5.8025 | 0.11215 | 50.2631 | 19.2967 | 3.3692 | 0.050107 | 22.7159 | 32.46 | 4.247 | 0.082082 | 36.7891 | 14.1238 | 2.466 | 0.036675 | 16.6265
Statewide | 2026 | 7 | 2 | 0.26931 | 5.3124e-06 | 1.6168e-06 | 0.19712 | 3.8883e-06 | 1.1834e-06 | 0.33098 | 0.00183 | 2.3328e-06 | 0.24226 | 0.0013394 | 1.7075e-06 | 43.3587 | 5.673 | 0.10964 | 49.1413 | 18.866 | 3.294 | 0.048989 | 22.209 | 31.7356 | 4.1522 | 0.080251 | 35.968 | 13.8086 | 2.411 | 0.035857 | 16.2554
Statewide | 2026 | 7 | 3 | 0.26795 | 5.2856e-06 | 1.6086e-06 | 0.19612 | 3.8687e-06 | 1.1774e-06 | 0.32931 | 0.0018208 | 2.321e-06 | 0.24103 | 0.0013327 | 1.6988e-06 | 43.14 | 5.6444 | 0.10909 | 48.8935 | 18.7709 | 3.2774 | 0.048742 | 22.097 | 31.5755 | 4.1313 | 0.079846 | 35.7866 | 13.739 | 2.3988 | 0.035676 | 16.1734
Statewide | 2026 | 7 | 4 | 0.27423 | 5.4094e-06 | 1.6463e-06 | 0.20072 | 3.9593e-06 | 1.205e-06 | 0.33703 | 0.0018634 | 2.3754e-06 | 0.24668 | 0.0013639 | 1.7386e-06 | 44.1507 | 5.7766 | 0.11164 | 50.0389 | 19.2106 | 3.3541 | 0.049884 | 22.6146 | 32.3152 | 4.2281 | 0.081716 | 36.625 | 14.0608 | 2.455 | 0.036512 | 16.5523
Statewide | 2026 | 7 | 5 | 0.26635 | 5.2539e-06 | 1.599e-06 | 0.19495 | 3.8455e-06 | 1.1704e-06 | 0.32734 | 0.0018099 | 2.3072e-06 | 0.23959 | 0.0013247 | 1.6887e-06 | 42.882 | 5.6106 | 0.10844 | 48.601 | 18.6586 | 3.2578 | 0.04845 | 21.9648 | 31.3866 | 4.1066 | 0.079368 | 35.5725 | 13.6568 | 2.3845 | 0.035462 | 16.0767
Statewide | 2026 | 7 | 6 | 0.27985 | 5.5202e-06 | 1.6801e-06 | 0.20483 | 4.0404e-06 | 1.2297e-06 | 0.34393 | 0.0019016 | 2.4241e-06 | 0.25173 | 0.0013918 | 1.7743e-06 | 45.0551 | 5.8949 | 0.11393 | 51.0639 | 19.6041 | 3.4229 | 0.050906 | 23.0779 | 32.9772 | 4.3147 | 0.08339 | 37.3752 | 14.3489 | 2.5053 | 0.037259 | 16.8914
Statewide | 2026 | 7 | 7 | 0.2875 | 5.6712e-06 | 1.726e-06 | 0.21043 | 4.1509e-06 | 1.2633e-06 | 0.35334 | 0.0019536 | 2.4904e-06 | 0.25862 | 0.0014299 | 1.8228e-06 | 46.2875 | 6.0562 | 0.11705 | 52.4607 | 20.1403 | 3.5165 | 0.052298 | 23.7091 | 33.8792 | 4.4327 | 0.085671 | 38.3975 | 14.7413 | 2.5738 | 0.038279 | 17.3534
Statewide | 2026 | 7 | 8 | 0.28463 | 5.6145e-06 | 1.7088e-06 | 0.20833 | 4.1094e-06 | 1.2507e-06 | 0.34981 | 0.0019341 | 2.4655e-06 | 0.25603 | 0.0014156 | 1.8046e-06 | 45.8247 | 5.9956 | 0.11588 | 51.9362 | 19.939 | 3.4813 | 0.051775 | 23.4721 | 33.5405 | 4.3884 | 0.084815 | 38.0137 | 14.594 | 2.5481 | 0.037896 | 17.1799
Statewide | 2026 | 7 | 9 | 0.27806 | 5.4849e-06 | 1.6693e-06 | 0.20352 | 4.0146e-06 | 1.2218e-06 | 0.34173 | 0.0018894 | 2.4086e-06 | 0.25013 | 0.0013829 | 1.7629e-06 | 44.7672 | 5.8573 | 0.1132 | 50.7377 | 19.4789 | 3.401 | 0.050581 | 22.9304 | 32.7665 | 4.2871 | 0.082857 | 37.1364 | 14.2572 | 2.4893 | 0.037021 | 16.7835
Statewide | 2026 | 7 | 10 | 0.2808 | 5.5389e-06 | 1.6858e-06 | 0.20553 | 4.0541e-06 | 1.2339e-06 | 0.3451 | 0.001908 | 2.4323e-06 | 0.25259 | 0.0013966 | 1.7803e-06 | 45.2081 | 5.9149 | 0.11432 | 51.2374 | 19.6707 | 3.4345 | 0.051079 | 23.1563 | 33.0892 | 4.3293 | 0.083673 | 37.5022 | 14.3976 | 2.5138 | 0.037386 | 16.9488
Statewide | 2026 | 7 | 11 | 0.28639 | 5.6493e-06 | 1.7193e-06 | 0.20962 | 4.1349e-06 | 1.2584e-06 | 0.35197 | 0.0019461 | 2.4808e-06 | 0.25762 | 0.0014244 | 1.8158e-06 | 46.1087 | 6.0328 | 0.1166 | 52.2581 | 20.0626 | 3.5029 | 0.052096 | 23.6176 | 33.7483 | 4.4156 | 0.08534 | 38.2492 | 14.6844 | 2.5639 | 0.038131 | 17.2864
Statewide | 2026 | 7 | 12 | 0.30035 | 5.9245e-06 | 1.8031e-06 | 0.21983 | 4.3363e-06 | 1.3197e-06 | 0.36912 | 0.0020409 | 2.6016e-06 | 0.27017 | 0.0014938 | 1.9042e-06 | 48.3549 | 6.3267 | 0.12228 | 54.8039 | 21.0399 | 3.6735 | 0.054634 | 24.7681 | 35.3924 | 4.6307 | 0.089498 | 40.1126 | 15.3998 | 2.6888 | 0.039988 | 18.1285
Statewide | 2026 | 7 | 13 | 0.30347 | 5.9861e-06 | 1.8218e-06 | 0.22212 | 4.3814e-06 | 1.3335e-06 | 0.37296 | 0.0020621 | 2.6287e-06 | 0.27298 | 0.0015093 | 1.924e-06 | 48.8574 | 6.3924 | 0.12355 | 55.3733 | 21.2585 | 3.7117 | 0.055202 | 25.0255 | 35.7602 | 4.6788 | 0.090428 | 40.5294 | 15.5598 | 2.7167 | 0.040404 | 18.3169
Statewide | 2026 | 7 | 14 | 0.30996 | 6.1141e-06 | 1.8608e-06 | 0.22687 | 4.4751e-06 | 1.362e-06 | 0.38094 | 0.0021062 | 2.6849e-06 | 0.27882 | 0.0015416 | 1.9652e-06 | 49.9028 | 6.5292 | 0.12619 | 56.5581 | 21.7134 | 3.7911 | 0.056383 | 25.5609 | 36.5253 | 4.7789 | 0.092363 | 41.3966 | 15.8927 | 2.7748 | 0.041268 | 18.7088
Statewide | 2026 | 7 | 15 | 0.31876 | 6.2876e-06 | 1.9136e-06 | 0.23331 | 4.6021e-06 | 1.4006e-06 | 0.39175 | 0.002166 | 2.7611e-06 | 0.28673 | 0.0015853 | 2.0209e-06 | 51.319 | 6.7145 | 0.12977 | 58.1632 | 22.3296 | 3.8987 | 0.057983 | 26.2863 | 37.5619 | 4.9145 | 0.094984 | 42.5714 | 16.3437 | 2.8536 | 0.04244 | 19.2398
Statewide | 2026 | 7 | 16 | 0.32571 | 6.4248e-06 | 1.9554e-06 | 0.2384 | 4.7025e-06 | 1.4312e-06 | 0.4003 | 0.0022132 | 2.8213e-06 | 0.29299 | 0.0016199 | 2.065e-06 | 52.4387 | 6.861 | 0.1326 | 59.4323 | 22.8168 | 3.9838 | 0.059248 | 26.8599 | 38.3815 | 5.0218 | 0.097056 | 43.5003 | 16.7003 | 2.9159 | 0.043366 | 19.6596
Statewide | 2026 | 7 | 17 | 0.32044 | 6.3209e-06 | 1.9238e-06 | 0.23454 | 4.6265e-06 | 1.4081e-06 | 0.39382 | 0.0021774 | 2.7757e-06 | 0.28825 | 0.0015937 | 2.0316e-06 | 51.5908 | 6.75 | 0.13046 | 58.4713 | 22.4479 | 3.9194 | 0.05829 | 26.4256 | 37.7608 | 4.9406 | 0.095487 | 42.7969 | 16.4303 | 2.8687 | 0.042664 | 19.3417
Statewide | 2026 | 7 | 18 | 0.30764 | 6.0684e-06 | 1.8469e-06 | 0.22517 | 4.4416e-06 | 1.3518e-06 | 0.37809 | 0.0020904 | 2.6648e-06 | 0.27673 | 0.0015301 | 1.9505e-06 | 49.5295 | 6.4803 | 0.12525 | 56.1351 | 21.551 | 3.7628 | 0.055961 | 25.3698 | 36.2521 | 4.7432 | 0.091672 | 41.087 | 15.7738 | 2.7541 | 0.04096 | 18.5689
Statewide | 2026 | 7 | 19 | 0.32329 | 6.3771e-06 | 1.9408e-06 | 0.23663 | 4.6676e-06 | 1.4206e-06 | 0.39732 | 0.0021968 | 2.8004e-06 | 0.29081 | 0.0016079 | 2.0497e-06 | 52.0488 | 6.81 | 0.13162 | 58.9904 | 22.6472 | 3.9542 | 0.058808 | 26.6602 | 38.0961 | 4.9844 | 0.096335 | 43.1769 | 16.5762 | 2.8942 | 0.043043 | 19.5134
Statewide | 2026 | 7 | 20 | 0.32318 | 6.3749e-06 | 1.9402e-06 | 0.23654 | 4.6659e-06 | 1.4201e-06 | 0.39718 | 0.002196 | 2.7994e-06 | 0.29071 | 0.0016073 | 2.049e-06 | 52.0307 | 6.8076 | 0.13157 | 58.9699 | 22.6393 | 3.9528 | 0.058787 | 26.6509 | 38.0829 | 4.9827 | 0.096301 | 43.1618 | 16.5704 | 2.8932 | 0.043028 | 19.5066
Statewide | 2026 | 7 | 21 | 0.31703 | 6.2535e-06 | 1.9032e-06 | 0.23204 | 4.5771e-06 | 1.393e-06 | 0.38962 | 0.0021542 | 2.7461e-06 | 0.28518 | 0.0015767 | 2.01e-06 | 51.0405 | 6.678 | 0.12907 | 57.8476 | 22.2085 | 3.8776 | 0.057668 | 26.1437 | 37.3581 | 4.8879 | 0.094468 | 42.3404 | 16.255 | 2.8381 | 0.042209 | 19.1354
Statewide | 2026 | 7 | 22 | 0.29949 | 5.9076e-06 | 1.798e-06 | 0.2192 | 4.3239e-06 | 1.316e-06 | 0.36807 | 0.002035 | 2.5942e-06 | 0.2694 | 0.0014895 | 1.8988e-06 | 48.2168 | 6.3086 | 0.12193 | 54.6474 | 20.9798 | 3.6631 | 0.054478 | 24.6974 | 35.2914 | 4.6174 | 0.089242 | 39.998 | 15.3558 | 2.6811 | 0.039874 | 18.0768
Statewide | 2026 | 7 | 23 | 0.28891 | 5.6989e-06 | 1.7344e-06 | 0.21146 | 4.1712e-06 | 1.2695e-06 | 0.35507 | 0.0019631 | 2.5026e-06 | 0.25988 | 0.0014369 | 1.8317e-06 | 46.5137 | 6.0858 | 0.11762 | 52.7171 | 20.2388 | 3.5337 | 0.052554 | 23.825 | 34.0448 | 4.4543 | 0.08609 | 38.5852 | 14.8134 | 2.5864 | 0.038466 | 17.4382
Statewide | 2026 | 7 | 24 | 0.28375 | 5.5971e-06 | 1.7035e-06 | 0.20769 | 4.0967e-06 | 1.2468e-06 | 0.34873 | 0.0019281 | 2.4579e-06 | 0.25524 | 0.0014112 | 1.799e-06 | 45.6832 | 5.9771 | 0.11552 | 51.7758 | 19.8774 | 3.4706 | 0.051615 | 23.3996 | 33.4369 | 4.3748 | 0.084553 | 37.8963 | 14.5489 | 2.5402 | 0.037779 | 17.1269
Statewide | 2026 | 8 | 1 | 0.27634 | 5.451e-06 | 1.659e-06 | 0.20226 | 3.9898e-06 | 1.2143e-06 | 0.33962 | 0.0018778 | 2.3937e-06 | 0.24858 | 0.0013744 | 1.752e-06 | 44.4907 | 5.8211 | 0.1125 | 50.4243 | 19.3586 | 3.38 | 0.050268 | 22.7888 | 32.5641 | 4.2606 | 0.082346 | 36.9071 | 14.1691 | 2.4739 | 0.036793 | 16.6798
Statewide | 2026 | 8 | 2 | 0.27383 | 5.4014e-06 | 1.6439e-06 | 0.20042 | 3.9534e-06 | 1.2032e-06 | 0.33653 | 0.0018607 | 2.3719e-06 | 0.24632 | 0.0013619 | 1.7361e-06 | 44.0853 | 5.768 | 0.11148 | 49.9648 | 19.1821 | 3.3492 | 0.04981 | 22.5811 | 32.2673 | 4.2218 | 0.081595 | 36.5707 | 14.04 | 2.4514 | 0.036457 | 16.5278
Statewide | 2026 | 8 | 3 | 0.27488 | 5.4221e-06 | 1.6502e-06 | 0.20119 | 3.9686e-06 | 1.2078e-06 | 0.33782 | 0.0018678 | 2.381e-06 | 0.24726 | 0.0013671 | 1.7427e-06 | 44.2547 | 5.7902 | 0.11191 | 50.1568 | 19.2558 | 3.362 | 0.050001 | 22.6679 | 32.3913 | 4.238 | 0.081909 | 36.7112 | 14.0939 | 2.4608 | 0.036598 | 16.5913
Statewide | 2026 | 8 | 4 | 0.27473 | 5.4192e-06 | 1.6493e-06 | 0.20108 | 3.9665e-06 | 1.2072e-06 | 0.33764 | 0.0018668 | 2.3797e-06 | 0.24713 | 0.0013664 | 1.7418e-06 | 44.2305 | 5.787 | 0.11185 | 50.1294 | 19.2453 | 3.3602 | 0.049974 | 22.6555 | 32.3737 | 4.2357 | 0.081864 | 36.6912 | 14.0862 | 2.4594 | 0.036578 | 16.5823
Statewide | 2026 | 8 | 5 | 0.26696 | 5.266e-06 | 1.6027e-06 | 0.1954 | 3.8543e-06 | 1.1731e-06 | 0.32809 | 0.001814 | 2.3125e-06 | 0.24014 | 0.0013277 | 1.6926e-06 | 42.9803 | 5.6235 | 0.10869 | 48.7124 | 18.7013 | 3.2652 | 0.048562 | 22.0151 | 31.4585 | 4.116 | 0.07955 | 35.6541 | 13.6881 | 2.3899 | 0.035544 | 16.1135
Statewide | 2026 | 8 | 6 | 0.27913 | 5.506e-06 | 1.6757e-06 | 0.2043 | 4.03e-06 | 1.2265e-06 | 0.34305 | 0.0018967 | 2.4179e-06 | 0.25109 | 0.0013883 | 1.7697e-06 | 44.9394 | 5.8798 | 0.11364 | 50.9329 | 19.5538 | 3.4141 | 0.050775 | 23.0186 | 32.8925 | 4.3036 | 0.083176 | 37.2793 | 14.312 | 2.4989 | 0.037164 | 16.848
Statewide | 2026 | 8 | 7 | 0.28202 | 5.5629e-06 | 1.6931e-06 | 0.20642 | 4.0717e-06 | 1.2392e-06 | 0.3466 | 0.0019163 | 2.4429e-06 | 0.25368 | 0.0014026 | 1.788e-06 | 45.4039 | 5.9406 | 0.11481 | 51.4593 | 19.7559 | 3.4494 | 0.0513 | 23.2566 | 33.2325 | 4.3481 | 0.084036 | 37.6646 | 14.46 | 2.5247 | 0.037548 | 17.0222
Statewide | 2026 | 8 | 8 | 0.27358 | 5.3966e-06 | 1.6424e-06 | 0.20024 | 3.9499e-06 | 1.2022e-06 | 0.33623 | 0.001859 | 2.3698e-06 | 0.2461 | 0.0013607 | 1.7345e-06 | 44.0463 | 5.7629 | 0.11138 | 49.9206 | 19.1652 | 3.3462 | 0.049766 | 22.5612 | 32.2388 | 4.2181 | 0.081523 | 36.5384 | 14.0276 | 2.4492 | 0.036425 | 16.5132
Statewide | 2026 | 8 | 9 | 0.25631 | 5.0559e-06 | 1.5387e-06 | 0.1876 | 3.7005e-06 | 1.1262e-06 | 0.315 | 0.0017416 | 2.2202e-06 | 0.23056 | 0.0012748 | 1.625e-06 | 41.2652 | 5.3991 | 0.10435 | 46.7686 | 17.9551 | 3.1349 | 0.046624 | 21.1367 | 30.2032 | 3.9517 | 0.076376 | 34.2314 | 13.1419 | 2.2946 | 0.034125 | 15.4706
Statewide | 2026 | 8 | 10 | 0.25408 | 5.0119e-06 | 1.5253e-06 | 0.18597 | 3.6683e-06 | 1.1164e-06 | 0.31226 | 0.0017265 | 2.2009e-06 | 0.22855 | 0.0012637 | 1.6109e-06 | 40.9061 | 5.3521 | 0.10344 | 46.3616 | 17.7988 | 3.1077 | 0.046218 | 20.9527 | 29.9404 | 3.9173 | 0.075711 | 33.9335 | 13.0275 | 2.2746 | 0.033828 | 15.3359
Statewide | 2026 | 8 | 11 | 0.26958 | 5.3176e-06 | 1.6184e-06 | 0.19731 | 3.8921e-06 | 1.1845e-06 | 0.33131 | 0.0018318 | 2.3351e-06 | 0.24249 | 0.0013407 | 1.7091e-06 | 43.4013 | 5.6785 | 0.10975 | 49.1896 | 18.8845 | 3.2972 | 0.049037 | 22.2308 | 31.7667 | 4.1563 | 0.080329 | 36.0033 | 13.8222 | 2.4133 | 0.035892 | 16.2714
Statewide | 2026 | 8 | 12 | 0.28008 | 5.5248e-06 | 1.6815e-06 | 0.205 | 4.0438e-06 | 1.2307e-06 | 0.34422 | 0.0019032 | 2.4261e-06 | 0.25194 | 0.001393 | 1.7757e-06 | 45.0926 | 5.8998 | 0.11403 | 51.1065 | 19.6205 | 3.4257 | 0.050948 | 23.0971 | 33.0047 | 4.3183 | 0.08346 | 37.4064 | 14.3608 | 2.5074 | 0.037291 | 16.9055
Statewide | 2026 | 8 | 13 | 0.28583 | 5.6381e-06 | 1.716e-06 | 0.20921 | 4.1267e-06 | 1.256e-06 | 0.35128 | 0.0019422 | 2.4759e-06 | 0.25711 | 0.0014216 | 1.8122e-06 | 46.0177 | 6.0209 | 0.11637 | 52.1549 | 20.023 | 3.496 | 0.051993 | 23.571 | 33.6817 | 4.4069 | 0.085172 | 38.1738 | 14.6554 | 2.5588 | 0.038056 | 17.2523
Statewide | 2026 | 8 | 14 | 0.29101 | 5.7403e-06 | 1.747e-06 | 0.213 | 4.2015e-06 | 1.2787e-06 | 0.35765 | 0.0019774 | 2.5207e-06 | 0.26177 | 0.0014473 | 1.845e-06 | 46.8515 | 6.13 | 0.11847 | 53.1 | 20.3858 | 3.5593 | 0.052936 | 23.9981 | 34.2921 | 4.4867 | 0.086715 | 38.8655 | 14.921 | 2.6052 | 0.038745 | 17.5649
Statewide | 2026 | 8 | 15 | 0.29612 | 5.841e-06 | 1.7777e-06 | 0.21674 | 4.2752e-06 | 1.3012e-06 | 0.36392 | 0.0020121 | 2.565e-06 | 0.26637 | 0.0014727 | 1.8774e-06 | 47.6739 | 6.2376 | 0.12055 | 54.032 | 20.7436 | 3.6218 | 0.053865 | 24.4193 | 34.8939 | 4.5655 | 0.088237 | 39.5476 | 15.1829 | 2.6509 | 0.039425 | 17.8732
Statewide | 2026 | 8 | 16 | 0.3009 | 5.9355e-06 | 1.8065e-06 | 0.22024 | 4.3444e-06 | 1.3222e-06 | 0.36981 | 0.0020446 | 2.6065e-06 | 0.27067 | 0.0014965 | 1.9077e-06 | 48.4447 | 6.3384 | 0.1225 | 54.9056 | 21.079 | 3.6804 | 0.054736 | 24.8141 | 35.4581 | 4.6393 | 0.089664 | 40.1871 | 15.4284 | 2.6938 | 0.040063 | 18.1622
Statewide | 2026 | 8 | 17 | 0.30398 | 5.9961e-06 | 1.8249e-06 | 0.22249 | 4.3887e-06 | 1.3357e-06 | 0.37358 | 0.0020655 | 2.6331e-06 | 0.27344 | 0.0015118 | 1.9272e-06 | 48.9394 | 6.4031 | 0.12375 | 55.4663 | 21.2942 | 3.7179 | 0.055295 | 25.0675 | 35.8202 | 4.6866 | 0.09058 | 40.5975 | 15.5859 | 2.7213 | 0.040472 | 18.3477
Statewide | 2026 | 8 | 18 | 0.29229 | 5.7657e-06 | 1.7548e-06 | 0.21394 | 4.2201e-06 | 1.2844e-06 | 0.35923 | 0.0019861 | 2.5319e-06 | 0.26293 | 0.0014537 | 1.8532e-06 | 47.0587 | 6.1571 | 0.119 | 53.3347 | 20.4759 | 3.5751 | 0.05317 | 24.1041 | 34.4437 | 4.5065 | 0.087099 | 39.0373 | 14.9869 | 2.6167 | 0.038916 | 17.6426
Statewide | 2026 | 8 | 19 | 0.30885 | 6.0923e-06 | 1.8542e-06 | 0.22606 | 4.4592e-06 | 1.3571e-06 | 0.37958 | 0.0020987 | 2.6753e-06 | 0.27783 | 0.0015361 | 1.9582e-06 | 49.7248 | 6.5059 | 0.12574 | 56.3565 | 21.636 | 3.7776 | 0.056182 | 25.4698 | 36.3951 | 4.7619 | 0.092033 | 41.249 | 15.836 | 2.765 | 0.041121 | 18.6421
Statewide | 2026 | 8 | 20 | 0.32154 | 6.3426e-06 | 1.9304e-06 | 0.23535 | 4.6424e-06 | 1.4129e-06 | 0.39517 | 0.0021849 | 2.7853e-06 | 0.28924 | 0.0015992 | 2.0386e-06 | 51.7679 | 6.7732 | 0.13091 | 58.672 | 22.525 | 3.9328 | 0.05849 | 26.5163 | 37.8905 | 4.9575 | 0.095815 | 42.9438 | 16.4867 | 2.8786 | 0.042811 | 19.4081
Statewide | 2026 | 8 | 21 | 0.30664 | 6.0487e-06 | 1.8409e-06 | 0.22444 | 4.4272e-06 | 1.3474e-06 | 0.37686 | 0.0020836 | 2.6562e-06 | 0.27583 | 0.0015251 | 1.9441e-06 | 49.3684 | 6.4593 | 0.12484 | 55.9525 | 21.4809 | 3.7505 | 0.055779 | 25.2872 | 36.1342 | 4.7277 | 0.091374 | 40.9533 | 15.7225 | 2.7451 | 0.040826 | 18.5085
Statewide | 2026 | 8 | 22 | 0.28568 | 5.6351e-06 | 1.715e-06 | 0.2091 | 4.1245e-06 | 1.2553e-06 | 0.35109 | 0.0019412 | 2.4746e-06 | 0.25698 | 0.0014208 | 1.8112e-06 | 45.9933 | 6.0177 | 0.1163 | 52.1273 | 20.0124 | 3.4941 | 0.051966 | 23.5585 | 33.6639 | 4.4045 | 0.085127 | 38.1536 | 14.6477 | 2.5575 | 0.038035 | 17.2432
Statewide | 2026 | 8 | 23 | 0.26934 | 5.3129e-06 | 1.617e-06 | 0.19714 | 3.8887e-06 | 1.1835e-06 | 0.33102 | 0.0018302 | 2.3331e-06 | 0.24228 | 0.0013396 | 1.7076e-06 | 43.3633 | 5.6736 | 0.10965 | 49.1466 | 18.868 | 3.2943 | 0.048994 | 22.2113 | 31.7389 | 4.1527 | 0.080259 | 35.9718 | 13.8101 | 2.4112 | 0.03586 | 16.2571
Statewide | 2026 | 8 | 24 | 0.26988 | 5.3236e-06 | 1.6202e-06 | 0.19754 | 3.8965e-06 | 1.1859e-06 | 0.33168 | 0.0018339 | 2.3378e-06 | 0.24277 | 0.0013423 | 1.7111e-06 | 43.4505 | 5.685 | 0.10987 | 49.2453 | 18.9059 | 3.301 | 0.049093 | 22.256 | 31.8027 | 4.161 | 0.08042 | 36.0441 | 13.8378 | 2.4161 | 0.035933 | 16.2898
Statewide | 2026 | 9 | 1 | 0.23039 | 4.5446e-06 | 1.3831e-06 | 0.16863 | 3.3263e-06 | 1.0124e-06 | 0.28315 | 0.0015655 | 1.9957e-06 | 0.20724 | 0.0011458 | 1.4607e-06 | 37.0924 | 4.8531 | 0.093796 | 42.0393 | 16.1394 | 2.8179 | 0.041909 | 18.9993 | 27.149 | 3.5521 | 0.068652 | 30.7698 | 11.8129 | 2.0625 | 0.030674 | 13.9061
Statewide | 2026 | 9 | 2 | 0.23316 | 4.5993e-06 | 1.3998e-06 | 0.17066 | 3.3664e-06 | 1.0245e-06 | 0.28656 | 0.0015844 | 2.0197e-06 | 0.20974 | 0.0011596 | 1.4783e-06 | 37.5388 | 4.9115 | 0.094925 | 42.5452 | 16.3337 | 2.8518 | 0.042413 | 19.2279 | 27.4758 | 3.5949 | 0.069479 | 31.1401 | 11.9551 | 2.0873 | 0.031044 | 14.0735
Statewide | 2026 | 9 | 3 | 0.23428 | 4.6214e-06 | 1.4065e-06 | 0.17148 | 3.3825e-06 | 1.0295e-06 | 0.28793 | 0.001592 | 2.0294e-06 | 0.21075 | 0.0011652 | 1.4854e-06 | 37.7191 | 4.9351 | 0.095381 | 42.7496 | 16.4121 | 2.8655 | 0.042617 | 19.3203 | 27.6078 | 3.6121 | 0.069812 | 31.2897 | 12.0125 | 2.0974 | 0.031193 | 14.1411
Statewide | 2026 | 9 | 4 | 0.24126 | 4.759e-06 | 1.4484e-06 | 0.17658 | 3.4832e-06 | 1.0601e-06 | 0.2965 | 0.0016394 | 2.0898e-06 | 0.21702 | 0.0011999 | 1.5296e-06 | 38.8421 | 5.082 | 0.098221 | 44.0223 | 16.9008 | 2.9509 | 0.043886 | 19.8955 | 28.4297 | 3.7197 | 0.071891 | 32.2213 | 12.3702 | 2.1598 | 0.032121 | 14.5621
Statewide | 2026 | 9 | 5 | 0.24451 | 4.8231e-06 | 1.4679e-06 | 0.17896 | 3.5302e-06 | 1.0744e-06 | 0.3005 | 0.0016615 | 2.118e-06 | 0.21994 | 0.0012161 | 1.5502e-06 | 39.3655 | 5.1505 | 0.099545 | 44.6155 | 17.1285 | 2.9906 | 0.044477 | 20.1636 | 28.8128 | 3.7698 | 0.07286 | 32.6555 | 12.5369 | 2.1889 | 0.032554 | 14.7583
Statewide | 2026 | 9 | 6 | 0.24826 | 4.8972e-06 | 1.4904e-06 | 0.18171 | 3.5844e-06 | 1.0909e-06 | 0.30511 | 0.001687 | 2.1505e-06 | 0.22332 | 0.0012347 | 1.574e-06 | 39.97 | 5.2296 | 0.10107 | 45.3006 | 17.3915 | 3.0365 | 0.04516 | 20.4732 | 29.2552 | 3.8277 | 0.073978 | 33.1569 | 12.7294 | 2.2225 | 0.033054 | 14.985
Statewide | 2026 | 9 | 7 | 0.25709 | 5.0712e-06 | 1.5434e-06 | 0.18817 | 3.7118e-06 | 1.1297e-06 | 0.31596 | 0.0017469 | 2.2269e-06 | 0.23126 | 0.0012786 | 1.63e-06 | 41.3907 | 5.4155 | 0.10467 | 46.9109 | 18.0097 | 3.1445 | 0.046766 | 21.2009 | 30.2951 | 3.9638 | 0.076608 | 34.3355 | 13.1818 | 2.3015 | 0.034229 | 15.5176
Statewide | 2026 | 9 | 8 | 0.24715 | 4.8751e-06 | 1.4837e-06 | 0.1809 | 3.5683e-06 | 1.086e-06 | 0.30374 | 0.0016794 | 2.1408e-06 | 0.22232 | 0.0012292 | 1.5669e-06 | 39.7902 | 5.2061 | 0.10062 | 45.0969 | 17.3133 | 3.0229 | 0.044957 | 20.3811 | 29.1237 | 3.8105 | 0.073646 | 33.0078 | 12.6721 | 2.2125 | 0.032906 | 14.9176
Statewide | 2026 | 9 | 9 | 0.20452 | 4.0342e-06 | 1.2278e-06 | 0.14969 | 2.9528e-06 | 8.9867e-07 | 0.25135 | 0.0013897 | 1.7715e-06 | 0.18397 | 0.0010172 | 1.2966e-06 | 32.9267 | 4.3081 | 0.083263 | 37.318 | 14.3269 | 2.5015 | 0.037202 | 16.8656 | 24.1001 | 3.1532 | 0.060942 | 27.3142 | 10.4863 | 1.8309 | 0.02723 | 12.3444
Statewide | 2026 | 9 | 10 | 0.20449 | 4.0337e-06 | 1.2277e-06 | 0.14967 | 2.9524e-06 | 8.9856e-07 | 0.25132 | 0.0013895 | 1.7713e-06 | 0.18395 | 0.001017 | 1.2965e-06 | 32.9228 | 4.3075 | 0.083253 | 37.3136 | 14.3252 | 2.5012 | 0.037198 | 16.8635 | 24.0972 | 3.1528 | 0.060935 | 27.3109 | 10.485 | 1.8307 | 0.027226 | 12.3429
Statewide | 2026 | 9 | 11 | 0.2078 | 4.0989e-06 | 1.2475e-06 | 0.15209 | 3.0001e-06 | 9.1308e-07 | 0.25538 | 0.001412 | 1.8e-06 | 0.18692 | 0.0010335 | 1.3174e-06 | 33.4547 | 4.3772 | 0.084598 | 37.9165 | 14.5566 | 2.5416 | 0.037799 | 17.136 | 24.4865 | 3.2038 | 0.06192 | 27.7522 | 10.6544 | 1.8603 | 0.027666 | 12.5424
Statewide | 2026 | 9 | 12 | 0.2037 | 4.018e-06 | 1.2229e-06 | 0.14909 | 2.9409e-06 | 8.9506e-07 | 0.25034 | 0.0013841 | 1.7644e-06 | 0.18323 | 0.0010131 | 1.2914e-06 | 32.7947 | 4.2908 | 0.082929 | 37.1684 | 14.2694 | 2.4914 | 0.037053 | 16.7979 | 24.0034 | 3.1406 | 0.060698 | 27.2047 | 10.4442 | 1.8236 | 0.02712 | 12.2949
Statewide | 2026 | 9 | 13 | 0.20927 | 4.1281e-06 | 1.2564e-06 | 0.15317 | 3.0214e-06 | 9.1957e-07 | 0.2572 | 0.001422 | 1.8128e-06 | 0.18825 | 0.0010408 | 1.3268e-06 | 33.6926 | 4.4083 | 0.085199 | 38.1861 | 14.6601 | 2.5596 | 0.038068 | 17.2579 | 24.6606 | 3.2265 | 0.06236 | 27.9495 | 10.7302 | 1.8735 | 0.027863 | 12.6315
Statewide | 2026 | 9 | 14 | 0.23121 | 4.5608e-06 | 1.3881e-06 | 0.16923 | 3.3382e-06 | 1.016e-06 | 0.28416 | 0.0015711 | 2.0028e-06 | 0.20798 | 0.0011499 | 1.4659e-06 | 37.2244 | 4.8704 | 0.09413 | 42.1889 | 16.1969 | 2.828 | 0.042058 | 19.0669 | 27.2457 | 3.5648 | 0.068897 | 30.8793 | 11.855 | 2.0699 | 0.030784 | 13.9556
Statewide | 2026 | 9 | 15 | 0.24193 | 4.7721e-06 | 1.4524e-06 | 0.17707 | 3.4929e-06 | 1.063e-06 | 0.29733 | 0.0016439 | 2.0956e-06 | 0.21762 | 0.0012032 | 1.5338e-06 | 38.9496 | 5.0961 | 0.098493 | 44.1442 | 16.9475 | 2.959 | 0.044007 | 19.9506 | 28.5084 | 3.73 | 0.07209 | 32.3105 | 12.4044 | 2.1658 | 0.03221 | 14.6024
Statewide | 2026 | 9 | 16 | 0.25063 | 4.9439e-06 | 1.5047e-06 | 0.18345 | 3.6186e-06 | 1.1013e-06 | 0.30803 | 0.0017031 | 2.171e-06 | 0.22545 | 0.0012465 | 1.589e-06 | 40.3513 | 5.2795 | 0.10204 | 45.7329 | 17.5574 | 3.0655 | 0.045591 | 20.6685 | 29.5344 | 3.8642 | 0.074684 | 33.4733 | 12.8508 | 2.2437 | 0.03337 | 15.1279
Statewide | 2026 | 9 | 17 | 0.25566 | 5.043e-06 | 1.5348e-06 | 0.18712 | 3.6911e-06 | 1.1234e-06 | 0.3142 | 0.0017372 | 2.2145e-06 | 0.22997 | 0.0012715 | 1.6209e-06 | 41.16 | 5.3853 | 0.10408 | 46.6493 | 17.9093 | 3.1269 | 0.046505 | 21.0827 | 30.1262 | 3.9417 | 0.076181 | 34.144 | 13.1084 | 2.2887 | 0.034038 | 15.4311
Statewide | 2026 | 9 | 18 | 0.25946 | 5.1179e-06 | 1.5576e-06 | 0.1899 | 3.746e-06 | 1.1401e-06 | 0.31887 | 0.001763 | 2.2474e-06 | 0.23339 | 0.0012904 | 1.645e-06 | 41.7718 | 5.4653 | 0.10563 | 47.3428 | 18.1755 | 3.1734 | 0.047196 | 21.3961 | 30.574 | 4.0002 | 0.077313 | 34.6516 | 13.3032 | 2.3227 | 0.034544 | 15.6605
Statewide | 2026 | 9 | 19 | 0.27248 | 5.3748e-06 | 1.6358e-06 | 0.19944 | 3.934e-06 | 1.1973e-06 | 0.33487 | 0.0018515 | 2.3602e-06 | 0.2451 | 0.0013552 | 1.7275e-06 | 43.8685 | 5.7397 | 0.11093 | 49.7191 | 19.0878 | 3.3327 | 0.049565 | 22.4701 | 32.1087 | 4.201 | 0.081194 | 36.3909 | 13.9709 | 2.4393 | 0.036278 | 16.4465
Statewide | 2026 | 9 | 20 | 0.26318 | 5.1914e-06 | 1.58e-06 | 0.19263 | 3.7997e-06 | 1.1564e-06 | 0.32345 | 0.0017883 | 2.2797e-06 | 0.23674 | 0.0013089 | 1.6686e-06 | 42.3714 | 5.5438 | 0.10715 | 48.0224 | 18.4364 | 3.219 | 0.047874 | 21.7033 | 31.0129 | 4.0577 | 0.078423 | 35.149 | 13.4942 | 2.3561 | 0.03504 | 15.8853
Statewide | 2026 | 9 | 21 | 0.26837 | 5.2937e-06 | 1.6111e-06 | 0.19643 | 3.8746e-06 | 1.1792e-06 | 0.32982 | 0.0018236 | 2.3246e-06 | 0.24141 | 0.0013347 | 1.7015e-06 | 43.2064 | 5.653 | 0.10926 | 48.9687 | 18.7997 | 3.2824 | 0.048817 | 22.131 | 31.6241 | 4.1376 | 0.079969 | 35.8417 | 13.7601 | 2.4025 | 0.035731 | 16.1983
Statewide | 2026 | 9 | 22 | 0.24974 | 4.9262e-06 | 1.4993e-06 | 0.18279 | 3.6056e-06 | 1.0974e-06 | 0.30692 | 0.001697 | 2.1632e-06 | 0.22465 | 0.0012421 | 1.5833e-06 | 40.207 | 5.2606 | 0.10167 | 45.5693 | 17.4947 | 3.0545 | 0.045428 | 20.5946 | 29.4287 | 3.8504 | 0.074417 | 33.3536 | 12.8049 | 2.2357 | 0.03325 | 15.0738
Statewide | 2026 | 9 | 23 | 0.23997 | 4.7335e-06 | 1.4406e-06 | 0.17564 | 3.4646e-06 | 1.0544e-06 | 0.29491 | 0.0016306 | 2.0786e-06 | 0.21586 | 0.0011935 | 1.5214e-06 | 38.6338 | 5.0548 | 0.097694 | 43.7863 | 16.8101 | 2.935 | 0.043651 | 19.7888 | 28.2773 | 3.6997 | 0.071505 | 32.0485 | 12.3038 | 2.1482 | 0.031949 | 14.484
Statewide | 2026 | 9 | 24 | 0.23655 | 4.6661e-06 | 1.4201e-06 | 0.17314 | 3.4152e-06 | 1.0394e-06 | 0.29072 | 0.0016074 | 2.049e-06 | 0.21278 | 0.0011765 | 1.4997e-06 | 38.0838 | 4.9828 | 0.096304 | 43.163 | 16.5708 | 2.8932 | 0.043029 | 19.5071 | 27.8747 | 3.6471 | 0.070488 | 31.5923 | 12.1287 | 2.1177 | 0.031494 | 14.2778
Statewide | 2026 | 10 | 1 | 0.23304 | 4.5969e-06 | 1.3991e-06 | 0.17057 | 3.3646e-06 | 1.024e-06 | 0.28641 | 0.0015835 | 2.0186e-06 | 0.20963 | 0.001159 | 1.4775e-06 | 37.5192 | 4.9089 | 0.094876 | 42.523 | 16.3251 | 2.8503 | 0.042391 | 19.2179 | 27.4614 | 3.593 | 0.069442 | 31.1239 | 11.9489 | 2.0863 | 0.031027 | 14.0661
Statewide | 2026 | 10 | 2 | 0.2255 | 4.4481e-06 | 1.3538e-06 | 0.16505 | 3.2557e-06 | 9.9086e-07 | 0.27714 | 0.0015323 | 1.9533e-06 | 0.20284 | 0.0011215 | 1.4297e-06 | 36.3048 | 4.75 | 0.091805 | 41.1466 | 15.7967 | 2.7581 | 0.041019 | 18.5959 | 26.5726 | 3.4767 | 0.067195 | 30.1165 | 11.5621 | 2.0187 | 0.030023 | 13.6109
Statewide | 2026 | 10 | 3 | 0.22571 | 4.4522e-06 | 1.355e-06 | 0.1652 | 3.2587e-06 | 9.9178e-07 | 0.27739 | 0.0015337 | 1.9551e-06 | 0.20303 | 0.0011226 | 1.431e-06 | 36.3383 | 4.7544 | 0.091889 | 41.1846 | 15.8113 | 2.7606 | 0.041057 | 18.613 | 26.5971 | 3.4799 | 0.067257 | 30.1442 | 11.5728 | 2.0206 | 0.030051 | 13.6234
Statewide | 2026 | 10 | 4 | 0.22557 | 4.4495e-06 | 1.3542e-06 | 0.1651 | 3.2568e-06 | 9.9119e-07 | 0.27723 | 0.0015328 | 1.9539e-06 | 0.20291 | 0.0011219 | 1.4301e-06 | 36.3166 | 4.7516 | 0.091835 | 41.16 | 15.8019 | 2.759 | 0.041033 | 18.6019 | 26.5812 | 3.4778 | 0.067217 | 30.1263 | 11.5659 | 2.0194 | 0.030033 | 13.6153
Statewide | 2026 | 10 | 5 | 0.24636 | 4.8597e-06 | 1.479e-06 | 0.18032 | 3.5569e-06 | 1.0825e-06 | 0.30278 | 0.001674 | 2.134e-06 | 0.22161 | 0.0012253 | 1.562e-06 | 39.6639 | 5.1895 | 0.1003 | 44.9538 | 17.2583 | 3.0133 | 0.044815 | 20.3164 | 29.0312 | 3.7984 | 0.073412 | 32.903 | 12.6319 | 2.2055 | 0.032801 | 14.8702
Statewide | 2026 | 10 | 6 | 0.25672 | 5.0639e-06 | 1.5412e-06 | 0.1879 | 3.7064e-06 | 1.128e-06 | 0.3155 | 0.0017444 | 2.2237e-06 | 0.23093 | 0.0012768 | 1.6276e-06 | 41.3307 | 5.4076 | 0.10451 | 46.8429 | 17.9836 | 3.1399 | 0.046698 | 21.1702 | 30.2512 | 3.958 | 0.076497 | 34.2857 | 13.1627 | 2.2982 | 0.03418 | 15.4951
Statewide | 2026 | 10 | 7 | 0.27315 | 5.388e-06 | 1.6398e-06 | 0.19993 | 3.9437e-06 | 1.2002e-06 | 0.3357 | 0.0018561 | 2.3661e-06 | 0.24571 | 0.0013585 | 1.7318e-06 | 43.9765 | 5.7538 | 0.1112 | 49.8415 | 19.1348 | 3.3409 | 0.049687 | 22.5254 | 32.1877 | 4.2114 | 0.081394 | 36.4805 | 14.0053 | 2.4453 | 0.036367 | 16.487
Statewide | 2026 | 10 | 8 | 0.25697 | 5.0689e-06 | 1.5427e-06 | 0.18809 | 3.7101e-06 | 1.1292e-06 | 0.31582 | 0.0017461 | 2.2259e-06 | 0.23116 | 0.0012781 | 1.6292e-06 | 41.3721 | 5.413 | 0.10462 | 46.8897 | 18.0016 | 3.1431 | 0.046744 | 21.1914 | 30.2815 | 3.962 | 0.076574 | 34.32 | 13.1759 | 2.3005 | 0.034214 | 15.5106
Statewide | 2026 | 10 | 9 | 0.22879 | 4.513e-06 | 1.3735e-06 | 0.16746 | 3.3032e-06 | 1.0053e-06 | 0.28118 | 0.0015546 | 1.9818e-06 | 0.20581 | 0.0011379 | 1.4506e-06 | 36.8349 | 4.8194 | 0.093145 | 41.7475 | 16.0274 | 2.7984 | 0.041618 | 18.8674 | 26.9606 | 3.5275 | 0.068176 | 30.5562 | 11.7309 | 2.0482 | 0.030462 | 13.8096
Statewide | 2026 | 10 | 10 | 0.22104 | 4.3601e-06 | 1.327e-06 | 0.16178 | 3.1913e-06 | 9.7126e-07 | 0.27165 | 0.001502 | 1.9146e-06 | 0.19883 | 0.0010993 | 1.4014e-06 | 35.5865 | 4.6561 | 0.089988 | 40.3325 | 15.4842 | 2.7035 | 0.040208 | 18.2279 | 26.0468 | 3.4079 | 0.065865 | 29.5206 | 11.3333 | 1.9788 | 0.029429 | 13.3416
Statewide | 2026 | 10 | 11 | 0.22399 | 4.4183e-06 | 1.3447e-06 | 0.16394 | 3.2339e-06 | 9.8423e-07 | 0.27528 | 0.001522 | 1.9402e-06 | 0.20149 | 0.001114 | 1.4201e-06 | 36.0617 | 4.7182 | 0.09119 | 40.8711 | 15.691 | 2.7396 | 0.040744 | 18.4713 | 26.3946 | 3.4534 | 0.066745 | 29.9148 | 11.4847 | 2.0052 | 0.029822 | 13.5197
Statewide | 2026 | 10 | 12 | 0.22391 | 4.4168e-06 | 1.3442e-06 | 0.16389 | 3.2328e-06 | 9.8389e-07 | 0.27518 | 0.0015215 | 1.9395e-06 | 0.20142 | 0.0011136 | 1.4196e-06 | 36.0492 | 4.7166 | 0.091159 | 40.857 | 15.6855 | 2.7387 | 0.04073 | 18.4649 | 26.3855 | 3.4522 | 0.066722 | 29.9044 | 11.4807 | 2.0045 | 0.029812 | 13.515
Statewide | 2026 | 10 | 13 | 0.23828 | 4.7002e-06 | 1.4305e-06 | 0.17441 | 3.4402e-06 | 1.047e-06 | 0.29285 | 0.0016191 | 2.064e-06 | 0.21434 | 0.0011851 | 1.5107e-06 | 38.3628 | 5.0193 | 0.097009 | 43.4791 | 16.6922 | 2.9144 | 0.043344 | 19.65 | 28.0789 | 3.6738 | 0.071004 | 31.8236 | 12.2175 | 2.1332 | 0.031725 | 14.3824
Statewide | 2026 | 10 | 14 | 0.25678 | 5.0651e-06 | 1.5415e-06 | 0.18794 | 3.7073e-06 | 1.1283e-06 | 0.31558 | 0.0017448 | 2.2242e-06 | 0.23098 | 0.0012771 | 1.628e-06 | 41.3405 | 5.4089 | 0.10454 | 46.8539 | 17.9878 | 3.1407 | 0.046709 | 21.1752 | 30.2583 | 3.9589 | 0.076515 | 34.2938 | 13.1658 | 2.2987 | 0.034188 | 15.4988
Statewide | 2026 | 10 | 15 | 0.26616 | 5.2501e-06 | 1.5979e-06 | 0.19481 | 3.8427e-06 | 1.1695e-06 | 0.3271 | 0.0018085 | 2.3055e-06 | 0.23942 | 0.0013237 | 1.6874e-06 | 42.8506 | 5.6065 | 0.10836 | 48.5655 | 18.6449 | 3.2554 | 0.048415 | 21.9487 | 31.3637 | 4.1036 | 0.07931 | 35.5465 | 13.6468 | 2.3827 | 0.035436 | 16.0649
Statewide | 2026 | 10 | 16 | 0.28321 | 5.5865e-06 | 1.7002e-06 | 0.20729 | 4.0889e-06 | 1.2445e-06 | 0.34806 | 0.0019244 | 2.4532e-06 | 0.25476 | 0.0014085 | 1.7956e-06 | 45.5962 | 5.9657 | 0.1153 | 51.6773 | 19.8396 | 3.464 | 0.051517 | 23.3551 | 33.3733 | 4.3665 | 0.084392 | 37.8241 | 14.5212 | 2.5354 | 0.037707 | 17.0943
Statewide | 2026 | 10 | 17 | 0.29604 | 5.8395e-06 | 1.7772e-06 | 0.21668 | 4.2741e-06 | 1.3008e-06 | 0.36383 | 0.0020116 | 2.5643e-06 | 0.2663 | 0.0014723 | 1.8769e-06 | 47.6614 | 6.2359 | 0.12052 | 54.0178 | 20.7382 | 3.6209 | 0.053851 | 24.4129 | 34.8848 | 4.5643 | 0.088214 | 39.5373 | 15.1789 | 2.6502 | 0.039415 | 17.8685
Statewide | 2026 | 10 | 18 | 0.30433 | 6.003e-06 | 1.827e-06 | 0.22275 | 4.3938e-06 | 1.3372e-06 | 0.37401 | 0.0020679 | 2.6361e-06 | 0.27375 | 0.0015136 | 1.9294e-06 | 48.9956 | 6.4105 | 0.1239 | 55.53 | 21.3187 | 3.7222 | 0.055358 | 25.0963 | 35.8614 | 4.692 | 0.090684 | 40.6441 | 15.6038 | 2.7244 | 0.040518 | 18.3687
Statewide | 2026 | 10 | 19 | 0.30456 | 6.0076e-06 | 1.8284e-06 | 0.22292 | 4.3972e-06 | 1.3383e-06 | 0.3743 | 0.0020695 | 2.6381e-06 | 0.27396 | 0.0015147 | 1.9309e-06 | 49.0335 | 6.4154 | 0.12399 | 55.5729 | 21.3352 | 3.7251 | 0.055401 | 25.1157 | 35.8891 | 4.6957 | 0.090754 | 40.6755 | 15.6159 | 2.7265 | 0.040549 | 18.3829
Statewide | 2026 | 10 | 20 | 0.2906 | 5.7322e-06 | 1.7446e-06 | 0.2127 | 4.1956e-06 | 1.2769e-06 | 0.35714 | 0.0019746 | 2.5172e-06 | 0.2614 | 0.0014453 | 1.8424e-06 | 46.7856 | 6.1213 | 0.11831 | 53.0252 | 20.3571 | 3.5543 | 0.052861 | 23.9643 | 34.2438 | 4.4804 | 0.086593 | 38.8107 | 14.9 | 2.6015 | 0.038691 | 17.5402
Statewide | 2026 | 10 | 21 | 0.28337 | 5.5895e-06 | 1.7012e-06 | 0.2074 | 4.0912e-06 | 1.2451e-06 | 0.34825 | 0.0019255 | 2.4545e-06 | 0.2549 | 0.0014093 | 1.7966e-06 | 45.6212 | 5.969 | 0.11536 | 51.7055 | 19.8504 | 3.4659 | 0.051545 | 23.3678 | 33.3915 | 4.3689 | 0.084438 | 37.8448 | 14.5291 | 2.5368 | 0.037728 | 17.1036
Statewide | 2026 | 10 | 22 | 0.27567 | 5.4376e-06 | 1.6549e-06 | 0.20177 | 3.98e-06 | 1.2113e-06 | 0.33879 | 0.0018732 | 2.3878e-06 | 0.24797 | 0.001371 | 1.7477e-06 | 44.3814 | 5.8068 | 0.11223 | 50.3004 | 19.311 | 3.3717 | 0.050145 | 22.7328 | 32.4841 | 4.2501 | 0.082143 | 36.8163 | 14.1343 | 2.4678 | 0.036702 | 16.6388
Statewide | 2026 | 10 | 23 | 0.24834 | 4.8986e-06 | 1.4909e-06 | 0.18177 | 3.5854e-06 | 1.0912e-06 | 0.3052 | 0.0016875 | 2.1511e-06 | 0.22339 | 0.0012351 | 1.5745e-06 | 39.9816 | 5.2311 | 0.1011 | 45.3138 | 17.3966 | 3.0374 | 0.045173 | 20.4792 | 29.2637 | 3.8288 | 0.074 | 33.1665 | 12.7331 | 2.2232 | 0.033064 | 14.9893
Statewide | 2026 | 10 | 24 | 0.226 | 4.458e-06 | 1.3568e-06 | 0.16542 | 3.2629e-06 | 9.9307e-07 | 0.27775 | 0.0015357 | 1.9576e-06 | 0.20329 | 0.001124 | 1.4329e-06 | 36.3854 | 4.7606 | 0.092009 | 41.238 | 15.8318 | 2.7642 | 0.04111 | 18.6372 | 26.6316 | 3.4844 | 0.067344 | 30.1834 | 11.5878 | 2.0232 | 0.03009 | 13.6411
Statewide | 2026 | 11 | 1 | 0.25837 | 5.0965e-06 | 1.5511e-06 | 0.18911 | 3.7302e-06 | 1.1353e-06 | 0.31753 | 0.0017556 | 2.238e-06 | 0.23241 | 0.001285 | 1.6381e-06 | 41.5966 | 5.4424 | 0.10519 | 47.1442 | 18.0993 | 3.1601 | 0.046998 | 21.3064 | 30.4458 | 3.9835 | 0.076989 | 34.5063 | 13.2474 | 2.313 | 0.034399 | 15.5948
Statewide | 2026 | 11 | 2 | 0.24725 | 4.8771e-06 | 1.4843e-06 | 0.18097 | 3.5697e-06 | 1.0864e-06 | 0.30387 | 0.0016801 | 2.1417e-06 | 0.22241 | 0.0012297 | 1.5676e-06 | 39.8065 | 5.2082 | 0.10066 | 45.1153 | 17.3204 | 3.0241 | 0.044976 | 20.3895 | 29.1356 | 3.812 | 0.073676 | 33.0213 | 12.6773 | 2.2134 | 0.032919 | 14.9237
Statewide | 2026 | 11 | 3 | 0.25357 | 5.0018e-06 | 1.5223e-06 | 0.1856 | 3.661e-06 | 1.1142e-06 | 0.31163 | 0.001723 | 2.1964e-06 | 0.22809 | 0.0012611 | 1.6076e-06 | 40.8241 | 5.3413 | 0.10323 | 46.2687 | 17.7631 | 3.1014 | 0.046125 | 20.9107 | 29.8804 | 3.9095 | 0.075559 | 33.8654 | 13.0014 | 2.27 | 0.033761 | 15.3052
Statewide | 2026 | 11 | 4 | 0.25366 | 5.0035e-06 | 1.5228e-06 | 0.18566 | 3.6622e-06 | 1.1146e-06 | 0.31174 | 0.0017236 | 2.1972e-06 | 0.22817 | 0.0012616 | 1.6082e-06 | 40.8381 | 5.3432 | 0.10327 | 46.2845 | 17.7692 | 3.1025 | 0.046141 | 20.9179 | 29.8906 | 3.9108 | 0.075585 | 33.877 | 13.0058 | 2.2708 | 0.033772 | 15.3104
Statewide | 2026 | 11 | 5 | 0.24514 | 4.8355e-06 | 1.4717e-06 | 0.17942 | 3.5392e-06 | 1.0772e-06 | 0.30127 | 0.0016657 | 2.1234e-06 | 0.22051 | 0.0012192 | 1.5542e-06 | 39.4666 | 5.1637 | 0.0998 | 44.7301 | 17.1725 | 2.9983 | 0.044592 | 20.2154 | 28.8868 | 3.7795 | 0.073047 | 32.7393 | 12.5691 | 2.1945 | 0.032638 | 14.7962
Statewide | 2026 | 11 | 6 | 0.25486 | 5.0273e-06 | 1.53e-06 | 0.18654 | 3.6796e-06 | 1.1199e-06 | 0.31322 | 0.0017318 | 2.2076e-06 | 0.22926 | 0.0012676 | 1.6158e-06 | 41.0322 | 5.3686 | 0.10376 | 46.5046 | 17.8537 | 3.1172 | 0.046361 | 21.0173 | 30.0327 | 3.9294 | 0.075945 | 34.0381 | 13.0677 | 2.2816 | 0.033933 | 15.3832
Statewide | 2026 | 11 | 7 | 0.26981 | 5.3222e-06 | 1.6198e-06 | 0.19748 | 3.8955e-06 | 1.1856e-06 | 0.3316 | 0.0018334 | 2.3371e-06 | 0.2427 | 0.0013419 | 1.7106e-06 | 43.439 | 5.6835 | 0.10985 | 49.2323 | 18.9009 | 3.3001 | 0.04908 | 22.2501 | 31.7943 | 4.1599 | 0.080399 | 36.0346 | 13.8342 | 2.4154 | 0.035923 | 16.2855
Statewide | 2026 | 11 | 8 | 0.26862 | 5.2987e-06 | 1.6127e-06 | 0.19661 | 3.8783e-06 | 1.1804e-06 | 0.33013 | 0.0018253 | 2.3268e-06 | 0.24164 | 0.001336 | 1.7031e-06 | 43.2476 | 5.6584 | 0.10936 | 49.0154 | 18.8176 | 3.2855 | 0.048864 | 22.152 | 31.6542 | 4.1416 | 0.080045 | 35.8758 | 13.7732 | 2.4048 | 0.035765 | 16.2137
Statewide | 2026 | 11 | 9 | 0.26181 | 5.1644e-06 | 1.5718e-06 | 0.19163 | 3.78e-06 | 1.1504e-06 | 0.32176 | 0.001779 | 2.2678e-06 | 0.23551 | 0.0013021 | 1.6599e-06 | 42.1508 | 5.5149 | 0.10659 | 47.7724 | 18.3404 | 3.2022 | 0.047624 | 21.5903 | 30.8515 | 4.0365 | 0.078015 | 34.966 | 13.4239 | 2.3438 | 0.034858 | 15.8026
Statewide | 2026 | 11 | 10 | 0.25034 | 4.9381e-06 | 1.5029e-06 | 0.18323 | 3.6144e-06 | 1.1e-06 | 0.30767 | 0.0017011 | 2.1685e-06 | 0.22519 | 0.0012451 | 1.5872e-06 | 40.3043 | 5.2733 | 0.10192 | 45.6796 | 17.537 | 3.0619 | 0.045538 | 20.6445 | 29.5 | 3.8597 | 0.074597 | 33.4343 | 12.8359 | 2.2411 | 0.033331 | 15.1103
Statewide | 2026 | 11 | 11 | 0.25743 | 5.0779e-06 | 1.5454e-06 | 0.18842 | 3.7167e-06 | 1.1312e-06 | 0.31638 | 0.0017492 | 2.2299e-06 | 0.23156 | 0.0012803 | 1.6321e-06 | 41.4452 | 5.4226 | 0.1048 | 46.9726 | 18.0334 | 3.1486 | 0.046827 | 21.2288 | 30.335 | 3.969 | 0.076709 | 34.3806 | 13.1992 | 2.3046 | 0.034274 | 15.538
Statewide | 2026 | 11 | 12 | 0.25575 | 5.0448e-06 | 1.5354e-06 | 0.18719 | 3.6925e-06 | 1.1238e-06 | 0.31431 | 0.0017378 | 2.2153e-06 | 0.23006 | 0.001272 | 1.6215e-06 | 41.1752 | 5.3873 | 0.10412 | 46.6666 | 17.9159 | 3.1281 | 0.046522 | 21.0905 | 30.1374 | 3.9431 | 0.076209 | 34.1567 | 13.1132 | 2.2895 | 0.034051 | 15.4368
Statewide | 2026 | 11 | 13 | 0.26739 | 5.2744e-06 | 1.6052e-06 | 0.19571 | 3.8605e-06 | 1.1749e-06 | 0.32862 | 0.0018169 | 2.3161e-06 | 0.24052 | 0.0013298 | 1.6952e-06 | 43.0487 | 5.6324 | 0.10886 | 48.7899 | 18.7311 | 3.2704 | 0.048639 | 22.0502 | 31.5086 | 4.1225 | 0.079677 | 35.7108 | 13.7099 | 2.3937 | 0.0356 | 16.1392
Statewide | 2026 | 11 | 14 | 0.27794 | 5.4824e-06 | 1.6686e-06 | 0.20343 | 4.0128e-06 | 1.2213e-06 | 0.34158 | 0.0018886 | 2.4075e-06 | 0.25001 | 0.0013823 | 1.7621e-06 | 44.7469 | 5.8546 | 0.11315 | 50.7146 | 19.47 | 3.3994 | 0.050558 | 22.92 | 32.7516 | 4.2851 | 0.08282 | 37.1195 | 14.2507 | 2.4882 | 0.037005 | 16.7758
Statewide | 2026 | 11 | 15 | 0.29358 | 5.7911e-06 | 1.7625e-06 | 0.21488 | 4.2387e-06 | 1.29e-06 | 0.36081 | 0.0019949 | 2.543e-06 | 0.26409 | 0.0014601 | 1.8613e-06 | 47.2659 | 6.1842 | 0.11952 | 53.5696 | 20.5661 | 3.5908 | 0.053404 | 24.2103 | 34.5953 | 4.5264 | 0.087482 | 39.2092 | 15.0529 | 2.6282 | 0.039088 | 17.7202
Statewide | 2026 | 11 | 16 | 0.31275 | 6.1692e-06 | 1.8776e-06 | 0.22891 | 4.5154e-06 | 1.3743e-06 | 0.38437 | 0.0021251 | 2.7091e-06 | 0.28133 | 0.0015555 | 1.9829e-06 | 50.352 | 6.588 | 0.12733 | 57.0673 | 21.9089 | 3.8253 | 0.056891 | 25.791 | 36.8542 | 4.8219 | 0.093194 | 41.7693 | 16.0358 | 2.7998 | 0.04164 | 18.8772
Statewide | 2026 | 11 | 17 | 0.32318 | 6.3749e-06 | 1.9402e-06 | 0.23655 | 4.666e-06 | 1.4201e-06 | 0.39719 | 0.002196 | 2.7994e-06 | 0.29071 | 0.0016073 | 2.049e-06 | 52.0313 | 6.8077 | 0.13157 | 58.9705 | 22.6396 | 3.9528 | 0.058788 | 26.6512 | 38.0833 | 4.9827 | 0.096302 | 43.1623 | 16.5706 | 2.8932 | 0.043029 | 19.5068
Statewide | 2026 | 11 | 18 | 0.32926 | 6.4948e-06 | 1.9767e-06 | 0.24099 | 4.7538e-06 | 1.4468e-06 | 0.40466 | 0.0022373 | 2.8521e-06 | 0.29618 | 0.0016376 | 2.0875e-06 | 53.0098 | 6.9357 | 0.13405 | 60.0796 | 23.0654 | 4.0272 | 0.059893 | 27.1524 | 38.7995 | 5.0764 | 0.098113 | 43.9741 | 16.8822 | 2.9476 | 0.043838 | 19.8737
Statewide | 2026 | 11 | 19 | 0.32766 | 6.4632e-06 | 1.9671e-06 | 0.23982 | 4.7306e-06 | 1.4398e-06 | 0.40269 | 0.0022264 | 2.8382e-06 | 0.29474 | 0.0016296 | 2.0774e-06 | 52.7518 | 6.9019 | 0.13339 | 59.7872 | 22.9531 | 4.0076 | 0.059602 | 27.0203 | 38.6107 | 5.0517 | 0.097636 | 43.76 | 16.8001 | 2.9333 | 0.043625 | 19.777
Statewide | 2026 | 11 | 20 | 0.31755 | 6.2638e-06 | 1.9064e-06 | 0.23242 | 4.5847e-06 | 1.3953e-06 | 0.39026 | 0.0021577 | 2.7506e-06 | 0.28565 | 0.0015793 | 2.0133e-06 | 51.1245 | 6.689 | 0.12928 | 57.9428 | 22.245 | 3.8839 | 0.057763 | 26.1867 | 37.4195 | 4.8959 | 0.094624 | 42.4101 | 16.2818 | 2.8428 | 0.042279 | 19.1668
Statewide | 2026 | 11 | 21 | 0.30856 | 6.0865e-06 | 1.8524e-06 | 0.22584 | 4.4549e-06 | 1.3558e-06 | 0.37921 | 0.0020967 | 2.6727e-06 | 0.27756 | 0.0015346 | 1.9563e-06 | 49.6768 | 6.4996 | 0.12562 | 56.3021 | 21.6151 | 3.774 | 0.056128 | 25.4452 | 36.36 | 4.7573 | 0.091944 | 41.2092 | 15.8208 | 2.7623 | 0.041082 | 18.6241
Statewide | 2026 | 11 | 22 | 0.27858 | 5.4951e-06 | 1.6724e-06 | 0.2039 | 4.022e-06 | 1.2241e-06 | 0.34237 | 0.0018929 | 2.413e-06 | 0.25059 | 0.0013855 | 1.7662e-06 | 44.8499 | 5.8681 | 0.11341 | 50.8314 | 19.5148 | 3.4073 | 0.050674 | 22.9728 | 32.827 | 4.295 | 0.08301 | 37.205 | 14.2835 | 2.4939 | 0.03709 | 16.8145
Statewide | 2026 | 11 | 23 | 0.262 | 5.168e-06 | 1.5729e-06 | 0.19176 | 3.7826e-06 | 1.1512e-06 | 0.32199 | 0.0017803 | 2.2694e-06 | 0.23567 | 0.001303 | 1.6611e-06 | 42.1807 | 5.5188 | 0.10666 | 47.8062 | 18.3534 | 3.2045 | 0.047658 | 21.6056 | 30.8733 | 4.0394 | 0.07807 | 34.9908 | 13.4334 | 2.3455 | 0.034882 | 15.8138
Statewide | 2026 | 11 | 24 | 0.26791 | 5.2848e-06 | 1.6084e-06 | 0.19609 | 3.8681e-06 | 1.1772e-06 | 0.32926 | 0.0018205 | 2.3207e-06 | 0.241 | 0.0013325 | 1.6986e-06 | 43.1336 | 5.6435 | 0.10907 | 48.8862 | 18.7681 | 3.2769 | 0.048735 | 22.0937 | 31.5708 | 4.1307 | 0.079834 | 35.7813 | 13.7369 | 2.3984 | 0.03567 | 16.171
Statewide | 2026 | 12 | 1 | 0.27367 | 5.3983e-06 | 1.643e-06 | 0.20031 | 3.9512e-06 | 1.2025e-06 | 0.33634 | 0.0018596 | 2.3706e-06 | 0.24618 | 0.0013611 | 1.7351e-06 | 44.0603 | 5.7648 | 0.11142 | 49.9365 | 19.1713 | 3.3473 | 0.049782 | 22.5683 | 32.2491 | 4.2194 | 0.081549 | 36.55 | 14.032 | 2.45 | 0.036437 | 16.5185
Statewide | 2026 | 12 | 2 | 0.26926 | 5.3113e-06 | 1.6165e-06 | 0.19708 | 3.8875e-06 | 1.1831e-06 | 0.33092 | 0.0018296 | 2.3323e-06 | 0.24221 | 0.0013392 | 1.7071e-06 | 43.3499 | 5.6718 | 0.10962 | 49.1313 | 18.8622 | 3.2933 | 0.048979 | 22.2045 | 31.7291 | 4.1514 | 0.080234 | 35.9607 | 13.8058 | 2.4105 | 0.035849 | 16.2521
Statewide | 2026 | 12 | 3 | 0.26249 | 5.1777e-06 | 1.5758e-06 | 0.19212 | 3.7897e-06 | 1.1534e-06 | 0.32259 | 0.0017836 | 2.2737e-06 | 0.23611 | 0.0013055 | 1.6642e-06 | 42.2595 | 5.5292 | 0.10686 | 47.8955 | 18.3877 | 3.2105 | 0.047747 | 21.646 | 30.931 | 4.047 | 0.078216 | 35.0562 | 13.4585 | 2.3498 | 0.034948 | 15.8433
Statewide | 2026 | 12 | 4 | 0.25772 | 5.0837e-06 | 1.5472e-06 | 0.18863 | 3.7209e-06 | 1.1325e-06 | 0.31674 | 0.0017512 | 2.2324e-06 | 0.23183 | 0.0012818 | 1.634e-06 | 41.4926 | 5.4288 | 0.10492 | 47.0263 | 18.054 | 3.1522 | 0.046881 | 21.2531 | 30.3697 | 3.9735 | 0.076797 | 34.42 | 13.2143 | 2.3072 | 0.034313 | 15.5558
Statewide | 2026 | 12 | 5 | 0.26189 | 5.166e-06 | 1.5723e-06 | 0.19169 | 3.7812e-06 | 1.1508e-06 | 0.32186 | 0.0017796 | 2.2685e-06 | 0.23558 | 0.0013025 | 1.6604e-06 | 42.1642 | 5.5167 | 0.10662 | 47.7875 | 18.3463 | 3.2032 | 0.04764 | 21.5971 | 30.8613 | 4.0378 | 0.07804 | 34.9771 | 13.4282 | 2.3445 | 0.034869 | 15.8076
Statewide | 2026 | 12 | 6 | 0.26702 | 5.2672e-06 | 1.6031e-06 | 0.19544 | 3.8552e-06 | 1.1733e-06 | 0.32817 | 0.0018144 | 2.313e-06 | 0.2402 | 0.001328 | 1.6929e-06 | 42.99 | 5.6247 | 0.10871 | 48.7235 | 18.7056 | 3.266 | 0.048573 | 22.0201 | 31.4657 | 4.1169 | 0.079568 | 35.6622 | 13.6912 | 2.3905 | 0.035552 | 16.1172
Statewide | 2026 | 12 | 7 | 0.27779 | 5.4795e-06 | 1.6677e-06 | 0.20332 | 4.0106e-06 | 1.2206e-06 | 0.3414 | 0.0018876 | 2.4062e-06 | 0.24988 | 0.0013816 | 1.7612e-06 | 44.7228 | 5.8514 | 0.11309 | 50.6874 | 19.4595 | 3.3976 | 0.05053 | 22.9077 | 32.734 | 4.2828 | 0.082775 | 37.0996 | 14.243 | 2.4868 | 0.036985 | 16.7668
Statewide | 2026 | 12 | 8 | 0.28035 | 5.5301e-06 | 1.6831e-06 | 0.2052 | 4.0477e-06 | 1.2319e-06 | 0.34455 | 0.001905 | 2.4284e-06 | 0.25219 | 0.0013943 | 1.7775e-06 | 45.1361 | 5.9055 | 0.11414 | 51.1557 | 19.6394 | 3.429 | 0.050997 | 23.1194 | 33.0365 | 4.3224 | 0.08354 | 37.4424 | 14.3746 | 2.5098 | 0.037326 | 16.9218
Statewide | 2026 | 12 | 9 | 0.28044 | 5.5318e-06 | 1.6836e-06 | 0.20526 | 4.0489e-06 | 1.2323e-06 | 0.34465 | 0.0019056 | 2.4292e-06 | 0.25226 | 0.0013947 | 1.778e-06 | 45.1496 | 5.9073 | 0.11417 | 51.1711 | 19.6453 | 3.43 | 0.051013 | 23.1263 | 33.0464 | 4.3237 | 0.083565 | 37.4537 | 14.379 | 2.5105 | 0.037338 | 16.9268
Statewide | 2026 | 12 | 10 | 0.26559 | 5.239e-06 | 1.5945e-06 | 0.1944 | 3.8346e-06 | 1.167e-06 | 0.32641 | 0.0018047 | 2.3006e-06 | 0.23891 | 0.0013209 | 1.6839e-06 | 42.7597 | 5.5946 | 0.10813 | 48.4624 | 18.6054 | 3.2485 | 0.048312 | 21.9022 | 31.2971 | 4.0949 | 0.079142 | 35.4711 | 13.6178 | 2.3777 | 0.035361 | 16.0309
Statewide | 2026 | 12 | 11 | 0.26336 | 5.195e-06 | 1.5811e-06 | 0.19276 | 3.8024e-06 | 1.1572e-06 | 0.32367 | 0.0017896 | 2.2813e-06 | 0.2369 | 0.0013098 | 1.6697e-06 | 42.4008 | 5.5476 | 0.10722 | 48.0557 | 18.4492 | 3.2212 | 0.047907 | 21.7183 | 31.0345 | 4.0605 | 0.078478 | 35.1734 | 13.5035 | 2.3577 | 0.035064 | 15.8963
Statewide | 2026 | 12 | 12 | 0.26614 | 5.2497e-06 | 1.5977e-06 | 0.19479 | 3.8424e-06 | 1.1694e-06 | 0.32708 | 0.0018084 | 2.3053e-06 | 0.2394 | 0.0013236 | 1.6873e-06 | 42.8476 | 5.6061 | 0.10835 | 48.5621 | 18.6436 | 3.2552 | 0.048412 | 21.9472 | 31.3615 | 4.1033 | 0.079305 | 35.544 | 13.6458 | 2.3825 | 0.035434 | 16.0638
Statewide | 2026 | 12 | 13 | 0.26638 | 5.2544e-06 | 1.5992e-06 | 0.19497 | 3.8459e-06 | 1.1705e-06 | 0.32737 | 0.00181 | 2.3074e-06 | 0.23961 | 0.0013248 | 1.6888e-06 | 42.8858 | 5.6111 | 0.10845 | 48.6053 | 18.6602 | 3.2581 | 0.048455 | 21.9667 | 31.3894 | 4.1069 | 0.079375 | 35.5757 | 13.658 | 2.3847 | 0.035466 | 16.0781
Statewide | 2026 | 12 | 14 | 0.27305 | 5.3861e-06 | 1.6393e-06 | 0.19986 | 3.9423e-06 | 1.1998e-06 | 0.33558 | 0.0018554 | 2.3652e-06 | 0.24562 | 0.001358 | 1.7312e-06 | 43.9608 | 5.7517 | 0.11116 | 49.8237 | 19.128 | 3.3397 | 0.049669 | 22.5174 | 32.1763 | 4.2099 | 0.081365 | 36.4675 | 14.0004 | 2.4444 | 0.036355 | 16.4812
Statewide | 2026 | 12 | 15 | 0.27747 | 5.4732e-06 | 1.6658e-06 | 0.20309 | 4.006e-06 | 1.2192e-06 | 0.34101 | 0.0018854 | 2.4035e-06 | 0.24959 | 0.00138 | 1.7592e-06 | 44.6717 | 5.8448 | 0.11296 | 50.6294 | 19.4373 | 3.3937 | 0.050473 | 22.8815 | 32.6966 | 4.278 | 0.082681 | 37.0572 | 14.2268 | 2.484 | 0.036942 | 16.7477
Statewide | 2026 | 12 | 16 | 0.29394 | 5.7982e-06 | 1.7647e-06 | 0.21515 | 4.2439e-06 | 1.2916e-06 | 0.36125 | 0.0019973 | 2.5462e-06 | 0.26441 | 0.0014619 | 1.8636e-06 | 47.324 | 6.1918 | 0.11967 | 53.6354 | 20.5913 | 3.5952 | 0.053469 | 24.24 | 34.6378 | 4.5319 | 0.08759 | 39.2574 | 15.0714 | 2.6315 | 0.039136 | 17.742
Statewide | 2026 | 12 | 17 | 0.32159 | 6.3435e-06 | 1.9306e-06 | 0.23538 | 4.643e-06 | 1.4131e-06 | 0.39523 | 0.0021852 | 2.7856e-06 | 0.28928 | 0.0015994 | 2.0389e-06 | 51.775 | 6.7741 | 0.13092 | 58.68 | 22.528 | 3.9334 | 0.058498 | 26.5199 | 37.8957 | 4.9582 | 0.095828 | 42.9497 | 16.489 | 2.879 | 0.042817 | 19.4107
Statewide | 2026 | 12 | 18 | 0.34594 | 6.8239e-06 | 2.0768e-06 | 0.2532 | 4.9946e-06 | 1.5201e-06 | 0.42516 | 0.0023507 | 2.9966e-06 | 0.31119 | 0.0017205 | 2.1933e-06 | 55.6956 | 7.2871 | 0.14084 | 63.1235 | 24.2339 | 4.2312 | 0.062928 | 28.5281 | 40.7653 | 5.3336 | 0.10308 | 46.202 | 17.7376 | 3.097 | 0.046059 | 20.8806
Statewide | 2026 | 12 | 19 | 0.33447 | 6.5976e-06 | 2.008e-06 | 0.24481 | 4.829e-06 | 1.4697e-06 | 0.41106 | 0.0022727 | 2.8972e-06 | 0.30087 | 0.0016635 | 2.1206e-06 | 53.8488 | 7.0455 | 0.13617 | 61.0304 | 23.4304 | 4.0909 | 0.060841 | 27.5821 | 39.4135 | 5.1568 | 0.099666 | 44.67 | 17.1494 | 2.9943 | 0.044532 | 20.1882
Statewide | 2026 | 12 | 20 | 0.30753 | 6.0662e-06 | 1.8462e-06 | 0.22509 | 4.4401e-06 | 1.3513e-06 | 0.37795 | 0.0020897 | 2.6639e-06 | 0.27664 | 0.0015295 | 1.9498e-06 | 49.5118 | 6.478 | 0.1252 | 56.1151 | 21.5433 | 3.7614 | 0.055941 | 25.3607 | 36.2392 | 4.7415 | 0.091639 | 41.0723 | 15.7682 | 2.7531 | 0.040945 | 18.5623
Statewide | 2026 | 12 | 21 | 0.30679 | 6.0515e-06 | 1.8418e-06 | 0.22455 | 4.4293e-06 | 1.348e-06 | 0.37704 | 0.0020846 | 2.6574e-06 | 0.27596 | 0.0015258 | 1.945e-06 | 49.3918 | 6.4623 | 0.1249 | 55.979 | 21.4911 | 3.7523 | 0.055806 | 25.2992 | 36.1513 | 4.73 | 0.091417 | 40.9727 | 15.73 | 2.7464 | 0.040846 | 18.5172
Statewide | 2026 | 12 | 22 | 0.29267 | 5.7732e-06 | 1.757e-06 | 0.21422 | 4.2255e-06 | 1.286e-06 | 0.35969 | 0.0019887 | 2.5352e-06 | 0.26327 | 0.0014556 | 1.8556e-06 | 47.1198 | 6.1651 | 0.11915 | 53.404 | 20.5025 | 3.5797 | 0.053239 | 24.1354 | 34.4884 | 4.5124 | 0.087212 | 39.088 | 15.0064 | 2.6201 | 0.038967 | 17.6655
Statewide | 2026 | 12 | 23 | 0.28645 | 5.6503e-06 | 1.7197e-06 | 0.20966 | 4.1356e-06 | 1.2587e-06 | 0.35204 | 0.0019464 | 2.4812e-06 | 0.25767 | 0.0014246 | 1.8161e-06 | 46.1172 | 6.0339 | 0.11662 | 52.2676 | 20.0662 | 3.5035 | 0.052106 | 23.6219 | 33.7545 | 4.4164 | 0.085356 | 38.2563 | 14.6871 | 2.5643 | 0.038138 | 17.2896
Statewide | 2026 | 12 | 24 | 0.27999 | 5.5231e-06 | 1.6809e-06 | 0.20494 | 4.0425e-06 | 1.2303e-06 | 0.34411 | 0.0019026 | 2.4253e-06 | 0.25186 | 0.0013925 | 1.7752e-06 | 45.0784 | 5.898 | 0.11399 | 51.0904 | 19.6143 | 3.4246 | 0.050932 | 23.0898 | 32.9943 | 4.3169 | 0.083433 | 37.3946 | 14.3563 | 2.5066 | 0.037279 | 16.9001
Statewide | 2027 | 1 | 1 | 0.25416 | 5.0135e-06 | 1.5258e-06 | 0.18 | 3.5506e-06 | 1.0806e-06 | 0.31236 | 0.001727 | 2.2016e-06 | 0.22122 | 0.0012231 | 1.5592e-06 | 41.2316 | 5.3538 | 0.10347 | 46.6888 | 18.4293 | 3.1086 | 0.046233 | 21.5841 | 29.2012 | 3.7917 | 0.073282 | 33.0661 | 13.052 | 2.2016 | 0.032743 | 15.2864
Statewide | 2027 | 1 | 2 | 0.25999 | 5.1284e-06 | 1.5608e-06 | 0.18413 | 3.6321e-06 | 1.1054e-06 | 0.31952 | 0.0017666 | 2.252e-06 | 0.22629 | 0.0012512 | 1.5949e-06 | 42.177 | 5.4765 | 0.10585 | 47.7594 | 18.8518 | 3.1799 | 0.047293 | 22.0791 | 29.8707 | 3.8786 | 0.074963 | 33.8243 | 13.3513 | 2.2521 | 0.033494 | 15.6369
Statewide | 2027 | 1 | 3 | 0.25019 | 4.9351e-06 | 1.502e-06 | 0.17719 | 3.4951e-06 | 1.0637e-06 | 0.30748 | 0.0017 | 2.1671e-06 | 0.21776 | 0.001204 | 1.5348e-06 | 40.5869 | 5.2701 | 0.10186 | 45.9588 | 18.1411 | 3.06 | 0.04551 | 21.2467 | 28.7446 | 3.7324 | 0.072136 | 32.5491 | 12.848 | 2.1672 | 0.032231 | 15.0474
Statewide | 2027 | 1 | 4 | 0.24013 | 4.7368e-06 | 1.4416e-06 | 0.17007 | 3.3547e-06 | 1.021e-06 | 0.29512 | 0.0016317 | 2.0801e-06 | 0.20901 | 0.0011556 | 1.4732e-06 | 38.9562 | 5.0583 | 0.097763 | 44.1123 | 17.4122 | 2.9371 | 0.043681 | 20.393 | 27.5897 | 3.5824 | 0.069238 | 31.2413 | 12.3317 | 2.0801 | 0.030936 | 14.4428
Statewide | 2027 | 1 | 5 | 0.23694 | 4.6737e-06 | 1.4224e-06 | 0.1678 | 3.31e-06 | 1.0074e-06 | 0.29119 | 0.00161 | 2.0524e-06 | 0.20623 | 0.0011402 | 1.4535e-06 | 38.4373 | 4.991 | 0.096461 | 43.5247 | 17.1803 | 2.898 | 0.0431 | 20.1214 | 27.2222 | 3.5347 | 0.068316 | 30.8252 | 12.1675 | 2.0524 | 0.030524 | 14.2504
Statewide | 2027 | 1 | 6 | 0.23259 | 4.5881e-06 | 1.3964e-06 | 0.16473 | 3.2494e-06 | 9.8894e-07 | 0.28586 | 0.0015805 | 2.0148e-06 | 0.20245 | 0.0011193 | 1.4269e-06 | 37.7329 | 4.8995 | 0.094693 | 42.7271 | 16.8655 | 2.8449 | 0.04231 | 19.7527 | 26.7234 | 3.4699 | 0.067064 | 30.2604 | 11.9445 | 2.0148 | 0.029965 | 13.9893
Statewide | 2027 | 1 | 7 | 0.24062 | 4.7464e-06 | 1.4445e-06 | 0.17041 | 3.3615e-06 | 1.0231e-06 | 0.29572 | 0.001635 | 2.0843e-06 | 0.20944 | 0.001158 | 1.4761e-06 | 39.035 | 5.0686 | 0.097961 | 44.2015 | 17.4475 | 2.943 | 0.04377 | 20.4343 | 27.6455 | 3.5897 | 0.069378 | 31.3045 | 12.3567 | 2.0843 | 0.030999 | 14.472
Statewide | 2027 | 1 | 8 | 0.24758 | 4.8836e-06 | 1.4863e-06 | 0.17534 | 3.4587e-06 | 1.0527e-06 | 0.30427 | 0.0016823 | 2.1446e-06 | 0.21549 | 0.0011915 | 1.5188e-06 | 40.164 | 5.2152 | 0.10079 | 45.4799 | 17.9521 | 3.0282 | 0.045036 | 21.0253 | 28.4451 | 3.6935 | 0.071385 | 32.21 | 12.7141 | 2.1446 | 0.031895 | 14.8906
Statewide | 2027 | 1 | 9 | 0.23888 | 4.712e-06 | 1.4341e-06 | 0.16918 | 3.3372e-06 | 1.0157e-06 | 0.29358 | 0.0016232 | 2.0692e-06 | 0.20792 | 0.0011496 | 1.4654e-06 | 38.7525 | 5.0319 | 0.097252 | 43.8816 | 17.3212 | 2.9217 | 0.043453 | 20.2864 | 27.4454 | 3.5637 | 0.068876 | 31.078 | 12.2673 | 2.0692 | 0.030774 | 14.3673
Statewide | 2027 | 1 | 10 | 0.23492 | 4.6339e-06 | 1.4103e-06 | 0.16638 | 3.2819e-06 | 9.9883e-07 | 0.28872 | 0.0015963 | 2.0349e-06 | 0.20447 | 0.0011305 | 1.4412e-06 | 38.1104 | 4.9485 | 0.095641 | 43.1545 | 17.0342 | 2.8733 | 0.042733 | 19.9502 | 26.9907 | 3.5047 | 0.067735 | 30.5631 | 12.064 | 2.035 | 0.030265 | 14.1292
Statewide | 2027 | 1 | 11 | 0.23782 | 4.6912e-06 | 1.4278e-06 | 0.16843 | 3.3224e-06 | 1.0112e-06 | 0.29228 | 0.001616 | 2.0601e-06 | 0.207 | 0.0011445 | 1.459e-06 | 38.5813 | 5.0097 | 0.096822 | 43.6878 | 17.2447 | 2.9088 | 0.043261 | 20.1968 | 27.3242 | 3.548 | 0.068572 | 30.9407 | 12.2131 | 2.0601 | 0.030639 | 14.3038
Statewide | 2027 | 1 | 12 | 0.24061 | 4.7463e-06 | 1.4445e-06 | 0.17041 | 3.3614e-06 | 1.023e-06 | 0.29571 | 0.001635 | 2.0842e-06 | 0.20943 | 0.0011579 | 1.4761e-06 | 39.034 | 5.0684 | 0.097959 | 44.2004 | 17.447 | 2.943 | 0.043769 | 20.4338 | 27.6448 | 3.5896 | 0.069377 | 31.3038 | 12.3564 | 2.0843 | 0.030998 | 14.4717
Statewide | 2027 | 1 | 13 | 0.2447 | 4.8269e-06 | 1.4691e-06 | 0.17331 | 3.4185e-06 | 1.0404e-06 | 0.30074 | 0.0016628 | 2.1197e-06 | 0.21299 | 0.0011776 | 1.5012e-06 | 39.6975 | 5.1546 | 0.099624 | 44.9517 | 17.7436 | 2.993 | 0.044513 | 20.7811 | 28.1147 | 3.6506 | 0.070556 | 31.8358 | 12.5664 | 2.1197 | 0.031525 | 14.7176
Statewide | 2027 | 1 | 14 | 0.24753 | 4.8826e-06 | 1.486e-06 | 0.1753 | 3.458e-06 | 1.0524e-06 | 0.30421 | 0.001682 | 2.1441e-06 | 0.21545 | 0.0011912 | 1.5185e-06 | 40.1555 | 5.2141 | 0.10077 | 45.4704 | 17.9483 | 3.0275 | 0.045026 | 21.0208 | 28.4391 | 3.6927 | 0.07137 | 32.2032 | 12.7114 | 2.1442 | 0.031889 | 14.8875
Statewide | 2027 | 1 | 15 | 0.25793 | 5.0878e-06 | 1.5485e-06 | 0.18267 | 3.6033e-06 | 1.0967e-06 | 0.31699 | 0.0017526 | 2.2342e-06 | 0.2245 | 0.0012413 | 1.5823e-06 | 41.8431 | 5.4332 | 0.10501 | 47.3813 | 18.7026 | 3.1548 | 0.046919 | 21.9043 | 29.6343 | 3.8479 | 0.074369 | 33.5565 | 13.2456 | 2.2343 | 0.033229 | 15.5131
Statewide | 2027 | 1 | 16 | 0.26904 | 5.3069e-06 | 1.6151e-06 | 0.19054 | 3.7585e-06 | 1.1439e-06 | 0.33064 | 0.0018281 | 2.3304e-06 | 0.23417 | 0.0012947 | 1.6505e-06 | 43.6448 | 5.6671 | 0.10953 | 49.4214 | 19.5079 | 3.2906 | 0.048939 | 22.8474 | 30.9102 | 4.0136 | 0.077571 | 35.0014 | 13.8159 | 2.3305 | 0.03466 | 16.1811
Statewide | 2027 | 1 | 17 | 0.29541 | 5.8271e-06 | 1.7735e-06 | 0.20921 | 4.1269e-06 | 1.256e-06 | 0.36305 | 0.0020073 | 2.5588e-06 | 0.25712 | 0.0014216 | 1.8122e-06 | 47.9227 | 6.2226 | 0.12027 | 54.2656 | 21.42 | 3.6131 | 0.053736 | 25.0869 | 33.94 | 4.407 | 0.085175 | 38.4322 | 15.1702 | 2.5589 | 0.038057 | 17.7671
Statewide | 2027 | 1 | 18 | 0.29593 | 5.8374e-06 | 1.7766e-06 | 0.20959 | 4.1342e-06 | 1.2582e-06 | 0.3637 | 0.0020109 | 2.5634e-06 | 0.25758 | 0.0014241 | 1.8155e-06 | 48.008 | 6.2337 | 0.12048 | 54.3622 | 21.4581 | 3.6196 | 0.053831 | 25.1315 | 34.0004 | 4.4148 | 0.085326 | 38.5006 | 15.1972 | 2.5635 | 0.038125 | 17.7987
Statewide | 2027 | 1 | 19 | 0.28772 | 5.6754e-06 | 1.7273e-06 | 0.20377 | 4.0195e-06 | 1.2233e-06 | 0.3536 | 0.0019551 | 2.4923e-06 | 0.25043 | 0.0013846 | 1.7651e-06 | 46.6758 | 6.0607 | 0.11714 | 52.8537 | 20.8627 | 3.5191 | 0.052337 | 24.4341 | 33.0569 | 4.2923 | 0.082959 | 37.4322 | 14.7754 | 2.4923 | 0.037067 | 17.3048
Statewide | 2027 | 1 | 20 | 0.26524 | 5.2319e-06 | 1.5923e-06 | 0.18785 | 3.7054e-06 | 1.1277e-06 | 0.32597 | 0.0018023 | 2.2975e-06 | 0.23086 | 0.0012764 | 1.6271e-06 | 43.0282 | 5.5871 | 0.10798 | 48.7233 | 19.2323 | 3.2441 | 0.048247 | 22.5247 | 30.4736 | 3.9569 | 0.076476 | 34.507 | 13.6208 | 2.2976 | 0.03417 | 15.9525
Statewide | 2027 | 1 | 21 | 0.24649 | 4.8621e-06 | 1.4798e-06 | 0.17457 | 3.4434e-06 | 1.048e-06 | 0.30293 | 0.0016749 | 2.1351e-06 | 0.21454 | 0.0011862 | 1.5121e-06 | 39.9865 | 5.1921 | 0.10035 | 45.2789 | 17.8727 | 3.0148 | 0.044837 | 20.9324 | 28.3194 | 3.6772 | 0.071069 | 32.0676 | 12.6579 | 2.1351 | 0.031754 | 14.8248
Statewide | 2027 | 1 | 22 | 0.24407 | 4.8145e-06 | 1.4653e-06 | 0.17286 | 3.4098e-06 | 1.0378e-06 | 0.29997 | 0.0016585 | 2.1142e-06 | 0.21244 | 0.0011746 | 1.4973e-06 | 39.5954 | 5.1413 | 0.099367 | 44.8361 | 17.6979 | 2.9853 | 0.044398 | 20.7276 | 28.0424 | 3.6412 | 0.070374 | 31.754 | 12.5341 | 2.1143 | 0.031444 | 14.6798
Statewide | 2027 | 1 | 23 | 0.24836 | 4.899e-06 | 1.491e-06 | 0.17589 | 3.4696e-06 | 1.056e-06 | 0.30523 | 0.0016876 | 2.1513e-06 | 0.21617 | 0.0011952 | 1.5236e-06 | 40.2899 | 5.2315 | 0.10111 | 45.6225 | 18.0083 | 3.0377 | 0.045177 | 21.0912 | 28.5342 | 3.7051 | 0.071609 | 32.3109 | 12.7539 | 2.1513 | 0.031995 | 14.9373
Statewide | 2027 | 1 | 24 | 0.24922 | 4.9161e-06 | 1.4962e-06 | 0.17651 | 3.4817e-06 | 1.0596e-06 | 0.30629 | 0.0016935 | 2.1588e-06 | 0.21692 | 0.0011994 | 1.5289e-06 | 40.4307 | 5.2498 | 0.10146 | 45.7819 | 18.0713 | 3.0483 | 0.045335 | 21.1649 | 28.6339 | 3.718 | 0.071859 | 32.4238 | 12.7985 | 2.1589 | 0.032107 | 14.9895
Statewide | 2027 | 2 | 1 | 0.21955 | 4.3308e-06 | 1.3181e-06 | 0.15549 | 3.0672e-06 | 9.3349e-07 | 0.26983 | 0.0014919 | 1.9018e-06 | 0.1911 | 0.0010566 | 1.3469e-06 | 35.6173 | 4.6248 | 0.089384 | 40.3315 | 15.9199 | 2.6854 | 0.039938 | 18.6452 | 25.225 | 3.2754 | 0.063304 | 28.5637 | 11.2748 | 1.9018 | 0.028285 | 13.2049
Statewide | 2027 | 2 | 2 | 0.21101 | 4.1622e-06 | 1.2668e-06 | 0.14944 | 2.9478e-06 | 8.9715e-07 | 0.25933 | 0.0014338 | 1.8278e-06 | 0.18366 | 0.0010154 | 1.2945e-06 | 34.2309 | 4.4448 | 0.085905 | 38.7616 | 15.3002 | 2.5808 | 0.038383 | 17.9194 | 24.2431 | 3.1479 | 0.06084 | 27.4519 | 10.8359 | 1.8278 | 0.027184 | 12.6909
Statewide | 2027 | 2 | 3 | 0.20434 | 4.0307e-06 | 1.2267e-06 | 0.14472 | 2.8547e-06 | 8.6881e-07 | 0.25113 | 0.0013885 | 1.77e-06 | 0.17786 | 0.00098337 | 1.2536e-06 | 33.1494 | 4.3043 | 0.083191 | 37.5369 | 14.8168 | 2.4993 | 0.03717 | 17.3532 | 23.4772 | 3.0484 | 0.058918 | 26.5845 | 10.4936 | 1.7701 | 0.026325 | 12.29
Statewide | 2027 | 2 | 4 | 0.19714 | 3.8886e-06 | 1.1835e-06 | 0.13962 | 2.754e-06 | 8.3818e-07 | 0.24228 | 0.0013395 | 1.7076e-06 | 0.17159 | 0.0009487 | 1.2094e-06 | 31.9806 | 4.1526 | 0.080258 | 36.2135 | 14.2944 | 2.4112 | 0.03586 | 16.7414 | 22.6494 | 2.941 | 0.05684 | 25.6472 | 10.1236 | 1.7077 | 0.025397 | 11.8567
Statewide | 2027 | 2 | 5 | 0.19477 | 3.8419e-06 | 1.1693e-06 | 0.13794 | 2.7209e-06 | 8.2811e-07 | 0.23937 | 0.0013235 | 1.6871e-06 | 0.16953 | 0.0009373 | 1.1948e-06 | 31.5966 | 4.1027 | 0.079294 | 35.7787 | 14.1227 | 2.3822 | 0.035429 | 16.5404 | 22.3775 | 2.9056 | 0.056158 | 25.3393 | 10.0021 | 1.6871 | 0.025092 | 11.7143
Statewide | 2027 | 2 | 6 | 0.1962 | 3.8702e-06 | 1.1779e-06 | 0.13895 | 2.741e-06 | 8.342e-07 | 0.24113 | 0.0013332 | 1.6995e-06 | 0.17077 | 0.0009442 | 1.2036e-06 | 31.8291 | 4.1329 | 0.079877 | 36.0418 | 14.2266 | 2.3997 | 0.03569 | 16.6621 | 22.5421 | 2.927 | 0.056571 | 25.5257 | 10.0756 | 1.6996 | 0.025276 | 11.8005
Statewide | 2027 | 2 | 7 | 0.20003 | 3.9457e-06 | 1.2009e-06 | 0.14167 | 2.7944e-06 | 8.5048e-07 | 0.24584 | 0.0013592 | 1.7327e-06 | 0.17411 | 0.00096263 | 1.2271e-06 | 32.4503 | 4.2136 | 0.081436 | 36.7453 | 14.5043 | 2.4466 | 0.036386 | 16.9873 | 22.982 | 2.9841 | 0.057675 | 26.0239 | 10.2723 | 1.7327 | 0.02577 | 12.0308
Statewide | 2027 | 2 | 8 | 0.20322 | 4.0086e-06 | 1.22e-06 | 0.14392 | 2.839e-06 | 8.6404e-07 | 0.24975 | 0.0013809 | 1.7603e-06 | 0.17688 | 0.00097797 | 1.2467e-06 | 32.9676 | 4.2807 | 0.082734 | 37.331 | 14.7355 | 2.4856 | 0.036966 | 17.2581 | 23.3484 | 3.0317 | 0.058594 | 26.4387 | 10.436 | 1.7604 | 0.026181 | 12.2226
Statewide | 2027 | 2 | 9 | 0.19098 | 3.7672e-06 | 1.1465e-06 | 0.13526 | 2.668e-06 | 8.12e-07 | 0.23471 | 0.0012977 | 1.6543e-06 | 0.16623 | 0.00091907 | 1.1716e-06 | 30.982 | 4.0229 | 0.077751 | 35.0826 | 13.848 | 2.3359 | 0.03474 | 16.2186 | 21.9421 | 2.8491 | 0.055065 | 24.8463 | 9.8075 | 1.6543 | 0.024604 | 11.4864
Statewide | 2027 | 2 | 10 | 0.18506 | 3.6505e-06 | 1.111e-06 | 0.13107 | 2.5853e-06 | 7.8684e-07 | 0.22744 | 0.0012575 | 1.603e-06 | 0.16108 | 0.00089059 | 1.1353e-06 | 30.0219 | 3.8983 | 0.075342 | 33.9955 | 13.4189 | 2.2635 | 0.033664 | 15.7161 | 21.2622 | 2.7608 | 0.053359 | 24.0764 | 9.5036 | 1.6031 | 0.023841 | 11.1305
Statewide | 2027 | 2 | 11 | 0.16998 | 3.353e-06 | 1.0205e-06 | 0.12039 | 2.3747e-06 | 7.2272e-07 | 0.20891 | 0.001155 | 1.4724e-06 | 0.14795 | 0.00081802 | 1.0428e-06 | 27.5756 | 3.5806 | 0.069203 | 31.2254 | 12.3255 | 2.0791 | 0.03092 | 14.4354 | 19.5297 | 2.5359 | 0.049011 | 22.1146 | 8.7292 | 1.4724 | 0.021899 | 10.2235
Statewide | 2027 | 2 | 12 | 0.16591 | 3.2727e-06 | 9.9604e-07 | 0.1175 | 2.3178e-06 | 7.0542e-07 | 0.2039 | 0.0011274 | 1.4371e-06 | 0.14441 | 0.00079843 | 1.0178e-06 | 26.9152 | 3.4949 | 0.067546 | 30.4776 | 12.0303 | 2.0293 | 0.03018 | 14.0897 | 19.062 | 2.4751 | 0.047837 | 21.585 | 8.5201 | 1.4372 | 0.021374 | 9.9787
Statewide | 2027 | 2 | 13 | 0.17264 | 3.4054e-06 | 1.0364e-06 | 0.12227 | 2.4118e-06 | 7.3402e-07 | 0.21217 | 0.0011731 | 1.4954e-06 | 0.15027 | 0.00083081 | 1.0591e-06 | 28.0067 | 3.6366 | 0.070285 | 31.7136 | 12.5182 | 2.1116 | 0.031404 | 14.6611 | 19.835 | 2.5755 | 0.049777 | 22.4603 | 8.8657 | 1.4955 | 0.022241 | 10.3834
Statewide | 2027 | 2 | 14 | 0.1824 | 3.598e-06 | 1.095e-06 | 0.12918 | 2.5482e-06 | 7.7553e-07 | 0.22417 | 0.0012394 | 1.58e-06 | 0.15876 | 0.00087779 | 1.119e-06 | 29.5905 | 3.8422 | 0.074259 | 33.507 | 13.226 | 2.231 | 0.03318 | 15.4902 | 20.9567 | 2.7212 | 0.052592 | 23.7304 | 9.367 | 1.58 | 0.023499 | 10.9705
Statewide | 2027 | 2 | 15 | 0.19209 | 3.7891e-06 | 1.1532e-06 | 0.13604 | 2.6836e-06 | 8.1673e-07 | 0.23608 | 0.0013053 | 1.6639e-06 | 0.1672 | 0.00092442 | 1.1784e-06 | 31.1625 | 4.0463 | 0.078204 | 35.287 | 13.9287 | 2.3495 | 0.034942 | 16.3131 | 22.07 | 2.8657 | 0.055386 | 24.9911 | 9.8646 | 1.664 | 0.024747 | 11.5533
Statewide | 2027 | 2 | 16 | 0.20263 | 3.997e-06 | 1.2165e-06 | 0.14351 | 2.8307e-06 | 8.6153e-07 | 0.24903 | 0.0013769 | 1.7552e-06 | 0.17637 | 0.00097513 | 1.2431e-06 | 32.8718 | 4.2683 | 0.082494 | 37.2226 | 14.6927 | 2.4784 | 0.036859 | 17.2079 | 23.2806 | 3.0229 | 0.058424 | 26.3619 | 10.4057 | 1.7552 | 0.026104 | 12.187
Statewide | 2027 | 2 | 17 | 0.23438 | 4.6233e-06 | 1.4071e-06 | 0.16599 | 3.2743e-06 | 9.9653e-07 | 0.28805 | 0.0015926 | 2.0302e-06 | 0.204 | 0.0011279 | 1.4379e-06 | 38.0228 | 4.9371 | 0.095421 | 43.0554 | 16.995 | 2.8667 | 0.042635 | 19.9044 | 26.9286 | 3.4966 | 0.067579 | 30.4928 | 12.0363 | 2.0303 | 0.030195 | 14.0968
Statewide | 2027 | 2 | 18 | 0.2645 | 5.2173e-06 | 1.5879e-06 | 0.18732 | 3.695e-06 | 1.1246e-06 | 0.32506 | 0.0017973 | 2.2911e-06 | 0.23022 | 0.0012729 | 1.6226e-06 | 42.9082 | 5.5715 | 0.10768 | 48.5873 | 19.1787 | 3.2351 | 0.048113 | 22.4618 | 30.3886 | 3.9459 | 0.076262 | 34.4107 | 13.5828 | 2.2911 | 0.034075 | 15.908
Statewide | 2027 | 2 | 19 | 0.27909 | 5.5052e-06 | 1.6755e-06 | 0.19766 | 3.8989e-06 | 1.1866e-06 | 0.343 | 0.0018964 | 2.4175e-06 | 0.24292 | 0.0013431 | 1.7121e-06 | 45.2754 | 5.8789 | 0.11362 | 51.2679 | 20.2367 | 3.4135 | 0.050767 | 23.701 | 32.0651 | 4.1636 | 0.08047 | 36.3091 | 14.3321 | 2.4175 | 0.035954 | 16.7856
Statewide | 2027 | 2 | 20 | 0.2563 | 5.0556e-06 | 1.5387e-06 | 0.18151 | 3.5805e-06 | 1.0897e-06 | 0.31498 | 0.0017415 | 2.2201e-06 | 0.22308 | 0.0012334 | 1.5723e-06 | 41.5779 | 5.3988 | 0.10434 | 47.081 | 18.5841 | 3.1348 | 0.046621 | 21.7655 | 29.4465 | 3.8235 | 0.073898 | 33.3439 | 13.1617 | 2.2201 | 0.033018 | 15.4148
Statewide | 2027 | 2 | 21 | 0.23176 | 4.5716e-06 | 1.3914e-06 | 0.16414 | 3.2378e-06 | 9.854e-07 | 0.28483 | 0.0015748 | 2.0076e-06 | 0.20173 | 0.0011153 | 1.4218e-06 | 37.598 | 4.882 | 0.094355 | 42.5744 | 16.8052 | 2.8347 | 0.042159 | 19.682 | 26.6278 | 3.4575 | 0.066824 | 30.1522 | 11.9018 | 2.0076 | 0.029858 | 13.9393
Statewide | 2027 | 2 | 22 | 0.22373 | 4.4132e-06 | 1.3431e-06 | 0.15845 | 3.1255e-06 | 9.5125e-07 | 0.27496 | 0.0015203 | 1.938e-06 | 0.19473 | 0.0010767 | 1.3725e-06 | 36.2949 | 4.7128 | 0.091085 | 41.0988 | 16.2227 | 2.7365 | 0.040697 | 18.9999 | 25.7049 | 3.3377 | 0.064508 | 29.1071 | 11.4893 | 1.938 | 0.028823 | 13.4562
Statewide | 2027 | 2 | 23 | 0.22573 | 4.4527e-06 | 1.3552e-06 | 0.15987 | 3.1535e-06 | 9.5976e-07 | 0.27742 | 0.0015339 | 1.9553e-06 | 0.19648 | 0.0010863 | 1.3848e-06 | 36.6197 | 4.755 | 0.0919 | 41.4666 | 16.3679 | 2.7609 | 0.041062 | 19.1699 | 25.9349 | 3.3676 | 0.065086 | 29.3676 | 11.5921 | 1.9554 | 0.029081 | 13.5766
Statewide | 2027 | 2 | 24 | 0.23529 | 4.6412e-06 | 1.4126e-06 | 0.16664 | 3.287e-06 | 1.0004e-06 | 0.28917 | 0.0015988 | 2.0381e-06 | 0.2048 | 0.0011323 | 1.4434e-06 | 38.1704 | 4.9563 | 0.095791 | 43.2225 | 17.061 | 2.8779 | 0.0428 | 19.9817 | 27.0332 | 3.5102 | 0.067842 | 30.6112 | 12.083 | 2.0382 | 0.030312 | 14.1515
Statewide | 2027 | 3 | 1 | 0.2466 | 4.8642e-06 | 1.4804e-06 | 0.17464 | 3.445e-06 | 1.0485e-06 | 0.30306 | 0.0016756 | 2.136e-06 | 0.21464 | 0.0011867 | 1.5128e-06 | 40.0043 | 5.1944 | 0.10039 | 45.2992 | 17.8807 | 3.0161 | 0.044857 | 20.9417 | 28.332 | 3.6788 | 0.071101 | 32.0819 | 12.6636 | 2.1361 | 0.031769 | 14.8314
Statewide | 2027 | 3 | 2 | 0.23818 | 4.6982e-06 | 1.4299e-06 | 0.16868 | 3.3274e-06 | 1.0127e-06 | 0.29272 | 0.0016184 | 2.0631e-06 | 0.20731 | 0.0011462 | 1.4612e-06 | 38.6389 | 5.0171 | 0.096967 | 43.753 | 17.2704 | 2.9132 | 0.043326 | 20.2269 | 27.365 | 3.5533 | 0.068674 | 30.9869 | 12.2313 | 2.0632 | 0.030684 | 14.3252
Statewide | 2027 | 3 | 3 | 0.24963 | 4.9241e-06 | 1.4986e-06 | 0.17679 | 3.4874e-06 | 1.0614e-06 | 0.30679 | 0.0016962 | 2.1623e-06 | 0.21728 | 0.0012013 | 1.5314e-06 | 40.4965 | 5.2583 | 0.10163 | 45.8565 | 18.1007 | 3.0532 | 0.045409 | 21.1994 | 28.6806 | 3.7241 | 0.071976 | 32.4767 | 12.8194 | 2.1624 | 0.032159 | 15.0139
Statewide | 2027 | 3 | 4 | 0.23916 | 4.7177e-06 | 1.4358e-06 | 0.16938 | 3.3412e-06 | 1.0169e-06 | 0.29393 | 0.0016251 | 2.0717e-06 | 0.20817 | 0.001151 | 1.4672e-06 | 38.7988 | 5.0379 | 0.097368 | 43.934 | 17.3419 | 2.9252 | 0.043505 | 20.3106 | 27.4782 | 3.568 | 0.068958 | 31.1151 | 12.2819 | 2.0717 | 0.030811 | 14.3845
Statewide | 2027 | 3 | 5 | 0.25112 | 4.9535e-06 | 1.5076e-06 | 0.17785 | 3.5082e-06 | 1.0677e-06 | 0.30862 | 0.0017064 | 2.1752e-06 | 0.21857 | 0.0012085 | 1.5405e-06 | 40.7384 | 5.2898 | 0.10224 | 46.1304 | 18.2088 | 3.0715 | 0.04568 | 21.326 | 28.8519 | 3.7463 | 0.072406 | 32.6706 | 12.8959 | 2.1753 | 0.032352 | 15.1036
Statewide | 2027 | 3 | 6 | 0.26007 | 5.1301e-06 | 1.5613e-06 | 0.18419 | 3.6333e-06 | 1.1058e-06 | 0.31963 | 0.0017672 | 2.2528e-06 | 0.22637 | 0.0012516 | 1.5955e-06 | 42.1909 | 5.4783 | 0.10588 | 47.7751 | 18.858 | 3.181 | 0.047308 | 22.0863 | 29.8806 | 3.8799 | 0.074987 | 33.8355 | 13.3557 | 2.2528 | 0.033505 | 15.6421
Statewide | 2027 | 3 | 7 | 0.24852 | 4.9023e-06 | 1.492e-06 | 0.17601 | 3.4719e-06 | 1.0567e-06 | 0.30543 | 0.0016887 | 2.1527e-06 | 0.21631 | 0.001196 | 1.5246e-06 | 40.317 | 5.235 | 0.10118 | 45.6532 | 18.0205 | 3.0397 | 0.045207 | 21.1054 | 28.5534 | 3.7076 | 0.071657 | 32.3327 | 12.7625 | 2.1528 | 0.032017 | 14.9473
Statewide | 2027 | 3 | 8 | 0.23394 | 4.6147e-06 | 1.4045e-06 | 0.16568 | 3.2682e-06 | 9.9467e-07 | 0.28751 | 0.0015896 | 2.0264e-06 | 0.20362 | 0.0011258 | 1.4352e-06 | 37.9518 | 4.9279 | 0.095243 | 42.9749 | 16.9633 | 2.8614 | 0.042555 | 19.8672 | 26.8783 | 3.4901 | 0.067453 | 30.4358 | 12.0138 | 2.0265 | 0.030139 | 14.0704
Statewide | 2027 | 3 | 9 | 0.21738 | 4.2879e-06 | 1.305e-06 | 0.15395 | 3.0368e-06 | 9.2424e-07 | 0.26716 | 0.0014771 | 1.883e-06 | 0.18921 | 0.0010461 | 1.3336e-06 | 35.2645 | 4.579 | 0.088499 | 39.932 | 15.7622 | 2.6588 | 0.039542 | 18.4605 | 24.9752 | 3.2429 | 0.062677 | 28.2808 | 11.1631 | 1.883 | 0.028005 | 13.0741
Statewide | 2027 | 3 | 10 | 0.21456 | 4.2323e-06 | 1.2881e-06 | 0.15196 | 2.9974e-06 | 9.1226e-07 | 0.26369 | 0.0014579 | 1.8585e-06 | 0.18675 | 0.0010325 | 1.3163e-06 | 34.8073 | 4.5196 | 0.087351 | 39.4142 | 15.5578 | 2.6243 | 0.039029 | 18.2211 | 24.6513 | 3.2009 | 0.061864 | 27.9141 | 11.0184 | 1.8586 | 0.027641 | 12.9046
Statewide | 2027 | 3 | 11 | 0.21279 | 4.1973e-06 | 1.2774e-06 | 0.1507 | 2.9726e-06 | 9.0472e-07 | 0.26151 | 0.0014459 | 1.8432e-06 | 0.18521 | 0.001024 | 1.3054e-06 | 34.5195 | 4.4822 | 0.086629 | 39.0883 | 15.4292 | 2.6026 | 0.038707 | 18.0705 | 24.4475 | 3.1744 | 0.061353 | 27.6833 | 10.9273 | 1.8432 | 0.027413 | 12.7979
Statewide | 2027 | 3 | 12 | 0.20619 | 4.0672e-06 | 1.2378e-06 | 0.14603 | 2.8805e-06 | 8.7667e-07 | 0.2534 | 0.0014011 | 1.786e-06 | 0.17947 | 0.00099226 | 1.2649e-06 | 33.4492 | 4.3433 | 0.083943 | 37.8764 | 14.9508 | 2.5219 | 0.037506 | 17.5102 | 23.6895 | 3.076 | 0.05945 | 26.825 | 10.5885 | 1.7861 | 0.026563 | 12.4011
Statewide | 2027 | 3 | 13 | 0.20505 | 4.0447e-06 | 1.231e-06 | 0.14522 | 2.8646e-06 | 8.7183e-07 | 0.252 | 0.0013933 | 1.7762e-06 | 0.17848 | 0.00098679 | 1.2579e-06 | 33.2646 | 4.3193 | 0.08348 | 37.6674 | 14.8683 | 2.508 | 0.0373 | 17.4136 | 23.5588 | 3.059 | 0.059122 | 26.677 | 10.5301 | 1.7762 | 0.026416 | 12.3327
Statewide | 2027 | 3 | 14 | 0.20769 | 4.0969e-06 | 1.2469e-06 | 0.14709 | 2.9015e-06 | 8.8306e-07 | 0.25525 | 0.0014113 | 1.7991e-06 | 0.18078 | 0.0009995 | 1.2741e-06 | 33.6932 | 4.375 | 0.084555 | 38.1527 | 15.0598 | 2.5403 | 0.03778 | 17.6379 | 23.8623 | 3.0984 | 0.059884 | 27.0207 | 10.6657 | 1.7991 | 0.026757 | 12.4916
Statewide | 2027 | 3 | 15 | 0.21578 | 4.2564e-06 | 1.2954e-06 | 0.15282 | 3.0145e-06 | 9.1745e-07 | 0.26519 | 0.0014662 | 1.8691e-06 | 0.18782 | 0.0010384 | 1.3238e-06 | 35.0054 | 4.5453 | 0.087848 | 39.6385 | 15.6463 | 2.6392 | 0.039251 | 18.3248 | 24.7916 | 3.2191 | 0.062216 | 28.073 | 11.0811 | 1.8692 | 0.027799 | 12.9781
Statewide | 2027 | 3 | 16 | 0.22929 | 4.523e-06 | 1.3766e-06 | 0.16239 | 3.2033e-06 | 9.7491e-07 | 0.2818 | 0.0015581 | 1.9862e-06 | 0.19958 | 0.0011035 | 1.4067e-06 | 37.1976 | 4.83 | 0.09335 | 42.1209 | 16.6262 | 2.8045 | 0.04171 | 19.4724 | 26.3442 | 3.4207 | 0.066113 | 29.831 | 11.7751 | 1.9862 | 0.02954 | 13.7908
Statewide | 2027 | 3 | 17 | 0.26141 | 5.1564e-06 | 1.5693e-06 | 0.18514 | 3.6519e-06 | 1.1114e-06 | 0.32127 | 0.0017763 | 2.2643e-06 | 0.22753 | 0.001258 | 1.6037e-06 | 42.4074 | 5.5065 | 0.10642 | 48.0203 | 18.9548 | 3.1973 | 0.047551 | 22.1997 | 30.0339 | 3.8998 | 0.075372 | 34.0091 | 13.4243 | 2.2644 | 0.033677 | 15.7223
Statewide | 2027 | 3 | 18 | 0.28723 | 5.6657e-06 | 1.7243e-06 | 0.20342 | 4.0126e-06 | 1.2212e-06 | 0.353 | 0.0019517 | 2.488e-06 | 0.25 | 0.0013822 | 1.7621e-06 | 46.5958 | 6.0503 | 0.11694 | 52.763 | 20.8269 | 3.5131 | 0.052248 | 24.3922 | 33.0002 | 4.285 | 0.082816 | 37.368 | 14.7501 | 2.488 | 0.037003 | 17.2752
Statewide | 2027 | 3 | 19 | 0.30947 | 6.1044e-06 | 1.8579e-06 | 0.21917 | 4.3233e-06 | 1.3158e-06 | 0.38033 | 0.0021028 | 2.6806e-06 | 0.26936 | 0.0014893 | 1.8985e-06 | 50.2037 | 6.5188 | 0.12599 | 56.8485 | 22.4395 | 3.7851 | 0.056293 | 26.2809 | 35.5554 | 4.6168 | 0.089229 | 40.2614 | 15.8922 | 2.6807 | 0.039868 | 18.6128
Statewide | 2027 | 3 | 20 | 0.30336 | 5.9839e-06 | 1.8212e-06 | 0.21484 | 4.2379e-06 | 1.2898e-06 | 0.37282 | 0.0020613 | 2.6277e-06 | 0.26404 | 0.0014599 | 1.861e-06 | 49.2125 | 6.3901 | 0.1235 | 55.7261 | 21.9965 | 3.7104 | 0.055182 | 25.762 | 34.8534 | 4.5256 | 0.087467 | 39.4665 | 15.5784 | 2.6278 | 0.039081 | 18.2453
Statewide | 2027 | 3 | 21 | 0.28282 | 5.5787e-06 | 1.6979e-06 | 0.2003 | 3.951e-06 | 1.2025e-06 | 0.34758 | 0.0019218 | 2.4498e-06 | 0.24616 | 0.001361 | 1.735e-06 | 45.8806 | 5.9574 | 0.11514 | 51.9532 | 20.5072 | 3.4592 | 0.051446 | 24.0178 | 32.4937 | 4.2192 | 0.081545 | 36.7944 | 14.5237 | 2.4499 | 0.036435 | 17.01
Statewide | 2027 | 3 | 22 | 0.26072 | 5.1428e-06 | 1.5652e-06 | 0.18465 | 3.6423e-06 | 1.1085e-06 | 0.32042 | 0.0017716 | 2.2584e-06 | 0.22693 | 0.0012547 | 1.5994e-06 | 42.2957 | 5.492 | 0.10614 | 47.8938 | 18.9049 | 3.1889 | 0.047426 | 22.1412 | 29.9548 | 3.8895 | 0.075174 | 33.9195 | 13.3889 | 2.2584 | 0.033588 | 15.6809
Statewide | 2027 | 3 | 23 | 0.2548 | 5.0261e-06 | 1.5297e-06 | 0.18046 | 3.5596e-06 | 1.0834e-06 | 0.31315 | 0.0017314 | 2.2071e-06 | 0.22178 | 0.0012262 | 1.5631e-06 | 41.3355 | 5.3673 | 0.10373 | 46.8065 | 18.4757 | 3.1165 | 0.046349 | 21.6385 | 29.2748 | 3.8012 | 0.073467 | 33.1495 | 13.0849 | 2.2072 | 0.032826 | 15.3249
Statewide | 2027 | 3 | 24 | 0.25588 | 5.0475e-06 | 1.5362e-06 | 0.18122 | 3.5747e-06 | 1.088e-06 | 0.31448 | 0.0017387 | 2.2165e-06 | 0.22272 | 0.0012314 | 1.5698e-06 | 41.5112 | 5.3901 | 0.10418 | 47.0055 | 18.5543 | 3.1297 | 0.046546 | 21.7306 | 29.3992 | 3.8174 | 0.073779 | 33.2904 | 13.1406 | 2.2166 | 0.032965 | 15.3901
Statewide | 2027 | 4 | 1 | 0.19546 | 3.8556e-06 | 1.1735e-06 | 0.13843 | 2.7307e-06 | 8.3107e-07 | 0.24022 | 0.0013282 | 1.6931e-06 | 0.17013 | 0.00094065 | 1.1991e-06 | 31.7095 | 4.1174 | 0.079577 | 35.9065 | 14.1732 | 2.3907 | 0.035556 | 16.5995 | 22.4574 | 2.916 | 0.056358 | 25.4298 | 10.0378 | 1.6932 | 0.025181 | 11.7562
Statewide | 2027 | 4 | 2 | 0.18675 | 3.6837e-06 | 1.1211e-06 | 0.13226 | 2.6089e-06 | 7.9401e-07 | 0.22951 | 0.001269 | 1.6176e-06 | 0.16255 | 0.00089871 | 1.1456e-06 | 30.2955 | 3.9338 | 0.076029 | 34.3054 | 13.5412 | 2.2841 | 0.03397 | 15.8593 | 21.456 | 2.786 | 0.053845 | 24.2959 | 9.5902 | 1.6177 | 0.024059 | 11.2319
Statewide | 2027 | 4 | 3 | 0.19483 | 3.8431e-06 | 1.1696e-06 | 0.13798 | 2.7218e-06 | 8.2837e-07 | 0.23944 | 0.0013239 | 1.6876e-06 | 0.16958 | 0.0009376 | 1.1952e-06 | 31.6064 | 4.104 | 0.079319 | 35.7897 | 14.1271 | 2.383 | 0.03544 | 16.5455 | 22.3844 | 2.9065 | 0.056175 | 25.3471 | 10.0052 | 1.6877 | 0.0251 | 11.7179
Statewide | 2027 | 4 | 4 | 0.18756 | 3.6997e-06 | 1.126e-06 | 0.13283 | 2.6202e-06 | 7.9745e-07 | 0.2305 | 0.0012745 | 1.6246e-06 | 0.16325 | 0.0009026 | 1.1506e-06 | 30.4266 | 3.9508 | 0.076358 | 34.4538 | 13.5998 | 2.294 | 0.034117 | 15.9279 | 21.5488 | 2.798 | 0.054078 | 24.401 | 9.6317 | 1.6247 | 0.024163 | 11.2805
Statewide | 2027 | 4 | 5 | 0.18544 | 3.6578e-06 | 1.1133e-06 | 0.13133 | 2.5906e-06 | 7.8843e-07 | 0.2279 | 0.00126 | 1.6063e-06 | 0.1614 | 0.00089239 | 1.1376e-06 | 30.0826 | 3.9061 | 0.075494 | 34.0643 | 13.446 | 2.2681 | 0.033732 | 15.7478 | 21.3052 | 2.7664 | 0.053467 | 24.1251 | 9.5228 | 1.6063 | 0.023889 | 11.153
Statewide | 2027 | 4 | 6 | 0.17948 | 3.5403e-06 | 1.0775e-06 | 0.12711 | 2.5073e-06 | 7.631e-07 | 0.22058 | 0.0012196 | 1.5546e-06 | 0.15622 | 0.00086372 | 1.101e-06 | 29.1159 | 3.7806 | 0.073068 | 32.9696 | 13.0139 | 2.1952 | 0.032648 | 15.2418 | 20.6206 | 2.6775 | 0.051749 | 23.3498 | 9.2168 | 1.5547 | 0.023122 | 10.7946
Statewide | 2027 | 4 | 7 | 0.19235 | 3.7942e-06 | 1.1548e-06 | 0.13623 | 2.6871e-06 | 8.1782e-07 | 0.23639 | 0.001307 | 1.6661e-06 | 0.16742 | 0.00092566 | 1.18e-06 | 31.204 | 4.0517 | 0.078309 | 35.3341 | 13.9473 | 2.3526 | 0.034989 | 16.3349 | 22.0994 | 2.8695 | 0.05546 | 25.0244 | 9.8778 | 1.6662 | 0.02478 | 11.5687
Statewide | 2027 | 4 | 8 | 0.18601 | 3.6692e-06 | 1.1167e-06 | 0.13174 | 2.5986e-06 | 7.9088e-07 | 0.22861 | 0.001264 | 1.6112e-06 | 0.1619 | 0.00089516 | 1.1411e-06 | 30.1759 | 3.9182 | 0.075729 | 34.1699 | 13.4877 | 2.2751 | 0.033836 | 15.7967 | 21.3713 | 2.775 | 0.053633 | 24.1999 | 9.5523 | 1.6113 | 0.023964 | 11.1876
Statewide | 2027 | 4 | 9 | 0.17476 | 3.4472e-06 | 1.0492e-06 | 0.12377 | 2.4414e-06 | 7.4304e-07 | 0.21478 | 0.0011875 | 1.5138e-06 | 0.15211 | 0.00084101 | 1.0721e-06 | 28.3506 | 3.6812 | 0.071148 | 32.1029 | 12.6718 | 2.1375 | 0.031789 | 14.8411 | 20.0785 | 2.6071 | 0.050388 | 22.7361 | 8.9745 | 1.5138 | 0.022514 | 10.5108
Statewide | 2027 | 4 | 10 | 0.16902 | 3.334e-06 | 1.0147e-06 | 0.1197 | 2.3612e-06 | 7.1864e-07 | 0.20772 | 0.0011485 | 1.4641e-06 | 0.14712 | 0.0008134 | 1.0369e-06 | 27.4197 | 3.5604 | 0.068812 | 31.0489 | 12.2558 | 2.0673 | 0.030746 | 14.3538 | 19.4193 | 2.5215 | 0.048734 | 21.9895 | 8.6798 | 1.4641 | 0.021775 | 10.1657
Statewide | 2027 | 4 | 11 | 0.16021 | 3.1603e-06 | 9.6182e-07 | 0.11347 | 2.2382e-06 | 6.8118e-07 | 0.1969 | 0.0010886 | 1.3878e-06 | 0.13945 | 0.000771 | 9.8285e-07 | 25.9906 | 3.3748 | 0.065225 | 29.4306 | 11.617 | 1.9596 | 0.029143 | 13.6057 | 18.4071 | 2.3901 | 0.046194 | 20.8434 | 8.2274 | 1.3878 | 0.02064 | 9.6359
Statewide | 2027 | 4 | 12 | 0.15391 | 3.036e-06 | 9.2401e-07 | 0.10901 | 2.1502e-06 | 6.544e-07 | 0.18916 | 0.0010458 | 1.3332e-06 | 0.13397 | 0.00074069 | 9.4421e-07 | 24.9688 | 3.2421 | 0.062661 | 28.2736 | 11.1603 | 1.8825 | 0.027997 | 13.0708 | 17.6835 | 2.2961 | 0.044378 | 20.024 | 7.904 | 1.3332 | 0.019828 | 9.2571
Statewide | 2027 | 4 | 13 | 0.15442 | 3.0461e-06 | 9.2706e-07 | 0.10937 | 2.1573e-06 | 6.5657e-07 | 0.18978 | 0.0010493 | 1.3376e-06 | 0.13441 | 0.00074314 | 9.4733e-07 | 25.0513 | 3.2528 | 0.062868 | 28.367 | 11.1972 | 1.8887 | 0.02809 | 13.114 | 17.7419 | 2.3037 | 0.044525 | 20.0902 | 7.9301 | 1.3377 | 0.019894 | 9.2877
Statewide | 2027 | 4 | 14 | 0.16055 | 3.1669e-06 | 9.6383e-07 | 0.1137 | 2.2428e-06 | 6.826e-07 | 0.19731 | 0.0010909 | 1.3907e-06 | 0.13974 | 0.00077261 | 9.849e-07 | 26.0448 | 3.3818 | 0.065361 | 29.492 | 11.6412 | 1.9636 | 0.029204 | 13.6341 | 18.4455 | 2.3951 | 0.04629 | 20.8869 | 8.2446 | 1.3907 | 0.020683 | 9.656
Statewide | 2027 | 4 | 15 | 0.16814 | 3.3166e-06 | 1.0094e-06 | 0.11908 | 2.3489e-06 | 7.1488e-07 | 0.20664 | 0.0011425 | 1.4564e-06 | 0.14635 | 0.00080914 | 1.0315e-06 | 27.2763 | 3.5417 | 0.068452 | 30.8865 | 12.1917 | 2.0565 | 0.030585 | 14.2788 | 19.3177 | 2.5083 | 0.048479 | 21.8745 | 8.6344 | 1.4565 | 0.021661 | 10.1126
Statewide | 2027 | 4 | 16 | 0.19517 | 3.8499e-06 | 1.1717e-06 | 0.13823 | 2.7266e-06 | 8.2984e-07 | 0.23987 | 0.0013262 | 1.6906e-06 | 0.16988 | 0.00093926 | 1.1973e-06 | 31.6624 | 4.1113 | 0.079459 | 35.8531 | 14.1521 | 2.3872 | 0.035503 | 16.5748 | 22.4241 | 2.9117 | 0.056275 | 25.392 | 10.0229 | 1.6907 | 0.025144 | 11.7387
Statewide | 2027 | 4 | 17 | 0.20663 | 4.0758e-06 | 1.2405e-06 | 0.14634 | 2.8866e-06 | 8.7853e-07 | 0.25394 | 0.001404 | 1.7898e-06 | 0.17985 | 0.00099437 | 1.2676e-06 | 33.5204 | 4.3525 | 0.084122 | 37.9571 | 14.9826 | 2.5273 | 0.037586 | 17.5475 | 23.74 | 3.0826 | 0.059577 | 26.8821 | 10.611 | 1.7899 | 0.02662 | 12.4275
Statewide | 2027 | 4 | 18 | 0.20753 | 4.0937e-06 | 1.2459e-06 | 0.14698 | 2.8993e-06 | 8.8239e-07 | 0.25506 | 0.0014102 | 1.7977e-06 | 0.18064 | 0.00099873 | 1.2732e-06 | 33.6674 | 4.3716 | 0.084491 | 38.1235 | 15.0483 | 2.5384 | 0.037751 | 17.6244 | 23.8441 | 3.0961 | 0.059838 | 27 | 10.6576 | 1.7977 | 0.026736 | 12.482
Statewide | 2027 | 4 | 19 | 0.22104 | 4.3601e-06 | 1.327e-06 | 0.15655 | 3.0879e-06 | 9.3981e-07 | 0.27165 | 0.001502 | 1.9147e-06 | 0.19239 | 0.0010637 | 1.356e-06 | 35.8584 | 4.6561 | 0.089989 | 40.6045 | 16.0276 | 2.7035 | 0.040208 | 18.7714 | 25.3958 | 3.2976 | 0.063732 | 28.7571 | 11.3511 | 1.9147 | 0.028476 | 13.2943
Statewide | 2027 | 4 | 20 | 0.24316 | 4.7964e-06 | 1.4598e-06 | 0.17221 | 3.3969e-06 | 1.0338e-06 | 0.29884 | 0.0016523 | 2.1062e-06 | 0.21164 | 0.0011702 | 1.4917e-06 | 39.4465 | 5.122 | 0.098994 | 44.6674 | 17.6314 | 2.9741 | 0.044231 | 20.6497 | 27.9369 | 3.6275 | 0.07011 | 31.6345 | 12.487 | 2.1063 | 0.031326 | 14.6246
Statewide | 2027 | 4 | 21 | 0.21357 | 4.2128e-06 | 1.2822e-06 | 0.15126 | 2.9836e-06 | 9.0806e-07 | 0.26248 | 0.0014512 | 1.85e-06 | 0.18589 | 0.0010278 | 1.3102e-06 | 34.6471 | 4.4988 | 0.086949 | 39.2329 | 15.4862 | 2.6122 | 0.03885 | 18.1373 | 24.5379 | 3.1862 | 0.06158 | 27.7857 | 10.9677 | 1.85 | 0.027514 | 12.8453
Statewide | 2027 | 4 | 22 | 0.18881 | 3.7243e-06 | 1.1335e-06 | 0.13372 | 2.6377e-06 | 8.0277e-07 | 0.23204 | 0.001283 | 1.6355e-06 | 0.16434 | 0.00090862 | 1.1583e-06 | 30.6295 | 3.9771 | 0.076867 | 34.6836 | 13.6905 | 2.3093 | 0.034345 | 16.0341 | 21.6926 | 2.8167 | 0.054439 | 24.5637 | 9.6959 | 1.6355 | 0.024324 | 11.3558
Statewide | 2027 | 4 | 23 | 0.16834 | 3.3206e-06 | 1.0106e-06 | 0.11922 | 2.3517e-06 | 7.1574e-07 | 0.20689 | 0.0011439 | 1.4582e-06 | 0.14652 | 0.00081012 | 1.0327e-06 | 27.3092 | 3.546 | 0.068534 | 30.9237 | 12.2064 | 2.059 | 0.030622 | 14.296 | 19.341 | 2.5114 | 0.048538 | 21.9009 | 8.6448 | 1.4582 | 0.021687 | 10.1247
Statewide | 2027 | 4 | 24 | 0.17444 | 3.4408e-06 | 1.0472e-06 | 0.12354 | 2.4369e-06 | 7.4166e-07 | 0.21438 | 0.0011853 | 1.511e-06 | 0.15183 | 0.00083946 | 1.0701e-06 | 28.2981 | 3.6744 | 0.071016 | 32.0436 | 12.6484 | 2.1335 | 0.031731 | 14.8137 | 20.0414 | 2.6023 | 0.050295 | 22.694 | 8.9579 | 1.511 | 0.022472 | 10.4914
Statewide | 2027 | 5 | 1 | 0.17842 | 3.5195e-06 | 1.0711e-06 | 0.12636 | 2.4926e-06 | 7.5861e-07 | 0.21928 | 0.0012124 | 1.5455e-06 | 0.1553 | 0.00085864 | 1.0946e-06 | 28.9448 | 3.7584 | 0.072639 | 32.7759 | 12.9375 | 2.1823 | 0.032456 | 15.1522 | 20.4994 | 2.6618 | 0.051445 | 23.2127 | 9.1626 | 1.5456 | 0.022986 | 10.7312
Statewide | 2027 | 5 | 2 | 0.18682 | 3.685e-06 | 1.1215e-06 | 0.13231 | 2.6098e-06 | 7.9429e-07 | 0.22959 | 0.0012694 | 1.6182e-06 | 0.1626 | 0.00089903 | 1.1461e-06 | 30.3063 | 3.9352 | 0.076056 | 34.3176 | 13.546 | 2.2849 | 0.033982 | 15.8649 | 21.4637 | 2.787 | 0.053865 | 24.3045 | 9.5936 | 1.6183 | 0.024067 | 11.2359
Statewide | 2027 | 5 | 3 | 0.19114 | 3.7704e-06 | 1.1475e-06 | 0.13537 | 2.6703e-06 | 8.127e-07 | 0.23491 | 0.0012988 | 1.6557e-06 | 0.16637 | 0.00091986 | 1.1726e-06 | 31.0087 | 4.0264 | 0.077818 | 35.1129 | 13.8599 | 2.3379 | 0.03477 | 16.2326 | 21.9611 | 2.8516 | 0.055113 | 24.8678 | 9.8159 | 1.6558 | 0.024625 | 11.4963
Statewide | 2027 | 5 | 4 | 0.17826 | 3.5163e-06 | 1.0702e-06 | 0.12625 | 2.4903e-06 | 7.5792e-07 | 0.21908 | 0.0012113 | 1.5441e-06 | 0.15516 | 0.00085785 | 1.0936e-06 | 28.9183 | 3.7549 | 0.072572 | 32.7458 | 12.9256 | 2.1803 | 0.032426 | 15.1383 | 20.4806 | 2.6593 | 0.051397 | 23.1913 | 9.1542 | 1.5441 | 0.022965 | 10.7213
Statewide | 2027 | 5 | 5 | 0.18344 | 3.6184e-06 | 1.1012e-06 | 0.12991 | 2.5626e-06 | 7.7993e-07 | 0.22544 | 0.0012464 | 1.5889e-06 | 0.15966 | 0.00088276 | 1.1253e-06 | 29.7581 | 3.864 | 0.07468 | 33.6967 | 13.301 | 2.2436 | 0.033368 | 15.5779 | 21.0754 | 2.7366 | 0.05289 | 23.8648 | 9.42 | 1.589 | 0.023632 | 11.0327
Statewide | 2027 | 5 | 6 | 0.18673 | 3.6834e-06 | 1.121e-06 | 0.13225 | 2.6086e-06 | 7.9394e-07 | 0.22949 | 0.0012688 | 1.6175e-06 | 0.16253 | 0.00089862 | 1.1455e-06 | 30.2927 | 3.9334 | 0.076022 | 34.3021 | 13.5399 | 2.2839 | 0.033967 | 15.8578 | 21.454 | 2.7857 | 0.05384 | 24.2936 | 9.5893 | 1.6175 | 0.024056 | 11.2309
Statewide | 2027 | 5 | 7 | 0.18153 | 3.5807e-06 | 1.0898e-06 | 0.12856 | 2.5359e-06 | 7.7181e-07 | 0.22309 | 0.0012335 | 1.5724e-06 | 0.158 | 0.00087358 | 1.1136e-06 | 29.4483 | 3.8238 | 0.073903 | 33.346 | 13.1625 | 2.2203 | 0.03302 | 15.4158 | 20.856 | 2.7081 | 0.05234 | 23.6164 | 9.322 | 1.5724 | 0.023386 | 10.9178
Statewide | 2027 | 5 | 8 | 0.16852 | 3.3242e-06 | 1.0117e-06 | 0.11935 | 2.3543e-06 | 7.1651e-07 | 0.20711 | 0.0011451 | 1.4597e-06 | 0.14668 | 0.00081099 | 1.0338e-06 | 27.3385 | 3.5498 | 0.068608 | 30.9569 | 12.2195 | 2.0612 | 0.030655 | 14.3113 | 19.3618 | 2.5141 | 0.04859 | 21.9244 | 8.6541 | 1.4598 | 0.02171 | 10.1356
Statewide | 2027 | 5 | 9 | 0.15818 | 3.1203e-06 | 9.4965e-07 | 0.11203 | 2.2098e-06 | 6.7256e-07 | 0.19441 | 0.0010749 | 1.3702e-06 | 0.13768 | 0.00076124 | 9.7041e-07 | 25.6616 | 3.3321 | 0.0644 | 29.0581 | 11.47 | 1.9348 | 0.028774 | 13.4335 | 18.1742 | 2.3599 | 0.045609 | 20.5796 | 8.1233 | 1.3702 | 0.020379 | 9.5139
Statewide | 2027 | 5 | 10 | 0.15779 | 3.1125e-06 | 9.4728e-07 | 0.11175 | 2.2043e-06 | 6.7089e-07 | 0.19392 | 0.0010722 | 1.3668e-06 | 0.13734 | 0.00075935 | 9.68e-07 | 25.5978 | 3.3238 | 0.064239 | 28.9858 | 11.4414 | 1.9299 | 0.028703 | 13.4001 | 18.1289 | 2.354 | 0.045496 | 20.5284 | 8.1031 | 1.3668 | 0.020328 | 9.4902
Statewide | 2027 | 5 | 11 | 0.15049 | 2.9685e-06 | 9.0346e-07 | 0.10658 | 2.1024e-06 | 6.3985e-07 | 0.18495 | 0.0010226 | 1.3036e-06 | 0.13099 | 0.00072422 | 9.2322e-07 | 24.4136 | 3.17 | 0.061268 | 27.6449 | 10.9121 | 1.8407 | 0.027375 | 12.7802 | 17.2903 | 2.2451 | 0.043391 | 19.5788 | 7.7282 | 1.3036 | 0.019388 | 9.0512
Statewide | 2027 | 5 | 12 | 0.14499 | 2.8601e-06 | 8.7046e-07 | 0.10269 | 2.0256e-06 | 6.1648e-07 | 0.1782 | 0.00098524 | 1.2559e-06 | 0.1262 | 0.00069777 | 8.8949e-07 | 23.5218 | 3.0542 | 0.05903 | 26.6351 | 10.5135 | 1.7734 | 0.026375 | 12.3133 | 16.6587 | 2.1631 | 0.041806 | 18.8636 | 7.4459 | 1.256 | 0.018679 | 8.7206
Statewide | 2027 | 5 | 13 | 0.14859 | 2.9309e-06 | 8.9203e-07 | 0.10523 | 2.0758e-06 | 6.3175e-07 | 0.18261 | 0.0010096 | 1.2871e-06 | 0.12933 | 0.00071506 | 9.1153e-07 | 24.1046 | 3.1299 | 0.060492 | 27.295 | 10.774 | 1.8174 | 0.027028 | 12.6184 | 17.0715 | 2.2167 | 0.042842 | 19.331 | 7.6304 | 1.2871 | 0.019142 | 8.9367
Statewide | 2027 | 5 | 14 | 0.1438 | 2.8366e-06 | 8.6332e-07 | 0.10185 | 2.009e-06 | 6.1142e-07 | 0.17673 | 0.00097715 | 1.2456e-06 | 0.12517 | 0.00069204 | 8.822e-07 | 23.3289 | 3.0292 | 0.058545 | 26.4166 | 10.4273 | 1.7589 | 0.026159 | 12.2123 | 16.5221 | 2.1453 | 0.041463 | 18.7089 | 7.3849 | 1.2457 | 0.018526 | 8.6491
Statewide | 2027 | 5 | 15 | 0.15116 | 2.9817e-06 | 9.0748e-07 | 0.10706 | 2.1117e-06 | 6.427e-07 | 0.18577 | 0.0010271 | 1.3094e-06 | 0.13157 | 0.00072744 | 9.2732e-07 | 24.5222 | 3.1841 | 0.06154 | 27.7678 | 10.9607 | 1.8488 | 0.027497 | 12.837 | 17.3672 | 2.2551 | 0.043584 | 19.6658 | 7.7626 | 1.3094 | 0.019474 | 9.0915
Statewide | 2027 | 5 | 16 | 0.16561 | 3.2668e-06 | 9.9424e-07 | 0.11729 | 2.3136e-06 | 7.0414e-07 | 0.20354 | 0.0011253 | 1.4345e-06 | 0.14415 | 0.00079699 | 1.016e-06 | 26.8666 | 3.4885 | 0.067424 | 30.4226 | 12.0086 | 2.0256 | 0.030125 | 14.0643 | 19.0276 | 2.4707 | 0.047751 | 21.546 | 8.5048 | 1.4346 | 0.021336 | 9.9607
Statewide | 2027 | 5 | 17 | 0.17551 | 3.4621e-06 | 1.0537e-06 | 0.1243 | 2.452e-06 | 7.4625e-07 | 0.21571 | 0.0011926 | 1.5203e-06 | 0.15277 | 0.00084465 | 1.0767e-06 | 28.4731 | 3.6971 | 0.071455 | 32.2417 | 12.7266 | 2.1467 | 0.031927 | 14.9053 | 20.1653 | 2.6184 | 0.050606 | 22.8343 | 9.0133 | 1.5204 | 0.022611 | 10.5563
Statewide | 2027 | 5 | 18 | 0.17379 | 3.428e-06 | 1.0433e-06 | 0.12308 | 2.4278e-06 | 7.389e-07 | 0.21358 | 0.0011809 | 1.5053e-06 | 0.15126 | 0.00083632 | 1.0661e-06 | 28.1926 | 3.6607 | 0.070751 | 31.9241 | 12.6012 | 2.1256 | 0.031612 | 14.7584 | 19.9667 | 2.5926 | 0.050108 | 22.6094 | 8.9245 | 1.5054 | 0.022389 | 10.4523
Statewide | 2027 | 5 | 19 | 0.19778 | 3.9013e-06 | 1.1873e-06 | 0.14007 | 2.763e-06 | 8.4091e-07 | 0.24307 | 0.0013439 | 1.7132e-06 | 0.17215 | 0.00095178 | 1.2133e-06 | 32.0848 | 4.1661 | 0.080519 | 36.3314 | 14.3409 | 2.419 | 0.035977 | 16.7959 | 22.7232 | 2.9505 | 0.057025 | 25.7307 | 10.1566 | 1.7132 | 0.025479 | 11.8953
Statewide | 2027 | 5 | 20 | 0.23151 | 4.5666e-06 | 1.3898e-06 | 0.16396 | 3.2342e-06 | 9.8432e-07 | 0.28452 | 0.0015731 | 2.0053e-06 | 0.2015 | 0.0011141 | 1.4202e-06 | 37.5566 | 4.8766 | 0.094251 | 42.5274 | 16.7867 | 2.8316 | 0.042112 | 19.6603 | 26.5985 | 3.4537 | 0.066751 | 30.1189 | 11.8887 | 2.0054 | 0.029825 | 13.9239
Statewide | 2027 | 5 | 21 | 0.21424 | 4.226e-06 | 1.2862e-06 | 0.15173 | 2.993e-06 | 9.1091e-07 | 0.2633 | 0.0014558 | 1.8558e-06 | 0.18648 | 0.001031 | 1.3143e-06 | 34.7557 | 4.5129 | 0.087222 | 39.3559 | 15.5348 | 2.6204 | 0.038971 | 18.1941 | 24.6148 | 3.1962 | 0.061773 | 27.8728 | 11.0021 | 1.8558 | 0.027601 | 12.8855
Statewide | 2027 | 5 | 22 | 0.18672 | 3.6831e-06 | 1.1209e-06 | 0.13224 | 2.6085e-06 | 7.9388e-07 | 0.22947 | 0.0012687 | 1.6174e-06 | 0.16252 | 0.00089856 | 1.1455e-06 | 30.2905 | 3.9331 | 0.076016 | 34.2996 | 13.5389 | 2.2837 | 0.033965 | 15.8566 | 21.4524 | 2.7855 | 0.053836 | 24.2918 | 9.5886 | 1.6174 | 0.024055 | 11.23
Statewide | 2027 | 5 | 23 | 0.17943 | 3.5394e-06 | 1.0772e-06 | 0.12708 | 2.5067e-06 | 7.6291e-07 | 0.22052 | 0.0012193 | 1.5543e-06 | 0.15618 | 0.00086351 | 1.1008e-06 | 29.1089 | 3.7797 | 0.073051 | 32.9617 | 13.0108 | 2.1947 | 0.03264 | 15.2381 | 20.6156 | 2.6769 | 0.051736 | 23.3442 | 9.2146 | 1.5543 | 0.023116 | 10.792
Statewide | 2027 | 5 | 24 | 0.18146 | 3.5793e-06 | 1.0894e-06 | 0.12851 | 2.5349e-06 | 7.7151e-07 | 0.22301 | 0.001233 | 1.5718e-06 | 0.15794 | 0.00087323 | 1.1132e-06 | 29.4368 | 3.8223 | 0.073874 | 33.333 | 13.1574 | 2.2194 | 0.033007 | 15.4098 | 20.8479 | 2.707 | 0.052319 | 23.6072 | 9.3184 | 1.5718 | 0.023377 | 10.9136
Statewide | 2027 | 6 | 1 | 0.23764 | 4.6876e-06 | 1.4267e-06 | 0.1683 | 3.3199e-06 | 1.0104e-06 | 0.29206 | 0.0016148 | 2.0585e-06 | 0.20684 | 0.0011436 | 1.4579e-06 | 38.552 | 5.0059 | 0.096749 | 43.6546 | 17.2316 | 2.9066 | 0.043228 | 20.1814 | 27.3034 | 3.5453 | 0.06852 | 30.9172 | 12.2038 | 2.0585 | 0.030615 | 14.293
Statewide | 2027 | 6 | 2 | 0.23623 | 4.6598e-06 | 1.4182e-06 | 0.16731 | 3.3002e-06 | 1.0044e-06 | 0.29033 | 0.0016052 | 2.0463e-06 | 0.20562 | 0.0011369 | 1.4492e-06 | 38.3234 | 4.9762 | 0.096175 | 43.3957 | 17.1294 | 2.8894 | 0.042972 | 20.0617 | 27.1415 | 3.5242 | 0.068114 | 30.7339 | 12.1314 | 2.0463 | 0.030434 | 14.2082
Statewide | 2027 | 6 | 3 | 0.2368 | 4.6711e-06 | 1.4216e-06 | 0.16771 | 3.3081e-06 | 1.0068e-06 | 0.29103 | 0.0016091 | 2.0512e-06 | 0.20611 | 0.0011396 | 1.4527e-06 | 38.4155 | 4.9881 | 0.096406 | 43.5001 | 17.1706 | 2.8963 | 0.043075 | 20.11 | 27.2068 | 3.5327 | 0.068277 | 30.8078 | 12.1606 | 2.0513 | 0.030507 | 14.2424
Statewide | 2027 | 6 | 4 | 0.23694 | 4.6738e-06 | 1.4224e-06 | 0.16781 | 3.3101e-06 | 1.0074e-06 | 0.2912 | 0.00161 | 2.0524e-06 | 0.20623 | 0.0011402 | 1.4535e-06 | 38.4378 | 4.991 | 0.096462 | 43.5253 | 17.1805 | 2.898 | 0.0431 | 20.1216 | 27.2225 | 3.5348 | 0.068317 | 30.8256 | 12.1676 | 2.0524 | 0.030525 | 14.2506
Statewide | 2027 | 6 | 5 | 0.22286 | 4.396e-06 | 1.3379e-06 | 0.15783 | 3.1133e-06 | 9.4754e-07 | 0.27389 | 0.0015143 | 1.9304e-06 | 0.19397 | 0.0010725 | 1.3672e-06 | 36.1532 | 4.6944 | 0.090729 | 40.9383 | 16.1594 | 2.7258 | 0.040539 | 18.9257 | 25.6046 | 3.3247 | 0.064256 | 28.9935 | 11.4445 | 1.9305 | 0.02871 | 13.4036
Statewide | 2027 | 6 | 6 | 0.23122 | 4.5609e-06 | 1.3881e-06 | 0.16375 | 3.2301e-06 | 9.8308e-07 | 0.28416 | 0.0015711 | 2.0028e-06 | 0.20125 | 0.0011127 | 1.4184e-06 | 37.5093 | 4.8705 | 0.094132 | 42.4739 | 16.7655 | 2.828 | 0.042059 | 19.6356 | 26.565 | 3.4494 | 0.066667 | 30.081 | 11.8737 | 2.0029 | 0.029787 | 13.9064
Statewide | 2027 | 6 | 7 | 0.22149 | 4.369e-06 | 1.3297e-06 | 0.15686 | 3.0942e-06 | 9.4173e-07 | 0.27221 | 0.001505 | 1.9186e-06 | 0.19278 | 0.0010659 | 1.3588e-06 | 35.9315 | 4.6656 | 0.090173 | 40.6873 | 16.0603 | 2.7091 | 0.04029 | 18.8097 | 25.4476 | 3.3043 | 0.063862 | 28.8157 | 11.3743 | 1.9186 | 0.028534 | 13.3214
Statewide | 2027 | 6 | 8 | 0.20241 | 3.9926e-06 | 1.2151e-06 | 0.14335 | 2.8277e-06 | 8.6059e-07 | 0.24876 | 0.0013754 | 1.7533e-06 | 0.17618 | 0.00097407 | 1.2417e-06 | 32.8358 | 4.2636 | 0.082404 | 37.1819 | 14.6766 | 2.4757 | 0.036819 | 17.1891 | 23.2551 | 3.0196 | 0.05836 | 26.3331 | 10.3943 | 1.7533 | 0.026076 | 12.1737
Statewide | 2027 | 6 | 9 | 0.19126 | 3.7727e-06 | 1.1482e-06 | 0.13546 | 2.6719e-06 | 8.132e-07 | 0.23506 | 0.0012996 | 1.6567e-06 | 0.16647 | 0.00092043 | 1.1733e-06 | 31.0277 | 4.0289 | 0.077866 | 35.1344 | 13.8685 | 2.3393 | 0.034791 | 16.2426 | 21.9746 | 2.8533 | 0.055147 | 24.883 | 9.822 | 1.6568 | 0.02464 | 11.5034
Statewide | 2027 | 6 | 10 | 0.19159 | 3.7793e-06 | 1.1502e-06 | 0.13569 | 2.6766e-06 | 8.1461e-07 | 0.23547 | 0.0013019 | 1.6596e-06 | 0.16676 | 0.00092202 | 1.1754e-06 | 31.0815 | 4.0358 | 0.078001 | 35.1953 | 13.8925 | 2.3434 | 0.034852 | 16.2707 | 22.0127 | 2.8583 | 0.055242 | 24.9262 | 9.839 | 1.6596 | 0.024683 | 11.5233
Statewide | 2027 | 6 | 11 | 0.20553 | 4.0542e-06 | 1.2339e-06 | 0.14556 | 2.8713e-06 | 8.7387e-07 | 0.2526 | 0.0013966 | 1.7803e-06 | 0.17889 | 0.0009891 | 1.2609e-06 | 33.3427 | 4.3294 | 0.083676 | 37.7558 | 14.9032 | 2.5139 | 0.037387 | 17.4544 | 23.6141 | 3.0662 | 0.059261 | 26.7396 | 10.5548 | 1.7804 | 0.026478 | 12.3616
Statewide | 2027 | 6 | 12 | 0.21147 | 4.1713e-06 | 1.2695e-06 | 0.14976 | 2.9542e-06 | 8.991e-07 | 0.25989 | 0.0014369 | 1.8317e-06 | 0.18406 | 0.0010177 | 1.2973e-06 | 34.3053 | 4.4544 | 0.086092 | 38.8458 | 15.3334 | 2.5864 | 0.038466 | 17.9583 | 24.2958 | 3.1547 | 0.060972 | 27.5115 | 10.8595 | 1.8318 | 0.027243 | 12.7185
Statewide | 2027 | 6 | 13 | 0.21991 | 4.3378e-06 | 1.3202e-06 | 0.15574 | 3.0721e-06 | 9.35e-07 | 0.27026 | 0.0014943 | 1.9049e-06 | 0.19141 | 0.0010583 | 1.3491e-06 | 35.6748 | 4.6323 | 0.089528 | 40.3966 | 15.9456 | 2.6897 | 0.040002 | 18.6753 | 25.2657 | 3.2807 | 0.063406 | 28.6098 | 11.293 | 1.9049 | 0.02833 | 13.2263
Statewide | 2027 | 6 | 14 | 0.22918 | 4.5207e-06 | 1.3759e-06 | 0.16231 | 3.2016e-06 | 9.7441e-07 | 0.28166 | 0.0015573 | 1.9852e-06 | 0.19948 | 0.0011029 | 1.4059e-06 | 37.1788 | 4.8276 | 0.093303 | 42.0997 | 16.6178 | 2.8031 | 0.041688 | 19.4626 | 26.3309 | 3.419 | 0.066079 | 29.816 | 11.7691 | 1.9852 | 0.029525 | 13.7839
Statewide | 2027 | 6 | 15 | 0.24247 | 4.7828e-06 | 1.4556e-06 | 0.17172 | 3.3873e-06 | 1.0309e-06 | 0.29799 | 0.0016476 | 2.1003e-06 | 0.21104 | 0.0011668 | 1.4875e-06 | 39.3343 | 5.1074 | 0.098712 | 44.5404 | 17.5812 | 2.9656 | 0.044105 | 20.5909 | 27.8575 | 3.6172 | 0.06991 | 31.5446 | 12.4514 | 2.1003 | 0.031236 | 14.583
Statewide | 2027 | 6 | 16 | 0.24555 | 4.8437e-06 | 1.4742e-06 | 0.17391 | 3.4304e-06 | 1.044e-06 | 0.30178 | 0.0016685 | 2.127e-06 | 0.21373 | 0.0011817 | 1.5064e-06 | 39.835 | 5.1725 | 0.099969 | 45.1074 | 17.805 | 3.0034 | 0.044667 | 20.8531 | 28.2121 | 3.6633 | 0.0708 | 31.9462 | 12.61 | 2.127 | 0.031634 | 14.7686
Statewide | 2027 | 6 | 17 | 0.25699 | 5.0692e-06 | 1.5428e-06 | 0.182 | 3.5901e-06 | 1.0926e-06 | 0.31583 | 0.0017462 | 2.226e-06 | 0.22368 | 0.0012367 | 1.5765e-06 | 41.6899 | 5.4133 | 0.10462 | 47.2078 | 18.6341 | 3.1432 | 0.046747 | 21.8241 | 29.5257 | 3.8338 | 0.074097 | 33.4337 | 13.1971 | 2.2261 | 0.033107 | 15.4563
Statewide | 2027 | 6 | 18 | 0.25157 | 4.9623e-06 | 1.5103e-06 | 0.17817 | 3.5144e-06 | 1.0696e-06 | 0.30918 | 0.0017094 | 2.1791e-06 | 0.21897 | 0.0012107 | 1.5433e-06 | 40.8112 | 5.2992 | 0.10242 | 46.2128 | 18.2414 | 3.077 | 0.045761 | 21.3641 | 28.9034 | 3.753 | 0.072535 | 32.729 | 12.919 | 2.1792 | 0.032409 | 15.1305
Statewide | 2027 | 6 | 19 | 0.25739 | 5.0771e-06 | 1.5452e-06 | 0.18229 | 3.5957e-06 | 1.0944e-06 | 0.31633 | 0.001749 | 2.2295e-06 | 0.22403 | 0.0012387 | 1.579e-06 | 41.7552 | 5.4218 | 0.10479 | 47.2818 | 18.6633 | 3.1481 | 0.04682 | 21.8583 | 29.572 | 3.8398 | 0.074213 | 33.4861 | 13.2178 | 2.2296 | 0.033159 | 15.4805
Statewide | 2027 | 6 | 20 | 0.26578 | 5.2426e-06 | 1.5956e-06 | 0.18823 | 3.7129e-06 | 1.13e-06 | 0.32664 | 0.001806 | 2.3022e-06 | 0.23133 | 0.001279 | 1.6305e-06 | 43.1162 | 5.5985 | 0.1082 | 48.8229 | 19.2716 | 3.2507 | 0.048346 | 22.5707 | 30.5359 | 3.965 | 0.076632 | 34.5775 | 13.6486 | 2.3023 | 0.03424 | 15.9851
Statewide | 2027 | 6 | 21 | 0.26472 | 5.2218e-06 | 1.5892e-06 | 0.18748 | 3.6982e-06 | 1.1255e-06 | 0.32534 | 0.0017988 | 2.293e-06 | 0.23041 | 0.0012739 | 1.624e-06 | 42.9447 | 5.5762 | 0.10777 | 48.6287 | 19.195 | 3.2378 | 0.048154 | 22.4809 | 30.4144 | 3.9492 | 0.076327 | 34.44 | 13.5943 | 2.2931 | 0.034104 | 15.9215
Statewide | 2027 | 6 | 22 | 0.24686 | 4.8694e-06 | 1.482e-06 | 0.17483 | 3.4486e-06 | 1.0496e-06 | 0.30339 | 0.0016774 | 2.1383e-06 | 0.21487 | 0.001188 | 1.5144e-06 | 40.0471 | 5.2 | 0.1005 | 45.3476 | 17.8998 | 3.0193 | 0.044905 | 20.9641 | 28.3623 | 3.6828 | 0.071177 | 32.1162 | 12.6771 | 2.1384 | 0.031803 | 14.8473
Statewide | 2027 | 6 | 23 | 0.22813 | 4.5e-06 | 1.3696e-06 | 0.16157 | 3.187e-06 | 9.6995e-07 | 0.28037 | 0.0015501 | 1.9761e-06 | 0.19856 | 0.0010979 | 1.3995e-06 | 37.0087 | 4.8055 | 0.092876 | 41.907 | 16.5417 | 2.7903 | 0.041498 | 19.3735 | 26.2104 | 3.4033 | 0.065777 | 29.6795 | 11.7153 | 1.9761 | 0.02939 | 13.7208
Statewide | 2027 | 6 | 24 | 0.22445 | 4.4273e-06 | 1.3474e-06 | 0.15896 | 3.1355e-06 | 9.5429e-07 | 0.27584 | 0.0015251 | 1.9442e-06 | 0.19536 | 0.0010801 | 1.3769e-06 | 36.411 | 4.7278 | 0.091376 | 41.2302 | 16.2746 | 2.7452 | 0.040828 | 19.0606 | 25.7871 | 3.3484 | 0.064715 | 29.2002 | 11.5261 | 1.9442 | 0.028915 | 13.4992
Statewide | 2027 | 7 | 1 | 0.25245 | 4.9798e-06 | 1.5156e-06 | 0.17879 | 3.5268e-06 | 1.0734e-06 | 0.31026 | 0.0017154 | 2.1868e-06 | 0.21974 | 0.0012149 | 1.5487e-06 | 40.9548 | 5.3179 | 0.10278 | 46.3755 | 18.3056 | 3.0878 | 0.045923 | 21.4393 | 29.0052 | 3.7662 | 0.072791 | 32.8442 | 12.9644 | 2.1868 | 0.032523 | 15.1838
Statewide | 2027 | 7 | 2 | 0.23956 | 4.7255e-06 | 1.4382e-06 | 0.16966 | 3.3467e-06 | 1.0186e-06 | 0.29442 | 0.0016278 | 2.0751e-06 | 0.20852 | 0.0011529 | 1.4697e-06 | 38.8636 | 5.0463 | 0.097531 | 44.0075 | 17.3709 | 2.9301 | 0.043578 | 20.3446 | 27.5241 | 3.5739 | 0.069074 | 31.1671 | 12.3025 | 2.0752 | 0.030863 | 14.4085
Statewide | 2027 | 7 | 3 | 0.24064 | 4.7468e-06 | 1.4447e-06 | 0.17043 | 3.3618e-06 | 1.0231e-06 | 0.29574 | 0.0016352 | 2.0844e-06 | 0.20945 | 0.0011581 | 1.4763e-06 | 39.0381 | 5.069 | 0.097969 | 44.205 | 17.4489 | 2.9433 | 0.043773 | 20.4359 | 27.6477 | 3.59 | 0.069384 | 31.3071 | 12.3577 | 2.0845 | 0.031001 | 14.4732
Statewide | 2027 | 7 | 4 | 0.24288 | 4.791e-06 | 1.4581e-06 | 0.17202 | 3.3931e-06 | 1.0327e-06 | 0.2985 | 0.0016504 | 2.1039e-06 | 0.21141 | 0.0011689 | 1.49e-06 | 39.4023 | 5.1163 | 0.098883 | 44.6174 | 17.6116 | 2.9707 | 0.044182 | 20.6265 | 27.9056 | 3.6235 | 0.070031 | 31.5991 | 12.473 | 2.1039 | 0.03129 | 14.6082
Statewide | 2027 | 7 | 5 | 0.24719 | 4.8759e-06 | 1.484e-06 | 0.17507 | 3.4533e-06 | 1.051e-06 | 0.30379 | 0.0016797 | 2.1412e-06 | 0.21515 | 0.0011896 | 1.5164e-06 | 40.1006 | 5.2069 | 0.10064 | 45.4081 | 17.9237 | 3.0234 | 0.044965 | 20.9921 | 28.4002 | 3.6877 | 0.071272 | 32.1591 | 12.694 | 2.1412 | 0.031845 | 14.8671
Statewide | 2027 | 7 | 6 | 0.26128 | 5.1539e-06 | 1.5686e-06 | 0.18504 | 3.6501e-06 | 1.1109e-06 | 0.32111 | 0.0017754 | 2.2632e-06 | 0.22742 | 0.0012574 | 1.6029e-06 | 42.3864 | 5.5037 | 0.10637 | 47.9965 | 18.9454 | 3.1957 | 0.047528 | 22.1887 | 30.019 | 3.8979 | 0.075335 | 33.9922 | 13.4176 | 2.2633 | 0.03366 | 15.7145
Statewide | 2027 | 7 | 7 | 0.26418 | 5.2111e-06 | 1.586e-06 | 0.1871 | 3.6906e-06 | 1.1232e-06 | 0.32467 | 0.0017951 | 2.2883e-06 | 0.22994 | 0.0012713 | 1.6207e-06 | 42.8569 | 5.5648 | 0.10755 | 48.5292 | 19.1557 | 3.2312 | 0.048055 | 22.435 | 30.3522 | 3.9411 | 0.076171 | 34.3695 | 13.5665 | 2.2884 | 0.034034 | 15.889
Statewide | 2027 | 7 | 8 | 0.26363 | 5.2003e-06 | 1.5827e-06 | 0.18671 | 3.683e-06 | 1.1209e-06 | 0.324 | 0.0017914 | 2.2836e-06 | 0.22946 | 0.0012687 | 1.6173e-06 | 42.768 | 5.5533 | 0.10733 | 48.4286 | 19.116 | 3.2245 | 0.047956 | 22.3884 | 30.2893 | 3.933 | 0.076013 | 34.2983 | 13.5384 | 2.2837 | 0.033963 | 15.856
Statewide | 2027 | 7 | 9 | 0.26076 | 5.1437e-06 | 1.5655e-06 | 0.18468 | 3.6429e-06 | 1.1087e-06 | 0.32047 | 0.0017719 | 2.2588e-06 | 0.22697 | 0.0012549 | 1.5997e-06 | 42.3027 | 5.4929 | 0.10616 | 47.9017 | 18.908 | 3.1894 | 0.047434 | 22.1449 | 29.9598 | 3.8902 | 0.075186 | 33.9251 | 13.3911 | 2.2588 | 0.033594 | 15.6835
Statewide | 2027 | 7 | 10 | 0.25188 | 4.9686e-06 | 1.5122e-06 | 0.17839 | 3.5188e-06 | 1.071e-06 | 0.30956 | 0.0017116 | 2.1818e-06 | 0.21924 | 0.0012122 | 1.5452e-06 | 40.8622 | 5.3058 | 0.10255 | 46.2706 | 18.2642 | 3.0808 | 0.045819 | 21.3908 | 28.9396 | 3.7577 | 0.072626 | 32.7699 | 12.9351 | 2.1819 | 0.03245 | 15.1495
Statewide | 2027 | 7 | 11 | 0.2559 | 5.0479e-06 | 1.5363e-06 | 0.18124 | 3.575e-06 | 1.088e-06 | 0.3145 | 0.0017389 | 2.2167e-06 | 0.22274 | 0.0012315 | 1.5699e-06 | 41.5145 | 5.3905 | 0.10418 | 47.0093 | 18.5557 | 3.13 | 0.04655 | 21.7323 | 29.4016 | 3.8177 | 0.073785 | 33.2931 | 13.1416 | 2.2167 | 0.032968 | 15.3913
Statewide | 2027 | 7 | 12 | 0.27103 | 5.3461e-06 | 1.6271e-06 | 0.19195 | 3.7863e-06 | 1.1523e-06 | 0.33309 | 0.0018416 | 2.3477e-06 | 0.2359 | 0.0013043 | 1.6627e-06 | 43.9676 | 5.709 | 0.11034 | 49.7869 | 19.6522 | 3.3149 | 0.049301 | 23.0164 | 31.1389 | 4.0433 | 0.078145 | 35.2603 | 13.9181 | 2.3477 | 0.034916 | 16.3008
Statewide | 2027 | 7 | 13 | 0.27585 | 5.4413e-06 | 1.656e-06 | 0.19536 | 3.8536e-06 | 1.1728e-06 | 0.33901 | 0.0018744 | 2.3894e-06 | 0.2401 | 0.0013275 | 1.6922e-06 | 44.7499 | 5.8106 | 0.1123 | 50.6728 | 20.0018 | 3.3739 | 0.050178 | 23.4259 | 31.6929 | 4.1152 | 0.079536 | 35.8877 | 14.1658 | 2.3895 | 0.035537 | 16.5908
Statewide | 2027 | 7 | 14 | 0.28232 | 5.5688e-06 | 1.6949e-06 | 0.19994 | 3.944e-06 | 1.2003e-06 | 0.34696 | 0.0019183 | 2.4454e-06 | 0.24573 | 0.0013586 | 1.7319e-06 | 45.7991 | 5.9469 | 0.11494 | 51.8609 | 20.4708 | 3.453 | 0.051354 | 23.9752 | 32.436 | 4.2117 | 0.0814 | 36.7291 | 14.4979 | 2.4455 | 0.03637 | 16.9798
Statewide | 2027 | 7 | 15 | 0.30242 | 5.9653e-06 | 1.8155e-06 | 0.21418 | 4.2248e-06 | 1.2858e-06 | 0.37167 | 0.0020549 | 2.6196e-06 | 0.26322 | 0.0014553 | 1.8552e-06 | 49.06 | 6.3703 | 0.12312 | 55.5534 | 21.9283 | 3.6989 | 0.055011 | 25.6822 | 34.7454 | 4.5116 | 0.087196 | 39.3442 | 15.5301 | 2.6196 | 0.03896 | 18.1887
Statewide | 2027 | 7 | 16 | 0.34085 | 6.7235e-06 | 2.0463e-06 | 0.2414 | 4.7618e-06 | 1.4492e-06 | 0.41891 | 0.0023161 | 2.9525e-06 | 0.29668 | 0.0016403 | 2.091e-06 | 55.2956 | 7.18 | 0.13877 | 62.6143 | 24.7155 | 4.169 | 0.062003 | 28.9465 | 39.1617 | 5.085 | 0.098279 | 44.345 | 17.5041 | 2.9526 | 0.043912 | 20.5006
Statewide | 2027 | 7 | 17 | 0.29921 | 5.9021e-06 | 1.7963e-06 | 0.21191 | 4.18e-06 | 1.2722e-06 | 0.36773 | 0.0020332 | 2.5918e-06 | 0.26043 | 0.0014399 | 1.8356e-06 | 48.5402 | 6.3028 | 0.12181 | 54.9648 | 21.696 | 3.6597 | 0.054428 | 25.4101 | 34.3773 | 4.4638 | 0.086272 | 38.9274 | 15.3656 | 2.5919 | 0.038547 | 17.996
Statewide | 2027 | 7 | 18 | 0.29381 | 5.7956e-06 | 1.7639e-06 | 0.20808 | 4.1046e-06 | 1.2492e-06 | 0.36109 | 0.0019965 | 2.545e-06 | 0.25573 | 0.0014139 | 1.8024e-06 | 47.664 | 6.189 | 0.11962 | 53.9727 | 21.3044 | 3.5936 | 0.053446 | 24.9514 | 33.7568 | 4.3832 | 0.084715 | 38.2247 | 15.0883 | 2.5451 | 0.037851 | 17.6712
Statewide | 2027 | 7 | 19 | 0.29367 | 5.7929e-06 | 1.763e-06 | 0.20799 | 4.1026e-06 | 1.2486e-06 | 0.36092 | 0.0019955 | 2.5438e-06 | 0.25561 | 0.0014133 | 1.8016e-06 | 47.6416 | 6.1861 | 0.11956 | 53.9473 | 21.2943 | 3.5919 | 0.05342 | 24.9397 | 33.7409 | 4.3811 | 0.084675 | 38.2067 | 15.0812 | 2.5439 | 0.037834 | 17.6629
Statewide | 2027 | 7 | 20 | 0.29993 | 5.9164e-06 | 1.8006e-06 | 0.21242 | 4.1901e-06 | 1.2753e-06 | 0.36862 | 0.0020381 | 2.5981e-06 | 0.26106 | 0.0014434 | 1.84e-06 | 48.6572 | 6.318 | 0.12211 | 55.0973 | 21.7483 | 3.6685 | 0.054559 | 25.4714 | 34.4602 | 4.4745 | 0.08648 | 39.0212 | 15.4027 | 2.5981 | 0.03864 | 18.0394
Statewide | 2027 | 7 | 21 | 0.2966 | 5.8505e-06 | 1.7806e-06 | 0.21006 | 4.1435e-06 | 1.2611e-06 | 0.36451 | 0.0020154 | 2.5691e-06 | 0.25816 | 0.0014273 | 1.8195e-06 | 48.1156 | 6.2477 | 0.12075 | 54.484 | 21.5062 | 3.6277 | 0.053952 | 25.1878 | 34.0766 | 4.4247 | 0.085518 | 38.5868 | 15.2312 | 2.5692 | 0.03821 | 17.8386
Statewide | 2027 | 7 | 22 | 0.28203 | 5.5632e-06 | 1.6931e-06 | 0.19974 | 3.94e-06 | 1.1991e-06 | 0.34661 | 0.0019164 | 2.443e-06 | 0.24548 | 0.0013572 | 1.7302e-06 | 45.7526 | 5.9408 | 0.11482 | 51.8082 | 20.45 | 3.4495 | 0.051302 | 23.9508 | 32.403 | 4.2074 | 0.081318 | 36.6918 | 14.4832 | 2.443 | 0.036333 | 16.9625
Statewide | 2027 | 7 | 23 | 0.27025 | 5.3308e-06 | 1.6224e-06 | 0.19139 | 3.7754e-06 | 1.149e-06 | 0.33213 | 0.0018363 | 2.3409e-06 | 0.23522 | 0.0013005 | 1.6579e-06 | 43.8411 | 5.6926 | 0.11002 | 49.6438 | 19.5957 | 3.3054 | 0.049159 | 22.9502 | 31.0493 | 4.0317 | 0.07792 | 35.1589 | 13.8781 | 2.341 | 0.034815 | 16.2539
Statewide | 2027 | 7 | 24 | 0.26128 | 5.1539e-06 | 1.5686e-06 | 0.18505 | 3.6501e-06 | 1.1109e-06 | 0.32111 | 0.0017754 | 2.2632e-06 | 0.22742 | 0.0012574 | 1.6029e-06 | 42.3868 | 5.5038 | 0.10637 | 47.9969 | 18.9456 | 3.1957 | 0.047528 | 22.1889 | 30.0193 | 3.8979 | 0.075336 | 33.9926 | 13.4177 | 2.2633 | 0.033661 | 15.7147
Statewide | 2027 | 8 | 1 | 0.24653 | 4.863e-06 | 1.48e-06 | 0.1746 | 3.4441e-06 | 1.0482e-06 | 0.30299 | 0.0016752 | 2.1355e-06 | 0.21458 | 0.0011864 | 1.5124e-06 | 39.9943 | 5.1931 | 0.10037 | 45.2877 | 17.8762 | 3.0154 | 0.044845 | 20.9364 | 28.3249 | 3.6779 | 0.071083 | 32.0738 | 12.6604 | 2.1356 | 0.031761 | 14.8277
Statewide | 2027 | 8 | 2 | 0.24183 | 4.7703e-06 | 1.4518e-06 | 0.17127 | 3.3784e-06 | 1.0282e-06 | 0.29721 | 0.0016433 | 2.0948e-06 | 0.21049 | 0.0011638 | 1.4836e-06 | 39.2317 | 5.0941 | 0.098455 | 44.4243 | 17.5354 | 2.9579 | 0.04399 | 20.5372 | 27.7848 | 3.6078 | 0.069728 | 31.4623 | 12.419 | 2.0948 | 0.031155 | 14.545
Statewide | 2027 | 8 | 3 | 0.24027 | 4.7396e-06 | 1.4425e-06 | 0.17017 | 3.3567e-06 | 1.0216e-06 | 0.29529 | 0.0016327 | 2.0813e-06 | 0.20913 | 0.0011563 | 1.474e-06 | 38.9789 | 5.0613 | 0.09782 | 44.138 | 17.4224 | 2.9388 | 0.043707 | 20.4049 | 27.6058 | 3.5845 | 0.069279 | 31.2596 | 12.339 | 2.0813 | 0.030954 | 14.4512
Statewide | 2027 | 8 | 4 | 0.24477 | 4.8282e-06 | 1.4694e-06 | 0.17335 | 3.4194e-06 | 1.0407e-06 | 0.30082 | 0.0016632 | 2.1202e-06 | 0.21304 | 0.0011779 | 1.5016e-06 | 39.7077 | 5.1559 | 0.099649 | 44.9633 | 17.7481 | 2.9938 | 0.044524 | 20.7864 | 28.1219 | 3.6515 | 0.070574 | 31.844 | 12.5697 | 2.1203 | 0.031533 | 14.7214
Statewide | 2027 | 8 | 5 | 0.24372 | 4.8074e-06 | 1.4631e-06 | 0.17261 | 3.4047e-06 | 1.0362e-06 | 0.29952 | 0.0016561 | 2.1111e-06 | 0.21213 | 0.0011729 | 1.4951e-06 | 39.5373 | 5.1338 | 0.099222 | 44.7703 | 17.672 | 2.9809 | 0.044333 | 20.6972 | 28.0012 | 3.6359 | 0.070271 | 31.7074 | 12.5157 | 2.1112 | 0.031398 | 14.6583
Statewide | 2027 | 8 | 6 | 0.261 | 5.1483e-06 | 1.5669e-06 | 0.18484 | 3.6462e-06 | 1.1097e-06 | 0.32076 | 0.0017735 | 2.2608e-06 | 0.22717 | 0.001256 | 1.6011e-06 | 42.3407 | 5.4978 | 0.10626 | 47.9447 | 18.925 | 3.1923 | 0.047476 | 22.1647 | 29.9867 | 3.8937 | 0.075254 | 33.9556 | 13.4031 | 2.2608 | 0.033624 | 15.6976
Statewide | 2027 | 8 | 7 | 0.258 | 5.0891e-06 | 1.5489e-06 | 0.18272 | 3.6042e-06 | 1.0969e-06 | 0.31708 | 0.0017531 | 2.2348e-06 | 0.22456 | 0.0012416 | 1.5827e-06 | 41.854 | 5.4346 | 0.10504 | 47.3936 | 18.7075 | 3.1556 | 0.046931 | 21.91 | 29.642 | 3.8489 | 0.074389 | 33.5653 | 13.2491 | 2.2349 | 0.033237 | 15.5172
Statewide | 2027 | 8 | 8 | 0.24317 | 4.7967e-06 | 1.4599e-06 | 0.17222 | 3.3971e-06 | 1.0339e-06 | 0.29886 | 0.0016524 | 2.1064e-06 | 0.21166 | 0.0011702 | 1.4918e-06 | 39.449 | 5.1223 | 0.099 | 44.6704 | 17.6325 | 2.9743 | 0.044234 | 20.651 | 27.9387 | 3.6278 | 0.070114 | 31.6366 | 12.4878 | 2.1064 | 0.031328 | 14.6255
Statewide | 2027 | 8 | 9 | 0.23914 | 4.7172e-06 | 1.4357e-06 | 0.16937 | 3.3409e-06 | 1.0168e-06 | 0.2939 | 0.001625 | 2.0715e-06 | 0.20815 | 0.0011509 | 1.4671e-06 | 38.7953 | 5.0374 | 0.09736 | 43.9301 | 17.3403 | 2.925 | 0.043501 | 20.3088 | 27.4758 | 3.5676 | 0.068952 | 31.1124 | 12.2808 | 2.0715 | 0.030808 | 14.3832
Statewide | 2027 | 8 | 10 | 0.2322 | 4.5802e-06 | 1.394e-06 | 0.16445 | 3.2438e-06 | 9.8725e-07 | 0.28537 | 0.0015778 | 2.0113e-06 | 0.2021 | 0.0011174 | 1.4245e-06 | 37.6684 | 4.8911 | 0.094531 | 42.654 | 16.8366 | 2.84 | 0.042237 | 19.7189 | 26.6776 | 3.464 | 0.066949 | 30.2086 | 11.9241 | 2.0114 | 0.029914 | 13.9654
Statewide | 2027 | 8 | 11 | 0.24034 | 4.7408e-06 | 1.4429e-06 | 0.17021 | 3.3576e-06 | 1.0219e-06 | 0.29537 | 0.0016331 | 2.0818e-06 | 0.20919 | 0.0011566 | 1.4744e-06 | 38.9894 | 5.0627 | 0.097847 | 44.1499 | 17.4271 | 2.9396 | 0.043719 | 20.4104 | 27.6132 | 3.5855 | 0.069297 | 31.268 | 12.3423 | 2.0819 | 0.030963 | 14.4551
Statewide | 2027 | 8 | 12 | 0.25091 | 4.9493e-06 | 1.5063e-06 | 0.1777 | 3.5052e-06 | 1.0668e-06 | 0.30836 | 0.0017049 | 2.1734e-06 | 0.21839 | 0.0012075 | 1.5392e-06 | 40.7039 | 5.2853 | 0.10215 | 46.0914 | 18.1934 | 3.0689 | 0.045641 | 21.3079 | 28.8275 | 3.7432 | 0.072345 | 32.643 | 12.885 | 2.1734 | 0.032324 | 15.0908
Statewide | 2027 | 8 | 13 | 0.26684 | 5.2636e-06 | 1.602e-06 | 0.18898 | 3.7278e-06 | 1.1345e-06 | 0.32794 | 0.0018132 | 2.3114e-06 | 0.23226 | 0.0012841 | 1.637e-06 | 43.2885 | 5.6209 | 0.10864 | 49.0181 | 19.3487 | 3.2637 | 0.048539 | 22.6609 | 30.658 | 3.9808 | 0.076938 | 34.7157 | 13.7032 | 2.3115 | 0.034377 | 16.049
Statewide | 2027 | 8 | 14 | 0.27205 | 5.3663e-06 | 1.6332e-06 | 0.19267 | 3.8005e-06 | 1.1567e-06 | 0.33434 | 0.0018486 | 2.3565e-06 | 0.23679 | 0.0013092 | 1.6689e-06 | 44.1331 | 5.7305 | 0.11075 | 49.9744 | 19.7261 | 3.3274 | 0.049486 | 23.103 | 31.2561 | 4.0585 | 0.078439 | 35.393 | 13.9705 | 2.3565 | 0.035047 | 16.3621
Statewide | 2027 | 8 | 15 | 0.2862 | 5.6455e-06 | 1.7182e-06 | 0.2027 | 3.9983e-06 | 1.2169e-06 | 0.35174 | 0.0019448 | 2.4791e-06 | 0.24911 | 0.0013773 | 1.7558e-06 | 46.4298 | 6.0288 | 0.11652 | 52.5751 | 20.7527 | 3.5006 | 0.052062 | 24.3054 | 32.8827 | 4.2697 | 0.082521 | 37.2349 | 14.6976 | 2.4792 | 0.036871 | 17.2136
Statewide | 2027 | 8 | 16 | 0.31259 | 6.1661e-06 | 1.8766e-06 | 0.22139 | 4.367e-06 | 1.3291e-06 | 0.38417 | 0.0021241 | 2.7077e-06 | 0.27208 | 0.0015043 | 1.9177e-06 | 50.7108 | 6.5846 | 0.12726 | 57.4227 | 22.6662 | 3.8233 | 0.056862 | 26.5464 | 35.9146 | 4.6634 | 0.09013 | 40.6681 | 16.0527 | 2.7078 | 0.040271 | 18.8008
Statewide | 2027 | 8 | 17 | 0.28151 | 5.5529e-06 | 1.69e-06 | 0.19937 | 3.9327e-06 | 1.1969e-06 | 0.34597 | 0.0019129 | 2.4385e-06 | 0.24503 | 0.0013547 | 1.727e-06 | 45.6682 | 5.9299 | 0.11461 | 51.7127 | 20.4123 | 3.4432 | 0.051208 | 23.9067 | 32.3433 | 4.1997 | 0.081168 | 36.6242 | 14.4565 | 2.4385 | 0.036266 | 16.9313
Statewide | 2027 | 8 | 18 | 0.27926 | 5.5085e-06 | 1.6765e-06 | 0.19778 | 3.9012e-06 | 1.1873e-06 | 0.3432 | 0.0018976 | 2.4189e-06 | 0.24306 | 0.0013439 | 1.7132e-06 | 45.3028 | 5.8824 | 0.11369 | 51.2989 | 20.249 | 3.4156 | 0.050798 | 23.7154 | 32.0845 | 4.1661 | 0.080518 | 36.3311 | 14.3408 | 2.419 | 0.035976 | 16.7958
Statewide | 2027 | 8 | 19 | 0.2903 | 5.7264e-06 | 1.7428e-06 | 0.2056 | 4.0556e-06 | 1.2343e-06 | 0.35678 | 0.0019726 | 2.5146e-06 | 0.25268 | 0.0013971 | 1.7809e-06 | 47.0949 | 6.1151 | 0.11819 | 53.3282 | 21.05 | 3.5507 | 0.052807 | 24.6535 | 33.3537 | 4.3309 | 0.083703 | 37.7683 | 14.9081 | 2.5147 | 0.037399 | 17.4602
Statewide | 2027 | 8 | 20 | 0.29073 | 5.7348e-06 | 1.7454e-06 | 0.2059 | 4.0615e-06 | 1.2361e-06 | 0.3573 | 0.0019755 | 2.5183e-06 | 0.25305 | 0.0013991 | 1.7835e-06 | 47.1641 | 6.1241 | 0.11836 | 53.4065 | 21.0809 | 3.5559 | 0.052885 | 24.6897 | 33.4027 | 4.3372 | 0.083826 | 37.8238 | 14.93 | 2.5184 | 0.037454 | 17.4858
Statewide | 2027 | 8 | 21 | 0.2771 | 5.466e-06 | 1.6636e-06 | 0.19625 | 3.8712e-06 | 1.1782e-06 | 0.34056 | 0.0018829 | 2.4003e-06 | 0.24119 | 0.0013335 | 1.6999e-06 | 44.9534 | 5.8371 | 0.11281 | 50.9033 | 20.0928 | 3.3893 | 0.050406 | 23.5325 | 31.8371 | 4.1339 | 0.079897 | 36.0509 | 14.2302 | 2.4004 | 0.035699 | 16.6663
Statewide | 2027 | 8 | 22 | 0.26068 | 5.142e-06 | 1.5649e-06 | 0.18462 | 3.6417e-06 | 1.1083e-06 | 0.32037 | 0.0017713 | 2.258e-06 | 0.22689 | 0.0012545 | 1.5992e-06 | 42.2885 | 5.491 | 0.10613 | 47.8857 | 18.9017 | 3.1883 | 0.047418 | 22.1374 | 29.9497 | 3.8889 | 0.075161 | 33.9138 | 13.3866 | 2.2581 | 0.033583 | 15.6783
Statewide | 2027 | 8 | 23 | 0.25517 | 5.0334e-06 | 1.5319e-06 | 0.18072 | 3.5648e-06 | 1.0849e-06 | 0.3136 | 0.0017339 | 2.2103e-06 | 0.2221 | 0.001228 | 1.5654e-06 | 41.3954 | 5.3751 | 0.10388 | 46.8744 | 18.5025 | 3.121 | 0.046417 | 21.6699 | 29.3172 | 3.8067 | 0.073574 | 33.1976 | 13.1039 | 2.2104 | 0.032873 | 15.3472
Statewide | 2027 | 8 | 24 | 0.25223 | 4.9753e-06 | 1.5142e-06 | 0.17863 | 3.5236e-06 | 1.0724e-06 | 0.30998 | 0.0017139 | 2.1848e-06 | 0.21954 | 0.0012138 | 1.5473e-06 | 40.9178 | 5.313 | 0.10269 | 46.3335 | 18.289 | 3.085 | 0.045881 | 21.4199 | 28.9789 | 3.7628 | 0.072725 | 32.8145 | 12.9527 | 2.1849 | 0.032494 | 15.1701
Statewide | 2027 | 9 | 1 | 0.16554 | 3.2654e-06 | 9.9383e-07 | 0.11724 | 2.3127e-06 | 7.0385e-07 | 0.20345 | 0.0011249 | 1.434e-06 | 0.14409 | 0.00079666 | 1.0156e-06 | 26.8556 | 3.4871 | 0.067396 | 30.4101 | 12.0036 | 2.0248 | 0.030113 | 14.0585 | 19.0197 | 2.4697 | 0.047731 | 21.5371 | 8.5013 | 1.434 | 0.021327 | 9.9566
Statewide | 2027 | 9 | 2 | 0.14563 | 2.8727e-06 | 8.743e-07 | 0.10314 | 2.0345e-06 | 6.192e-07 | 0.17898 | 0.00098959 | 1.2615e-06 | 0.12676 | 0.00070085 | 8.9342e-07 | 23.6257 | 3.0677 | 0.05929 | 26.7527 | 10.56 | 1.7813 | 0.026491 | 12.3677 | 16.7323 | 2.1726 | 0.041991 | 18.9469 | 7.4788 | 1.2615 | 0.018762 | 8.7591
Statewide | 2027 | 9 | 3 | 0.16046 | 3.1651e-06 | 9.6329e-07 | 0.11364 | 2.2416e-06 | 6.8223e-07 | 0.1972 | 0.0010903 | 1.3899e-06 | 0.13966 | 0.00077218 | 9.8436e-07 | 26.0304 | 3.38 | 0.065325 | 29.4757 | 11.6348 | 1.9626 | 0.029188 | 13.6265 | 18.4353 | 2.3938 | 0.046265 | 20.8754 | 8.24 | 1.3899 | 0.020671 | 9.6506
Statewide | 2027 | 9 | 4 | 0.16481 | 3.251e-06 | 9.8944e-07 | 0.11672 | 2.3025e-06 | 7.0075e-07 | 0.20255 | 0.0011199 | 1.4276e-06 | 0.14345 | 0.00079314 | 1.0111e-06 | 26.737 | 3.4717 | 0.067098 | 30.2758 | 11.9506 | 2.0158 | 0.02998 | 13.9964 | 18.9358 | 2.4587 | 0.047521 | 21.442 | 8.4637 | 1.4277 | 0.021233 | 9.9126
Statewide | 2027 | 9 | 5 | 0.18212 | 3.5925e-06 | 1.0934e-06 | 0.12898 | 2.5443e-06 | 7.7435e-07 | 0.22383 | 0.0012375 | 1.5776e-06 | 0.15852 | 0.00087645 | 1.1173e-06 | 29.5454 | 3.8364 | 0.074146 | 33.4559 | 13.2059 | 2.2276 | 0.033129 | 15.4666 | 20.9247 | 2.717 | 0.052512 | 23.6943 | 9.3527 | 1.5776 | 0.023463 | 10.9538
Statewide | 2027 | 9 | 6 | 0.22961 | 4.5291e-06 | 1.3784e-06 | 0.16261 | 3.2076e-06 | 9.7624e-07 | 0.28219 | 0.0015602 | 1.9889e-06 | 0.19985 | 0.001105 | 1.4086e-06 | 37.2485 | 4.8366 | 0.093478 | 42.1786 | 16.6489 | 2.8083 | 0.041767 | 19.4991 | 26.3803 | 3.4254 | 0.066203 | 29.8719 | 11.7912 | 1.9889 | 0.02958 | 13.8097
Statewide | 2027 | 9 | 7 | 0.22411 | 4.4206e-06 | 1.3454e-06 | 0.15872 | 3.1308e-06 | 9.5284e-07 | 0.27542 | 0.0015228 | 1.9412e-06 | 0.19506 | 0.0010785 | 1.3748e-06 | 36.3558 | 4.7207 | 0.091237 | 41.1677 | 16.2499 | 2.741 | 0.040766 | 19.0317 | 25.748 | 3.3433 | 0.064616 | 29.1559 | 11.5086 | 1.9413 | 0.028871 | 13.4787
Statewide | 2027 | 9 | 8 | 0.2006 | 3.9569e-06 | 1.2043e-06 | 0.14207 | 2.8023e-06 | 8.5288e-07 | 0.24653 | 0.001363 | 1.7376e-06 | 0.1746 | 0.00096534 | 1.2306e-06 | 32.5418 | 4.2255 | 0.081666 | 36.8489 | 14.5452 | 2.4535 | 0.036489 | 17.0352 | 23.0469 | 2.9926 | 0.057838 | 26.0973 | 10.3013 | 1.7376 | 0.025842 | 12.0647
Statewide | 2027 | 9 | 9 | 0.18469 | 3.6431e-06 | 1.1088e-06 | 0.1308 | 2.5801e-06 | 7.8525e-07 | 0.22698 | 0.001255 | 1.5998e-06 | 0.16075 | 0.0008888 | 1.133e-06 | 29.9614 | 3.8904 | 0.07519 | 33.927 | 13.3918 | 2.2589 | 0.033596 | 15.6844 | 21.2194 | 2.7553 | 0.053251 | 24.0279 | 9.4844 | 1.5998 | 0.023793 | 11.108
Statewide | 2027 | 9 | 10 | 0.17891 | 3.529e-06 | 1.074e-06 | 0.12671 | 2.4993e-06 | 7.6067e-07 | 0.21987 | 0.0012157 | 1.5497e-06 | 0.15572 | 0.00086097 | 1.0975e-06 | 29.0233 | 3.7686 | 0.072836 | 32.8647 | 12.9725 | 2.1882 | 0.032544 | 15.1933 | 20.555 | 2.669 | 0.051584 | 23.2755 | 9.1874 | 1.5497 | 0.023048 | 10.7602
Statewide | 2027 | 9 | 11 | 0.17293 | 3.4111e-06 | 1.0382e-06 | 0.12247 | 2.4158e-06 | 7.3525e-07 | 0.21253 | 0.0011751 | 1.4979e-06 | 0.15052 | 0.0008322 | 1.0609e-06 | 28.0536 | 3.6427 | 0.070402 | 31.7667 | 12.5391 | 2.1151 | 0.031456 | 14.6857 | 19.8682 | 2.5798 | 0.049861 | 22.4979 | 8.8805 | 1.498 | 0.022278 | 10.4007
Statewide | 2027 | 9 | 12 | 0.17271 | 3.4068e-06 | 1.0368e-06 | 0.12232 | 2.4128e-06 | 7.3432e-07 | 0.21226 | 0.0011736 | 1.496e-06 | 0.15033 | 0.00083115 | 1.0595e-06 | 28.018 | 3.6381 | 0.070313 | 31.7264 | 12.5232 | 2.1124 | 0.031417 | 14.667 | 19.843 | 2.5766 | 0.049797 | 22.4694 | 8.8692 | 1.4961 | 0.02225 | 10.3875
Statewide | 2027 | 9 | 13 | 0.18443 | 3.638e-06 | 1.1072e-06 | 0.13062 | 2.5765e-06 | 7.8415e-07 | 0.22666 | 0.0012532 | 1.5975e-06 | 0.16053 | 0.00088755 | 1.1314e-06 | 29.9192 | 3.8849 | 0.075084 | 33.8792 | 13.373 | 2.2558 | 0.033548 | 15.6623 | 21.1895 | 2.7514 | 0.053177 | 23.9941 | 9.4711 | 1.5976 | 0.02376 | 11.0924
Statewide | 2027 | 9 | 14 | 0.20792 | 4.1014e-06 | 1.2483e-06 | 0.14726 | 2.9047e-06 | 8.8404e-07 | 0.25553 | 0.0014128 | 1.801e-06 | 0.18098 | 0.0010006 | 1.2755e-06 | 33.7306 | 4.3798 | 0.084649 | 38.1951 | 15.0766 | 2.5431 | 0.037822 | 17.6575 | 23.8888 | 3.1019 | 0.059951 | 27.0507 | 10.6776 | 1.8011 | 0.026786 | 12.5055
Statewide | 2027 | 9 | 15 | 0.22458 | 4.4299e-06 | 1.3482e-06 | 0.15905 | 3.1374e-06 | 9.5485e-07 | 0.276 | 0.001526 | 1.9453e-06 | 0.19547 | 0.0010808 | 1.3777e-06 | 36.4324 | 4.7306 | 0.09143 | 41.2544 | 16.2842 | 2.7468 | 0.040851 | 19.0718 | 25.8023 | 3.3503 | 0.064753 | 29.2174 | 11.5328 | 1.9454 | 0.028932 | 13.5071
Statewide | 2027 | 9 | 16 | 0.25296 | 4.9897e-06 | 1.5186e-06 | 0.17915 | 3.5338e-06 | 1.0755e-06 | 0.31088 | 0.0017188 | 2.1911e-06 | 0.22017 | 0.0012173 | 1.5518e-06 | 41.0361 | 5.3284 | 0.10298 | 46.4675 | 18.3419 | 3.0939 | 0.046014 | 21.4818 | 29.0627 | 3.7737 | 0.072935 | 32.9094 | 12.9902 | 2.1912 | 0.032588 | 15.2139
Statewide | 2027 | 9 | 17 | 0.2348 | 4.6316e-06 | 1.4096e-06 | 0.16629 | 3.2802e-06 | 9.9831e-07 | 0.28857 | 0.0015955 | 2.0339e-06 | 0.20437 | 0.0011299 | 1.4404e-06 | 38.0907 | 4.946 | 0.095591 | 43.1322 | 17.0254 | 2.8718 | 0.042711 | 19.9399 | 26.9767 | 3.5028 | 0.0677 | 30.5473 | 12.0578 | 2.0339 | 0.030249 | 14.1219
Statewide | 2027 | 9 | 18 | 0.2562 | 5.0536e-06 | 1.5381e-06 | 0.18144 | 3.5791e-06 | 1.0893e-06 | 0.31486 | 0.0017409 | 2.2192e-06 | 0.22299 | 0.0012329 | 1.5717e-06 | 41.5617 | 5.3967 | 0.1043 | 47.0626 | 18.5768 | 3.1335 | 0.046603 | 21.757 | 29.435 | 3.822 | 0.073869 | 33.3309 | 13.1565 | 2.2192 | 0.033005 | 15.4088
Statewide | 2027 | 9 | 19 | 0.26953 | 5.3166e-06 | 1.6181e-06 | 0.19089 | 3.7653e-06 | 1.146e-06 | 0.33125 | 0.0018315 | 2.3347e-06 | 0.2346 | 0.0012971 | 1.6535e-06 | 43.7246 | 5.6775 | 0.10973 | 49.5119 | 19.5436 | 3.2966 | 0.049028 | 22.8892 | 30.9668 | 4.0209 | 0.077713 | 35.0655 | 13.8412 | 2.3347 | 0.034723 | 16.2107
Statewide | 2027 | 9 | 20 | 0.28579 | 5.6373e-06 | 1.7157e-06 | 0.2024 | 3.9925e-06 | 1.2151e-06 | 0.35123 | 0.0019419 | 2.4755e-06 | 0.24875 | 0.0013753 | 1.7532e-06 | 46.3623 | 6.02 | 0.11635 | 52.4986 | 20.7225 | 3.4955 | 0.051986 | 24.27 | 32.8349 | 4.2635 | 0.082401 | 37.1808 | 14.6762 | 2.4756 | 0.036818 | 17.1886
Statewide | 2027 | 9 | 21 | 0.23399 | 4.6156e-06 | 1.4048e-06 | 0.16572 | 3.2689e-06 | 9.9488e-07 | 0.28757 | 0.00159 | 2.0269e-06 | 0.20367 | 0.0011261 | 1.4355e-06 | 37.9597 | 4.9289 | 0.095262 | 42.9839 | 16.9668 | 2.862 | 0.042564 | 19.8713 | 26.8839 | 3.4908 | 0.067467 | 30.4422 | 12.0163 | 2.0269 | 0.030145 | 14.0734
Statewide | 2027 | 9 | 22 | 0.21744 | 4.2891e-06 | 1.3054e-06 | 0.154 | 3.0377e-06 | 9.2451e-07 | 0.26723 | 0.0014775 | 1.8835e-06 | 0.18926 | 0.0010464 | 1.3339e-06 | 35.2746 | 4.5803 | 0.088524 | 39.9434 | 15.7667 | 2.6595 | 0.039553 | 18.4657 | 24.9823 | 3.2439 | 0.062695 | 28.2888 | 11.1663 | 1.8835 | 0.028013 | 13.0779
Statewide | 2027 | 9 | 23 | 0.2051 | 4.0458e-06 | 1.2313e-06 | 0.14526 | 2.8653e-06 | 8.7205e-07 | 0.25207 | 0.0013937 | 1.7766e-06 | 0.17852 | 0.00098704 | 1.2582e-06 | 33.2731 | 4.3204 | 0.083501 | 37.677 | 14.8721 | 2.5086 | 0.037309 | 17.418 | 23.5648 | 3.0598 | 0.059137 | 26.6837 | 10.5327 | 1.7767 | 0.026423 | 12.3358
Statewide | 2027 | 9 | 24 | 0.19105 | 3.7686e-06 | 1.147e-06 | 0.13531 | 2.669e-06 | 8.1232e-07 | 0.2348 | 0.0012982 | 1.6549e-06 | 0.16629 | 0.00091943 | 1.1721e-06 | 30.9939 | 4.0245 | 0.077781 | 35.0962 | 13.8534 | 2.3368 | 0.034753 | 16.2249 | 21.9506 | 2.8502 | 0.055087 | 24.8559 | 9.8113 | 1.655 | 0.024613 | 11.4909
Statewide | 2027 | 10 | 1 | 0.16881 | 3.3298e-06 | 1.0134e-06 | 0.11955 | 2.3582e-06 | 7.1772e-07 | 0.20746 | 0.001147 | 1.4622e-06 | 0.14693 | 0.00081236 | 1.0356e-06 | 27.3847 | 3.5558 | 0.068724 | 31.0092 | 12.2401 | 2.0647 | 0.030706 | 14.3355 | 19.3945 | 2.5183 | 0.048672 | 21.9615 | 8.6687 | 1.4622 | 0.021747 | 10.1527
Statewide | 2027 | 10 | 2 | 0.16071 | 3.17e-06 | 9.6478e-07 | 0.11382 | 2.2451e-06 | 6.8328e-07 | 0.1975 | 0.001092 | 1.392e-06 | 0.13988 | 0.00077338 | 9.8588e-07 | 26.0706 | 3.3852 | 0.065426 | 29.5212 | 11.6528 | 1.9656 | 0.029233 | 13.6476 | 18.4638 | 2.3975 | 0.046336 | 20.9076 | 8.2528 | 1.3921 | 0.020703 | 9.6655
Statewide | 2027 | 10 | 3 | 0.16769 | 3.3078e-06 | 1.0067e-06 | 0.11876 | 2.3426e-06 | 7.1297e-07 | 0.20609 | 0.0011394 | 1.4525e-06 | 0.14596 | 0.00080698 | 1.0287e-06 | 27.2035 | 3.5323 | 0.068269 | 30.8041 | 12.1592 | 2.051 | 0.030503 | 14.2407 | 19.2662 | 2.5017 | 0.04835 | 21.8162 | 8.6114 | 1.4526 | 0.021603 | 10.0856
Statewide | 2027 | 10 | 4 | 0.16814 | 3.3167e-06 | 1.0094e-06 | 0.11908 | 2.349e-06 | 7.1491e-07 | 0.20665 | 0.0011425 | 1.4565e-06 | 0.14635 | 0.00080917 | 1.0315e-06 | 27.2773 | 3.5419 | 0.068454 | 30.8876 | 12.1921 | 2.0566 | 0.030586 | 14.2793 | 19.3184 | 2.5084 | 0.048481 | 21.8754 | 8.6348 | 1.4565 | 0.021662 | 10.1129
Statewide | 2027 | 10 | 5 | 0.17869 | 3.5248e-06 | 1.0728e-06 | 0.12655 | 2.4963e-06 | 7.5975e-07 | 0.21961 | 0.0012142 | 1.5478e-06 | 0.15553 | 0.00085993 | 1.0962e-06 | 28.9884 | 3.764 | 0.072748 | 32.8252 | 12.9569 | 2.1856 | 0.032505 | 15.175 | 20.5303 | 2.6658 | 0.051522 | 23.2476 | 9.1764 | 1.5479 | 0.023021 | 10.7473
Statewide | 2027 | 10 | 6 | 0.21936 | 4.327e-06 | 1.3169e-06 | 0.15536 | 3.0645e-06 | 9.3268e-07 | 0.26959 | 0.0014906 | 1.9001e-06 | 0.19093 | 0.0010557 | 1.3457e-06 | 35.5863 | 4.6208 | 0.089306 | 40.2964 | 15.906 | 2.683 | 0.039903 | 18.6289 | 25.2031 | 3.2725 | 0.063249 | 28.5389 | 11.265 | 1.9002 | 0.02826 | 13.1935
Statewide | 2027 | 10 | 7 | 0.22528 | 4.4437e-06 | 1.3524e-06 | 0.15955 | 3.1472e-06 | 9.5783e-07 | 0.27686 | 0.0015308 | 1.9514e-06 | 0.19608 | 0.0010841 | 1.382e-06 | 36.5461 | 4.7454 | 0.091715 | 41.3832 | 16.335 | 2.7554 | 0.040979 | 19.1313 | 25.8828 | 3.3608 | 0.064955 | 29.3085 | 11.5688 | 1.9514 | 0.029022 | 13.5493
Statewide | 2027 | 10 | 8 | 0.20876 | 4.1179e-06 | 1.2533e-06 | 0.14785 | 2.9164e-06 | 8.8759e-07 | 0.25656 | 0.0014185 | 1.8083e-06 | 0.1817 | 0.0010046 | 1.2807e-06 | 33.8662 | 4.3974 | 0.084989 | 38.3486 | 15.1371 | 2.5533 | 0.037974 | 17.7285 | 23.9848 | 3.1144 | 0.060192 | 27.1594 | 10.7205 | 1.8083 | 0.026894 | 12.5557
Statewide | 2027 | 10 | 9 | 0.19065 | 3.7606e-06 | 1.1445e-06 | 0.13502 | 2.6633e-06 | 8.1058e-07 | 0.2343 | 0.0012954 | 1.6514e-06 | 0.16594 | 0.00091746 | 1.1696e-06 | 30.9278 | 4.0159 | 0.077615 | 35.0213 | 13.8238 | 2.3318 | 0.034679 | 16.1903 | 21.9038 | 2.8441 | 0.054969 | 24.8029 | 9.7903 | 1.6514 | 0.024561 | 11.4663
Statewide | 2027 | 10 | 10 | 0.17836 | 3.5182e-06 | 1.0708e-06 | 0.12632 | 2.4917e-06 | 7.5833e-07 | 0.2192 | 0.0012119 | 1.5449e-06 | 0.15524 | 0.00085832 | 1.0942e-06 | 28.9342 | 3.757 | 0.072612 | 32.7639 | 12.9327 | 2.1815 | 0.032444 | 15.1467 | 20.4919 | 2.6608 | 0.051426 | 23.2041 | 9.1593 | 1.545 | 0.022977 | 10.7272
Statewide | 2027 | 10 | 11 | 0.18069 | 3.5642e-06 | 1.0848e-06 | 0.12797 | 2.5242e-06 | 7.6825e-07 | 0.22206 | 0.0012278 | 1.5651e-06 | 0.15727 | 0.00086955 | 1.1085e-06 | 29.3125 | 3.8061 | 0.073562 | 33.1922 | 13.1018 | 2.21 | 0.032868 | 15.3447 | 20.7598 | 2.6956 | 0.052098 | 23.5075 | 9.279 | 1.5652 | 0.023278 | 10.8675
Statewide | 2027 | 10 | 12 | 0.18899 | 3.7279e-06 | 1.1346e-06 | 0.13385 | 2.6402e-06 | 8.0354e-07 | 0.23227 | 0.0012842 | 1.6371e-06 | 0.1645 | 0.0009095 | 1.1594e-06 | 30.6592 | 3.981 | 0.076941 | 34.7172 | 13.7037 | 2.3116 | 0.034378 | 16.0497 | 21.7136 | 2.8194 | 0.054492 | 24.5875 | 9.7053 | 1.6371 | 0.024347 | 11.3668
Statewide | 2027 | 10 | 13 | 0.19536 | 3.8535e-06 | 1.1728e-06 | 0.13836 | 2.7291e-06 | 8.3061e-07 | 0.24009 | 0.0013274 | 1.6922e-06 | 0.17004 | 0.00094013 | 1.1984e-06 | 31.6919 | 4.1151 | 0.079533 | 35.8865 | 14.1653 | 2.3894 | 0.035536 | 16.5903 | 22.4449 | 2.9144 | 0.056327 | 25.4157 | 10.0322 | 1.6922 | 0.025167 | 11.7496
Statewide | 2027 | 10 | 14 | 0.21328 | 4.2071e-06 | 1.2804e-06 | 0.15105 | 2.9796e-06 | 9.0683e-07 | 0.26212 | 0.0014493 | 1.8475e-06 | 0.18564 | 0.0010264 | 1.3084e-06 | 34.6 | 4.4927 | 0.086831 | 39.1796 | 15.4652 | 2.6087 | 0.038797 | 18.1126 | 24.5046 | 3.1818 | 0.061496 | 27.7479 | 10.9528 | 1.8475 | 0.027477 | 12.8278
Statewide | 2027 | 10 | 15 | 0.23705 | 4.676e-06 | 1.4231e-06 | 0.16789 | 3.3117e-06 | 1.0079e-06 | 0.29134 | 0.0016108 | 2.0534e-06 | 0.20633 | 0.0011408 | 1.4543e-06 | 38.4564 | 4.9934 | 0.096509 | 43.5463 | 17.1888 | 2.8994 | 0.043121 | 20.1314 | 27.2357 | 3.5365 | 0.06835 | 30.8405 | 12.1735 | 2.0534 | 0.030539 | 14.2575
Statewide | 2027 | 10 | 16 | 0.25321 | 4.9946e-06 | 1.5201e-06 | 0.17933 | 3.5373e-06 | 1.0766e-06 | 0.31119 | 0.0017205 | 2.1933e-06 | 0.22039 | 0.0012185 | 1.5533e-06 | 41.0766 | 5.3337 | 0.10308 | 46.5134 | 18.36 | 3.097 | 0.046059 | 21.503 | 29.0914 | 3.7774 | 0.073007 | 32.9419 | 13.003 | 2.1933 | 0.03262 | 15.2289
Statewide | 2027 | 10 | 17 | 0.24294 | 4.7921e-06 | 1.4585e-06 | 0.17206 | 3.3939e-06 | 1.0329e-06 | 0.29857 | 0.0016508 | 2.1044e-06 | 0.21145 | 0.0011691 | 1.4904e-06 | 39.4113 | 5.1174 | 0.098905 | 44.6277 | 17.6157 | 2.9714 | 0.044192 | 20.6313 | 27.912 | 3.6243 | 0.070047 | 31.6064 | 12.4758 | 2.1044 | 0.031298 | 14.6116
Statewide | 2027 | 10 | 18 | 0.27293 | 5.3837e-06 | 1.6385e-06 | 0.19329 | 3.8128e-06 | 1.1604e-06 | 0.33543 | 0.0018546 | 2.3641e-06 | 0.23756 | 0.0013134 | 1.6743e-06 | 44.2763 | 5.7491 | 0.11111 | 50.1365 | 19.7901 | 3.3382 | 0.049647 | 23.178 | 31.3575 | 4.0717 | 0.078694 | 35.5079 | 14.0158 | 2.3642 | 0.035161 | 16.4152
Statewide | 2027 | 10 | 19 | 0.29995 | 5.9167e-06 | 1.8007e-06 | 0.21243 | 4.1903e-06 | 1.2753e-06 | 0.36864 | 0.0020382 | 2.5982e-06 | 0.26108 | 0.0014435 | 1.8401e-06 | 48.66 | 6.3183 | 0.12212 | 55.1005 | 21.7495 | 3.6687 | 0.054562 | 25.4728 | 34.4622 | 4.4748 | 0.086485 | 39.0234 | 15.4035 | 2.5983 | 0.038642 | 18.0405
Statewide | 2027 | 10 | 20 | 0.27192 | 5.3639e-06 | 1.6325e-06 | 0.19258 | 3.7988e-06 | 1.1562e-06 | 0.33419 | 0.0018477 | 2.3554e-06 | 0.23668 | 0.0013086 | 1.6682e-06 | 44.1134 | 5.728 | 0.11071 | 49.9521 | 19.7173 | 3.3259 | 0.049464 | 23.0927 | 31.2421 | 4.0567 | 0.078404 | 35.3772 | 13.9643 | 2.3555 | 0.035032 | 16.3548
Statewide | 2027 | 10 | 21 | 0.24075 | 4.7489e-06 | 1.4453e-06 | 0.1705 | 3.3633e-06 | 1.0236e-06 | 0.29588 | 0.0016359 | 2.0854e-06 | 0.20955 | 0.0011586 | 1.4769e-06 | 39.0556 | 5.0713 | 0.098013 | 44.2249 | 17.4567 | 2.9446 | 0.043793 | 20.4451 | 27.6601 | 3.5916 | 0.069415 | 31.3211 | 12.3632 | 2.0854 | 0.031015 | 14.4797
Statewide | 2027 | 10 | 22 | 0.22664 | 4.4706e-06 | 1.3606e-06 | 0.16051 | 3.1662e-06 | 9.6363e-07 | 0.27854 | 0.00154 | 1.9632e-06 | 0.19727 | 0.0010907 | 1.3904e-06 | 36.7672 | 4.7741 | 0.09227 | 41.6335 | 16.4338 | 2.7721 | 0.041227 | 19.2471 | 26.0394 | 3.3811 | 0.065348 | 29.4858 | 11.6388 | 1.9632 | 0.029198 | 13.6312
Statewide | 2027 | 10 | 23 | 0.21601 | 4.2609e-06 | 1.2968e-06 | 0.15298 | 3.0176e-06 | 9.1841e-07 | 0.26547 | 0.0014678 | 1.8711e-06 | 0.18801 | 0.0010395 | 1.3251e-06 | 35.0421 | 4.5501 | 0.087941 | 39.6801 | 15.6628 | 2.642 | 0.039293 | 18.344 | 24.8176 | 3.2225 | 0.062282 | 28.1024 | 11.0927 | 1.8711 | 0.027828 | 12.9917
Statewide | 2027 | 10 | 24 | 0.19608 | 3.8678e-06 | 1.1771e-06 | 0.13887 | 2.7393e-06 | 8.3369e-07 | 0.24098 | 0.0013324 | 1.6985e-06 | 0.17067 | 0.00094361 | 1.2029e-06 | 31.8093 | 4.1303 | 0.079828 | 36.0194 | 14.2178 | 2.3983 | 0.035668 | 16.6517 | 22.5281 | 2.9252 | 0.056536 | 25.5098 | 10.0694 | 1.6985 | 0.025261 | 11.7931
Statewide | 2027 | 11 | 1 | 0.21761 | 4.2925e-06 | 1.3064e-06 | 0.15412 | 3.04e-06 | 9.2523e-07 | 0.26744 | 0.0014787 | 1.885e-06 | 0.18941 | 0.0010472 | 1.335e-06 | 35.3021 | 4.5839 | 0.088593 | 39.9745 | 15.779 | 2.6616 | 0.039584 | 18.4801 | 25.0018 | 3.2464 | 0.062744 | 28.3109 | 11.175 | 1.885 | 0.028034 | 13.0881
Statewide | 2027 | 11 | 2 | 0.20142 | 3.9732e-06 | 1.2092e-06 | 0.14265 | 2.8139e-06 | 8.564e-07 | 0.24754 | 0.0013687 | 1.7447e-06 | 0.17532 | 0.00096932 | 1.2357e-06 | 32.6759 | 4.2429 | 0.082003 | 37.0008 | 14.6052 | 2.4636 | 0.036639 | 17.1054 | 23.1419 | 3.0049 | 0.058076 | 26.2048 | 10.3437 | 1.7448 | 0.025949 | 12.1144
Statewide | 2027 | 11 | 3 | 0.20362 | 4.0165e-06 | 1.2224e-06 | 0.14421 | 2.8446e-06 | 8.6574e-07 | 0.25024 | 0.0013836 | 1.7638e-06 | 0.17723 | 0.00097989 | 1.2491e-06 | 33.0322 | 4.2891 | 0.082897 | 37.4043 | 14.7644 | 2.4905 | 0.037039 | 17.2919 | 23.3942 | 3.0377 | 0.058709 | 26.4906 | 10.4565 | 1.7638 | 0.026232 | 12.2465
Statewide | 2027 | 11 | 4 | 0.21491 | 4.2391e-06 | 1.2902e-06 | 0.1522 | 3.0023e-06 | 9.1373e-07 | 0.26412 | 0.0014603 | 1.8615e-06 | 0.18705 | 0.0010342 | 1.3184e-06 | 34.8634 | 4.5269 | 0.087492 | 39.4778 | 15.5829 | 2.6285 | 0.039092 | 18.2505 | 24.6911 | 3.2061 | 0.061964 | 27.9591 | 11.0362 | 1.8616 | 0.027686 | 12.9254
Statewide | 2027 | 11 | 5 | 0.2084 | 4.1107e-06 | 1.2511e-06 | 0.14759 | 2.9113e-06 | 8.8605e-07 | 0.25612 | 0.0014161 | 1.8051e-06 | 0.18139 | 0.0010029 | 1.2784e-06 | 33.8073 | 4.3898 | 0.084842 | 38.2819 | 15.1108 | 2.5489 | 0.037908 | 17.6976 | 23.9431 | 3.1089 | 0.060087 | 27.1121 | 10.7019 | 1.8052 | 0.026847 | 12.5339
Statewide | 2027 | 11 | 6 | 0.23435 | 4.6226e-06 | 1.4069e-06 | 0.16597 | 3.2738e-06 | 9.9638e-07 | 0.28801 | 0.0015924 | 2.0299e-06 | 0.20397 | 0.0011278 | 1.4376e-06 | 38.017 | 4.9364 | 0.095406 | 43.0488 | 16.9925 | 2.8663 | 0.042628 | 19.9014 | 26.9245 | 3.4961 | 0.067569 | 30.4882 | 12.0345 | 2.03 | 0.03019 | 14.0946
Statewide | 2027 | 11 | 7 | 0.24762 | 4.8845e-06 | 1.4866e-06 | 0.17537 | 3.4593e-06 | 1.0528e-06 | 0.30433 | 0.0016826 | 2.1449e-06 | 0.21553 | 0.0011917 | 1.5191e-06 | 40.1712 | 5.2161 | 0.10081 | 45.4881 | 17.9553 | 3.0287 | 0.045044 | 21.029 | 28.4502 | 3.6942 | 0.071398 | 32.2157 | 12.7164 | 2.145 | 0.031901 | 14.8933
Statewide | 2027 | 11 | 8 | 0.246 | 4.8526e-06 | 1.4769e-06 | 0.17423 | 3.4367e-06 | 1.046e-06 | 0.30234 | 0.0016716 | 2.1309e-06 | 0.21412 | 0.0011839 | 1.5092e-06 | 39.9083 | 5.182 | 0.10015 | 45.1904 | 17.8378 | 3.0089 | 0.044749 | 20.8914 | 28.264 | 3.67 | 0.07093 | 32.0049 | 12.6331 | 2.131 | 0.031692 | 14.7958
Statewide | 2027 | 11 | 9 | 0.23552 | 4.6457e-06 | 1.4139e-06 | 0.1668 | 3.2902e-06 | 1.0014e-06 | 0.28945 | 0.0016003 | 2.0401e-06 | 0.20499 | 0.0011334 | 1.4448e-06 | 38.2071 | 4.9611 | 0.095883 | 43.2641 | 17.0774 | 2.8806 | 0.042842 | 20.0009 | 27.0592 | 3.5135 | 0.067907 | 30.6407 | 12.0946 | 2.0401 | 0.030341 | 14.1651
Statewide | 2027 | 11 | 10 | 0.21545 | 4.2498e-06 | 1.2934e-06 | 0.15259 | 3.0098e-06 | 9.1604e-07 | 0.26478 | 0.001464 | 1.8662e-06 | 0.18753 | 0.0010368 | 1.3217e-06 | 34.9515 | 4.5383 | 0.087713 | 39.5776 | 15.6223 | 2.6352 | 0.039191 | 18.2966 | 24.7535 | 3.2142 | 0.062121 | 28.0298 | 11.0641 | 1.8663 | 0.027756 | 12.9581
Statewide | 2027 | 11 | 11 | 0.21477 | 4.2364e-06 | 1.2893e-06 | 0.1521 | 3.0003e-06 | 9.1315e-07 | 0.26395 | 0.0014594 | 1.8603e-06 | 0.18693 | 0.0010336 | 1.3175e-06 | 34.8411 | 4.524 | 0.087436 | 39.4526 | 15.5729 | 2.6268 | 0.039067 | 18.2388 | 24.6753 | 3.204 | 0.061924 | 27.9412 | 11.0291 | 1.8604 | 0.027668 | 12.9172
Statewide | 2027 | 11 | 12 | 0.22358 | 4.4101e-06 | 1.3422e-06 | 0.15834 | 3.1234e-06 | 9.5059e-07 | 0.27477 | 0.0015192 | 1.9366e-06 | 0.1946 | 0.0010759 | 1.3716e-06 | 36.2698 | 4.7095 | 0.091022 | 41.0704 | 16.2115 | 2.7346 | 0.040669 | 18.9867 | 25.6871 | 3.3354 | 0.064464 | 29.087 | 11.4814 | 1.9367 | 0.028803 | 13.4469
Statewide | 2027 | 11 | 13 | 0.23696 | 4.6742e-06 | 1.4226e-06 | 0.16782 | 3.3104e-06 | 1.0075e-06 | 0.29122 | 0.0016102 | 2.0526e-06 | 0.20625 | 0.0011403 | 1.4537e-06 | 38.4413 | 4.9915 | 0.096471 | 43.5292 | 17.1821 | 2.8983 | 0.043104 | 20.1235 | 27.225 | 3.5351 | 0.068323 | 30.8284 | 12.1688 | 2.0526 | 0.030527 | 14.2519
Statewide | 2027 | 11 | 14 | 0.24456 | 4.8241e-06 | 1.4682e-06 | 0.1732 | 3.4165e-06 | 1.0398e-06 | 0.30056 | 0.0016618 | 2.1184e-06 | 0.21287 | 0.0011769 | 1.5003e-06 | 39.6743 | 5.1516 | 0.099565 | 44.9254 | 17.7332 | 2.9912 | 0.044487 | 20.7689 | 28.0983 | 3.6485 | 0.070515 | 31.8172 | 12.5591 | 2.1185 | 0.031506 | 14.709
Statewide | 2027 | 11 | 15 | 0.25799 | 5.089e-06 | 1.5488e-06 | 0.18272 | 3.6042e-06 | 1.0969e-06 | 0.31707 | 0.0017531 | 2.2348e-06 | 0.22456 | 0.0012416 | 1.5827e-06 | 41.8532 | 5.4345 | 0.10503 | 47.3927 | 18.7071 | 3.1555 | 0.04693 | 21.9095 | 29.6414 | 3.8488 | 0.074387 | 33.5646 | 13.2488 | 2.2348 | 0.033237 | 15.5168
Statewide | 2027 | 11 | 16 | 0.28185 | 5.5597e-06 | 1.6921e-06 | 0.19962 | 3.9375e-06 | 1.1984e-06 | 0.34639 | 0.0019152 | 2.4414e-06 | 0.24532 | 0.0013564 | 1.7291e-06 | 45.724 | 5.9371 | 0.11475 | 51.7759 | 20.4373 | 3.4474 | 0.05127 | 23.9359 | 32.3828 | 4.2048 | 0.081267 | 36.6689 | 14.4742 | 2.4415 | 0.036311 | 16.952
Statewide | 2027 | 11 | 17 | 0.29235 | 5.7668e-06 | 1.7551e-06 | 0.20705 | 4.0842e-06 | 1.243e-06 | 0.3593 | 0.0019865 | 2.5324e-06 | 0.25446 | 0.0014069 | 1.7935e-06 | 47.4273 | 6.1583 | 0.11902 | 53.7046 | 21.1986 | 3.5758 | 0.05318 | 24.8275 | 33.5892 | 4.3614 | 0.084294 | 38.0349 | 15.0133 | 2.5325 | 0.037663 | 17.5834
Statewide | 2027 | 11 | 18 | 0.33083 | 6.5259e-06 | 1.9861e-06 | 0.2343 | 4.6218e-06 | 1.4066e-06 | 0.40659 | 0.002248 | 2.8657e-06 | 0.28796 | 0.0015921 | 2.0296e-06 | 53.6699 | 6.9689 | 0.13469 | 60.7734 | 23.9888 | 4.0464 | 0.06018 | 28.0954 | 38.0103 | 4.9355 | 0.095389 | 43.0412 | 16.9894 | 2.8658 | 0.042621 | 19.8978
Statewide | 2027 | 11 | 19 | 0.32463 | 6.4034e-06 | 1.9489e-06 | 0.22991 | 4.5351e-06 | 1.3802e-06 | 0.39896 | 0.0022058 | 2.8119e-06 | 0.28255 | 0.0015622 | 1.9915e-06 | 52.663 | 6.8381 | 0.13216 | 59.6333 | 23.5388 | 3.9705 | 0.059051 | 27.5684 | 37.2972 | 4.8429 | 0.0936 | 42.2337 | 16.6707 | 2.812 | 0.041821 | 19.5246
Statewide | 2027 | 11 | 20 | 0.2979 | 5.8762e-06 | 1.7884e-06 | 0.21098 | 4.1617e-06 | 1.2666e-06 | 0.36611 | 0.0020242 | 2.5804e-06 | 0.25929 | 0.0014336 | 1.8275e-06 | 48.3271 | 6.2751 | 0.12128 | 54.7234 | 21.6007 | 3.6436 | 0.054189 | 25.2985 | 34.2264 | 4.4442 | 0.085893 | 38.7564 | 15.2981 | 2.5805 | 0.038378 | 17.917
Statewide | 2027 | 11 | 21 | 0.27027 | 5.3312e-06 | 1.6225e-06 | 0.19141 | 3.7757e-06 | 1.1491e-06 | 0.33216 | 0.0018365 | 2.3411e-06 | 0.23524 | 0.0013006 | 1.658e-06 | 43.845 | 5.6931 | 0.11003 | 49.6481 | 19.5974 | 3.3057 | 0.049163 | 22.9522 | 31.052 | 4.032 | 0.077927 | 35.162 | 13.8793 | 2.3412 | 0.034819 | 16.2553
Statewide | 2027 | 11 | 22 | 0.25574 | 5.0447e-06 | 1.5353e-06 | 0.18112 | 3.5728e-06 | 1.0874e-06 | 0.31431 | 0.0017378 | 2.2153e-06 | 0.2226 | 0.0012307 | 1.5689e-06 | 41.4884 | 5.3871 | 0.10412 | 46.9796 | 18.544 | 3.128 | 0.046521 | 21.7186 | 29.383 | 3.8153 | 0.073739 | 33.2721 | 13.1333 | 2.2153 | 0.032947 | 15.3816
Statewide | 2027 | 11 | 23 | 0.23487 | 4.6329e-06 | 1.41e-06 | 0.16634 | 3.2811e-06 | 9.986e-07 | 0.28865 | 0.0015959 | 2.0344e-06 | 0.20443 | 0.0011303 | 1.4408e-06 | 38.1017 | 4.9474 | 0.095619 | 43.1447 | 17.0303 | 2.8727 | 0.042723 | 19.9457 | 26.9845 | 3.5039 | 0.067719 | 30.5561 | 12.0613 | 2.0345 | 0.030258 | 14.126
Statewide | 2027 | 11 | 24 | 0.24033 | 4.7407e-06 | 1.4428e-06 | 0.17021 | 3.3575e-06 | 1.0218e-06 | 0.29537 | 0.0016331 | 2.0818e-06 | 0.20919 | 0.0011566 | 1.4744e-06 | 38.9887 | 5.0626 | 0.097845 | 44.1491 | 17.4267 | 2.9395 | 0.043718 | 20.41 | 27.6127 | 3.5854 | 0.069296 | 31.2674 | 12.342 | 2.0819 | 0.030962 | 14.4549
Statewide | 2027 | 12 | 1 | 0.22295 | 4.3978e-06 | 1.3385e-06 | 0.1579 | 3.1146e-06 | 9.4793e-07 | 0.274 | 0.0015149 | 1.9312e-06 | 0.19406 | 0.0010729 | 1.3677e-06 | 36.1683 | 4.6963 | 0.090767 | 40.9555 | 16.1662 | 2.7269 | 0.040555 | 18.9336 | 25.6153 | 3.3261 | 0.064283 | 29.0056 | 11.4492 | 1.9313 | 0.028722 | 13.4092
Statewide | 2027 | 12 | 2 | 0.21871 | 4.3142e-06 | 1.313e-06 | 0.1549 | 3.0554e-06 | 9.299e-07 | 0.26879 | 0.0014861 | 1.8945e-06 | 0.19036 | 0.0010525 | 1.3417e-06 | 35.4804 | 4.607 | 0.089041 | 40.1765 | 15.8587 | 2.675 | 0.039784 | 18.5735 | 25.1281 | 3.2628 | 0.063061 | 28.4539 | 11.2315 | 1.8945 | 0.028176 | 13.1542
Statewide | 2027 | 12 | 3 | 0.21894 | 4.3186e-06 | 1.3144e-06 | 0.15506 | 3.0585e-06 | 9.3086e-07 | 0.26907 | 0.0014877 | 1.8964e-06 | 0.19056 | 0.0010536 | 1.3431e-06 | 35.5171 | 4.6118 | 0.089133 | 40.218 | 15.875 | 2.6778 | 0.039825 | 18.5927 | 25.154 | 3.2662 | 0.063126 | 28.4833 | 11.2431 | 1.8965 | 0.028205 | 13.1678
Statewide | 2027 | 12 | 4 | 0.21562 | 4.2533e-06 | 1.2945e-06 | 0.15271 | 3.0123e-06 | 9.1677e-07 | 0.265 | 0.0014652 | 1.8677e-06 | 0.18768 | 0.0010377 | 1.3228e-06 | 34.9796 | 4.542 | 0.087784 | 39.6093 | 15.6348 | 2.6373 | 0.039222 | 18.3113 | 24.7734 | 3.2167 | 0.06217 | 28.0523 | 11.0729 | 1.8678 | 0.027778 | 12.9685
Statewide | 2027 | 12 | 5 | 0.20994 | 4.1412e-06 | 1.2604e-06 | 0.14869 | 2.9329e-06 | 8.9263e-07 | 0.25802 | 0.0014266 | 1.8185e-06 | 0.18273 | 0.0010103 | 1.2879e-06 | 34.0582 | 4.4223 | 0.085471 | 38.566 | 15.223 | 2.5678 | 0.038189 | 17.829 | 24.1208 | 3.132 | 0.060533 | 27.3134 | 10.7813 | 1.8186 | 0.027047 | 12.6269
Statewide | 2027 | 12 | 6 | 0.22586 | 4.4553e-06 | 1.356e-06 | 0.15996 | 3.1553e-06 | 9.6032e-07 | 0.27758 | 0.0015347 | 1.9564e-06 | 0.19659 | 0.0010869 | 1.3856e-06 | 36.6409 | 4.7577 | 0.091953 | 41.4905 | 16.3774 | 2.7625 | 0.041085 | 19.181 | 25.9499 | 3.3695 | 0.065123 | 29.3846 | 11.5988 | 1.9565 | 0.029098 | 13.5844
Statewide | 2027 | 12 | 7 | 0.24709 | 4.8741e-06 | 1.4834e-06 | 0.175 | 3.4519e-06 | 1.0506e-06 | 0.30368 | 0.001679 | 2.1404e-06 | 0.21507 | 0.0011891 | 1.5158e-06 | 40.0852 | 5.2049 | 0.1006 | 45.3908 | 17.9169 | 3.0222 | 0.044947 | 20.984 | 28.3893 | 3.6863 | 0.071245 | 32.1468 | 12.6892 | 2.1404 | 0.031833 | 14.8614
Statewide | 2027 | 12 | 8 | 0.25598 | 5.0493e-06 | 1.5367e-06 | 0.18129 | 3.576e-06 | 1.0884e-06 | 0.31459 | 0.0017394 | 2.2173e-06 | 0.2228 | 0.0012319 | 1.5703e-06 | 41.5263 | 5.3921 | 0.10421 | 47.0225 | 18.561 | 3.1309 | 0.046563 | 21.7384 | 29.4099 | 3.8188 | 0.073806 | 33.3025 | 13.1453 | 2.2174 | 0.032977 | 15.3957
Statewide | 2027 | 12 | 9 | 0.24508 | 4.8344e-06 | 1.4713e-06 | 0.17357 | 3.4238e-06 | 1.042e-06 | 0.3012 | 0.0016653 | 2.1229e-06 | 0.21332 | 0.0011794 | 1.5035e-06 | 39.7586 | 5.1625 | 0.099777 | 45.0209 | 17.7709 | 2.9976 | 0.044581 | 20.8131 | 28.158 | 3.6562 | 0.070664 | 31.8849 | 12.5858 | 2.123 | 0.031573 | 14.7403
Statewide | 2027 | 12 | 10 | 0.22319 | 4.4025e-06 | 1.3399e-06 | 0.15807 | 3.1179e-06 | 9.4894e-07 | 0.27429 | 0.0015166 | 1.9333e-06 | 0.19426 | 0.0010741 | 1.3692e-06 | 36.2066 | 4.7013 | 0.090863 | 40.9988 | 16.1833 | 2.7298 | 0.040598 | 18.9537 | 25.6424 | 3.3296 | 0.064351 | 29.0363 | 11.4614 | 1.9333 | 0.028753 | 13.4234
Statewide | 2027 | 12 | 11 | 0.22317 | 4.4021e-06 | 1.3398e-06 | 0.15805 | 3.1176e-06 | 9.4885e-07 | 0.27427 | 0.0015164 | 1.9331e-06 | 0.19424 | 0.001074 | 1.3691e-06 | 36.2033 | 4.7009 | 0.090855 | 40.995 | 16.1818 | 2.7295 | 0.040595 | 18.9519 | 25.64 | 3.3293 | 0.064345 | 29.0336 | 11.4603 | 1.9331 | 0.02875 | 13.4222
Statewide | 2027 | 12 | 12 | 0.22192 | 4.3776e-06 | 1.3323e-06 | 0.15717 | 3.1003e-06 | 9.4357e-07 | 0.27274 | 0.001508 | 1.9223e-06 | 0.19316 | 0.001068 | 1.3614e-06 | 36.0018 | 4.6747 | 0.090349 | 40.7669 | 16.0917 | 2.7144 | 0.040369 | 18.8465 | 25.4973 | 3.3107 | 0.063987 | 28.8721 | 11.3965 | 1.9224 | 0.02859 | 13.3475
Statewide | 2027 | 12 | 13 | 0.23411 | 4.618e-06 | 1.4055e-06 | 0.1658 | 3.2706e-06 | 9.9539e-07 | 0.28772 | 0.0015908 | 2.0279e-06 | 0.20377 | 0.0011266 | 1.4362e-06 | 37.9792 | 4.9315 | 0.095311 | 43.0059 | 16.9755 | 2.8634 | 0.042586 | 19.8816 | 26.8977 | 3.4926 | 0.067502 | 30.4578 | 12.0225 | 2.028 | 0.03016 | 14.0806
Statewide | 2027 | 12 | 14 | 0.24295 | 4.7923e-06 | 1.4585e-06 | 0.17206 | 3.394e-06 | 1.033e-06 | 0.29858 | 0.0016508 | 2.1045e-06 | 0.21146 | 0.0011692 | 1.4904e-06 | 39.4128 | 5.1176 | 0.098909 | 44.6294 | 17.6163 | 2.9715 | 0.044193 | 20.6321 | 27.9131 | 3.6244 | 0.07005 | 31.6076 | 12.4763 | 2.1045 | 0.031299 | 14.6121
Statewide | 2027 | 12 | 15 | 0.2513 | 4.9571e-06 | 1.5087e-06 | 0.17798 | 3.5107e-06 | 1.0685e-06 | 0.30885 | 0.0017076 | 2.1768e-06 | 0.21873 | 0.0012094 | 1.5417e-06 | 40.7681 | 5.2936 | 0.10231 | 46.164 | 18.2221 | 3.0737 | 0.045713 | 21.3415 | 28.8729 | 3.7491 | 0.072459 | 32.6944 | 12.9053 | 2.1769 | 0.032375 | 15.1146
Statewide | 2027 | 12 | 16 | 0.26996 | 5.3251e-06 | 1.6207e-06 | 0.19119 | 3.7714e-06 | 1.1478e-06 | 0.33178 | 0.0018344 | 2.3384e-06 | 0.23497 | 0.0012992 | 1.6561e-06 | 43.7949 | 5.6866 | 0.10991 | 49.5914 | 19.575 | 3.3019 | 0.049107 | 22.926 | 31.0166 | 4.0274 | 0.077838 | 35.1218 | 13.8635 | 2.3385 | 0.034779 | 16.2367
Statewide | 2027 | 12 | 17 | 0.28321 | 5.5865e-06 | 1.7002e-06 | 0.20058 | 3.9565e-06 | 1.2042e-06 | 0.34806 | 0.0019244 | 2.4532e-06 | 0.24651 | 0.0013629 | 1.7374e-06 | 45.9445 | 5.9658 | 0.1153 | 52.0256 | 20.5358 | 3.464 | 0.051517 | 24.0513 | 32.539 | 4.2251 | 0.081659 | 36.8457 | 14.5439 | 2.4533 | 0.036486 | 17.0337
Statewide | 2027 | 12 | 18 | 0.32379 | 6.387e-06 | 1.9439e-06 | 0.22932 | 4.5234e-06 | 1.3767e-06 | 0.39794 | 0.0022002 | 2.8047e-06 | 0.28183 | 0.0015582 | 1.9864e-06 | 52.5276 | 6.8205 | 0.13182 | 59.48 | 23.4782 | 3.9603 | 0.058899 | 27.4975 | 37.2013 | 4.8305 | 0.093359 | 42.1251 | 16.6278 | 2.8048 | 0.041714 | 19.4743
Statewide | 2027 | 12 | 19 | 0.31979 | 6.3081e-06 | 1.9198e-06 | 0.22648 | 4.4675e-06 | 1.3597e-06 | 0.39302 | 0.002173 | 2.7701e-06 | 0.27835 | 0.001539 | 1.9618e-06 | 51.8787 | 6.7363 | 0.13019 | 58.7452 | 23.1882 | 3.9114 | 0.058171 | 27.1578 | 36.7417 | 4.7708 | 0.092206 | 41.6047 | 16.4224 | 2.7701 | 0.041198 | 19.2338
Statewide | 2027 | 12 | 20 | 0.30236 | 5.9643e-06 | 1.8152e-06 | 0.21414 | 4.224e-06 | 1.2856e-06 | 0.3716 | 0.0020546 | 2.6191e-06 | 0.26318 | 0.0014551 | 1.8549e-06 | 49.0512 | 6.3691 | 0.1231 | 55.5434 | 21.9244 | 3.6982 | 0.055001 | 25.6776 | 34.7392 | 4.5108 | 0.08718 | 39.3372 | 15.5274 | 2.6192 | 0.038953 | 18.1855
Statewide | 2027 | 12 | 21 | 0.28196 | 5.5618e-06 | 1.6927e-06 | 0.19969 | 3.939e-06 | 1.1988e-06 | 0.34652 | 0.0019159 | 2.4423e-06 | 0.24542 | 0.0013569 | 1.7297e-06 | 45.7411 | 5.9393 | 0.11479 | 51.7952 | 20.4449 | 3.4486 | 0.051289 | 23.9448 | 32.3949 | 4.2064 | 0.081297 | 36.6826 | 14.4795 | 2.4424 | 0.036324 | 16.9583
Statewide | 2027 | 12 | 22 | 0.27066 | 5.339e-06 | 1.6249e-06 | 0.19169 | 3.7812e-06 | 1.1508e-06 | 0.33264 | 0.0018392 | 2.3445e-06 | 0.23558 | 0.0013025 | 1.6604e-06 | 43.9087 | 5.7014 | 0.11019 | 49.7203 | 19.6259 | 3.3105 | 0.049235 | 22.9856 | 31.0972 | 4.0379 | 0.078041 | 35.2131 | 13.8995 | 2.3446 | 0.034869 | 16.2789
Statewide | 2027 | 12 | 23 | 0.25489 | 5.0279e-06 | 1.5302e-06 | 0.18052 | 3.5609e-06 | 1.0837e-06 | 0.31326 | 0.001732 | 2.2079e-06 | 0.22186 | 0.0012266 | 1.5637e-06 | 41.3504 | 5.3692 | 0.10377 | 46.8233 | 18.4824 | 3.1176 | 0.046366 | 21.6463 | 29.2853 | 3.8026 | 0.073493 | 33.1614 | 13.0896 | 2.208 | 0.032838 | 15.3304
Statewide | 2027 | 12 | 24 | 0.24109 | 4.7557e-06 | 1.4474e-06 | 0.17075 | 3.3681e-06 | 1.0251e-06 | 0.2963 | 0.0016382 | 2.0884e-06 | 0.20985 | 0.0011602 | 1.479e-06 | 39.1114 | 5.0785 | 0.098153 | 44.288 | 17.4816 | 2.9488 | 0.043855 | 20.4743 | 27.6996 | 3.5967 | 0.069514 | 31.3658 | 12.3809 | 2.0884 | 0.031059 | 14.5004
Statewide | 2028 | 1 | 1 | 0.20422 | 4.0284e-06 | 1.226e-06 | 0.12776 | 2.5202e-06 | 7.6701e-07 | 0.25099 | 0.0013877 | 1.769e-06 | 0.15702 | 0.00086815 | 1.1067e-06 | 33.6323 | 4.4406 | 0.084912 | 38.1578 | 15.0592 | 2.6366 | 0.038918 | 17.7348 | 21.0405 | 2.7781 | 0.053121 | 23.8717 | 9.4211 | 1.6495 | 0.024347 | 11.0949
Statewide | 2028 | 1 | 2 | 0.18767 | 3.7019e-06 | 1.1267e-06 | 0.11741 | 2.3159e-06 | 7.0485e-07 | 0.23064 | 0.0012752 | 1.6256e-06 | 0.14429 | 0.00079778 | 1.017e-06 | 30.9063 | 4.0807 | 0.07803 | 35.0651 | 13.8386 | 2.4229 | 0.035764 | 16.2973 | 19.3351 | 2.5529 | 0.048816 | 21.9368 | 8.6575 | 1.5158 | 0.022374 | 10.1957
Statewide | 2028 | 1 | 3 | 0.18078 | 3.566e-06 | 1.0853e-06 | 0.1131 | 2.2309e-06 | 6.7898e-07 | 0.22218 | 0.0012284 | 1.566e-06 | 0.139 | 0.00076851 | 9.7967e-07 | 29.7721 | 3.931 | 0.075166 | 33.7782 | 13.3308 | 2.334 | 0.034451 | 15.6992 | 18.6255 | 2.4592 | 0.047024 | 21.1318 | 8.3398 | 1.4602 | 0.021553 | 9.8215
Statewide | 2028 | 1 | 4 | 0.17614 | 3.4744e-06 | 1.0574e-06 | 0.11019 | 2.1736e-06 | 6.6153e-07 | 0.21647 | 0.0011969 | 1.5257e-06 | 0.13542 | 0.00074876 | 9.5449e-07 | 29.007 | 3.8299 | 0.073234 | 32.9102 | 12.9882 | 2.274 | 0.033566 | 15.2958 | 18.1469 | 2.396 | 0.045816 | 20.5887 | 8.1255 | 1.4226 | 0.020999 | 9.5691
Statewide | 2028 | 1 | 5 | 0.17789 | 3.5089e-06 | 1.0679e-06 | 0.11129 | 2.1952e-06 | 6.6811e-07 | 0.21862 | 0.0012088 | 1.5409e-06 | 0.13677 | 0.0007562 | 9.6398e-07 | 29.2954 | 3.868 | 0.073962 | 33.2373 | 13.1173 | 2.2966 | 0.033899 | 15.4478 | 18.3273 | 2.4198 | 0.046271 | 20.7934 | 8.2062 | 1.4368 | 0.021208 | 9.6642
Statewide | 2028 | 1 | 6 | 0.19313 | 3.8095e-06 | 1.1594e-06 | 0.12082 | 2.3833e-06 | 7.2534e-07 | 0.23735 | 0.0013123 | 1.6729e-06 | 0.14849 | 0.00082098 | 1.0466e-06 | 31.8049 | 4.1994 | 0.080298 | 36.0846 | 14.241 | 2.4934 | 0.036803 | 16.7712 | 19.8973 | 2.6271 | 0.050235 | 22.5747 | 8.9092 | 1.5599 | 0.023024 | 10.4921
Statewide | 2028 | 1 | 7 | 0.21303 | 4.2022e-06 | 1.2789e-06 | 0.13327 | 2.6289e-06 | 8.001e-07 | 0.26182 | 0.0014476 | 1.8453e-06 | 0.16379 | 0.0009056 | 1.1544e-06 | 35.0833 | 4.6322 | 0.088575 | 39.8041 | 15.7089 | 2.7504 | 0.040597 | 18.4999 | 21.9482 | 2.8979 | 0.055413 | 24.9016 | 9.8276 | 1.7206 | 0.025398 | 11.5736
Statewide | 2028 | 1 | 8 | 0.21998 | 4.3392e-06 | 1.3206e-06 | 0.13762 | 2.7146e-06 | 8.2619e-07 | 0.27035 | 0.0014948 | 1.9055e-06 | 0.16913 | 0.00093513 | 1.1921e-06 | 36.2273 | 4.7833 | 0.091463 | 41.102 | 16.2212 | 2.8401 | 0.041921 | 19.1032 | 22.6639 | 2.9924 | 0.05722 | 25.7136 | 10.148 | 1.7768 | 0.026226 | 11.951
Statewide | 2028 | 1 | 9 | 0.21965 | 4.3328e-06 | 1.3187e-06 | 0.13742 | 2.7106e-06 | 8.2497e-07 | 0.26995 | 0.0014925 | 1.9027e-06 | 0.16888 | 0.00093374 | 1.1903e-06 | 36.1734 | 4.7762 | 0.091327 | 41.0409 | 16.1971 | 2.8358 | 0.041858 | 19.0748 | 22.6302 | 2.988 | 0.057135 | 25.6753 | 10.1329 | 1.7741 | 0.026187 | 11.9332
Statewide | 2028 | 1 | 10 | 0.20412 | 4.0264e-06 | 1.2254e-06 | 0.1277 | 2.5189e-06 | 7.6662e-07 | 0.25086 | 0.001387 | 1.7681e-06 | 0.15694 | 0.00086771 | 1.1061e-06 | 33.6152 | 4.4384 | 0.084869 | 38.1384 | 15.0516 | 2.6353 | 0.038898 | 17.7258 | 21.0298 | 2.7767 | 0.053094 | 23.8596 | 9.4163 | 1.6486 | 0.024335 | 11.0893
Statewide | 2028 | 1 | 11 | 0.20574 | 4.0584e-06 | 1.2352e-06 | 0.12871 | 2.5389e-06 | 7.7272e-07 | 0.25285 | 0.001398 | 1.7822e-06 | 0.15819 | 0.00087461 | 1.1149e-06 | 33.8825 | 4.4737 | 0.085543 | 38.4417 | 15.1713 | 2.6562 | 0.039207 | 17.8667 | 21.197 | 2.7987 | 0.053516 | 24.0493 | 9.4912 | 1.6618 | 0.024528 | 11.1775
Statewide | 2028 | 1 | 12 | 0.22372 | 4.413e-06 | 1.3431e-06 | 0.13996 | 2.7608e-06 | 8.4025e-07 | 0.27495 | 0.0015202 | 1.9379e-06 | 0.17201 | 0.00095104 | 1.2124e-06 | 36.8435 | 4.8646 | 0.093019 | 41.8012 | 16.4971 | 2.8884 | 0.042634 | 19.4281 | 23.0494 | 3.0433 | 0.058193 | 26.151 | 10.3206 | 1.807 | 0.026672 | 12.1543
Statewide | 2028 | 1 | 13 | 0.23777 | 4.6901e-06 | 1.4274e-06 | 0.14875 | 2.9342e-06 | 8.9301e-07 | 0.29222 | 0.0016156 | 2.0596e-06 | 0.18281 | 0.0010108 | 1.2885e-06 | 39.1568 | 5.1701 | 0.09886 | 44.4258 | 17.5329 | 3.0697 | 0.045311 | 20.648 | 24.4967 | 3.2344 | 0.061847 | 27.7929 | 10.9687 | 1.9204 | 0.028347 | 12.9174
Statewide | 2028 | 1 | 14 | 0.2477 | 4.886e-06 | 1.487e-06 | 0.15496 | 3.0567e-06 | 9.3029e-07 | 0.30442 | 0.0016831 | 2.1456e-06 | 0.19044 | 0.001053 | 1.3423e-06 | 40.7918 | 5.3859 | 0.10299 | 46.2808 | 18.265 | 3.1979 | 0.047203 | 21.5101 | 25.5195 | 3.3695 | 0.064429 | 28.9534 | 11.4267 | 2.0006 | 0.02953 | 13.4568
Statewide | 2028 | 1 | 15 | 0.24611 | 4.8546e-06 | 1.4775e-06 | 0.15397 | 3.037e-06 | 9.2432e-07 | 0.30246 | 0.0016723 | 2.1318e-06 | 0.18922 | 0.0010462 | 1.3337e-06 | 40.5299 | 5.3514 | 0.10233 | 45.9835 | 18.1477 | 3.1774 | 0.046899 | 21.372 | 25.3556 | 3.3478 | 0.064016 | 28.7675 | 11.3533 | 1.9878 | 0.029341 | 13.3704
Statewide | 2028 | 1 | 16 | 0.24503 | 4.8334e-06 | 1.471e-06 | 0.15329 | 3.0238e-06 | 9.2028e-07 | 0.30114 | 0.001665 | 2.1225e-06 | 0.18839 | 0.0010416 | 1.3278e-06 | 40.3528 | 5.328 | 0.10188 | 45.7826 | 18.0684 | 3.1635 | 0.046695 | 21.2786 | 25.2449 | 3.3332 | 0.063736 | 28.6418 | 11.3037 | 1.9791 | 0.029212 | 13.312
Statewide | 2028 | 1 | 17 | 0.23757 | 4.6862e-06 | 1.4262e-06 | 0.14862 | 2.9317e-06 | 8.9225e-07 | 0.29197 | 0.0016143 | 2.0578e-06 | 0.18266 | 0.0010099 | 1.2874e-06 | 39.1237 | 5.1657 | 0.098776 | 44.3882 | 17.5181 | 3.0671 | 0.045272 | 20.6305 | 24.4759 | 3.2317 | 0.061795 | 27.7694 | 10.9594 | 1.9188 | 0.028323 | 12.9065
Statewide | 2028 | 1 | 18 | 0.26016 | 5.1318e-06 | 1.5618e-06 | 0.16276 | 3.2105e-06 | 9.771e-07 | 0.31973 | 0.0017678 | 2.2535e-06 | 0.20003 | 0.0011059 | 1.4098e-06 | 42.8441 | 5.6569 | 0.10817 | 48.6092 | 19.1839 | 3.3588 | 0.049577 | 22.5923 | 26.8034 | 3.539 | 0.067671 | 30.4101 | 12.0015 | 2.1013 | 0.031016 | 14.1338
Statewide | 2028 | 1 | 19 | 0.25117 | 4.9545e-06 | 1.5079e-06 | 0.15713 | 3.0996e-06 | 9.4335e-07 | 0.30869 | 0.0017067 | 2.1757e-06 | 0.19312 | 0.0010677 | 1.3611e-06 | 41.3643 | 5.4615 | 0.10443 | 46.9303 | 18.5213 | 3.2428 | 0.047865 | 21.812 | 25.8777 | 3.4168 | 0.065334 | 29.3598 | 11.587 | 2.0287 | 0.029945 | 13.6457
Statewide | 2028 | 1 | 20 | 0.25231 | 4.9769e-06 | 1.5147e-06 | 0.15785 | 3.1136e-06 | 9.4761e-07 | 0.31008 | 0.0017144 | 2.1855e-06 | 0.19399 | 0.0010726 | 1.3673e-06 | 41.5513 | 5.4862 | 0.10491 | 47.1425 | 18.6051 | 3.2574 | 0.048082 | 21.9106 | 25.9947 | 3.4322 | 0.065629 | 29.4925 | 11.6394 | 2.0379 | 0.03008 | 13.7074
Statewide | 2028 | 1 | 21 | 0.2282 | 4.5014e-06 | 1.37e-06 | 0.14276 | 2.8161e-06 | 8.5708e-07 | 0.28046 | 0.0015506 | 1.9767e-06 | 0.17546 | 0.00097009 | 1.2366e-06 | 37.5815 | 4.9621 | 0.094882 | 42.6385 | 16.8275 | 2.9462 | 0.043488 | 19.8173 | 23.5111 | 3.1043 | 0.059359 | 26.6748 | 10.5274 | 1.8432 | 0.027206 | 12.3978
Statewide | 2028 | 1 | 22 | 0.2227 | 4.3928e-06 | 1.3369e-06 | 0.13932 | 2.7482e-06 | 8.364e-07 | 0.27369 | 0.0015132 | 1.929e-06 | 0.17122 | 0.00094668 | 1.2068e-06 | 36.6746 | 4.8423 | 0.092593 | 41.6096 | 16.4215 | 2.8751 | 0.042438 | 19.3391 | 22.9438 | 3.0294 | 0.057926 | 26.0311 | 10.2733 | 1.7987 | 0.02655 | 12.0986
Statewide | 2028 | 1 | 23 | 0.21515 | 4.244e-06 | 1.2916e-06 | 0.1346 | 2.655e-06 | 8.0805e-07 | 0.26442 | 0.001462 | 1.8637e-06 | 0.16542 | 0.0009146 | 1.1659e-06 | 35.4319 | 4.6782 | 0.089455 | 40.1996 | 15.865 | 2.7777 | 0.041 | 18.6837 | 22.1663 | 2.9267 | 0.055964 | 25.149 | 9.9252 | 1.7377 | 0.02565 | 11.6886
Statewide | 2028 | 1 | 24 | 0.21582 | 4.2571e-06 | 1.2956e-06 | 0.13501 | 2.6632e-06 | 8.1055e-07 | 0.26523 | 0.0014665 | 1.8694e-06 | 0.16593 | 0.00091743 | 1.1695e-06 | 35.5414 | 4.6927 | 0.089732 | 40.3238 | 15.9141 | 2.7863 | 0.041127 | 18.7415 | 22.2348 | 2.9358 | 0.056136 | 25.2267 | 9.9559 | 1.7431 | 0.025729 | 11.7247
Statewide | 2028 | 2 | 1 | 0.15526 | 3.0626e-06 | 9.321e-07 | 0.097132 | 1.916e-06 | 5.8312e-07 | 0.19081 | 0.001055 | 1.3449e-06 | 0.11937 | 0.00066001 | 8.4137e-07 | 25.5691 | 3.376 | 0.064555 | 29.0096 | 11.4488 | 2.0045 | 0.029587 | 13.4829 | 15.9961 | 2.112 | 0.040386 | 18.1485 | 7.1624 | 1.254 | 0.01851 | 8.435
Statewide | 2028 | 2 | 2 | 0.13891 | 2.7401e-06 | 8.3395e-07 | 0.086904 | 1.7142e-06 | 5.2172e-07 | 0.17072 | 0.00094391 | 1.2033e-06 | 0.1068 | 0.00059052 | 7.5277e-07 | 22.8767 | 3.0205 | 0.057757 | 25.955 | 10.2433 | 1.7934 | 0.026472 | 12.0632 | 14.3117 | 1.8896 | 0.036133 | 16.2375 | 6.4082 | 1.122 | 0.016561 | 7.5468
Statewide | 2028 | 2 | 3 | 0.14524 | 2.8649e-06 | 8.7192e-07 | 0.090861 | 1.7923e-06 | 5.4548e-07 | 0.17849 | 0.00098689 | 1.2581e-06 | 0.11167 | 0.0006174 | 7.8704e-07 | 23.9183 | 3.158 | 0.060387 | 27.1367 | 10.7097 | 1.8751 | 0.027677 | 12.6124 | 14.9634 | 1.9757 | 0.037778 | 16.9768 | 6.7 | 1.1731 | 0.017315 | 7.8904
Statewide | 2028 | 2 | 4 | 0.14255 | 2.8119e-06 | 8.558e-07 | 0.089181 | 1.7592e-06 | 5.3539e-07 | 0.1752 | 0.00096865 | 1.2348e-06 | 0.1096 | 0.00060599 | 7.725e-07 | 23.4762 | 3.0997 | 0.059271 | 26.6351 | 10.5117 | 1.8404 | 0.027166 | 12.3793 | 14.6868 | 1.9392 | 0.03708 | 16.663 | 6.5762 | 1.1514 | 0.016995 | 7.7445
Statewide | 2028 | 2 | 5 | 0.13655 | 2.6936e-06 | 8.1979e-07 | 0.085429 | 1.6851e-06 | 5.1286e-07 | 0.16782 | 0.00092789 | 1.1828e-06 | 0.10499 | 0.00058049 | 7.3999e-07 | 22.4883 | 2.9692 | 0.056776 | 25.5143 | 10.0694 | 1.763 | 0.026023 | 11.8584 | 14.0687 | 1.8576 | 0.03552 | 15.9618 | 6.2994 | 1.1029 | 0.01628 | 7.4186
Statewide | 2028 | 2 | 6 | 0.15696 | 3.0961e-06 | 9.4228e-07 | 0.098193 | 1.9369e-06 | 5.8949e-07 | 0.1929 | 0.0010665 | 1.3596e-06 | 0.12068 | 0.00066722 | 8.5055e-07 | 25.8483 | 3.4129 | 0.065259 | 29.3264 | 11.5739 | 2.0264 | 0.029911 | 13.6302 | 16.1708 | 2.1351 | 0.040827 | 18.3467 | 7.2406 | 1.2677 | 0.018712 | 8.5271
Statewide | 2028 | 2 | 7 | 0.16382 | 3.2314e-06 | 9.8346e-07 | 0.10248 | 2.0215e-06 | 6.1525e-07 | 0.20133 | 0.0011131 | 1.419e-06 | 0.12595 | 0.00069638 | 8.8772e-07 | 26.9779 | 3.562 | 0.068111 | 30.608 | 12.0796 | 2.1149 | 0.031218 | 14.2258 | 16.8775 | 2.2284 | 0.042611 | 19.1485 | 7.5571 | 1.3231 | 0.01953 | 8.8997
Statewide | 2028 | 2 | 8 | 0.15974 | 3.151e-06 | 9.59e-07 | 0.099935 | 1.9713e-06 | 5.9996e-07 | 0.19632 | 0.0010855 | 1.3837e-06 | 0.12282 | 0.00067906 | 8.6565e-07 | 26.3071 | 3.4735 | 0.066418 | 29.8469 | 11.7793 | 2.0624 | 0.030441 | 13.8721 | 16.4578 | 2.173 | 0.041551 | 18.6724 | 7.3692 | 1.2902 | 0.019044 | 8.6784
Statewide | 2028 | 2 | 9 | 0.16403 | 3.2356e-06 | 9.8474e-07 | 0.10262 | 2.0242e-06 | 6.1606e-07 | 0.20159 | 0.0011146 | 1.4208e-06 | 0.12612 | 0.00069729 | 8.8888e-07 | 27.0131 | 3.5667 | 0.0682 | 30.648 | 12.0954 | 2.1177 | 0.031258 | 14.2444 | 16.8995 | 2.2313 | 0.042666 | 19.1735 | 7.5669 | 1.3248 | 0.019555 | 8.9113
Statewide | 2028 | 2 | 10 | 0.14927 | 2.9445e-06 | 8.9616e-07 | 0.093387 | 1.8421e-06 | 5.6064e-07 | 0.18346 | 0.0010143 | 1.293e-06 | 0.11477 | 0.00063457 | 8.0893e-07 | 24.5832 | 3.2458 | 0.062066 | 27.8912 | 11.0074 | 1.9272 | 0.028447 | 12.9631 | 15.3794 | 2.0306 | 0.038828 | 17.4488 | 6.8863 | 1.2057 | 0.017796 | 8.1098
Statewide | 2028 | 2 | 11 | 0.14523 | 2.8648e-06 | 8.719e-07 | 0.090859 | 1.7922e-06 | 5.4547e-07 | 0.17849 | 0.00098687 | 1.258e-06 | 0.11166 | 0.00061739 | 7.8703e-07 | 23.9178 | 3.158 | 0.060386 | 27.1362 | 10.7095 | 1.8751 | 0.027677 | 12.6122 | 14.9631 | 1.9756 | 0.037777 | 16.9765 | 6.6999 | 1.173 | 0.017315 | 7.8902
Statewide | 2028 | 2 | 12 | 0.1305 | 2.5741e-06 | 7.8342e-07 | 0.081639 | 1.6104e-06 | 4.9011e-07 | 0.16038 | 0.00088673 | 1.1304e-06 | 0.10033 | 0.00055474 | 7.0716e-07 | 21.4907 | 2.8375 | 0.054258 | 24.3825 | 9.6227 | 1.6848 | 0.024868 | 11.3323 | 13.4447 | 1.7752 | 0.033944 | 15.2538 | 6.02 | 1.054 | 0.015558 | 7.0896
Statewide | 2028 | 2 | 13 | 0.14431 | 2.8467e-06 | 8.6638e-07 | 0.090284 | 1.7809e-06 | 5.4201e-07 | 0.17736 | 0.00098062 | 1.2501e-06 | 0.11096 | 0.00061348 | 7.8205e-07 | 23.7663 | 3.138 | 0.060003 | 26.9643 | 10.6416 | 1.8632 | 0.027501 | 12.5323 | 14.8683 | 1.9631 | 0.037538 | 16.869 | 6.6575 | 1.1656 | 0.017205 | 7.8403
Statewide | 2028 | 2 | 14 | 0.1392 | 2.7459e-06 | 8.3571e-07 | 0.087087 | 1.7178e-06 | 5.2282e-07 | 0.17108 | 0.0009459 | 1.2058e-06 | 0.10703 | 0.00059176 | 7.5436e-07 | 22.9249 | 3.0269 | 0.057879 | 26.0096 | 10.2649 | 1.7972 | 0.026528 | 12.0886 | 14.3419 | 1.8936 | 0.036209 | 16.2717 | 6.4217 | 1.1243 | 0.016596 | 7.5627
Statewide | 2028 | 2 | 15 | 0.15559 | 3.069e-06 | 9.3404e-07 | 0.097335 | 1.92e-06 | 5.8434e-07 | 0.19121 | 0.0010572 | 1.3477e-06 | 0.11962 | 0.00066139 | 8.4312e-07 | 25.6224 | 3.3831 | 0.064689 | 29.0702 | 11.4727 | 2.0087 | 0.029649 | 13.5111 | 16.0295 | 2.1165 | 0.04047 | 18.1864 | 7.1774 | 1.2566 | 0.018549 | 8.4526
Statewide | 2028 | 2 | 16 | 0.17357 | 3.4237e-06 | 1.042e-06 | 0.10859 | 2.1419e-06 | 6.5188e-07 | 0.21331 | 0.0011794 | 1.5035e-06 | 0.13345 | 0.00073784 | 9.4057e-07 | 28.584 | 3.7741 | 0.072166 | 32.4303 | 12.7988 | 2.2409 | 0.033076 | 15.0728 | 17.8823 | 2.3611 | 0.045148 | 20.2885 | 8.007 | 1.4019 | 0.020693 | 9.4296
Statewide | 2028 | 2 | 17 | 0.17032 | 3.3596e-06 | 1.0225e-06 | 0.10655 | 2.1018e-06 | 6.3967e-07 | 0.20932 | 0.0011573 | 1.4753e-06 | 0.13095 | 0.00072401 | 9.2295e-07 | 28.0483 | 3.7034 | 0.070814 | 31.8224 | 12.5589 | 2.1989 | 0.032456 | 14.7903 | 17.5471 | 2.3168 | 0.044301 | 19.9082 | 7.8569 | 1.3756 | 0.020305 | 9.2528
Statewide | 2028 | 2 | 18 | 0.22339 | 4.4065e-06 | 1.3411e-06 | 0.13975 | 2.7567e-06 | 8.3901e-07 | 0.27455 | 0.001518 | 1.935e-06 | 0.17176 | 0.00094964 | 1.2106e-06 | 36.7891 | 4.8574 | 0.092882 | 41.7394 | 16.4727 | 2.8841 | 0.042571 | 19.3994 | 23.0154 | 3.0388 | 0.058107 | 26.1123 | 10.3054 | 1.8043 | 0.026632 | 12.1363
Statewide | 2028 | 2 | 19 | 0.25076 | 4.9463e-06 | 1.5054e-06 | 0.15687 | 3.0944e-06 | 9.4179e-07 | 0.30818 | 0.0017039 | 2.1721e-06 | 0.1928 | 0.001066 | 1.3589e-06 | 41.2958 | 5.4525 | 0.10426 | 46.8525 | 18.4906 | 3.2374 | 0.047786 | 21.7758 | 25.8348 | 3.4111 | 0.065225 | 29.3111 | 11.5678 | 2.0253 | 0.029895 | 13.6231
Statewide | 2028 | 2 | 20 | 0.2336 | 4.6078e-06 | 1.4024e-06 | 0.14614 | 2.8827e-06 | 8.7734e-07 | 0.28709 | 0.0015873 | 2.0234e-06 | 0.1796 | 0.00099302 | 1.2659e-06 | 38.4698 | 5.0794 | 0.097125 | 43.6462 | 17.2253 | 3.0159 | 0.044516 | 20.2856 | 24.0668 | 3.1777 | 0.060762 | 27.3053 | 10.7762 | 1.8867 | 0.027849 | 12.6908
Statewide | 2028 | 2 | 21 | 0.20776 | 4.0981e-06 | 1.2473e-06 | 0.12997 | 2.5638e-06 | 7.8029e-07 | 0.25533 | 0.0014117 | 1.7996e-06 | 0.15974 | 0.00088318 | 1.1258e-06 | 34.2145 | 4.5175 | 0.086382 | 38.8183 | 15.3199 | 2.6823 | 0.039592 | 18.0418 | 21.4047 | 2.8262 | 0.054041 | 24.2849 | 9.5842 | 1.678 | 0.024769 | 11.287
Statewide | 2028 | 2 | 22 | 0.19716 | 3.8892e-06 | 1.1837e-06 | 0.12335 | 2.4331e-06 | 7.405e-07 | 0.24231 | 0.0013397 | 1.7079e-06 | 0.15159 | 0.00083814 | 1.0684e-06 | 32.4699 | 4.2872 | 0.081977 | 36.839 | 14.5388 | 2.5455 | 0.037573 | 17.1218 | 20.3133 | 2.6821 | 0.051285 | 23.0466 | 9.0955 | 1.5925 | 0.023506 | 10.7115
Statewide | 2028 | 2 | 23 | 0.19103 | 3.7682e-06 | 1.1468e-06 | 0.11951 | 2.3574e-06 | 7.1746e-07 | 0.23477 | 0.0012981 | 1.6547e-06 | 0.14687 | 0.00081207 | 1.0352e-06 | 31.4596 | 4.1538 | 0.079426 | 35.6928 | 14.0864 | 2.4663 | 0.036404 | 16.5891 | 19.6812 | 2.5986 | 0.049689 | 22.3295 | 8.8125 | 1.5429 | 0.022774 | 10.3782
Statewide | 2028 | 2 | 24 | 0.17414 | 3.435e-06 | 1.0454e-06 | 0.10894 | 2.1489e-06 | 6.5403e-07 | 0.21401 | 0.0011833 | 1.5084e-06 | 0.13389 | 0.00074026 | 9.4367e-07 | 28.678 | 3.7865 | 0.072404 | 32.5369 | 12.8409 | 2.2482 | 0.033185 | 15.1223 | 17.9411 | 2.3688 | 0.045296 | 20.3552 | 8.0333 | 1.4065 | 0.020761 | 9.4606
Statewide | 2028 | 3 | 1 | 0.1734 | 3.4204e-06 | 1.041e-06 | 0.10848 | 2.1398e-06 | 6.5125e-07 | 0.21311 | 0.0011783 | 1.502e-06 | 0.13332 | 0.00073712 | 9.3966e-07 | 28.5563 | 3.7704 | 0.072096 | 32.3988 | 12.7864 | 2.2387 | 0.033044 | 15.0581 | 17.8649 | 2.3588 | 0.045104 | 20.2688 | 7.9992 | 1.4005 | 0.020673 | 9.4204
Statewide | 2028 | 3 | 2 | 0.16598 | 3.2741e-06 | 9.9647e-07 | 0.10384 | 2.0483e-06 | 6.2339e-07 | 0.20399 | 0.0011279 | 1.4378e-06 | 0.12762 | 0.00070559 | 8.9947e-07 | 27.3348 | 3.6091 | 0.069012 | 31.013 | 12.2395 | 2.1429 | 0.031631 | 14.414 | 17.1008 | 2.2579 | 0.043174 | 19.4018 | 7.6571 | 1.3406 | 0.019788 | 9.0175
Statewide | 2028 | 3 | 3 | 0.18134 | 3.577e-06 | 1.0887e-06 | 0.11345 | 2.2378e-06 | 6.8107e-07 | 0.22287 | 0.0012322 | 1.5708e-06 | 0.13943 | 0.00077088 | 9.8269e-07 | 29.864 | 3.9431 | 0.075398 | 33.8825 | 13.3719 | 2.3412 | 0.034557 | 15.7477 | 18.683 | 2.4668 | 0.047169 | 21.197 | 8.3655 | 1.4647 | 0.021619 | 9.8518
Statewide | 2028 | 3 | 4 | 0.1754 | 3.4599e-06 | 1.053e-06 | 0.10973 | 2.1645e-06 | 6.5876e-07 | 0.21557 | 0.0011919 | 1.5193e-06 | 0.13486 | 0.00074563 | 9.505e-07 | 28.8858 | 3.8139 | 0.072928 | 32.7726 | 12.9339 | 2.2645 | 0.033425 | 15.2319 | 18.071 | 2.386 | 0.045624 | 20.5027 | 8.0915 | 1.4167 | 0.020911 | 9.5291
Statewide | 2028 | 3 | 5 | 0.17889 | 3.5288e-06 | 1.074e-06 | 0.11192 | 2.2076e-06 | 6.7188e-07 | 0.21986 | 0.0012156 | 1.5496e-06 | 0.13754 | 0.00076048 | 9.6943e-07 | 29.461 | 3.8899 | 0.074381 | 33.4253 | 13.1915 | 2.3096 | 0.034091 | 15.5352 | 18.4309 | 2.4335 | 0.046533 | 20.911 | 8.2527 | 1.4449 | 0.021328 | 9.7189
Statewide | 2028 | 3 | 6 | 0.20511 | 4.0459e-06 | 1.2314e-06 | 0.12832 | 2.5311e-06 | 7.7034e-07 | 0.25208 | 0.0013937 | 1.7767e-06 | 0.1577 | 0.00087191 | 1.1115e-06 | 33.7781 | 4.4599 | 0.08528 | 38.3233 | 15.1245 | 2.6481 | 0.039087 | 17.8117 | 21.1317 | 2.7901 | 0.053351 | 23.9752 | 9.462 | 1.6566 | 0.024453 | 11.143
Statewide | 2028 | 3 | 7 | 0.20745 | 4.0921e-06 | 1.2454e-06 | 0.12978 | 2.5601e-06 | 7.7915e-07 | 0.25496 | 0.0014097 | 1.797e-06 | 0.1595 | 0.00088188 | 1.1242e-06 | 34.1644 | 4.5109 | 0.086255 | 38.7615 | 15.2975 | 2.6783 | 0.039534 | 18.0154 | 21.3734 | 2.822 | 0.053962 | 24.2494 | 9.5702 | 1.6756 | 0.024732 | 11.2705
Statewide | 2028 | 3 | 8 | 0.20225 | 3.9895e-06 | 1.2142e-06 | 0.12653 | 2.4958e-06 | 7.596e-07 | 0.24856 | 0.0013743 | 1.7519e-06 | 0.1555 | 0.00085976 | 1.096e-06 | 33.3072 | 4.3977 | 0.084091 | 37.789 | 14.9137 | 2.6111 | 0.038542 | 17.5633 | 20.8371 | 2.7512 | 0.052608 | 23.6409 | 9.33 | 1.6335 | 0.024112 | 10.9877
Statewide | 2028 | 3 | 9 | 0.2093 | 4.1286e-06 | 1.2565e-06 | 0.13094 | 2.5828e-06 | 7.8608e-07 | 0.25723 | 0.0014222 | 1.813e-06 | 0.16092 | 0.00088973 | 1.1342e-06 | 34.4684 | 4.551 | 0.087023 | 39.1064 | 15.4336 | 2.7022 | 0.039885 | 18.1757 | 21.5636 | 2.8471 | 0.054442 | 24.4651 | 9.6553 | 1.6905 | 0.024952 | 11.3708
Statewide | 2028 | 3 | 10 | 0.18353 | 3.6202e-06 | 1.1018e-06 | 0.11482 | 2.2648e-06 | 6.893e-07 | 0.22556 | 0.0012471 | 1.5898e-06 | 0.14111 | 0.00078018 | 9.9455e-07 | 30.2245 | 3.9907 | 0.076308 | 34.2915 | 13.5333 | 2.3695 | 0.034975 | 15.9378 | 18.9085 | 2.4966 | 0.047739 | 21.4529 | 8.4665 | 1.4823 | 0.02188 | 9.9707
Statewide | 2028 | 3 | 11 | 0.17961 | 3.5428e-06 | 1.0783e-06 | 0.11236 | 2.2164e-06 | 6.7456e-07 | 0.22073 | 0.0012204 | 1.5558e-06 | 0.13809 | 0.0007635 | 9.7329e-07 | 29.5783 | 3.9054 | 0.074677 | 33.5584 | 13.244 | 2.3188 | 0.034227 | 15.5971 | 18.5043 | 2.4432 | 0.046718 | 20.9942 | 8.2855 | 1.4507 | 0.021412 | 9.7576
Statewide | 2028 | 3 | 12 | 0.17514 | 3.4546e-06 | 1.0514e-06 | 0.10957 | 2.1612e-06 | 6.5777e-07 | 0.21524 | 0.0011901 | 1.517e-06 | 0.13465 | 0.0007445 | 9.4907e-07 | 28.8421 | 3.8082 | 0.072818 | 32.7231 | 12.9144 | 2.2611 | 0.033375 | 15.2088 | 18.0437 | 2.3824 | 0.045555 | 20.4717 | 8.0793 | 1.4146 | 0.020879 | 9.5147
Statewide | 2028 | 3 | 13 | 0.163 | 3.2152e-06 | 9.7854e-07 | 0.10197 | 2.0114e-06 | 6.1218e-07 | 0.20032 | 0.0011076 | 1.4119e-06 | 0.12532 | 0.0006929 | 8.8329e-07 | 26.8431 | 3.5442 | 0.067771 | 30.4551 | 12.0193 | 2.1044 | 0.031062 | 14.1547 | 16.7931 | 2.2173 | 0.042398 | 19.0528 | 7.5193 | 1.3165 | 0.019432 | 8.8553
Statewide | 2028 | 3 | 14 | 0.17519 | 3.4558e-06 | 1.0518e-06 | 0.1096 | 2.1619e-06 | 6.5798e-07 | 0.21531 | 0.0011904 | 1.5175e-06 | 0.1347 | 0.00074474 | 9.4938e-07 | 28.8516 | 3.8094 | 0.072842 | 32.7338 | 12.9186 | 2.2618 | 0.033386 | 15.2138 | 18.0496 | 2.3832 | 0.04557 | 20.4784 | 8.0819 | 1.415 | 0.020886 | 9.5178
Statewide | 2028 | 3 | 15 | 0.18717 | 3.6919e-06 | 1.1236e-06 | 0.11709 | 2.3097e-06 | 7.0295e-07 | 0.23002 | 0.0012718 | 1.6212e-06 | 0.1439 | 0.00079564 | 1.0143e-06 | 30.8232 | 4.0697 | 0.07782 | 34.9707 | 13.8014 | 2.4164 | 0.035667 | 16.2535 | 19.2831 | 2.546 | 0.048684 | 21.8778 | 8.6342 | 1.5117 | 0.022314 | 10.1683
Statewide | 2028 | 3 | 16 | 0.21091 | 4.1604e-06 | 1.2662e-06 | 0.13195 | 2.6027e-06 | 7.9214e-07 | 0.25921 | 0.0014332 | 1.8269e-06 | 0.16216 | 0.00089659 | 1.1429e-06 | 34.7341 | 4.5861 | 0.087693 | 39.4079 | 15.5526 | 2.723 | 0.040193 | 18.3158 | 21.7298 | 2.8691 | 0.054861 | 24.6537 | 9.7297 | 1.7035 | 0.025145 | 11.4584
Statewide | 2028 | 3 | 17 | 0.21415 | 4.2243e-06 | 1.2857e-06 | 0.13397 | 2.6427e-06 | 8.0431e-07 | 0.26319 | 0.0014552 | 1.855e-06 | 0.16465 | 0.00091036 | 1.1605e-06 | 35.2676 | 4.6566 | 0.089041 | 40.0132 | 15.7915 | 2.7648 | 0.04081 | 18.5971 | 22.0636 | 2.9132 | 0.055704 | 25.0324 | 9.8792 | 1.7297 | 0.025531 | 11.6344
Statewide | 2028 | 3 | 18 | 0.2574 | 5.0773e-06 | 1.5453e-06 | 0.16103 | 3.1764e-06 | 9.6672e-07 | 0.31634 | 0.001749 | 2.2296e-06 | 0.1979 | 0.0010942 | 1.3948e-06 | 42.3893 | 5.5969 | 0.10702 | 48.0932 | 18.9803 | 3.3231 | 0.049051 | 22.3525 | 26.5189 | 3.5014 | 0.066953 | 30.0873 | 11.8741 | 2.079 | 0.030687 | 13.9838
Statewide | 2028 | 3 | 19 | 0.2878 | 5.677e-06 | 1.7278e-06 | 0.18005 | 3.5515e-06 | 1.0809e-06 | 0.3537 | 0.0019556 | 2.4929e-06 | 0.22128 | 0.0012234 | 1.5596e-06 | 47.396 | 6.2579 | 0.11966 | 53.7735 | 21.2221 | 3.7156 | 0.054845 | 24.9926 | 29.6511 | 3.915 | 0.07486 | 33.6409 | 13.2766 | 2.3245 | 0.034311 | 15.6354
Statewide | 2028 | 3 | 20 | 0.29335 | 5.7865e-06 | 1.7611e-06 | 0.18352 | 3.6201e-06 | 1.1018e-06 | 0.36053 | 0.0019933 | 2.541e-06 | 0.22555 | 0.001247 | 1.5897e-06 | 48.3104 | 6.3787 | 0.12197 | 54.811 | 21.6315 | 3.7873 | 0.055903 | 25.4747 | 30.2231 | 3.9905 | 0.076305 | 34.29 | 13.5328 | 2.3694 | 0.034973 | 15.9371
Statewide | 2028 | 3 | 21 | 0.26165 | 5.1611e-06 | 1.5708e-06 | 0.16369 | 3.2288e-06 | 9.8268e-07 | 0.32156 | 0.0017779 | 2.2664e-06 | 0.20117 | 0.0011123 | 1.4179e-06 | 43.0889 | 5.6892 | 0.10879 | 48.8869 | 19.2935 | 3.378 | 0.049861 | 22.7214 | 26.9566 | 3.5592 | 0.068058 | 30.5839 | 12.0701 | 2.1133 | 0.031193 | 14.2146
Statewide | 2028 | 3 | 22 | 0.22528 | 4.4438e-06 | 1.3525e-06 | 0.14094 | 2.7801e-06 | 8.461e-07 | 0.27687 | 0.0015308 | 1.9514e-06 | 0.17321 | 0.00095767 | 1.2208e-06 | 37.1003 | 4.8985 | 0.093667 | 42.0925 | 16.6121 | 2.9085 | 0.042931 | 19.5635 | 23.2101 | 3.0645 | 0.058599 | 26.3332 | 10.3926 | 1.8196 | 0.026858 | 12.239
Statewide | 2028 | 3 | 23 | 0.19904 | 3.9262e-06 | 1.1949e-06 | 0.12452 | 2.4562e-06 | 7.4755e-07 | 0.24462 | 0.0013525 | 1.7241e-06 | 0.15303 | 0.00084612 | 1.0786e-06 | 32.7789 | 4.328 | 0.082757 | 37.1896 | 14.6771 | 2.5697 | 0.03793 | 17.2848 | 20.5066 | 2.7076 | 0.051773 | 23.266 | 9.1821 | 1.6076 | 0.023729 | 10.8134
Statewide | 2028 | 3 | 24 | 0.1936 | 3.8188e-06 | 1.1622e-06 | 0.12112 | 2.3891e-06 | 7.2711e-07 | 0.23793 | 0.0013155 | 1.677e-06 | 0.14885 | 0.00082298 | 1.0491e-06 | 31.8824 | 4.2096 | 0.080494 | 36.1725 | 14.2757 | 2.4994 | 0.036893 | 16.8121 | 19.9458 | 2.6335 | 0.050357 | 22.6297 | 8.9309 | 1.5637 | 0.02308 | 10.5177
Statewide | 2028 | 4 | 1 | 0.11989 | 2.3648e-06 | 7.1973e-07 | 0.075001 | 1.4794e-06 | 4.5026e-07 | 0.14734 | 0.00081463 | 1.0385e-06 | 0.092175 | 0.00050963 | 6.4967e-07 | 19.7433 | 2.6068 | 0.049846 | 22.4 | 8.8403 | 1.5478 | 0.022846 | 10.4109 | 12.3515 | 1.6308 | 0.031184 | 14.0135 | 5.5305 | 0.9683 | 0.014293 | 6.5131
Statewide | 2028 | 4 | 2 | 0.11371 | 2.2431e-06 | 6.8267e-07 | 0.07114 | 1.4033e-06 | 4.2708e-07 | 0.13975 | 0.00077269 | 9.85e-07 | 0.08743 | 0.0004834 | 6.1622e-07 | 18.7269 | 2.4726 | 0.04728 | 21.2468 | 8.3852 | 1.4681 | 0.02167 | 9.875 | 11.7156 | 1.5469 | 0.029579 | 13.2921 | 5.2458 | 0.91845 | 0.013557 | 6.1778
Statewide | 2028 | 4 | 3 | 0.12317 | 2.4296e-06 | 7.3943e-07 | 0.077055 | 1.5199e-06 | 4.6259e-07 | 0.15137 | 0.00083693 | 1.0669e-06 | 0.094699 | 0.00052359 | 6.6746e-07 | 20.284 | 2.6782 | 0.051211 | 23.0134 | 9.0824 | 1.5902 | 0.023472 | 10.696 | 12.6897 | 1.6755 | 0.032038 | 14.3972 | 5.682 | 0.99482 | 0.014684 | 6.6915
Statewide | 2028 | 4 | 4 | 0.12647 | 2.4947e-06 | 7.5925e-07 | 0.079119 | 1.5607e-06 | 4.7499e-07 | 0.15543 | 0.00085936 | 1.0955e-06 | 0.097237 | 0.00053762 | 6.8534e-07 | 20.8275 | 2.7499 | 0.052583 | 23.63 | 9.3257 | 1.6328 | 0.024101 | 10.9826 | 13.0297 | 1.7204 | 0.032896 | 14.783 | 5.8342 | 1.0215 | 0.015077 | 6.8708
Statewide | 2028 | 4 | 5 | 0.12711 | 2.5072e-06 | 7.6307e-07 | 0.079517 | 1.5685e-06 | 4.7738e-07 | 0.15621 | 0.00086368 | 1.101e-06 | 0.097726 | 0.00054032 | 6.8879e-07 | 20.9322 | 2.7638 | 0.052848 | 23.7488 | 9.3726 | 1.641 | 0.024222 | 11.0379 | 13.0953 | 1.729 | 0.033062 | 14.8574 | 5.8636 | 1.0266 | 0.015153 | 6.9053
Statewide | 2028 | 4 | 6 | 0.16229 | 3.2013e-06 | 9.743e-07 | 0.10153 | 2.0027e-06 | 6.0953e-07 | 0.19945 | 0.0011028 | 1.4058e-06 | 0.12478 | 0.0006899 | 8.7946e-07 | 26.7268 | 3.5289 | 0.067477 | 30.3232 | 11.9672 | 2.0953 | 0.030927 | 14.0934 | 16.7204 | 2.2077 | 0.042214 | 18.9703 | 7.4867 | 1.3108 | 0.019348 | 8.8169
Statewide | 2028 | 4 | 7 | 0.15605 | 3.0783e-06 | 9.3686e-07 | 0.097628 | 1.9258e-06 | 5.8611e-07 | 0.19179 | 0.0010604 | 1.3518e-06 | 0.11998 | 0.00066339 | 8.4567e-07 | 25.6998 | 3.3933 | 0.064885 | 29.1579 | 11.5074 | 2.0148 | 0.029739 | 13.5519 | 16.0779 | 2.1228 | 0.040592 | 18.2413 | 7.1991 | 1.2604 | 0.018605 | 8.4781
Statewide | 2028 | 4 | 8 | 0.14082 | 2.7777e-06 | 8.4538e-07 | 0.088096 | 1.7377e-06 | 5.2888e-07 | 0.17306 | 0.00095685 | 1.2198e-06 | 0.10827 | 0.00059861 | 7.6309e-07 | 23.1903 | 3.0619 | 0.058549 | 26.3108 | 10.3837 | 1.818 | 0.026835 | 12.2286 | 14.508 | 1.9156 | 0.036628 | 16.4601 | 6.4961 | 1.1374 | 0.016788 | 7.6503
Statewide | 2028 | 4 | 9 | 0.13264 | 2.6164e-06 | 7.9628e-07 | 0.082979 | 1.6368e-06 | 4.9816e-07 | 0.16301 | 0.00090128 | 1.1489e-06 | 0.10198 | 0.00056384 | 7.1877e-07 | 21.8434 | 2.8841 | 0.055148 | 24.7827 | 9.7806 | 1.7124 | 0.025276 | 11.5183 | 13.6653 | 1.8043 | 0.034501 | 15.5041 | 6.1188 | 1.0713 | 0.015813 | 7.2059
Statewide | 2028 | 4 | 10 | 0.11777 | 2.3232e-06 | 7.0705e-07 | 0.07368 | 1.4534e-06 | 4.4233e-07 | 0.14474 | 0.00080028 | 1.0202e-06 | 0.090552 | 0.00050066 | 6.3822e-07 | 19.3956 | 2.5609 | 0.048968 | 22.0055 | 8.6846 | 1.5205 | 0.022444 | 10.2276 | 12.134 | 1.6021 | 0.030635 | 13.7667 | 5.4331 | 0.95125 | 0.014041 | 6.3984
Statewide | 2028 | 4 | 11 | 0.10521 | 2.0753e-06 | 6.3161e-07 | 0.065819 | 1.2983e-06 | 3.9514e-07 | 0.1293 | 0.0007149 | 9.1133e-07 | 0.080891 | 0.00044724 | 5.7013e-07 | 17.3263 | 2.2877 | 0.043744 | 19.6577 | 7.758 | 1.3583 | 0.020049 | 9.1364 | 10.8394 | 1.4312 | 0.027366 | 12.2979 | 4.8534 | 0.84976 | 0.012543 | 5.7158
Statewide | 2028 | 4 | 12 | 0.1003 | 1.9786e-06 | 6.0217e-07 | 0.062751 | 1.2378e-06 | 3.7672e-07 | 0.12327 | 0.00068157 | 8.6884e-07 | 0.07712 | 0.00042639 | 5.4355e-07 | 16.5185 | 2.181 | 0.041704 | 18.7412 | 7.3963 | 1.295 | 0.019115 | 8.7104 | 10.334 | 1.3645 | 0.02609 | 11.7246 | 4.6272 | 0.81014 | 0.011958 | 5.4493
Statewide | 2028 | 4 | 13 | 0.094303 | 1.8602e-06 | 5.6614e-07 | 0.058996 | 1.1637e-06 | 3.5418e-07 | 0.1159 | 0.00064079 | 8.1686e-07 | 0.072506 | 0.00040088 | 5.1103e-07 | 15.5302 | 2.0505 | 0.039209 | 17.6199 | 6.9538 | 1.2175 | 0.017971 | 8.1893 | 9.7157 | 1.2828 | 0.024529 | 11.0231 | 4.3503 | 0.76167 | 0.011243 | 5.1232
Statewide | 2028 | 4 | 14 | 0.096354 | 1.9006e-06 | 5.7846e-07 | 0.06028 | 1.189e-06 | 3.6188e-07 | 0.11842 | 0.00065473 | 8.3463e-07 | 0.074083 | 0.0004096 | 5.2215e-07 | 15.8681 | 2.0951 | 0.040062 | 18.0033 | 7.1051 | 1.244 | 0.018362 | 8.3675 | 9.9271 | 1.3107 | 0.025063 | 11.2629 | 4.445 | 0.77824 | 0.011487 | 5.2347
Statewide | 2028 | 4 | 15 | 0.11219 | 2.213e-06 | 6.7353e-07 | 0.070187 | 1.3845e-06 | 4.2136e-07 | 0.13788 | 0.00076234 | 9.7181e-07 | 0.086259 | 0.00047692 | 6.0797e-07 | 18.4762 | 2.4395 | 0.046647 | 20.9623 | 8.2729 | 1.4485 | 0.02138 | 9.7427 | 11.5588 | 1.5262 | 0.029183 | 13.1141 | 5.1756 | 0.90616 | 0.013375 | 6.0951
Statewide | 2028 | 4 | 16 | 0.14623 | 2.8845e-06 | 8.7788e-07 | 0.091482 | 1.8045e-06 | 5.4921e-07 | 0.17972 | 0.00099364 | 1.2667e-06 | 0.11243 | 0.00062162 | 7.9243e-07 | 24.0819 | 3.1796 | 0.0608 | 27.3223 | 10.7829 | 1.8879 | 0.027867 | 12.6987 | 15.0657 | 1.9892 | 0.038037 | 17.0929 | 6.7458 | 1.1811 | 0.017433 | 7.9444
Statewide | 2028 | 4 | 17 | 0.14984 | 2.9557e-06 | 8.9957e-07 | 0.093742 | 1.8491e-06 | 5.6277e-07 | 0.18415 | 0.0010182 | 1.2979e-06 | 0.11521 | 0.00063698 | 8.12e-07 | 24.6767 | 3.2582 | 0.062301 | 27.9972 | 11.0493 | 1.9345 | 0.028555 | 13.0124 | 15.4378 | 2.0383 | 0.038976 | 17.5151 | 6.9125 | 1.2103 | 0.017864 | 8.1406
Statewide | 2028 | 4 | 18 | 0.16312 | 3.2176e-06 | 9.7926e-07 | 0.10205 | 2.0129e-06 | 6.1263e-07 | 0.20047 | 0.0011084 | 1.4129e-06 | 0.12541 | 0.00069341 | 8.8393e-07 | 26.8627 | 3.5468 | 0.067821 | 30.4774 | 12.0281 | 2.1059 | 0.031084 | 14.1651 | 16.8054 | 2.2189 | 0.042429 | 19.0668 | 7.5248 | 1.3175 | 0.019447 | 8.8617
Statewide | 2028 | 4 | 19 | 0.19578 | 3.8618e-06 | 1.1753e-06 | 0.12248 | 2.416e-06 | 7.353e-07 | 0.24061 | 0.0013303 | 1.6958e-06 | 0.15053 | 0.00083225 | 1.0609e-06 | 32.2416 | 4.257 | 0.081401 | 36.58 | 14.4365 | 2.5276 | 0.037309 | 17.0014 | 20.1705 | 2.6632 | 0.050925 | 22.8846 | 9.0315 | 1.5813 | 0.02334 | 10.6362
Statewide | 2028 | 4 | 20 | 0.20146 | 3.974e-06 | 1.2095e-06 | 0.12604 | 2.4861e-06 | 7.5665e-07 | 0.2476 | 0.001369 | 1.7451e-06 | 0.1549 | 0.00085642 | 1.0917e-06 | 33.178 | 4.3806 | 0.083765 | 37.6424 | 14.8558 | 2.601 | 0.038392 | 17.4952 | 20.7563 | 2.7405 | 0.052404 | 23.5492 | 9.2938 | 1.6272 | 0.024018 | 10.9451
Statewide | 2028 | 4 | 21 | 0.16839 | 3.3215e-06 | 1.0109e-06 | 0.10534 | 2.0779e-06 | 6.3242e-07 | 0.20694 | 0.0011442 | 1.4586e-06 | 0.12947 | 0.00071581 | 9.1249e-07 | 27.7305 | 3.6614 | 0.070012 | 31.4619 | 12.4166 | 2.174 | 0.032089 | 14.6227 | 17.3483 | 2.2906 | 0.043799 | 19.6827 | 7.7679 | 1.36 | 0.020075 | 9.148
Statewide | 2028 | 4 | 22 | 0.15242 | 3.0066e-06 | 9.1504e-07 | 0.095355 | 1.8809e-06 | 5.7245e-07 | 0.18732 | 0.0010357 | 1.3203e-06 | 0.11719 | 0.00064794 | 8.2597e-07 | 25.1012 | 3.3142 | 0.063373 | 28.4788 | 11.2394 | 1.9678 | 0.029046 | 13.2362 | 15.7034 | 2.0734 | 0.039647 | 17.8165 | 7.0314 | 1.2311 | 0.018171 | 8.2806
Statewide | 2028 | 4 | 23 | 0.1399 | 2.7596e-06 | 8.3989e-07 | 0.087523 | 1.7264e-06 | 5.2544e-07 | 0.17194 | 0.00095064 | 1.2118e-06 | 0.10757 | 0.00059472 | 7.5813e-07 | 23.0397 | 3.042 | 0.058169 | 26.1399 | 10.3163 | 1.8062 | 0.026661 | 12.1492 | 14.4137 | 1.9031 | 0.03639 | 16.3532 | 6.4539 | 1.13 | 0.016679 | 7.6006
Statewide | 2028 | 4 | 24 | 0.13624 | 2.6875e-06 | 8.1793e-07 | 0.085234 | 1.6813e-06 | 5.117e-07 | 0.16744 | 0.00092577 | 1.1801e-06 | 0.10475 | 0.00057917 | 7.3831e-07 | 22.4371 | 2.9625 | 0.056647 | 25.4562 | 10.0465 | 1.759 | 0.025963 | 11.8314 | 14.0367 | 1.8533 | 0.035439 | 15.9255 | 6.2851 | 1.1004 | 0.016243 | 7.4018
Statewide | 2028 | 5 | 1 | 0.12404 | 2.4468e-06 | 7.4468e-07 | 0.077601 | 1.5307e-06 | 4.6587e-07 | 0.15245 | 0.00084287 | 1.0745e-06 | 0.095371 | 0.0005273 | 6.7219e-07 | 20.4277 | 2.6972 | 0.051574 | 23.1765 | 9.1467 | 1.6014 | 0.023638 | 10.7718 | 12.7797 | 1.6874 | 0.032265 | 14.4993 | 5.7222 | 1.0019 | 0.014788 | 6.7389
Statewide | 2028 | 5 | 2 | 0.1219 | 2.4045e-06 | 7.3181e-07 | 0.07626 | 1.5043e-06 | 4.5782e-07 | 0.14981 | 0.0008283 | 1.0559e-06 | 0.093723 | 0.00051819 | 6.6057e-07 | 20.0748 | 2.6506 | 0.050683 | 22.7761 | 8.9887 | 1.5738 | 0.02323 | 10.5857 | 12.5589 | 1.6582 | 0.031708 | 14.2488 | 5.6234 | 0.98456 | 0.014533 | 6.6225
Statewide | 2028 | 5 | 3 | 0.12424 | 2.4506e-06 | 7.4584e-07 | 0.077723 | 1.5331e-06 | 4.666e-07 | 0.15269 | 0.00084419 | 1.0761e-06 | 0.09552 | 0.00052813 | 6.7324e-07 | 20.4598 | 2.7014 | 0.051655 | 23.2129 | 9.1611 | 1.604 | 0.023675 | 10.7887 | 12.7997 | 1.69 | 0.032316 | 14.5221 | 5.7312 | 1.0034 | 0.014811 | 6.7495
Statewide | 2028 | 5 | 4 | 0.13536 | 2.6701e-06 | 8.1264e-07 | 0.084683 | 1.6704e-06 | 5.0839e-07 | 0.16636 | 0.00091979 | 1.1725e-06 | 0.10407 | 0.00057542 | 7.3353e-07 | 22.292 | 2.9433 | 0.056281 | 25.2916 | 9.9815 | 1.7476 | 0.025795 | 11.7549 | 13.946 | 1.8414 | 0.03521 | 15.8225 | 6.2445 | 1.0933 | 0.016138 | 7.3539
Statewide | 2028 | 5 | 5 | 0.14156 | 2.7923e-06 | 8.4984e-07 | 0.08856 | 1.7469e-06 | 5.3166e-07 | 0.17397 | 0.0009619 | 1.2262e-06 | 0.10884 | 0.00060177 | 7.6711e-07 | 23.3125 | 3.0781 | 0.058857 | 26.4494 | 10.4384 | 1.8276 | 0.026976 | 12.293 | 14.5844 | 1.9256 | 0.036821 | 16.5469 | 6.5303 | 1.1434 | 0.016876 | 7.6906
Statewide | 2028 | 5 | 6 | 0.15334 | 3.0248e-06 | 9.2059e-07 | 0.095932 | 1.8923e-06 | 5.7592e-07 | 0.18846 | 0.001042 | 1.3283e-06 | 0.1179 | 0.00065186 | 8.3097e-07 | 25.2533 | 3.3343 | 0.063757 | 28.6513 | 11.3074 | 1.9797 | 0.029222 | 13.3164 | 15.7985 | 2.086 | 0.039887 | 17.9244 | 7.074 | 1.2385 | 0.018281 | 8.3308
Statewide | 2028 | 5 | 7 | 0.14019 | 2.7654e-06 | 8.4165e-07 | 0.087706 | 1.7301e-06 | 5.2654e-07 | 0.1723 | 0.00095263 | 1.2144e-06 | 0.10779 | 0.00059597 | 7.5972e-07 | 23.0879 | 3.0484 | 0.05829 | 26.1946 | 10.3379 | 1.81 | 0.026716 | 12.1746 | 14.4439 | 1.9071 | 0.036467 | 16.3874 | 6.4674 | 1.1323 | 0.016714 | 7.6165
Statewide | 2028 | 5 | 8 | 0.13081 | 2.5803e-06 | 7.8532e-07 | 0.081837 | 1.6143e-06 | 4.913e-07 | 0.16077 | 0.00088887 | 1.1331e-06 | 0.10058 | 0.00055608 | 7.0888e-07 | 21.5427 | 2.8444 | 0.054389 | 24.4415 | 9.646 | 1.6889 | 0.024928 | 11.3598 | 13.4772 | 1.7795 | 0.034026 | 15.2907 | 6.0346 | 1.0566 | 0.015595 | 7.1067
Statewide | 2028 | 5 | 9 | 0.14024 | 2.7662e-06 | 8.4189e-07 | 0.087732 | 1.7306e-06 | 5.2669e-07 | 0.17235 | 0.0009529 | 1.2147e-06 | 0.10782 | 0.00059614 | 7.5994e-07 | 23.0946 | 3.0493 | 0.058307 | 26.2022 | 10.3409 | 1.8105 | 0.026724 | 12.1781 | 14.4481 | 1.9076 | 0.036477 | 16.3922 | 6.4693 | 1.1327 | 0.016719 | 7.6187
Statewide | 2028 | 5 | 10 | 0.12644 | 2.494e-06 | 7.5906e-07 | 0.0791 | 1.5603e-06 | 4.7487e-07 | 0.15539 | 0.00085915 | 1.0952e-06 | 0.097213 | 0.00053748 | 6.8517e-07 | 20.8223 | 2.7493 | 0.05257 | 23.6241 | 9.3234 | 1.6324 | 0.024095 | 10.9799 | 13.0265 | 1.72 | 0.032888 | 14.7793 | 5.8328 | 1.0212 | 0.015074 | 6.8691
Statewide | 2028 | 5 | 11 | 0.12295 | 2.4252e-06 | 7.3811e-07 | 0.076916 | 1.5172e-06 | 4.6176e-07 | 0.1511 | 0.00083543 | 1.065e-06 | 0.094529 | 0.00052265 | 6.6626e-07 | 20.2475 | 2.6734 | 0.051119 | 22.972 | 9.066 | 1.5873 | 0.02343 | 10.6768 | 12.6669 | 1.6725 | 0.03198 | 14.3714 | 5.6718 | 0.99303 | 0.014658 | 6.6794
Statewide | 2028 | 5 | 12 | 0.11521 | 2.2725e-06 | 6.9164e-07 | 0.072074 | 1.4217e-06 | 4.3269e-07 | 0.14159 | 0.00078284 | 9.9794e-07 | 0.088578 | 0.00048975 | 6.2431e-07 | 18.9729 | 2.5051 | 0.047901 | 21.5259 | 8.4953 | 1.4874 | 0.021955 | 10.0047 | 11.8695 | 1.5672 | 0.029967 | 13.4667 | 5.3147 | 0.93052 | 0.013735 | 6.259
Statewide | 2028 | 5 | 13 | 0.11115 | 2.1925e-06 | 6.6729e-07 | 0.069537 | 1.3717e-06 | 4.1746e-07 | 0.1366 | 0.00075528 | 9.6281e-07 | 0.08546 | 0.00047251 | 6.0234e-07 | 18.305 | 2.4169 | 0.046215 | 20.7681 | 8.1963 | 1.435 | 0.021182 | 9.6525 | 11.4517 | 1.512 | 0.028912 | 12.9926 | 5.1276 | 0.89776 | 0.013251 | 6.0386
Statewide | 2028 | 5 | 14 | 0.11812 | 2.3299e-06 | 7.0911e-07 | 0.073895 | 1.4576e-06 | 4.4362e-07 | 0.14517 | 0.00080261 | 1.0231e-06 | 0.090816 | 0.00050212 | 6.4009e-07 | 19.4522 | 2.5684 | 0.049111 | 22.0696 | 8.7099 | 1.525 | 0.022509 | 10.2574 | 12.1693 | 1.6068 | 0.030724 | 13.8068 | 5.449 | 0.95402 | 0.014082 | 6.4171
Statewide | 2028 | 5 | 15 | 0.12537 | 2.473e-06 | 7.5267e-07 | 0.078434 | 1.5471e-06 | 4.7087e-07 | 0.15408 | 0.00085191 | 1.086e-06 | 0.096394 | 0.00053296 | 6.794e-07 | 20.647 | 2.7261 | 0.052128 | 23.4252 | 9.2449 | 1.6186 | 0.023892 | 10.8874 | 12.9168 | 1.7055 | 0.032611 | 14.6549 | 5.7836 | 1.0126 | 0.014947 | 6.8112
Statewide | 2028 | 5 | 16 | 0.13104 | 2.5848e-06 | 7.8668e-07 | 0.081978 | 1.6171e-06 | 4.9215e-07 | 0.16104 | 0.00089041 | 1.1351e-06 | 0.10075 | 0.00055704 | 7.101e-07 | 21.5799 | 2.8493 | 0.054483 | 24.4837 | 9.6626 | 1.6918 | 0.024971 | 11.3794 | 13.5005 | 1.7825 | 0.034085 | 15.3171 | 6.045 | 1.0584 | 0.015622 | 7.119
Statewide | 2028 | 5 | 17 | 0.13634 | 2.6893e-06 | 8.1849e-07 | 0.085293 | 1.6825e-06 | 5.1205e-07 | 0.16756 | 0.00092641 | 1.181e-06 | 0.10482 | 0.00057957 | 7.3882e-07 | 22.4526 | 2.9645 | 0.056686 | 25.4738 | 10.0534 | 1.7602 | 0.025981 | 11.8396 | 14.0464 | 1.8546 | 0.035463 | 15.9365 | 6.2895 | 1.1012 | 0.016254 | 7.4069
Statewide | 2028 | 5 | 18 | 0.1651 | 3.2566e-06 | 9.9114e-07 | 0.10328 | 2.0373e-06 | 6.2006e-07 | 0.2029 | 0.0011218 | 1.4301e-06 | 0.12694 | 0.00070182 | 8.9466e-07 | 27.1887 | 3.5899 | 0.068644 | 30.8472 | 12.1741 | 2.1315 | 0.031462 | 14.337 | 17.0094 | 2.2458 | 0.042944 | 19.2981 | 7.6161 | 1.3335 | 0.019683 | 8.9693
Statewide | 2028 | 5 | 19 | 0.17505 | 3.4529e-06 | 1.0509e-06 | 0.10951 | 2.1601e-06 | 6.5743e-07 | 0.21513 | 0.0011894 | 1.5163e-06 | 0.13459 | 0.00074412 | 9.4858e-07 | 28.8273 | 3.8062 | 0.072781 | 32.7063 | 12.9078 | 2.2599 | 0.033358 | 15.201 | 18.0345 | 2.3812 | 0.045532 | 20.4612 | 8.0751 | 1.4138 | 0.020869 | 9.5098
Statewide | 2028 | 5 | 20 | 0.18902 | 3.7285e-06 | 1.1348e-06 | 0.11825 | 2.3326e-06 | 7.0991e-07 | 0.2323 | 0.0012844 | 1.6373e-06 | 0.14533 | 0.00080352 | 1.0243e-06 | 31.1286 | 4.1101 | 0.078591 | 35.3172 | 13.9382 | 2.4403 | 0.036021 | 16.4145 | 19.4742 | 2.5713 | 0.049167 | 22.0946 | 8.7198 | 1.5267 | 0.022535 | 10.269
Statewide | 2028 | 5 | 21 | 0.17819 | 3.5148e-06 | 1.0697e-06 | 0.11147 | 2.1989e-06 | 6.6923e-07 | 0.21899 | 0.0012108 | 1.5435e-06 | 0.137 | 0.00075747 | 9.656e-07 | 29.3445 | 3.8745 | 0.074086 | 33.2931 | 13.1393 | 2.3005 | 0.033956 | 15.4738 | 18.3581 | 2.4239 | 0.046349 | 20.8283 | 8.22 | 1.4392 | 0.021243 | 9.6805
Statewide | 2028 | 5 | 22 | 0.15727 | 3.1023e-06 | 9.4417e-07 | 0.09839 | 1.9408e-06 | 5.9068e-07 | 0.19328 | 0.0010687 | 1.3623e-06 | 0.12092 | 0.00066856 | 8.5226e-07 | 25.9002 | 3.4197 | 0.06539 | 29.3853 | 11.5971 | 2.0305 | 0.029971 | 13.6575 | 16.2033 | 2.1394 | 0.040909 | 18.3836 | 7.2552 | 1.2703 | 0.01875 | 8.5442
Statewide | 2028 | 5 | 23 | 0.14635 | 2.8869e-06 | 8.7863e-07 | 0.09156 | 1.8061e-06 | 5.4967e-07 | 0.17987 | 0.00099448 | 1.2677e-06 | 0.11253 | 0.00062215 | 7.931e-07 | 24.1023 | 3.1823 | 0.060851 | 27.3455 | 10.7921 | 1.8895 | 0.02789 | 12.7095 | 15.0785 | 1.9909 | 0.038069 | 17.1075 | 6.7516 | 1.1821 | 0.017448 | 7.9511
Statewide | 2028 | 5 | 24 | 0.12895 | 2.5436e-06 | 7.7415e-07 | 0.080672 | 1.5913e-06 | 4.8431e-07 | 0.15848 | 0.00087623 | 1.117e-06 | 0.099145 | 0.00054817 | 6.9879e-07 | 21.2363 | 2.8039 | 0.053615 | 24.0938 | 9.5088 | 1.6648 | 0.024574 | 11.1982 | 13.2855 | 1.7541 | 0.033542 | 15.0732 | 5.9487 | 1.0415 | 0.015373 | 7.0056
Statewide | 2028 | 6 | 1 | 0.1964 | 3.874e-06 | 1.1791e-06 | 0.12287 | 2.4236e-06 | 7.3762e-07 | 0.24137 | 0.0013345 | 1.7012e-06 | 0.151 | 0.00083488 | 1.0643e-06 | 32.3436 | 4.2705 | 0.081658 | 36.6957 | 14.4822 | 2.5356 | 0.037427 | 17.0552 | 20.2343 | 2.6716 | 0.051086 | 22.957 | 9.0601 | 1.5863 | 0.023414 | 10.6698
Statewide | 2028 | 6 | 2 | 0.19001 | 3.7481e-06 | 1.1407e-06 | 0.11887 | 2.3448e-06 | 7.1363e-07 | 0.23352 | 0.0012911 | 1.6459e-06 | 0.14609 | 0.00080773 | 1.0297e-06 | 31.2917 | 4.1316 | 0.079002 | 35.5023 | 14.0112 | 2.4531 | 0.036209 | 16.5005 | 19.5762 | 2.5847 | 0.049424 | 22.2104 | 8.7655 | 1.5347 | 0.022653 | 10.3228
Statewide | 2028 | 6 | 3 | 0.19379 | 3.8226e-06 | 1.1634e-06 | 0.12124 | 2.3915e-06 | 7.2784e-07 | 0.23817 | 0.0013168 | 1.6786e-06 | 0.149 | 0.00082381 | 1.0502e-06 | 31.9144 | 4.2138 | 0.080575 | 36.2088 | 14.29 | 2.502 | 0.03693 | 16.8289 | 19.9658 | 2.6362 | 0.050408 | 22.6524 | 8.9399 | 1.5652 | 0.023104 | 10.5282
Statewide | 2028 | 6 | 4 | 0.19849 | 3.9153e-06 | 1.1916e-06 | 0.12418 | 2.4494e-06 | 7.4548e-07 | 0.24394 | 0.0013487 | 1.7193e-06 | 0.15261 | 0.00084377 | 1.0756e-06 | 32.6879 | 4.3159 | 0.082528 | 37.0864 | 14.6364 | 2.5626 | 0.037825 | 17.2368 | 20.4497 | 2.7001 | 0.05163 | 23.2014 | 9.1566 | 1.6032 | 0.023664 | 10.7834
Statewide | 2028 | 6 | 5 | 0.19562 | 3.8588e-06 | 1.1744e-06 | 0.12238 | 2.4141e-06 | 7.3472e-07 | 0.24042 | 0.0013293 | 1.6945e-06 | 0.15041 | 0.00083159 | 1.0601e-06 | 32.2161 | 4.2537 | 0.081336 | 36.5511 | 14.4251 | 2.5256 | 0.037279 | 16.988 | 20.1545 | 2.6611 | 0.050884 | 22.8665 | 9.0244 | 1.58 | 0.023322 | 10.6278
Statewide | 2028 | 6 | 6 | 0.20591 | 4.0617e-06 | 1.2362e-06 | 0.12882 | 2.541e-06 | 7.7336e-07 | 0.25306 | 0.0013992 | 1.7836e-06 | 0.15832 | 0.00087533 | 1.1158e-06 | 33.9105 | 4.4774 | 0.085614 | 38.4734 | 15.1838 | 2.6584 | 0.03924 | 17.8815 | 21.2145 | 2.8011 | 0.053561 | 24.0691 | 9.499 | 1.6631 | 0.024549 | 11.1867
Statewide | 2028 | 6 | 7 | 0.19678 | 3.8816e-06 | 1.1813e-06 | 0.12311 | 2.4283e-06 | 7.3905e-07 | 0.24184 | 0.0013371 | 1.7045e-06 | 0.15129 | 0.0008365 | 1.0663e-06 | 32.4063 | 4.2788 | 0.081817 | 36.7669 | 14.5103 | 2.5405 | 0.037499 | 17.0883 | 20.2735 | 2.6768 | 0.051185 | 23.0015 | 9.0777 | 1.5894 | 0.02346 | 10.6905
Statewide | 2028 | 6 | 8 | 0.17877 | 3.5263e-06 | 1.0732e-06 | 0.11184 | 2.2061e-06 | 6.7141e-07 | 0.2197 | 0.0012147 | 1.5485e-06 | 0.13745 | 0.00075995 | 9.6876e-07 | 29.4404 | 3.8872 | 0.074329 | 33.4019 | 13.1823 | 2.308 | 0.034067 | 15.5244 | 18.418 | 2.4318 | 0.0465 | 20.8964 | 8.2469 | 1.4439 | 0.021313 | 9.7121
Statewide | 2028 | 6 | 9 | 0.17173 | 3.3876e-06 | 1.031e-06 | 0.10744 | 2.1193e-06 | 6.45e-07 | 0.21106 | 0.0011669 | 1.4876e-06 | 0.13204 | 0.00073004 | 9.3064e-07 | 28.282 | 3.7342 | 0.071404 | 32.0876 | 12.6636 | 2.2172 | 0.032727 | 14.9135 | 17.6933 | 2.3361 | 0.044671 | 20.0741 | 7.9224 | 1.3871 | 0.020474 | 9.3299
Statewide | 2028 | 6 | 10 | 0.17298 | 3.4121e-06 | 1.0385e-06 | 0.10822 | 2.1346e-06 | 6.4967e-07 | 0.21259 | 0.0011754 | 1.4984e-06 | 0.133 | 0.00073533 | 9.3738e-07 | 28.4869 | 3.7613 | 0.071921 | 32.3201 | 12.7553 | 2.2332 | 0.032964 | 15.0215 | 17.8215 | 2.3531 | 0.044994 | 20.2195 | 7.9798 | 1.3971 | 0.020622 | 9.3975
Statewide | 2028 | 6 | 11 | 0.17721 | 3.4955e-06 | 1.0638e-06 | 0.11086 | 2.1868e-06 | 6.6554e-07 | 0.21778 | 0.0012041 | 1.535e-06 | 0.13625 | 0.0007533 | 9.6028e-07 | 29.183 | 3.8532 | 0.073679 | 33.1099 | 13.067 | 2.2878 | 0.033769 | 15.3886 | 18.257 | 2.4106 | 0.046094 | 20.7137 | 8.1748 | 1.4313 | 0.021126 | 9.6272
Statewide | 2028 | 6 | 12 | 0.17756 | 3.5025e-06 | 1.066e-06 | 0.11108 | 2.1912e-06 | 6.6688e-07 | 0.21822 | 0.0012065 | 1.538e-06 | 0.13652 | 0.00075481 | 9.6221e-07 | 29.2415 | 3.8609 | 0.073826 | 33.1762 | 13.0932 | 2.2924 | 0.033837 | 15.4195 | 18.2936 | 2.4154 | 0.046186 | 20.7552 | 8.1912 | 1.4341 | 0.021169 | 9.6465
Statewide | 2028 | 6 | 13 | 0.19242 | 3.7955e-06 | 1.1552e-06 | 0.12038 | 2.3745e-06 | 7.2267e-07 | 0.23648 | 0.0013075 | 1.6667e-06 | 0.14794 | 0.00081796 | 1.0427e-06 | 31.6881 | 4.1839 | 0.080003 | 35.952 | 14.1887 | 2.4842 | 0.036668 | 16.7096 | 19.8242 | 2.6175 | 0.05005 | 22.4917 | 8.8765 | 1.5541 | 0.02294 | 10.4536
Statewide | 2028 | 6 | 14 | 0.20467 | 4.0372e-06 | 1.2287e-06 | 0.12804 | 2.5257e-06 | 7.6868e-07 | 0.25153 | 0.0013907 | 1.7728e-06 | 0.15736 | 0.00087004 | 1.1091e-06 | 33.7054 | 4.4503 | 0.085096 | 38.2408 | 15.092 | 2.6424 | 0.039003 | 17.7733 | 21.0862 | 2.7841 | 0.053237 | 23.9236 | 9.4416 | 1.6531 | 0.0244 | 11.1191
Statewide | 2028 | 6 | 15 | 0.21695 | 4.2794e-06 | 1.3024e-06 | 0.13572 | 2.6772e-06 | 8.1481e-07 | 0.26663 | 0.0014742 | 1.8792e-06 | 0.1668 | 0.00092224 | 1.1756e-06 | 35.7279 | 4.7173 | 0.090203 | 40.5354 | 15.9976 | 2.8009 | 0.041343 | 18.8398 | 22.3515 | 2.9512 | 0.056431 | 25.3591 | 10.0081 | 1.7523 | 0.025864 | 11.7863
Statewide | 2028 | 6 | 16 | 0.23919 | 4.7181e-06 | 1.436e-06 | 0.14964 | 2.9517e-06 | 8.9834e-07 | 0.29396 | 0.0016253 | 2.0719e-06 | 0.1839 | 0.0010168 | 1.2962e-06 | 39.3907 | 5.2009 | 0.09945 | 44.6911 | 17.6376 | 3.0881 | 0.045581 | 20.7713 | 24.643 | 3.2537 | 0.062216 | 27.9589 | 11.0342 | 1.9319 | 0.028516 | 12.9946
Statewide | 2028 | 6 | 17 | 0.22108 | 4.3609e-06 | 1.3272e-06 | 0.13831 | 2.7282e-06 | 8.3032e-07 | 0.2717 | 0.0015022 | 1.915e-06 | 0.16998 | 0.00093981 | 1.198e-06 | 36.4082 | 4.8072 | 0.09192 | 41.3073 | 16.3022 | 2.8542 | 0.04213 | 19.1986 | 22.7771 | 3.0074 | 0.057506 | 25.842 | 10.1987 | 1.7856 | 0.026357 | 12.0107
Statewide | 2028 | 6 | 18 | 0.22362 | 4.4111e-06 | 1.3425e-06 | 0.1399 | 2.7596e-06 | 8.3987e-07 | 0.27483 | 0.0015195 | 1.937e-06 | 0.17193 | 0.00095061 | 1.2118e-06 | 36.8269 | 4.8624 | 0.092977 | 41.7823 | 16.4897 | 2.8871 | 0.042615 | 19.4193 | 23.0391 | 3.042 | 0.058167 | 26.1392 | 10.316 | 1.8062 | 0.02666 | 12.1488
Statewide | 2028 | 6 | 19 | 0.24373 | 4.8076e-06 | 1.4632e-06 | 0.15248 | 3.0077e-06 | 9.1538e-07 | 0.29954 | 0.0016561 | 2.1112e-06 | 0.18739 | 0.0010361 | 1.3208e-06 | 40.138 | 5.2996 | 0.10134 | 45.5389 | 17.9722 | 3.1466 | 0.046446 | 21.1653 | 25.1105 | 3.3155 | 0.063397 | 28.4893 | 11.2435 | 1.9686 | 0.029057 | 13.2411
Statewide | 2028 | 6 | 20 | 0.25808 | 5.0907e-06 | 1.5494e-06 | 0.16146 | 3.1848e-06 | 9.6928e-07 | 0.31718 | 0.0017537 | 2.2355e-06 | 0.19843 | 0.0010971 | 1.3985e-06 | 42.5015 | 5.6117 | 0.1073 | 48.2205 | 19.0305 | 3.3319 | 0.049181 | 22.4117 | 26.5891 | 3.5107 | 0.06713 | 30.1669 | 11.9056 | 2.0845 | 0.030768 | 14.0208
Statewide | 2028 | 6 | 21 | 0.2609 | 5.1465e-06 | 1.5663e-06 | 0.16322 | 3.2196e-06 | 9.7989e-07 | 0.32065 | 0.0017728 | 2.26e-06 | 0.2006 | 0.0011091 | 1.4138e-06 | 42.9666 | 5.6731 | 0.10848 | 48.7482 | 19.2388 | 3.3684 | 0.049719 | 22.6569 | 26.8801 | 3.5491 | 0.067864 | 30.4971 | 12.0359 | 2.1073 | 0.031105 | 14.1743
Statewide | 2028 | 6 | 22 | 0.225 | 4.4383e-06 | 1.3508e-06 | 0.14076 | 2.7766e-06 | 8.4505e-07 | 0.27652 | 0.0015289 | 1.949e-06 | 0.17299 | 0.00095648 | 1.2193e-06 | 37.0542 | 4.8924 | 0.093551 | 42.0402 | 16.5914 | 2.9049 | 0.042878 | 19.5392 | 23.1812 | 3.0607 | 0.058526 | 26.3005 | 10.3797 | 1.8173 | 0.026824 | 12.2238
Statewide | 2028 | 6 | 23 | 0.20289 | 4.0021e-06 | 1.218e-06 | 0.12693 | 2.5037e-06 | 7.6201e-07 | 0.24935 | 0.0013786 | 1.7574e-06 | 0.15599 | 0.00086248 | 1.0995e-06 | 33.4127 | 4.4116 | 0.084357 | 37.9087 | 14.9609 | 2.6194 | 0.038664 | 17.619 | 20.9031 | 2.7599 | 0.052774 | 23.7158 | 9.3596 | 1.6387 | 0.024188 | 11.0225
Statewide | 2028 | 6 | 24 | 0.20908 | 4.1242e-06 | 1.2552e-06 | 0.1308 | 2.5801e-06 | 7.8525e-07 | 0.25695 | 0.0014207 | 1.811e-06 | 0.16075 | 0.00088879 | 1.133e-06 | 34.4318 | 4.5462 | 0.08693 | 39.0649 | 15.4172 | 2.6993 | 0.039843 | 18.1564 | 21.5407 | 2.8441 | 0.054384 | 24.4392 | 9.6451 | 1.6887 | 0.024926 | 11.3587
Statewide | 2028 | 7 | 1 | 0.24505 | 4.8338e-06 | 1.4712e-06 | 0.15331 | 3.024e-06 | 9.2036e-07 | 0.30117 | 0.0016651 | 2.1227e-06 | 0.18841 | 0.0010417 | 1.328e-06 | 40.3564 | 5.3285 | 0.10189 | 45.7867 | 18.07 | 3.1638 | 0.046699 | 21.2805 | 25.2471 | 3.3335 | 0.063742 | 28.6444 | 11.3047 | 1.9793 | 0.029215 | 13.3132
Statewide | 2028 | 7 | 2 | 0.23516 | 4.6387e-06 | 1.4118e-06 | 0.14712 | 2.902e-06 | 8.8322e-07 | 0.28901 | 0.0015979 | 2.037e-06 | 0.18081 | 0.00099968 | 1.2744e-06 | 38.7279 | 5.1134 | 0.097777 | 43.9391 | 17.3408 | 3.0361 | 0.044814 | 20.4218 | 24.2283 | 3.199 | 0.061169 | 27.4885 | 10.8485 | 1.8994 | 0.028036 | 12.7759
Statewide | 2028 | 7 | 3 | 0.23359 | 4.6076e-06 | 1.4023e-06 | 0.14613 | 2.8826e-06 | 8.773e-07 | 0.28708 | 0.0015872 | 2.0234e-06 | 0.1796 | 0.00099298 | 1.2658e-06 | 38.4681 | 5.0791 | 0.097121 | 43.6444 | 17.2245 | 3.0157 | 0.044514 | 20.2848 | 24.0658 | 3.1775 | 0.060759 | 27.3041 | 10.7757 | 1.8867 | 0.027848 | 12.6902
Statewide | 2028 | 7 | 4 | 0.23604 | 4.6561e-06 | 1.4171e-06 | 0.14767 | 2.9129e-06 | 8.8653e-07 | 0.2901 | 0.0016039 | 2.0446e-06 | 0.18149 | 0.0010034 | 1.2791e-06 | 38.8729 | 5.1326 | 0.098143 | 44.1036 | 17.4058 | 3.0475 | 0.044982 | 20.4982 | 24.319 | 3.211 | 0.061398 | 27.5914 | 10.8891 | 1.9065 | 0.028141 | 12.8238
Statewide | 2028 | 7 | 5 | 0.23958 | 4.7259e-06 | 1.4383e-06 | 0.14988 | 2.9565e-06 | 8.9981e-07 | 0.29444 | 0.001628 | 2.0753e-06 | 0.1842 | 0.0010185 | 1.2983e-06 | 39.4554 | 5.2095 | 0.099613 | 44.7644 | 17.6666 | 3.0931 | 0.045656 | 20.8054 | 24.6834 | 3.2591 | 0.062318 | 28.0048 | 11.0523 | 1.9351 | 0.028563 | 13.0159
Statewide | 2028 | 7 | 6 | 0.25103 | 4.9518e-06 | 1.5071e-06 | 0.15705 | 3.0979e-06 | 9.4283e-07 | 0.30852 | 0.0017058 | 2.1745e-06 | 0.19301 | 0.0010671 | 1.3604e-06 | 41.3414 | 5.4585 | 0.10438 | 46.9043 | 18.5111 | 3.241 | 0.047839 | 21.7999 | 25.8633 | 3.4149 | 0.065297 | 29.3435 | 11.5806 | 2.0276 | 0.029928 | 13.6381
Statewide | 2028 | 7 | 7 | 0.25127 | 4.9565e-06 | 1.5085e-06 | 0.1572 | 3.1008e-06 | 9.4373e-07 | 0.30881 | 0.0017074 | 2.1766e-06 | 0.19319 | 0.0010682 | 1.3617e-06 | 41.3809 | 5.4637 | 0.10447 | 46.9491 | 18.5288 | 3.2441 | 0.047884 | 21.8208 | 25.8881 | 3.4181 | 0.06536 | 29.3716 | 11.5917 | 2.0295 | 0.029957 | 13.6511
Statewide | 2028 | 7 | 8 | 0.25039 | 4.939e-06 | 1.5032e-06 | 0.15664 | 3.0898e-06 | 9.4039e-07 | 0.30772 | 0.0017014 | 2.1689e-06 | 0.19251 | 0.0010644 | 1.3568e-06 | 41.2345 | 5.4444 | 0.10411 | 46.783 | 18.4632 | 3.2326 | 0.047715 | 21.7436 | 25.7965 | 3.406 | 0.065129 | 29.2676 | 11.5507 | 2.0223 | 0.029851 | 13.6028
Statewide | 2028 | 7 | 9 | 0.24726 | 4.8774e-06 | 1.4844e-06 | 0.15469 | 3.0513e-06 | 9.2866e-07 | 0.30388 | 0.0016802 | 2.1418e-06 | 0.19011 | 0.0010511 | 1.3399e-06 | 40.7204 | 5.3765 | 0.10281 | 46.1997 | 18.233 | 3.1923 | 0.04712 | 21.4724 | 25.4748 | 3.3636 | 0.064317 | 28.9027 | 11.4066 | 1.9971 | 0.029478 | 13.4332
Statewide | 2028 | 7 | 10 | 0.23632 | 4.6616e-06 | 1.4187e-06 | 0.14784 | 2.9163e-06 | 8.8757e-07 | 0.29044 | 0.0016058 | 2.0471e-06 | 0.1817 | 0.0010046 | 1.2806e-06 | 38.9187 | 5.1386 | 0.098258 | 44.1556 | 17.4263 | 3.0511 | 0.045035 | 20.5224 | 24.3477 | 3.2147 | 0.061471 | 27.6239 | 10.9019 | 1.9088 | 0.028174 | 12.8389
Statewide | 2028 | 7 | 11 | 0.23991 | 4.7323e-06 | 1.4403e-06 | 0.15009 | 2.9605e-06 | 9.0103e-07 | 0.29484 | 0.0016302 | 2.0781e-06 | 0.18445 | 0.0010198 | 1.3001e-06 | 39.5088 | 5.2165 | 0.099748 | 44.8251 | 17.6905 | 3.0973 | 0.045718 | 20.8335 | 24.7168 | 3.2635 | 0.062403 | 28.0427 | 11.0672 | 1.9377 | 0.028601 | 13.0335
Statewide | 2028 | 7 | 12 | 0.25131 | 4.9573e-06 | 1.5087e-06 | 0.15722 | 3.1013e-06 | 9.4387e-07 | 0.30886 | 0.0017077 | 2.1769e-06 | 0.19322 | 0.0010683 | 1.3619e-06 | 41.387 | 5.4645 | 0.10449 | 46.9561 | 18.5315 | 3.2446 | 0.047891 | 21.824 | 25.8919 | 3.4186 | 0.06537 | 29.3759 | 11.5934 | 2.0298 | 0.029961 | 13.6532
Statewide | 2028 | 7 | 13 | 0.25517 | 5.0333e-06 | 1.5319e-06 | 0.15963 | 3.1488e-06 | 9.5834e-07 | 0.31359 | 0.0017339 | 2.2103e-06 | 0.19619 | 0.0010847 | 1.3827e-06 | 42.0217 | 5.5483 | 0.10609 | 47.6761 | 18.8157 | 3.2943 | 0.048626 | 22.1586 | 26.2889 | 3.4711 | 0.066372 | 29.8264 | 11.7712 | 2.0609 | 0.03042 | 13.8625
Statewide | 2028 | 7 | 14 | 0.25883 | 5.1056e-06 | 1.5539e-06 | 0.16193 | 3.1941e-06 | 9.7212e-07 | 0.3181 | 0.0017588 | 2.242e-06 | 0.19901 | 0.0011003 | 1.4026e-06 | 42.6257 | 5.6281 | 0.10762 | 48.3614 | 19.0861 | 3.3417 | 0.049325 | 22.4771 | 26.6668 | 3.5209 | 0.067326 | 30.2551 | 11.9404 | 2.0906 | 0.030858 | 14.0618
Statewide | 2028 | 7 | 15 | 0.27665 | 5.457e-06 | 1.6608e-06 | 0.17307 | 3.4139e-06 | 1.039e-06 | 0.34 | 0.0018798 | 2.3964e-06 | 0.2127 | 0.001176 | 1.4992e-06 | 45.5597 | 6.0155 | 0.11502 | 51.6902 | 20.3999 | 3.5717 | 0.05272 | 24.0243 | 28.5023 | 3.7633 | 0.07196 | 32.3376 | 12.7622 | 2.2345 | 0.032982 | 15.0297
Statewide | 2028 | 7 | 16 | 0.30609 | 6.0378e-06 | 1.8376e-06 | 0.19149 | 3.7773e-06 | 1.1496e-06 | 0.37618 | 0.0020799 | 2.6514e-06 | 0.23534 | 0.0013012 | 1.6587e-06 | 50.4086 | 6.6557 | 0.12727 | 57.1915 | 22.571 | 3.9518 | 0.058331 | 26.5811 | 31.5358 | 4.1638 | 0.079619 | 35.7792 | 14.1205 | 2.4723 | 0.036492 | 16.6293
Statewide | 2028 | 7 | 17 | 0.27993 | 5.5218e-06 | 1.6806e-06 | 0.17513 | 3.4545e-06 | 1.0514e-06 | 0.34403 | 0.0019021 | 2.4248e-06 | 0.21523 | 0.00119 | 1.517e-06 | 46.1004 | 6.0869 | 0.11639 | 52.3037 | 20.642 | 3.6141 | 0.053346 | 24.3094 | 28.8406 | 3.808 | 0.072814 | 32.7214 | 12.9137 | 2.261 | 0.033373 | 15.208
Statewide | 2028 | 7 | 18 | 0.27883 | 5.5002e-06 | 1.674e-06 | 0.17444 | 3.4409e-06 | 1.0472e-06 | 0.34268 | 0.0018947 | 2.4153e-06 | 0.21438 | 0.0011853 | 1.511e-06 | 45.9196 | 6.063 | 0.11593 | 52.0986 | 20.561 | 3.5999 | 0.053136 | 24.2141 | 28.7275 | 3.793 | 0.072529 | 32.5931 | 12.8631 | 2.2521 | 0.033242 | 15.1484
Statewide | 2028 | 7 | 19 | 0.27873 | 5.4981e-06 | 1.6733e-06 | 0.17438 | 3.4397e-06 | 1.0469e-06 | 0.34256 | 0.001894 | 2.4144e-06 | 0.21431 | 0.0011849 | 1.5105e-06 | 45.9028 | 6.0608 | 0.11589 | 52.0795 | 20.5535 | 3.5986 | 0.053117 | 24.2052 | 28.717 | 3.7916 | 0.072502 | 32.5811 | 12.8583 | 2.2513 | 0.03323 | 15.1429
Statewide | 2028 | 7 | 20 | 0.28494 | 5.6205e-06 | 1.7106e-06 | 0.17826 | 3.5162e-06 | 1.0702e-06 | 0.35018 | 0.0019362 | 2.4681e-06 | 0.21908 | 0.0012113 | 1.5441e-06 | 46.9246 | 6.1957 | 0.11847 | 53.2388 | 21.011 | 3.6787 | 0.054299 | 24.744 | 29.3562 | 3.876 | 0.074116 | 33.3064 | 13.1446 | 2.3014 | 0.03397 | 15.48
Statewide | 2028 | 7 | 21 | 0.28431 | 5.6083e-06 | 1.7069e-06 | 0.17787 | 3.5086e-06 | 1.0678e-06 | 0.34942 | 0.0019319 | 2.4628e-06 | 0.2186 | 0.0012086 | 1.5407e-06 | 46.8222 | 6.1822 | 0.11821 | 53.1226 | 20.9652 | 3.6707 | 0.054181 | 24.69 | 29.2922 | 3.8676 | 0.073954 | 33.2337 | 13.1159 | 2.2964 | 0.033896 | 15.4462
Statewide | 2028 | 7 | 22 | 0.27101 | 5.3458e-06 | 1.627e-06 | 0.16954 | 3.3443e-06 | 1.0178e-06 | 0.33307 | 0.0018415 | 2.3475e-06 | 0.20837 | 0.0011521 | 1.4686e-06 | 44.6307 | 5.8928 | 0.11268 | 50.6362 | 19.9839 | 3.4989 | 0.051645 | 23.5344 | 27.9211 | 3.6866 | 0.070493 | 31.6782 | 12.502 | 2.1889 | 0.032309 | 14.7232
Statewide | 2028 | 7 | 23 | 0.25861 | 5.1012e-06 | 1.5525e-06 | 0.16179 | 3.1913e-06 | 9.7127e-07 | 0.31783 | 0.0017572 | 2.2401e-06 | 0.19883 | 0.0010993 | 1.4014e-06 | 42.5886 | 5.6232 | 0.10752 | 48.3193 | 19.0695 | 3.3388 | 0.049282 | 22.4576 | 26.6436 | 3.5179 | 0.067267 | 30.2288 | 11.93 | 2.0887 | 0.030831 | 14.0495
Statewide | 2028 | 7 | 24 | 0.25184 | 4.9678e-06 | 1.5119e-06 | 0.15755 | 3.1078e-06 | 9.4587e-07 | 0.30951 | 0.0017113 | 2.1815e-06 | 0.19363 | 0.0010706 | 1.3647e-06 | 41.4747 | 5.4761 | 0.10471 | 47.0555 | 18.5708 | 3.2514 | 0.047993 | 21.8702 | 25.9467 | 3.4259 | 0.065508 | 29.4381 | 11.6179 | 2.0341 | 0.030024 | 13.6821
Statewide | 2028 | 8 | 1 | 0.2345 | 4.6256e-06 | 1.4078e-06 | 0.1467 | 2.8938e-06 | 8.8073e-07 | 0.2882 | 0.0015934 | 2.0313e-06 | 0.1803 | 0.00099686 | 1.2708e-06 | 38.6185 | 5.099 | 0.097501 | 43.815 | 17.2919 | 3.0275 | 0.044688 | 20.3641 | 24.1599 | 3.1899 | 0.060997 | 27.4108 | 10.8179 | 1.894 | 0.027957 | 12.7398
Statewide | 2028 | 8 | 2 | 0.23144 | 4.5654e-06 | 1.3895e-06 | 0.14479 | 2.8561e-06 | 8.6925e-07 | 0.28444 | 0.0015727 | 2.0048e-06 | 0.17795 | 0.00098387 | 1.2542e-06 | 38.1152 | 5.0325 | 0.09623 | 43.244 | 17.0665 | 2.9881 | 0.044105 | 20.0987 | 23.845 | 3.1484 | 0.060202 | 27.0536 | 10.6769 | 1.8693 | 0.027592 | 12.5738
Statewide | 2028 | 8 | 3 | 0.23048 | 4.5464e-06 | 1.3837e-06 | 0.14419 | 2.8442e-06 | 8.6564e-07 | 0.28326 | 0.0015661 | 1.9965e-06 | 0.17721 | 0.00097978 | 1.249e-06 | 37.9569 | 5.0116 | 0.09583 | 43.0643 | 16.9956 | 2.9757 | 0.043922 | 20.0152 | 23.746 | 3.1353 | 0.059952 | 26.9412 | 10.6325 | 1.8616 | 0.027478 | 12.5216
Statewide | 2028 | 8 | 4 | 0.23487 | 4.6329e-06 | 1.41e-06 | 0.14694 | 2.8984e-06 | 8.8211e-07 | 0.28865 | 0.0015959 | 2.0345e-06 | 0.18058 | 0.00099843 | 1.2728e-06 | 38.6793 | 5.107 | 0.097654 | 43.884 | 17.3191 | 3.0323 | 0.044758 | 20.3961 | 24.1979 | 3.195 | 0.061093 | 27.454 | 10.8349 | 1.897 | 0.028001 | 12.7599
Statewide | 2028 | 8 | 5 | 0.23288 | 4.5937e-06 | 1.3981e-06 | 0.14569 | 2.8738e-06 | 8.7464e-07 | 0.28621 | 0.0015824 | 2.0172e-06 | 0.17905 | 0.00098997 | 1.262e-06 | 38.3515 | 5.0637 | 0.096827 | 43.5121 | 17.1723 | 3.0066 | 0.044379 | 20.2233 | 23.9929 | 3.1679 | 0.060575 | 27.2213 | 10.7431 | 1.8809 | 0.027764 | 12.6518
Statewide | 2028 | 8 | 6 | 0.24731 | 4.8783e-06 | 1.4847e-06 | 0.15472 | 3.0519e-06 | 9.2883e-07 | 0.30394 | 0.0016805 | 2.1422e-06 | 0.19014 | 0.0010513 | 1.3402e-06 | 40.7275 | 5.3775 | 0.10283 | 46.2078 | 18.2362 | 3.1929 | 0.047128 | 21.4762 | 25.4793 | 3.3642 | 0.064328 | 28.9078 | 11.4086 | 1.9975 | 0.029484 | 13.4356
Statewide | 2028 | 8 | 7 | 0.24268 | 4.787e-06 | 1.4569e-06 | 0.15182 | 2.9947e-06 | 9.1144e-07 | 0.29825 | 0.001649 | 2.1021e-06 | 0.18659 | 0.0010316 | 1.3151e-06 | 39.9654 | 5.2768 | 0.1009 | 45.3431 | 17.8949 | 3.1331 | 0.046246 | 21.0743 | 25.0025 | 3.3012 | 0.063124 | 28.3668 | 11.1951 | 1.9601 | 0.028932 | 13.1842
Statewide | 2028 | 8 | 8 | 0.22825 | 4.5023e-06 | 1.3703e-06 | 0.14279 | 2.8167e-06 | 8.5724e-07 | 0.28051 | 0.0015509 | 1.9771e-06 | 0.17549 | 0.00097028 | 1.2369e-06 | 37.5887 | 4.963 | 0.094901 | 42.6466 | 16.8307 | 2.9468 | 0.043496 | 19.821 | 23.5156 | 3.1049 | 0.05937 | 26.6799 | 10.5294 | 1.8435 | 0.027211 | 12.4001
Statewide | 2028 | 8 | 9 | 0.2247 | 4.4323e-06 | 1.349e-06 | 0.14057 | 2.7729e-06 | 8.4392e-07 | 0.27615 | 0.0015268 | 1.9464e-06 | 0.17276 | 0.0009552 | 1.2177e-06 | 37.0047 | 4.8859 | 0.093426 | 41.984 | 16.5693 | 2.901 | 0.04282 | 19.5131 | 23.1503 | 3.0566 | 0.058448 | 26.2654 | 10.3658 | 1.8149 | 0.026789 | 12.2075
Statewide | 2028 | 8 | 10 | 0.21754 | 4.291e-06 | 1.306e-06 | 0.13609 | 2.6845e-06 | 8.1701e-07 | 0.26735 | 0.0014782 | 1.8843e-06 | 0.16725 | 0.00092474 | 1.1788e-06 | 35.8248 | 4.7301 | 0.090447 | 40.6453 | 16.0409 | 2.8085 | 0.041455 | 18.8909 | 22.4121 | 2.9592 | 0.056584 | 25.4279 | 10.0353 | 1.757 | 0.025934 | 11.8182
Statewide | 2028 | 8 | 11 | 0.2234 | 4.4068e-06 | 1.3412e-06 | 0.13976 | 2.7569e-06 | 8.3905e-07 | 0.27456 | 0.001518 | 1.9351e-06 | 0.17177 | 0.00094969 | 1.2106e-06 | 36.7911 | 4.8577 | 0.092887 | 41.7416 | 16.4736 | 2.8843 | 0.042573 | 19.4004 | 23.0166 | 3.039 | 0.05811 | 26.1137 | 10.306 | 1.8044 | 0.026634 | 12.137
Statewide | 2028 | 8 | 12 | 0.23328 | 4.6016e-06 | 1.4005e-06 | 0.14594 | 2.8788e-06 | 8.7615e-07 | 0.2867 | 0.0015851 | 2.0207e-06 | 0.17936 | 0.00099167 | 1.2642e-06 | 38.4175 | 5.0725 | 0.096993 | 43.587 | 17.2019 | 3.0118 | 0.044455 | 20.2581 | 24.0342 | 3.1733 | 0.060679 | 27.2682 | 10.7616 | 1.8842 | 0.027811 | 12.6736
Statewide | 2028 | 8 | 13 | 0.24809 | 4.8938e-06 | 1.4894e-06 | 0.15521 | 3.0616e-06 | 9.3179e-07 | 0.30491 | 0.0016858 | 2.149e-06 | 0.19075 | 0.0010546 | 1.3444e-06 | 40.8573 | 5.3946 | 0.10315 | 46.3551 | 18.2943 | 3.203 | 0.047278 | 21.5447 | 25.5605 | 3.3749 | 0.064533 | 28.9999 | 11.445 | 2.0038 | 0.029578 | 13.4784
Statewide | 2028 | 8 | 14 | 0.25186 | 4.968e-06 | 1.512e-06 | 0.15756 | 3.108e-06 | 9.4592e-07 | 0.30953 | 0.0017114 | 2.1816e-06 | 0.19364 | 0.0010706 | 1.3648e-06 | 41.4769 | 5.4764 | 0.10472 | 47.0581 | 18.5718 | 3.2516 | 0.047995 | 21.8714 | 25.9481 | 3.4261 | 0.065512 | 29.4397 | 11.6186 | 2.0342 | 0.030026 | 13.6828
Statewide | 2028 | 8 | 15 | 0.262 | 5.1681e-06 | 1.5729e-06 | 0.16391 | 3.2332e-06 | 9.8402e-07 | 0.322 | 0.0017803 | 2.2695e-06 | 0.20144 | 0.0011138 | 1.4198e-06 | 43.1477 | 5.697 | 0.10894 | 48.9536 | 19.3199 | 3.3826 | 0.049929 | 22.7524 | 26.9934 | 3.5641 | 0.06815 | 30.6256 | 12.0866 | 2.1162 | 0.031236 | 14.234
Statewide | 2028 | 8 | 16 | 0.28108 | 5.5444e-06 | 1.6874e-06 | 0.17584 | 3.4686e-06 | 1.0557e-06 | 0.34544 | 0.0019099 | 2.4347e-06 | 0.21611 | 0.0011949 | 1.5232e-06 | 46.2888 | 6.1117 | 0.11687 | 52.5174 | 20.7263 | 3.6288 | 0.053564 | 24.4087 | 28.9585 | 3.8235 | 0.073112 | 32.8551 | 12.9665 | 2.2702 | 0.03351 | 15.2702
Statewide | 2028 | 8 | 17 | 0.26046 | 5.1377e-06 | 1.5637e-06 | 0.16294 | 3.2142e-06 | 9.7823e-07 | 0.3201 | 0.0017698 | 2.2561e-06 | 0.20026 | 0.0011072 | 1.4114e-06 | 42.8937 | 5.6635 | 0.10829 | 48.6654 | 19.2061 | 3.3627 | 0.049635 | 22.6184 | 26.8344 | 3.5431 | 0.067749 | 30.4453 | 12.0154 | 2.1037 | 0.031052 | 14.1502
Statewide | 2028 | 8 | 18 | 0.25828 | 5.0948e-06 | 1.5506e-06 | 0.16158 | 3.1873e-06 | 9.7005e-07 | 0.31743 | 0.001755 | 2.2373e-06 | 0.19858 | 0.001098 | 1.3996e-06 | 42.5351 | 5.6161 | 0.10739 | 48.2586 | 19.0455 | 3.3346 | 0.04922 | 22.4293 | 26.6101 | 3.5135 | 0.067183 | 30.1907 | 11.915 | 2.0861 | 0.030792 | 14.0319
Statewide | 2028 | 8 | 19 | 0.26996 | 5.3251e-06 | 1.6207e-06 | 0.16889 | 3.3314e-06 | 1.0139e-06 | 0.33177 | 0.0018344 | 2.3384e-06 | 0.20756 | 0.0011476 | 1.4629e-06 | 44.4578 | 5.87 | 0.11224 | 50.44 | 19.9065 | 3.4853 | 0.051445 | 23.4432 | 27.813 | 3.6723 | 0.07022 | 31.5555 | 12.4536 | 2.1804 | 0.032184 | 14.6662
Statewide | 2028 | 8 | 20 | 0.27431 | 5.411e-06 | 1.6468e-06 | 0.17161 | 3.3851e-06 | 1.0303e-06 | 0.33713 | 0.001864 | 2.3761e-06 | 0.21091 | 0.0011661 | 1.4865e-06 | 45.175 | 5.9647 | 0.11405 | 51.2537 | 20.2276 | 3.5415 | 0.052275 | 23.8214 | 28.2616 | 3.7315 | 0.071352 | 32.0645 | 12.6545 | 2.2156 | 0.032703 | 14.9028
Statewide | 2028 | 8 | 21 | 0.26163 | 5.1607e-06 | 1.5707e-06 | 0.16367 | 3.2286e-06 | 9.8261e-07 | 0.32154 | 0.0017778 | 2.2662e-06 | 0.20115 | 0.0011122 | 1.4178e-06 | 43.0858 | 5.6888 | 0.10878 | 48.8834 | 19.2922 | 3.3777 | 0.049857 | 22.7198 | 26.9547 | 3.559 | 0.068053 | 30.5817 | 12.0692 | 2.1131 | 0.031191 | 14.2136
Statewide | 2028 | 8 | 22 | 0.24949 | 4.9213e-06 | 1.4978e-06 | 0.15608 | 3.0788e-06 | 9.3702e-07 | 0.30662 | 0.0016953 | 2.1611e-06 | 0.19182 | 0.0010606 | 1.352e-06 | 41.0869 | 5.4249 | 0.10373 | 46.6155 | 18.3971 | 3.221 | 0.047544 | 21.6657 | 25.7041 | 3.3938 | 0.064895 | 29.1628 | 11.5093 | 2.0151 | 0.029744 | 13.5541
Statewide | 2028 | 8 | 23 | 0.24351 | 4.8033e-06 | 1.4619e-06 | 0.15234 | 3.005e-06 | 9.1455e-07 | 0.29927 | 0.0016546 | 2.1093e-06 | 0.18722 | 0.0010351 | 1.3196e-06 | 40.1018 | 5.2948 | 0.10125 | 45.4978 | 17.956 | 3.1438 | 0.046404 | 21.1462 | 25.0878 | 3.3125 | 0.063339 | 28.4636 | 11.2333 | 1.9668 | 0.029031 | 13.2292
Statewide | 2028 | 8 | 24 | 0.23969 | 4.728e-06 | 1.439e-06 | 0.14995 | 2.9579e-06 | 9.0023e-07 | 0.29458 | 0.0016287 | 2.0762e-06 | 0.18429 | 0.0010189 | 1.2989e-06 | 39.4734 | 5.2119 | 0.099659 | 44.785 | 17.6747 | 3.0945 | 0.045677 | 20.8149 | 24.6947 | 3.2606 | 0.062347 | 28.0176 | 11.0573 | 1.936 | 0.028576 | 13.0219
Statewide | 2028 | 9 | 1 | 0.15868 | 3.1301e-06 | 9.5263e-07 | 0.099271 | 1.9582e-06 | 5.9597e-07 | 0.19502 | 0.0010782 | 1.3745e-06 | 0.122 | 0.00067455 | 8.599e-07 | 26.1323 | 3.4504 | 0.065976 | 29.6486 | 11.701 | 2.0487 | 0.030239 | 13.7799 | 16.3484 | 2.1586 | 0.041275 | 18.5483 | 7.3202 | 1.2816 | 0.018918 | 8.6208
Statewide | 2028 | 9 | 2 | 0.14593 | 2.8785e-06 | 8.7606e-07 | 0.091292 | 1.8008e-06 | 5.4806e-07 | 0.17934 | 0.00099157 | 1.264e-06 | 0.1122 | 0.00062033 | 7.9078e-07 | 24.0317 | 3.173 | 0.060673 | 27.2654 | 10.7605 | 1.884 | 0.027809 | 12.6723 | 15.0343 | 1.9851 | 0.037957 | 17.0573 | 6.7318 | 1.1786 | 0.017397 | 7.9278
Statewide | 2028 | 9 | 3 | 0.15899 | 3.1361e-06 | 9.5448e-07 | 0.099464 | 1.962e-06 | 5.9713e-07 | 0.1954 | 0.0010803 | 1.3772e-06 | 0.12224 | 0.00067586 | 8.6157e-07 | 26.183 | 3.4571 | 0.066104 | 29.7062 | 11.7237 | 2.0526 | 0.030298 | 13.8067 | 16.3802 | 2.1628 | 0.041355 | 18.5843 | 7.3344 | 1.2841 | 0.018954 | 8.6375
Statewide | 2028 | 9 | 4 | 0.16267 | 3.2088e-06 | 9.7658e-07 | 0.10177 | 2.0074e-06 | 6.1096e-07 | 0.19992 | 0.0011054 | 1.4091e-06 | 0.12507 | 0.00069151 | 8.8152e-07 | 26.7894 | 3.5371 | 0.067635 | 30.3942 | 11.9953 | 2.1002 | 0.031 | 14.1264 | 16.7595 | 2.2128 | 0.042313 | 19.0147 | 7.5043 | 1.3139 | 0.019393 | 8.8375
Statewide | 2028 | 9 | 5 | 0.17256 | 3.4038e-06 | 1.0359e-06 | 0.10795 | 2.1294e-06 | 6.4809e-07 | 0.21207 | 0.0011725 | 1.4947e-06 | 0.13267 | 0.00073354 | 9.351e-07 | 28.4176 | 3.7521 | 0.071746 | 32.2415 | 12.7243 | 2.2278 | 0.032884 | 14.985 | 17.7782 | 2.3473 | 0.044885 | 20.1704 | 7.9604 | 1.3937 | 0.020572 | 9.3747
Statewide | 2028 | 9 | 6 | 0.21309 | 4.2033e-06 | 1.2793e-06 | 0.13331 | 2.6296e-06 | 8.003e-07 | 0.26188 | 0.0014479 | 1.8458e-06 | 0.16383 | 0.00090583 | 1.1547e-06 | 35.092 | 4.6334 | 0.088597 | 39.814 | 15.7129 | 2.7511 | 0.040607 | 18.5045 | 21.9537 | 2.8987 | 0.055427 | 24.9078 | 9.83 | 1.7211 | 0.025404 | 11.5765
Statewide | 2028 | 9 | 7 | 0.20488 | 4.0414e-06 | 1.23e-06 | 0.12818 | 2.5283e-06 | 7.6949e-07 | 0.2518 | 0.0013922 | 1.7747e-06 | 0.15753 | 0.00087095 | 1.1103e-06 | 33.7409 | 4.455 | 0.085186 | 38.281 | 15.1079 | 2.6451 | 0.039044 | 17.792 | 21.1084 | 2.787 | 0.053293 | 23.9488 | 9.4515 | 1.6548 | 0.024426 | 11.1308
Statewide | 2028 | 9 | 8 | 0.18114 | 3.5732e-06 | 1.0875e-06 | 0.11332 | 2.2354e-06 | 6.8034e-07 | 0.22262 | 0.0012309 | 1.5691e-06 | 0.13927 | 0.00077004 | 9.8163e-07 | 29.8316 | 3.9388 | 0.075316 | 33.8458 | 13.3574 | 2.3387 | 0.03452 | 15.7306 | 18.6628 | 2.4641 | 0.047118 | 21.174 | 8.3565 | 1.4631 | 0.021596 | 9.8411
Statewide | 2028 | 9 | 9 | 0.16788 | 3.3116e-06 | 1.0079e-06 | 0.10503 | 2.0717e-06 | 6.3053e-07 | 0.20633 | 0.0011408 | 1.4542e-06 | 0.12908 | 0.00071367 | 9.0976e-07 | 27.6477 | 3.6505 | 0.069803 | 31.368 | 12.3796 | 2.1675 | 0.031993 | 14.579 | 17.2965 | 2.2837 | 0.043669 | 19.6239 | 7.7447 | 1.356 | 0.020015 | 9.1207
Statewide | 2028 | 9 | 10 | 0.16146 | 3.185e-06 | 9.6934e-07 | 0.10101 | 1.9925e-06 | 6.0642e-07 | 0.19844 | 0.0010972 | 1.3986e-06 | 0.12414 | 0.00068639 | 8.7498e-07 | 26.5907 | 3.5109 | 0.067134 | 30.1687 | 11.9063 | 2.0846 | 0.03077 | 14.0217 | 16.6353 | 2.1964 | 0.041999 | 18.8737 | 7.4486 | 1.3041 | 0.01925 | 8.772
Statewide | 2028 | 9 | 11 | 0.15665 | 3.09e-06 | 9.4042e-07 | 0.097999 | 1.9331e-06 | 5.8833e-07 | 0.19252 | 0.0010644 | 1.3569e-06 | 0.12044 | 0.00066591 | 8.4888e-07 | 25.7975 | 3.4062 | 0.065131 | 29.2688 | 11.5511 | 2.0224 | 0.029852 | 13.6034 | 16.139 | 2.1309 | 0.040746 | 18.3106 | 7.2264 | 1.2652 | 0.018675 | 8.5103
Statewide | 2028 | 9 | 12 | 0.1549 | 3.0554e-06 | 9.2991e-07 | 0.096904 | 1.9115e-06 | 5.8176e-07 | 0.19037 | 0.0010525 | 1.3417e-06 | 0.11909 | 0.00065847 | 8.3939e-07 | 25.5091 | 3.3681 | 0.064403 | 28.9416 | 11.422 | 1.9998 | 0.029518 | 13.4513 | 15.9586 | 2.1071 | 0.040291 | 18.106 | 7.1456 | 1.2511 | 0.018467 | 8.4152
Statewide | 2028 | 9 | 13 | 0.16821 | 3.318e-06 | 1.0098e-06 | 0.10523 | 2.0757e-06 | 6.3174e-07 | 0.20672 | 0.001143 | 1.457e-06 | 0.12933 | 0.00071504 | 9.1152e-07 | 27.701 | 3.6575 | 0.069937 | 31.4284 | 12.4034 | 2.1716 | 0.032054 | 14.6071 | 17.3298 | 2.2881 | 0.043753 | 19.6617 | 7.7596 | 1.3586 | 0.020053 | 9.1383
Statewide | 2028 | 9 | 14 | 0.19247 | 3.7966e-06 | 1.1555e-06 | 0.12041 | 2.3751e-06 | 7.2287e-07 | 0.23654 | 0.0013078 | 1.6672e-06 | 0.14798 | 0.00081818 | 1.043e-06 | 31.6966 | 4.1851 | 0.080025 | 35.9616 | 14.1925 | 2.4849 | 0.036678 | 16.714 | 19.8295 | 2.6182 | 0.050064 | 22.4977 | 8.8789 | 1.5545 | 0.022946 | 10.4564
Statewide | 2028 | 9 | 15 | 0.20617 | 4.0669e-06 | 1.2377e-06 | 0.12898 | 2.5443e-06 | 7.7434e-07 | 0.25338 | 0.001401 | 1.7859e-06 | 0.15852 | 0.00087644 | 1.1173e-06 | 33.9535 | 4.483 | 0.085723 | 38.5223 | 15.2031 | 2.6618 | 0.03929 | 17.9041 | 21.2414 | 2.8046 | 0.053628 | 24.0997 | 9.5111 | 1.6652 | 0.02458 | 11.2009
Statewide | 2028 | 9 | 16 | 0.23382 | 4.6123e-06 | 1.4037e-06 | 0.14628 | 2.8855e-06 | 8.7818e-07 | 0.28736 | 0.0015888 | 2.0254e-06 | 0.17978 | 0.00099398 | 1.2671e-06 | 38.5069 | 5.0842 | 0.097219 | 43.6883 | 17.2419 | 3.0188 | 0.044559 | 20.3052 | 24.09 | 3.1807 | 0.06082 | 27.3316 | 10.7866 | 1.8886 | 0.027876 | 12.703
Statewide | 2028 | 9 | 17 | 0.21189 | 4.1796e-06 | 1.272e-06 | 0.13256 | 2.6148e-06 | 7.958e-07 | 0.26041 | 0.0014398 | 1.8354e-06 | 0.16291 | 0.00090073 | 1.1482e-06 | 34.8944 | 4.6073 | 0.088098 | 39.5897 | 15.6243 | 2.7356 | 0.040378 | 18.4003 | 21.83 | 2.8823 | 0.055115 | 24.7675 | 9.7746 | 1.7114 | 0.025261 | 11.5113
Statewide | 2028 | 9 | 18 | 0.23832 | 4.7009e-06 | 1.4307e-06 | 0.14909 | 2.9409e-06 | 8.9506e-07 | 0.29289 | 0.0016194 | 2.0643e-06 | 0.18323 | 0.0010131 | 1.2914e-06 | 39.247 | 5.182 | 0.099087 | 44.5281 | 17.5733 | 3.0768 | 0.045415 | 20.6955 | 24.5531 | 3.2419 | 0.061989 | 27.857 | 10.9939 | 1.9249 | 0.028412 | 12.9472
Statewide | 2028 | 9 | 19 | 0.26321 | 5.192e-06 | 1.5802e-06 | 0.16467 | 3.2481e-06 | 9.8856e-07 | 0.32348 | 0.0017885 | 2.28e-06 | 0.20237 | 0.0011189 | 1.4264e-06 | 43.3469 | 5.7233 | 0.10944 | 49.1797 | 19.4091 | 3.3982 | 0.050159 | 22.8574 | 27.118 | 3.5805 | 0.068465 | 30.767 | 12.1424 | 2.1259 | 0.03138 | 14.2997
Statewide | 2028 | 9 | 20 | 0.28566 | 5.6347e-06 | 1.7149e-06 | 0.17871 | 3.5251e-06 | 1.0729e-06 | 0.35107 | 0.001941 | 2.4744e-06 | 0.21963 | 0.0012143 | 1.548e-06 | 47.043 | 6.2113 | 0.11877 | 53.373 | 21.064 | 3.688 | 0.054436 | 24.8064 | 29.4303 | 3.8858 | 0.074303 | 33.3904 | 13.1777 | 2.3072 | 0.034055 | 15.519
Statewide | 2028 | 9 | 21 | 0.21969 | 4.3334e-06 | 1.3189e-06 | 0.13744 | 2.711e-06 | 8.2509e-07 | 0.26999 | 0.0014928 | 1.9029e-06 | 0.16891 | 0.00093388 | 1.1905e-06 | 36.1788 | 4.7769 | 0.091341 | 41.047 | 16.1995 | 2.8363 | 0.041865 | 19.0776 | 22.6336 | 2.9884 | 0.057143 | 25.6792 | 10.1344 | 1.7744 | 0.026191 | 11.935
Statewide | 2028 | 9 | 22 | 0.20225 | 3.9895e-06 | 1.2142e-06 | 0.12653 | 2.4959e-06 | 7.5961e-07 | 0.24856 | 0.0013743 | 1.7519e-06 | 0.1555 | 0.00085977 | 1.096e-06 | 33.3075 | 4.3978 | 0.084092 | 37.7894 | 14.9138 | 2.6112 | 0.038542 | 17.5635 | 20.8373 | 2.7513 | 0.052608 | 23.6412 | 9.3301 | 1.6336 | 0.024112 | 10.9878
Statewide | 2028 | 9 | 23 | 0.18956 | 3.7392e-06 | 1.138e-06 | 0.11859 | 2.3393e-06 | 7.1195e-07 | 0.23297 | 0.0012881 | 1.642e-06 | 0.14575 | 0.00080583 | 1.0272e-06 | 31.2179 | 4.1219 | 0.078816 | 35.4186 | 13.9782 | 2.4474 | 0.036124 | 16.4617 | 19.5301 | 2.5786 | 0.049308 | 22.158 | 8.7448 | 1.5311 | 0.022599 | 10.2985
Statewide | 2028 | 9 | 24 | 0.17892 | 3.5294e-06 | 1.0742e-06 | 0.11194 | 2.208e-06 | 6.72e-07 | 0.2199 | 0.0012158 | 1.5499e-06 | 0.13757 | 0.00076061 | 9.696e-07 | 29.466 | 3.8905 | 0.074393 | 33.431 | 13.1937 | 2.31 | 0.034097 | 15.5379 | 18.4341 | 2.4339 | 0.046541 | 20.9145 | 8.2541 | 1.4452 | 0.021331 | 9.7205
Statewide | 2028 | 10 | 1 | 0.15577 | 3.0726e-06 | 9.3513e-07 | 0.097448 | 1.9222e-06 | 5.8502e-07 | 0.19143 | 0.0010584 | 1.3493e-06 | 0.11976 | 0.00066216 | 8.441e-07 | 25.6522 | 3.387 | 0.064764 | 29.1039 | 11.486 | 2.011 | 0.029684 | 13.5268 | 16.0481 | 2.1189 | 0.040517 | 18.2075 | 7.1857 | 1.2581 | 0.01857 | 8.4624
Statewide | 2028 | 10 | 2 | 0.14745 | 2.9085e-06 | 8.852e-07 | 0.092245 | 1.8196e-06 | 5.5379e-07 | 0.18121 | 0.0010019 | 1.2772e-06 | 0.11337 | 0.00062681 | 7.9904e-07 | 24.2827 | 3.2062 | 0.061307 | 27.5501 | 10.8728 | 1.9037 | 0.028099 | 12.8046 | 15.1913 | 2.0058 | 0.038354 | 17.2355 | 6.8021 | 1.1909 | 0.017579 | 8.0106
Statewide | 2028 | 10 | 3 | 0.16027 | 3.1615e-06 | 9.622e-07 | 0.10027 | 1.9778e-06 | 6.0195e-07 | 0.19698 | 0.0010891 | 1.3883e-06 | 0.12323 | 0.00068132 | 8.6853e-07 | 26.3947 | 3.485 | 0.066639 | 29.9463 | 11.8185 | 2.0692 | 0.030543 | 13.9183 | 16.5126 | 2.1802 | 0.04169 | 18.7345 | 7.3937 | 1.2945 | 0.019108 | 8.7073
Statewide | 2028 | 10 | 4 | 0.1561 | 3.0792e-06 | 9.3714e-07 | 0.097657 | 1.9263e-06 | 5.8628e-07 | 0.19185 | 0.0010607 | 1.3522e-06 | 0.12002 | 0.00066358 | 8.4591e-07 | 25.7073 | 3.3943 | 0.064904 | 29.1665 | 11.5107 | 2.0153 | 0.029747 | 13.5558 | 16.0826 | 2.1235 | 0.040604 | 18.2467 | 7.2012 | 1.2608 | 0.01861 | 8.4806
Statewide | 2028 | 10 | 5 | 0.16156 | 3.1868e-06 | 9.6989e-07 | 0.10107 | 1.9937e-06 | 6.0677e-07 | 0.19855 | 0.0010978 | 1.3994e-06 | 0.12421 | 0.00068678 | 8.7548e-07 | 26.6058 | 3.5129 | 0.067172 | 30.1859 | 11.9131 | 2.0858 | 0.030787 | 14.0296 | 16.6447 | 2.1977 | 0.042023 | 18.8844 | 7.4529 | 1.3049 | 0.019261 | 8.777
Statewide | 2028 | 10 | 6 | 0.19829 | 3.9114e-06 | 1.1904e-06 | 0.12405 | 2.447e-06 | 7.4473e-07 | 0.2437 | 0.0013474 | 1.7176e-06 | 0.15246 | 0.00084293 | 1.0745e-06 | 32.6554 | 4.3116 | 0.082445 | 37.0494 | 14.6218 | 2.56 | 0.037787 | 17.2196 | 20.4293 | 2.6974 | 0.051578 | 23.1783 | 9.1475 | 1.6016 | 0.02364 | 10.7727
Statewide | 2028 | 10 | 7 | 0.19951 | 3.9355e-06 | 1.1978e-06 | 0.12482 | 2.4621e-06 | 7.4933e-07 | 0.2452 | 0.0013557 | 1.7282e-06 | 0.1534 | 0.00084813 | 1.0812e-06 | 32.8568 | 4.3382 | 0.082954 | 37.278 | 14.712 | 2.5758 | 0.038021 | 17.3259 | 20.5554 | 2.714 | 0.051896 | 23.3213 | 9.2039 | 1.6115 | 0.023786 | 10.8391
Statewide | 2028 | 10 | 8 | 0.18537 | 3.6565e-06 | 1.1129e-06 | 0.11597 | 2.2875e-06 | 6.962e-07 | 0.22782 | 0.0012596 | 1.6057e-06 | 0.14252 | 0.000788 | 1.0045e-06 | 30.5274 | 4.0307 | 0.077073 | 34.6352 | 13.669 | 2.3932 | 0.035325 | 16.0975 | 19.0981 | 2.5216 | 0.048217 | 21.6679 | 8.5514 | 1.4972 | 0.0221 | 10.0707
Statewide | 2028 | 10 | 9 | 0.16532 | 3.2611e-06 | 9.9251e-07 | 0.10343 | 2.0402e-06 | 6.2092e-07 | 0.20318 | 0.0011234 | 1.4321e-06 | 0.12711 | 0.00070279 | 8.959e-07 | 27.2263 | 3.5948 | 0.068739 | 30.8899 | 12.1909 | 2.1344 | 0.031505 | 14.3568 | 17.0329 | 2.2489 | 0.043003 | 19.3248 | 7.6267 | 1.3353 | 0.01971 | 8.9817
Statewide | 2028 | 10 | 10 | 0.15277 | 3.0135e-06 | 9.1715e-07 | 0.095574 | 1.8853e-06 | 5.7377e-07 | 0.18775 | 0.0010381 | 1.3233e-06 | 0.11746 | 0.00064943 | 8.2787e-07 | 25.159 | 3.3219 | 0.063519 | 28.5444 | 11.2652 | 1.9724 | 0.029113 | 13.2667 | 15.7396 | 2.0782 | 0.039738 | 17.8575 | 7.0476 | 1.2339 | 0.018213 | 8.2997
Statewide | 2028 | 10 | 11 | 0.15487 | 3.0549e-06 | 9.2977e-07 | 0.096889 | 1.9112e-06 | 5.8167e-07 | 0.19034 | 0.0010524 | 1.3415e-06 | 0.11908 | 0.00065836 | 8.3926e-07 | 25.5051 | 3.3676 | 0.064393 | 28.937 | 11.4202 | 1.9995 | 0.029513 | 13.4492 | 15.9561 | 2.1068 | 0.040284 | 18.1031 | 7.1445 | 1.2509 | 0.018464 | 8.4139
Statewide | 2028 | 10 | 12 | 0.16451 | 3.2451e-06 | 9.8763e-07 | 0.10292 | 2.0301e-06 | 6.1787e-07 | 0.20218 | 0.0011179 | 1.425e-06 | 0.12649 | 0.00069934 | 8.9149e-07 | 27.0925 | 3.5772 | 0.068401 | 30.7381 | 12.131 | 2.1239 | 0.03135 | 14.2863 | 16.9492 | 2.2379 | 0.042792 | 19.2298 | 7.5892 | 1.3287 | 0.019613 | 8.9375
Statewide | 2028 | 10 | 13 | 0.17104 | 3.3739e-06 | 1.0268e-06 | 0.107 | 2.1107e-06 | 6.4239e-07 | 0.21021 | 0.0011622 | 1.4816e-06 | 0.13151 | 0.0007271 | 9.2688e-07 | 28.1679 | 3.7191 | 0.071116 | 31.9582 | 12.6125 | 2.2082 | 0.032595 | 14.8533 | 17.622 | 2.3267 | 0.04449 | 19.9932 | 7.8904 | 1.3815 | 0.020391 | 9.2923
Statewide | 2028 | 10 | 14 | 0.18918 | 3.7317e-06 | 1.1357e-06 | 0.11835 | 2.3346e-06 | 7.1053e-07 | 0.2325 | 0.0012855 | 1.6387e-06 | 0.14546 | 0.00080422 | 1.0252e-06 | 31.1556 | 4.1136 | 0.078659 | 35.3478 | 13.9502 | 2.4425 | 0.036052 | 16.4288 | 19.491 | 2.5735 | 0.049209 | 22.1137 | 8.7273 | 1.528 | 0.022554 | 10.2779
Statewide | 2028 | 10 | 15 | 0.21537 | 4.2483e-06 | 1.293e-06 | 0.13474 | 2.6578e-06 | 8.0888e-07 | 0.26469 | 0.0014635 | 1.8656e-06 | 0.16559 | 0.00091554 | 1.1671e-06 | 35.4682 | 4.683 | 0.089547 | 40.2408 | 15.8813 | 2.7806 | 0.041042 | 18.7029 | 22.1891 | 2.9297 | 0.056021 | 25.1748 | 9.9354 | 1.7395 | 0.025676 | 11.7006
Statewide | 2028 | 10 | 16 | 0.22541 | 4.4464e-06 | 1.3532e-06 | 0.14102 | 2.7817e-06 | 8.4659e-07 | 0.27703 | 0.0015317 | 1.9525e-06 | 0.17331 | 0.00095822 | 1.2215e-06 | 37.1217 | 4.9014 | 0.093722 | 42.1168 | 16.6217 | 2.9102 | 0.042956 | 19.5748 | 23.2235 | 3.0663 | 0.058633 | 26.3484 | 10.3986 | 1.8206 | 0.026873 | 12.2461
Statewide | 2028 | 10 | 17 | 0.21077 | 4.1575e-06 | 1.2653e-06 | 0.13186 | 2.6009e-06 | 7.9159e-07 | 0.25903 | 0.0014322 | 1.8257e-06 | 0.16205 | 0.00089597 | 1.1422e-06 | 34.7099 | 4.5829 | 0.087632 | 39.3805 | 15.5418 | 2.7211 | 0.040165 | 18.303 | 21.7147 | 2.8671 | 0.054823 | 24.6366 | 9.723 | 1.7023 | 0.025127 | 11.4504
Statewide | 2028 | 10 | 18 | 0.25127 | 4.9564e-06 | 1.5085e-06 | 0.15719 | 3.1007e-06 | 9.437e-07 | 0.3088 | 0.0017074 | 2.1765e-06 | 0.19319 | 0.0010681 | 1.3616e-06 | 41.3796 | 5.4635 | 0.10447 | 46.9476 | 18.5282 | 3.244 | 0.047883 | 21.82 | 25.8872 | 3.418 | 0.065358 | 29.3706 | 11.5913 | 2.0294 | 0.029956 | 13.6507
Statewide | 2028 | 10 | 19 | 0.29063 | 5.7329e-06 | 1.7448e-06 | 0.18182 | 3.5865e-06 | 1.0916e-06 | 0.35719 | 0.0019749 | 2.5175e-06 | 0.22346 | 0.0012355 | 1.575e-06 | 47.8628 | 6.3196 | 0.12084 | 54.3032 | 21.4311 | 3.7522 | 0.055385 | 25.2387 | 29.9432 | 3.9535 | 0.075598 | 33.9723 | 13.4074 | 2.3474 | 0.034649 | 15.7895
Statewide | 2028 | 10 | 20 | 0.25617 | 5.0531e-06 | 1.5379e-06 | 0.16026 | 3.1612e-06 | 9.6212e-07 | 0.31483 | 0.0017407 | 2.219e-06 | 0.19696 | 0.001089 | 1.3882e-06 | 42.1872 | 5.5702 | 0.10651 | 47.8639 | 18.8898 | 3.3073 | 0.048817 | 22.2459 | 26.3925 | 3.4847 | 0.066633 | 29.9439 | 11.8175 | 2.0691 | 0.03054 | 13.9171
Statewide | 2028 | 10 | 21 | 0.21889 | 4.3177e-06 | 1.3141e-06 | 0.13694 | 2.7012e-06 | 8.2209e-07 | 0.26901 | 0.0014873 | 1.896e-06 | 0.16829 | 0.00093049 | 1.1862e-06 | 36.0474 | 4.7595 | 0.091009 | 40.8979 | 16.1406 | 2.826 | 0.041713 | 19.0083 | 22.5514 | 2.9776 | 0.056936 | 25.5859 | 10.0976 | 1.7679 | 0.026096 | 11.8917
Statewide | 2028 | 10 | 22 | 0.20546 | 4.0529e-06 | 1.2335e-06 | 0.12854 | 2.5355e-06 | 7.7168e-07 | 0.25251 | 0.0013961 | 1.7797e-06 | 0.15797 | 0.00087343 | 1.1134e-06 | 33.8367 | 4.4676 | 0.085428 | 38.3898 | 15.1508 | 2.6527 | 0.039154 | 17.8426 | 21.1684 | 2.795 | 0.053444 | 24.0168 | 9.4784 | 1.6595 | 0.024495 | 11.1624
Statewide | 2028 | 10 | 23 | 0.19573 | 3.8609e-06 | 1.1751e-06 | 0.12245 | 2.4154e-06 | 7.3512e-07 | 0.24055 | 0.00133 | 1.6954e-06 | 0.15049 | 0.00083205 | 1.0607e-06 | 32.2339 | 4.256 | 0.081381 | 36.5713 | 14.4331 | 2.527 | 0.0373 | 16.9974 | 20.1657 | 2.6626 | 0.050913 | 22.8792 | 9.0294 | 1.5809 | 0.023335 | 10.6336
Statewide | 2028 | 10 | 24 | 0.17876 | 3.526e-06 | 1.0731e-06 | 0.11183 | 2.2059e-06 | 6.7136e-07 | 0.21969 | 0.0012146 | 1.5484e-06 | 0.13744 | 0.00075989 | 9.6868e-07 | 29.4382 | 3.8869 | 0.074323 | 33.3994 | 13.1813 | 2.3078 | 0.034065 | 15.5232 | 18.4167 | 2.4316 | 0.046497 | 20.8948 | 8.2463 | 1.4438 | 0.021311 | 9.7114
Statewide | 2028 | 11 | 1 | 0.20655 | 4.0744e-06 | 1.24e-06 | 0.12922 | 2.549e-06 | 7.7577e-07 | 0.25385 | 0.0014035 | 1.7892e-06 | 0.15881 | 0.00087806 | 1.1193e-06 | 34.0162 | 4.4913 | 0.085881 | 38.5934 | 15.2311 | 2.6667 | 0.039362 | 17.9372 | 21.2807 | 2.8098 | 0.053728 | 24.1442 | 9.5287 | 1.6683 | 0.024625 | 11.2216
Statewide | 2028 | 11 | 2 | 0.1877 | 3.7025e-06 | 1.1268e-06 | 0.11743 | 2.3163e-06 | 7.0496e-07 | 0.23068 | 0.0012754 | 1.6259e-06 | 0.14432 | 0.00079791 | 1.0172e-06 | 30.9113 | 4.0814 | 0.078042 | 35.0707 | 13.8409 | 2.4233 | 0.035769 | 16.3 | 19.3382 | 2.5533 | 0.048823 | 21.9404 | 8.6589 | 1.516 | 0.022377 | 10.1973
Statewide | 2028 | 11 | 3 | 0.18765 | 3.7015e-06 | 1.1265e-06 | 0.1174 | 2.3157e-06 | 7.0477e-07 | 0.23062 | 0.0012751 | 1.6254e-06 | 0.14428 | 0.0007977 | 1.0169e-06 | 30.9032 | 4.0803 | 0.078022 | 35.0615 | 13.8372 | 2.4227 | 0.03576 | 16.2957 | 19.3331 | 2.5526 | 0.048811 | 21.9346 | 8.6566 | 1.5156 | 0.022372 | 10.1946
Statewide | 2028 | 11 | 4 | 0.19704 | 3.8867e-06 | 1.1829e-06 | 0.12327 | 2.4316e-06 | 7.4004e-07 | 0.24216 | 0.0013389 | 1.7068e-06 | 0.1515 | 0.00083762 | 1.0678e-06 | 32.4495 | 4.2845 | 0.081926 | 36.8159 | 14.5296 | 2.5439 | 0.037549 | 17.1111 | 20.3005 | 2.6804 | 0.051253 | 23.0321 | 9.0898 | 1.5915 | 0.023491 | 10.7047
Statewide | 2028 | 11 | 5 | 0.18996 | 3.7471e-06 | 1.1404e-06 | 0.11884 | 2.3442e-06 | 7.1344e-07 | 0.23346 | 0.0012908 | 1.6454e-06 | 0.14605 | 0.00080752 | 1.0294e-06 | 31.2834 | 4.1305 | 0.078981 | 35.4929 | 14.0075 | 2.4525 | 0.0362 | 16.4962 | 19.571 | 2.5841 | 0.049411 | 22.2045 | 8.7631 | 1.5343 | 0.022647 | 10.3201
Statewide | 2028 | 11 | 6 | 0.21779 | 4.2961e-06 | 1.3075e-06 | 0.13625 | 2.6876e-06 | 8.1798e-07 | 0.26766 | 0.0014799 | 1.8865e-06 | 0.16745 | 0.00092583 | 1.1802e-06 | 35.8669 | 4.7357 | 0.090554 | 40.6932 | 16.0598 | 2.8118 | 0.041504 | 18.9131 | 22.4385 | 2.9627 | 0.056651 | 25.4578 | 10.0471 | 1.7591 | 0.025965 | 11.8321
Statewide | 2028 | 11 | 7 | 0.2314 | 4.5645e-06 | 1.3892e-06 | 0.14477 | 2.8556e-06 | 8.6909e-07 | 0.28439 | 0.0015724 | 2.0044e-06 | 0.17791 | 0.00098368 | 1.254e-06 | 38.1081 | 5.0316 | 0.096212 | 43.2359 | 17.0633 | 2.9875 | 0.044097 | 20.0949 | 23.8406 | 3.1478 | 0.060191 | 27.0485 | 10.6749 | 1.869 | 0.027587 | 12.5715
Statewide | 2028 | 11 | 8 | 0.22671 | 4.4721e-06 | 1.3611e-06 | 0.14183 | 2.7977e-06 | 8.5149e-07 | 0.27863 | 0.0015405 | 1.9638e-06 | 0.17431 | 0.00096376 | 1.2286e-06 | 37.3363 | 4.9297 | 0.094263 | 42.3603 | 16.7177 | 2.927 | 0.043204 | 19.688 | 23.3577 | 3.084 | 0.058972 | 26.5007 | 10.4587 | 1.8311 | 0.027029 | 12.3169
Statewide | 2028 | 11 | 9 | 0.216 | 4.2607e-06 | 1.2967e-06 | 0.13513 | 2.6655e-06 | 8.1123e-07 | 0.26546 | 0.0014677 | 1.871e-06 | 0.16607 | 0.0009182 | 1.1705e-06 | 35.5713 | 4.6966 | 0.089807 | 40.3577 | 15.9274 | 2.7886 | 0.041162 | 18.7572 | 22.2535 | 2.9382 | 0.056184 | 25.2479 | 9.9643 | 1.7446 | 0.025751 | 11.7346
Statewide | 2028 | 11 | 10 | 0.19013 | 3.7504e-06 | 1.1414e-06 | 0.11895 | 2.3463e-06 | 7.1408e-07 | 0.23367 | 0.0012919 | 1.6469e-06 | 0.14618 | 0.00080824 | 1.0303e-06 | 31.3113 | 4.1342 | 0.079052 | 35.5246 | 14.02 | 2.4547 | 0.036232 | 16.5109 | 19.5885 | 2.5864 | 0.049455 | 22.2243 | 8.771 | 1.5357 | 0.022667 | 10.3293
Statewide | 2028 | 11 | 11 | 0.19012 | 3.7503e-06 | 1.1414e-06 | 0.11894 | 2.3462e-06 | 7.1406e-07 | 0.23366 | 0.0012919 | 1.6469e-06 | 0.14618 | 0.00080821 | 1.0303e-06 | 31.3102 | 4.134 | 0.079049 | 35.5233 | 14.0195 | 2.4546 | 0.036231 | 16.5103 | 19.5878 | 2.5863 | 0.049453 | 22.2235 | 8.7706 | 1.5356 | 0.022666 | 10.3289
Statewide | 2028 | 11 | 12 | 0.19783 | 3.9022e-06 | 1.1876e-06 | 0.12376 | 2.4412e-06 | 7.4299e-07 | 0.24313 | 0.0013442 | 1.7136e-06 | 0.1521 | 0.00084095 | 1.072e-06 | 32.5788 | 4.3015 | 0.082252 | 36.9626 | 14.5875 | 2.554 | 0.037699 | 17.1792 | 20.3814 | 2.6911 | 0.051457 | 23.1239 | 9.126 | 1.5978 | 0.023585 | 10.7474
Statewide | 2028 | 11 | 13 | 0.21226 | 4.1869e-06 | 1.2743e-06 | 0.13279 | 2.6193e-06 | 7.9719e-07 | 0.26086 | 0.0014423 | 1.8386e-06 | 0.1632 | 0.00090231 | 1.1502e-06 | 34.9555 | 4.6153 | 0.088253 | 39.6591 | 15.6517 | 2.7404 | 0.040449 | 18.4325 | 21.8683 | 2.8874 | 0.055211 | 24.8109 | 9.7918 | 1.7144 | 0.025305 | 11.5315
Statewide | 2028 | 11 | 14 | 0.22508 | 4.4398e-06 | 1.3512e-06 | 0.14081 | 2.7776e-06 | 8.4534e-07 | 0.27662 | 0.0015294 | 1.9497e-06 | 0.17305 | 0.00095681 | 1.2197e-06 | 37.0669 | 4.8941 | 0.093583 | 42.0546 | 16.5971 | 2.9059 | 0.042892 | 19.5459 | 23.1892 | 3.0618 | 0.058546 | 26.3095 | 10.3832 | 1.8179 | 0.026834 | 12.228
Statewide | 2028 | 11 | 15 | 0.23942 | 4.7226e-06 | 1.4373e-06 | 0.14978 | 2.9545e-06 | 8.9919e-07 | 0.29424 | 0.0016268 | 2.0738e-06 | 0.18408 | 0.0010178 | 1.2974e-06 | 39.4281 | 5.2059 | 0.099545 | 44.7335 | 17.6544 | 3.091 | 0.045625 | 20.791 | 24.6664 | 3.2568 | 0.062275 | 27.9855 | 11.0446 | 1.9337 | 0.028543 | 13.0069
Statewide | 2028 | 11 | 16 | 0.25981 | 5.1249e-06 | 1.5598e-06 | 0.16254 | 3.2062e-06 | 9.7579e-07 | 0.31931 | 0.0017654 | 2.2505e-06 | 0.19976 | 0.0011045 | 1.4079e-06 | 42.7869 | 5.6494 | 0.10802 | 48.5443 | 19.1583 | 3.3543 | 0.049511 | 22.5622 | 26.7677 | 3.5343 | 0.067581 | 30.3695 | 11.9855 | 2.0985 | 0.030974 | 14.115
Statewide | 2028 | 11 | 17 | 0.2687 | 5.3003e-06 | 1.6131e-06 | 0.1681 | 3.3159e-06 | 1.0092e-06 | 0.33023 | 0.0018258 | 2.3275e-06 | 0.20659 | 0.0011422 | 1.4561e-06 | 44.2507 | 5.8426 | 0.11172 | 50.2051 | 19.8138 | 3.4691 | 0.051205 | 23.334 | 27.6834 | 3.6552 | 0.069893 | 31.4085 | 12.3956 | 2.1703 | 0.032034 | 14.5979
Statewide | 2028 | 11 | 18 | 0.32099 | 6.3317e-06 | 1.927e-06 | 0.20081 | 3.9611e-06 | 1.2056e-06 | 0.39449 | 0.0021811 | 2.7804e-06 | 0.2468 | 0.0013645 | 1.7395e-06 | 52.8619 | 6.9796 | 0.13346 | 59.9749 | 23.6695 | 4.1441 | 0.06117 | 27.8748 | 33.0706 | 4.3665 | 0.083494 | 37.5205 | 14.8077 | 2.5926 | 0.038268 | 17.4386
Statewide | 2028 | 11 | 19 | 0.31872 | 6.2869e-06 | 1.9134e-06 | 0.19939 | 3.9331e-06 | 1.197e-06 | 0.3917 | 0.0021657 | 2.7608e-06 | 0.24505 | 0.0013549 | 1.7271e-06 | 52.4879 | 6.9302 | 0.13252 | 59.5507 | 23.5021 | 4.1148 | 0.060737 | 27.6776 | 32.8367 | 4.3356 | 0.082903 | 37.2551 | 14.703 | 2.5743 | 0.037997 | 17.3152
Statewide | 2028 | 11 | 20 | 0.28756 | 5.6724e-06 | 1.7264e-06 | 0.1799 | 3.5487e-06 | 1.08e-06 | 0.35341 | 0.001954 | 2.4909e-06 | 0.2211 | 0.0012224 | 1.5583e-06 | 47.3573 | 6.2528 | 0.11956 | 53.7297 | 21.2048 | 3.7126 | 0.0548 | 24.9722 | 29.6269 | 3.9118 | 0.074799 | 33.6135 | 13.2658 | 2.3226 | 0.034283 | 15.6227
Statewide | 2028 | 11 | 21 | 0.2528 | 4.9867e-06 | 1.5177e-06 | 0.15816 | 3.1197e-06 | 9.4947e-07 | 0.31069 | 0.0017178 | 2.1898e-06 | 0.19437 | 0.0010747 | 1.37e-06 | 41.6329 | 5.497 | 0.10511 | 47.235 | 18.6416 | 3.2638 | 0.048176 | 21.9536 | 26.0457 | 3.4389 | 0.065758 | 29.5504 | 11.6622 | 2.0419 | 0.030139 | 13.7343
Statewide | 2028 | 11 | 22 | 0.24143 | 4.7624e-06 | 1.4494e-06 | 0.15104 | 2.9793e-06 | 9.0676e-07 | 0.29672 | 0.0016405 | 2.0913e-06 | 0.18563 | 0.0010263 | 1.3083e-06 | 39.7599 | 5.2497 | 0.10038 | 45.11 | 17.8029 | 3.117 | 0.046009 | 20.9659 | 24.8739 | 3.2842 | 0.062799 | 28.221 | 11.1376 | 1.95 | 0.028783 | 13.1164
Statewide | 2028 | 11 | 23 | 0.22304 | 4.3996e-06 | 1.339e-06 | 0.13953 | 2.7524e-06 | 8.3768e-07 | 0.27411 | 0.0015156 | 1.932e-06 | 0.17149 | 0.00094813 | 1.2087e-06 | 36.7309 | 4.8498 | 0.092735 | 41.6734 | 16.4467 | 2.8795 | 0.042504 | 19.3687 | 22.979 | 3.034 | 0.058015 | 26.0711 | 10.2891 | 1.8015 | 0.02659 | 12.1172
Statewide | 2028 | 11 | 24 | 0.22681 | 4.4739e-06 | 1.3616e-06 | 0.14189 | 2.7989e-06 | 8.5183e-07 | 0.27874 | 0.0015411 | 1.9646e-06 | 0.17438 | 0.00096415 | 1.2291e-06 | 37.3513 | 4.9317 | 0.094301 | 42.3772 | 16.7244 | 2.9282 | 0.043221 | 19.6958 | 23.3671 | 3.0853 | 0.058995 | 26.5114 | 10.4629 | 1.8319 | 0.027039 | 12.3218
Statewide | 2028 | 12 | 1 | 0.208 | 4.1028e-06 | 1.2487e-06 | 0.13012 | 2.5668e-06 | 7.8119e-07 | 0.25562 | 0.0014133 | 1.8017e-06 | 0.15992 | 0.00088419 | 1.1271e-06 | 34.2537 | 4.5227 | 0.086481 | 38.8629 | 15.3375 | 2.6853 | 0.039637 | 18.0625 | 21.4292 | 2.8294 | 0.054103 | 24.3128 | 9.5952 | 1.68 | 0.024797 | 11.2999
Statewide | 2028 | 12 | 2 | 0.19961 | 3.9375e-06 | 1.1984e-06 | 0.12488 | 2.4633e-06 | 7.497e-07 | 0.24532 | 0.0013564 | 1.7291e-06 | 0.15347 | 0.00084855 | 1.0817e-06 | 32.8732 | 4.3404 | 0.082995 | 37.2966 | 14.7193 | 2.5771 | 0.03804 | 17.3345 | 20.5656 | 2.7154 | 0.051922 | 23.3329 | 9.2085 | 1.6123 | 0.023798 | 10.8445
Statewide | 2028 | 12 | 3 | 0.19625 | 3.8711e-06 | 1.1782e-06 | 0.12277 | 2.4218e-06 | 7.3706e-07 | 0.24118 | 0.0013335 | 1.6999e-06 | 0.15089 | 0.00083424 | 1.0635e-06 | 32.3187 | 4.2672 | 0.081595 | 36.6675 | 14.4711 | 2.5337 | 0.037398 | 17.0421 | 20.2187 | 2.6696 | 0.051046 | 22.9393 | 9.0532 | 1.5851 | 0.023396 | 10.6616
Statewide | 2028 | 12 | 4 | 0.19375 | 3.8219e-06 | 1.1632e-06 | 0.12121 | 2.391e-06 | 7.277e-07 | 0.23812 | 0.0013166 | 1.6783e-06 | 0.14897 | 0.00082365 | 1.05e-06 | 31.9084 | 4.213 | 0.080559 | 36.2019 | 14.2873 | 2.5015 | 0.036923 | 16.8257 | 19.962 | 2.6357 | 0.050398 | 22.6481 | 8.9382 | 1.5649 | 0.023099 | 10.5262
Statewide | 2028 | 12 | 5 | 0.18788 | 3.7061e-06 | 1.1279e-06 | 0.11754 | 2.3185e-06 | 7.0564e-07 | 0.2309 | 0.0012767 | 1.6275e-06 | 0.14445 | 0.00079869 | 1.0181e-06 | 30.9413 | 4.0853 | 0.078118 | 35.1047 | 13.8543 | 2.4257 | 0.035804 | 16.3158 | 19.357 | 2.5558 | 0.048871 | 21.9616 | 8.6673 | 1.5175 | 0.022399 | 10.2072
Statewide | 2028 | 12 | 6 | 0.2032 | 4.0082e-06 | 1.2199e-06 | 0.12712 | 2.5075e-06 | 7.6316e-07 | 0.24973 | 0.0013807 | 1.7601e-06 | 0.15623 | 0.00086378 | 1.1011e-06 | 33.4632 | 4.4183 | 0.084485 | 37.966 | 14.9835 | 2.6234 | 0.038722 | 17.6456 | 20.9347 | 2.7641 | 0.052854 | 23.7517 | 9.3737 | 1.6412 | 0.024225 | 11.0392
Statewide | 2028 | 12 | 7 | 0.22541 | 4.4463e-06 | 1.3532e-06 | 0.14102 | 2.7816e-06 | 8.4658e-07 | 0.27702 | 0.0015316 | 1.9525e-06 | 0.17331 | 0.0009582 | 1.2215e-06 | 37.121 | 4.9013 | 0.09372 | 42.116 | 16.6213 | 2.9101 | 0.042955 | 19.5744 | 23.223 | 3.0663 | 0.058631 | 26.3479 | 10.3984 | 1.8206 | 0.026873 | 12.2458
Statewide | 2028 | 12 | 8 | 0.2336 | 4.6079e-06 | 1.4024e-06 | 0.14614 | 2.8827e-06 | 8.7734e-07 | 0.28709 | 0.0015873 | 2.0235e-06 | 0.1796 | 0.00099303 | 1.2659e-06 | 38.47 | 5.0794 | 0.097126 | 43.6466 | 17.2254 | 3.0159 | 0.044516 | 20.2858 | 24.067 | 3.1777 | 0.060762 | 27.3055 | 10.7763 | 1.8867 | 0.027849 | 12.6909
Statewide | 2028 | 12 | 9 | 0.2183 | 4.3062e-06 | 1.3106e-06 | 0.13657 | 2.6939e-06 | 8.199e-07 | 0.26829 | 0.0014834 | 1.891e-06 | 0.16784 | 0.00092801 | 1.183e-06 | 35.9511 | 4.7468 | 0.090766 | 40.7887 | 16.0975 | 2.8184 | 0.041601 | 18.9575 | 22.4912 | 2.9696 | 0.056784 | 25.5176 | 10.0707 | 1.7632 | 0.026026 | 11.8599
Statewide | 2028 | 12 | 10 | 0.19659 | 3.8778e-06 | 1.1802e-06 | 0.12299 | 2.426e-06 | 7.3833e-07 | 0.2416 | 0.0013358 | 1.7028e-06 | 0.15115 | 0.00083569 | 1.0653e-06 | 32.3747 | 4.2746 | 0.081737 | 36.731 | 14.4961 | 2.538 | 0.037463 | 17.0716 | 20.2537 | 2.6742 | 0.051135 | 22.9791 | 9.0688 | 1.5878 | 0.023437 | 10.6801
Statewide | 2028 | 12 | 11 | 0.19507 | 3.8479e-06 | 1.1711e-06 | 0.12204 | 2.4073e-06 | 7.3265e-07 | 0.23974 | 0.0013255 | 1.6897e-06 | 0.14998 | 0.00082925 | 1.0571e-06 | 32.1254 | 4.2417 | 0.081107 | 36.4481 | 14.3845 | 2.5185 | 0.037174 | 16.9402 | 20.0977 | 2.6536 | 0.050741 | 22.8021 | 8.999 | 1.5756 | 0.023256 | 10.5978
Statewide | 2028 | 12 | 12 | 0.19646 | 3.8753e-06 | 1.1794e-06 | 0.12291 | 2.4244e-06 | 7.3787e-07 | 0.24145 | 0.001335 | 1.7018e-06 | 0.15105 | 0.00083516 | 1.0646e-06 | 32.3542 | 4.2719 | 0.081685 | 36.7078 | 14.487 | 2.5364 | 0.037439 | 17.0608 | 20.2409 | 2.6725 | 0.051103 | 22.9645 | 9.0631 | 1.5868 | 0.023422 | 10.6733
Statewide | 2028 | 12 | 13 | 0.21095 | 4.1611e-06 | 1.2664e-06 | 0.13197 | 2.6032e-06 | 7.9228e-07 | 0.25925 | 0.0014334 | 1.8273e-06 | 0.16219 | 0.00089674 | 1.1431e-06 | 34.74 | 4.5869 | 0.087709 | 39.4147 | 15.5552 | 2.7235 | 0.0402 | 18.3189 | 21.7335 | 2.8696 | 0.054871 | 24.658 | 9.7314 | 1.7038 | 0.025149 | 11.4604
Statewide | 2028 | 12 | 14 | 0.21851 | 4.3102e-06 | 1.3118e-06 | 0.1367 | 2.6965e-06 | 8.2066e-07 | 0.26854 | 0.0014848 | 1.8927e-06 | 0.168 | 0.00092887 | 1.1841e-06 | 35.9846 | 4.7512 | 0.090851 | 40.8267 | 16.1125 | 2.821 | 0.04164 | 18.9752 | 22.5121 | 2.9724 | 0.056837 | 25.5413 | 10.0801 | 1.7649 | 0.02605 | 11.871
Statewide | 2028 | 12 | 15 | 0.23031 | 4.5431e-06 | 1.3827e-06 | 0.14409 | 2.8422e-06 | 8.65e-07 | 0.28305 | 0.001565 | 1.995e-06 | 0.17708 | 0.00097906 | 1.2481e-06 | 37.929 | 5.008 | 0.09576 | 43.0328 | 16.9832 | 2.9735 | 0.04389 | 20.0005 | 23.7286 | 3.133 | 0.059908 | 26.9215 | 10.6247 | 1.8602 | 0.027458 | 12.5124
Statewide | 2028 | 12 | 16 | 0.25112 | 4.9534e-06 | 1.5076e-06 | 0.1571 | 3.0989e-06 | 9.4314e-07 | 0.30862 | 0.0017064 | 2.1752e-06 | 0.19307 | 0.0010675 | 1.3608e-06 | 41.3552 | 5.4603 | 0.10441 | 46.9199 | 18.5172 | 3.2421 | 0.047855 | 21.8072 | 25.872 | 3.416 | 0.065319 | 29.3533 | 11.5845 | 2.0282 | 0.029938 | 13.6426
Statewide | 2028 | 12 | 17 | 0.26191 | 5.1663e-06 | 1.5723e-06 | 0.16385 | 3.232e-06 | 9.8367e-07 | 0.32188 | 0.0017797 | 2.2687e-06 | 0.20137 | 0.0011134 | 1.4193e-06 | 43.1322 | 5.6949 | 0.1089 | 48.936 | 19.3129 | 3.3814 | 0.049911 | 22.7442 | 26.9836 | 3.5628 | 0.068126 | 30.6146 | 12.0822 | 2.1154 | 0.031224 | 14.2289
Statewide | 2028 | 12 | 18 | 0.3065 | 6.0458e-06 | 1.84e-06 | 0.19175 | 3.7823e-06 | 1.1511e-06 | 0.37668 | 0.0020827 | 2.6549e-06 | 0.23565 | 0.0013029 | 1.6609e-06 | 50.4753 | 6.6645 | 0.12744 | 57.2672 | 22.6009 | 3.957 | 0.058408 | 26.6163 | 31.5775 | 4.1693 | 0.079724 | 35.8266 | 14.1392 | 2.4755 | 0.03654 | 16.6513
Statewide | 2028 | 12 | 19 | 0.30612 | 6.0384e-06 | 1.8378e-06 | 0.19151 | 3.7776e-06 | 1.1497e-06 | 0.37622 | 0.0020801 | 2.6516e-06 | 0.23536 | 0.0013013 | 1.6589e-06 | 50.4131 | 6.6563 | 0.12728 | 57.1967 | 22.573 | 3.9522 | 0.058336 | 26.5836 | 31.5386 | 4.1642 | 0.079626 | 35.7825 | 14.1218 | 2.4725 | 0.036495 | 16.6308
Statewide | 2028 | 12 | 20 | 0.2901 | 5.7225e-06 | 1.7416e-06 | 0.18149 | 3.58e-06 | 1.0896e-06 | 0.35653 | 0.0019713 | 2.5129e-06 | 0.22305 | 0.0012332 | 1.5721e-06 | 47.7756 | 6.308 | 0.12062 | 54.2043 | 21.3921 | 3.7454 | 0.055284 | 25.1928 | 29.8886 | 3.9463 | 0.07546 | 33.9104 | 13.383 | 2.3431 | 0.034586 | 15.7607
Statewide | 2028 | 12 | 21 | 0.2712 | 5.3496e-06 | 1.6282e-06 | 0.16967 | 3.3468e-06 | 1.0186e-06 | 0.33331 | 0.0018428 | 2.3492e-06 | 0.20852 | 0.0011529 | 1.4697e-06 | 44.663 | 5.8971 | 0.11276 | 50.6728 | 19.9983 | 3.5014 | 0.051682 | 23.5514 | 27.9413 | 3.6892 | 0.070544 | 31.7011 | 12.511 | 2.1905 | 0.032333 | 14.7338
Statewide | 2028 | 12 | 22 | 0.25235 | 4.9777e-06 | 1.515e-06 | 0.15787 | 3.1141e-06 | 9.4776e-07 | 0.31013 | 0.0017147 | 2.1859e-06 | 0.19402 | 0.0010727 | 1.3675e-06 | 41.5578 | 5.4871 | 0.10492 | 47.1498 | 18.608 | 3.258 | 0.048089 | 21.914 | 25.9987 | 3.4327 | 0.065639 | 29.4971 | 11.6412 | 2.0382 | 0.030085 | 13.7095
Statewide | 2028 | 12 | 23 | 0.23752 | 4.6852e-06 | 1.4259e-06 | 0.14859 | 2.9311e-06 | 8.9207e-07 | 0.29191 | 0.0016139 | 2.0574e-06 | 0.18262 | 0.0010097 | 1.2871e-06 | 39.1156 | 5.1646 | 0.098756 | 44.379 | 17.5145 | 3.0665 | 0.045263 | 20.6262 | 24.4709 | 3.231 | 0.061782 | 27.7637 | 10.9571 | 1.9184 | 0.028317 | 12.9038
Statewide | 2028 | 12 | 24 | 0.22511 | 4.4404e-06 | 1.3514e-06 | 0.14083 | 2.7779e-06 | 8.4546e-07 | 0.27666 | 0.0015296 | 1.9499e-06 | 0.17308 | 0.00095693 | 1.2199e-06 | 37.0718 | 4.8948 | 0.093596 | 42.0602 | 16.5993 | 2.9063 | 0.042898 | 19.5485 | 23.1923 | 3.0622 | 0.058554 | 26.313 | 10.3846 | 1.8182 | 0.026837 | 12.2296
Statewide | 2029 | 1 | 1 | 0.19092 | 3.766e-06 | 1.1462e-06 | 0.11555 | 2.2794e-06 | 6.9372e-07 | 0.23464 | 0.0012973 | 1.6538e-06 | 0.14201 | 0.00078519 | 1.0009e-06 | 31.9112 | 4.2812 | 0.081036 | 36.2734 | 14.3131 | 2.4649 | 0.036383 | 16.8144 | 19.3139 | 2.5911 | 0.049046 | 21.9541 | 8.6628 | 1.4919 | 0.022021 | 10.1767
Statewide | 2029 | 1 | 2 | 0.1706 | 3.3652e-06 | 1.0242e-06 | 0.10325 | 2.0367e-06 | 6.1988e-07 | 0.20967 | 0.0011592 | 1.4778e-06 | 0.1269 | 0.00070161 | 8.9439e-07 | 28.5145 | 3.8255 | 0.07241 | 32.4123 | 12.7896 | 2.2025 | 0.032511 | 15.0246 | 17.2581 | 2.3153 | 0.043825 | 19.6172 | 7.7407 | 1.3331 | 0.019677 | 9.0935
Statewide | 2029 | 1 | 3 | 0.16168 | 3.1891e-06 | 9.7061e-07 | 0.097853 | 1.9302e-06 | 5.8745e-07 | 0.1987 | 0.0010986 | 1.4005e-06 | 0.12026 | 0.00066491 | 8.4761e-07 | 27.0229 | 3.6254 | 0.068622 | 30.7169 | 12.1206 | 2.0873 | 0.03081 | 14.2387 | 16.3553 | 2.1942 | 0.041533 | 18.591 | 7.3358 | 1.2633 | 0.018647 | 8.6178
Statewide | 2029 | 1 | 4 | 0.1577 | 3.1108e-06 | 9.4676e-07 | 0.095448 | 1.8828e-06 | 5.7302e-07 | 0.19382 | 0.0010716 | 1.366e-06 | 0.1173 | 0.00064857 | 8.2678e-07 | 26.3589 | 3.5363 | 0.066936 | 29.9621 | 11.8227 | 2.036 | 0.030053 | 13.8888 | 15.9534 | 2.1403 | 0.040512 | 18.1342 | 7.1556 | 1.2323 | 0.018189 | 8.4061
Statewide | 2029 | 1 | 5 | 0.15959 | 3.1479e-06 | 9.5807e-07 | 0.096588 | 1.9053e-06 | 5.7986e-07 | 0.19613 | 0.0010844 | 1.3824e-06 | 0.11871 | 0.00065632 | 8.3665e-07 | 26.6737 | 3.5785 | 0.067735 | 30.3199 | 11.9639 | 2.0604 | 0.030412 | 14.0547 | 16.1439 | 2.1658 | 0.040996 | 18.3508 | 7.241 | 1.247 | 0.018406 | 8.5064
Statewide | 2029 | 1 | 6 | 0.17536 | 3.4591e-06 | 1.0528e-06 | 0.10614 | 2.0936e-06 | 6.3718e-07 | 0.21552 | 0.0011916 | 1.519e-06 | 0.13044 | 0.00072119 | 9.1935e-07 | 29.3103 | 3.9322 | 0.074431 | 33.3169 | 13.1465 | 2.264 | 0.033418 | 15.444 | 17.7397 | 2.3799 | 0.045048 | 20.1647 | 7.9568 | 1.3703 | 0.020226 | 9.3473
Statewide | 2029 | 1 | 7 | 0.19724 | 3.8906e-06 | 1.1841e-06 | 0.11937 | 2.3547e-06 | 7.1666e-07 | 0.2424 | 0.0013402 | 1.7085e-06 | 0.14671 | 0.00081116 | 1.034e-06 | 32.9665 | 4.4227 | 0.083715 | 37.473 | 14.7865 | 2.5464 | 0.037587 | 17.3705 | 19.9526 | 2.6768 | 0.050668 | 22.6801 | 8.9493 | 1.5412 | 0.022749 | 10.5133
Statewide | 2029 | 1 | 8 | 0.20498 | 4.0434e-06 | 1.2306e-06 | 0.12406 | 2.4472e-06 | 7.448e-07 | 0.25192 | 0.0013928 | 1.7756e-06 | 0.15247 | 0.00084301 | 1.0746e-06 | 34.261 | 4.5964 | 0.087003 | 38.9444 | 15.3671 | 2.6464 | 0.039062 | 18.0525 | 20.7361 | 2.7819 | 0.052657 | 23.5706 | 9.3007 | 1.6017 | 0.023642 | 10.9261
Statewide | 2029 | 1 | 9 | 0.20397 | 4.0234e-06 | 1.2245e-06 | 0.12345 | 2.4351e-06 | 7.4112e-07 | 0.25067 | 0.001386 | 1.7668e-06 | 0.15172 | 0.00083884 | 1.0693e-06 | 34.0917 | 4.5737 | 0.086573 | 38.752 | 15.2911 | 2.6333 | 0.038869 | 17.9633 | 20.6336 | 2.7682 | 0.052397 | 23.4542 | 9.2548 | 1.5938 | 0.023525 | 10.8721
Statewide | 2029 | 1 | 10 | 0.18814 | 3.7112e-06 | 1.1295e-06 | 0.11387 | 2.2461e-06 | 6.8361e-07 | 0.23122 | 0.0012784 | 1.6297e-06 | 0.13994 | 0.00077374 | 9.8634e-07 | 31.446 | 4.2188 | 0.079854 | 35.7446 | 14.1045 | 2.429 | 0.035853 | 16.5693 | 19.0324 | 2.5534 | 0.048331 | 21.634 | 8.5366 | 1.4701 | 0.0217 | 10.0284
Statewide | 2029 | 1 | 11 | 0.19075 | 3.7626e-06 | 1.1451e-06 | 0.11545 | 2.2773e-06 | 6.9309e-07 | 0.23443 | 0.0012961 | 1.6523e-06 | 0.14188 | 0.00078448 | 1e-06 | 31.8822 | 4.2773 | 0.080962 | 36.2404 | 14.3001 | 2.4627 | 0.03635 | 16.7991 | 19.2963 | 2.5888 | 0.049001 | 21.9341 | 8.655 | 1.4905 | 0.022001 | 10.1675
Statewide | 2029 | 1 | 12 | 0.21238 | 4.1893e-06 | 1.275e-06 | 0.12854 | 2.5355e-06 | 7.7169e-07 | 0.26101 | 0.0014431 | 1.8397e-06 | 0.15798 | 0.00087344 | 1.1134e-06 | 35.4978 | 4.7623 | 0.090143 | 40.3502 | 15.9218 | 2.7419 | 0.040473 | 18.7042 | 21.4846 | 2.8823 | 0.054558 | 24.4215 | 9.6365 | 1.6595 | 0.024496 | 11.3205
Statewide | 2029 | 1 | 13 | 0.2272 | 4.4817e-06 | 1.364e-06 | 0.13751 | 2.7125e-06 | 8.2554e-07 | 0.27923 | 0.0015438 | 1.968e-06 | 0.169 | 0.00093439 | 1.1911e-06 | 37.9751 | 5.0947 | 0.096434 | 43.1662 | 17.0329 | 2.9333 | 0.043297 | 20.0095 | 22.984 | 3.0835 | 0.058366 | 26.1258 | 10.309 | 1.7753 | 0.026205 | 12.1105
Statewide | 2029 | 1 | 14 | 0.238 | 4.6947e-06 | 1.4288e-06 | 0.14405 | 2.8414e-06 | 8.6477e-07 | 0.2925 | 0.0016172 | 2.0616e-06 | 0.17703 | 0.0009788 | 1.2477e-06 | 39.7798 | 5.3368 | 0.10102 | 45.2176 | 17.8424 | 3.0727 | 0.045355 | 20.9605 | 24.0763 | 3.23 | 0.061139 | 27.3675 | 10.7989 | 1.8597 | 0.02745 | 12.6861
Statewide | 2029 | 1 | 15 | 0.23489 | 4.6334e-06 | 1.4102e-06 | 0.14217 | 2.8043e-06 | 8.5348e-07 | 0.28868 | 0.0015961 | 2.0346e-06 | 0.17472 | 0.00096601 | 1.2314e-06 | 39.2602 | 5.2671 | 0.099698 | 44.627 | 17.6094 | 3.0326 | 0.044762 | 20.6867 | 23.7618 | 3.1878 | 0.060341 | 27.01 | 10.6579 | 1.8354 | 0.027092 | 12.5204
Statewide | 2029 | 1 | 16 | 0.23359 | 4.6078e-06 | 1.4024e-06 | 0.14138 | 2.7888e-06 | 8.4877e-07 | 0.28709 | 0.0015873 | 2.0234e-06 | 0.17375 | 0.00096068 | 1.2247e-06 | 39.0436 | 5.238 | 0.099148 | 44.3807 | 17.5122 | 3.0158 | 0.044515 | 20.5725 | 23.6307 | 3.1703 | 0.060008 | 26.8609 | 10.5991 | 1.8253 | 0.026942 | 12.4513
Statewide | 2029 | 1 | 17 | 0.2164 | 4.2687e-06 | 1.2992e-06 | 0.13098 | 2.5836e-06 | 7.8631e-07 | 0.26596 | 0.0014705 | 1.8745e-06 | 0.16097 | 0.00088999 | 1.1345e-06 | 36.1704 | 4.8526 | 0.091851 | 41.1148 | 16.2235 | 2.7939 | 0.041239 | 19.0586 | 21.8917 | 2.937 | 0.055592 | 24.8843 | 9.8191 | 1.691 | 0.02496 | 11.535
Statewide | 2029 | 1 | 18 | 0.24248 | 4.783e-06 | 1.4557e-06 | 0.14676 | 2.8949e-06 | 8.8104e-07 | 0.298 | 0.0016476 | 2.1004e-06 | 0.18036 | 0.00099721 | 1.2712e-06 | 40.5282 | 5.4372 | 0.10292 | 46.0683 | 18.1781 | 3.1305 | 0.046208 | 21.3548 | 24.5292 | 3.2908 | 0.06229 | 27.8823 | 11.0021 | 1.8947 | 0.027967 | 12.9248
Statewide | 2029 | 1 | 19 | 0.24509 | 4.8346e-06 | 1.4714e-06 | 0.14834 | 2.9261e-06 | 8.9054e-07 | 0.30122 | 0.0016654 | 2.123e-06 | 0.18231 | 0.001008 | 1.2849e-06 | 40.9653 | 5.4958 | 0.10403 | 46.5652 | 18.3741 | 3.1643 | 0.046706 | 21.5851 | 24.7938 | 3.3263 | 0.062961 | 28.183 | 11.1207 | 1.9151 | 0.028268 | 13.0641
Statewide | 2029 | 1 | 20 | 0.24712 | 4.8745e-06 | 1.4835e-06 | 0.14956 | 2.9502e-06 | 8.979e-07 | 0.3037 | 0.0016792 | 2.1405e-06 | 0.18381 | 0.0010163 | 1.2955e-06 | 41.3035 | 5.5412 | 0.10489 | 46.9496 | 18.5258 | 3.1904 | 0.047092 | 21.7633 | 24.9985 | 3.3538 | 0.063481 | 28.4157 | 11.2125 | 1.931 | 0.028502 | 13.172
Statewide | 2029 | 1 | 21 | 0.21443 | 4.2298e-06 | 1.2873e-06 | 0.12978 | 2.56e-06 | 7.7914e-07 | 0.26353 | 0.0014571 | 1.8574e-06 | 0.1595 | 0.00088187 | 1.1242e-06 | 35.8405 | 4.8083 | 0.091014 | 40.7398 | 16.0755 | 2.7684 | 0.040863 | 18.8848 | 21.6921 | 2.9102 | 0.055085 | 24.6573 | 9.7295 | 1.6756 | 0.024732 | 11.4298
Statewide | 2029 | 1 | 22 | 0.20915 | 4.1257e-06 | 1.2556e-06 | 0.12659 | 2.497e-06 | 7.5996e-07 | 0.25705 | 0.0014212 | 1.8117e-06 | 0.15558 | 0.00086017 | 1.0965e-06 | 34.9585 | 4.69 | 0.088774 | 39.7372 | 15.6799 | 2.7003 | 0.039858 | 18.4201 | 21.1582 | 2.8386 | 0.053729 | 24.0505 | 9.4901 | 1.6343 | 0.024123 | 11.1485
Statewide | 2029 | 1 | 23 | 0.19912 | 3.9278e-06 | 1.1954e-06 | 0.12052 | 2.3772e-06 | 7.235e-07 | 0.24472 | 0.001353 | 1.7248e-06 | 0.14811 | 0.0008189 | 1.0439e-06 | 33.2814 | 4.465 | 0.084515 | 37.8309 | 14.9277 | 2.5707 | 0.037945 | 17.5364 | 20.1432 | 2.7024 | 0.051152 | 22.8967 | 9.0348 | 1.5559 | 0.022966 | 10.6137
Statewide | 2029 | 1 | 24 | 0.19867 | 3.9188e-06 | 1.1927e-06 | 0.12024 | 2.3718e-06 | 7.2186e-07 | 0.24416 | 0.0013499 | 1.7209e-06 | 0.14777 | 0.00081704 | 1.0415e-06 | 33.2056 | 4.4548 | 0.084323 | 37.7448 | 14.8937 | 2.5649 | 0.037859 | 17.4965 | 20.0973 | 2.6962 | 0.051035 | 22.8446 | 9.0142 | 1.5524 | 0.022914 | 10.5895
Statewide | 2029 | 2 | 1 | 0.13861 | 2.7341e-06 | 8.3212e-07 | 0.08389 | 1.6548e-06 | 5.0363e-07 | 0.17035 | 0.00094184 | 1.2006e-06 | 0.1031 | 0.00057004 | 7.2667e-07 | 23.1671 | 3.1081 | 0.058831 | 26.334 | 10.3911 | 1.7895 | 0.026414 | 12.207 | 14.0216 | 1.8811 | 0.035607 | 15.9383 | 6.2891 | 1.0831 | 0.015987 | 7.3882
Statewide | 2029 | 2 | 2 | 0.1233 | 2.4322e-06 | 7.4024e-07 | 0.074628 | 1.4721e-06 | 4.4802e-07 | 0.15154 | 0.00083785 | 1.0681e-06 | 0.091717 | 0.0005071 | 6.4643e-07 | 20.6092 | 2.7649 | 0.052335 | 23.4264 | 9.2438 | 1.5919 | 0.023497 | 10.8592 | 12.4735 | 1.6734 | 0.031675 | 14.1786 | 5.5947 | 0.96349 | 0.014222 | 6.5724
Statewide | 2029 | 2 | 3 | 0.1272 | 2.509e-06 | 7.6362e-07 | 0.076985 | 1.5186e-06 | 4.6217e-07 | 0.15632 | 0.00086431 | 1.1018e-06 | 0.094614 | 0.00052312 | 6.6685e-07 | 21.2602 | 2.8522 | 0.053988 | 24.1664 | 9.5358 | 1.6422 | 0.02424 | 11.2022 | 12.8675 | 1.7263 | 0.032676 | 14.6264 | 5.7714 | 0.99392 | 0.014671 | 6.78
Statewide | 2029 | 2 | 4 | 0.12254 | 2.4173e-06 | 7.3569e-07 | 0.074168 | 1.463e-06 | 4.4526e-07 | 0.15061 | 0.00083269 | 1.0615e-06 | 0.091152 | 0.00050398 | 6.4245e-07 | 20.4823 | 2.7479 | 0.052013 | 23.2822 | 9.1869 | 1.5821 | 0.023353 | 10.7924 | 12.3967 | 1.6631 | 0.03148 | 14.0913 | 5.5603 | 0.95756 | 0.014134 | 6.532
Statewide | 2029 | 2 | 5 | 0.12058 | 2.3785e-06 | 7.239e-07 | 0.07298 | 1.4396e-06 | 4.3813e-07 | 0.14819 | 0.00081935 | 1.0445e-06 | 0.089692 | 0.0004959 | 6.3216e-07 | 20.1542 | 2.7039 | 0.05118 | 22.9092 | 9.0397 | 1.5568 | 0.022979 | 10.6195 | 12.1981 | 1.6365 | 0.030976 | 13.8655 | 5.4712 | 0.94221 | 0.013908 | 6.4273
Statewide | 2029 | 2 | 6 | 0.13767 | 2.7156e-06 | 8.265e-07 | 0.083324 | 1.6436e-06 | 5.0023e-07 | 0.1692 | 0.00093548 | 1.1925e-06 | 0.1024 | 0.00056619 | 7.2176e-07 | 23.0107 | 3.0871 | 0.058434 | 26.1562 | 10.321 | 1.7774 | 0.026235 | 12.1246 | 13.927 | 1.8684 | 0.035366 | 15.8308 | 6.2467 | 1.0758 | 0.015879 | 7.3383
Statewide | 2029 | 2 | 7 | 0.14226 | 2.8063e-06 | 8.5408e-07 | 0.086104 | 1.6985e-06 | 5.1692e-07 | 0.17484 | 0.00096669 | 1.2323e-06 | 0.10582 | 0.00058508 | 7.4584e-07 | 23.7785 | 3.1901 | 0.060383 | 27.0289 | 10.6653 | 1.8367 | 0.027111 | 12.5292 | 14.3916 | 1.9308 | 0.036546 | 16.359 | 6.4551 | 1.1117 | 0.016409 | 7.5831
Statewide | 2029 | 2 | 8 | 0.14208 | 2.8026e-06 | 8.5297e-07 | 0.085992 | 1.6962e-06 | 5.1625e-07 | 0.17461 | 0.00096544 | 1.2307e-06 | 0.10568 | 0.00058432 | 7.4487e-07 | 23.7476 | 3.1859 | 0.060305 | 26.9938 | 10.6515 | 1.8343 | 0.027076 | 12.5129 | 14.373 | 1.9283 | 0.036499 | 16.3377 | 6.4467 | 1.1102 | 0.016387 | 7.5733
Statewide | 2029 | 2 | 9 | 0.15135 | 2.9855e-06 | 9.0862e-07 | 0.091603 | 1.8069e-06 | 5.4993e-07 | 0.18601 | 0.0010284 | 1.311e-06 | 0.11258 | 0.00062244 | 7.9347e-07 | 25.297 | 3.3938 | 0.064239 | 28.7551 | 11.3465 | 1.954 | 0.028842 | 13.3293 | 15.3107 | 2.0541 | 0.03888 | 17.4037 | 6.8673 | 1.1826 | 0.017456 | 8.0674
Statewide | 2029 | 2 | 10 | 0.13593 | 2.6813e-06 | 8.1604e-07 | 0.082269 | 1.6228e-06 | 4.939e-07 | 0.16705 | 0.00092364 | 1.1774e-06 | 0.10111 | 0.00055902 | 7.1262e-07 | 22.7194 | 3.048 | 0.057694 | 25.8251 | 10.1903 | 1.7549 | 0.025903 | 11.9711 | 13.7507 | 1.8448 | 0.034919 | 15.6304 | 6.1676 | 1.0621 | 0.015678 | 7.2454
Statewide | 2029 | 2 | 11 | 0.13324 | 2.6283e-06 | 7.9991e-07 | 0.080644 | 1.5907e-06 | 4.8414e-07 | 0.16375 | 0.00090539 | 1.1542e-06 | 0.09911 | 0.00054798 | 6.9854e-07 | 22.2705 | 2.9878 | 0.056554 | 25.3149 | 9.989 | 1.7202 | 0.025392 | 11.7346 | 13.479 | 1.8083 | 0.034229 | 15.3215 | 6.0457 | 1.0412 | 0.015368 | 7.1022
Statewide | 2029 | 2 | 12 | 0.11478 | 2.264e-06 | 6.8905e-07 | 0.069467 | 1.3703e-06 | 4.1704e-07 | 0.14106 | 0.0007799 | 9.942e-07 | 0.085373 | 0.00047203 | 6.0173e-07 | 19.1838 | 2.5737 | 0.048716 | 21.8062 | 8.6045 | 1.4818 | 0.021872 | 10.1082 | 11.6108 | 1.5577 | 0.029485 | 13.198 | 5.2078 | 0.89685 | 0.013238 | 6.1179
Statewide | 2029 | 2 | 13 | 0.12973 | 2.5589e-06 | 7.788e-07 | 0.078515 | 1.5488e-06 | 4.7136e-07 | 0.15943 | 0.00088149 | 1.1237e-06 | 0.096494 | 0.00053351 | 6.8011e-07 | 21.6827 | 2.9089 | 0.055061 | 24.6467 | 9.7253 | 1.6748 | 0.024721 | 11.4249 | 13.1232 | 1.7606 | 0.033325 | 14.9171 | 5.8861 | 1.0137 | 0.014962 | 6.9148
Statewide | 2029 | 2 | 14 | 0.11936 | 2.3545e-06 | 7.1659e-07 | 0.072243 | 1.425e-06 | 4.3371e-07 | 0.1467 | 0.00081108 | 1.0339e-06 | 0.088786 | 0.00049089 | 6.2578e-07 | 19.9506 | 2.6765 | 0.050663 | 22.6779 | 8.9484 | 1.541 | 0.022747 | 10.5122 | 12.0749 | 1.62 | 0.030663 | 13.7255 | 5.4159 | 0.9327 | 0.013767 | 6.3624
Statewide | 2029 | 2 | 15 | 0.13962 | 2.754e-06 | 8.3819e-07 | 0.084502 | 1.6669e-06 | 5.073e-07 | 0.17159 | 0.00094871 | 1.2094e-06 | 0.10385 | 0.0005742 | 7.3197e-07 | 23.3361 | 3.1307 | 0.05926 | 26.5261 | 10.4669 | 1.8025 | 0.026606 | 12.2961 | 14.1239 | 1.8948 | 0.035866 | 16.0546 | 6.335 | 1.091 | 0.016103 | 7.4421
Statewide | 2029 | 2 | 16 | 0.15621 | 3.0813e-06 | 9.3777e-07 | 0.094542 | 1.8649e-06 | 5.6758e-07 | 0.19198 | 0.0010614 | 1.3531e-06 | 0.11619 | 0.00064242 | 8.1893e-07 | 26.1087 | 3.5027 | 0.066301 | 29.6777 | 11.7105 | 2.0167 | 0.029768 | 13.757 | 15.802 | 2.12 | 0.040128 | 17.9621 | 7.0877 | 1.2206 | 0.018017 | 8.3263
Statewide | 2029 | 2 | 17 | 0.14398 | 2.84e-06 | 8.6435e-07 | 0.08714 | 1.7189e-06 | 5.2314e-07 | 0.17695 | 0.00097832 | 1.2471e-06 | 0.10709 | 0.00059212 | 7.5482e-07 | 24.0646 | 3.2285 | 0.06111 | 27.3542 | 10.7937 | 1.8588 | 0.027437 | 12.6799 | 14.5648 | 1.954 | 0.036986 | 16.5558 | 6.5327 | 1.125 | 0.016606 | 7.6744
Statewide | 2029 | 2 | 18 | 0.20138 | 3.9724e-06 | 1.209e-06 | 0.12188 | 2.4042e-06 | 7.3172e-07 | 0.2475 | 0.0013684 | 1.7444e-06 | 0.14979 | 0.0008282 | 1.0558e-06 | 33.6594 | 4.5157 | 0.085475 | 38.2605 | 15.0972 | 2.5999 | 0.038376 | 17.7355 | 20.3719 | 2.7331 | 0.051733 | 23.1567 | 9.1374 | 1.5736 | 0.023227 | 10.7342
Statewide | 2029 | 2 | 19 | 0.24092 | 4.7523e-06 | 1.4464e-06 | 0.14581 | 2.8763e-06 | 8.7539e-07 | 0.29609 | 0.0016371 | 2.0869e-06 | 0.1792 | 0.00099082 | 1.2631e-06 | 40.2682 | 5.4023 | 0.10226 | 45.7728 | 18.0615 | 3.1104 | 0.045911 | 21.2178 | 24.3719 | 3.2697 | 0.06189 | 27.7034 | 10.9315 | 1.8826 | 0.027787 | 12.8418
Statewide | 2029 | 2 | 20 | 0.2298 | 4.5328e-06 | 1.3796e-06 | 0.13908 | 2.7435e-06 | 8.3496e-07 | 0.28242 | 0.0015615 | 1.9905e-06 | 0.17093 | 0.00094506 | 1.2047e-06 | 38.4086 | 5.1528 | 0.097535 | 43.6589 | 17.2274 | 2.9668 | 0.043791 | 20.238 | 23.2463 | 3.1187 | 0.059032 | 26.4241 | 10.4267 | 1.7956 | 0.026504 | 12.2488
Statewide | 2029 | 2 | 21 | 0.19721 | 3.8901e-06 | 1.184e-06 | 0.11936 | 2.3545e-06 | 7.1657e-07 | 0.24237 | 0.0013401 | 1.7083e-06 | 0.14669 | 0.00081106 | 1.0339e-06 | 32.9626 | 4.4222 | 0.083706 | 37.4686 | 14.7847 | 2.5461 | 0.037582 | 17.3684 | 19.9503 | 2.6765 | 0.050662 | 22.6774 | 8.9483 | 1.541 | 0.022746 | 10.512
Statewide | 2029 | 2 | 22 | 0.18474 | 3.6442e-06 | 1.1091e-06 | 0.11181 | 2.2056e-06 | 6.7127e-07 | 0.22705 | 0.0012553 | 1.6003e-06 | 0.13742 | 0.00075978 | 9.6854e-07 | 30.8785 | 4.1426 | 0.078413 | 35.0996 | 13.8499 | 2.3851 | 0.035206 | 16.2703 | 18.6889 | 2.5073 | 0.047459 | 21.2436 | 8.3825 | 1.4436 | 0.021308 | 9.8474
Statewide | 2029 | 2 | 23 | 0.17506 | 3.4531e-06 | 1.0509e-06 | 0.10595 | 2.0899e-06 | 6.3606e-07 | 0.21514 | 0.0011895 | 1.5163e-06 | 0.13021 | 0.00071993 | 9.1775e-07 | 29.2591 | 3.9254 | 0.074301 | 33.2588 | 13.1236 | 2.2601 | 0.03336 | 15.417 | 17.7087 | 2.3758 | 0.04497 | 20.1295 | 7.9429 | 1.3679 | 0.02019 | 9.331
Statewide | 2029 | 2 | 24 | 0.15469 | 3.0513e-06 | 9.2864e-07 | 0.093621 | 1.8467e-06 | 5.6205e-07 | 0.19011 | 0.0010511 | 1.3399e-06 | 0.11506 | 0.00063616 | 8.1096e-07 | 25.8544 | 3.4686 | 0.065655 | 29.3887 | 11.5965 | 1.9971 | 0.029478 | 13.623 | 15.6481 | 2.0993 | 0.039737 | 17.7872 | 7.0186 | 1.2087 | 0.017841 | 8.2452
Statewide | 2029 | 3 | 1 | 0.15871 | 3.1306e-06 | 9.5278e-07 | 0.096055 | 1.8947e-06 | 5.7666e-07 | 0.19505 | 0.0010784 | 1.3747e-06 | 0.11805 | 0.00065269 | 8.3204e-07 | 26.5264 | 3.5587 | 0.067361 | 30.1525 | 11.8979 | 2.049 | 0.030244 | 13.9771 | 16.0548 | 2.1539 | 0.04077 | 18.2495 | 7.2011 | 1.2401 | 0.018305 | 8.4595
Statewide | 2029 | 3 | 2 | 0.15064 | 2.9714e-06 | 9.0433e-07 | 0.091171 | 1.7984e-06 | 5.4734e-07 | 0.18513 | 0.0010236 | 1.3048e-06 | 0.11205 | 0.00061951 | 7.8973e-07 | 25.1777 | 3.3778 | 0.063936 | 28.6195 | 11.2929 | 1.9448 | 0.028706 | 13.2664 | 15.2385 | 2.0444 | 0.038697 | 17.3216 | 6.8349 | 1.1771 | 0.017374 | 8.0294
Statewide | 2029 | 3 | 3 | 0.16448 | 3.2444e-06 | 9.8743e-07 | 0.099548 | 1.9636e-06 | 5.9763e-07 | 0.20214 | 0.0011176 | 1.4247e-06 | 0.12234 | 0.00067643 | 8.623e-07 | 27.4912 | 3.6882 | 0.069811 | 31.2492 | 12.3306 | 2.1235 | 0.031344 | 14.4855 | 16.6387 | 2.2322 | 0.042253 | 18.9132 | 7.463 | 1.2852 | 0.018971 | 8.7672
Statewide | 2029 | 3 | 4 | 0.15856 | 3.1277e-06 | 9.5192e-07 | 0.095968 | 1.893e-06 | 5.7614e-07 | 0.19487 | 0.0010774 | 1.3735e-06 | 0.11794 | 0.00065211 | 8.3129e-07 | 26.5025 | 3.5555 | 0.067301 | 30.1254 | 11.8872 | 2.0471 | 0.030217 | 13.9645 | 16.0404 | 2.152 | 0.040733 | 18.233 | 7.1946 | 1.239 | 0.018288 | 8.4519
Statewide | 2029 | 3 | 5 | 0.15678 | 3.0926e-06 | 9.4123e-07 | 0.094891 | 1.8718e-06 | 5.6967e-07 | 0.19268 | 0.0010653 | 1.3581e-06 | 0.11662 | 0.00064479 | 8.2195e-07 | 26.205 | 3.5156 | 0.066545 | 29.7872 | 11.7537 | 2.0241 | 0.029877 | 13.8077 | 15.8603 | 2.1278 | 0.040276 | 18.0283 | 7.1138 | 1.2251 | 0.018083 | 8.357
Statewide | 2029 | 3 | 6 | 0.18563 | 3.6616e-06 | 1.1144e-06 | 0.11235 | 2.2161e-06 | 6.7448e-07 | 0.22813 | 0.0012613 | 1.6079e-06 | 0.13808 | 0.00076341 | 9.7317e-07 | 31.0261 | 4.1624 | 0.078788 | 35.2674 | 13.9161 | 2.3965 | 0.035374 | 16.3481 | 18.7782 | 2.5193 | 0.047686 | 21.3452 | 8.4226 | 1.4505 | 0.02141 | 9.8945
Statewide | 2029 | 3 | 7 | 0.1832 | 3.6136e-06 | 1.0998e-06 | 0.11088 | 2.1871e-06 | 6.6564e-07 | 0.22514 | 0.0012448 | 1.5869e-06 | 0.13627 | 0.00075341 | 9.6042e-07 | 30.6197 | 4.1079 | 0.077756 | 34.8053 | 13.7338 | 2.3651 | 0.034911 | 16.1339 | 18.5322 | 2.4863 | 0.047061 | 21.0655 | 8.3122 | 1.4315 | 0.021129 | 9.7648
Statewide | 2029 | 3 | 8 | 0.17982 | 3.547e-06 | 1.0795e-06 | 0.10883 | 2.1468e-06 | 6.5337e-07 | 0.22099 | 0.0012219 | 1.5576e-06 | 0.13375 | 0.00073952 | 9.4272e-07 | 30.0552 | 4.0322 | 0.076322 | 34.1637 | 13.4807 | 2.3216 | 0.034267 | 15.8365 | 18.1906 | 2.4404 | 0.046193 | 20.6772 | 8.159 | 1.4051 | 0.02074 | 9.5848
Statewide | 2029 | 3 | 9 | 0.18945 | 3.7371e-06 | 1.1374e-06 | 0.11466 | 2.2618e-06 | 6.8838e-07 | 0.23283 | 0.0012873 | 1.6411e-06 | 0.14092 | 0.00077914 | 9.9323e-07 | 31.6655 | 4.2482 | 0.080412 | 35.9941 | 14.2029 | 2.4459 | 0.036103 | 16.6849 | 19.1652 | 2.5712 | 0.048668 | 21.785 | 8.5961 | 1.4804 | 0.021851 | 10.0984
Statewide | 2029 | 3 | 10 | 0.15722 | 3.1012e-06 | 9.4385e-07 | 0.095155 | 1.877e-06 | 5.7126e-07 | 0.19322 | 0.0010683 | 1.3618e-06 | 0.11694 | 0.00064658 | 8.2424e-07 | 26.2779 | 3.5254 | 0.06673 | 29.8701 | 11.7864 | 2.0298 | 0.029961 | 13.8462 | 15.9044 | 2.1337 | 0.040388 | 18.0785 | 7.1336 | 1.2285 | 0.018133 | 8.3802
Statewide | 2029 | 3 | 11 | 0.1555 | 3.0672e-06 | 9.3351e-07 | 0.094112 | 1.8564e-06 | 5.65e-07 | 0.1911 | 0.0010566 | 1.3469e-06 | 0.11566 | 0.00063949 | 8.1521e-07 | 25.9899 | 3.4868 | 0.065999 | 29.5427 | 11.6572 | 2.0075 | 0.029632 | 13.6944 | 15.7301 | 2.1103 | 0.039945 | 17.8804 | 7.0554 | 1.215 | 0.017935 | 8.2884
Statewide | 2029 | 3 | 12 | 0.15253 | 3.0087e-06 | 9.157e-07 | 0.092317 | 1.821e-06 | 5.5422e-07 | 0.18746 | 0.0010364 | 1.3212e-06 | 0.11346 | 0.0006273 | 7.9966e-07 | 25.4942 | 3.4203 | 0.06474 | 28.9792 | 11.4349 | 1.9692 | 0.029067 | 13.4332 | 15.4301 | 2.0701 | 0.039183 | 17.5393 | 6.9208 | 1.1919 | 0.017592 | 8.1303
Statewide | 2029 | 3 | 13 | 0.13571 | 2.677e-06 | 8.1472e-07 | 0.082137 | 1.6202e-06 | 4.931e-07 | 0.16679 | 0.00092215 | 1.1755e-06 | 0.10095 | 0.00055812 | 7.1148e-07 | 22.6829 | 3.0431 | 0.057601 | 25.7836 | 10.1739 | 1.7521 | 0.025862 | 11.9519 | 13.7285 | 1.8418 | 0.034862 | 15.6052 | 6.1577 | 1.0604 | 0.015652 | 7.2337
Statewide | 2029 | 3 | 14 | 0.15006 | 2.9599e-06 | 9.0085e-07 | 0.090819 | 1.7915e-06 | 5.4523e-07 | 0.18442 | 0.0010196 | 1.2998e-06 | 0.11162 | 0.00061712 | 7.8668e-07 | 25.0806 | 3.3648 | 0.06369 | 28.509 | 11.2494 | 1.9373 | 0.028595 | 13.2153 | 15.1797 | 2.0365 | 0.038548 | 17.2548 | 6.8086 | 1.1725 | 0.017307 | 7.9984
Statewide | 2029 | 3 | 15 | 0.15922 | 3.1408e-06 | 9.5588e-07 | 0.096368 | 1.9009e-06 | 5.7854e-07 | 0.19568 | 0.0010819 | 1.3792e-06 | 0.11843 | 0.00065482 | 8.3475e-07 | 26.6129 | 3.5703 | 0.067581 | 30.2508 | 11.9367 | 2.0557 | 0.030342 | 14.0227 | 16.1071 | 2.1609 | 0.040903 | 18.309 | 7.2245 | 1.2442 | 0.018364 | 8.4871
Statewide | 2029 | 3 | 16 | 0.18697 | 3.6881e-06 | 1.1225e-06 | 0.11316 | 2.2322e-06 | 6.7935e-07 | 0.22978 | 0.0012705 | 1.6195e-06 | 0.13907 | 0.00076893 | 9.8021e-07 | 31.2505 | 4.1925 | 0.079358 | 35.5224 | 14.0168 | 2.4139 | 0.03563 | 16.4663 | 18.914 | 2.5375 | 0.04803 | 21.4995 | 8.4835 | 1.461 | 0.021565 | 9.966
Statewide | 2029 | 3 | 17 | 0.18609 | 3.6708e-06 | 1.1172e-06 | 0.11263 | 2.2217e-06 | 6.7618e-07 | 0.22871 | 0.0012645 | 1.612e-06 | 0.13842 | 0.00076534 | 9.7563e-07 | 31.1043 | 4.1729 | 0.078987 | 35.3562 | 13.9512 | 2.4026 | 0.035463 | 16.3893 | 18.8255 | 2.5256 | 0.047806 | 21.399 | 8.4438 | 1.4541 | 0.021464 | 9.9194
Statewide | 2029 | 3 | 18 | 0.23678 | 4.6707e-06 | 1.4215e-06 | 0.14331 | 2.8269e-06 | 8.6035e-07 | 0.291 | 0.001609 | 2.051e-06 | 0.17613 | 0.0009738 | 1.2414e-06 | 39.5766 | 5.3095 | 0.1005 | 44.9866 | 17.7512 | 3.057 | 0.045123 | 20.8534 | 23.9533 | 3.2135 | 0.060827 | 27.2276 | 10.7437 | 1.8502 | 0.02731 | 12.6213
Statewide | 2029 | 3 | 19 | 0.26686 | 5.2639e-06 | 1.6021e-06 | 0.16151 | 3.1859e-06 | 9.6963e-07 | 0.32797 | 0.0018133 | 2.3116e-06 | 0.1985 | 0.0010975 | 1.399e-06 | 44.6034 | 5.9839 | 0.11327 | 50.7006 | 20.0059 | 3.4453 | 0.050854 | 23.5021 | 26.9957 | 3.6217 | 0.068553 | 30.686 | 12.1084 | 2.0852 | 0.030779 | 14.2244
Statewide | 2029 | 3 | 20 | 0.27989 | 5.5209e-06 | 1.6803e-06 | 0.1694 | 3.3415e-06 | 1.017e-06 | 0.34398 | 0.0019018 | 2.4244e-06 | 0.20819 | 0.0011511 | 1.4673e-06 | 46.7807 | 6.276 | 0.1188 | 53.1755 | 20.9825 | 3.6135 | 0.053337 | 24.6493 | 28.3135 | 3.7985 | 0.071899 | 32.1838 | 12.6994 | 2.187 | 0.032281 | 14.9187
Statewide | 2029 | 3 | 21 | 0.25565 | 5.0429e-06 | 1.5348e-06 | 0.15473 | 3.0522e-06 | 9.2892e-07 | 0.3142 | 0.0017372 | 2.2145e-06 | 0.19016 | 0.0010514 | 1.3403e-06 | 42.7306 | 5.7327 | 0.10851 | 48.5718 | 19.1659 | 3.3006 | 0.048719 | 22.5153 | 25.8622 | 3.4696 | 0.065675 | 29.3975 | 11.6 | 1.9977 | 0.029487 | 13.6271
Statewide | 2029 | 3 | 22 | 0.20802 | 4.1032e-06 | 1.2488e-06 | 0.1259 | 2.4834e-06 | 7.5583e-07 | 0.25565 | 0.0014135 | 1.8019e-06 | 0.15473 | 0.00085549 | 1.0906e-06 | 34.7684 | 4.6645 | 0.088291 | 39.5211 | 15.5946 | 2.6856 | 0.039641 | 18.3199 | 21.0432 | 2.8231 | 0.053437 | 23.9197 | 9.4385 | 1.6254 | 0.023992 | 11.0879
Statewide | 2029 | 3 | 23 | 0.17994 | 3.5494e-06 | 1.0803e-06 | 0.10891 | 2.1482e-06 | 6.5381e-07 | 0.22114 | 0.0012227 | 1.5587e-06 | 0.13385 | 0.00074002 | 9.4336e-07 | 30.0756 | 4.0349 | 0.076374 | 34.1869 | 13.4898 | 2.3231 | 0.03429 | 15.8472 | 18.2029 | 2.4421 | 0.046225 | 20.6912 | 8.1645 | 1.406 | 0.020754 | 9.5913
Statewide | 2029 | 3 | 24 | 0.17953 | 3.5414e-06 | 1.0778e-06 | 0.10866 | 2.1434e-06 | 6.5234e-07 | 0.22065 | 0.0012199 | 1.5551e-06 | 0.13354 | 0.00073835 | 9.4123e-07 | 30.0078 | 4.0258 | 0.076202 | 34.1098 | 13.4594 | 2.3179 | 0.034213 | 15.8115 | 18.1619 | 2.4366 | 0.04612 | 20.6445 | 8.1461 | 1.4029 | 0.020707 | 9.5697
Statewide | 2029 | 4 | 1 | 0.11735 | 2.3148e-06 | 7.0449e-07 | 0.071024 | 1.401e-06 | 4.2639e-07 | 0.14422 | 0.00079739 | 1.0165e-06 | 0.087287 | 0.00048261 | 6.1521e-07 | 19.6139 | 2.6314 | 0.049808 | 22.2951 | 8.7974 | 1.515 | 0.022363 | 10.3348 | 11.8711 | 1.5926 | 0.030145 | 13.4938 | 5.3245 | 0.91696 | 0.013535 | 6.255
Statewide | 2029 | 4 | 2 | 0.11439 | 2.2563e-06 | 6.8671e-07 | 0.069231 | 1.3656e-06 | 4.1562e-07 | 0.14058 | 0.00077726 | 9.9082e-07 | 0.085084 | 0.00047043 | 5.9968e-07 | 19.1188 | 2.5649 | 0.04855 | 21.7323 | 8.5753 | 1.4768 | 0.021798 | 10.0739 | 11.5714 | 1.5524 | 0.029385 | 13.1532 | 5.1901 | 0.89381 | 0.013193 | 6.0971
Statewide | 2029 | 4 | 3 | 0.11866 | 2.3405e-06 | 7.1234e-07 | 0.071815 | 1.4166e-06 | 4.3113e-07 | 0.14583 | 0.00080626 | 1.0278e-06 | 0.088259 | 0.00048798 | 6.2206e-07 | 19.8323 | 2.6607 | 0.050362 | 22.5433 | 8.8954 | 1.5319 | 0.022612 | 10.4499 | 12.0033 | 1.6103 | 0.030481 | 13.6441 | 5.3838 | 0.92717 | 0.013685 | 6.3247
Statewide | 2029 | 4 | 4 | 0.12252 | 2.4167e-06 | 7.3552e-07 | 0.074152 | 1.4627e-06 | 4.4516e-07 | 0.15057 | 0.0008325 | 1.0612e-06 | 0.091132 | 0.00050386 | 6.4231e-07 | 20.4777 | 2.7473 | 0.052001 | 23.277 | 9.1849 | 1.5818 | 0.023347 | 10.79 | 12.3939 | 1.6627 | 0.031473 | 14.0881 | 5.559 | 0.95734 | 0.014131 | 6.5305
Statewide | 2029 | 4 | 5 | 0.11749 | 2.3176e-06 | 7.0534e-07 | 0.07111 | 1.4027e-06 | 4.269e-07 | 0.14439 | 0.00079835 | 1.0177e-06 | 0.087393 | 0.00048319 | 6.1596e-07 | 19.6376 | 2.6346 | 0.049868 | 22.322 | 8.808 | 1.5169 | 0.02239 | 10.3473 | 11.8854 | 1.5945 | 0.030182 | 13.5101 | 5.331 | 0.91806 | 0.013551 | 6.2626
Statewide | 2029 | 4 | 6 | 0.14441 | 2.8487e-06 | 8.6698e-07 | 0.087405 | 1.7241e-06 | 5.2473e-07 | 0.17748 | 0.0009813 | 1.2509e-06 | 0.10742 | 0.00059392 | 7.5711e-07 | 24.1378 | 3.2383 | 0.061296 | 27.4374 | 10.8265 | 1.8645 | 0.027521 | 12.7185 | 14.6091 | 1.9599 | 0.037099 | 16.6062 | 6.5526 | 1.1285 | 0.016656 | 7.6977
Statewide | 2029 | 4 | 7 | 0.13276 | 2.6187e-06 | 7.9701e-07 | 0.080351 | 1.585e-06 | 4.8238e-07 | 0.16316 | 0.0009021 | 1.15e-06 | 0.09875 | 0.00054598 | 6.96e-07 | 22.1896 | 2.9769 | 0.056348 | 25.2229 | 9.9527 | 1.714 | 0.025299 | 11.692 | 13.43 | 1.8017 | 0.034104 | 15.2658 | 6.0237 | 1.0374 | 0.015312 | 7.0764
Statewide | 2029 | 4 | 8 | 0.11612 | 2.2905e-06 | 6.9711e-07 | 0.07028 | 1.3863e-06 | 4.2192e-07 | 0.14271 | 0.00078903 | 1.0058e-06 | 0.086373 | 0.00047755 | 6.0877e-07 | 19.4084 | 2.6038 | 0.049286 | 22.0614 | 8.7052 | 1.4992 | 0.022128 | 10.2265 | 11.7467 | 1.5759 | 0.02983 | 13.3524 | 5.2687 | 0.90735 | 0.013393 | 6.1895
Statewide | 2029 | 4 | 9 | 0.10581 | 2.0873e-06 | 6.3525e-07 | 0.064043 | 1.2633e-06 | 3.8448e-07 | 0.13005 | 0.00071901 | 9.1658e-07 | 0.078708 | 0.00043517 | 5.5475e-07 | 17.6861 | 2.3727 | 0.044912 | 20.1038 | 7.9327 | 1.3661 | 0.020165 | 9.319 | 10.7043 | 1.4361 | 0.027183 | 12.1676 | 4.8012 | 0.82683 | 0.012204 | 5.6402
Statewide | 2029 | 4 | 10 | 0.087931 | 1.7345e-06 | 5.2789e-07 | 0.053219 | 1.0498e-06 | 3.195e-07 | 0.10807 | 0.00059749 | 7.6167e-07 | 0.065406 | 0.00036163 | 4.6099e-07 | 14.697 | 1.9717 | 0.037322 | 16.706 | 6.592 | 1.1352 | 0.016757 | 7.744 | 8.8952 | 1.1934 | 0.022588 | 10.1111 | 3.9898 | 0.68709 | 0.010142 | 4.687
Statewide | 2029 | 4 | 11 | 0.078247 | 1.5435e-06 | 4.6975e-07 | 0.047358 | 9.3416e-07 | 2.8431e-07 | 0.096164 | 0.00053169 | 6.7778e-07 | 0.058202 | 0.0003218 | 4.1022e-07 | 13.0783 | 1.7546 | 0.033211 | 14.8661 | 5.866 | 1.0102 | 0.014911 | 6.8911 | 7.9155 | 1.0619 | 0.020101 | 8.9975 | 3.5503 | 0.61142 | 0.0090248 | 4.1708
Statewide | 2029 | 4 | 12 | 0.077448 | 1.5277e-06 | 4.6495e-07 | 0.046875 | 9.2463e-07 | 2.8141e-07 | 0.095183 | 0.00052626 | 6.7086e-07 | 0.057608 | 0.00031851 | 4.0603e-07 | 12.9449 | 1.7367 | 0.032872 | 14.7144 | 5.8062 | 0.9999 | 0.014759 | 6.8208 | 7.8347 | 1.0511 | 0.019896 | 8.9057 | 3.5141 | 0.60518 | 0.0089327 | 4.1282
Statewide | 2029 | 4 | 13 | 0.069635 | 1.3736e-06 | 4.1805e-07 | 0.042146 | 8.3134e-07 | 2.5302e-07 | 0.08558 | 0.00047317 | 6.0318e-07 | 0.051796 | 0.00028638 | 3.6507e-07 | 11.6389 | 1.5615 | 0.029556 | 13.2299 | 5.2204 | 0.89902 | 0.01327 | 6.1327 | 7.0443 | 0.94505 | 0.017888 | 8.0072 | 3.1596 | 0.54412 | 0.0080315 | 3.7117
Statewide | 2029 | 4 | 14 | 0.075145 | 1.4823e-06 | 4.5113e-07 | 0.04548 | 8.9713e-07 | 2.7304e-07 | 0.092352 | 0.00051061 | 6.5091e-07 | 0.055895 | 0.00030904 | 3.9396e-07 | 12.5599 | 1.685 | 0.031895 | 14.2768 | 5.6335 | 0.97016 | 0.01432 | 6.6179 | 7.6017 | 1.0198 | 0.019304 | 8.6408 | 3.4096 | 0.58718 | 0.008667 | 4.0054
Statewide | 2029 | 4 | 15 | 0.090069 | 1.7767e-06 | 5.4072e-07 | 0.054513 | 1.0753e-06 | 3.2726e-07 | 0.11069 | 0.00061202 | 7.8018e-07 | 0.066996 | 0.00037042 | 4.722e-07 | 15.0543 | 2.0197 | 0.038229 | 17.1122 | 6.7523 | 1.1628 | 0.017164 | 7.9323 | 9.1114 | 1.2224 | 0.023138 | 10.3569 | 4.0867 | 0.70379 | 0.010388 | 4.8009
Statewide | 2029 | 4 | 16 | 0.12456 | 2.457e-06 | 7.4777e-07 | 0.075387 | 1.4871e-06 | 4.5258e-07 | 0.15308 | 0.00084637 | 1.0789e-06 | 0.09265 | 0.00051226 | 6.5301e-07 | 20.8188 | 2.793 | 0.052867 | 23.6647 | 9.3379 | 1.6081 | 0.023736 | 10.9697 | 12.6004 | 1.6904 | 0.031997 | 14.3228 | 5.6516 | 0.97329 | 0.014366 | 6.6393
Statewide | 2029 | 4 | 17 | 0.12544 | 2.4744e-06 | 7.5308e-07 | 0.075922 | 1.4976e-06 | 4.5579e-07 | 0.15417 | 0.00085238 | 1.0866e-06 | 0.093307 | 0.00051589 | 6.5764e-07 | 20.9665 | 2.8128 | 0.053243 | 23.8326 | 9.4041 | 1.6195 | 0.023905 | 11.0475 | 12.6897 | 1.7024 | 0.032224 | 14.4244 | 5.6917 | 0.98019 | 0.014468 | 6.6864
Statewide | 2029 | 4 | 18 | 0.13585 | 2.6798e-06 | 8.1559e-07 | 0.082224 | 1.6219e-06 | 4.9363e-07 | 0.16696 | 0.00092313 | 1.1768e-06 | 0.10105 | 0.00055871 | 7.1223e-07 | 22.7069 | 3.0463 | 0.057662 | 25.8109 | 10.1847 | 1.7539 | 0.025889 | 11.9646 | 13.7431 | 1.8438 | 0.034899 | 15.6218 | 6.1642 | 1.0616 | 0.015669 | 7.2414
Statewide | 2029 | 4 | 19 | 0.16459 | 3.2467e-06 | 9.8812e-07 | 0.099618 | 1.965e-06 | 5.9805e-07 | 0.20228 | 0.0011184 | 1.4257e-06 | 0.12243 | 0.00067691 | 8.629e-07 | 27.5104 | 3.6908 | 0.06986 | 31.2711 | 12.3392 | 2.125 | 0.031366 | 14.4956 | 16.6504 | 2.2338 | 0.042282 | 18.9265 | 7.4682 | 1.2861 | 0.018984 | 8.7733
Statewide | 2029 | 4 | 20 | 0.17482 | 3.4484e-06 | 1.0495e-06 | 0.10581 | 2.0871e-06 | 6.3521e-07 | 0.21485 | 0.0011879 | 1.5143e-06 | 0.13004 | 0.00071897 | 9.1652e-07 | 29.2199 | 3.9201 | 0.074201 | 33.2142 | 13.106 | 2.257 | 0.033315 | 15.3963 | 17.685 | 2.3726 | 0.044909 | 20.1025 | 7.9322 | 1.366 | 0.020163 | 9.3184
Statewide | 2029 | 4 | 21 | 0.14413 | 2.8431e-06 | 8.6529e-07 | 0.087235 | 1.7208e-06 | 5.2371e-07 | 0.17714 | 0.00097938 | 1.2485e-06 | 0.10721 | 0.00059276 | 7.5563e-07 | 24.0907 | 3.232 | 0.061176 | 27.3838 | 10.8054 | 1.8608 | 0.027467 | 12.6937 | 14.5806 | 1.9561 | 0.037026 | 16.5737 | 6.5398 | 1.1262 | 0.016624 | 7.6827
Statewide | 2029 | 4 | 22 | 0.13357 | 2.6347e-06 | 8.0186e-07 | 0.08084 | 1.5946e-06 | 4.8532e-07 | 0.16415 | 0.00090759 | 1.157e-06 | 0.099351 | 0.00054931 | 7.0024e-07 | 22.3247 | 2.9951 | 0.056692 | 25.3765 | 10.0133 | 1.7244 | 0.025453 | 11.7632 | 13.5118 | 1.8127 | 0.034312 | 15.3588 | 6.0604 | 1.0437 | 0.015405 | 7.1195
Statewide | 2029 | 4 | 23 | 0.12898 | 2.5442e-06 | 7.7432e-07 | 0.078063 | 1.5398e-06 | 4.6865e-07 | 0.15851 | 0.00087642 | 1.1172e-06 | 0.095939 | 0.00053044 | 6.7619e-07 | 21.5579 | 2.8922 | 0.054744 | 24.5048 | 9.6694 | 1.6652 | 0.024579 | 11.3591 | 13.0477 | 1.7505 | 0.033133 | 14.8313 | 5.8523 | 1.0078 | 0.014876 | 6.875
Statewide | 2029 | 4 | 24 | 0.12652 | 2.4957e-06 | 7.5955e-07 | 0.076575 | 1.5105e-06 | 4.5971e-07 | 0.15549 | 0.0008597 | 1.0959e-06 | 0.094109 | 0.00052033 | 6.633e-07 | 21.1468 | 2.837 | 0.0537 | 24.0375 | 9.485 | 1.6334 | 0.02411 | 11.1425 | 12.7988 | 1.7171 | 0.032501 | 14.5484 | 5.7407 | 0.98862 | 0.014593 | 6.7439
Statewide | 2029 | 5 | 1 | 0.11622 | 2.2925e-06 | 6.9773e-07 | 0.070342 | 1.3875e-06 | 4.2229e-07 | 0.14284 | 0.00078973 | 1.0067e-06 | 0.086449 | 0.00047798 | 6.0931e-07 | 19.4256 | 2.6061 | 0.04933 | 22.081 | 8.713 | 1.5005 | 0.022148 | 10.2356 | 11.7571 | 1.5773 | 0.029856 | 13.3643 | 5.2734 | 0.90815 | 0.013405 | 6.195
Statewide | 2029 | 5 | 2 | 0.11615 | 2.2911e-06 | 6.9731e-07 | 0.070299 | 1.3867e-06 | 4.2204e-07 | 0.14275 | 0.00078925 | 1.0061e-06 | 0.086397 | 0.00047768 | 6.0894e-07 | 19.4138 | 2.6045 | 0.0493 | 22.0676 | 8.7077 | 1.4996 | 0.022134 | 10.2294 | 11.75 | 1.5764 | 0.029838 | 13.3562 | 5.2702 | 0.9076 | 0.013397 | 6.1912
Statewide | 2029 | 5 | 3 | 0.1151 | 2.2704e-06 | 6.91e-07 | 0.069664 | 1.3742e-06 | 4.1822e-07 | 0.14146 | 0.00078212 | 9.9702e-07 | 0.085616 | 0.00047337 | 6.0343e-07 | 19.2383 | 2.581 | 0.048854 | 21.8682 | 8.629 | 1.486 | 0.021934 | 10.1369 | 11.6438 | 1.5621 | 0.029568 | 13.2355 | 5.2226 | 0.8994 | 0.013276 | 6.1353
Statewide | 2029 | 5 | 4 | 0.12104 | 2.3876e-06 | 7.2666e-07 | 0.073258 | 1.4451e-06 | 4.398e-07 | 0.14876 | 0.00082247 | 1.0485e-06 | 0.090034 | 0.00049779 | 6.3457e-07 | 20.231 | 2.7142 | 0.051375 | 22.9966 | 9.0742 | 1.5627 | 0.023066 | 10.66 | 12.2446 | 1.6427 | 0.031094 | 13.9184 | 5.4921 | 0.94581 | 0.013961 | 6.4518
Statewide | 2029 | 5 | 5 | 0.12212 | 2.4089e-06 | 7.3315e-07 | 0.073913 | 1.458e-06 | 4.4373e-07 | 0.15009 | 0.00082982 | 1.0578e-06 | 0.090838 | 0.00050224 | 6.4024e-07 | 20.4117 | 2.7384 | 0.051834 | 23.2019 | 9.1552 | 1.5767 | 0.023272 | 10.7552 | 12.3539 | 1.6574 | 0.031372 | 14.0427 | 5.5411 | 0.95425 | 0.014085 | 6.5094
Statewide | 2029 | 5 | 6 | 0.1317 | 2.5978e-06 | 7.9065e-07 | 0.07971 | 1.5723e-06 | 4.7853e-07 | 0.16186 | 0.0008949 | 1.1408e-06 | 0.097962 | 0.00054163 | 6.9045e-07 | 22.0126 | 2.9532 | 0.055899 | 25.0217 | 9.8733 | 1.7003 | 0.025097 | 11.5987 | 13.3229 | 1.7874 | 0.033832 | 15.1441 | 5.9757 | 1.0291 | 0.01519 | 7.02
Statewide | 2029 | 5 | 7 | 0.11457 | 2.26e-06 | 6.8782e-07 | 0.069343 | 1.3678e-06 | 4.163e-07 | 0.14081 | 0.00077851 | 9.9243e-07 | 0.085222 | 0.00047119 | 6.0066e-07 | 19.1497 | 2.5691 | 0.048629 | 21.7674 | 8.5892 | 1.4792 | 0.021833 | 10.0902 | 11.5901 | 1.5549 | 0.029432 | 13.1745 | 5.1985 | 0.89526 | 0.013214 | 6.107
Statewide | 2029 | 5 | 8 | 0.10648 | 2.1003e-06 | 6.3922e-07 | 0.064443 | 1.2712e-06 | 3.8688e-07 | 0.13086 | 0.00072351 | 9.223e-07 | 0.0792 | 0.00043789 | 5.5821e-07 | 17.7966 | 2.3876 | 0.045193 | 20.2294 | 7.9823 | 1.3747 | 0.020291 | 9.3773 | 10.7712 | 1.4451 | 0.027352 | 12.2436 | 4.8312 | 0.832 | 0.012281 | 5.6755
Statewide | 2029 | 5 | 9 | 0.1178 | 2.3237e-06 | 7.0721e-07 | 0.071298 | 1.4064e-06 | 4.2803e-07 | 0.14478 | 0.00080046 | 1.0204e-06 | 0.087624 | 0.00048447 | 6.1759e-07 | 19.6896 | 2.6415 | 0.05 | 22.3812 | 8.8314 | 1.5209 | 0.022449 | 10.3747 | 11.9169 | 1.5988 | 0.030262 | 13.5459 | 5.3451 | 0.9205 | 0.013587 | 6.2792
Statewide | 2029 | 5 | 10 | 0.10269 | 2.0255e-06 | 6.1647e-07 | 0.06215 | 1.2259e-06 | 3.7311e-07 | 0.1262 | 0.00069776 | 8.8948e-07 | 0.076381 | 0.00042231 | 5.3835e-07 | 17.1632 | 2.3026 | 0.043584 | 19.5094 | 7.6982 | 1.3257 | 0.019569 | 9.0435 | 10.3878 | 1.3936 | 0.026379 | 11.8078 | 4.6593 | 0.80239 | 0.011844 | 5.4735
Statewide | 2029 | 5 | 11 | 0.10082 | 1.9886e-06 | 6.0524e-07 | 0.061017 | 1.2036e-06 | 3.6631e-07 | 0.1239 | 0.00068504 | 8.7327e-07 | 0.07499 | 0.00041462 | 5.2854e-07 | 16.8506 | 2.2606 | 0.04279 | 19.154 | 7.558 | 1.3016 | 0.019212 | 8.8788 | 10.1986 | 1.3682 | 0.025898 | 11.5927 | 4.5744 | 0.78777 | 0.011628 | 5.3738
Statewide | 2029 | 5 | 12 | 0.095601 | 1.8858e-06 | 5.7393e-07 | 0.057862 | 1.1414e-06 | 3.4737e-07 | 0.11749 | 0.00064961 | 8.2811e-07 | 0.071111 | 0.00039317 | 5.012e-07 | 15.979 | 2.1437 | 0.040577 | 18.1633 | 7.1671 | 1.2343 | 0.018218 | 8.4195 | 9.6711 | 1.2975 | 0.024559 | 10.9931 | 4.3378 | 0.74702 | 0.011026 | 5.0958
Statewide | 2029 | 5 | 13 | 0.089397 | 1.7634e-06 | 5.3669e-07 | 0.054107 | 1.0673e-06 | 3.2483e-07 | 0.10987 | 0.00060746 | 7.7437e-07 | 0.066496 | 0.00036766 | 4.6868e-07 | 14.9421 | 2.0046 | 0.037944 | 16.9846 | 6.702 | 1.1542 | 0.017036 | 7.8732 | 9.0435 | 1.2133 | 0.022965 | 10.2797 | 4.0563 | 0.69855 | 0.010311 | 4.7651
Statewide | 2029 | 5 | 14 | 0.09927 | 1.9582e-06 | 5.9596e-07 | 0.060082 | 1.1851e-06 | 3.607e-07 | 0.122 | 0.00067454 | 8.5988e-07 | 0.07384 | 0.00040826 | 5.2044e-07 | 16.5922 | 2.226 | 0.042134 | 18.8603 | 7.4421 | 1.2816 | 0.018917 | 8.7426 | 10.0422 | 1.3473 | 0.025501 | 11.415 | 4.5042 | 0.77569 | 0.01145 | 5.2914
Statewide | 2029 | 5 | 15 | 0.10597 | 2.0904e-06 | 6.3621e-07 | 0.06414 | 1.2652e-06 | 3.8506e-07 | 0.13024 | 0.0007201 | 9.1796e-07 | 0.078827 | 0.00043583 | 5.5559e-07 | 17.7129 | 2.3763 | 0.04498 | 20.1342 | 7.9448 | 1.3682 | 0.020195 | 9.3331 | 10.7205 | 1.4383 | 0.027224 | 12.186 | 4.8085 | 0.82808 | 0.012223 | 5.6488
Statewide | 2029 | 5 | 16 | 0.10949 | 2.1597e-06 | 6.5729e-07 | 0.066265 | 1.3071e-06 | 3.9782e-07 | 0.13456 | 0.00074396 | 9.4837e-07 | 0.081439 | 0.00045027 | 5.7399e-07 | 18.2997 | 2.4551 | 0.04647 | 20.8012 | 8.208 | 1.4135 | 0.020864 | 9.6423 | 11.0757 | 1.4859 | 0.028126 | 12.5897 | 4.9678 | 0.85552 | 0.012628 | 5.8359
Statewide | 2029 | 5 | 17 | 0.11327 | 2.2344e-06 | 6.8003e-07 | 0.068558 | 1.3523e-06 | 4.1158e-07 | 0.13921 | 0.0007697 | 9.8119e-07 | 0.084256 | 0.00046585 | 5.9385e-07 | 18.9328 | 2.54 | 0.048078 | 21.5209 | 8.4919 | 1.4624 | 0.021586 | 9.9759 | 11.4589 | 1.5373 | 0.029099 | 13.0253 | 5.1396 | 0.88512 | 0.013065 | 6.0378
Statewide | 2029 | 5 | 18 | 0.14551 | 2.8703e-06 | 8.7358e-07 | 0.088071 | 1.7372e-06 | 5.2873e-07 | 0.17883 | 0.00098877 | 1.2605e-06 | 0.10824 | 0.00059844 | 7.6288e-07 | 24.3215 | 3.2629 | 0.061762 | 27.6462 | 10.9089 | 1.8787 | 0.02773 | 12.8153 | 14.7203 | 1.9749 | 0.037381 | 16.7326 | 6.6025 | 1.137 | 0.016783 | 7.7563
Statewide | 2029 | 5 | 19 | 0.15054 | 2.9695e-06 | 9.0375e-07 | 0.091112 | 1.7972e-06 | 5.4698e-07 | 0.18501 | 0.0010229 | 1.304e-06 | 0.11198 | 0.00061911 | 7.8922e-07 | 25.1614 | 3.3756 | 0.063895 | 28.6009 | 11.2856 | 1.9435 | 0.028688 | 13.2578 | 15.2286 | 2.0431 | 0.038672 | 17.3104 | 6.8305 | 1.1763 | 0.017363 | 8.0242
Statewide | 2029 | 5 | 20 | 0.16878 | 3.3294e-06 | 1.0133e-06 | 0.10216 | 2.0151e-06 | 6.1328e-07 | 0.20743 | 0.0011469 | 1.462e-06 | 0.12555 | 0.00069415 | 8.8488e-07 | 28.2111 | 3.7848 | 0.07164 | 32.0675 | 12.6535 | 2.1791 | 0.032165 | 14.8648 | 17.0745 | 2.2907 | 0.043359 | 19.4085 | 7.6584 | 1.3189 | 0.019467 | 8.9967
Statewide | 2029 | 5 | 21 | 0.16021 | 3.1601e-06 | 9.6178e-07 | 0.096963 | 1.9126e-06 | 5.8211e-07 | 0.19689 | 0.0010886 | 1.3877e-06 | 0.11917 | 0.00065886 | 8.399e-07 | 26.7772 | 3.5924 | 0.067998 | 30.4375 | 12.0103 | 2.0683 | 0.03053 | 14.1092 | 16.2066 | 2.1742 | 0.041155 | 18.422 | 7.2691 | 1.2518 | 0.018478 | 8.5394
Statewide | 2029 | 5 | 22 | 0.13913 | 2.7444e-06 | 8.3525e-07 | 0.084206 | 1.661e-06 | 5.0552e-07 | 0.17099 | 0.00094538 | 1.2051e-06 | 0.10349 | 0.00057218 | 7.294e-07 | 23.2543 | 3.1198 | 0.059052 | 26.4331 | 10.4302 | 1.7962 | 0.026513 | 12.253 | 14.0744 | 1.8882 | 0.035741 | 15.9983 | 6.3128 | 1.0871 | 0.016047 | 7.416
Statewide | 2029 | 5 | 23 | 0.12977 | 2.5598e-06 | 7.7908e-07 | 0.078543 | 1.5493e-06 | 4.7153e-07 | 0.15949 | 0.0008818 | 1.1241e-06 | 0.096528 | 0.0005337 | 6.8035e-07 | 21.6903 | 2.9099 | 0.055081 | 24.6554 | 9.7288 | 1.6754 | 0.02473 | 11.4289 | 13.1278 | 1.7612 | 0.033337 | 14.9224 | 5.8882 | 1.014 | 0.014968 | 6.9172
Statewide | 2029 | 5 | 24 | 0.11366 | 2.2421e-06 | 6.8236e-07 | 0.068793 | 1.357e-06 | 4.1299e-07 | 0.13969 | 0.00077234 | 9.8455e-07 | 0.084546 | 0.00046745 | 5.9589e-07 | 18.9978 | 2.5487 | 0.048243 | 21.5947 | 8.5211 | 1.4674 | 0.02166 | 10.0102 | 11.4982 | 1.5426 | 0.029199 | 13.07 | 5.1573 | 0.88815 | 0.01311 | 6.0585
Statewide | 2029 | 6 | 1 | 0.18887 | 3.7255e-06 | 1.1338e-06 | 0.11431 | 2.2548e-06 | 6.8625e-07 | 0.23212 | 0.0012834 | 1.636e-06 | 0.14049 | 0.00077674 | 9.9016e-07 | 31.5677 | 4.2351 | 0.080163 | 35.8829 | 14.159 | 2.4384 | 0.035992 | 16.6334 | 19.106 | 2.5632 | 0.048518 | 21.7177 | 8.5696 | 1.4758 | 0.021784 | 10.0672
Statewide | 2029 | 6 | 2 | 0.18399 | 3.6292e-06 | 1.1046e-06 | 0.11136 | 2.1966e-06 | 6.6852e-07 | 0.22612 | 0.0012502 | 1.5937e-06 | 0.13686 | 0.00075667 | 9.6458e-07 | 30.752 | 4.1256 | 0.078092 | 34.9557 | 13.7932 | 2.3754 | 0.035062 | 16.2036 | 18.6123 | 2.497 | 0.047264 | 21.1566 | 8.3482 | 1.4377 | 0.021221 | 9.807
Statewide | 2029 | 6 | 3 | 0.19128 | 3.7732e-06 | 1.1484e-06 | 0.11577 | 2.2837e-06 | 6.9504e-07 | 0.23509 | 0.0012998 | 1.6569e-06 | 0.14228 | 0.00078668 | 1.0028e-06 | 31.9718 | 4.2893 | 0.081189 | 36.3423 | 14.3403 | 2.4696 | 0.036452 | 16.8463 | 19.3506 | 2.596 | 0.049139 | 21.9958 | 8.6793 | 1.4947 | 0.022062 | 10.1961
Statewide | 2029 | 6 | 4 | 0.19572 | 3.8607e-06 | 1.175e-06 | 0.11846 | 2.3367e-06 | 7.1116e-07 | 0.24054 | 0.0013299 | 1.6954e-06 | 0.14558 | 0.00080493 | 1.0261e-06 | 32.7136 | 4.3888 | 0.083073 | 37.1855 | 14.673 | 2.5269 | 0.037298 | 17.2372 | 19.7995 | 2.6563 | 0.050279 | 22.5061 | 8.8807 | 1.5294 | 0.022574 | 10.4326
Statewide | 2029 | 6 | 5 | 0.18919 | 3.7319e-06 | 1.1358e-06 | 0.11451 | 2.2587e-06 | 6.8744e-07 | 0.23252 | 0.0012856 | 1.6388e-06 | 0.14073 | 0.00077808 | 9.9187e-07 | 31.6223 | 4.2424 | 0.080302 | 35.945 | 14.1835 | 2.4426 | 0.036054 | 16.6622 | 19.139 | 2.5677 | 0.048602 | 21.7553 | 8.5844 | 1.4784 | 0.021821 | 10.0846
Statewide | 2029 | 6 | 6 | 0.19613 | 3.8688e-06 | 1.1775e-06 | 0.11871 | 2.3416e-06 | 7.1265e-07 | 0.24105 | 0.0013327 | 1.6989e-06 | 0.14589 | 0.00080662 | 1.0283e-06 | 32.7822 | 4.398 | 0.083247 | 37.2635 | 14.7038 | 2.5322 | 0.037376 | 17.2734 | 19.8411 | 2.6618 | 0.050385 | 22.5533 | 8.8993 | 1.5326 | 0.022622 | 10.4545
Statewide | 2029 | 6 | 7 | 0.18513 | 3.6518e-06 | 1.1114e-06 | 0.11205 | 2.2102e-06 | 6.7267e-07 | 0.22752 | 0.001258 | 1.6036e-06 | 0.1377 | 0.00076136 | 9.7056e-07 | 30.9429 | 4.1513 | 0.078577 | 35.1727 | 13.8788 | 2.3901 | 0.035279 | 16.3042 | 18.7278 | 2.5125 | 0.047558 | 21.2879 | 8.4 | 1.4466 | 0.021352 | 9.8679
Statewide | 2029 | 6 | 8 | 0.16792 | 3.3124e-06 | 1.0081e-06 | 0.10163 | 2.0048e-06 | 6.1015e-07 | 0.20637 | 0.001141 | 1.4546e-06 | 0.12491 | 0.0006906 | 8.8035e-07 | 28.0669 | 3.7654 | 0.071273 | 31.9035 | 12.5888 | 2.168 | 0.032 | 14.7888 | 16.9871 | 2.279 | 0.043137 | 19.3093 | 7.6192 | 1.3121 | 0.019368 | 8.9507
Statewide | 2029 | 6 | 9 | 0.16261 | 3.2076e-06 | 9.7623e-07 | 0.098419 | 1.9414e-06 | 5.9085e-07 | 0.19985 | 0.001105 | 1.4086e-06 | 0.12096 | 0.00066876 | 8.5252e-07 | 27.1794 | 3.6464 | 0.06902 | 30.8948 | 12.1908 | 2.0994 | 0.030988 | 14.3212 | 16.45 | 2.2069 | 0.041773 | 18.6987 | 7.3783 | 1.2706 | 0.018755 | 8.6677
Statewide | 2029 | 6 | 10 | 0.15973 | 3.1508e-06 | 9.5895e-07 | 0.096677 | 1.907e-06 | 5.8039e-07 | 0.19631 | 0.0010854 | 1.3836e-06 | 0.11881 | 0.00065692 | 8.3742e-07 | 26.6981 | 3.5818 | 0.067797 | 30.3477 | 11.9749 | 2.0622 | 0.03044 | 14.0676 | 16.1587 | 2.1678 | 0.041034 | 18.3676 | 7.2477 | 1.2481 | 0.018423 | 8.5142
Statewide | 2029 | 6 | 11 | 0.16323 | 3.2198e-06 | 9.7994e-07 | 0.098793 | 1.9487e-06 | 5.931e-07 | 0.20061 | 0.0011092 | 1.4139e-06 | 0.12142 | 0.0006713 | 8.5575e-07 | 27.2826 | 3.6602 | 0.069282 | 31.0121 | 12.2371 | 2.1074 | 0.031106 | 14.3756 | 16.5125 | 2.2153 | 0.041932 | 18.7697 | 7.4063 | 1.2755 | 0.018827 | 8.7006
Statewide | 2029 | 6 | 12 | 0.16047 | 3.1653e-06 | 9.6335e-07 | 0.09712 | 1.9157e-06 | 5.8305e-07 | 0.19721 | 0.0010904 | 1.39e-06 | 0.11936 | 0.00065993 | 8.4126e-07 | 26.8207 | 3.5982 | 0.068109 | 30.487 | 12.0299 | 2.0717 | 0.030579 | 14.1321 | 16.2329 | 2.1778 | 0.041222 | 18.4519 | 7.2809 | 1.2539 | 0.018508 | 8.5533
Statewide | 2029 | 6 | 13 | 0.17444 | 3.441e-06 | 1.0472e-06 | 0.10558 | 2.0826e-06 | 6.3384e-07 | 0.21439 | 0.0011853 | 1.511e-06 | 0.12976 | 0.00071741 | 9.1453e-07 | 29.1566 | 3.9116 | 0.074041 | 33.1423 | 13.0776 | 2.2521 | 0.033243 | 15.363 | 17.6467 | 2.3675 | 0.044812 | 20.059 | 7.9151 | 1.3631 | 0.02012 | 9.2983
Statewide | 2029 | 6 | 14 | 0.18296 | 3.6091e-06 | 1.0984e-06 | 0.11074 | 2.1843e-06 | 6.648e-07 | 0.22486 | 0.0012432 | 1.5848e-06 | 0.13609 | 0.00075246 | 9.5921e-07 | 30.5809 | 4.1027 | 0.077657 | 34.7613 | 13.7164 | 2.3622 | 0.034867 | 16.1135 | 18.5088 | 2.4831 | 0.047001 | 21.0389 | 8.3017 | 1.4297 | 0.021103 | 9.7525
Statewide | 2029 | 6 | 15 | 0.18762 | 3.7008e-06 | 1.1263e-06 | 0.11355 | 2.2399e-06 | 6.8171e-07 | 0.23058 | 0.0012749 | 1.6252e-06 | 0.13956 | 0.00077159 | 9.8361e-07 | 31.3587 | 4.207 | 0.079632 | 35.6454 | 14.0653 | 2.4222 | 0.035753 | 16.5233 | 18.9795 | 2.5463 | 0.048197 | 21.5739 | 8.5129 | 1.466 | 0.021639 | 10.0005
Statewide | 2029 | 6 | 16 | 0.20585 | 4.0605e-06 | 1.2358e-06 | 0.12459 | 2.4575e-06 | 7.4795e-07 | 0.25298 | 0.0013987 | 1.7831e-06 | 0.15312 | 0.00084657 | 1.0792e-06 | 34.4058 | 4.6158 | 0.08737 | 39.109 | 15.432 | 2.6576 | 0.039228 | 18.1289 | 20.8237 | 2.7937 | 0.05288 | 23.6703 | 9.3401 | 1.6085 | 0.023742 | 10.9723
Statewide | 2029 | 6 | 17 | 0.20111 | 3.967e-06 | 1.2074e-06 | 0.12172 | 2.401e-06 | 7.3074e-07 | 0.24716 | 0.0013666 | 1.7421e-06 | 0.14959 | 0.0008271 | 1.0544e-06 | 33.6143 | 4.5097 | 0.085361 | 38.2094 | 15.077 | 2.5965 | 0.038325 | 17.7118 | 20.3447 | 2.7294 | 0.051663 | 23.1258 | 9.1252 | 1.5715 | 0.023196 | 10.7199
Statewide | 2029 | 6 | 18 | 0.2061 | 4.0654e-06 | 1.2373e-06 | 0.12474 | 2.4605e-06 | 7.4886e-07 | 0.25329 | 0.0014004 | 1.7852e-06 | 0.1533 | 0.0008476 | 1.0805e-06 | 34.4476 | 4.6214 | 0.087477 | 39.1566 | 15.4508 | 2.6608 | 0.039275 | 18.1509 | 20.849 | 2.7971 | 0.052944 | 23.6991 | 9.3514 | 1.6104 | 0.023771 | 10.9856
Statewide | 2029 | 6 | 19 | 0.23408 | 4.6174e-06 | 1.4053e-06 | 0.14168 | 2.7946e-06 | 8.5054e-07 | 0.28769 | 0.0015906 | 2.0276e-06 | 0.17412 | 0.00096269 | 1.2272e-06 | 39.1252 | 5.249 | 0.099355 | 44.4735 | 17.5488 | 3.0221 | 0.044608 | 20.6155 | 23.6801 | 3.1769 | 0.060133 | 26.9171 | 10.6212 | 1.8291 | 0.026999 | 12.4773
Statewide | 2029 | 6 | 20 | 0.25407 | 5.0116e-06 | 1.5253e-06 | 0.15377 | 3.0332e-06 | 9.2316e-07 | 0.31225 | 0.0017264 | 2.2008e-06 | 0.18898 | 0.0010449 | 1.332e-06 | 42.4655 | 5.6971 | 0.10784 | 48.2704 | 19.047 | 3.2802 | 0.048417 | 22.3756 | 25.7017 | 3.4481 | 0.065267 | 29.2151 | 11.528 | 1.9853 | 0.029304 | 13.5426
Statewide | 2029 | 6 | 21 | 0.26034 | 5.1353e-06 | 1.5629e-06 | 0.15757 | 3.1081e-06 | 9.4594e-07 | 0.31995 | 0.001769 | 2.2551e-06 | 0.19365 | 0.0010707 | 1.3649e-06 | 43.5135 | 5.8377 | 0.1105 | 49.4617 | 19.5171 | 3.3611 | 0.049612 | 22.9278 | 26.3361 | 3.5332 | 0.066878 | 29.9362 | 11.8125 | 2.0343 | 0.030027 | 13.8768
Statewide | 2029 | 6 | 22 | 0.21923 | 4.3245e-06 | 1.3161e-06 | 0.13269 | 2.6173e-06 | 7.9658e-07 | 0.26943 | 0.0014897 | 1.899e-06 | 0.16307 | 0.00090162 | 1.1494e-06 | 36.643 | 4.916 | 0.093052 | 41.652 | 16.4355 | 2.8304 | 0.041778 | 19.3077 | 22.1778 | 2.9753 | 0.056318 | 25.2094 | 9.9474 | 1.7131 | 0.025286 | 11.6857
Statewide | 2029 | 6 | 23 | 0.19748 | 3.8955e-06 | 1.1856e-06 | 0.11953 | 2.3577e-06 | 7.1756e-07 | 0.24271 | 0.0013419 | 1.7106e-06 | 0.1469 | 0.00081218 | 1.0353e-06 | 33.0081 | 4.4283 | 0.083821 | 37.5202 | 14.8051 | 2.5496 | 0.037634 | 17.3924 | 19.9778 | 2.6802 | 0.050732 | 22.7087 | 8.9606 | 1.5431 | 0.022777 | 10.5265
Statewide | 2029 | 6 | 24 | 0.20241 | 3.9926e-06 | 1.2152e-06 | 0.12251 | 2.4165e-06 | 7.3546e-07 | 0.24876 | 0.0013754 | 1.7533e-06 | 0.15056 | 0.00083243 | 1.0612e-06 | 33.8312 | 4.5387 | 0.085911 | 38.4559 | 15.1743 | 2.6132 | 0.038572 | 17.8261 | 20.476 | 2.747 | 0.051997 | 23.275 | 9.1841 | 1.5816 | 0.023345 | 10.789
Statewide | 2029 | 7 | 1 | 0.23765 | 4.6878e-06 | 1.4267e-06 | 0.14384 | 2.8372e-06 | 8.6351e-07 | 0.29207 | 0.0016148 | 2.0586e-06 | 0.17677 | 0.00097737 | 1.2459e-06 | 39.7216 | 5.329 | 0.10087 | 45.1514 | 17.8163 | 3.0682 | 0.045288 | 20.9298 | 24.041 | 3.2253 | 0.06105 | 27.3274 | 10.7831 | 1.857 | 0.02741 | 12.6675
Statewide | 2029 | 7 | 2 | 0.23076 | 4.552e-06 | 1.3854e-06 | 0.13967 | 2.755e-06 | 8.3848e-07 | 0.28361 | 0.001568 | 1.9989e-06 | 0.17165 | 0.00094904 | 1.2098e-06 | 38.5705 | 5.1746 | 0.097946 | 43.843 | 17.3 | 2.9793 | 0.043976 | 20.3233 | 23.3443 | 3.1318 | 0.059281 | 26.5355 | 10.4706 | 1.8032 | 0.026616 | 12.3004
Statewide | 2029 | 7 | 3 | 0.22653 | 4.4685e-06 | 1.36e-06 | 0.13711 | 2.7045e-06 | 8.2311e-07 | 0.27841 | 0.0015393 | 1.9623e-06 | 0.1685 | 0.00093165 | 1.1876e-06 | 37.8635 | 5.0797 | 0.096151 | 43.0394 | 16.9829 | 2.9247 | 0.04317 | 19.9507 | 22.9164 | 3.0744 | 0.058194 | 26.0491 | 10.2787 | 1.7701 | 0.026128 | 12.075
Statewide | 2029 | 7 | 4 | 0.22921 | 4.5212e-06 | 1.376e-06 | 0.13872 | 2.7364e-06 | 8.3282e-07 | 0.28169 | 0.0015575 | 1.9854e-06 | 0.17049 | 0.00094263 | 1.2016e-06 | 38.3099 | 5.1396 | 0.097284 | 43.5468 | 17.1831 | 2.9592 | 0.043679 | 20.1859 | 23.1866 | 3.1107 | 0.05888 | 26.3562 | 10.3999 | 1.791 | 0.026436 | 12.2173
Statewide | 2029 | 7 | 5 | 0.23197 | 4.5758e-06 | 1.3926e-06 | 0.1404 | 2.7695e-06 | 8.4288e-07 | 0.28509 | 0.0015763 | 2.0094e-06 | 0.17255 | 0.00095402 | 1.2162e-06 | 38.7727 | 5.2017 | 0.09846 | 44.0729 | 17.3907 | 2.9949 | 0.044206 | 20.4298 | 23.4668 | 3.1483 | 0.059592 | 26.6746 | 10.5255 | 1.8126 | 0.026755 | 12.3649
Statewide | 2029 | 7 | 6 | 0.24079 | 4.7497e-06 | 1.4456e-06 | 0.14573 | 2.8747e-06 | 8.7491e-07 | 0.29593 | 0.0016362 | 2.0857e-06 | 0.17911 | 0.00099027 | 1.2624e-06 | 40.246 | 5.3994 | 0.1022 | 45.7476 | 18.0515 | 3.1087 | 0.045886 | 21.2061 | 24.3585 | 3.2679 | 0.061856 | 27.6882 | 10.9255 | 1.8815 | 0.027772 | 12.8348
Statewide | 2029 | 7 | 7 | 0.23837 | 4.702e-06 | 1.431e-06 | 0.14427 | 2.8458e-06 | 8.6612e-07 | 0.29295 | 0.0016197 | 2.0648e-06 | 0.17731 | 0.00098032 | 1.2497e-06 | 39.8416 | 5.3451 | 0.10117 | 45.2878 | 17.8701 | 3.0775 | 0.045425 | 20.993 | 24.1137 | 3.2351 | 0.061234 | 27.41 | 10.8157 | 1.8626 | 0.027493 | 12.7058
Statewide | 2029 | 7 | 8 | 0.23714 | 4.6777e-06 | 1.4236e-06 | 0.14353 | 2.8311e-06 | 8.6165e-07 | 0.29144 | 0.0016114 | 2.0541e-06 | 0.17639 | 0.00097526 | 1.2432e-06 | 39.636 | 5.3175 | 0.10065 | 45.0542 | 17.7779 | 3.0616 | 0.045191 | 20.8847 | 23.9892 | 3.2184 | 0.060918 | 27.2685 | 10.7599 | 1.853 | 0.027351 | 12.6402
Statewide | 2029 | 7 | 9 | 0.23376 | 4.6111e-06 | 1.4034e-06 | 0.14148 | 2.7908e-06 | 8.4938e-07 | 0.28729 | 0.0015884 | 2.0249e-06 | 0.17388 | 0.00096138 | 1.2255e-06 | 39.0717 | 5.2418 | 0.099219 | 44.4127 | 17.5248 | 3.018 | 0.044547 | 20.5873 | 23.6477 | 3.1725 | 0.060051 | 26.8803 | 10.6067 | 1.8266 | 0.026962 | 12.4603
Statewide | 2029 | 7 | 10 | 0.22076 | 4.3547e-06 | 1.3253e-06 | 0.13361 | 2.6356e-06 | 8.0214e-07 | 0.27131 | 0.0015001 | 1.9123e-06 | 0.16421 | 0.00090791 | 1.1574e-06 | 36.8987 | 4.9503 | 0.093701 | 41.9426 | 16.5501 | 2.8502 | 0.04207 | 19.4424 | 22.3325 | 2.9961 | 0.056711 | 25.3853 | 10.0168 | 1.725 | 0.025462 | 11.7673
Statewide | 2029 | 7 | 11 | 0.22391 | 4.4167e-06 | 1.3442e-06 | 0.13552 | 2.6732e-06 | 8.1357e-07 | 0.27518 | 0.0015215 | 1.9395e-06 | 0.16655 | 0.00092084 | 1.1739e-06 | 37.4244 | 5.0208 | 0.095036 | 42.5402 | 16.7859 | 2.8908 | 0.042669 | 19.7194 | 22.6507 | 3.0388 | 0.057519 | 25.747 | 10.1595 | 1.7496 | 0.025825 | 11.9349
Statewide | 2029 | 7 | 12 | 0.2316 | 4.5684e-06 | 1.3904e-06 | 0.14017 | 2.765e-06 | 8.4151e-07 | 0.28463 | 0.0015737 | 2.0061e-06 | 0.17227 | 0.00095247 | 1.2142e-06 | 38.7096 | 5.1932 | 0.098299 | 44.0011 | 17.3624 | 2.99 | 0.044134 | 20.3966 | 23.4286 | 3.1431 | 0.059495 | 26.6312 | 10.5084 | 1.8097 | 0.026712 | 12.3448
Statewide | 2029 | 7 | 13 | 0.23448 | 4.6253e-06 | 1.4077e-06 | 0.14192 | 2.7994e-06 | 8.5199e-07 | 0.28818 | 0.0015933 | 2.0311e-06 | 0.17441 | 0.00096433 | 1.2293e-06 | 39.1918 | 5.2579 | 0.099524 | 44.5493 | 17.5787 | 3.0273 | 0.044684 | 20.6507 | 23.7204 | 3.1823 | 0.060236 | 26.9629 | 10.6393 | 1.8322 | 0.027045 | 12.4986
Statewide | 2029 | 7 | 14 | 0.23535 | 4.6424e-06 | 1.4129e-06 | 0.14244 | 2.8098e-06 | 8.5514e-07 | 0.28924 | 0.0015992 | 2.0386e-06 | 0.17506 | 0.0009679 | 1.2338e-06 | 39.3368 | 5.2774 | 0.099892 | 44.714 | 17.6437 | 3.0385 | 0.04485 | 20.727 | 23.8081 | 3.1941 | 0.060459 | 27.0627 | 10.6786 | 1.839 | 0.027145 | 12.5448
Statewide | 2029 | 7 | 15 | 0.25088 | 4.9488e-06 | 1.5061e-06 | 0.15184 | 2.9952e-06 | 9.1158e-07 | 0.30833 | 0.0017047 | 2.1731e-06 | 0.18661 | 0.0010318 | 1.3153e-06 | 41.9327 | 5.6256 | 0.10648 | 47.6648 | 18.8081 | 3.239 | 0.047809 | 22.0949 | 25.3793 | 3.4049 | 0.064448 | 28.8486 | 11.3834 | 1.9604 | 0.028936 | 13.3727
Statewide | 2029 | 7 | 16 | 0.27133 | 5.3521e-06 | 1.6289e-06 | 0.16422 | 3.2393e-06 | 9.8588e-07 | 0.33346 | 0.0018437 | 2.3503e-06 | 0.20182 | 0.0011159 | 1.4225e-06 | 45.3506 | 6.0842 | 0.11516 | 51.55 | 20.3411 | 3.503 | 0.051706 | 23.8958 | 27.4479 | 3.6824 | 0.069701 | 31.2 | 12.3112 | 2.1202 | 0.031295 | 14.4627
Statewide | 2029 | 7 | 17 | 0.26065 | 5.1415e-06 | 1.5648e-06 | 0.15776 | 3.1118e-06 | 9.4708e-07 | 0.32034 | 0.0017711 | 2.2578e-06 | 0.19388 | 0.001072 | 1.3665e-06 | 43.5659 | 5.8447 | 0.11063 | 49.5212 | 19.5406 | 3.3651 | 0.049671 | 22.9554 | 26.3677 | 3.5375 | 0.066958 | 29.9722 | 11.8267 | 2.0367 | 0.030063 | 13.8935
Statewide | 2029 | 7 | 18 | 0.26386 | 5.2047e-06 | 1.584e-06 | 0.1597 | 3.1501e-06 | 9.5873e-07 | 0.32428 | 0.0017929 | 2.2856e-06 | 0.19626 | 0.0010851 | 1.3833e-06 | 44.1016 | 5.9166 | 0.11199 | 50.1302 | 19.7809 | 3.4065 | 0.050282 | 23.2377 | 26.692 | 3.581 | 0.067782 | 30.3408 | 11.9722 | 2.0618 | 0.030433 | 14.0644
Statewide | 2029 | 7 | 19 | 0.26379 | 5.2034e-06 | 1.5836e-06 | 0.15966 | 3.1493e-06 | 9.5848e-07 | 0.3242 | 0.0017925 | 2.285e-06 | 0.19622 | 0.0010849 | 1.383e-06 | 44.0905 | 5.9151 | 0.11196 | 50.1176 | 19.7759 | 3.4057 | 0.050269 | 23.2319 | 26.6853 | 3.5801 | 0.067765 | 30.3331 | 11.9691 | 2.0612 | 0.030425 | 14.0608
Statewide | 2029 | 7 | 20 | 0.26994 | 5.3247e-06 | 1.6206e-06 | 0.16338 | 3.2227e-06 | 9.8083e-07 | 0.33175 | 0.0018342 | 2.3382e-06 | 0.20079 | 0.0011102 | 1.4152e-06 | 45.1183 | 6.053 | 0.11457 | 51.2859 | 20.2369 | 3.4851 | 0.051441 | 23.7734 | 27.3073 | 3.6635 | 0.069344 | 31.0402 | 12.2481 | 2.1093 | 0.031134 | 14.3886
Statewide | 2029 | 7 | 21 | 0.27203 | 5.366e-06 | 1.6331e-06 | 0.16465 | 3.2477e-06 | 9.8844e-07 | 0.33433 | 0.0018485 | 2.3564e-06 | 0.20235 | 0.0011188 | 1.4262e-06 | 45.4685 | 6.1 | 0.11546 | 51.684 | 20.394 | 3.5121 | 0.051841 | 23.9579 | 27.5193 | 3.692 | 0.069883 | 31.2811 | 12.3432 | 2.1257 | 0.031376 | 14.5003
Statewide | 2029 | 7 | 22 | 0.25999 | 5.1284e-06 | 1.5608e-06 | 0.15735 | 3.1039e-06 | 9.4466e-07 | 0.31952 | 0.0017666 | 2.252e-06 | 0.19339 | 0.0010692 | 1.363e-06 | 43.4547 | 5.8298 | 0.11035 | 49.3949 | 19.4907 | 3.3566 | 0.049545 | 22.8968 | 26.3005 | 3.5284 | 0.066788 | 29.8957 | 11.7965 | 2.0315 | 0.029986 | 13.858
Statewide | 2029 | 7 | 23 | 0.24697 | 4.8716e-06 | 1.4827e-06 | 0.14947 | 2.9485e-06 | 8.9736e-07 | 0.30352 | 0.0016782 | 2.1393e-06 | 0.1837 | 0.0010157 | 1.2948e-06 | 41.2789 | 5.5379 | 0.10482 | 46.9216 | 18.5148 | 3.1885 | 0.047064 | 21.7504 | 24.9836 | 3.3518 | 0.063443 | 28.3988 | 11.2059 | 1.9298 | 0.028485 | 13.1642
Statewide | 2029 | 7 | 24 | 0.24241 | 4.7816e-06 | 1.4553e-06 | 0.14671 | 2.894e-06 | 8.8078e-07 | 0.29791 | 0.0016472 | 2.0997e-06 | 0.18031 | 0.00099692 | 1.2708e-06 | 40.5162 | 5.4356 | 0.10289 | 46.0547 | 18.1727 | 3.1296 | 0.046194 | 21.3485 | 24.522 | 3.2898 | 0.062271 | 27.8741 | 10.9988 | 1.8941 | 0.027959 | 12.9209
Statewide | 2029 | 8 | 1 | 0.22247 | 4.3883e-06 | 1.3356e-06 | 0.13465 | 2.656e-06 | 8.0833e-07 | 0.27341 | 0.0015117 | 1.927e-06 | 0.16548 | 0.00091492 | 1.1663e-06 | 37.1836 | 4.9885 | 0.094424 | 42.2665 | 16.6779 | 2.8722 | 0.042395 | 19.5925 | 22.505 | 3.0192 | 0.057149 | 25.5813 | 10.0941 | 1.7383 | 0.025659 | 11.8581
Statewide | 2029 | 8 | 2 | 0.22105 | 4.3604e-06 | 1.3271e-06 | 0.13379 | 2.6391e-06 | 8.032e-07 | 0.27167 | 0.0015021 | 1.9148e-06 | 0.16443 | 0.00090911 | 1.1589e-06 | 36.9476 | 4.9568 | 0.093825 | 41.9983 | 16.5721 | 2.8539 | 0.042126 | 19.4682 | 22.3621 | 3.0001 | 0.056787 | 25.419 | 10.0301 | 1.7273 | 0.025496 | 11.7829
Statewide | 2029 | 8 | 3 | 0.22069 | 4.3532e-06 | 1.3249e-06 | 0.13357 | 2.6347e-06 | 8.0188e-07 | 0.27123 | 0.0014996 | 1.9116e-06 | 0.16416 | 0.00090761 | 1.157e-06 | 36.8867 | 4.9487 | 0.09367 | 41.929 | 16.5448 | 2.8492 | 0.042056 | 19.436 | 22.3252 | 2.9951 | 0.056693 | 25.377 | 10.0135 | 1.7245 | 0.025454 | 11.7634
Statewide | 2029 | 8 | 4 | 0.22497 | 4.4377e-06 | 1.3506e-06 | 0.13616 | 2.6859e-06 | 8.1744e-07 | 0.27649 | 0.0015287 | 1.9487e-06 | 0.16734 | 0.00092522 | 1.1794e-06 | 37.6023 | 5.0447 | 0.095487 | 42.7424 | 16.8657 | 2.9045 | 0.042872 | 19.8131 | 22.7583 | 3.0532 | 0.057793 | 25.8694 | 10.2078 | 1.7579 | 0.025948 | 11.9917
Statewide | 2029 | 8 | 5 | 0.22204 | 4.3799e-06 | 1.333e-06 | 0.13439 | 2.6509e-06 | 8.0679e-07 | 0.27289 | 0.0015088 | 1.9233e-06 | 0.16516 | 0.00091317 | 1.1641e-06 | 37.1125 | 4.979 | 0.094244 | 42.1857 | 16.646 | 2.8667 | 0.042314 | 19.555 | 22.4619 | 3.0135 | 0.05704 | 25.5324 | 10.0748 | 1.735 | 0.02561 | 11.8355
Statewide | 2029 | 8 | 6 | 0.23362 | 4.6082e-06 | 1.4025e-06 | 0.14139 | 2.7891e-06 | 8.4884e-07 | 0.28711 | 0.0015874 | 2.0236e-06 | 0.17377 | 0.00096077 | 1.2248e-06 | 39.0471 | 5.2385 | 0.099157 | 44.3848 | 17.5138 | 3.0161 | 0.044519 | 20.5744 | 23.6328 | 3.1705 | 0.060013 | 26.8634 | 10.6 | 1.8255 | 0.026945 | 12.4524
Statewide | 2029 | 8 | 7 | 0.22736 | 4.4848e-06 | 1.3649e-06 | 0.13761 | 2.7144e-06 | 8.2611e-07 | 0.27942 | 0.0015449 | 1.9694e-06 | 0.16912 | 0.00093504 | 1.192e-06 | 38.0014 | 5.0982 | 0.096501 | 43.1962 | 17.0448 | 2.9353 | 0.043327 | 20.0234 | 22.9999 | 3.0856 | 0.058406 | 26.144 | 10.3161 | 1.7766 | 0.026223 | 12.119
Statewide | 2029 | 8 | 8 | 0.21332 | 4.2079e-06 | 1.2807e-06 | 0.12911 | 2.5468e-06 | 7.751e-07 | 0.26217 | 0.0014495 | 1.8478e-06 | 0.15867 | 0.00087731 | 1.1184e-06 | 35.6549 | 4.7834 | 0.090542 | 40.5289 | 15.9923 | 2.7541 | 0.040652 | 18.787 | 21.5797 | 2.8951 | 0.0548 | 24.5296 | 9.6791 | 1.6669 | 0.024604 | 11.3706
Statewide | 2029 | 8 | 9 | 0.21026 | 4.1475e-06 | 1.2623e-06 | 0.12726 | 2.5102e-06 | 7.6397e-07 | 0.2584 | 0.0014287 | 1.8213e-06 | 0.1564 | 0.00086471 | 1.1023e-06 | 35.143 | 4.7147 | 0.089242 | 39.947 | 15.7627 | 2.7145 | 0.040068 | 18.5173 | 21.2699 | 2.8535 | 0.054013 | 24.1775 | 9.5402 | 1.6429 | 0.024251 | 11.2074
Statewide | 2029 | 8 | 10 | 0.20288 | 4.0018e-06 | 1.2179e-06 | 0.12279 | 2.4221e-06 | 7.3715e-07 | 0.24933 | 0.0013785 | 1.7573e-06 | 0.15091 | 0.00083435 | 1.0636e-06 | 33.9091 | 4.5492 | 0.086109 | 38.5444 | 15.2092 | 2.6192 | 0.038661 | 17.8671 | 20.5231 | 2.7534 | 0.052117 | 23.3286 | 9.2052 | 1.5853 | 0.023399 | 10.8139
Statewide | 2029 | 8 | 11 | 0.20647 | 4.0727e-06 | 1.2395e-06 | 0.12496 | 2.4649e-06 | 7.502e-07 | 0.25375 | 0.001403 | 1.7884e-06 | 0.15358 | 0.00084912 | 1.0824e-06 | 34.5094 | 4.6297 | 0.087633 | 39.2268 | 15.4785 | 2.6656 | 0.039346 | 18.1834 | 20.8864 | 2.8021 | 0.053039 | 23.7416 | 9.3682 | 1.6133 | 0.023813 | 11.0053
Statewide | 2029 | 8 | 12 | 0.21565 | 4.2538e-06 | 1.2946e-06 | 0.13052 | 2.5746e-06 | 7.8357e-07 | 0.26503 | 0.0014654 | 1.868e-06 | 0.16041 | 0.00088689 | 1.1306e-06 | 36.0445 | 4.8357 | 0.091532 | 40.9717 | 16.167 | 2.7842 | 0.041096 | 18.9923 | 21.8155 | 2.9267 | 0.055398 | 24.7977 | 9.7849 | 1.6851 | 0.024873 | 11.4949
Statewide | 2029 | 8 | 13 | 0.22935 | 4.524e-06 | 1.3769e-06 | 0.13881 | 2.7381e-06 | 8.3334e-07 | 0.28187 | 0.0015584 | 1.9866e-06 | 0.1706 | 0.00094322 | 1.2024e-06 | 38.334 | 5.1428 | 0.097346 | 43.5742 | 17.1939 | 2.961 | 0.043706 | 20.1987 | 23.2012 | 3.1126 | 0.058917 | 26.3728 | 10.4064 | 1.7921 | 0.026453 | 12.225
Statewide | 2029 | 8 | 14 | 0.23167 | 4.5698e-06 | 1.3908e-06 | 0.14021 | 2.7658e-06 | 8.4177e-07 | 0.28472 | 0.0015742 | 2.0067e-06 | 0.17232 | 0.00095276 | 1.2146e-06 | 38.7216 | 5.1948 | 0.09833 | 44.0147 | 17.3678 | 2.991 | 0.044148 | 20.4029 | 23.4358 | 3.1441 | 0.059513 | 26.6394 | 10.5116 | 1.8102 | 0.02672 | 12.3486
Statewide | 2029 | 8 | 15 | 0.2378 | 4.6908e-06 | 1.4276e-06 | 0.14393 | 2.839e-06 | 8.6405e-07 | 0.29225 | 0.0016159 | 2.0599e-06 | 0.17688 | 0.00097798 | 1.2467e-06 | 39.7466 | 5.3323 | 0.10093 | 45.1798 | 17.8275 | 3.0701 | 0.045317 | 20.943 | 24.0562 | 3.2273 | 0.061088 | 27.3446 | 10.7899 | 1.8582 | 0.027427 | 12.6755
Statewide | 2029 | 8 | 16 | 0.24956 | 4.9227e-06 | 1.4982e-06 | 0.15104 | 2.9794e-06 | 9.0677e-07 | 0.3067 | 0.0016958 | 2.1617e-06 | 0.18563 | 0.0010263 | 1.3083e-06 | 41.7119 | 5.596 | 0.10592 | 47.4138 | 18.709 | 3.2219 | 0.047557 | 21.9785 | 25.2456 | 3.3869 | 0.064109 | 28.6967 | 11.3234 | 1.95 | 0.028784 | 13.3022
Statewide | 2029 | 8 | 17 | 0.23941 | 4.7225e-06 | 1.4373e-06 | 0.1449 | 2.8582e-06 | 8.699e-07 | 0.29423 | 0.0016268 | 2.0738e-06 | 0.17808 | 0.0009846 | 1.2551e-06 | 40.0156 | 5.3684 | 0.10162 | 45.4857 | 17.9482 | 3.0909 | 0.045624 | 21.0847 | 24.219 | 3.2492 | 0.061502 | 27.5297 | 10.8629 | 1.8707 | 0.027613 | 12.7613
Statewide | 2029 | 8 | 18 | 0.23731 | 4.681e-06 | 1.4247e-06 | 0.14363 | 2.8331e-06 | 8.6226e-07 | 0.29165 | 0.0016125 | 2.0556e-06 | 0.17652 | 0.00097595 | 1.2441e-06 | 39.6642 | 5.3213 | 0.10072 | 45.0862 | 17.7905 | 3.0638 | 0.045223 | 20.8995 | 24.0063 | 3.2206 | 0.060962 | 27.2879 | 10.7675 | 1.8543 | 0.027371 | 12.6492
Statewide | 2029 | 8 | 19 | 0.24961 | 4.9237e-06 | 1.4985e-06 | 0.15107 | 2.98e-06 | 9.0696e-07 | 0.30677 | 0.0016961 | 2.1622e-06 | 0.18567 | 0.0010266 | 1.3086e-06 | 41.7206 | 5.5972 | 0.10595 | 47.4237 | 18.7129 | 3.2226 | 0.047567 | 21.9831 | 25.2509 | 3.3876 | 0.064122 | 28.7027 | 11.3258 | 1.9505 | 0.02879 | 13.305
Statewide | 2029 | 8 | 20 | 0.25789 | 5.0871e-06 | 1.5483e-06 | 0.15609 | 3.0789e-06 | 9.3706e-07 | 0.31695 | 0.0017524 | 2.2339e-06 | 0.19183 | 0.0010606 | 1.352e-06 | 43.1052 | 5.7829 | 0.10946 | 48.9975 | 19.3339 | 3.3296 | 0.049146 | 22.7126 | 26.0889 | 3.5001 | 0.06625 | 29.6552 | 11.7016 | 2.0152 | 0.029745 | 13.7466
Statewide | 2029 | 8 | 21 | 0.24615 | 4.8554e-06 | 1.4777e-06 | 0.14898 | 2.9387e-06 | 8.9439e-07 | 0.30252 | 0.0016726 | 2.1322e-06 | 0.18309 | 0.0010123 | 1.2905e-06 | 41.1421 | 5.5196 | 0.10448 | 46.7662 | 18.4534 | 3.1779 | 0.046908 | 21.6783 | 24.9008 | 3.3407 | 0.063233 | 28.3047 | 11.1687 | 1.9234 | 0.02839 | 13.1205
Statewide | 2029 | 8 | 22 | 0.2383 | 4.7006e-06 | 1.4306e-06 | 0.14423 | 2.845e-06 | 8.6587e-07 | 0.29287 | 0.0016193 | 2.0642e-06 | 0.17726 | 0.00098004 | 1.2493e-06 | 39.8302 | 5.3436 | 0.10115 | 45.275 | 17.865 | 3.0766 | 0.045412 | 20.987 | 24.1068 | 3.2341 | 0.061217 | 27.4022 | 10.8126 | 1.8621 | 0.027485 | 12.7022
Statewide | 2029 | 8 | 23 | 0.23184 | 4.5732e-06 | 1.3919e-06 | 0.14032 | 2.7679e-06 | 8.424e-07 | 0.28493 | 0.0015754 | 2.0082e-06 | 0.17245 | 0.00095348 | 1.2155e-06 | 38.7507 | 5.1987 | 0.098404 | 44.0479 | 17.3808 | 2.9932 | 0.044181 | 20.4182 | 23.4534 | 3.1465 | 0.059558 | 26.6595 | 10.5196 | 1.8116 | 0.02674 | 12.3579
Statewide | 2029 | 8 | 24 | 0.22716 | 4.4808e-06 | 1.3637e-06 | 0.13748 | 2.7119e-06 | 8.2537e-07 | 0.27917 | 0.0015435 | 1.9677e-06 | 0.16897 | 0.00093421 | 1.1909e-06 | 37.9675 | 5.0937 | 0.096415 | 43.1575 | 17.0295 | 2.9327 | 0.043288 | 20.0055 | 22.9794 | 3.0829 | 0.058354 | 26.1206 | 10.3069 | 1.775 | 0.0262 | 12.1081
Statewide | 2029 | 9 | 1 | 0.15182 | 2.9947e-06 | 9.1143e-07 | 0.091886 | 1.8125e-06 | 5.5163e-07 | 0.18658 | 0.0010316 | 1.3151e-06 | 0.11293 | 0.00062437 | 7.9593e-07 | 25.3752 | 3.4043 | 0.064438 | 28.8439 | 11.3815 | 1.9601 | 0.028931 | 13.3705 | 15.358 | 2.0604 | 0.039 | 17.4575 | 6.8885 | 1.1863 | 0.01751 | 8.0923
Statewide | 2029 | 9 | 2 | 0.14622 | 2.8842e-06 | 8.7781e-07 | 0.088497 | 1.7456e-06 | 5.3128e-07 | 0.1797 | 0.00099355 | 1.2666e-06 | 0.10876 | 0.00060134 | 7.6657e-07 | 24.4392 | 3.2787 | 0.062061 | 27.78 | 10.9617 | 1.8878 | 0.027864 | 12.8773 | 14.7915 | 1.9844 | 0.037562 | 16.8135 | 6.6344 | 1.1425 | 0.016864 | 7.7938
Statewide | 2029 | 9 | 3 | 0.15752 | 3.1072e-06 | 9.4567e-07 | 0.095338 | 1.8806e-06 | 5.7235e-07 | 0.19359 | 0.0010704 | 1.3645e-06 | 0.11717 | 0.00064782 | 8.2582e-07 | 26.3284 | 3.5322 | 0.066859 | 29.9275 | 11.8091 | 2.0337 | 0.030018 | 13.8728 | 15.935 | 2.1378 | 0.040465 | 18.1132 | 7.1473 | 1.2309 | 0.018168 | 8.3963
Statewide | 2029 | 9 | 4 | 0.16053 | 3.1665e-06 | 9.6373e-07 | 0.097159 | 1.9165e-06 | 5.8328e-07 | 0.19729 | 0.0010908 | 1.3905e-06 | 0.11941 | 0.00066019 | 8.416e-07 | 26.8313 | 3.5996 | 0.068135 | 30.499 | 12.0346 | 2.0725 | 0.030591 | 14.1377 | 16.2393 | 2.1786 | 0.041238 | 18.4592 | 7.2838 | 1.2544 | 0.018515 | 8.5567
Statewide | 2029 | 9 | 5 | 0.16299 | 3.2151e-06 | 9.7851e-07 | 0.098649 | 1.9459e-06 | 5.9223e-07 | 0.20032 | 0.0011075 | 1.4119e-06 | 0.12124 | 0.00067032 | 8.5451e-07 | 27.2429 | 3.6549 | 0.069181 | 30.9669 | 12.2192 | 2.1043 | 0.031061 | 14.3546 | 16.4884 | 2.2121 | 0.041871 | 18.7424 | 7.3956 | 1.2736 | 0.018799 | 8.688
Statewide | 2029 | 9 | 6 | 0.19657 | 3.8774e-06 | 1.1801e-06 | 0.11897 | 2.3467e-06 | 7.1422e-07 | 0.24158 | 0.0013357 | 1.7027e-06 | 0.14621 | 0.0008084 | 1.0305e-06 | 32.8544 | 4.4077 | 0.083431 | 37.3455 | 14.7362 | 2.5378 | 0.037459 | 17.3114 | 19.8847 | 2.6677 | 0.050495 | 22.6029 | 8.9189 | 1.536 | 0.022671 | 10.4775
Statewide | 2029 | 9 | 7 | 0.18566 | 3.6622e-06 | 1.1146e-06 | 0.11237 | 2.2165e-06 | 6.7459e-07 | 0.22817 | 0.0012616 | 1.6082e-06 | 0.1381 | 0.00076354 | 9.7334e-07 | 31.0315 | 4.1631 | 0.078802 | 35.2734 | 13.9185 | 2.397 | 0.03538 | 16.3509 | 18.7814 | 2.5197 | 0.047694 | 21.3488 | 8.424 | 1.4507 | 0.021414 | 9.8962
Statewide | 2029 | 9 | 8 | 0.16169 | 3.1895e-06 | 9.7072e-07 | 0.097863 | 1.9304e-06 | 5.8751e-07 | 0.19872 | 0.0010987 | 1.4006e-06 | 0.12027 | 0.00066498 | 8.477e-07 | 27.0258 | 3.6257 | 0.06863 | 30.7202 | 12.1219 | 2.0876 | 0.030813 | 14.2402 | 16.3571 | 2.1944 | 0.041537 | 18.5931 | 7.3366 | 1.2635 | 0.018649 | 8.6187
Statewide | 2029 | 9 | 9 | 0.15108 | 2.9801e-06 | 9.0698e-07 | 0.091438 | 1.8037e-06 | 5.4894e-07 | 0.18567 | 0.0010266 | 1.3086e-06 | 0.11238 | 0.00062132 | 7.9204e-07 | 25.2514 | 3.3877 | 0.064124 | 28.7033 | 11.326 | 1.9505 | 0.02879 | 13.3053 | 15.2831 | 2.0504 | 0.03881 | 17.3723 | 6.8549 | 1.1805 | 0.017425 | 8.0529
Statewide | 2029 | 9 | 10 | 0.14402 | 2.8409e-06 | 8.6463e-07 | 0.087169 | 1.7194e-06 | 5.2331e-07 | 0.177 | 0.00097864 | 1.2475e-06 | 0.10713 | 0.00059231 | 7.5506e-07 | 24.0724 | 3.2295 | 0.06113 | 27.3631 | 10.7972 | 1.8594 | 0.027446 | 12.6841 | 14.5696 | 1.9546 | 0.036998 | 16.5612 | 6.5349 | 1.1254 | 0.016611 | 7.6769
Statewide | 2029 | 9 | 11 | 0.14037 | 2.7688e-06 | 8.4268e-07 | 0.084956 | 1.6758e-06 | 5.1002e-07 | 0.17251 | 0.0009538 | 1.2159e-06 | 0.10441 | 0.00057728 | 7.3589e-07 | 23.4613 | 3.1475 | 0.059578 | 26.6684 | 10.5231 | 1.8122 | 0.026749 | 12.362 | 14.1997 | 1.905 | 0.036059 | 16.1407 | 6.369 | 1.0968 | 0.01619 | 7.482
Statewide | 2029 | 9 | 12 | 0.13708 | 2.7041e-06 | 8.2298e-07 | 0.082969 | 1.6366e-06 | 4.981e-07 | 0.16848 | 0.00093149 | 1.1874e-06 | 0.10197 | 0.00056377 | 7.1868e-07 | 22.9126 | 3.0739 | 0.058184 | 26.0447 | 10.277 | 1.7698 | 0.026124 | 12.0729 | 13.8676 | 1.8605 | 0.035215 | 15.7633 | 6.22 | 1.0712 | 0.015811 | 7.307
Statewide | 2029 | 9 | 13 | 0.15198 | 2.998e-06 | 9.1242e-07 | 0.091986 | 1.8145e-06 | 5.5223e-07 | 0.18679 | 0.0010327 | 1.3165e-06 | 0.11305 | 0.00062505 | 7.968e-07 | 25.4029 | 3.408 | 0.064508 | 28.8755 | 11.394 | 1.9622 | 0.028963 | 13.3851 | 15.3748 | 2.0627 | 0.039043 | 17.4765 | 6.8961 | 1.1876 | 0.017529 | 8.1012
Statewide | 2029 | 9 | 14 | 0.17701 | 3.4917e-06 | 1.0627e-06 | 0.10714 | 2.1133e-06 | 6.4318e-07 | 0.21755 | 0.0012028 | 1.5333e-06 | 0.13167 | 0.00072799 | 9.2802e-07 | 29.5866 | 3.9693 | 0.075132 | 33.631 | 13.2704 | 2.2853 | 0.033733 | 15.5895 | 17.9069 | 2.4024 | 0.045473 | 20.3548 | 8.0318 | 1.3832 | 0.020416 | 9.4354
Statewide | 2029 | 9 | 15 | 0.18777 | 3.7038e-06 | 1.1273e-06 | 0.11364 | 2.2417e-06 | 6.8226e-07 | 0.23077 | 0.0012759 | 1.6265e-06 | 0.13967 | 0.00077222 | 9.844e-07 | 31.3841 | 4.2104 | 0.079697 | 35.6743 | 14.0767 | 2.4242 | 0.035782 | 16.5367 | 18.9949 | 2.5483 | 0.048236 | 21.5914 | 8.5198 | 1.4672 | 0.021657 | 10.0086
Statewide | 2029 | 9 | 16 | 0.21469 | 4.2349e-06 | 1.2889e-06 | 0.12994 | 2.5631e-06 | 7.8007e-07 | 0.26385 | 0.0014588 | 1.8597e-06 | 0.15969 | 0.00088293 | 1.1255e-06 | 35.8836 | 4.8141 | 0.091123 | 40.7888 | 16.0948 | 2.7717 | 0.040912 | 18.9075 | 21.7181 | 2.9137 | 0.055151 | 24.6869 | 9.7412 | 1.6776 | 0.024762 | 11.4435
Statewide | 2029 | 9 | 17 | 0.18897 | 3.7276e-06 | 1.1345e-06 | 0.11437 | 2.2561e-06 | 6.8663e-07 | 0.23225 | 0.0012841 | 1.6369e-06 | 0.14056 | 0.00077717 | 9.9072e-07 | 31.5854 | 4.2375 | 0.080208 | 35.9031 | 14.167 | 2.4397 | 0.036012 | 16.6427 | 19.1167 | 2.5647 | 0.048545 | 21.7299 | 8.5744 | 1.4766 | 0.021796 | 10.0728
Statewide | 2029 | 9 | 18 | 0.22044 | 4.3483e-06 | 1.3234e-06 | 0.13342 | 2.6317e-06 | 8.0096e-07 | 0.27092 | 0.0014979 | 1.9095e-06 | 0.16397 | 0.00090658 | 1.1557e-06 | 36.8445 | 4.943 | 0.093563 | 41.8811 | 16.5258 | 2.846 | 0.042008 | 19.4138 | 22.2997 | 2.9917 | 0.056628 | 25.348 | 10.0021 | 1.7225 | 0.025425 | 11.75
Statewide | 2029 | 9 | 19 | 0.2569 | 5.0674e-06 | 1.5423e-06 | 0.15548 | 3.067e-06 | 9.3343e-07 | 0.31572 | 0.0017456 | 2.2253e-06 | 0.19109 | 0.0010565 | 1.3468e-06 | 42.9381 | 5.7605 | 0.10904 | 48.8077 | 19.259 | 3.3167 | 0.048956 | 22.6246 | 25.9878 | 3.4865 | 0.065994 | 29.5403 | 11.6563 | 2.0074 | 0.02963 | 13.6933
Statewide | 2029 | 9 | 20 | 0.28552 | 5.6321e-06 | 1.7141e-06 | 0.17281 | 3.4088e-06 | 1.0374e-06 | 0.3509 | 0.0019401 | 2.4732e-06 | 0.21238 | 0.0011742 | 1.4969e-06 | 47.723 | 6.4024 | 0.12119 | 54.2466 | 21.4052 | 3.6863 | 0.054411 | 25.1458 | 28.8838 | 3.875 | 0.073348 | 32.8321 | 12.9552 | 2.2311 | 0.032932 | 15.2192
Statewide | 2029 | 9 | 21 | 0.20538 | 4.0512e-06 | 1.233e-06 | 0.1243 | 2.452e-06 | 7.4625e-07 | 0.25241 | 0.0013956 | 1.779e-06 | 0.15277 | 0.00084465 | 1.0767e-06 | 34.3276 | 4.6053 | 0.087172 | 39.0201 | 15.3969 | 2.6516 | 0.039138 | 18.0876 | 20.7764 | 2.7873 | 0.05276 | 23.6165 | 9.3188 | 1.6048 | 0.023688 | 10.9473
Statewide | 2029 | 9 | 22 | 0.18706 | 3.6899e-06 | 1.123e-06 | 0.11322 | 2.2333e-06 | 6.7969e-07 | 0.2299 | 0.0012711 | 1.6203e-06 | 0.13914 | 0.00076931 | 9.8069e-07 | 31.2658 | 4.1946 | 0.079397 | 35.5398 | 14.0236 | 2.4151 | 0.035647 | 16.4744 | 18.9233 | 2.5387 | 0.048054 | 21.5101 | 8.4877 | 1.4617 | 0.021575 | 9.9709
Statewide | 2029 | 9 | 23 | 0.17402 | 3.4327e-06 | 1.0447e-06 | 0.10532 | 2.0776e-06 | 6.3231e-07 | 0.21387 | 0.0011825 | 1.5074e-06 | 0.12944 | 0.00071568 | 9.1233e-07 | 29.0864 | 3.9022 | 0.073862 | 33.0625 | 13.0461 | 2.2467 | 0.033163 | 15.326 | 17.6042 | 2.3618 | 0.044704 | 20.0107 | 7.896 | 1.3598 | 0.020071 | 9.2759
Statewide | 2029 | 9 | 24 | 0.16679 | 3.2901e-06 | 1.0013e-06 | 0.10095 | 1.9913e-06 | 6.0605e-07 | 0.20499 | 0.0011334 | 1.4448e-06 | 0.12407 | 0.00068596 | 8.7444e-07 | 27.8785 | 3.7401 | 0.070795 | 31.6894 | 12.5043 | 2.1534 | 0.031785 | 14.6895 | 16.8731 | 2.2637 | 0.042848 | 19.1797 | 7.5681 | 1.3033 | 0.019238 | 8.8907
Statewide | 2029 | 10 | 1 | 0.14273 | 2.8154e-06 | 8.5685e-07 | 0.086383 | 1.704e-06 | 5.186e-07 | 0.17541 | 0.00096983 | 1.2363e-06 | 0.10616 | 0.00058698 | 7.4826e-07 | 23.8556 | 3.2004 | 0.060579 | 27.1166 | 10.6999 | 1.8427 | 0.027199 | 12.5698 | 14.4383 | 1.937 | 0.036665 | 16.412 | 6.476 | 1.1153 | 0.016462 | 7.6077
Statewide | 2029 | 10 | 2 | 0.13419 | 2.6471e-06 | 8.0563e-07 | 0.08122 | 1.6021e-06 | 4.876e-07 | 0.16492 | 0.00091185 | 1.1624e-06 | 0.099818 | 0.00055189 | 7.0353e-07 | 22.4296 | 3.0091 | 0.056958 | 25.4956 | 10.0603 | 1.7325 | 0.025573 | 11.8184 | 13.5752 | 1.8212 | 0.034473 | 15.4309 | 6.0889 | 1.0486 | 0.015478 | 7.153
Statewide | 2029 | 10 | 3 | 0.15286 | 3.0152e-06 | 9.1768e-07 | 0.092517 | 1.8249e-06 | 5.5542e-07 | 0.18786 | 0.0010387 | 1.3241e-06 | 0.1137 | 0.00062865 | 8.0139e-07 | 25.5494 | 3.4277 | 0.06488 | 29.0419 | 11.4596 | 1.9735 | 0.02913 | 13.4623 | 15.4635 | 2.0746 | 0.039268 | 17.5773 | 6.9358 | 1.1944 | 0.017631 | 8.1479
Statewide | 2029 | 10 | 4 | 0.14406 | 2.8416e-06 | 8.6484e-07 | 0.087189 | 1.7199e-06 | 5.2343e-07 | 0.17705 | 0.00097888 | 1.2478e-06 | 0.10715 | 0.00059245 | 7.5524e-07 | 24.0781 | 3.2303 | 0.061144 | 27.3696 | 10.7997 | 1.8599 | 0.027452 | 12.6871 | 14.573 | 1.9551 | 0.037007 | 16.5651 | 6.5364 | 1.1257 | 0.016615 | 7.6787
Statewide | 2029 | 10 | 5 | 0.14442 | 2.8488e-06 | 8.6703e-07 | 0.08741 | 1.7242e-06 | 5.2476e-07 | 0.17749 | 0.00098135 | 1.251e-06 | 0.10743 | 0.00059395 | 7.5715e-07 | 24.1391 | 3.2385 | 0.061299 | 27.4388 | 10.8271 | 1.8646 | 0.027522 | 12.7192 | 14.6099 | 1.96 | 0.0371 | 16.607 | 6.553 | 1.1285 | 0.016657 | 7.6981
Statewide | 2029 | 10 | 6 | 0.17722 | 3.4957e-06 | 1.0639e-06 | 0.10726 | 2.1158e-06 | 6.4393e-07 | 0.2178 | 0.0012042 | 1.5351e-06 | 0.13182 | 0.00072883 | 9.2909e-07 | 29.6208 | 3.9739 | 0.075219 | 33.6699 | 13.2858 | 2.288 | 0.033772 | 15.6076 | 17.9276 | 2.4051 | 0.045526 | 20.3783 | 8.0411 | 1.3848 | 0.02044 | 9.4463
Statewide | 2029 | 10 | 7 | 0.17375 | 3.4273e-06 | 1.0431e-06 | 0.10516 | 2.0743e-06 | 6.3132e-07 | 0.21354 | 0.0011806 | 1.505e-06 | 0.12924 | 0.00071457 | 9.1091e-07 | 29.041 | 3.8961 | 0.073747 | 33.0108 | 13.0257 | 2.2432 | 0.033111 | 15.3021 | 17.5767 | 2.3581 | 0.044634 | 19.9794 | 7.8837 | 1.3577 | 0.02004 | 9.2614
Statewide | 2029 | 10 | 8 | 0.16198 | 3.1951e-06 | 9.7244e-07 | 0.098037 | 1.9338e-06 | 5.8856e-07 | 0.19907 | 0.0011007 | 1.4031e-06 | 0.12049 | 0.00066616 | 8.492e-07 | 27.0737 | 3.6322 | 0.068751 | 30.7746 | 12.1434 | 2.0913 | 0.030868 | 14.2655 | 16.3861 | 2.1983 | 0.041611 | 18.626 | 7.3496 | 1.2657 | 0.018682 | 8.634
Statewide | 2029 | 10 | 9 | 0.14 | 2.7616e-06 | 8.405e-07 | 0.084735 | 1.6714e-06 | 5.087e-07 | 0.17206 | 0.00095132 | 1.2127e-06 | 0.10414 | 0.00057578 | 7.3398e-07 | 23.4004 | 3.1394 | 0.059423 | 26.5992 | 10.4958 | 1.8075 | 0.02668 | 12.33 | 14.1628 | 1.9001 | 0.035965 | 16.0989 | 6.3524 | 1.094 | 0.016148 | 7.4626
Statewide | 2029 | 10 | 10 | 0.12719 | 2.5088e-06 | 7.6355e-07 | 0.076977 | 1.5184e-06 | 4.6213e-07 | 0.15631 | 0.00086423 | 1.1017e-06 | 0.094604 | 0.00052306 | 6.6679e-07 | 21.2581 | 2.852 | 0.053983 | 24.164 | 9.5349 | 1.642 | 0.024237 | 11.2011 | 12.8662 | 1.7261 | 0.032673 | 14.625 | 5.7709 | 0.99382 | 0.014669 | 6.7794
Statewide | 2029 | 10 | 11 | 0.12906 | 2.5457e-06 | 7.7478e-07 | 0.07811 | 1.5408e-06 | 4.6893e-07 | 0.15861 | 0.00087694 | 1.1179e-06 | 0.095996 | 0.00053076 | 6.7659e-07 | 21.5707 | 2.8939 | 0.054777 | 24.5194 | 9.6751 | 1.6662 | 0.024594 | 11.3659 | 13.0554 | 1.7515 | 0.033153 | 14.8401 | 5.8557 | 1.0084 | 0.014885 | 6.8791
Statewide | 2029 | 10 | 12 | 0.14003 | 2.7622e-06 | 8.4068e-07 | 0.084753 | 1.6718e-06 | 5.0881e-07 | 0.1721 | 0.00095153 | 1.213e-06 | 0.10416 | 0.0005759 | 7.3414e-07 | 23.4054 | 3.14 | 0.059436 | 26.6049 | 10.498 | 1.8079 | 0.026686 | 12.3326 | 14.1659 | 1.9005 | 0.035973 | 16.1023 | 6.3538 | 1.0942 | 0.016151 | 7.4642
Statewide | 2029 | 10 | 13 | 0.14673 | 2.8943e-06 | 8.8087e-07 | 0.088805 | 1.7517e-06 | 5.3314e-07 | 0.18033 | 0.00099702 | 1.271e-06 | 0.10914 | 0.00060343 | 7.6924e-07 | 24.5244 | 3.2902 | 0.062277 | 27.8768 | 10.9999 | 1.8943 | 0.027961 | 12.9222 | 14.8431 | 1.9913 | 0.037693 | 16.8721 | 6.6576 | 1.1465 | 0.016923 | 7.821
Statewide | 2029 | 10 | 14 | 0.16508 | 3.2564e-06 | 9.9107e-07 | 0.099915 | 1.9709e-06 | 5.9984e-07 | 0.20289 | 0.0011218 | 1.43e-06 | 0.12279 | 0.00067893 | 8.6548e-07 | 27.5926 | 3.7018 | 0.070069 | 31.3645 | 12.3761 | 2.1313 | 0.031459 | 14.5389 | 16.7001 | 2.2405 | 0.042408 | 18.983 | 7.4905 | 1.29 | 0.01904 | 8.7995
Statewide | 2029 | 10 | 15 | 0.19369 | 3.8206e-06 | 1.1628e-06 | 0.11723 | 2.3124e-06 | 7.0377e-07 | 0.23804 | 0.0013161 | 1.6777e-06 | 0.14407 | 0.00079656 | 1.0154e-06 | 32.3735 | 4.3432 | 0.082209 | 36.7989 | 14.5205 | 2.5006 | 0.03691 | 17.058 | 19.5937 | 2.6287 | 0.049756 | 22.2721 | 8.7883 | 1.5135 | 0.02234 | 10.3241
Statewide | 2029 | 10 | 16 | 0.19762 | 3.8981e-06 | 1.1864e-06 | 0.11961 | 2.3593e-06 | 7.1804e-07 | 0.24287 | 0.0013428 | 1.7118e-06 | 0.14699 | 0.00081272 | 1.036e-06 | 33.0302 | 4.4313 | 0.083877 | 37.5454 | 14.815 | 2.5513 | 0.037659 | 17.404 | 19.9912 | 2.682 | 0.050766 | 22.7239 | 8.9666 | 1.5442 | 0.022793 | 10.5336
Statewide | 2029 | 10 | 17 | 0.17859 | 3.5228e-06 | 1.0722e-06 | 0.10809 | 2.1322e-06 | 6.4892e-07 | 0.21949 | 0.0012135 | 1.547e-06 | 0.13284 | 0.00073448 | 9.3629e-07 | 29.8503 | 4.0047 | 0.075802 | 33.9308 | 13.3887 | 2.3057 | 0.034034 | 15.7285 | 18.0666 | 2.4238 | 0.045878 | 20.5362 | 8.1034 | 1.3955 | 0.020598 | 9.5195
Statewide | 2029 | 10 | 18 | 0.2296 | 4.529e-06 | 1.3784e-06 | 0.13896 | 2.7412e-06 | 8.3426e-07 | 0.28218 | 0.0015602 | 1.9888e-06 | 0.17079 | 0.00094427 | 1.2037e-06 | 38.3764 | 5.1485 | 0.097453 | 43.6224 | 17.2129 | 2.9643 | 0.043755 | 20.221 | 23.2269 | 3.1161 | 0.058982 | 26.4019 | 10.4179 | 1.7941 | 0.026482 | 12.2385
Statewide | 2029 | 10 | 19 | 0.28132 | 5.5491e-06 | 1.6889e-06 | 0.17026 | 3.3585e-06 | 1.0222e-06 | 0.34573 | 0.0019116 | 2.4368e-06 | 0.20925 | 0.0011569 | 1.4748e-06 | 47.0199 | 6.3081 | 0.1194 | 53.4474 | 21.0898 | 3.6319 | 0.053609 | 24.7753 | 28.4582 | 3.8179 | 0.072267 | 32.3484 | 12.7644 | 2.1982 | 0.032446 | 14.995
Statewide | 2029 | 10 | 20 | 0.24042 | 4.7423e-06 | 1.4433e-06 | 0.14551 | 2.8702e-06 | 8.7355e-07 | 0.29547 | 0.0016336 | 2.0825e-06 | 0.17883 | 0.00098874 | 1.2604e-06 | 40.1837 | 5.391 | 0.10204 | 45.6767 | 18.0236 | 3.1039 | 0.045815 | 21.1733 | 24.3207 | 3.2628 | 0.06176 | 27.6453 | 10.9086 | 1.8786 | 0.027729 | 12.8149
Statewide | 2029 | 10 | 21 | 0.19703 | 3.8865e-06 | 1.1828e-06 | 0.11925 | 2.3522e-06 | 7.159e-07 | 0.24214 | 0.0013388 | 1.7067e-06 | 0.14656 | 0.0008103 | 1.0329e-06 | 32.9317 | 4.4181 | 0.083627 | 37.4334 | 14.7708 | 2.5437 | 0.037547 | 17.3521 | 19.9315 | 2.674 | 0.050614 | 22.6561 | 8.9399 | 1.5396 | 0.022725 | 10.5022
Statewide | 2029 | 10 | 22 | 0.18429 | 3.6352e-06 | 1.1064e-06 | 0.11154 | 2.2001e-06 | 6.6961e-07 | 0.22649 | 0.0012522 | 1.5963e-06 | 0.13708 | 0.0007579 | 9.6615e-07 | 30.8022 | 4.1324 | 0.078219 | 35.0128 | 13.8157 | 2.3793 | 0.035119 | 16.2301 | 18.6427 | 2.5011 | 0.047341 | 21.1911 | 8.3618 | 1.44 | 0.021255 | 9.8231
Statewide | 2029 | 10 | 23 | 0.17546 | 3.461e-06 | 1.0533e-06 | 0.10619 | 2.0947e-06 | 6.3752e-07 | 0.21563 | 0.0011922 | 1.5198e-06 | 0.13051 | 0.00072158 | 9.1985e-07 | 29.3261 | 3.9343 | 0.074471 | 33.3349 | 13.1536 | 2.2652 | 0.033436 | 15.4523 | 17.7493 | 2.3812 | 0.045073 | 20.1756 | 7.9611 | 1.371 | 0.020237 | 9.3523
Statewide | 2029 | 10 | 24 | 0.16143 | 3.1843e-06 | 9.6914e-07 | 0.097704 | 1.9273e-06 | 5.8656e-07 | 0.1984 | 0.0010969 | 1.3983e-06 | 0.12008 | 0.0006639 | 8.4632e-07 | 26.982 | 3.6199 | 0.068518 | 30.6704 | 12.1022 | 2.0842 | 0.030763 | 14.2171 | 16.3305 | 2.1909 | 0.04147 | 18.5629 | 7.3247 | 1.2614 | 0.018619 | 8.6048
Statewide | 2029 | 11 | 1 | 0.1955 | 3.8563e-06 | 1.1737e-06 | 0.11832 | 2.334e-06 | 7.1034e-07 | 0.24026 | 0.0013284 | 1.6934e-06 | 0.14542 | 0.00080401 | 1.0249e-06 | 32.676 | 4.3838 | 0.082978 | 37.1427 | 14.6561 | 2.524 | 0.037255 | 17.2174 | 19.7768 | 2.6532 | 0.050221 | 22.4802 | 8.8705 | 1.5276 | 0.022548 | 10.4206
Statewide | 2029 | 11 | 2 | 0.17398 | 3.4318e-06 | 1.0445e-06 | 0.1053 | 2.0771e-06 | 6.3215e-07 | 0.21382 | 0.0011822 | 1.507e-06 | 0.12941 | 0.00071551 | 9.1211e-07 | 29.0792 | 3.9012 | 0.073844 | 33.0543 | 13.0429 | 2.2462 | 0.033154 | 15.3222 | 17.5999 | 2.3612 | 0.044693 | 20.0057 | 7.8941 | 1.3595 | 0.020066 | 9.2736
Statewide | 2029 | 11 | 3 | 0.17168 | 3.3866e-06 | 1.0307e-06 | 0.10391 | 2.0497e-06 | 6.2381e-07 | 0.211 | 0.0011666 | 1.4871e-06 | 0.1277 | 0.00070607 | 9.0007e-07 | 28.6956 | 3.8498 | 0.07287 | 32.6182 | 12.8708 | 2.2165 | 0.032717 | 15.1201 | 17.3677 | 2.33 | 0.044104 | 19.7418 | 7.7899 | 1.3415 | 0.019802 | 9.1512
Statewide | 2029 | 11 | 4 | 0.17917 | 3.5343e-06 | 1.0757e-06 | 0.10844 | 2.1391e-06 | 6.5103e-07 | 0.2202 | 0.0012175 | 1.552e-06 | 0.13328 | 0.00073688 | 9.3935e-07 | 29.9477 | 4.0177 | 0.076049 | 34.0415 | 13.4324 | 2.3132 | 0.034145 | 15.7798 | 18.1255 | 2.4317 | 0.046028 | 20.6032 | 8.1298 | 1.4001 | 0.020666 | 9.5506
Statewide | 2029 | 11 | 5 | 0.17152 | 3.3834e-06 | 1.0297e-06 | 0.10381 | 2.0478e-06 | 6.2323e-07 | 0.2108 | 0.0011655 | 1.4858e-06 | 0.12758 | 0.00070541 | 8.9923e-07 | 28.6688 | 3.8462 | 0.072802 | 32.5878 | 12.8588 | 2.2145 | 0.032687 | 15.106 | 17.3515 | 2.3278 | 0.044062 | 19.7234 | 7.7826 | 1.3403 | 0.019783 | 9.1427
Statewide | 2029 | 11 | 6 | 0.20124 | 3.9695e-06 | 1.2081e-06 | 0.1218 | 2.4025e-06 | 7.312e-07 | 0.24732 | 0.0013674 | 1.7431e-06 | 0.14969 | 0.00082761 | 1.055e-06 | 33.6354 | 4.5125 | 0.085414 | 38.2333 | 15.0865 | 2.5981 | 0.038349 | 17.7229 | 20.3575 | 2.7311 | 0.051696 | 23.1403 | 9.1309 | 1.5725 | 0.02321 | 10.7266
Statewide | 2029 | 11 | 7 | 0.21518 | 4.2445e-06 | 1.2918e-06 | 0.13023 | 2.5689e-06 | 7.8185e-07 | 0.26445 | 0.0014621 | 1.8639e-06 | 0.16006 | 0.00088494 | 1.1281e-06 | 35.9653 | 4.825 | 0.09133 | 40.8816 | 16.1315 | 2.7781 | 0.041006 | 18.9505 | 21.7676 | 2.9203 | 0.055277 | 24.7431 | 9.7634 | 1.6814 | 0.024818 | 11.4696
Statewide | 2029 | 11 | 8 | 0.20742 | 4.0916e-06 | 1.2453e-06 | 0.12554 | 2.4764e-06 | 7.5368e-07 | 0.25492 | 0.0014095 | 1.7967e-06 | 0.15429 | 0.00085306 | 1.0875e-06 | 34.6695 | 4.6512 | 0.08804 | 39.4088 | 15.5503 | 2.678 | 0.039528 | 18.2678 | 20.9833 | 2.8151 | 0.053285 | 23.8517 | 9.4116 | 1.6208 | 0.023924 | 11.0564
Statewide | 2029 | 11 | 9 | 0.19648 | 3.8756e-06 | 1.1795e-06 | 0.11891 | 2.3457e-06 | 7.139e-07 | 0.24147 | 0.0013351 | 1.7019e-06 | 0.14614 | 0.00080803 | 1.0301e-06 | 32.8394 | 4.4057 | 0.083393 | 37.3285 | 14.7295 | 2.5366 | 0.037442 | 17.3035 | 19.8757 | 2.6665 | 0.050472 | 22.5927 | 8.9148 | 1.5353 | 0.022661 | 10.4728
Statewide | 2029 | 11 | 10 | 0.16481 | 3.251e-06 | 9.8942e-07 | 0.099749 | 1.9676e-06 | 5.9884e-07 | 0.20255 | 0.0011199 | 1.4276e-06 | 0.12259 | 0.0006778 | 8.6404e-07 | 27.5467 | 3.6956 | 0.069952 | 31.3122 | 12.3555 | 2.1278 | 0.031407 | 14.5147 | 16.6723 | 2.2367 | 0.042338 | 18.9514 | 7.478 | 1.2878 | 0.019009 | 8.7848
Statewide | 2029 | 11 | 11 | 0.16548 | 3.2641e-06 | 9.9343e-07 | 0.10015 | 1.9756e-06 | 6.0126e-07 | 0.20337 | 0.0011244 | 1.4334e-06 | 0.12309 | 0.00068054 | 8.6753e-07 | 27.6581 | 3.7106 | 0.070235 | 31.4389 | 12.4055 | 2.1364 | 0.031534 | 14.5734 | 16.7397 | 2.2458 | 0.042509 | 19.028 | 7.5083 | 1.293 | 0.019086 | 8.8204
Statewide | 2029 | 11 | 12 | 0.17208 | 3.3943e-06 | 1.033e-06 | 0.10415 | 2.0544e-06 | 6.2524e-07 | 0.21148 | 0.0011693 | 1.4905e-06 | 0.128 | 0.00070768 | 9.0213e-07 | 28.7611 | 3.8586 | 0.073036 | 32.6927 | 12.9002 | 2.2216 | 0.032792 | 15.1546 | 17.4074 | 2.3353 | 0.044204 | 19.7869 | 7.8077 | 1.3446 | 0.019847 | 9.1721
Statewide | 2029 | 11 | 13 | 0.18755 | 3.6996e-06 | 1.126e-06 | 0.11352 | 2.2392e-06 | 6.8148e-07 | 0.2305 | 0.0012744 | 1.6246e-06 | 0.13951 | 0.00077134 | 9.8328e-07 | 31.3484 | 4.2057 | 0.079606 | 35.6336 | 14.0607 | 2.4214 | 0.035742 | 16.5178 | 18.9732 | 2.5454 | 0.048181 | 21.5668 | 8.5101 | 1.4655 | 0.021632 | 9.9972
Statewide | 2029 | 11 | 14 | 0.2056 | 4.0555e-06 | 1.2343e-06 | 0.12443 | 2.4545e-06 | 7.4703e-07 | 0.25267 | 0.001397 | 1.7809e-06 | 0.15293 | 0.00084554 | 1.0779e-06 | 34.3638 | 4.6102 | 0.087264 | 39.0612 | 15.4132 | 2.6544 | 0.03918 | 18.1067 | 20.7983 | 2.7903 | 0.052815 | 23.6414 | 9.3286 | 1.6065 | 0.023713 | 10.9589
Statewide | 2029 | 11 | 15 | 0.22084 | 4.3562e-06 | 1.3258e-06 | 0.13366 | 2.6365e-06 | 8.0242e-07 | 0.27141 | 0.0015006 | 1.9129e-06 | 0.16427 | 0.00090823 | 1.1578e-06 | 36.9118 | 4.952 | 0.093734 | 41.9575 | 16.556 | 2.8512 | 0.042085 | 19.4493 | 22.3404 | 2.9972 | 0.056731 | 25.3943 | 10.0203 | 1.7256 | 0.025471 | 11.7714
Statewide | 2029 | 11 | 16 | 0.23777 | 4.6902e-06 | 1.4274e-06 | 0.14391 | 2.8387e-06 | 8.6394e-07 | 0.29222 | 0.0016157 | 2.0596e-06 | 0.17686 | 0.00097786 | 1.2465e-06 | 39.7415 | 5.3317 | 0.10092 | 45.1741 | 17.8252 | 3.0697 | 0.045311 | 20.9403 | 24.0531 | 3.2269 | 0.061081 | 27.3411 | 10.7885 | 1.8579 | 0.027424 | 12.6739
Statewide | 2029 | 11 | 17 | 0.24505 | 4.8337e-06 | 1.4711e-06 | 0.14831 | 2.9255e-06 | 8.9038e-07 | 0.30116 | 0.0016651 | 2.1226e-06 | 0.18227 | 0.0010078 | 1.2847e-06 | 40.9578 | 5.4948 | 0.10401 | 46.5567 | 18.3708 | 3.1637 | 0.046698 | 21.5812 | 24.7893 | 3.3257 | 0.06295 | 28.1779 | 11.1187 | 1.9148 | 0.028263 | 13.0618
Statewide | 2029 | 11 | 18 | 0.31114 | 6.1375e-06 | 1.8679e-06 | 0.18832 | 3.7147e-06 | 1.1305e-06 | 0.38239 | 0.0021142 | 2.6952e-06 | 0.23144 | 0.0012796 | 1.6312e-06 | 52.0055 | 6.977 | 0.13206 | 59.1145 | 23.326 | 4.017 | 0.059294 | 27.4023 | 31.4757 | 4.2227 | 0.07993 | 35.7784 | 14.1178 | 2.4313 | 0.035887 | 16.5849
Statewide | 2029 | 11 | 19 | 0.31281 | 6.1704e-06 | 1.8779e-06 | 0.18932 | 3.7345e-06 | 1.1366e-06 | 0.38444 | 0.0021256 | 2.7096e-06 | 0.23268 | 0.0012865 | 1.6399e-06 | 52.2838 | 7.0143 | 0.13277 | 59.4309 | 23.4508 | 4.0385 | 0.059611 | 27.549 | 31.6442 | 4.2453 | 0.080357 | 35.9699 | 14.1933 | 2.4443 | 0.036079 | 16.6737
Statewide | 2029 | 11 | 20 | 0.27723 | 5.4685e-06 | 1.6643e-06 | 0.16779 | 3.3098e-06 | 1.0073e-06 | 0.34071 | 0.0018838 | 2.4014e-06 | 0.20621 | 0.0011401 | 1.4534e-06 | 46.3368 | 6.2165 | 0.11767 | 52.671 | 20.7834 | 3.5792 | 0.052831 | 24.4155 | 28.0448 | 3.7625 | 0.071217 | 31.8785 | 12.5789 | 2.1663 | 0.031975 | 14.7772
Statewide | 2029 | 11 | 21 | 0.23534 | 4.6422e-06 | 1.4128e-06 | 0.14244 | 2.8096e-06 | 8.551e-07 | 0.28923 | 0.0015991 | 2.0385e-06 | 0.17505 | 0.00096785 | 1.2338e-06 | 39.3349 | 5.2771 | 0.099887 | 44.7119 | 17.6429 | 3.0383 | 0.044847 | 20.726 | 23.807 | 3.1939 | 0.060456 | 27.0614 | 10.6781 | 1.8389 | 0.027143 | 12.5442
Statewide | 2029 | 11 | 22 | 0.22712 | 4.48e-06 | 1.3635e-06 | 0.13746 | 2.7115e-06 | 8.2524e-07 | 0.27913 | 0.0015433 | 1.9673e-06 | 0.16894 | 0.00093405 | 1.1907e-06 | 37.961 | 5.0928 | 0.096399 | 43.1502 | 17.0266 | 2.9322 | 0.043281 | 20.0021 | 22.9755 | 3.0824 | 0.058344 | 26.1162 | 10.3052 | 1.7747 | 0.026195 | 12.1061
Statewide | 2029 | 11 | 23 | 0.21121 | 4.1662e-06 | 1.268e-06 | 0.12783 | 2.5216e-06 | 7.6743e-07 | 0.25957 | 0.0014352 | 1.8295e-06 | 0.1571 | 0.00086862 | 1.1073e-06 | 35.302 | 4.7361 | 0.089646 | 40.1278 | 15.834 | 2.7268 | 0.040249 | 18.6011 | 21.3662 | 2.8665 | 0.054257 | 24.2869 | 9.5833 | 1.6504 | 0.02436 | 11.2581
Statewide | 2029 | 11 | 24 | 0.21328 | 4.207e-06 | 1.2804e-06 | 0.12908 | 2.5462e-06 | 7.7494e-07 | 0.26211 | 0.0014492 | 1.8474e-06 | 0.15864 | 0.00087712 | 1.1181e-06 | 35.6473 | 4.7824 | 0.090523 | 40.5203 | 15.9889 | 2.7535 | 0.040643 | 18.783 | 21.5751 | 2.8945 | 0.054788 | 24.5244 | 9.6771 | 1.6665 | 0.024599 | 11.3682
Statewide | 2029 | 12 | 1 | 0.19304 | 3.8079e-06 | 1.1589e-06 | 0.11684 | 2.3047e-06 | 7.0142e-07 | 0.23725 | 0.0013117 | 1.6722e-06 | 0.14359 | 0.00079391 | 1.012e-06 | 32.2655 | 4.3287 | 0.081935 | 36.6762 | 14.472 | 2.4923 | 0.036787 | 17.0011 | 19.5284 | 2.6199 | 0.04959 | 22.1978 | 8.759 | 1.5084 | 0.022265 | 10.2897
Statewide | 2029 | 12 | 2 | 0.18052 | 3.5608e-06 | 1.0837e-06 | 0.10926 | 2.1551e-06 | 6.5591e-07 | 0.22185 | 0.0012266 | 1.5637e-06 | 0.13427 | 0.0007424 | 9.4639e-07 | 30.1721 | 4.0478 | 0.076619 | 34.2966 | 13.5331 | 2.3306 | 0.0344 | 15.898 | 18.2613 | 2.4499 | 0.046373 | 20.7576 | 8.1907 | 1.4106 | 0.02082 | 9.6221
Statewide | 2029 | 12 | 3 | 0.17356 | 3.4235e-06 | 1.0419e-06 | 0.10504 | 2.072e-06 | 6.3062e-07 | 0.2133 | 0.0011793 | 1.5034e-06 | 0.1291 | 0.00071378 | 9.099e-07 | 29.0089 | 3.8918 | 0.073665 | 32.9743 | 13.0113 | 2.2407 | 0.033074 | 15.2851 | 17.5573 | 2.3555 | 0.044585 | 19.9573 | 7.875 | 1.3562 | 0.020018 | 9.2512
Statewide | 2029 | 12 | 4 | 0.17189 | 3.3906e-06 | 1.0319e-06 | 0.10403 | 2.0521e-06 | 6.2455e-07 | 0.21125 | 0.001168 | 1.4889e-06 | 0.12786 | 0.00070691 | 9.0114e-07 | 28.7296 | 3.8543 | 0.072956 | 32.6569 | 12.8861 | 2.2192 | 0.032756 | 15.138 | 17.3883 | 2.3328 | 0.044156 | 19.7652 | 7.7992 | 1.3431 | 0.019825 | 9.1621
Statewide | 2029 | 12 | 5 | 0.16582 | 3.2709e-06 | 9.955e-07 | 0.10036 | 1.9797e-06 | 6.0252e-07 | 0.20379 | 0.0011268 | 1.4364e-06 | 0.12334 | 0.00068196 | 8.6934e-07 | 27.7159 | 3.7183 | 0.070382 | 31.5046 | 12.4314 | 2.1409 | 0.0316 | 14.6038 | 16.7747 | 2.2505 | 0.042598 | 19.0678 | 7.524 | 1.2957 | 0.019126 | 8.8388
Statewide | 2029 | 12 | 6 | 0.18053 | 3.561e-06 | 1.0838e-06 | 0.10926 | 2.1553e-06 | 6.5595e-07 | 0.22187 | 0.0012267 | 1.5638e-06 | 0.13428 | 0.00074245 | 9.4645e-07 | 30.1741 | 4.0481 | 0.076624 | 34.2988 | 13.534 | 2.3307 | 0.034403 | 15.8991 | 18.2625 | 2.4501 | 0.046376 | 20.759 | 8.1913 | 1.4106 | 0.020822 | 9.6227
Statewide | 2029 | 12 | 7 | 0.20372 | 4.0185e-06 | 1.223e-06 | 0.1233 | 2.4321e-06 | 7.4022e-07 | 0.25037 | 0.0013843 | 1.7646e-06 | 0.15153 | 0.00083782 | 1.068e-06 | 34.0501 | 4.5681 | 0.086467 | 38.7047 | 15.2725 | 2.6301 | 0.038822 | 17.9414 | 20.6085 | 2.7648 | 0.052333 | 23.4256 | 9.2435 | 1.5919 | 0.023497 | 10.8589
Statewide | 2029 | 12 | 8 | 0.21122 | 4.1664e-06 | 1.268e-06 | 0.12784 | 2.5217e-06 | 7.6747e-07 | 0.25959 | 0.0014352 | 1.8296e-06 | 0.15711 | 0.00086867 | 1.1073e-06 | 35.3038 | 4.7363 | 0.089651 | 40.1298 | 15.8348 | 2.727 | 0.040251 | 18.602 | 21.3672 | 2.8666 | 0.05426 | 24.2881 | 9.5838 | 1.6505 | 0.024362 | 11.2587
Statewide | 2029 | 12 | 9 | 0.19153 | 3.7779e-06 | 1.1498e-06 | 0.11592 | 2.2866e-06 | 6.9591e-07 | 0.23538 | 0.0013014 | 1.659e-06 | 0.14246 | 0.00078767 | 1.0041e-06 | 32.012 | 4.2947 | 0.081291 | 36.388 | 14.3583 | 2.4727 | 0.036498 | 16.8675 | 19.3749 | 2.5993 | 0.049201 | 22.0234 | 8.6902 | 1.4966 | 0.02209 | 10.2089
Statewide | 2029 | 12 | 10 | 0.16999 | 3.3531e-06 | 1.0205e-06 | 0.10288 | 2.0294e-06 | 6.1765e-07 | 0.20891 | 0.0011551 | 1.4724e-06 | 0.12644 | 0.00069909 | 8.9118e-07 | 28.412 | 3.8117 | 0.07215 | 32.2958 | 12.7436 | 2.1946 | 0.032394 | 14.9706 | 17.196 | 2.307 | 0.043668 | 19.5467 | 7.7129 | 1.3283 | 0.019606 | 9.0608
Statewide | 2029 | 12 | 11 | 0.16698 | 3.2938e-06 | 1.0024e-06 | 0.10106 | 1.9935e-06 | 6.0672e-07 | 0.20522 | 0.0011346 | 1.4464e-06 | 0.1242 | 0.00068672 | 8.7541e-07 | 27.9093 | 3.7443 | 0.070873 | 31.7245 | 12.5182 | 2.1558 | 0.031821 | 14.7058 | 16.8918 | 2.2662 | 0.042895 | 19.2009 | 7.5765 | 1.3048 | 0.019259 | 8.9005
Statewide | 2029 | 12 | 12 | 0.171 | 3.3731e-06 | 1.0266e-06 | 0.1035 | 2.0415e-06 | 6.2133e-07 | 0.21016 | 0.001162 | 1.4812e-06 | 0.1272 | 0.00070326 | 8.9649e-07 | 28.5815 | 3.8345 | 0.07258 | 32.4885 | 12.8196 | 2.2077 | 0.032587 | 15.0599 | 17.2986 | 2.3208 | 0.043928 | 19.6633 | 7.7589 | 1.3362 | 0.019723 | 9.1149
Statewide | 2029 | 12 | 13 | 0.18779 | 3.7042e-06 | 1.1274e-06 | 0.11366 | 2.2419e-06 | 6.8232e-07 | 0.23079 | 0.001276 | 1.6266e-06 | 0.13968 | 0.00077229 | 9.845e-07 | 31.3871 | 4.2108 | 0.079705 | 35.6776 | 14.078 | 2.4244 | 0.035786 | 16.5382 | 18.9967 | 2.5486 | 0.04824 | 21.5935 | 8.5206 | 1.4674 | 0.021659 | 10.0096
Statewide | 2029 | 12 | 14 | 0.19406 | 3.828e-06 | 1.165e-06 | 0.11745 | 2.3169e-06 | 7.0513e-07 | 0.2385 | 0.0013187 | 1.681e-06 | 0.14435 | 0.00079811 | 1.0174e-06 | 32.4362 | 4.3516 | 0.082369 | 36.8702 | 14.5486 | 2.5055 | 0.036982 | 17.0911 | 19.6317 | 2.6338 | 0.049853 | 22.3153 | 8.8054 | 1.5164 | 0.022383 | 10.3442
Statewide | 2029 | 12 | 15 | 0.20932 | 4.129e-06 | 1.2567e-06 | 0.12669 | 2.499e-06 | 7.6058e-07 | 0.25726 | 0.0014224 | 1.8132e-06 | 0.1557 | 0.00086087 | 1.0974e-06 | 34.9868 | 4.6938 | 0.088846 | 39.7695 | 15.6926 | 2.7025 | 0.03989 | 18.435 | 21.1754 | 2.8409 | 0.053773 | 24.07 | 9.4978 | 1.6356 | 0.024143 | 11.1576
Statewide | 2029 | 12 | 16 | 0.23227 | 4.5817e-06 | 1.3944e-06 | 0.14058 | 2.773e-06 | 8.4397e-07 | 0.28546 | 0.0015783 | 2.012e-06 | 0.17277 | 0.00095525 | 1.2177e-06 | 38.8228 | 5.2084 | 0.098587 | 44.1298 | 17.4132 | 2.9988 | 0.044264 | 20.4562 | 23.4971 | 3.1523 | 0.059669 | 26.7091 | 10.5391 | 1.815 | 0.02679 | 12.3809
Statewide | 2029 | 12 | 17 | 0.2406 | 4.746e-06 | 1.4444e-06 | 0.14562 | 2.8725e-06 | 8.7424e-07 | 0.2957 | 0.0016349 | 2.0841e-06 | 0.17897 | 0.00098951 | 1.2614e-06 | 40.2151 | 5.3952 | 0.10212 | 45.7124 | 18.0376 | 3.1063 | 0.045851 | 21.1898 | 24.3397 | 3.2654 | 0.061808 | 27.6669 | 10.9171 | 1.8801 | 0.027751 | 12.8249
Statewide | 2029 | 12 | 18 | 0.2892 | 5.7047e-06 | 1.7362e-06 | 0.17504 | 3.4527e-06 | 1.0508e-06 | 0.35543 | 0.0019651 | 2.5051e-06 | 0.21512 | 0.0011894 | 1.5162e-06 | 48.3379 | 6.4849 | 0.12275 | 54.9456 | 21.681 | 3.7338 | 0.055112 | 25.4698 | 29.256 | 3.9249 | 0.074293 | 33.2552 | 13.1222 | 2.2598 | 0.033356 | 15.4153
Statewide | 2029 | 12 | 19 | 0.29245 | 5.7687e-06 | 1.7557e-06 | 0.177 | 3.4914e-06 | 1.0626e-06 | 0.35941 | 0.0019872 | 2.5332e-06 | 0.21753 | 0.0012027 | 1.5332e-06 | 48.8804 | 6.5577 | 0.12413 | 55.5622 | 21.9243 | 3.7757 | 0.055731 | 25.7557 | 29.5843 | 3.969 | 0.075127 | 33.6284 | 13.2694 | 2.2852 | 0.03373 | 15.5883
Statewide | 2029 | 12 | 20 | 0.27785 | 5.4807e-06 | 1.668e-06 | 0.16816 | 3.3171e-06 | 1.0096e-06 | 0.34147 | 0.001888 | 2.4067e-06 | 0.20667 | 0.0011427 | 1.4566e-06 | 46.4398 | 6.2303 | 0.11793 | 52.788 | 20.8296 | 3.5871 | 0.052948 | 24.4697 | 28.1072 | 3.7708 | 0.071376 | 31.9494 | 12.6069 | 2.1711 | 0.032046 | 14.81
Statewide | 2029 | 12 | 21 | 0.26045 | 5.1375e-06 | 1.5636e-06 | 0.15763 | 3.1094e-06 | 9.4634e-07 | 0.32009 | 0.0017698 | 2.256e-06 | 0.19373 | 0.0010711 | 1.3654e-06 | 43.532 | 5.8402 | 0.11055 | 49.4827 | 19.5254 | 3.3625 | 0.049633 | 22.9375 | 26.3472 | 3.5347 | 0.066906 | 29.9488 | 11.8175 | 2.0351 | 0.03004 | 13.8827
Statewide | 2029 | 12 | 22 | 0.23403 | 4.6164e-06 | 1.405e-06 | 0.14165 | 2.794e-06 | 8.5036e-07 | 0.28762 | 0.0015903 | 2.0272e-06 | 0.17408 | 0.00096249 | 1.227e-06 | 39.1169 | 5.2479 | 0.099334 | 44.4641 | 17.5451 | 3.0215 | 0.044599 | 20.6112 | 23.675 | 3.1762 | 0.060121 | 26.9114 | 10.6189 | 1.8287 | 0.026993 | 12.4747
Statewide | 2029 | 12 | 23 | 0.22014 | 4.3425e-06 | 1.3216e-06 | 0.13324 | 2.6282e-06 | 7.999e-07 | 0.27056 | 0.0014959 | 1.9069e-06 | 0.16375 | 0.00090537 | 1.1541e-06 | 36.7955 | 4.9364 | 0.093439 | 41.8254 | 16.5039 | 2.8422 | 0.041952 | 19.388 | 22.27 | 2.9877 | 0.056553 | 25.3143 | 9.9888 | 1.7202 | 0.025391 | 11.7344
Statewide | 2029 | 12 | 24 | 0.20913 | 4.1251e-06 | 1.2555e-06 | 0.12657 | 2.4967e-06 | 7.5986e-07 | 0.25701 | 0.001421 | 1.8115e-06 | 0.15555 | 0.00086005 | 1.0964e-06 | 34.9537 | 4.6893 | 0.088762 | 39.7318 | 15.6778 | 2.6999 | 0.039852 | 18.4175 | 21.1553 | 2.8382 | 0.053722 | 24.0472 | 9.4888 | 1.6341 | 0.02412 | 11.147
Statewide | 2030 | 1 | 1 | 0.17762 | 3.5037e-06 | 1.0663e-06 | 0.098973 | 1.9523e-06 | 5.9418e-07 | 0.2183 | 0.0012069 | 1.5386e-06 | 0.12164 | 0.00067253 | 8.5732e-07 | 29.9065 | 4.1036 | 0.076929 | 34.087 | 13.5343 | 2.4139 | 0.035387 | 15.9836 | 16.6643 | 2.2866 | 0.042866 | 18.9937 | 7.5415 | 1.3451 | 0.019718 | 8.9063
Statewide | 2030 | 1 | 2 | 0.15353 | 3.0285e-06 | 9.2171e-07 | 0.085549 | 1.6875e-06 | 5.1359e-07 | 0.18869 | 0.0010432 | 1.3299e-06 | 0.10514 | 0.00058131 | 7.4103e-07 | 25.85 | 3.547 | 0.066494 | 29.4635 | 11.6986 | 2.0865 | 0.030587 | 13.8156 | 14.404 | 1.9764 | 0.037052 | 16.4175 | 6.5186 | 1.1626 | 0.017044 | 7.6982
Statewide | 2030 | 1 | 3 | 0.14257 | 2.8123e-06 | 8.5591e-07 | 0.079441 | 1.567e-06 | 4.7692e-07 | 0.17522 | 0.00096876 | 1.2349e-06 | 0.097633 | 0.00053981 | 6.8813e-07 | 24.0046 | 3.2938 | 0.061747 | 27.3602 | 10.8634 | 1.9375 | 0.028404 | 12.8293 | 13.3757 | 1.8353 | 0.034406 | 15.2454 | 6.0532 | 1.0796 | 0.015827 | 7.1487
Statewide | 2030 | 1 | 4 | 0.13927 | 2.7472e-06 | 8.361e-07 | 0.077603 | 1.5308e-06 | 4.6588e-07 | 0.17116 | 0.00094634 | 1.2064e-06 | 0.095373 | 0.00052731 | 6.722e-07 | 23.449 | 3.2176 | 0.060318 | 26.7269 | 10.612 | 1.8927 | 0.027746 | 12.5324 | 13.0661 | 1.7929 | 0.03361 | 14.8926 | 5.9131 | 1.0546 | 0.015461 | 6.9832
Statewide | 2030 | 1 | 5 | 0.14129 | 2.7869e-06 | 8.482e-07 | 0.078726 | 1.5529e-06 | 4.7263e-07 | 0.17364 | 0.00096004 | 1.2238e-06 | 0.096753 | 0.00053495 | 6.8193e-07 | 23.7884 | 3.2641 | 0.061191 | 27.1138 | 10.7656 | 1.9201 | 0.028148 | 12.7138 | 13.2552 | 1.8188 | 0.034097 | 15.1081 | 5.9987 | 1.0699 | 0.015684 | 7.0843
Statewide | 2030 | 1 | 6 | 0.1576 | 3.1087e-06 | 9.4612e-07 | 0.087814 | 1.7322e-06 | 5.2719e-07 | 0.19368 | 0.0010709 | 1.3651e-06 | 0.10792 | 0.0005967 | 7.6066e-07 | 26.5346 | 3.6409 | 0.068255 | 30.2438 | 12.0084 | 2.1417 | 0.031398 | 14.1815 | 14.7854 | 2.0288 | 0.038033 | 16.8522 | 6.6912 | 1.1934 | 0.017495 | 7.9021
Statewide | 2030 | 1 | 7 | 0.18144 | 3.579e-06 | 1.0893e-06 | 0.1011 | 1.9943e-06 | 6.0695e-07 | 0.22299 | 0.0012329 | 1.5716e-06 | 0.12425 | 0.00068698 | 8.7574e-07 | 30.5491 | 4.1918 | 0.078582 | 34.8195 | 13.8252 | 2.4658 | 0.036148 | 16.3271 | 17.0224 | 2.3357 | 0.043787 | 19.4019 | 7.7035 | 1.374 | 0.020142 | 9.0976
Statewide | 2030 | 1 | 8 | 0.18998 | 3.7475e-06 | 1.1405e-06 | 0.10586 | 2.0881e-06 | 6.3552e-07 | 0.23348 | 0.0012909 | 1.6456e-06 | 0.1301 | 0.00071932 | 9.1697e-07 | 31.9874 | 4.3892 | 0.082282 | 36.4588 | 14.4761 | 2.5819 | 0.03785 | 17.0958 | 17.8238 | 2.4457 | 0.045848 | 20.3153 | 8.0662 | 1.4386 | 0.02109 | 9.526
Statewide | 2030 | 1 | 9 | 0.18828 | 3.714e-06 | 1.1303e-06 | 0.10491 | 2.0695e-06 | 6.2984e-07 | 0.2314 | 0.0012794 | 1.6309e-06 | 0.12894 | 0.00071289 | 9.0877e-07 | 31.7015 | 4.3499 | 0.081546 | 36.1329 | 14.3467 | 2.5588 | 0.037511 | 16.9429 | 17.6645 | 2.4238 | 0.045439 | 20.1337 | 7.9941 | 1.4258 | 0.020902 | 9.4408
Statewide | 2030 | 1 | 10 | 0.17216 | 3.3959e-06 | 1.0335e-06 | 0.095929 | 1.8923e-06 | 5.7591e-07 | 0.21158 | 0.0011698 | 1.4913e-06 | 0.1179 | 0.00065184 | 8.3095e-07 | 28.9867 | 3.9774 | 0.074563 | 33.0387 | 13.1181 | 2.3397 | 0.034299 | 15.492 | 16.1518 | 2.2163 | 0.041547 | 18.4096 | 7.3096 | 1.3037 | 0.019112 | 8.6324
Statewide | 2030 | 1 | 11 | 0.17576 | 3.4669e-06 | 1.0551e-06 | 0.097933 | 1.9318e-06 | 5.8793e-07 | 0.216 | 0.0011943 | 1.5224e-06 | 0.12036 | 0.00066546 | 8.4831e-07 | 29.5922 | 4.0605 | 0.076121 | 33.7288 | 13.3921 | 2.3885 | 0.035015 | 15.8156 | 16.4891 | 2.2626 | 0.042415 | 18.7941 | 7.4622 | 1.3309 | 0.019511 | 8.8127
Statewide | 2030 | 1 | 12 | 0.20104 | 3.9656e-06 | 1.2069e-06 | 0.11202 | 2.2097e-06 | 6.7251e-07 | 0.24707 | 0.0013661 | 1.7414e-06 | 0.13767 | 0.00076119 | 9.7034e-07 | 33.8492 | 4.6446 | 0.087071 | 38.5809 | 15.3186 | 2.7321 | 0.040053 | 18.0908 | 18.8612 | 2.588 | 0.048517 | 21.4978 | 8.5357 | 1.5224 | 0.022318 | 10.0804
Statewide | 2030 | 1 | 13 | 0.21663 | 4.2732e-06 | 1.3006e-06 | 0.12071 | 2.3811e-06 | 7.2468e-07 | 0.26624 | 0.001472 | 1.8765e-06 | 0.14835 | 0.00082024 | 1.0456e-06 | 36.4751 | 5.0049 | 0.093826 | 41.5739 | 16.507 | 2.9441 | 0.04316 | 19.4942 | 20.3244 | 2.7888 | 0.052281 | 23.1655 | 9.1979 | 1.6405 | 0.024049 | 10.8624
Statewide | 2030 | 1 | 14 | 0.2283 | 4.5034e-06 | 1.3706e-06 | 0.12721 | 2.5093e-06 | 7.6371e-07 | 0.28058 | 0.0015513 | 1.9776e-06 | 0.15634 | 0.00086441 | 1.1019e-06 | 38.4395 | 5.2745 | 0.098879 | 43.8129 | 17.396 | 3.1026 | 0.045484 | 20.5441 | 21.419 | 2.939 | 0.055096 | 24.4131 | 9.6933 | 1.7288 | 0.025344 | 11.4474
Statewide | 2030 | 1 | 15 | 0.22368 | 4.4121e-06 | 1.3428e-06 | 0.12463 | 2.4585e-06 | 7.4824e-07 | 0.27489 | 0.0015199 | 1.9375e-06 | 0.15317 | 0.0008469 | 1.0796e-06 | 37.6605 | 5.1676 | 0.096875 | 42.925 | 17.0435 | 3.0398 | 0.044562 | 20.1278 | 20.9849 | 2.8794 | 0.05398 | 23.9184 | 9.4968 | 1.6938 | 0.024831 | 11.2155
Statewide | 2030 | 1 | 16 | 0.22216 | 4.3822e-06 | 1.3337e-06 | 0.12379 | 2.4418e-06 | 7.4316e-07 | 0.27303 | 0.0015096 | 1.9244e-06 | 0.15214 | 0.00084115 | 1.0723e-06 | 37.4051 | 5.1325 | 0.096218 | 42.6339 | 16.9279 | 3.0191 | 0.04426 | 19.9913 | 20.8426 | 2.8599 | 0.053614 | 23.7561 | 9.4324 | 1.6823 | 0.024662 | 11.1394
Statewide | 2030 | 1 | 17 | 0.19524 | 3.8512e-06 | 1.1721e-06 | 0.10879 | 2.146e-06 | 6.5312e-07 | 0.23995 | 0.0013267 | 1.6912e-06 | 0.1337 | 0.00073924 | 9.4236e-07 | 32.8731 | 4.5107 | 0.08456 | 37.4683 | 14.8769 | 2.6533 | 0.038898 | 17.5691 | 18.3173 | 2.5134 | 0.047118 | 20.8778 | 8.2896 | 1.4785 | 0.021674 | 9.7897
Statewide | 2030 | 1 | 18 | 0.2248 | 4.4342e-06 | 1.3495e-06 | 0.12526 | 2.4708e-06 | 7.5198e-07 | 0.27627 | 0.0015275 | 1.9472e-06 | 0.15394 | 0.00085114 | 1.085e-06 | 37.8491 | 5.1935 | 0.09736 | 43.1399 | 17.1288 | 3.055 | 0.044786 | 20.2285 | 21.09 | 2.8939 | 0.05425 | 24.0381 | 9.5444 | 1.7023 | 0.024955 | 11.2716
Statewide | 2030 | 1 | 19 | 0.23901 | 4.7146e-06 | 1.4349e-06 | 0.13318 | 2.6271e-06 | 7.9954e-07 | 0.29374 | 0.0016241 | 2.0703e-06 | 0.16368 | 0.00090496 | 1.1536e-06 | 40.2427 | 5.5219 | 0.10352 | 45.8681 | 18.212 | 3.2482 | 0.047618 | 21.5078 | 22.4237 | 3.0769 | 0.057681 | 25.5583 | 10.148 | 1.8099 | 0.026533 | 11.9844
Statewide | 2030 | 1 | 20 | 0.24192 | 4.7721e-06 | 1.4524e-06 | 0.1348 | 2.659e-06 | 8.0928e-07 | 0.29732 | 0.0016439 | 2.0956e-06 | 0.16567 | 0.00091598 | 1.1677e-06 | 40.7328 | 5.5892 | 0.10478 | 46.4267 | 18.4338 | 3.2877 | 0.048198 | 21.7698 | 22.6968 | 3.1143 | 0.058383 | 25.8696 | 10.2716 | 1.832 | 0.026856 | 12.1304
Statewide | 2030 | 1 | 21 | 0.20066 | 3.9581e-06 | 1.2046e-06 | 0.11181 | 2.2055e-06 | 6.7124e-07 | 0.24661 | 0.0013635 | 1.7381e-06 | 0.13741 | 0.00075975 | 9.685e-07 | 33.7852 | 4.6358 | 0.086906 | 38.5079 | 15.2896 | 2.727 | 0.039977 | 18.0566 | 18.8255 | 2.5831 | 0.048425 | 21.4571 | 8.5196 | 1.5195 | 0.022276 | 10.0614
Statewide | 2030 | 1 | 22 | 0.19561 | 3.8585e-06 | 1.1743e-06 | 0.109 | 2.15e-06 | 6.5436e-07 | 0.2404 | 0.0013292 | 1.6944e-06 | 0.13396 | 0.00074064 | 9.4414e-07 | 32.9354 | 4.5192 | 0.08472 | 37.5393 | 14.9051 | 2.6584 | 0.038971 | 17.6024 | 18.352 | 2.5182 | 0.047207 | 20.9174 | 8.3053 | 1.4813 | 0.021715 | 9.8083
Statewide | 2030 | 1 | 23 | 0.18309 | 3.6115e-06 | 1.0992e-06 | 0.10202 | 2.0124e-06 | 6.1247e-07 | 0.22501 | 0.0012441 | 1.5859e-06 | 0.12538 | 0.00069323 | 8.837e-07 | 30.827 | 4.2299 | 0.079297 | 35.1363 | 13.9509 | 2.4882 | 0.036477 | 16.4756 | 17.1772 | 2.357 | 0.044185 | 19.5784 | 7.7736 | 1.3865 | 0.020325 | 9.1804
Statewide | 2030 | 1 | 24 | 0.18152 | 3.5806e-06 | 1.0897e-06 | 0.10114 | 1.9951e-06 | 6.0721e-07 | 0.22308 | 0.0012334 | 1.5723e-06 | 0.12431 | 0.00068728 | 8.7612e-07 | 30.5625 | 4.1936 | 0.078616 | 34.8348 | 13.8312 | 2.4668 | 0.036164 | 16.3342 | 17.0298 | 2.3367 | 0.043806 | 19.4104 | 7.7069 | 1.3746 | 0.020151 | 9.1016
Statewide | 2030 | 2 | 1 | 0.12195 | 2.4056e-06 | 7.3213e-07 | 0.067954 | 1.3404e-06 | 4.0795e-07 | 0.14988 | 0.00082867 | 1.0564e-06 | 0.083514 | 0.00046175 | 5.8862e-07 | 20.5333 | 2.8175 | 0.052818 | 23.4037 | 9.2925 | 1.6573 | 0.024296 | 10.9741 | 11.4414 | 1.5699 | 0.029431 | 13.0408 | 5.1779 | 0.92349 | 0.013538 | 6.1149
Statewide | 2030 | 2 | 2 | 0.10769 | 2.1243e-06 | 6.4653e-07 | 0.060009 | 1.1837e-06 | 3.6026e-07 | 0.13235 | 0.00073179 | 9.3286e-07 | 0.07375 | 0.00040776 | 5.198e-07 | 18.1326 | 2.4881 | 0.046643 | 20.6673 | 8.206 | 1.4636 | 0.021456 | 9.691 | 10.1037 | 1.3864 | 0.02599 | 11.5161 | 4.5725 | 0.81552 | 0.011955 | 5.4
Statewide | 2030 | 2 | 3 | 0.10916 | 2.1532e-06 | 6.5533e-07 | 0.060825 | 1.1998e-06 | 3.6516e-07 | 0.13415 | 0.00074174 | 9.4554e-07 | 0.074753 | 0.00041331 | 5.2687e-07 | 18.3792 | 2.5219 | 0.047277 | 20.9484 | 8.3176 | 1.4835 | 0.021748 | 9.8228 | 10.2411 | 1.4052 | 0.026343 | 11.6727 | 4.6347 | 0.82661 | 0.012118 | 5.4734
Statewide | 2030 | 2 | 4 | 0.10254 | 2.0226e-06 | 6.1557e-07 | 0.057134 | 1.127e-06 | 3.43e-07 | 0.12602 | 0.00069673 | 8.8817e-07 | 0.070217 | 0.00038823 | 4.949e-07 | 17.2641 | 2.3689 | 0.044409 | 19.6774 | 7.8129 | 1.3935 | 0.020428 | 9.2268 | 9.6198 | 1.32 | 0.024745 | 10.9645 | 4.3535 | 0.77646 | 0.011383 | 5.1413
Statewide | 2030 | 2 | 5 | 0.10461 | 2.0634e-06 | 6.2801e-07 | 0.058289 | 1.1498e-06 | 3.4993e-07 | 0.12856 | 0.00071081 | 9.0612e-07 | 0.071636 | 0.00039607 | 5.049e-07 | 17.613 | 2.4168 | 0.045306 | 20.075 | 7.9708 | 1.4216 | 0.020841 | 9.4133 | 9.8142 | 1.3467 | 0.025245 | 11.1861 | 4.4414 | 0.79215 | 0.011613 | 5.2452
Statewide | 2030 | 2 | 6 | 0.11839 | 2.3352e-06 | 7.1072e-07 | 0.065966 | 1.3012e-06 | 3.9602e-07 | 0.1455 | 0.00080444 | 1.0255e-06 | 0.081072 | 0.00044824 | 5.7141e-07 | 19.9329 | 2.7351 | 0.051274 | 22.7192 | 9.0207 | 1.6089 | 0.023586 | 10.6532 | 11.1068 | 1.524 | 0.02857 | 12.6594 | 5.0265 | 0.89649 | 0.013142 | 5.9361
Statewide | 2030 | 2 | 7 | 0.12071 | 2.3812e-06 | 7.247e-07 | 0.067263 | 1.3268e-06 | 4.0381e-07 | 0.14836 | 0.00082025 | 1.0456e-06 | 0.082666 | 0.00045706 | 5.8264e-07 | 20.3248 | 2.7889 | 0.052282 | 23.1659 | 9.1981 | 1.6405 | 0.02405 | 10.8626 | 11.3252 | 1.554 | 0.029132 | 12.9083 | 5.1253 | 0.91411 | 0.013401 | 6.0528
Statewide | 2030 | 2 | 8 | 0.12442 | 2.4542e-06 | 7.4693e-07 | 0.069327 | 1.3675e-06 | 4.162e-07 | 0.15291 | 0.00084542 | 1.0777e-06 | 0.085202 | 0.00047108 | 6.0052e-07 | 20.9484 | 2.8744 | 0.053886 | 23.8767 | 9.4803 | 1.6908 | 0.024788 | 11.1959 | 11.6727 | 1.6017 | 0.030026 | 13.3044 | 5.2825 | 0.94216 | 0.013812 | 6.2385
Statewide | 2030 | 2 | 9 | 0.13867 | 2.7354e-06 | 8.325e-07 | 0.077269 | 1.5242e-06 | 4.6388e-07 | 0.17042 | 0.00094227 | 1.2012e-06 | 0.094963 | 0.00052505 | 6.6931e-07 | 23.3482 | 3.2037 | 0.060059 | 26.612 | 10.5663 | 1.8845 | 0.027627 | 12.4785 | 13.0099 | 1.7852 | 0.033466 | 14.8285 | 5.8877 | 1.0501 | 0.015394 | 6.9532
Statewide | 2030 | 2 | 10 | 0.12258 | 2.418e-06 | 7.3591e-07 | 0.068304 | 1.3473e-06 | 4.1006e-07 | 0.15065 | 0.00083295 | 1.0618e-06 | 0.083945 | 0.00046413 | 5.9166e-07 | 20.6393 | 2.832 | 0.053091 | 23.5244 | 9.3404 | 1.6659 | 0.024422 | 11.0307 | 11.5005 | 1.578 | 0.029583 | 13.1081 | 5.2046 | 0.92826 | 0.013608 | 6.1465
Statewide | 2030 | 2 | 11 | 0.12125 | 2.3918e-06 | 7.2793e-07 | 0.067563 | 1.3327e-06 | 4.0561e-07 | 0.14902 | 0.00082391 | 1.0503e-06 | 0.083034 | 0.00045909 | 5.8524e-07 | 20.4153 | 2.8013 | 0.052515 | 23.2691 | 9.239 | 1.6478 | 0.024157 | 10.911 | 11.3757 | 1.5609 | 0.029262 | 12.9658 | 5.1481 | 0.91818 | 0.01346 | 6.0798
Statewide | 2030 | 2 | 12 | 0.099055 | 1.9539e-06 | 5.9467e-07 | 0.055194 | 1.0887e-06 | 3.3136e-07 | 0.12174 | 0.00067308 | 8.5802e-07 | 0.067833 | 0.00037505 | 4.781e-07 | 16.678 | 2.2885 | 0.042901 | 19.0093 | 7.5477 | 1.3462 | 0.019734 | 8.9136 | 9.2932 | 1.2752 | 0.023905 | 10.5922 | 4.2057 | 0.7501 | 0.010996 | 4.9668
Statewide | 2030 | 2 | 13 | 0.11514 | 2.2712e-06 | 6.9122e-07 | 0.064156 | 1.2655e-06 | 3.8516e-07 | 0.1415 | 0.00078236 | 9.9733e-07 | 0.078847 | 0.00043594 | 5.5573e-07 | 19.3859 | 2.66 | 0.049867 | 22.0958 | 8.7732 | 1.5647 | 0.022939 | 10.3608 | 10.802 | 1.4822 | 0.027786 | 12.312 | 4.8885 | 0.87188 | 0.012782 | 5.7732
Statewide | 2030 | 2 | 14 | 0.099521 | 1.9631e-06 | 5.9747e-07 | 0.055455 | 1.0939e-06 | 3.3292e-07 | 0.12231 | 0.00067625 | 8.6206e-07 | 0.068153 | 0.00037682 | 4.8035e-07 | 16.7566 | 2.2993 | 0.043103 | 19.0989 | 7.5833 | 1.3525 | 0.019827 | 8.9556 | 9.337 | 1.2812 | 0.024018 | 10.6422 | 4.2255 | 0.75363 | 0.011048 | 4.9902
Statewide | 2030 | 2 | 15 | 0.12365 | 2.4391e-06 | 7.4233e-07 | 0.0689 | 1.3591e-06 | 4.1364e-07 | 0.15197 | 0.00084021 | 1.0711e-06 | 0.084677 | 0.00046818 | 5.9682e-07 | 20.8193 | 2.8567 | 0.053554 | 23.7296 | 9.4219 | 1.6804 | 0.024635 | 11.1269 | 11.6008 | 1.5918 | 0.029841 | 13.2224 | 5.25 | 0.93636 | 0.013727 | 6.2001
Statewide | 2030 | 2 | 16 | 0.13884 | 2.7388e-06 | 8.3354e-07 | 0.077366 | 1.5261e-06 | 4.6446e-07 | 0.17064 | 0.00094345 | 1.2027e-06 | 0.095082 | 0.0005257 | 6.7015e-07 | 23.3774 | 3.2077 | 0.060134 | 26.6453 | 10.5796 | 1.8869 | 0.027662 | 12.4941 | 13.0262 | 1.7874 | 0.033507 | 14.8471 | 5.8951 | 1.0514 | 0.015413 | 6.9619
Statewide | 2030 | 2 | 17 | 0.11764 | 2.3205e-06 | 7.0623e-07 | 0.065549 | 1.293e-06 | 3.9352e-07 | 0.14458 | 0.00079935 | 1.019e-06 | 0.080559 | 0.00044541 | 5.6779e-07 | 19.8068 | 2.7178 | 0.050949 | 22.5756 | 8.9637 | 1.5987 | 0.023437 | 10.5858 | 11.0366 | 1.5144 | 0.02839 | 12.5794 | 4.9947 | 0.89082 | 0.013059 | 5.8986
Statewide | 2030 | 2 | 18 | 0.17937 | 3.5382e-06 | 1.0768e-06 | 0.099948 | 1.9715e-06 | 6.0003e-07 | 0.22045 | 0.0012188 | 1.5537e-06 | 0.12283 | 0.00067915 | 8.6576e-07 | 30.201 | 4.144 | 0.077687 | 34.4227 | 13.6676 | 2.4377 | 0.035736 | 16.141 | 16.8284 | 2.3091 | 0.043288 | 19.1808 | 7.6158 | 1.3583 | 0.019912 | 8.994
Statewide | 2030 | 2 | 19 | 0.23109 | 4.5583e-06 | 1.3873e-06 | 0.12876 | 2.5399e-06 | 7.7303e-07 | 0.284 | 0.0015702 | 2.0017e-06 | 0.15825 | 0.00087495 | 1.1154e-06 | 38.9082 | 5.3388 | 0.10008 | 44.3471 | 17.6081 | 3.1405 | 0.046039 | 20.7946 | 21.6802 | 2.9748 | 0.055768 | 24.7108 | 9.8115 | 1.7499 | 0.025653 | 11.587
Statewide | 2030 | 2 | 20 | 0.22599 | 4.4579e-06 | 1.3567e-06 | 0.12593 | 2.484e-06 | 7.5599e-07 | 0.27774 | 0.0015356 | 1.9576e-06 | 0.15476 | 0.00085568 | 1.0908e-06 | 38.051 | 5.2212 | 0.097879 | 43.37 | 17.2201 | 3.0713 | 0.045024 | 20.3364 | 21.2025 | 2.9093 | 0.054539 | 24.1663 | 9.5953 | 1.7114 | 0.025088 | 11.3317
Statewide | 2030 | 2 | 21 | 0.18667 | 3.6821e-06 | 1.1206e-06 | 0.10401 | 2.0517e-06 | 6.2444e-07 | 0.22941 | 0.0012684 | 1.6169e-06 | 0.12783 | 0.00070678 | 9.0098e-07 | 31.4296 | 4.3126 | 0.080847 | 35.823 | 14.2236 | 2.5368 | 0.03719 | 16.7976 | 17.513 | 2.403 | 0.045049 | 19.961 | 7.9256 | 1.4136 | 0.020722 | 9.3598
Statewide | 2030 | 2 | 22 | 0.17232 | 3.3992e-06 | 1.0345e-06 | 0.096021 | 1.8941e-06 | 5.7645e-07 | 0.21178 | 0.0011709 | 1.4927e-06 | 0.11801 | 0.00065246 | 8.3174e-07 | 29.0143 | 3.9812 | 0.074634 | 33.0702 | 13.1306 | 2.3419 | 0.034332 | 15.5068 | 16.1671 | 2.2184 | 0.041587 | 18.4271 | 7.3165 | 1.3049 | 0.01913 | 8.6406
Statewide | 2030 | 2 | 23 | 0.15908 | 3.138e-06 | 9.5503e-07 | 0.088642 | 1.7485e-06 | 5.3215e-07 | 0.19551 | 0.001081 | 1.378e-06 | 0.10894 | 0.00060232 | 7.6782e-07 | 26.7846 | 3.6753 | 0.068898 | 30.5287 | 12.1215 | 2.1619 | 0.031693 | 14.3151 | 14.9247 | 2.0479 | 0.038391 | 17.011 | 6.7542 | 1.2046 | 0.01766 | 7.9766
Statewide | 2030 | 2 | 24 | 0.13523 | 2.6675e-06 | 8.1185e-07 | 0.075353 | 1.4864e-06 | 4.5237e-07 | 0.1662 | 0.0009189 | 1.1714e-06 | 0.092607 | 0.00051202 | 6.5271e-07 | 22.7691 | 3.1243 | 0.058569 | 25.9519 | 10.3042 | 1.8378 | 0.026942 | 12.169 | 12.6872 | 1.7409 | 0.032636 | 14.4607 | 5.7417 | 1.024 | 0.015012 | 6.7807
Statewide | 2030 | 3 | 1 | 0.14401 | 2.8407e-06 | 8.6456e-07 | 0.080245 | 1.5829e-06 | 4.8174e-07 | 0.17699 | 0.00097856 | 1.2474e-06 | 0.09862 | 0.00054527 | 6.9509e-07 | 24.2474 | 3.3271 | 0.062372 | 27.6369 | 10.9733 | 1.9571 | 0.028691 | 12.9591 | 13.5109 | 1.8539 | 0.034754 | 15.3996 | 6.1144 | 1.0905 | 0.015987 | 7.221
Statewide | 2030 | 3 | 2 | 0.13529 | 2.6687e-06 | 8.122e-07 | 0.075385 | 1.487e-06 | 4.5257e-07 | 0.16627 | 0.0009193 | 1.1719e-06 | 0.092647 | 0.00051224 | 6.5299e-07 | 22.7789 | 3.1256 | 0.058595 | 25.9631 | 10.3087 | 1.8386 | 0.026954 | 12.1743 | 12.6927 | 1.7416 | 0.03265 | 14.467 | 5.7441 | 1.0245 | 0.015019 | 6.7836
Statewide | 2030 | 3 | 3 | 0.14761 | 2.9118e-06 | 8.8619e-07 | 0.082253 | 1.6225e-06 | 4.938e-07 | 0.18142 | 0.001003 | 1.2787e-06 | 0.10109 | 0.00055891 | 7.1248e-07 | 24.8541 | 3.4104 | 0.063933 | 28.3284 | 11.2478 | 2.0061 | 0.029409 | 13.2833 | 13.849 | 1.9003 | 0.035624 | 15.7849 | 6.2674 | 1.1178 | 0.016387 | 7.4016
Statewide | 2030 | 3 | 4 | 0.14172 | 2.7956e-06 | 8.5083e-07 | 0.078971 | 1.5577e-06 | 4.741e-07 | 0.17418 | 0.00096302 | 1.2276e-06 | 0.097054 | 0.00053661 | 6.8405e-07 | 23.8624 | 3.2743 | 0.061382 | 27.198 | 10.799 | 1.926 | 0.028236 | 12.7533 | 13.2964 | 1.8245 | 0.034203 | 15.1551 | 6.0173 | 1.0732 | 0.015733 | 7.1063
Statewide | 2030 | 3 | 5 | 0.13467 | 2.6565e-06 | 8.0849e-07 | 0.07504 | 1.4802e-06 | 4.505e-07 | 0.16551 | 0.00091509 | 1.1665e-06 | 0.092224 | 0.0005099 | 6.5001e-07 | 22.6747 | 3.1113 | 0.058327 | 25.8444 | 10.2616 | 1.8302 | 0.02683 | 12.1186 | 12.6347 | 1.7337 | 0.0325 | 14.4008 | 5.7179 | 1.0198 | 0.01495 | 6.7526
Statewide | 2030 | 3 | 6 | 0.16615 | 3.2773e-06 | 9.9745e-07 | 0.092579 | 1.8262e-06 | 5.5579e-07 | 0.20419 | 0.001129 | 1.4392e-06 | 0.11378 | 0.00062907 | 8.0192e-07 | 27.9742 | 3.8385 | 0.071959 | 31.8847 | 12.6599 | 2.2579 | 0.033101 | 14.9509 | 15.5876 | 2.1389 | 0.040096 | 17.7665 | 7.0542 | 1.2581 | 0.018444 | 8.3308
Statewide | 2030 | 3 | 7 | 0.15894 | 3.1351e-06 | 9.5417e-07 | 0.088561 | 1.7469e-06 | 5.3167e-07 | 0.19533 | 0.00108 | 1.3767e-06 | 0.10884 | 0.00060178 | 7.6713e-07 | 26.7604 | 3.6719 | 0.068836 | 30.5011 | 12.1105 | 2.16 | 0.031665 | 14.3022 | 14.9112 | 2.046 | 0.038356 | 16.9956 | 6.7481 | 1.2036 | 0.017644 | 7.9693
Statewide | 2030 | 3 | 8 | 0.15739 | 3.1046e-06 | 9.4487e-07 | 0.087699 | 1.7299e-06 | 5.2649e-07 | 0.19343 | 0.0010695 | 1.3633e-06 | 0.10778 | 0.00059591 | 7.5965e-07 | 26.4996 | 3.6361 | 0.068165 | 30.2039 | 11.9925 | 2.1389 | 0.031356 | 14.1628 | 14.7659 | 2.0261 | 0.037983 | 16.83 | 6.6824 | 1.1918 | 0.017472 | 7.8917
Statewide | 2030 | 3 | 9 | 0.1696 | 3.3455e-06 | 1.0182e-06 | 0.094506 | 1.8642e-06 | 5.6736e-07 | 0.20844 | 0.0011525 | 1.4691e-06 | 0.11615 | 0.00064217 | 8.1862e-07 | 28.5566 | 3.9184 | 0.073457 | 32.5484 | 12.9234 | 2.3049 | 0.03379 | 15.2621 | 15.9121 | 2.1834 | 0.040931 | 18.1364 | 7.2011 | 1.2843 | 0.018828 | 8.5043
Statewide | 2030 | 3 | 10 | 0.13091 | 2.5822e-06 | 7.859e-07 | 0.072943 | 1.4389e-06 | 4.3791e-07 | 0.16088 | 0.00088952 | 1.1339e-06 | 0.089647 | 0.00049565 | 6.3184e-07 | 22.0411 | 3.0244 | 0.056697 | 25.1222 | 9.9748 | 1.779 | 0.026081 | 11.7799 | 12.2816 | 1.6852 | 0.031592 | 13.9984 | 5.5581 | 0.99131 | 0.014532 | 6.5639
Statewide | 2030 | 3 | 11 | 0.13139 | 2.5917e-06 | 7.8876e-07 | 0.07321 | 1.4441e-06 | 4.3951e-07 | 0.16147 | 0.00089277 | 1.1381e-06 | 0.089974 | 0.00049746 | 6.3415e-07 | 22.1215 | 3.0354 | 0.056904 | 25.2138 | 10.0112 | 1.7855 | 0.026176 | 11.8229 | 12.3264 | 1.6914 | 0.031707 | 14.0495 | 5.5784 | 0.99492 | 0.014585 | 6.5879
Statewide | 2030 | 3 | 12 | 0.12992 | 2.5628e-06 | 7.7999e-07 | 0.072395 | 1.428e-06 | 4.3462e-07 | 0.15967 | 0.00088284 | 1.1254e-06 | 0.088973 | 0.00049193 | 6.2709e-07 | 21.8754 | 3.0016 | 0.056271 | 24.9334 | 9.8998 | 1.7657 | 0.025884 | 11.6914 | 12.1893 | 1.6726 | 0.031355 | 13.8932 | 5.5163 | 0.98385 | 0.014423 | 6.5146
Statewide | 2030 | 3 | 13 | 0.10842 | 2.1387e-06 | 6.5091e-07 | 0.060414 | 1.1917e-06 | 3.6269e-07 | 0.13325 | 0.00073673 | 9.3917e-07 | 0.074249 | 0.00041052 | 5.2332e-07 | 18.2553 | 2.5049 | 0.046958 | 20.8071 | 8.2615 | 1.4735 | 0.021601 | 9.7566 | 10.1721 | 1.3958 | 0.026166 | 11.594 | 4.6034 | 0.82103 | 0.012036 | 5.4365
Statewide | 2030 | 3 | 14 | 0.12492 | 2.4641e-06 | 7.4993e-07 | 0.069605 | 1.373e-06 | 4.1787e-07 | 0.15352 | 0.00084882 | 1.082e-06 | 0.085544 | 0.00047297 | 6.0293e-07 | 21.0325 | 2.886 | 0.054102 | 23.9726 | 9.5184 | 1.6976 | 0.024887 | 11.2409 | 11.7196 | 1.6081 | 0.030146 | 13.3578 | 5.3037 | 0.94594 | 0.013867 | 6.2636
Statewide | 2030 | 3 | 15 | 0.13128 | 2.5896e-06 | 7.8813e-07 | 0.073151 | 1.4429e-06 | 4.3916e-07 | 0.16134 | 0.00089205 | 1.1372e-06 | 0.089902 | 0.00049706 | 6.3364e-07 | 22.1039 | 3.033 | 0.056858 | 25.1937 | 10.0032 | 1.7841 | 0.026155 | 11.8135 | 12.3166 | 1.69 | 0.031682 | 14.0383 | 5.5739 | 0.99413 | 0.014574 | 6.5826
Statewide | 2030 | 3 | 16 | 0.16303 | 3.2158e-06 | 9.7872e-07 | 0.09084 | 1.7919e-06 | 5.4535e-07 | 0.20036 | 0.0011078 | 1.4121e-06 | 0.11164 | 0.00061726 | 7.8687e-07 | 27.4489 | 3.7664 | 0.070607 | 31.2859 | 12.4221 | 2.2155 | 0.032479 | 14.6701 | 15.2949 | 2.0987 | 0.039343 | 17.4329 | 6.9218 | 1.2345 | 0.018098 | 8.1744
Statewide | 2030 | 3 | 17 | 0.15804 | 3.1174e-06 | 9.4876e-07 | 0.08806 | 1.737e-06 | 5.2866e-07 | 0.19423 | 0.0010739 | 1.3689e-06 | 0.10822 | 0.00059837 | 7.6279e-07 | 26.6089 | 3.6511 | 0.068447 | 30.3285 | 12.042 | 2.1477 | 0.031485 | 14.2212 | 14.8268 | 2.0345 | 0.038139 | 16.8994 | 6.7099 | 1.1967 | 0.017544 | 7.9242
Statewide | 2030 | 3 | 18 | 0.21617 | 4.2641e-06 | 1.2978e-06 | 0.12045 | 2.376e-06 | 7.2313e-07 | 0.26567 | 0.0014689 | 1.8725e-06 | 0.14803 | 0.00081848 | 1.0434e-06 | 36.3968 | 4.9942 | 0.093624 | 41.4846 | 16.4715 | 2.9378 | 0.043067 | 19.4524 | 20.2808 | 2.7828 | 0.052169 | 23.1158 | 9.1782 | 1.637 | 0.023998 | 10.8391
Statewide | 2030 | 3 | 19 | 0.24592 | 4.8509e-06 | 1.4764e-06 | 0.13703 | 2.703e-06 | 8.2264e-07 | 0.30223 | 0.001671 | 2.1302e-06 | 0.16841 | 0.00093112 | 1.187e-06 | 41.4057 | 5.6815 | 0.10651 | 47.1937 | 18.7383 | 3.342 | 0.048994 | 22.1294 | 23.0718 | 3.1658 | 0.059348 | 26.2969 | 10.4412 | 1.8622 | 0.0273 | 12.3308
Statewide | 2030 | 3 | 20 | 0.26642 | 5.2553e-06 | 1.5994e-06 | 0.14845 | 2.9283e-06 | 8.9122e-07 | 0.32743 | 0.0018103 | 2.3077e-06 | 0.18245 | 0.0010087 | 1.2859e-06 | 44.8573 | 6.1551 | 0.11539 | 51.1278 | 20.3004 | 3.6206 | 0.053078 | 23.9741 | 24.9951 | 3.4297 | 0.064295 | 28.4891 | 11.3116 | 2.0175 | 0.029576 | 13.3587
Statewide | 2030 | 3 | 21 | 0.24966 | 4.9247e-06 | 1.4988e-06 | 0.13912 | 2.7441e-06 | 8.3517e-07 | 0.30683 | 0.0016965 | 2.1626e-06 | 0.17097 | 0.00094529 | 1.205e-06 | 42.036 | 5.768 | 0.10813 | 47.9122 | 19.0236 | 3.3929 | 0.04974 | 22.4663 | 23.423 | 3.214 | 0.060251 | 26.6973 | 10.6002 | 1.8906 | 0.027716 | 12.5185
Statewide | 2030 | 3 | 22 | 0.19075 | 3.7627e-06 | 1.1452e-06 | 0.10629 | 2.0966e-06 | 6.381e-07 | 0.23443 | 0.0012962 | 1.6523e-06 | 0.13063 | 0.00072224 | 9.2069e-07 | 32.1171 | 4.407 | 0.082616 | 36.6067 | 14.5348 | 2.5923 | 0.038003 | 17.1651 | 17.8961 | 2.4556 | 0.046034 | 20.3977 | 8.099 | 1.4445 | 0.021176 | 9.5646
Statewide | 2030 | 3 | 23 | 0.16084 | 3.1726e-06 | 9.6559e-07 | 0.089622 | 1.7678e-06 | 5.3804e-07 | 0.19767 | 0.0010929 | 1.3932e-06 | 0.11014 | 0.00060898 | 7.7631e-07 | 27.0808 | 3.7159 | 0.06966 | 30.8663 | 12.2555 | 2.1858 | 0.032044 | 14.4734 | 15.0897 | 2.0705 | 0.038816 | 17.1991 | 6.8289 | 1.218 | 0.017855 | 8.0648
Statewide | 2030 | 3 | 24 | 0.16547 | 3.264e-06 | 9.9339e-07 | 0.092203 | 1.8187e-06 | 5.5353e-07 | 0.20336 | 0.0011244 | 1.4333e-06 | 0.11332 | 0.00062652 | 7.9867e-07 | 27.8606 | 3.8229 | 0.071666 | 31.7552 | 12.6084 | 2.2488 | 0.032967 | 14.8902 | 15.5243 | 2.1302 | 0.039933 | 17.6944 | 7.0256 | 1.253 | 0.018369 | 8.297
Statewide | 2030 | 4 | 1 | 0.11481 | 2.2647e-06 | 6.8926e-07 | 0.063974 | 1.2619e-06 | 3.8406e-07 | 0.1411 | 0.00078014 | 9.945e-07 | 0.078623 | 0.00043471 | 5.5415e-07 | 19.3309 | 2.6525 | 0.049725 | 22.0331 | 8.7483 | 1.5603 | 0.022874 | 10.3314 | 10.7714 | 1.478 | 0.027707 | 12.2771 | 4.8746 | 0.86941 | 0.012745 | 5.7568
Statewide | 2030 | 4 | 2 | 0.11506 | 2.2696e-06 | 6.9075e-07 | 0.064112 | 1.2646e-06 | 3.8489e-07 | 0.14141 | 0.00078183 | 9.9665e-07 | 0.078793 | 0.00043564 | 5.5534e-07 | 19.3726 | 2.6582 | 0.049832 | 22.0806 | 8.7671 | 1.5637 | 0.022923 | 10.3537 | 10.7946 | 1.4812 | 0.027767 | 12.3036 | 4.8852 | 0.87129 | 0.012773 | 5.7692
Statewide | 2030 | 4 | 3 | 0.11414 | 2.2515e-06 | 6.8524e-07 | 0.063601 | 1.2546e-06 | 3.8182e-07 | 0.14028 | 0.00077559 | 9.887e-07 | 0.078165 | 0.00043217 | 5.5092e-07 | 19.2182 | 2.637 | 0.049435 | 21.9046 | 8.6973 | 1.5512 | 0.02274 | 10.2712 | 10.7086 | 1.4694 | 0.027546 | 12.2055 | 4.8462 | 0.86434 | 0.012671 | 5.7232
Statewide | 2030 | 4 | 4 | 0.11856 | 2.3387e-06 | 7.1179e-07 | 0.066065 | 1.3032e-06 | 3.9662e-07 | 0.14571 | 0.00080565 | 1.027e-06 | 0.081194 | 0.00044892 | 5.7227e-07 | 19.9628 | 2.7392 | 0.051351 | 22.7534 | 9.0343 | 1.6113 | 0.023621 | 10.6692 | 11.1235 | 1.5263 | 0.028613 | 12.6785 | 5.034 | 0.89783 | 0.013162 | 5.945
Statewide | 2030 | 4 | 5 | 0.10788 | 2.1279e-06 | 6.4762e-07 | 0.06011 | 1.1857e-06 | 3.6086e-07 | 0.13258 | 0.00073302 | 9.3443e-07 | 0.073874 | 0.00040845 | 5.2067e-07 | 18.1631 | 2.4923 | 0.046721 | 20.7021 | 8.2198 | 1.466 | 0.021492 | 9.7073 | 10.1207 | 1.3887 | 0.026034 | 11.5355 | 4.5802 | 0.81689 | 0.011976 | 5.409
Statewide | 2030 | 4 | 6 | 0.12654 | 2.496e-06 | 7.5966e-07 | 0.070509 | 1.3908e-06 | 4.2329e-07 | 0.15551 | 0.00085983 | 1.0961e-06 | 0.086654 | 0.00047911 | 6.1075e-07 | 21.3054 | 2.9234 | 0.054804 | 24.2837 | 9.6419 | 1.7197 | 0.02521 | 11.3867 | 11.8716 | 1.629 | 0.030538 | 13.5312 | 5.3726 | 0.95822 | 0.014047 | 6.3448
Statewide | 2030 | 4 | 7 | 0.10946 | 2.1592e-06 | 6.5715e-07 | 0.060994 | 1.2031e-06 | 3.6617e-07 | 0.13453 | 0.0007438 | 9.4817e-07 | 0.074961 | 0.00041445 | 5.2833e-07 | 18.4303 | 2.5289 | 0.047409 | 21.0067 | 8.3407 | 1.4876 | 0.021808 | 9.8501 | 10.2696 | 1.4091 | 0.026417 | 11.7052 | 4.6476 | 0.82891 | 0.012152 | 5.4886
Statewide | 2030 | 4 | 8 | 0.091421 | 1.8033e-06 | 5.4884e-07 | 0.050941 | 1.0048e-06 | 3.0582e-07 | 0.11235 | 0.00062121 | 7.9189e-07 | 0.062606 | 0.00034614 | 4.4125e-07 | 15.3926 | 2.1121 | 0.039595 | 17.5443 | 6.966 | 1.2424 | 0.018214 | 8.2266 | 8.577 | 1.1769 | 0.022063 | 9.7759 | 3.8815 | 0.69229 | 0.010149 | 4.584
Statewide | 2030 | 4 | 9 | 0.078991 | 1.5581e-06 | 4.7422e-07 | 0.044015 | 8.6822e-07 | 2.6424e-07 | 0.097079 | 0.00053675 | 6.8423e-07 | 0.054094 | 0.00029908 | 3.8126e-07 | 13.2999 | 1.8249 | 0.034212 | 15.159 | 6.0189 | 1.0735 | 0.015737 | 7.1082 | 7.4109 | 1.0169 | 0.019063 | 8.4468 | 3.3538 | 0.59817 | 0.008769 | 3.9608
Statewide | 2030 | 4 | 10 | 0.058087 | 1.1458e-06 | 3.4872e-07 | 0.032367 | 6.3846e-07 | 1.9431e-07 | 0.071389 | 0.00039471 | 5.0316e-07 | 0.039779 | 0.00021993 | 2.8037e-07 | 9.7803 | 1.342 | 0.025158 | 11.1474 | 4.4261 | 0.78941 | 0.011573 | 5.2271 | 5.4497 | 0.74778 | 0.014018 | 6.2115 | 2.4663 | 0.43987 | 0.0064484 | 2.9126
Statewide | 2030 | 4 | 11 | 0.051285 | 1.0116e-06 | 3.0788e-07 | 0.028576 | 5.6369e-07 | 1.7156e-07 | 0.063028 | 0.00034848 | 4.4423e-07 | 0.03512 | 0.00019418 | 2.4753e-07 | 8.6348 | 1.1848 | 0.022212 | 9.8419 | 3.9077 | 0.69696 | 0.010217 | 4.6149 | 4.8114 | 0.6602 | 0.012377 | 5.484 | 2.1774 | 0.38835 | 0.0056932 | 2.5715
Statewide | 2030 | 4 | 12 | 0.054592 | 1.0769e-06 | 3.2774e-07 | 0.03042 | 6.0004e-07 | 1.8262e-07 | 0.067093 | 0.00037096 | 4.7288e-07 | 0.037385 | 0.0002067 | 2.635e-07 | 9.1918 | 1.2613 | 0.023644 | 10.4767 | 4.1598 | 0.74191 | 0.010876 | 4.9126 | 5.1218 | 0.70279 | 0.013175 | 5.8377 | 2.3179 | 0.4134 | 0.0060604 | 2.7373
Statewide | 2030 | 4 | 13 | 0.044967 | 8.8699e-07 | 2.6995e-07 | 0.025056 | 4.9424e-07 | 1.5042e-07 | 0.055263 | 0.00030555 | 3.895e-07 | 0.030793 | 0.00017026 | 2.1704e-07 | 7.5711 | 1.0389 | 0.019475 | 8.6294 | 3.4263 | 0.6111 | 0.0089586 | 4.0464 | 4.2187 | 0.57887 | 0.010852 | 4.8084 | 1.9092 | 0.34051 | 0.0049918 | 2.2547
Statewide | 2030 | 4 | 14 | 0.053935 | 1.0639e-06 | 3.2379e-07 | 0.030053 | 5.9282e-07 | 1.8042e-07 | 0.066285 | 0.00036649 | 4.6719e-07 | 0.036935 | 0.00020421 | 2.6032e-07 | 9.0811 | 1.2461 | 0.023359 | 10.3505 | 4.1097 | 0.73298 | 0.010745 | 4.8534 | 5.0601 | 0.69432 | 0.013016 | 5.7674 | 2.29 | 0.40843 | 0.0059875 | 2.7044
Statewide | 2030 | 4 | 15 | 0.067946 | 1.3403e-06 | 4.0791e-07 | 0.03786 | 7.4682e-07 | 2.2729e-07 | 0.083505 | 0.00046169 | 5.8855e-07 | 0.04653 | 0.00025726 | 3.2795e-07 | 11.4401 | 1.5698 | 0.029428 | 13.0393 | 5.1773 | 0.92339 | 0.013537 | 6.1142 | 6.3746 | 0.87469 | 0.016397 | 7.2657 | 2.8849 | 0.51452 | 0.0075428 | 3.4069
Statewide | 2030 | 4 | 16 | 0.10288 | 2.0295e-06 | 6.1766e-07 | 0.057329 | 1.1308e-06 | 3.4417e-07 | 0.12644 | 0.0006991 | 8.912e-07 | 0.070456 | 0.00038955 | 4.9659e-07 | 17.3228 | 2.377 | 0.04456 | 19.7443 | 7.8395 | 1.3982 | 0.020498 | 9.2582 | 9.6525 | 1.3245 | 0.024829 | 11.0018 | 4.3683 | 0.7791 | 0.011421 | 5.1588
Statewide | 2030 | 4 | 17 | 0.10104 | 1.9931e-06 | 6.0659e-07 | 0.056301 | 1.1106e-06 | 3.38e-07 | 0.12418 | 0.00068657 | 8.7522e-07 | 0.069193 | 0.00038256 | 4.8768e-07 | 17.0122 | 2.3343 | 0.043761 | 19.3903 | 7.699 | 1.3731 | 0.02013 | 9.0922 | 9.4794 | 1.3007 | 0.024384 | 10.8045 | 4.29 | 0.76513 | 0.011217 | 5.0663
Statewide | 2030 | 4 | 18 | 0.10859 | 2.142e-06 | 6.5192e-07 | 0.060508 | 1.1936e-06 | 3.6326e-07 | 0.13346 | 0.00073788 | 9.4062e-07 | 0.074364 | 0.00041115 | 5.2413e-07 | 18.2836 | 2.5088 | 0.047031 | 20.8394 | 8.2743 | 1.4758 | 0.021634 | 9.7717 | 10.1879 | 1.3979 | 0.026206 | 11.612 | 4.6106 | 0.82231 | 0.012055 | 5.4449
Statewide | 2030 | 4 | 19 | 0.13341 | 2.6315e-06 | 8.009e-07 | 0.074337 | 1.4663e-06 | 4.4627e-07 | 0.16396 | 0.00090651 | 1.1556e-06 | 0.091359 | 0.00050512 | 6.4391e-07 | 22.4621 | 3.0821 | 0.05778 | 25.602 | 10.1653 | 1.813 | 0.026579 | 12.0049 | 12.5161 | 1.7174 | 0.032195 | 14.2657 | 5.6642 | 1.0102 | 0.01481 | 6.6893
Statewide | 2030 | 4 | 20 | 0.14818 | 2.9229e-06 | 8.8957e-07 | 0.082566 | 1.6287e-06 | 4.9568e-07 | 0.18211 | 0.0010069 | 1.2835e-06 | 0.10147 | 0.00056104 | 7.1519e-07 | 24.9487 | 3.4233 | 0.064176 | 28.4362 | 11.2907 | 2.0137 | 0.029521 | 13.3339 | 13.9017 | 1.9075 | 0.03576 | 15.845 | 6.2913 | 1.1221 | 0.016449 | 7.4298
Statewide | 2030 | 4 | 21 | 0.11988 | 2.3647e-06 | 7.1969e-07 | 0.066798 | 1.3176e-06 | 4.0102e-07 | 0.14733 | 0.00081458 | 1.0384e-06 | 0.082094 | 0.0004539 | 5.7861e-07 | 20.1843 | 2.7696 | 0.05192 | 23.0058 | 9.1345 | 1.6292 | 0.023883 | 10.7875 | 11.2469 | 1.5432 | 0.028931 | 12.8191 | 5.0898 | 0.90779 | 0.013308 | 6.0109
Statewide | 2030 | 4 | 22 | 0.11471 | 2.2628e-06 | 6.8868e-07 | 0.06392 | 1.2609e-06 | 3.8374e-07 | 0.14098 | 0.00077949 | 9.9367e-07 | 0.078557 | 0.00043434 | 5.5368e-07 | 19.3146 | 2.6503 | 0.049683 | 22.0145 | 8.7409 | 1.559 | 0.022854 | 10.3227 | 10.7623 | 1.4768 | 0.027684 | 12.2668 | 4.8705 | 0.86868 | 0.012735 | 5.752
Statewide | 2030 | 4 | 23 | 0.11806 | 2.3287e-06 | 7.0874e-07 | 0.065783 | 1.2976e-06 | 3.9492e-07 | 0.14509 | 0.0008022 | 1.0226e-06 | 0.080846 | 0.00044699 | 5.6982e-07 | 19.8774 | 2.7275 | 0.051131 | 22.656 | 8.9956 | 1.6044 | 0.02352 | 10.6235 | 11.0759 | 1.5198 | 0.028491 | 12.6242 | 5.0125 | 0.89399 | 0.013106 | 5.9196
Statewide | 2030 | 4 | 24 | 0.1168 | 2.3039e-06 | 7.0118e-07 | 0.06508 | 1.2837e-06 | 3.9071e-07 | 0.14354 | 0.00079363 | 1.0117e-06 | 0.079983 | 0.00044222 | 5.6373e-07 | 19.6651 | 2.6984 | 0.050585 | 22.4141 | 8.8996 | 1.5873 | 0.023269 | 10.5101 | 10.9577 | 1.5036 | 0.028187 | 12.4894 | 4.9589 | 0.88444 | 0.012966 | 5.8564
Statewide | 2030 | 5 | 1 | 0.1084 | 2.1383e-06 | 6.5078e-07 | 0.060403 | 1.1915e-06 | 3.6263e-07 | 0.13322 | 0.0007366 | 9.3899e-07 | 0.074235 | 0.00041044 | 5.2322e-07 | 18.2518 | 2.5044 | 0.046949 | 20.8032 | 8.2599 | 1.4732 | 0.021597 | 9.7547 | 10.1701 | 1.3955 | 0.026161 | 11.5918 | 4.6025 | 0.82088 | 0.012034 | 5.4355
Statewide | 2030 | 5 | 2 | 0.1104 | 2.1778e-06 | 6.628e-07 | 0.061518 | 1.2135e-06 | 3.6932e-07 | 0.13568 | 0.0007502 | 9.5633e-07 | 0.075605 | 0.00041802 | 5.3288e-07 | 18.5888 | 2.5507 | 0.047816 | 21.1873 | 8.4125 | 1.5004 | 0.021996 | 9.9348 | 10.3579 | 1.4213 | 0.026644 | 11.8058 | 4.6875 | 0.83604 | 0.012256 | 5.5358
Statewide | 2030 | 5 | 3 | 0.10597 | 2.0902e-06 | 6.3616e-07 | 0.059046 | 1.1647e-06 | 3.5448e-07 | 0.13023 | 0.00072005 | 9.1789e-07 | 0.072567 | 0.00040122 | 5.1146e-07 | 17.8417 | 2.4482 | 0.045895 | 20.3358 | 8.0744 | 1.4401 | 0.021112 | 9.5356 | 9.9416 | 1.3641 | 0.025573 | 11.3313 | 4.4991 | 0.80244 | 0.011764 | 5.3133
Statewide | 2030 | 5 | 4 | 0.10672 | 2.1051e-06 | 6.4068e-07 | 0.059465 | 1.173e-06 | 3.57e-07 | 0.13116 | 0.00072516 | 9.2441e-07 | 0.073082 | 0.00040407 | 5.1509e-07 | 17.9685 | 2.4655 | 0.046221 | 20.4802 | 8.1317 | 1.4503 | 0.021261 | 9.6033 | 10.0123 | 1.3738 | 0.025755 | 11.4118 | 4.5311 | 0.80814 | 0.011847 | 5.3511
Statewide | 2030 | 5 | 5 | 0.10268 | 2.0255e-06 | 6.1646e-07 | 0.057217 | 1.1286e-06 | 3.435e-07 | 0.1262 | 0.00069774 | 8.8946e-07 | 0.070319 | 0.00038879 | 4.9562e-07 | 17.289 | 2.3723 | 0.044473 | 19.7058 | 7.8242 | 1.3955 | 0.020458 | 9.2402 | 9.6337 | 1.3219 | 0.024781 | 10.9803 | 4.3598 | 0.77758 | 0.011399 | 5.1487
Statewide | 2030 | 5 | 6 | 0.11006 | 2.1709e-06 | 6.6071e-07 | 0.061324 | 1.2097e-06 | 3.6816e-07 | 0.13526 | 0.00074783 | 9.5331e-07 | 0.075367 | 0.0004167 | 5.312e-07 | 18.5302 | 2.5426 | 0.047666 | 21.1205 | 8.3859 | 1.4957 | 0.021926 | 9.9035 | 10.3253 | 1.4168 | 0.02656 | 11.7686 | 4.6728 | 0.8334 | 0.012218 | 5.5184
Statewide | 2030 | 5 | 7 | 0.088948 | 1.7545e-06 | 5.3399e-07 | 0.049563 | 9.7766e-07 | 2.9755e-07 | 0.10932 | 0.0006044 | 7.7047e-07 | 0.060912 | 0.00033678 | 4.2932e-07 | 14.9763 | 2.055 | 0.038524 | 17.0698 | 6.7776 | 1.2088 | 0.017721 | 8.0041 | 8.345 | 1.1451 | 0.021466 | 9.5115 | 3.7766 | 0.67356 | 0.0098743 | 4.46
Statewide | 2030 | 5 | 8 | 0.08214 | 1.6203e-06 | 4.9312e-07 | 0.045769 | 9.0282e-07 | 2.7477e-07 | 0.10095 | 0.00055814 | 7.115e-07 | 0.05625 | 0.000311 | 3.9646e-07 | 13.83 | 1.8977 | 0.035575 | 15.7632 | 6.2588 | 1.1163 | 0.016365 | 7.3915 | 7.7062 | 1.0574 | 0.019823 | 8.7835 | 3.4875 | 0.62201 | 0.0091185 | 4.1186
Statewide | 2030 | 5 | 9 | 0.095367 | 1.8812e-06 | 5.7253e-07 | 0.05314 | 1.0482e-06 | 3.1902e-07 | 0.11721 | 0.00064802 | 8.2608e-07 | 0.065308 | 0.00036109 | 4.603e-07 | 16.0572 | 2.2033 | 0.041304 | 18.3017 | 7.2667 | 1.296 | 0.019 | 8.5818 | 8.9472 | 1.2277 | 0.023015 | 10.198 | 4.0491 | 0.72217 | 0.010587 | 4.7819
Statewide | 2030 | 5 | 10 | 0.078935 | 1.557e-06 | 4.7388e-07 | 0.043984 | 8.676e-07 | 2.6405e-07 | 0.09701 | 0.00053637 | 6.8374e-07 | 0.054055 | 0.00029887 | 3.8099e-07 | 13.2904 | 1.8236 | 0.034187 | 15.1482 | 6.0146 | 1.0727 | 0.015726 | 7.1031 | 7.4056 | 1.0162 | 0.01905 | 8.4408 | 3.3514 | 0.59774 | 0.0087628 | 3.9579
Statewide | 2030 | 5 | 11 | 0.078684 | 1.5521e-06 | 4.7237e-07 | 0.043844 | 8.6484e-07 | 2.6321e-07 | 0.096702 | 0.00053466 | 6.8157e-07 | 0.053883 | 0.00029792 | 3.7978e-07 | 13.2481 | 1.8178 | 0.034078 | 15.1 | 5.9955 | 1.0693 | 0.015676 | 7.0805 | 7.382 | 1.0129 | 0.018989 | 8.4139 | 3.3408 | 0.59584 | 0.0087349 | 3.9453
Statewide | 2030 | 5 | 12 | 0.075995 | 1.499e-06 | 4.5623e-07 | 0.042345 | 8.3528e-07 | 2.5422e-07 | 0.093397 | 0.00051639 | 6.5827e-07 | 0.052042 | 0.00028774 | 3.668e-07 | 12.7953 | 1.7557 | 0.032914 | 14.584 | 5.7906 | 1.0328 | 0.01514 | 6.8385 | 7.1297 | 0.9783 | 0.01834 | 8.1264 | 3.2266 | 0.57547 | 0.0084364 | 3.8105
Statewide | 2030 | 5 | 13 | 0.067643 | 1.3343e-06 | 4.0609e-07 | 0.037691 | 7.4348e-07 | 2.2628e-07 | 0.083132 | 0.00045963 | 5.8593e-07 | 0.046322 | 0.00025611 | 3.2649e-07 | 11.3891 | 1.5628 | 0.029296 | 12.9811 | 5.1542 | 0.91927 | 0.013476 | 6.0869 | 6.3461 | 0.87079 | 0.016324 | 7.2333 | 2.872 | 0.51223 | 0.0075092 | 3.3917
Statewide | 2030 | 5 | 14 | 0.080422 | 1.5864e-06 | 4.8281e-07 | 0.044812 | 8.8394e-07 | 2.6903e-07 | 0.098838 | 0.00054647 | 6.9662e-07 | 0.055074 | 0.0003045 | 3.8817e-07 | 13.5407 | 1.858 | 0.034831 | 15.4336 | 6.1279 | 1.0929 | 0.016022 | 7.2369 | 7.5451 | 1.0353 | 0.019408 | 8.5998 | 3.4146 | 0.609 | 0.0089278 | 4.0325
Statewide | 2030 | 5 | 15 | 0.086577 | 1.7078e-06 | 5.1976e-07 | 0.048242 | 9.516e-07 | 2.8962e-07 | 0.1064 | 0.00058829 | 7.4994e-07 | 0.059289 | 0.0003278 | 4.1788e-07 | 14.5771 | 2.0002 | 0.037497 | 16.6148 | 6.5969 | 1.1766 | 0.017249 | 7.7908 | 8.1225 | 1.1145 | 0.020894 | 9.258 | 3.6759 | 0.65561 | 0.0096111 | 4.3411
Statewide | 2030 | 5 | 16 | 0.087933 | 1.7345e-06 | 5.279e-07 | 0.048998 | 9.6651e-07 | 2.9415e-07 | 0.10807 | 0.00059751 | 7.6169e-07 | 0.060217 | 0.00033294 | 4.2442e-07 | 14.8055 | 2.0315 | 0.038084 | 16.8751 | 6.7003 | 1.195 | 0.017519 | 7.9128 | 8.2498 | 1.132 | 0.021221 | 9.403 | 3.7335 | 0.66588 | 0.0097617 | 4.4091
Statewide | 2030 | 5 | 17 | 0.09021 | 1.7794e-06 | 5.4157e-07 | 0.050266 | 9.9153e-07 | 3.0177e-07 | 0.11087 | 0.00061298 | 7.8141e-07 | 0.061777 | 0.00034156 | 4.3541e-07 | 15.1888 | 2.0841 | 0.03907 | 17.312 | 6.8738 | 1.226 | 0.017972 | 8.1177 | 8.4634 | 1.1613 | 0.021771 | 9.6465 | 3.8302 | 0.68312 | 0.010014 | 4.5233
Statewide | 2030 | 5 | 18 | 0.12593 | 2.4841e-06 | 7.5602e-07 | 0.070171 | 1.3842e-06 | 4.2126e-07 | 0.15477 | 0.00085571 | 1.0908e-06 | 0.086239 | 0.00047681 | 6.0782e-07 | 21.2033 | 2.9094 | 0.054542 | 24.1672 | 9.5956 | 1.7114 | 0.025089 | 11.3321 | 11.8147 | 1.6212 | 0.030391 | 13.4663 | 5.3468 | 0.95362 | 0.01398 | 6.3144
Statewide | 2030 | 5 | 19 | 0.12603 | 2.486e-06 | 7.5662e-07 | 0.070226 | 1.3853e-06 | 4.216e-07 | 0.15489 | 0.00085639 | 1.0917e-06 | 0.086307 | 0.00047719 | 6.0831e-07 | 21.2201 | 2.9117 | 0.054585 | 24.1864 | 9.6033 | 1.7128 | 0.025109 | 11.3411 | 11.8241 | 1.6224 | 0.030415 | 13.477 | 5.3511 | 0.95438 | 0.013991 | 6.3194
Statewide | 2030 | 5 | 20 | 0.14855 | 2.9302e-06 | 8.9181e-07 | 0.082774 | 1.6328e-06 | 4.9693e-07 | 0.18257 | 0.0010094 | 1.2868e-06 | 0.10173 | 0.00056245 | 7.17e-07 | 25.0116 | 3.432 | 0.064338 | 28.5079 | 11.3191 | 2.0188 | 0.029595 | 13.3675 | 13.9368 | 1.9123 | 0.03585 | 15.885 | 6.3072 | 1.1249 | 0.016491 | 7.4486
Statewide | 2030 | 5 | 21 | 0.14222 | 2.8055e-06 | 8.5384e-07 | 0.079249 | 1.5632e-06 | 4.7577e-07 | 0.17479 | 0.00096642 | 1.232e-06 | 0.097397 | 0.0005385 | 6.8647e-07 | 23.9466 | 3.2858 | 0.061598 | 27.294 | 10.8371 | 1.9328 | 0.028335 | 12.7983 | 13.3433 | 1.8309 | 0.034323 | 15.2086 | 6.0386 | 1.077 | 0.015789 | 7.1314
Statewide | 2030 | 5 | 22 | 0.12099 | 2.3865e-06 | 7.2633e-07 | 0.067414 | 1.3298e-06 | 4.0472e-07 | 0.14869 | 0.0008221 | 1.048e-06 | 0.082852 | 0.00045808 | 5.8395e-07 | 20.3704 | 2.7951 | 0.052399 | 23.218 | 9.2187 | 1.6442 | 0.024104 | 10.887 | 11.3507 | 1.5575 | 0.029198 | 12.9373 | 5.1368 | 0.91617 | 0.013431 | 6.0664
Statewide | 2030 | 5 | 23 | 0.11319 | 2.2327e-06 | 6.7952e-07 | 0.06307 | 1.2441e-06 | 3.7864e-07 | 0.13911 | 0.00076912 | 9.8045e-07 | 0.077512 | 0.00042856 | 5.4632e-07 | 19.0577 | 2.615 | 0.049023 | 21.7218 | 8.6247 | 1.5382 | 0.02255 | 10.1855 | 10.6192 | 1.4571 | 0.027316 | 12.1036 | 4.8058 | 0.85713 | 0.012565 | 5.6755
Statewide | 2030 | 5 | 24 | 0.098373 | 1.9405e-06 | 5.9058e-07 | 0.054815 | 1.0813e-06 | 3.2908e-07 | 0.1209 | 0.00066845 | 8.5212e-07 | 0.067367 | 0.00037247 | 4.7481e-07 | 16.5632 | 2.2727 | 0.042606 | 18.8786 | 7.4958 | 1.3369 | 0.019599 | 8.8523 | 9.2292 | 1.2664 | 0.023741 | 10.5194 | 4.1767 | 0.74494 | 0.010921 | 4.9326
Statewide | 2030 | 6 | 1 | 0.18134 | 3.577e-06 | 1.0886e-06 | 0.10104 | 1.9931e-06 | 6.066e-07 | 0.22286 | 0.0012322 | 1.5708e-06 | 0.12418 | 0.00068659 | 8.7524e-07 | 30.5319 | 4.1894 | 0.078538 | 34.7998 | 13.8173 | 2.4644 | 0.036127 | 16.3178 | 17.0127 | 2.3344 | 0.043762 | 19.3909 | 7.6992 | 1.3732 | 0.020131 | 9.0925
Statewide | 2030 | 6 | 2 | 0.17796 | 3.5104e-06 | 1.0684e-06 | 0.099164 | 1.9561e-06 | 5.9532e-07 | 0.21872 | 0.0012093 | 1.5415e-06 | 0.12187 | 0.00067382 | 8.5896e-07 | 29.964 | 4.1115 | 0.077077 | 34.1526 | 13.5604 | 2.4185 | 0.035455 | 16.0143 | 16.6963 | 2.291 | 0.042948 | 19.0303 | 7.556 | 1.3476 | 0.019756 | 8.9234
Statewide | 2030 | 6 | 3 | 0.18878 | 3.7238e-06 | 1.1333e-06 | 0.10519 | 2.0749e-06 | 6.315e-07 | 0.23201 | 0.0012828 | 1.6352e-06 | 0.12928 | 0.00071477 | 9.1116e-07 | 31.7849 | 4.3614 | 0.081761 | 36.228 | 14.3844 | 2.5655 | 0.03761 | 16.9875 | 17.7109 | 2.4302 | 0.045558 | 20.1867 | 8.0152 | 1.4295 | 0.020957 | 9.4657
Statewide | 2030 | 6 | 4 | 0.19296 | 3.8062e-06 | 1.1584e-06 | 0.10752 | 2.1209e-06 | 6.4548e-07 | 0.23714 | 0.0013112 | 1.6714e-06 | 0.13214 | 0.00073059 | 9.3134e-07 | 32.4886 | 4.4579 | 0.083571 | 37.0301 | 14.7029 | 2.6223 | 0.038443 | 17.3636 | 18.103 | 2.484 | 0.046567 | 20.6336 | 8.1926 | 1.4612 | 0.021421 | 9.6752
Statewide | 2030 | 6 | 5 | 0.18276 | 3.6051e-06 | 1.0972e-06 | 0.10184 | 2.0088e-06 | 6.1138e-07 | 0.22461 | 0.0012419 | 1.5831e-06 | 0.12516 | 0.00069199 | 8.8213e-07 | 30.7722 | 4.2224 | 0.079156 | 35.0737 | 13.9261 | 2.4838 | 0.036412 | 16.4463 | 17.1466 | 2.3528 | 0.044107 | 19.5435 | 7.7598 | 1.384 | 0.020289 | 9.1641
Statewide | 2030 | 6 | 6 | 0.18636 | 3.676e-06 | 1.1188e-06 | 0.10384 | 2.0483e-06 | 6.2339e-07 | 0.22903 | 0.0012663 | 1.6142e-06 | 0.12762 | 0.00070559 | 8.9947e-07 | 31.3769 | 4.3054 | 0.080711 | 35.763 | 14.1998 | 2.5326 | 0.037127 | 16.7695 | 17.4836 | 2.399 | 0.044973 | 19.9276 | 7.9123 | 1.4112 | 0.020688 | 9.3442
Statewide | 2030 | 6 | 7 | 0.17348 | 3.422e-06 | 1.0415e-06 | 0.096665 | 1.9068e-06 | 5.8032e-07 | 0.2132 | 0.0011788 | 1.5027e-06 | 0.1188 | 0.00065684 | 8.3732e-07 | 29.209 | 4.0079 | 0.075135 | 33.2921 | 13.2187 | 2.3576 | 0.034562 | 15.6108 | 16.2756 | 2.2333 | 0.041866 | 18.5508 | 7.3656 | 1.3137 | 0.019258 | 8.6986
Statewide | 2030 | 6 | 8 | 0.15707 | 3.0984e-06 | 9.4299e-07 | 0.087524 | 1.7265e-06 | 5.2545e-07 | 0.19304 | 0.0010673 | 1.3606e-06 | 0.10757 | 0.00059473 | 7.5814e-07 | 26.4469 | 3.6289 | 0.06803 | 30.1439 | 11.9687 | 2.1347 | 0.031294 | 14.1346 | 14.7366 | 2.0221 | 0.037907 | 16.7965 | 6.6691 | 1.1895 | 0.017437 | 7.876
Statewide | 2030 | 6 | 9 | 0.15349 | 3.0277e-06 | 9.2147e-07 | 0.085527 | 1.6871e-06 | 5.1345e-07 | 0.18864 | 0.001043 | 1.3295e-06 | 0.10511 | 0.00058116 | 7.4084e-07 | 25.8434 | 3.5461 | 0.066477 | 29.4559 | 11.6955 | 2.0859 | 0.03058 | 13.8121 | 14.4002 | 1.9759 | 0.037042 | 16.4132 | 6.5169 | 1.1623 | 0.017039 | 7.6963
Statewide | 2030 | 6 | 10 | 0.14649 | 2.8895e-06 | 8.7943e-07 | 0.081625 | 1.6101e-06 | 4.9003e-07 | 0.18003 | 0.00099538 | 1.2689e-06 | 0.10032 | 0.00055464 | 7.0704e-07 | 24.6643 | 3.3843 | 0.063444 | 28.112 | 11.1619 | 1.9908 | 0.029184 | 13.1819 | 13.7432 | 1.8858 | 0.035352 | 15.6644 | 6.2196 | 1.1093 | 0.016262 | 7.3451
Statewide | 2030 | 6 | 11 | 0.14925 | 2.9441e-06 | 8.9604e-07 | 0.083166 | 1.6405e-06 | 4.9928e-07 | 0.18343 | 0.0010142 | 1.2929e-06 | 0.10221 | 0.00056512 | 7.2039e-07 | 25.1301 | 3.4482 | 0.064643 | 28.643 | 11.3728 | 2.0284 | 0.029736 | 13.4309 | 14.0028 | 1.9214 | 0.03602 | 15.9602 | 6.337 | 1.1302 | 0.016569 | 7.4838
Statewide | 2030 | 6 | 12 | 0.14337 | 2.8281e-06 | 8.6072e-07 | 0.079888 | 1.5758e-06 | 4.796e-07 | 0.1762 | 0.00097421 | 1.2419e-06 | 0.098182 | 0.00054284 | 6.92e-07 | 24.1396 | 3.3123 | 0.062095 | 27.514 | 10.9245 | 1.9484 | 0.028564 | 12.9015 | 13.4509 | 1.8457 | 0.0346 | 15.3311 | 6.0873 | 1.0857 | 0.015916 | 7.1889
Statewide | 2030 | 6 | 13 | 0.15647 | 3.0864e-06 | 9.3934e-07 | 0.087185 | 1.7198e-06 | 5.2341e-07 | 0.1923 | 0.0010632 | 1.3553e-06 | 0.10715 | 0.00059243 | 7.5521e-07 | 26.3445 | 3.6149 | 0.067766 | 30.0271 | 11.9223 | 2.1264 | 0.031173 | 14.0799 | 14.6795 | 2.0142 | 0.03776 | 16.7315 | 6.6433 | 1.1849 | 0.01737 | 7.8455
Statewide | 2030 | 6 | 14 | 0.16126 | 3.1809e-06 | 9.6811e-07 | 0.089856 | 1.7725e-06 | 5.3945e-07 | 0.19819 | 0.0010958 | 1.3969e-06 | 0.11043 | 0.00061057 | 7.7834e-07 | 27.1516 | 3.7256 | 0.069843 | 30.947 | 12.2876 | 2.1915 | 0.032128 | 14.5112 | 15.1292 | 2.076 | 0.038917 | 17.2441 | 6.8468 | 1.2211 | 0.017902 | 8.0858
Statewide | 2030 | 6 | 15 | 0.15829 | 3.1223e-06 | 9.5026e-07 | 0.088199 | 1.7398e-06 | 5.2949e-07 | 0.19453 | 0.0010756 | 1.3711e-06 | 0.1084 | 0.00059931 | 7.6399e-07 | 26.6508 | 3.6569 | 0.068554 | 30.3762 | 12.0609 | 2.1511 | 0.031535 | 14.2436 | 14.8501 | 2.0377 | 0.038199 | 16.926 | 6.7205 | 1.1986 | 0.017572 | 7.9367
Statewide | 2030 | 6 | 16 | 0.17251 | 3.4028e-06 | 1.0356e-06 | 0.096122 | 1.8961e-06 | 5.7706e-07 | 0.21201 | 0.0011722 | 1.4943e-06 | 0.11813 | 0.00065315 | 8.3262e-07 | 29.045 | 3.9854 | 0.074713 | 33.1052 | 13.1445 | 2.3444 | 0.034368 | 15.5232 | 16.1843 | 2.2207 | 0.041631 | 18.4466 | 7.3243 | 1.3063 | 0.01915 | 8.6497
Statewide | 2030 | 6 | 17 | 0.18115 | 3.5732e-06 | 1.0875e-06 | 0.10094 | 1.991e-06 | 6.0596e-07 | 0.22263 | 0.0012309 | 1.5691e-06 | 0.12405 | 0.00068587 | 8.7432e-07 | 30.4997 | 4.185 | 0.078455 | 34.7631 | 13.8028 | 2.4618 | 0.036089 | 16.3006 | 16.9948 | 2.3319 | 0.043716 | 19.3704 | 7.6911 | 1.3717 | 0.020109 | 9.0829
Statewide | 2030 | 6 | 18 | 0.18857 | 3.7197e-06 | 1.1321e-06 | 0.10508 | 2.0727e-06 | 6.3082e-07 | 0.23176 | 0.0012814 | 1.6334e-06 | 0.12914 | 0.00071399 | 9.1018e-07 | 31.7505 | 4.3566 | 0.081672 | 36.1888 | 14.3688 | 2.5627 | 0.037569 | 16.9691 | 17.6918 | 2.4276 | 0.045509 | 20.1648 | 8.0065 | 1.428 | 0.020934 | 9.4554
Statewide | 2030 | 6 | 19 | 0.22444 | 4.4272e-06 | 1.3474e-06 | 0.12506 | 2.4669e-06 | 7.5079e-07 | 0.27583 | 0.0015251 | 1.9441e-06 | 0.1537 | 0.00084979 | 1.0833e-06 | 37.7891 | 5.1852 | 0.097206 | 43.0716 | 17.1017 | 3.0501 | 0.044715 | 20.1965 | 21.0566 | 2.8893 | 0.054164 | 24 | 9.5293 | 1.6996 | 0.024916 | 11.2537
Statewide | 2030 | 6 | 20 | 0.25006 | 4.9325e-06 | 1.5012e-06 | 0.13933 | 2.7485e-06 | 8.3649e-07 | 0.30732 | 0.0016991 | 2.166e-06 | 0.17124 | 0.00094678 | 1.2069e-06 | 42.1024 | 5.7771 | 0.1083 | 47.9877 | 19.0536 | 3.3983 | 0.049818 | 22.5017 | 23.46 | 3.2191 | 0.060346 | 26.7394 | 10.6169 | 1.8936 | 0.027759 | 12.5382
Statewide | 2030 | 6 | 21 | 0.25977 | 5.1242e-06 | 1.5595e-06 | 0.14475 | 2.8553e-06 | 8.6899e-07 | 0.31926 | 0.0017652 | 2.2502e-06 | 0.17789 | 0.00098357 | 1.2538e-06 | 43.7384 | 6.0016 | 0.11251 | 49.8525 | 19.794 | 3.5303 | 0.051754 | 23.3761 | 24.3716 | 3.3441 | 0.062691 | 27.7784 | 11.0295 | 1.9671 | 0.028838 | 13.0255
Statewide | 2030 | 6 | 22 | 0.21346 | 4.2107e-06 | 1.2815e-06 | 0.11894 | 2.3462e-06 | 7.1408e-07 | 0.26234 | 0.0014505 | 1.849e-06 | 0.14618 | 0.00080823 | 1.0303e-06 | 35.9412 | 4.9317 | 0.092452 | 40.9653 | 16.2653 | 2.901 | 0.042528 | 19.2088 | 20.0269 | 2.748 | 0.051515 | 22.8264 | 9.0633 | 1.6165 | 0.023697 | 10.7034
Statewide | 2030 | 6 | 23 | 0.19208 | 3.7889e-06 | 1.1531e-06 | 0.10703 | 2.1112e-06 | 6.4255e-07 | 0.23606 | 0.0013052 | 1.6638e-06 | 0.13154 | 0.00072727 | 9.271e-07 | 32.3409 | 4.4377 | 0.083191 | 36.8617 | 14.636 | 2.6104 | 0.038268 | 17.2847 | 18.0207 | 2.4727 | 0.046355 | 20.5398 | 8.1554 | 1.4545 | 0.021323 | 9.6312
Statewide | 2030 | 6 | 24 | 0.19574 | 3.8611e-06 | 1.1751e-06 | 0.10907 | 2.1515e-06 | 6.5479e-07 | 0.24056 | 0.0013301 | 1.6955e-06 | 0.13405 | 0.00074113 | 9.4477e-07 | 32.9573 | 4.5222 | 0.084777 | 37.5643 | 14.915 | 2.6601 | 0.038997 | 17.6141 | 18.3642 | 2.5198 | 0.047239 | 20.9313 | 8.3108 | 1.4823 | 0.02173 | 9.8148
Statewide | 2030 | 7 | 1 | 0.23025 | 4.5418e-06 | 1.3823e-06 | 0.1283 | 2.5307e-06 | 7.7023e-07 | 0.28297 | 0.0015646 | 1.9944e-06 | 0.15768 | 0.00087179 | 1.1113e-06 | 38.7674 | 5.3195 | 0.099722 | 44.1866 | 17.5444 | 3.1291 | 0.045872 | 20.7193 | 21.6017 | 2.9641 | 0.055566 | 24.6213 | 9.7759 | 1.7436 | 0.025561 | 11.5451
Statewide | 2030 | 7 | 2 | 0.22636 | 4.4652e-06 | 1.359e-06 | 0.12613 | 2.488e-06 | 7.5723e-07 | 0.2782 | 0.0015382 | 1.9608e-06 | 0.15502 | 0.00085708 | 1.0926e-06 | 38.1133 | 5.2297 | 0.098039 | 43.441 | 17.2483 | 3.0763 | 0.045098 | 20.3697 | 21.2372 | 2.9141 | 0.054629 | 24.2059 | 9.611 | 1.7142 | 0.025129 | 11.3503
Statewide | 2030 | 7 | 3 | 0.21948 | 4.3294e-06 | 1.3176e-06 | 0.1223 | 2.4124e-06 | 7.3421e-07 | 0.26974 | 0.0014914 | 1.9012e-06 | 0.1503 | 0.00083102 | 1.0594e-06 | 36.9544 | 5.0707 | 0.095059 | 42.1202 | 16.7239 | 2.9828 | 0.043727 | 19.7504 | 20.5915 | 2.8255 | 0.052968 | 23.4699 | 9.3188 | 1.662 | 0.024365 | 11.0052
Statewide | 2030 | 7 | 4 | 0.22237 | 4.3863e-06 | 1.335e-06 | 0.1239 | 2.4441e-06 | 7.4385e-07 | 0.27328 | 0.001511 | 1.9261e-06 | 0.15228 | 0.00084194 | 1.0733e-06 | 37.44 | 5.1373 | 0.096307 | 42.6736 | 16.9436 | 3.022 | 0.044301 | 20.0099 | 20.862 | 2.8626 | 0.053664 | 23.7783 | 9.4412 | 1.6839 | 0.024685 | 11.1498
Statewide | 2030 | 7 | 5 | 0.22437 | 4.4258e-06 | 1.347e-06 | 0.12502 | 2.4661e-06 | 7.5055e-07 | 0.27574 | 0.0015246 | 1.9435e-06 | 0.15365 | 0.00084951 | 1.0829e-06 | 37.777 | 5.1836 | 0.097174 | 43.0577 | 17.0961 | 3.0492 | 0.0447 | 20.19 | 21.0498 | 2.8883 | 0.054147 | 23.9923 | 9.5262 | 1.699 | 0.024908 | 11.2501
Statewide | 2030 | 7 | 6 | 0.23054 | 4.5476e-06 | 1.3841e-06 | 0.12846 | 2.534e-06 | 7.7121e-07 | 0.28334 | 0.0015666 | 1.997e-06 | 0.15788 | 0.0008729 | 1.1127e-06 | 38.817 | 5.3263 | 0.09985 | 44.2431 | 17.5668 | 3.1331 | 0.045931 | 20.7458 | 21.6293 | 2.9679 | 0.055637 | 24.6528 | 9.7884 | 1.7458 | 0.025593 | 11.5598
Statewide | 2030 | 7 | 7 | 0.22546 | 4.4474e-06 | 1.3536e-06 | 0.12563 | 2.4781e-06 | 7.5422e-07 | 0.27709 | 0.001532 | 1.953e-06 | 0.1544 | 0.00085367 | 1.0882e-06 | 37.9617 | 5.2089 | 0.09765 | 43.2683 | 17.1797 | 3.0641 | 0.044919 | 20.2887 | 21.1527 | 2.9025 | 0.054412 | 24.1096 | 9.5728 | 1.7073 | 0.025029 | 11.3051
Statewide | 2030 | 7 | 8 | 0.22389 | 4.4164e-06 | 1.3441e-06 | 0.12476 | 2.4609e-06 | 7.4896e-07 | 0.27516 | 0.0015214 | 1.9394e-06 | 0.15332 | 0.00084772 | 1.0806e-06 | 37.6972 | 5.1726 | 0.096969 | 42.9668 | 17.06 | 3.0427 | 0.044606 | 20.1474 | 21.0053 | 2.8823 | 0.054032 | 23.9416 | 9.5061 | 1.6954 | 0.024855 | 11.2264
Statewide | 2030 | 7 | 9 | 0.22026 | 4.3448e-06 | 1.3223e-06 | 0.12273 | 2.421e-06 | 7.3682e-07 | 0.2707 | 0.0014967 | 1.9079e-06 | 0.15084 | 0.00083397 | 1.0631e-06 | 37.0859 | 5.0887 | 0.095397 | 42.2701 | 16.7834 | 2.9934 | 0.043883 | 19.8207 | 20.6647 | 2.8355 | 0.053156 | 23.5534 | 9.3519 | 1.6679 | 0.024452 | 11.0443
Statewide | 2030 | 7 | 10 | 0.2052 | 4.0477e-06 | 1.2319e-06 | 0.11434 | 2.2554e-06 | 6.8643e-07 | 0.25219 | 0.0013943 | 1.7775e-06 | 0.14052 | 0.00077695 | 9.9043e-07 | 34.5499 | 4.7408 | 0.088873 | 39.3796 | 15.6357 | 2.7887 | 0.040882 | 18.4653 | 19.2517 | 2.6416 | 0.049521 | 21.9428 | 8.7124 | 1.5539 | 0.02278 | 10.2891
Statewide | 2030 | 7 | 11 | 0.20791 | 4.1011e-06 | 1.2482e-06 | 0.11585 | 2.2852e-06 | 6.9549e-07 | 0.25552 | 0.0014127 | 1.8009e-06 | 0.14238 | 0.0007872 | 1.0035e-06 | 35.0058 | 4.8033 | 0.090046 | 39.8991 | 15.842 | 2.8255 | 0.041421 | 18.7089 | 19.5057 | 2.6765 | 0.050175 | 22.2323 | 8.8274 | 1.5744 | 0.02308 | 10.4249
Statewide | 2030 | 7 | 12 | 0.21188 | 4.1795e-06 | 1.272e-06 | 0.11806 | 2.3289e-06 | 7.0879e-07 | 0.2604 | 0.0014397 | 1.8353e-06 | 0.1451 | 0.00080224 | 1.0227e-06 | 35.6749 | 4.8951 | 0.091767 | 40.6618 | 16.1448 | 2.8795 | 0.042213 | 19.0665 | 19.8785 | 2.7276 | 0.051134 | 22.6573 | 8.9961 | 1.6045 | 0.023522 | 10.6241
Statewide | 2030 | 7 | 13 | 0.2138 | 4.2173e-06 | 1.2835e-06 | 0.11913 | 2.3499e-06 | 7.152e-07 | 0.26276 | 0.0014528 | 1.8519e-06 | 0.14641 | 0.0008095 | 1.0319e-06 | 35.9975 | 4.9394 | 0.092597 | 41.0295 | 16.2908 | 2.9055 | 0.042595 | 19.239 | 20.0583 | 2.7523 | 0.051596 | 22.8622 | 9.0775 | 1.619 | 0.023734 | 10.7202
Statewide | 2030 | 7 | 14 | 0.21187 | 4.1792e-06 | 1.2719e-06 | 0.11805 | 2.3287e-06 | 7.0873e-07 | 0.26038 | 0.0014396 | 1.8352e-06 | 0.14509 | 0.00080218 | 1.0226e-06 | 35.6721 | 4.8947 | 0.09176 | 40.6586 | 16.1436 | 2.8793 | 0.04221 | 19.065 | 19.8769 | 2.7274 | 0.05113 | 22.6555 | 8.9954 | 1.6044 | 0.02352 | 10.6233
Statewide | 2030 | 7 | 15 | 0.22511 | 4.4405e-06 | 1.3514e-06 | 0.12544 | 2.4743e-06 | 7.5304e-07 | 0.27666 | 0.0015296 | 1.9499e-06 | 0.15416 | 0.00085234 | 1.0865e-06 | 37.9024 | 5.2008 | 0.097497 | 43.2007 | 17.1529 | 3.0593 | 0.044849 | 20.2571 | 21.1197 | 2.8979 | 0.054327 | 24.072 | 9.5578 | 1.7047 | 0.02499 | 11.2875
Statewide | 2030 | 7 | 16 | 0.23657 | 4.6664e-06 | 1.4202e-06 | 0.13182 | 2.6002e-06 | 7.9136e-07 | 0.29074 | 0.0016075 | 2.0492e-06 | 0.162 | 0.00089571 | 1.1418e-06 | 39.831 | 5.4654 | 0.10246 | 45.3989 | 18.0257 | 3.215 | 0.047131 | 21.2878 | 22.1944 | 3.0454 | 0.057091 | 25.2968 | 10.0442 | 1.7914 | 0.026262 | 11.8618
Statewide | 2030 | 7 | 17 | 0.24137 | 4.7612e-06 | 1.4491e-06 | 0.13449 | 2.653e-06 | 8.0743e-07 | 0.29664 | 0.0016401 | 2.0908e-06 | 0.16529 | 0.00091389 | 1.165e-06 | 40.6399 | 5.5764 | 0.10454 | 46.3208 | 18.3918 | 3.2802 | 0.048088 | 21.7201 | 22.6451 | 3.1072 | 0.05825 | 25.8105 | 10.2481 | 1.8278 | 0.026795 | 12.1027
Statewide | 2030 | 7 | 18 | 0.24888 | 4.9093e-06 | 1.4941e-06 | 0.13868 | 2.7355e-06 | 8.3255e-07 | 0.30587 | 0.0016911 | 2.1558e-06 | 0.17043 | 0.00094232 | 1.2012e-06 | 41.9041 | 5.7499 | 0.10779 | 47.7618 | 18.9639 | 3.3823 | 0.049584 | 22.3958 | 23.3495 | 3.2039 | 0.060062 | 26.6135 | 10.5669 | 1.8846 | 0.027629 | 12.4792
Statewide | 2030 | 7 | 19 | 0.24885 | 4.9087e-06 | 1.4939e-06 | 0.13866 | 2.7352e-06 | 8.3245e-07 | 0.30583 | 0.0016909 | 2.1556e-06 | 0.17041 | 0.00094221 | 1.2011e-06 | 41.899 | 5.7492 | 0.10778 | 47.756 | 18.9616 | 3.3819 | 0.049578 | 22.393 | 23.3467 | 3.2035 | 0.060055 | 26.6102 | 10.5656 | 1.8844 | 0.027625 | 12.4777
Statewide | 2030 | 7 | 20 | 0.25494 | 5.0289e-06 | 1.5305e-06 | 0.14206 | 2.8022e-06 | 8.5283e-07 | 0.31332 | 0.0017323 | 2.2083e-06 | 0.17459 | 0.00096528 | 1.2305e-06 | 42.9249 | 5.8899 | 0.11042 | 48.9253 | 19.4259 | 3.4647 | 0.050792 | 22.9414 | 23.9183 | 3.282 | 0.061526 | 27.2618 | 10.8243 | 1.9306 | 0.028302 | 12.7832
Statewide | 2030 | 7 | 21 | 0.25975 | 5.1238e-06 | 1.5594e-06 | 0.14474 | 2.855e-06 | 8.6893e-07 | 0.31923 | 0.001765 | 2.25e-06 | 0.17788 | 0.0009835 | 1.2537e-06 | 43.7352 | 6.0011 | 0.1125 | 49.8488 | 19.7926 | 3.5301 | 0.05175 | 23.3744 | 24.3698 | 3.3439 | 0.062687 | 27.7764 | 11.0287 | 1.967 | 0.028836 | 13.0245
Statewide | 2030 | 7 | 22 | 0.24896 | 4.911e-06 | 1.4946e-06 | 0.13873 | 2.7365e-06 | 8.3283e-07 | 0.30597 | 0.0016917 | 2.1566e-06 | 0.17049 | 0.00094265 | 1.2017e-06 | 41.9185 | 5.7519 | 0.10783 | 47.7782 | 18.9704 | 3.3834 | 0.049601 | 22.4035 | 23.3575 | 3.205 | 0.060083 | 26.6226 | 10.5706 | 1.8853 | 0.027638 | 12.4835
Statewide | 2030 | 7 | 23 | 0.23533 | 4.642e-06 | 1.4128e-06 | 0.13113 | 2.5866e-06 | 7.8722e-07 | 0.28922 | 0.0015991 | 2.0384e-06 | 0.16116 | 0.00089102 | 1.1358e-06 | 39.6227 | 5.4368 | 0.10192 | 45.1615 | 17.9315 | 3.1981 | 0.046884 | 21.1765 | 22.0783 | 3.0295 | 0.056792 | 25.1646 | 9.9916 | 1.782 | 0.026124 | 11.7998
Statewide | 2030 | 7 | 24 | 0.23297 | 4.5954e-06 | 1.3986e-06 | 0.12981 | 2.5606e-06 | 7.7932e-07 | 0.28631 | 0.001583 | 2.018e-06 | 0.15954 | 0.00088208 | 1.1244e-06 | 39.225 | 5.3823 | 0.1009 | 44.7082 | 17.7515 | 3.166 | 0.046414 | 20.9639 | 21.8567 | 2.9991 | 0.056222 | 24.912 | 9.8913 | 1.7642 | 0.025862 | 11.6814
Statewide | 2030 | 8 | 1 | 0.21043 | 4.1509e-06 | 1.2633e-06 | 0.11726 | 2.3129e-06 | 7.0394e-07 | 0.25862 | 0.0014299 | 1.8228e-06 | 0.14411 | 0.00079676 | 1.0157e-06 | 35.4309 | 4.8617 | 0.09114 | 40.3837 | 16.0344 | 2.8598 | 0.041924 | 18.9362 | 19.7426 | 2.709 | 0.050784 | 22.5023 | 8.9346 | 1.5935 | 0.023361 | 10.5515
Statewide | 2030 | 8 | 2 | 0.21067 | 4.1555e-06 | 1.2647e-06 | 0.11739 | 2.3155e-06 | 7.0472e-07 | 0.25891 | 0.0014315 | 1.8248e-06 | 0.14427 | 0.00079764 | 1.0168e-06 | 35.4701 | 4.867 | 0.09124 | 40.4283 | 16.0521 | 2.863 | 0.041971 | 18.9571 | 19.7644 | 2.712 | 0.05084 | 22.5272 | 8.9445 | 1.5953 | 0.023387 | 10.5631
Statewide | 2030 | 8 | 3 | 0.2109 | 4.1601e-06 | 1.2661e-06 | 0.11751 | 2.318e-06 | 7.0549e-07 | 0.25919 | 0.0014331 | 1.8268e-06 | 0.14442 | 0.00079852 | 1.0179e-06 | 35.5091 | 4.8724 | 0.091341 | 40.4729 | 16.0698 | 2.8661 | 0.042017 | 18.9779 | 19.7861 | 2.715 | 0.050896 | 22.552 | 8.9543 | 1.597 | 0.023412 | 10.5748
Statewide | 2030 | 8 | 4 | 0.21507 | 4.2424e-06 | 1.2912e-06 | 0.11984 | 2.3639e-06 | 7.1946e-07 | 0.26432 | 0.0014614 | 1.863e-06 | 0.14728 | 0.00081433 | 1.0381e-06 | 36.2122 | 4.9689 | 0.093149 | 41.2742 | 16.388 | 2.9229 | 0.042849 | 19.3537 | 20.1779 | 2.7687 | 0.051904 | 22.9985 | 9.1316 | 1.6287 | 0.023876 | 10.7841
Statewide | 2030 | 8 | 5 | 0.2112 | 4.1661e-06 | 1.2679e-06 | 0.11769 | 2.3214e-06 | 7.0651e-07 | 0.25957 | 0.0014351 | 1.8295e-06 | 0.14463 | 0.00079967 | 1.0194e-06 | 35.5606 | 4.8795 | 0.091473 | 40.5315 | 16.0931 | 2.8703 | 0.042078 | 19.0055 | 19.8148 | 2.7189 | 0.05097 | 22.5847 | 8.9673 | 1.5993 | 0.023446 | 10.5901
Statewide | 2030 | 8 | 6 | 0.21993 | 4.3381e-06 | 1.3203e-06 | 0.12255 | 2.4173e-06 | 7.3569e-07 | 0.27029 | 0.0014944 | 1.905e-06 | 0.15061 | 0.0008327 | 1.0615e-06 | 37.0291 | 5.0809 | 0.095251 | 42.2053 | 16.7577 | 2.9888 | 0.043815 | 19.7903 | 20.6331 | 2.8312 | 0.053075 | 23.5173 | 9.3376 | 1.6654 | 0.024414 | 11.0274
Statewide | 2030 | 8 | 7 | 0.21204 | 4.1826e-06 | 1.273e-06 | 0.11815 | 2.3306e-06 | 7.0932e-07 | 0.2606 | 0.0014408 | 1.8367e-06 | 0.14521 | 0.00080285 | 1.0234e-06 | 35.7016 | 4.8988 | 0.091836 | 40.6923 | 16.1569 | 2.8816 | 0.042245 | 19.0808 | 19.8934 | 2.7297 | 0.051172 | 22.6742 | 9.0029 | 1.6057 | 0.023539 | 10.6321
Statewide | 2030 | 8 | 8 | 0.19839 | 3.9134e-06 | 1.191e-06 | 0.11055 | 2.1806e-06 | 6.6367e-07 | 0.24382 | 0.0013481 | 1.7185e-06 | 0.13586 | 0.00075118 | 9.5758e-07 | 33.404 | 4.5835 | 0.085926 | 38.0734 | 15.1171 | 2.6962 | 0.039526 | 17.8528 | 18.6131 | 2.554 | 0.047879 | 21.215 | 8.4235 | 1.5024 | 0.022024 | 9.9478
Statewide | 2030 | 8 | 9 | 0.19582 | 3.8626e-06 | 1.1756e-06 | 0.10911 | 2.1523e-06 | 6.5504e-07 | 0.24065 | 0.0013306 | 1.6962e-06 | 0.1341 | 0.00074141 | 9.4513e-07 | 32.9697 | 4.5239 | 0.084809 | 37.5785 | 14.9206 | 2.6611 | 0.039012 | 17.6208 | 18.3711 | 2.5208 | 0.047256 | 20.9392 | 8.3139 | 1.4828 | 0.021738 | 9.8185
Statewide | 2030 | 8 | 10 | 0.18822 | 3.7127e-06 | 1.1299e-06 | 0.10488 | 2.0687e-06 | 6.2962e-07 | 0.23131 | 0.0012789 | 1.6303e-06 | 0.12889 | 0.00071263 | 9.0845e-07 | 31.6901 | 4.3484 | 0.081517 | 36.1199 | 14.3415 | 2.5579 | 0.037498 | 16.9368 | 17.6581 | 2.423 | 0.045422 | 20.1265 | 7.9913 | 1.4253 | 0.020894 | 9.4374
Statewide | 2030 | 8 | 11 | 0.18953 | 3.7386e-06 | 1.1378e-06 | 0.10561 | 2.0832e-06 | 6.3402e-07 | 0.23293 | 0.0012879 | 1.6417e-06 | 0.12979 | 0.00071762 | 9.148e-07 | 31.9116 | 4.3788 | 0.082087 | 36.3724 | 14.4417 | 2.5757 | 0.03776 | 17.0552 | 17.7815 | 2.4399 | 0.04574 | 20.2672 | 8.0471 | 1.4352 | 0.02104 | 9.5034
Statewide | 2030 | 8 | 12 | 0.19802 | 3.9061e-06 | 1.1888e-06 | 0.11034 | 2.1765e-06 | 6.6242e-07 | 0.24337 | 0.0013456 | 1.7153e-06 | 0.13561 | 0.00074977 | 9.5578e-07 | 33.3414 | 4.5749 | 0.085765 | 38.0021 | 15.0888 | 2.6911 | 0.039452 | 17.8194 | 18.5783 | 2.5492 | 0.047789 | 21.1753 | 8.4077 | 1.4995 | 0.021983 | 9.9292
Statewide | 2030 | 8 | 13 | 0.2106 | 4.1543e-06 | 1.2643e-06 | 0.11735 | 2.3148e-06 | 7.0451e-07 | 0.25883 | 0.0014311 | 1.8243e-06 | 0.14422 | 0.0007974 | 1.0165e-06 | 35.4597 | 4.8656 | 0.091214 | 40.4165 | 16.0474 | 2.8621 | 0.041958 | 18.9515 | 19.7586 | 2.7112 | 0.050825 | 22.5206 | 8.9418 | 1.5948 | 0.02338 | 10.56
Statewide | 2030 | 8 | 14 | 0.21148 | 4.1715e-06 | 1.2696e-06 | 0.11784 | 2.3244e-06 | 7.0744e-07 | 0.25991 | 0.001437 | 1.8319e-06 | 0.14482 | 0.00080072 | 1.0207e-06 | 35.6071 | 4.8858 | 0.091593 | 40.5845 | 16.1141 | 2.874 | 0.042133 | 19.0303 | 19.8407 | 2.7224 | 0.051037 | 22.6142 | 8.979 | 1.6014 | 0.023477 | 10.6039
Statewide | 2030 | 8 | 15 | 0.2136 | 4.2134e-06 | 1.2823e-06 | 0.11902 | 2.3477e-06 | 7.1453e-07 | 0.26251 | 0.0014514 | 1.8502e-06 | 0.14627 | 0.00080874 | 1.031e-06 | 35.964 | 4.9348 | 0.092511 | 40.9913 | 16.2757 | 2.9028 | 0.042555 | 19.221 | 20.0396 | 2.7497 | 0.051548 | 22.8408 | 9.069 | 1.6175 | 0.023712 | 10.7102
Statewide | 2030 | 8 | 16 | 0.21804 | 4.301e-06 | 1.309e-06 | 0.1215 | 2.3966e-06 | 7.2939e-07 | 0.26797 | 0.0014816 | 1.8887e-06 | 0.14932 | 0.00082557 | 1.0524e-06 | 36.712 | 5.0374 | 0.094435 | 41.8439 | 16.6142 | 2.9632 | 0.04344 | 19.6208 | 20.4564 | 2.8069 | 0.05262 | 23.316 | 9.2576 | 1.6511 | 0.024205 | 10.933
Statewide | 2030 | 8 | 17 | 0.21836 | 4.3073e-06 | 1.3109e-06 | 0.12167 | 2.4001e-06 | 7.3046e-07 | 0.26836 | 0.0014838 | 1.8915e-06 | 0.14954 | 0.00082678 | 1.0539e-06 | 36.7658 | 5.0448 | 0.094573 | 41.9052 | 16.6385 | 2.9675 | 0.043504 | 19.6496 | 20.4863 | 2.811 | 0.052697 | 23.3501 | 9.2712 | 1.6536 | 0.024241 | 10.949
Statewide | 2030 | 8 | 18 | 0.21633 | 4.2673e-06 | 1.2987e-06 | 0.12054 | 2.3778e-06 | 7.2367e-07 | 0.26587 | 0.00147 | 1.8739e-06 | 0.14815 | 0.0008191 | 1.0442e-06 | 36.4243 | 4.998 | 0.093695 | 41.516 | 16.484 | 2.94 | 0.0431 | 19.4671 | 20.2961 | 2.7849 | 0.052208 | 23.1332 | 9.1851 | 1.6382 | 0.024016 | 10.8473
Statewide | 2030 | 8 | 19 | 0.22926 | 4.5224e-06 | 1.3764e-06 | 0.12775 | 2.5199e-06 | 7.6693e-07 | 0.28176 | 0.0015579 | 1.9859e-06 | 0.157 | 0.00086806 | 1.1066e-06 | 38.6017 | 5.2967 | 0.099296 | 43.9977 | 17.4694 | 3.1157 | 0.045676 | 20.6308 | 21.5093 | 2.9514 | 0.055329 | 24.5161 | 9.7341 | 1.7361 | 0.025451 | 11.4957
Statewide | 2030 | 8 | 20 | 0.24148 | 4.7633e-06 | 1.4497e-06 | 0.13455 | 2.6542e-06 | 8.0779e-07 | 0.29677 | 0.0016408 | 2.0917e-06 | 0.16537 | 0.0009143 | 1.1655e-06 | 40.6579 | 5.5789 | 0.10458 | 46.3413 | 18.3999 | 3.2817 | 0.048109 | 21.7297 | 22.6551 | 3.1086 | 0.058276 | 25.822 | 10.2527 | 1.8286 | 0.026807 | 12.1081
Statewide | 2030 | 8 | 21 | 0.23067 | 4.5502e-06 | 1.3848e-06 | 0.12853 | 2.5354e-06 | 7.7165e-07 | 0.2835 | 0.0015674 | 1.9981e-06 | 0.15797 | 0.00087339 | 1.1134e-06 | 38.8388 | 5.3293 | 0.099906 | 44.268 | 17.5767 | 3.1349 | 0.045957 | 20.7575 | 21.6415 | 2.9695 | 0.055669 | 24.6667 | 9.794 | 1.7468 | 0.025608 | 11.5664
Statewide | 2030 | 8 | 22 | 0.22711 | 4.48e-06 | 1.3635e-06 | 0.12655 | 2.4963e-06 | 7.5974e-07 | 0.27912 | 0.0015432 | 1.9673e-06 | 0.15553 | 0.00085992 | 1.0962e-06 | 38.2395 | 5.247 | 0.098364 | 43.5849 | 17.3055 | 3.0865 | 0.045248 | 20.4372 | 21.3075 | 2.9237 | 0.05481 | 24.286 | 9.6428 | 1.7198 | 0.025212 | 11.3879
Statewide | 2030 | 8 | 23 | 0.22018 | 4.3431e-06 | 1.3218e-06 | 0.12269 | 2.4201e-06 | 7.3654e-07 | 0.2706 | 0.0014961 | 1.9072e-06 | 0.15078 | 0.00083366 | 1.0627e-06 | 37.0717 | 5.0868 | 0.09536 | 42.2539 | 16.777 | 2.9922 | 0.043866 | 19.8131 | 20.6568 | 2.8344 | 0.053136 | 23.5444 | 9.3484 | 1.6673 | 0.024443 | 11.0401
Statewide | 2030 | 8 | 24 | 0.21462 | 4.2335e-06 | 1.2885e-06 | 0.11959 | 2.359e-06 | 7.1795e-07 | 0.26377 | 0.0014584 | 1.8591e-06 | 0.14697 | 0.00081262 | 1.0359e-06 | 36.1361 | 4.9584 | 0.092954 | 41.1875 | 16.3536 | 2.9167 | 0.042759 | 19.313 | 20.1355 | 2.7629 | 0.051795 | 22.9502 | 9.1124 | 1.6252 | 0.023826 | 10.7615
Statewide | 2030 | 9 | 1 | 0.14495 | 2.8593e-06 | 8.7023e-07 | 0.080771 | 1.5932e-06 | 4.849e-07 | 0.17815 | 0.00098497 | 1.2556e-06 | 0.099266 | 0.00054884 | 6.9964e-07 | 24.4062 | 3.3489 | 0.062781 | 27.8179 | 11.0452 | 1.9699 | 0.028879 | 13.044 | 13.5995 | 1.8661 | 0.034982 | 15.5005 | 6.1545 | 1.0977 | 0.016092 | 7.2683
Statewide | 2030 | 9 | 2 | 0.14651 | 2.89e-06 | 8.7956e-07 | 0.081637 | 1.6103e-06 | 4.901e-07 | 0.18006 | 0.00099554 | 1.2691e-06 | 0.10033 | 0.00055473 | 7.0715e-07 | 24.668 | 3.3848 | 0.063454 | 28.1163 | 11.1636 | 1.9911 | 0.029189 | 13.1839 | 13.7453 | 1.8861 | 0.035357 | 15.6668 | 6.2205 | 1.1095 | 0.016264 | 7.3462
Statewide | 2030 | 9 | 3 | 0.15605 | 3.0782e-06 | 9.3685e-07 | 0.086955 | 1.7152e-06 | 5.2203e-07 | 0.19179 | 0.0010604 | 1.3517e-06 | 0.10687 | 0.00059086 | 7.5321e-07 | 26.2748 | 3.6053 | 0.067587 | 29.9477 | 11.8908 | 2.1208 | 0.03109 | 14.0426 | 14.6407 | 2.0089 | 0.03766 | 16.6872 | 6.6257 | 1.1817 | 0.017324 | 7.8247
Statewide | 2030 | 9 | 4 | 0.15839 | 3.1243e-06 | 9.5087e-07 | 0.088256 | 1.7409e-06 | 5.2984e-07 | 0.19466 | 0.0010762 | 1.372e-06 | 0.10846 | 0.0005997 | 7.6448e-07 | 26.6679 | 3.6592 | 0.068598 | 30.3958 | 12.0687 | 2.1525 | 0.031555 | 14.2527 | 14.8597 | 2.039 | 0.038224 | 16.9369 | 6.7248 | 1.1994 | 0.017583 | 7.9418
Statewide | 2030 | 9 | 5 | 0.15343 | 3.0264e-06 | 9.2108e-07 | 0.085491 | 1.6864e-06 | 5.1324e-07 | 0.18856 | 0.0010425 | 1.329e-06 | 0.10507 | 0.00058091 | 7.4053e-07 | 25.8325 | 3.5446 | 0.066449 | 29.4436 | 11.6906 | 2.0851 | 0.030567 | 13.8063 | 14.3942 | 1.9751 | 0.037026 | 16.4063 | 6.5142 | 1.1618 | 0.017032 | 7.693
Statewide | 2030 | 9 | 6 | 0.18004 | 3.5515e-06 | 1.0809e-06 | 0.10032 | 1.9789e-06 | 6.0228e-07 | 0.22127 | 0.0012234 | 1.5596e-06 | 0.1233 | 0.0006817 | 8.69e-07 | 30.3142 | 4.1596 | 0.077978 | 34.5518 | 13.7188 | 2.4468 | 0.03587 | 16.2015 | 16.8915 | 2.3178 | 0.04345 | 19.2527 | 7.6443 | 1.3634 | 0.019987 | 9.0277
Statewide | 2030 | 9 | 7 | 0.16644 | 3.283e-06 | 9.9919e-07 | 0.09274 | 1.8293e-06 | 5.5676e-07 | 0.20455 | 0.0011309 | 1.4417e-06 | 0.11398 | 0.00063017 | 8.0332e-07 | 28.023 | 3.8452 | 0.072084 | 31.9403 | 12.6819 | 2.2619 | 0.033159 | 14.977 | 15.6148 | 2.1426 | 0.040166 | 17.7975 | 7.0665 | 1.2603 | 0.018476 | 8.3454
Statewide | 2030 | 9 | 8 | 0.14224 | 2.8058e-06 | 8.5394e-07 | 0.079259 | 1.5634e-06 | 4.7583e-07 | 0.17481 | 0.00096654 | 1.2321e-06 | 0.097409 | 0.00053857 | 6.8655e-07 | 23.9496 | 3.2862 | 0.061606 | 27.2974 | 10.8385 | 1.9331 | 0.028339 | 12.7999 | 13.345 | 1.8311 | 0.034328 | 15.2105 | 6.0393 | 1.0771 | 0.015791 | 7.1323
Statewide | 2030 | 9 | 9 | 0.13427 | 2.6486e-06 | 8.0609e-07 | 0.074818 | 1.4758e-06 | 4.4916e-07 | 0.16502 | 0.00091238 | 1.1631e-06 | 0.09195 | 0.00050839 | 6.4808e-07 | 22.6075 | 3.1021 | 0.058154 | 25.7678 | 10.2311 | 1.8248 | 0.026751 | 12.0827 | 12.5972 | 1.7285 | 0.032404 | 14.3581 | 5.7009 | 1.0168 | 0.014906 | 6.7326
Statewide | 2030 | 9 | 10 | 0.12658 | 2.4969e-06 | 7.5993e-07 | 0.070533 | 1.3913e-06 | 4.2344e-07 | 0.15557 | 0.00086013 | 1.0965e-06 | 0.086684 | 0.00047927 | 6.1096e-07 | 21.3128 | 2.9244 | 0.054823 | 24.2921 | 9.6452 | 1.7203 | 0.025219 | 11.3907 | 11.8758 | 1.6295 | 0.030548 | 13.5358 | 5.3744 | 0.95855 | 0.014052 | 6.347
Statewide | 2030 | 9 | 11 | 0.12409 | 2.4477e-06 | 7.4494e-07 | 0.069142 | 1.3639e-06 | 4.1509e-07 | 0.1525 | 0.00084317 | 1.0748e-06 | 0.084975 | 0.00046982 | 5.9892e-07 | 20.8926 | 2.8668 | 0.053742 | 23.8131 | 9.455 | 1.6863 | 0.024721 | 11.1661 | 11.6416 | 1.5974 | 0.029946 | 13.269 | 5.2685 | 0.93965 | 0.013775 | 6.2219
Statewide | 2030 | 9 | 12 | 0.11927 | 2.3527e-06 | 7.1604e-07 | 0.06646 | 1.311e-06 | 3.9899e-07 | 0.14658 | 0.00081046 | 1.0331e-06 | 0.081678 | 0.0004516 | 5.7568e-07 | 20.082 | 2.7555 | 0.051657 | 22.8892 | 9.0882 | 1.6209 | 0.023762 | 10.7329 | 11.1899 | 1.5354 | 0.028784 | 12.7541 | 5.0641 | 0.90319 | 0.013241 | 5.9805
Statewide | 2030 | 9 | 13 | 0.13576 | 2.678e-06 | 8.1503e-07 | 0.075648 | 1.4922e-06 | 4.5415e-07 | 0.16685 | 0.0009225 | 1.176e-06 | 0.09297 | 0.00051403 | 6.5527e-07 | 22.8583 | 3.1365 | 0.058799 | 26.0536 | 10.3446 | 1.845 | 0.027047 | 12.2167 | 12.7369 | 1.7477 | 0.032763 | 14.5174 | 5.7642 | 1.0281 | 0.015071 | 6.8073
Statewide | 2030 | 9 | 14 | 0.16156 | 3.1869e-06 | 9.6991e-07 | 0.090023 | 1.7758e-06 | 5.4045e-07 | 0.19855 | 0.0010978 | 1.3994e-06 | 0.11064 | 0.00061171 | 7.7979e-07 | 27.202 | 3.7325 | 0.069972 | 31.0045 | 12.3104 | 2.1956 | 0.032187 | 14.5382 | 15.1573 | 2.0798 | 0.038989 | 17.2761 | 6.8595 | 1.2234 | 0.017935 | 8.1009
Statewide | 2030 | 9 | 15 | 0.16936 | 3.3408e-06 | 1.0168e-06 | 0.094372 | 1.8615e-06 | 5.6656e-07 | 0.20815 | 0.0011508 | 1.4671e-06 | 0.11598 | 0.00064126 | 8.1746e-07 | 28.5161 | 3.9128 | 0.073353 | 32.5023 | 12.9051 | 2.3017 | 0.033742 | 15.2405 | 15.8895 | 2.1803 | 0.040873 | 18.1107 | 7.1909 | 1.2825 | 0.018802 | 8.4922
Statewide | 2030 | 9 | 16 | 0.19556 | 3.8574e-06 | 1.174e-06 | 0.10897 | 2.1494e-06 | 6.5417e-07 | 0.24033 | 0.0013288 | 1.6939e-06 | 0.13392 | 0.00074042 | 9.4387e-07 | 32.9259 | 4.5179 | 0.084696 | 37.5285 | 14.9008 | 2.6576 | 0.03896 | 17.5973 | 18.3467 | 2.5174 | 0.047194 | 20.9113 | 8.3029 | 1.4808 | 0.021709 | 9.8054
Statewide | 2030 | 9 | 17 | 0.16606 | 3.2756e-06 | 9.9693e-07 | 0.092531 | 1.8252e-06 | 5.555e-07 | 0.20409 | 0.0011284 | 1.4384e-06 | 0.11372 | 0.00062875 | 8.0151e-07 | 27.9597 | 3.8365 | 0.071921 | 31.8681 | 12.6533 | 2.2568 | 0.033084 | 14.9431 | 15.5795 | 2.1377 | 0.040075 | 17.7573 | 7.0506 | 1.2575 | 0.018435 | 8.3265
Statewide | 2030 | 9 | 18 | 0.20256 | 3.9956e-06 | 1.216e-06 | 0.11287 | 2.2264e-06 | 6.776e-07 | 0.24894 | 0.0013764 | 1.7546e-06 | 0.13871 | 0.00076694 | 9.7768e-07 | 34.1052 | 4.6797 | 0.087729 | 38.8726 | 15.4344 | 2.7528 | 0.040355 | 18.2276 | 19.0038 | 2.6076 | 0.048884 | 21.6603 | 8.6003 | 1.5339 | 0.022487 | 10.1566
Statewide | 2030 | 9 | 19 | 0.25058 | 4.9428e-06 | 1.5043e-06 | 0.13963 | 2.7542e-06 | 8.3823e-07 | 0.30796 | 0.0017027 | 2.1705e-06 | 0.1716 | 0.00094876 | 1.2095e-06 | 42.1903 | 5.7892 | 0.10853 | 48.088 | 19.0934 | 3.4054 | 0.049922 | 22.5487 | 23.509 | 3.2258 | 0.060473 | 26.7952 | 10.6391 | 1.8975 | 0.027817 | 12.5644
Statewide | 2030 | 9 | 20 | 0.28539 | 5.6295e-06 | 1.7133e-06 | 0.15902 | 3.1368e-06 | 9.5468e-07 | 0.35074 | 0.0019392 | 2.4721e-06 | 0.19544 | 0.0010806 | 1.3775e-06 | 48.0516 | 6.5934 | 0.1236 | 54.7686 | 21.746 | 3.8785 | 0.056858 | 25.6813 | 26.775 | 3.6739 | 0.068874 | 30.5178 | 12.1171 | 2.1611 | 0.031682 | 14.31
Statewide | 2030 | 9 | 21 | 0.19107 | 3.769e-06 | 1.1471e-06 | 0.10647 | 2.1001e-06 | 6.3918e-07 | 0.23483 | 0.0012983 | 1.6551e-06 | 0.13085 | 0.00072346 | 9.2224e-07 | 32.1713 | 4.4144 | 0.082755 | 36.6684 | 14.5593 | 2.5967 | 0.038067 | 17.194 | 17.9262 | 2.4597 | 0.046112 | 20.4321 | 8.1126 | 1.4469 | 0.021212 | 9.5807
Statewide | 2030 | 9 | 22 | 0.17187 | 3.3903e-06 | 1.0318e-06 | 0.095769 | 1.8891e-06 | 5.7494e-07 | 0.21123 | 0.0011679 | 1.4888e-06 | 0.1177 | 0.00065075 | 8.2956e-07 | 28.9382 | 3.9708 | 0.074438 | 32.9834 | 13.0961 | 2.3357 | 0.034242 | 15.4661 | 16.1247 | 2.2126 | 0.041478 | 18.3788 | 7.2973 | 1.3015 | 0.01908 | 8.6179
Statewide | 2030 | 9 | 23 | 0.15848 | 3.1261e-06 | 9.5143e-07 | 0.088308 | 1.7419e-06 | 5.3015e-07 | 0.19477 | 0.0010769 | 1.3728e-06 | 0.10853 | 0.00060005 | 7.6493e-07 | 26.6837 | 3.6614 | 0.068639 | 30.4138 | 12.0758 | 2.1538 | 0.031574 | 14.2612 | 14.8685 | 2.0402 | 0.038247 | 16.9469 | 6.7288 | 1.2001 | 0.017593 | 7.9465
Statewide | 2030 | 9 | 24 | 0.15467 | 3.0509e-06 | 9.2852e-07 | 0.086182 | 1.7e-06 | 5.1739e-07 | 0.19008 | 0.001051 | 1.3397e-06 | 0.10592 | 0.00058561 | 7.4651e-07 | 26.0412 | 3.5733 | 0.066986 | 29.6815 | 11.7851 | 2.1019 | 0.030814 | 13.9178 | 14.5105 | 1.9911 | 0.037326 | 16.5389 | 6.5668 | 1.1712 | 0.01717 | 7.7552
Statewide | 2030 | 10 | 1 | 0.12969 | 2.5581e-06 | 7.7856e-07 | 0.072263 | 1.4254e-06 | 4.3383e-07 | 0.15938 | 0.00088122 | 1.1234e-06 | 0.08881 | 0.00049103 | 6.2595e-07 | 21.8355 | 2.9962 | 0.056168 | 24.8878 | 9.8817 | 1.7624 | 0.025837 | 11.67 | 12.167 | 1.6695 | 0.031297 | 13.8678 | 5.5062 | 0.98206 | 0.014397 | 6.5027
Statewide | 2030 | 10 | 2 | 0.12094 | 2.3856e-06 | 7.2605e-07 | 0.067389 | 1.3293e-06 | 4.0456e-07 | 0.14863 | 0.00082178 | 1.0476e-06 | 0.08282 | 0.00045791 | 5.8373e-07 | 20.3627 | 2.7941 | 0.052379 | 23.2091 | 9.2152 | 1.6436 | 0.024094 | 10.8829 | 11.3463 | 1.5569 | 0.029186 | 12.9324 | 5.1348 | 0.91582 | 0.013426 | 6.0641
Statewide | 2030 | 10 | 3 | 0.14545 | 2.869e-06 | 8.7317e-07 | 0.081044 | 1.5986e-06 | 4.8654e-07 | 0.17875 | 0.00098831 | 1.2599e-06 | 0.099602 | 0.0005507 | 7.0201e-07 | 24.4888 | 3.3602 | 0.062993 | 27.9121 | 11.0825 | 1.9766 | 0.028977 | 13.0881 | 13.6455 | 1.8724 | 0.035101 | 15.553 | 6.1753 | 1.1014 | 0.016146 | 7.2929
Statewide | 2030 | 10 | 4 | 0.13201 | 2.6041e-06 | 7.9254e-07 | 0.07356 | 1.451e-06 | 4.4161e-07 | 0.16224 | 0.00089704 | 1.1435e-06 | 0.090405 | 0.00049984 | 6.3719e-07 | 22.2275 | 3.0499 | 0.057176 | 25.3346 | 10.0592 | 1.7941 | 0.026301 | 11.8795 | 12.3854 | 1.6995 | 0.031859 | 14.1168 | 5.6051 | 0.99969 | 0.014655 | 6.6194
Statewide | 2030 | 10 | 5 | 0.12729 | 2.5108e-06 | 7.6416e-07 | 0.070926 | 1.3991e-06 | 4.258e-07 | 0.15644 | 0.00086492 | 1.1026e-06 | 0.087168 | 0.00048195 | 6.1437e-07 | 21.4316 | 2.9407 | 0.055129 | 24.4275 | 9.699 | 1.7298 | 0.025359 | 11.4542 | 11.942 | 1.6386 | 0.030719 | 13.6113 | 5.4044 | 0.96389 | 0.014131 | 6.3824
Statewide | 2030 | 10 | 6 | 0.15615 | 3.0801e-06 | 9.3742e-07 | 0.087007 | 1.7163e-06 | 5.2234e-07 | 0.1919 | 0.001061 | 1.3526e-06 | 0.10693 | 0.00059122 | 7.5366e-07 | 26.2907 | 3.6075 | 0.067628 | 29.9658 | 11.898 | 2.122 | 0.031109 | 14.0512 | 14.6495 | 2.0101 | 0.037683 | 16.6973 | 6.6297 | 1.1824 | 0.017334 | 7.8295
Statewide | 2030 | 10 | 7 | 0.14799 | 2.9191e-06 | 8.8842e-07 | 0.08246 | 1.6266e-06 | 4.9504e-07 | 0.18187 | 0.0010056 | 1.2819e-06 | 0.10134 | 0.00056032 | 7.1427e-07 | 24.9166 | 3.4189 | 0.064093 | 28.3996 | 11.2761 | 2.0111 | 0.029483 | 13.3167 | 13.8838 | 1.9051 | 0.035714 | 15.8246 | 6.2832 | 1.1206 | 0.016428 | 7.4203
Statewide | 2030 | 10 | 8 | 0.13859 | 2.7338e-06 | 8.3202e-07 | 0.077224 | 1.5233e-06 | 4.6361e-07 | 0.17033 | 0.00094173 | 1.2005e-06 | 0.094908 | 0.00052474 | 6.6893e-07 | 23.3347 | 3.2019 | 0.060024 | 26.5966 | 10.5602 | 1.8835 | 0.027611 | 12.4713 | 13.0024 | 1.7841 | 0.033446 | 14.82 | 5.8843 | 1.0495 | 0.015385 | 6.9492
Statewide | 2030 | 10 | 9 | 0.11468 | 2.2622e-06 | 6.8848e-07 | 0.063902 | 1.2605e-06 | 3.8363e-07 | 0.14094 | 0.00077926 | 9.9338e-07 | 0.078535 | 0.00043421 | 5.5352e-07 | 19.309 | 2.6495 | 0.049669 | 22.0082 | 8.7384 | 1.5585 | 0.022848 | 10.3198 | 10.7592 | 1.4763 | 0.027676 | 12.2632 | 4.8691 | 0.86843 | 0.012731 | 5.7503
Statewide | 2030 | 10 | 10 | 0.1016 | 2.0041e-06 | 6.0995e-07 | 0.056613 | 1.1167e-06 | 3.3987e-07 | 0.12486 | 0.00069037 | 8.8006e-07 | 0.069576 | 0.00038468 | 4.9038e-07 | 17.1064 | 2.3473 | 0.044003 | 19.4977 | 7.7416 | 1.3807 | 0.020241 | 9.1426 | 9.5319 | 1.3079 | 0.024519 | 10.8644 | 4.3137 | 0.76937 | 0.011279 | 5.0944
Statewide | 2030 | 10 | 11 | 0.10324 | 2.0365e-06 | 6.1979e-07 | 0.057526 | 1.1347e-06 | 3.4536e-07 | 0.12688 | 0.00070151 | 8.9427e-07 | 0.070699 | 0.00039089 | 4.983e-07 | 17.3826 | 2.3852 | 0.044713 | 19.8124 | 7.8666 | 1.403 | 0.020568 | 9.2902 | 9.6858 | 1.329 | 0.024915 | 11.0397 | 4.3833 | 0.78179 | 0.011461 | 5.1766
Statewide | 2030 | 10 | 12 | 0.11555 | 2.2794e-06 | 6.9372e-07 | 0.064388 | 1.2701e-06 | 3.8655e-07 | 0.14201 | 0.00078519 | 1.0009e-06 | 0.079132 | 0.00043752 | 5.5774e-07 | 19.456 | 2.6697 | 0.050047 | 22.1757 | 8.8049 | 1.5704 | 0.023022 | 10.3983 | 10.8411 | 1.4876 | 0.027887 | 12.3566 | 4.9062 | 0.87504 | 0.012828 | 5.7941
Statewide | 2030 | 10 | 13 | 0.12241 | 2.4147e-06 | 7.349e-07 | 0.06821 | 1.3455e-06 | 4.095e-07 | 0.15044 | 0.0008318 | 1.0604e-06 | 0.08383 | 0.00046349 | 5.9084e-07 | 20.6109 | 2.8281 | 0.053018 | 23.4921 | 9.3276 | 1.6636 | 0.024388 | 11.0156 | 11.4847 | 1.5759 | 0.029542 | 13.0901 | 5.1974 | 0.92698 | 0.013589 | 6.138
Statewide | 2030 | 10 | 14 | 0.14099 | 2.781e-06 | 8.464e-07 | 0.078559 | 1.5496e-06 | 4.7162e-07 | 0.17327 | 0.000958 | 1.2212e-06 | 0.096548 | 0.00053381 | 6.8048e-07 | 23.7379 | 3.2572 | 0.061061 | 27.0562 | 10.7427 | 1.916 | 0.028088 | 12.6868 | 13.2271 | 1.815 | 0.034024 | 15.076 | 5.986 | 1.0676 | 0.015651 | 7.0692
Statewide | 2030 | 10 | 15 | 0.17201 | 3.3929e-06 | 1.0326e-06 | 0.095843 | 1.8906e-06 | 5.7539e-07 | 0.21139 | 0.0011688 | 1.4899e-06 | 0.11779 | 0.00065126 | 8.302e-07 | 28.9607 | 3.9738 | 0.074496 | 33.0091 | 13.1063 | 2.3376 | 0.034268 | 15.4781 | 16.1373 | 2.2143 | 0.04151 | 18.3931 | 7.303 | 1.3025 | 0.019095 | 8.6246
Statewide | 2030 | 10 | 16 | 0.16982 | 3.3499e-06 | 1.0195e-06 | 0.094628 | 1.8666e-06 | 5.6809e-07 | 0.20871 | 0.001154 | 1.471e-06 | 0.1163 | 0.000643 | 8.1967e-07 | 28.5934 | 3.9234 | 0.073551 | 32.5904 | 12.9401 | 2.3079 | 0.033834 | 15.2818 | 15.9326 | 2.1862 | 0.040984 | 18.1598 | 7.2104 | 1.286 | 0.018852 | 8.5152
Statewide | 2030 | 10 | 17 | 0.14642 | 2.8882e-06 | 8.7901e-07 | 0.081586 | 1.6093e-06 | 4.898e-07 | 0.17995 | 0.00099491 | 1.2683e-06 | 0.10027 | 0.00055438 | 7.0671e-07 | 24.6526 | 3.3827 | 0.063414 | 28.0987 | 11.1567 | 1.9898 | 0.029171 | 13.1757 | 13.7367 | 1.8849 | 0.035335 | 15.657 | 6.2166 | 1.1088 | 0.016254 | 7.3416
Statewide | 2030 | 10 | 18 | 0.20794 | 4.1017e-06 | 1.2484e-06 | 0.11587 | 2.2855e-06 | 6.956e-07 | 0.25556 | 0.001413 | 1.8012e-06 | 0.1424 | 0.00078732 | 1.0036e-06 | 35.0111 | 4.8041 | 0.09006 | 39.9053 | 15.8445 | 2.8259 | 0.041427 | 18.7118 | 19.5086 | 2.6769 | 0.050182 | 22.2357 | 8.8287 | 1.5746 | 0.023084 | 10.4264
Statewide | 2030 | 10 | 19 | 0.272 | 5.3653e-06 | 1.6329e-06 | 0.15156 | 2.9896e-06 | 9.0989e-07 | 0.33428 | 0.0018482 | 2.3561e-06 | 0.18627 | 0.0010299 | 1.3128e-06 | 45.7968 | 6.284 | 0.1178 | 52.1986 | 20.7256 | 3.6965 | 0.05419 | 24.4762 | 25.5185 | 3.5015 | 0.065642 | 29.0857 | 11.5485 | 2.0597 | 0.030195 | 13.6385
Statewide | 2030 | 10 | 20 | 0.22466 | 4.4316e-06 | 1.3487e-06 | 0.12518 | 2.4693e-06 | 7.5153e-07 | 0.27611 | 0.0015266 | 1.946e-06 | 0.15385 | 0.00085063 | 1.0844e-06 | 37.8265 | 5.1904 | 0.097302 | 43.1142 | 17.1186 | 3.0532 | 0.044759 | 20.2165 | 21.0774 | 2.8921 | 0.054218 | 24.0238 | 9.5387 | 1.7013 | 0.02494 | 11.2649
Statewide | 2030 | 10 | 21 | 0.17517 | 3.4553e-06 | 1.0516e-06 | 0.097606 | 1.9253e-06 | 5.8597e-07 | 0.21528 | 0.0011903 | 1.5173e-06 | 0.11996 | 0.00066323 | 8.4547e-07 | 29.4932 | 4.0469 | 0.075866 | 33.616 | 13.3473 | 2.3805 | 0.034898 | 15.7627 | 16.434 | 2.255 | 0.042273 | 18.7313 | 7.4373 | 1.3265 | 0.019446 | 8.7832
Statewide | 2030 | 10 | 22 | 0.16311 | 3.2174e-06 | 9.7922e-07 | 0.090887 | 1.7928e-06 | 5.4564e-07 | 0.20046 | 0.0011083 | 1.4129e-06 | 0.1117 | 0.00061758 | 7.8727e-07 | 27.4631 | 3.7684 | 0.070644 | 31.3021 | 12.4286 | 2.2167 | 0.032496 | 14.6778 | 15.3028 | 2.0998 | 0.039364 | 17.4419 | 6.9254 | 1.2352 | 0.018107 | 8.1786
Statewide | 2030 | 10 | 23 | 0.15518 | 3.061e-06 | 9.3161e-07 | 0.086468 | 1.7056e-06 | 5.1911e-07 | 0.19071 | 0.0010545 | 1.3442e-06 | 0.10627 | 0.00058755 | 7.49e-07 | 26.1279 | 3.5851 | 0.067209 | 29.7802 | 11.8243 | 2.1089 | 0.030916 | 13.9641 | 14.5588 | 1.9977 | 0.03745 | 16.5939 | 6.5886 | 1.1751 | 0.017227 | 7.781
Statewide | 2030 | 10 | 24 | 0.14411 | 2.8426e-06 | 8.6514e-07 | 0.080298 | 1.5839e-06 | 4.8206e-07 | 0.17711 | 0.00097921 | 1.2483e-06 | 0.098686 | 0.00054563 | 6.9555e-07 | 24.2635 | 3.3293 | 0.062413 | 27.6552 | 10.9806 | 1.9584 | 0.02871 | 12.9677 | 13.5199 | 1.8551 | 0.034778 | 15.4098 | 6.1185 | 1.0913 | 0.015998 | 7.2258
Statewide | 2030 | 11 | 1 | 0.18444 | 3.6382e-06 | 1.1073e-06 | 0.10277 | 2.0273e-06 | 6.1699e-07 | 0.22668 | 0.0012533 | 1.5977e-06 | 0.12631 | 0.00069835 | 8.9023e-07 | 31.0547 | 4.2612 | 0.079883 | 35.3958 | 14.054 | 2.5066 | 0.036746 | 16.5973 | 17.3041 | 2.3744 | 0.044512 | 19.723 | 7.831 | 1.3967 | 0.020475 | 9.2482
Statewide | 2030 | 11 | 2 | 0.16026 | 3.1612e-06 | 9.6209e-07 | 0.089297 | 1.7614e-06 | 5.3609e-07 | 0.19695 | 0.001089 | 1.3882e-06 | 0.10975 | 0.00060678 | 7.735e-07 | 26.9827 | 3.7024 | 0.069408 | 30.7546 | 12.2112 | 2.1779 | 0.031928 | 14.421 | 15.0351 | 2.063 | 0.038675 | 17.1368 | 6.8042 | 1.2136 | 0.017791 | 8.0356
Statewide | 2030 | 11 | 3 | 0.15572 | 3.0716e-06 | 9.3483e-07 | 0.086767 | 1.7115e-06 | 5.209e-07 | 0.19137 | 0.0010581 | 1.3488e-06 | 0.10664 | 0.00058958 | 7.5158e-07 | 26.2181 | 3.5975 | 0.067441 | 29.8831 | 11.8651 | 2.1162 | 0.031023 | 14.0124 | 14.6091 | 2.0046 | 0.037579 | 16.6512 | 6.6114 | 1.1792 | 0.017286 | 7.8079
Statewide | 2030 | 11 | 4 | 0.16131 | 3.1819e-06 | 9.6841e-07 | 0.089884 | 1.773e-06 | 5.3961e-07 | 0.19825 | 0.0010961 | 1.3973e-06 | 0.11047 | 0.00061076 | 7.7858e-07 | 27.1599 | 3.7267 | 0.069864 | 30.9565 | 12.2913 | 2.1922 | 0.032137 | 14.5157 | 15.1338 | 2.0766 | 0.038929 | 17.2493 | 6.8489 | 1.2215 | 0.017907 | 8.0883
Statewide | 2030 | 11 | 5 | 0.15309 | 3.0197e-06 | 9.1905e-07 | 0.085302 | 1.6826e-06 | 5.1211e-07 | 0.18814 | 0.0010402 | 1.3261e-06 | 0.10484 | 0.00057963 | 7.3889e-07 | 25.7755 | 3.5368 | 0.066303 | 29.3786 | 11.6648 | 2.0805 | 0.030499 | 13.7758 | 14.3624 | 1.9707 | 0.036945 | 16.3701 | 6.4998 | 1.1593 | 0.016995 | 7.676
Statewide | 2030 | 11 | 6 | 0.18468 | 3.643e-06 | 1.1087e-06 | 0.10291 | 2.0299e-06 | 6.178e-07 | 0.22698 | 0.0012549 | 1.5998e-06 | 0.12647 | 0.00069927 | 8.914e-07 | 31.0956 | 4.2668 | 0.079988 | 35.4424 | 14.0725 | 2.5099 | 0.036794 | 16.6191 | 17.3269 | 2.3775 | 0.04457 | 19.7489 | 7.8414 | 1.3985 | 0.020502 | 9.2604
Statewide | 2030 | 11 | 7 | 0.19895 | 3.9245e-06 | 1.1944e-06 | 0.11086 | 2.1868e-06 | 6.6554e-07 | 0.24451 | 0.0013519 | 1.7234e-06 | 0.13625 | 0.00075329 | 9.6028e-07 | 33.4982 | 4.5965 | 0.086168 | 38.1808 | 15.1598 | 2.7038 | 0.039637 | 17.9032 | 18.6656 | 2.5612 | 0.048014 | 21.2748 | 8.4472 | 1.5066 | 0.022086 | 9.9759
Statewide | 2030 | 11 | 8 | 0.18814 | 3.7111e-06 | 1.1295e-06 | 0.10483 | 2.0679e-06 | 6.2935e-07 | 0.23122 | 0.0012784 | 1.6296e-06 | 0.12884 | 0.00071233 | 9.0806e-07 | 31.6767 | 4.3465 | 0.081482 | 36.1047 | 14.3354 | 2.5568 | 0.037482 | 16.9297 | 17.6506 | 2.4219 | 0.045403 | 20.118 | 7.9879 | 1.4247 | 0.020885 | 9.4334
Statewide | 2030 | 11 | 9 | 0.17696 | 3.4905e-06 | 1.0623e-06 | 0.098602 | 1.945e-06 | 5.9195e-07 | 0.21748 | 0.0012024 | 1.5328e-06 | 0.12118 | 0.00067 | 8.541e-07 | 29.7942 | 4.0882 | 0.07664 | 33.959 | 13.4835 | 2.4048 | 0.035254 | 15.9236 | 16.6017 | 2.278 | 0.042705 | 18.9224 | 7.5132 | 1.34 | 0.019644 | 8.8728
Statewide | 2030 | 11 | 10 | 0.13949 | 2.7515e-06 | 8.3742e-07 | 0.077726 | 1.5332e-06 | 4.6662e-07 | 0.17143 | 0.00094784 | 1.2083e-06 | 0.095524 | 0.00052815 | 6.7327e-07 | 23.4861 | 3.2226 | 0.060414 | 26.7692 | 10.6288 | 1.8957 | 0.02779 | 12.5522 | 13.0868 | 1.7957 | 0.033663 | 14.9161 | 5.9225 | 1.0563 | 0.015485 | 6.9943
Statewide | 2030 | 11 | 11 | 0.14083 | 2.778e-06 | 8.4546e-07 | 0.078472 | 1.5479e-06 | 4.711e-07 | 0.17308 | 0.00095694 | 1.2199e-06 | 0.096442 | 0.00053322 | 6.7973e-07 | 23.7118 | 3.2536 | 0.060994 | 27.0264 | 10.7309 | 1.9139 | 0.028057 | 12.6728 | 13.2125 | 1.813 | 0.033987 | 15.0594 | 5.9794 | 1.0664 | 0.015634 | 7.0615
Statewide | 2030 | 11 | 12 | 0.14633 | 2.8864e-06 | 8.7846e-07 | 0.081535 | 1.6083e-06 | 4.8949e-07 | 0.17983 | 0.00099429 | 1.2675e-06 | 0.10021 | 0.00055403 | 7.0626e-07 | 24.6371 | 3.3806 | 0.063374 | 28.081 | 11.1496 | 1.9886 | 0.029152 | 13.1674 | 13.7281 | 1.8837 | 0.035313 | 15.6471 | 6.2127 | 1.1081 | 0.016244 | 7.337
Statewide | 2030 | 11 | 13 | 0.16285 | 3.2123e-06 | 9.7767e-07 | 0.090743 | 1.79e-06 | 5.4477e-07 | 0.20014 | 0.0011066 | 1.4106e-06 | 0.11152 | 0.0006166 | 7.8603e-07 | 27.4196 | 3.7624 | 0.070532 | 31.2525 | 12.4089 | 2.2132 | 0.032445 | 14.6545 | 15.2786 | 2.0964 | 0.039301 | 17.4143 | 6.9144 | 1.2332 | 0.018079 | 8.1657
Statewide | 2030 | 11 | 14 | 0.18611 | 3.6712e-06 | 1.1173e-06 | 0.1037 | 2.0456e-06 | 6.2258e-07 | 0.22873 | 0.0012646 | 1.6121e-06 | 0.12745 | 0.00070468 | 8.983e-07 | 31.3361 | 4.2998 | 0.080606 | 35.7165 | 14.1813 | 2.5293 | 0.037079 | 16.7477 | 17.4609 | 2.3959 | 0.044915 | 19.9017 | 7.902 | 1.4094 | 0.020661 | 9.332
Statewide | 2030 | 11 | 15 | 0.20226 | 3.9898e-06 | 1.2143e-06 | 0.1127 | 2.2232e-06 | 6.7661e-07 | 0.24858 | 0.0013744 | 1.752e-06 | 0.13851 | 0.00076583 | 9.7625e-07 | 34.0555 | 4.6729 | 0.087602 | 38.816 | 15.412 | 2.7488 | 0.040297 | 18.2011 | 18.9762 | 2.6038 | 0.048813 | 21.6288 | 8.5877 | 1.5317 | 0.022454 | 10.1419
Statewide | 2030 | 11 | 16 | 0.21573 | 4.2554e-06 | 1.2951e-06 | 0.12021 | 2.3711e-06 | 7.2165e-07 | 0.26513 | 0.0014659 | 1.8687e-06 | 0.14773 | 0.00081681 | 1.0412e-06 | 36.3226 | 4.984 | 0.093433 | 41.4 | 16.4379 | 2.9318 | 0.042979 | 19.4127 | 20.2394 | 2.7771 | 0.052062 | 23.0686 | 9.1594 | 1.6336 | 0.023949 | 10.817
Statewide | 2030 | 11 | 17 | 0.2214 | 4.3671e-06 | 1.3291e-06 | 0.12336 | 2.4334e-06 | 7.4061e-07 | 0.27209 | 0.0015044 | 1.9177e-06 | 0.15161 | 0.00083826 | 1.0686e-06 | 37.2766 | 5.1149 | 0.095887 | 42.4874 | 16.8697 | 3.0088 | 0.044108 | 19.9226 | 20.771 | 2.8501 | 0.05343 | 23.6745 | 9.4 | 1.6765 | 0.024578 | 11.1011
Statewide | 2030 | 11 | 18 | 0.3013 | 5.9433e-06 | 1.8088e-06 | 0.16789 | 3.3117e-06 | 1.0079e-06 | 0.37029 | 0.0020473 | 2.6099e-06 | 0.20633 | 0.0011408 | 1.4543e-06 | 50.7304 | 6.961 | 0.13049 | 57.8218 | 22.9583 | 4.0947 | 0.060028 | 27.113 | 28.2676 | 3.8787 | 0.072713 | 32.219 | 12.7926 | 2.2816 | 0.033448 | 15.1077
Statewide | 2030 | 11 | 19 | 0.3069 | 6.0538e-06 | 1.8425e-06 | 0.17101 | 3.3733e-06 | 1.0266e-06 | 0.37718 | 0.0020854 | 2.6584e-06 | 0.21017 | 0.001162 | 1.4813e-06 | 51.6735 | 7.0904 | 0.13292 | 58.8967 | 23.3851 | 4.1708 | 0.061143 | 27.617 | 28.7931 | 3.9508 | 0.074065 | 32.818 | 13.0305 | 2.324 | 0.03407 | 15.3885
Statewide | 2030 | 11 | 20 | 0.2669 | 5.2647e-06 | 1.6023e-06 | 0.14872 | 2.9335e-06 | 8.9281e-07 | 0.32801 | 0.0018136 | 2.3119e-06 | 0.18277 | 0.0010105 | 1.2882e-06 | 44.9375 | 6.1661 | 0.11559 | 51.2192 | 20.3367 | 3.6271 | 0.053173 | 24.017 | 25.0397 | 3.4358 | 0.06441 | 28.54 | 11.3319 | 2.0211 | 0.029629 | 13.3826
Statewide | 2030 | 11 | 21 | 0.21787 | 4.2976e-06 | 1.308e-06 | 0.1214 | 2.3947e-06 | 7.2882e-07 | 0.26776 | 0.0014804 | 1.8872e-06 | 0.1492 | 0.00082492 | 1.0516e-06 | 36.6833 | 5.0335 | 0.094361 | 41.8112 | 16.6012 | 2.9609 | 0.043406 | 19.6055 | 20.4404 | 2.8047 | 0.052579 | 23.2977 | 9.2504 | 1.6498 | 0.024186 | 10.9244
Statewide | 2030 | 11 | 22 | 0.21281 | 4.1977e-06 | 1.2776e-06 | 0.11858 | 2.339e-06 | 7.1187e-07 | 0.26154 | 0.001446 | 1.8433e-06 | 0.14573 | 0.00080574 | 1.0271e-06 | 35.8303 | 4.9165 | 0.092167 | 40.8389 | 16.2152 | 2.892 | 0.042397 | 19.1496 | 19.9651 | 2.7395 | 0.051357 | 22.756 | 9.0353 | 1.6115 | 0.023624 | 10.6704
Statewide | 2030 | 11 | 23 | 0.19938 | 3.9329e-06 | 1.197e-06 | 0.1111 | 2.1915e-06 | 6.6697e-07 | 0.24504 | 0.0013548 | 1.7271e-06 | 0.13654 | 0.00075491 | 9.6234e-07 | 33.57 | 4.6063 | 0.086353 | 38.2626 | 15.1922 | 2.7096 | 0.039722 | 17.9416 | 18.7056 | 2.5667 | 0.048117 | 21.3204 | 8.4653 | 1.5098 | 0.022134 | 9.9973
Statewide | 2030 | 11 | 24 | 0.19975 | 3.9401e-06 | 1.1992e-06 | 0.1113 | 2.1955e-06 | 6.6819e-07 | 0.24548 | 0.0013573 | 1.7302e-06 | 0.13679 | 0.00075629 | 9.641e-07 | 33.6314 | 4.6147 | 0.086511 | 38.3327 | 15.2201 | 2.7146 | 0.039795 | 17.9744 | 18.7399 | 2.5714 | 0.048205 | 21.3595 | 8.4808 | 1.5126 | 0.022174 | 10.0156
Statewide | 2030 | 12 | 1 | 0.17809 | 3.5129e-06 | 1.0691e-06 | 0.099233 | 1.9574e-06 | 5.9574e-07 | 0.21887 | 0.0012101 | 1.5426e-06 | 0.12196 | 0.00067429 | 8.5957e-07 | 29.985 | 4.1144 | 0.077131 | 34.1765 | 13.5699 | 2.4202 | 0.03548 | 16.0256 | 16.708 | 2.2926 | 0.042978 | 19.0436 | 7.5613 | 1.3486 | 0.01977 | 8.9296
Statewide | 2030 | 12 | 2 | 0.16142 | 3.1841e-06 | 9.6908e-07 | 0.089946 | 1.7742e-06 | 5.3998e-07 | 0.19838 | 0.0010969 | 1.3982e-06 | 0.11054 | 0.00061119 | 7.7912e-07 | 27.1787 | 3.7293 | 0.069912 | 30.978 | 12.2999 | 2.1937 | 0.03216 | 14.5257 | 15.1443 | 2.078 | 0.038956 | 17.2613 | 6.8536 | 1.2224 | 0.01792 | 8.0939
Statewide | 2030 | 12 | 3 | 0.15087 | 2.976e-06 | 9.0573e-07 | 0.084066 | 1.6583e-06 | 5.0469e-07 | 0.18542 | 0.0010252 | 1.3068e-06 | 0.10332 | 0.00057123 | 7.2819e-07 | 25.4021 | 3.4855 | 0.065342 | 28.9529 | 11.4958 | 2.0503 | 0.030057 | 13.5762 | 14.1543 | 1.9422 | 0.036409 | 16.1329 | 6.4056 | 1.1425 | 0.016748 | 7.5648
Statewide | 2030 | 12 | 4 | 0.15002 | 2.9592e-06 | 9.0063e-07 | 0.083593 | 1.6489e-06 | 5.0184e-07 | 0.18437 | 0.0010194 | 1.2995e-06 | 0.10273 | 0.00056802 | 7.2409e-07 | 25.2591 | 3.4659 | 0.064974 | 28.79 | 11.4311 | 2.0388 | 0.029888 | 13.4998 | 14.0747 | 1.9313 | 0.036205 | 16.0421 | 6.3696 | 1.136 | 0.016654 | 7.5222
Statewide | 2030 | 12 | 5 | 0.14376 | 2.8358e-06 | 8.6306e-07 | 0.080106 | 1.5801e-06 | 4.8091e-07 | 0.17668 | 0.00097686 | 1.2453e-06 | 0.098449 | 0.00054432 | 6.9388e-07 | 24.2054 | 3.3213 | 0.062264 | 27.589 | 10.9542 | 1.9537 | 0.028641 | 12.9366 | 13.4875 | 1.8507 | 0.034694 | 15.3729 | 6.1038 | 1.0886 | 0.015959 | 7.2084
Statewide | 2030 | 12 | 6 | 0.15786 | 3.1139e-06 | 9.4772e-07 | 0.087963 | 1.7351e-06 | 5.2808e-07 | 0.19401 | 0.0010727 | 1.3674e-06 | 0.10811 | 0.00059771 | 7.6194e-07 | 26.5795 | 3.6471 | 0.068371 | 30.295 | 12.0287 | 2.1454 | 0.031451 | 14.2055 | 14.8104 | 2.0322 | 0.038097 | 16.8808 | 6.7025 | 1.1954 | 0.017525 | 7.9155
Statewide | 2030 | 12 | 7 | 0.18203 | 3.5907e-06 | 1.0928e-06 | 0.10143 | 2.0008e-06 | 6.0893e-07 | 0.22372 | 0.0012369 | 1.5768e-06 | 0.12466 | 0.00068922 | 8.786e-07 | 30.649 | 4.2055 | 0.078839 | 34.9333 | 13.8703 | 2.4738 | 0.036266 | 16.3804 | 17.078 | 2.3434 | 0.04393 | 19.4653 | 7.7287 | 1.3784 | 0.020208 | 9.1274
Statewide | 2030 | 12 | 8 | 0.18884 | 3.725e-06 | 1.1337e-06 | 0.10522 | 2.0756e-06 | 6.3171e-07 | 0.23208 | 0.0012832 | 1.6358e-06 | 0.12932 | 0.00071501 | 9.1147e-07 | 31.7955 | 4.3628 | 0.081788 | 36.2401 | 14.3892 | 2.5664 | 0.037623 | 16.9932 | 17.7168 | 2.431 | 0.045573 | 20.1934 | 8.0178 | 1.43 | 0.020964 | 9.4688
Statewide | 2030 | 12 | 9 | 0.16475 | 3.2497e-06 | 9.8905e-07 | 0.091799 | 1.8108e-06 | 5.5111e-07 | 0.20247 | 0.0011195 | 1.4271e-06 | 0.11282 | 0.00062378 | 7.9517e-07 | 27.7388 | 3.8062 | 0.071353 | 31.6163 | 12.5533 | 2.2389 | 0.032822 | 14.8251 | 15.4564 | 2.1208 | 0.039759 | 17.617 | 6.9949 | 1.2476 | 0.018289 | 8.2607
Statewide | 2030 | 12 | 10 | 0.14339 | 2.8284e-06 | 8.6081e-07 | 0.079897 | 1.576e-06 | 4.7966e-07 | 0.17622 | 0.00097432 | 1.242e-06 | 0.098193 | 0.0005429 | 6.9208e-07 | 24.1423 | 3.3127 | 0.062102 | 27.5171 | 10.9257 | 1.9486 | 0.028567 | 12.9029 | 13.4524 | 1.8459 | 0.034604 | 15.3329 | 6.0879 | 1.0858 | 0.015918 | 7.1897
Statewide | 2030 | 12 | 11 | 0.13889 | 2.7396e-06 | 8.338e-07 | 0.077389 | 1.5265e-06 | 4.646e-07 | 0.17069 | 0.00094374 | 1.203e-06 | 0.095111 | 0.00052586 | 6.7035e-07 | 23.3845 | 3.2087 | 0.060152 | 26.6534 | 10.5828 | 1.8875 | 0.02767 | 12.4979 | 13.0302 | 1.7879 | 0.033518 | 14.8516 | 5.8969 | 1.0517 | 0.015418 | 6.964
Statewide | 2030 | 12 | 12 | 0.14554 | 2.8708e-06 | 8.7374e-07 | 0.081096 | 1.5997e-06 | 4.8686e-07 | 0.17887 | 0.00098894 | 1.2607e-06 | 0.099667 | 0.00055105 | 7.0246e-07 | 24.5047 | 3.3624 | 0.063034 | 27.9301 | 11.0897 | 1.9779 | 0.028996 | 13.0966 | 13.6543 | 1.8736 | 0.035123 | 15.563 | 6.1793 | 1.1021 | 0.016157 | 7.2976
Statewide | 2030 | 12 | 13 | 0.16462 | 3.2473e-06 | 9.8831e-07 | 0.09173 | 1.8094e-06 | 5.507e-07 | 0.20232 | 0.0011186 | 1.426e-06 | 0.11274 | 0.00062331 | 7.9458e-07 | 27.7179 | 3.8033 | 0.071299 | 31.5925 | 12.5439 | 2.2372 | 0.032798 | 14.8139 | 15.4448 | 2.1193 | 0.039729 | 17.6038 | 6.9896 | 1.2466 | 0.018275 | 8.2545
Statewide | 2030 | 12 | 14 | 0.16962 | 3.3459e-06 | 1.0183e-06 | 0.094515 | 1.8644e-06 | 5.6741e-07 | 0.20846 | 0.0011526 | 1.4693e-06 | 0.11616 | 0.00064223 | 8.1869e-07 | 28.5592 | 3.9188 | 0.073463 | 32.5515 | 12.9246 | 2.3052 | 0.033793 | 15.2636 | 15.9136 | 2.1836 | 0.040935 | 18.1381 | 7.2018 | 1.2845 | 0.01883 | 8.505
Statewide | 2030 | 12 | 15 | 0.18833 | 3.715e-06 | 1.1306e-06 | 0.10494 | 2.07e-06 | 6.3001e-07 | 0.23146 | 0.0012797 | 1.6314e-06 | 0.12897 | 0.00071308 | 9.0902e-07 | 31.71 | 4.3511 | 0.081568 | 36.1426 | 14.3505 | 2.5595 | 0.037521 | 16.9475 | 17.6692 | 2.4245 | 0.045451 | 20.1391 | 7.9963 | 1.4262 | 0.020907 | 9.4433
Statewide | 2030 | 12 | 16 | 0.21343 | 4.21e-06 | 1.2813e-06 | 0.11893 | 2.3459e-06 | 7.1396e-07 | 0.2623 | 0.0014503 | 1.8487e-06 | 0.14616 | 0.0008081 | 1.0301e-06 | 35.9355 | 4.9309 | 0.092437 | 40.9588 | 16.2628 | 2.9005 | 0.042521 | 19.2058 | 20.0237 | 2.7476 | 0.051507 | 22.8228 | 9.0618 | 1.6162 | 0.023693 | 10.7017
Statewide | 2030 | 12 | 17 | 0.2193 | 4.3258e-06 | 1.3165e-06 | 0.1222 | 2.4104e-06 | 7.336e-07 | 0.26952 | 0.0014901 | 1.8996e-06 | 0.15018 | 0.00083033 | 1.0585e-06 | 36.9237 | 5.0665 | 0.09498 | 42.0852 | 16.71 | 2.9803 | 0.043691 | 19.734 | 20.5744 | 2.8231 | 0.052924 | 23.4504 | 9.311 | 1.6607 | 0.024345 | 10.996
Statewide | 2030 | 12 | 18 | 0.27191 | 5.3635e-06 | 1.6324e-06 | 0.15151 | 2.9886e-06 | 9.0958e-07 | 0.33417 | 0.0018476 | 2.3553e-06 | 0.1862 | 0.0010295 | 1.3124e-06 | 45.7814 | 6.2819 | 0.11776 | 52.181 | 20.7186 | 3.6952 | 0.054172 | 24.468 | 25.51 | 3.5004 | 0.06562 | 29.0759 | 11.5447 | 2.059 | 0.030185 | 13.6339
Statewide | 2030 | 12 | 19 | 0.27878 | 5.499e-06 | 1.6736e-06 | 0.15534 | 3.0641e-06 | 9.3255e-07 | 0.34261 | 0.0018943 | 2.4148e-06 | 0.19091 | 0.0010555 | 1.3455e-06 | 46.9378 | 6.4406 | 0.12074 | 53.4991 | 21.2419 | 3.7886 | 0.05554 | 25.086 | 26.1543 | 3.5888 | 0.067277 | 29.8103 | 11.8363 | 2.111 | 0.030948 | 13.9782
Statewide | 2030 | 12 | 20 | 0.26559 | 5.2389e-06 | 1.5944e-06 | 0.14799 | 2.9192e-06 | 8.8844e-07 | 0.3264 | 0.0018047 | 2.3005e-06 | 0.18188 | 0.0010056 | 1.2819e-06 | 44.7173 | 6.1359 | 0.11503 | 50.9683 | 20.237 | 3.6093 | 0.052913 | 23.8993 | 24.9171 | 3.419 | 0.064095 | 28.4002 | 11.2763 | 2.0112 | 0.029484 | 13.317
Statewide | 2030 | 12 | 21 | 0.24969 | 4.9253e-06 | 1.499e-06 | 0.13913 | 2.7445e-06 | 8.3527e-07 | 0.30687 | 0.0016967 | 2.1629e-06 | 0.17099 | 0.00094541 | 1.2052e-06 | 42.0413 | 5.7687 | 0.10814 | 47.9181 | 19.026 | 3.3934 | 0.049746 | 22.4691 | 23.4259 | 3.2144 | 0.060259 | 26.7006 | 10.6015 | 1.8908 | 0.027719 | 12.52
Statewide | 2030 | 12 | 22 | 0.21572 | 4.2552e-06 | 1.295e-06 | 0.1202 | 2.371e-06 | 7.2162e-07 | 0.26512 | 0.0014658 | 1.8686e-06 | 0.14773 | 0.00081677 | 1.0412e-06 | 36.3208 | 4.9838 | 0.093429 | 41.398 | 16.4371 | 2.9316 | 0.042977 | 19.4117 | 20.2384 | 2.777 | 0.05206 | 23.0675 | 9.159 | 1.6335 | 0.023947 | 10.8165
Statewide | 2030 | 12 | 23 | 0.20277 | 3.9998e-06 | 1.2173e-06 | 0.11299 | 2.2287e-06 | 6.783e-07 | 0.2492 | 0.0013778 | 1.7564e-06 | 0.13886 | 0.00076774 | 9.787e-07 | 34.1407 | 4.6846 | 0.087821 | 38.9132 | 15.4505 | 2.7557 | 0.040398 | 18.2466 | 19.0236 | 2.6103 | 0.048935 | 21.6829 | 8.6092 | 1.5355 | 0.02251 | 10.1672
Statewide | 2030 | 12 | 24 | 0.19314 | 3.8098e-06 | 1.1595e-06 | 0.10762 | 2.1229e-06 | 6.461e-07 | 0.23737 | 0.0013124 | 1.673e-06 | 0.13227 | 0.00073129 | 9.3223e-07 | 32.5197 | 4.4622 | 0.083651 | 37.0655 | 14.7169 | 2.6248 | 0.038479 | 17.3802 | 18.1204 | 2.4864 | 0.046611 | 20.6534 | 8.2005 | 1.4626 | 0.021441 | 9.6845
Upstate | 2022 | 1 | 1 | 0.26824 | 5.2912e-06 | 1.6104e-06 | 0.2538 | 5.0064e-06 | 1.5237e-06 | 0.32967 | 0.0018227 | 2.3235e-06 | 0.31192 | 0.0017246 | 2.1985e-06 | 40.8787 | 5.1036 | 0.10224 | 46.0845 | 17.4723 | 2.9163 | 0.044147 | 20.4328 | 38.6782 | 4.8289 | 0.096733 | 43.6039 | 16.5318 | 2.7594 | 0.041771 | 19.333
Upstate | 2022 | 1 | 2 | 0.26286 | 5.1851e-06 | 1.5781e-06 | 0.24871 | 4.906e-06 | 1.4931e-06 | 0.32306 | 0.0017862 | 2.277e-06 | 0.30567 | 0.00169 | 2.1544e-06 | 40.059 | 5.0013 | 0.10019 | 45.1605 | 17.122 | 2.8579 | 0.043262 | 20.0231 | 37.9027 | 4.7321 | 0.094793 | 42.7296 | 16.2004 | 2.704 | 0.040933 | 18.9453
Upstate | 2022 | 1 | 3 | 0.26332 | 5.1941e-06 | 1.5808e-06 | 0.24915 | 4.9145e-06 | 1.4957e-06 | 0.32362 | 0.0017893 | 2.2809e-06 | 0.3062 | 0.001693 | 2.1581e-06 | 40.1286 | 5.01 | 0.10036 | 45.2389 | 17.1517 | 2.8628 | 0.043337 | 20.0579 | 37.9685 | 4.7403 | 0.094958 | 42.8038 | 16.2285 | 2.7087 | 0.041004 | 18.9782
Upstate | 2022 | 1 | 4 | 0.25533 | 5.0364e-06 | 1.5328e-06 | 0.24158 | 4.7653e-06 | 1.4503e-06 | 0.31379 | 0.0017349 | 2.2117e-06 | 0.2969 | 0.0016416 | 2.0926e-06 | 38.9103 | 4.8578 | 0.097313 | 43.8654 | 16.631 | 2.7759 | 0.042021 | 19.4489 | 36.8158 | 4.5964 | 0.092075 | 41.5042 | 15.7358 | 2.6265 | 0.03976 | 18.402
Upstate | 2022 | 1 | 5 | 0.25939 | 5.1167e-06 | 1.5572e-06 | 0.24543 | 4.8412e-06 | 1.4734e-06 | 0.31879 | 0.0017626 | 2.2469e-06 | 0.30163 | 0.0016677 | 2.1259e-06 | 39.53 | 4.9352 | 0.098863 | 44.5641 | 16.8959 | 2.8201 | 0.042691 | 19.7587 | 37.4022 | 4.6696 | 0.093541 | 42.1653 | 15.9864 | 2.6683 | 0.040393 | 18.6951
Upstate | 2022 | 1 | 6 | 0.26548 | 5.2367e-06 | 1.5938e-06 | 0.25119 | 4.9549e-06 | 1.508e-06 | 0.32627 | 0.0018039 | 2.2996e-06 | 0.30871 | 0.0017068 | 2.1758e-06 | 40.4577 | 5.051 | 0.10118 | 45.6099 | 17.2924 | 2.8863 | 0.043693 | 20.2224 | 38.2799 | 4.7792 | 0.095736 | 43.1548 | 16.3616 | 2.7309 | 0.041341 | 19.1339
Upstate | 2022 | 1 | 7 | 0.27108 | 5.3472e-06 | 1.6274e-06 | 0.25649 | 5.0593e-06 | 1.5398e-06 | 0.33315 | 0.001842 | 2.3481e-06 | 0.31522 | 0.0017428 | 2.2217e-06 | 41.3109 | 5.1576 | 0.10332 | 46.5718 | 17.6571 | 2.9472 | 0.044614 | 20.6489 | 39.0872 | 4.8799 | 0.097755 | 44.0649 | 16.7066 | 2.7885 | 0.042213 | 19.5374
Upstate | 2022 | 1 | 8 | 0.27023 | 5.3304e-06 | 1.6223e-06 | 0.25568 | 5.0435e-06 | 1.535e-06 | 0.33211 | 0.0018362 | 2.3408e-06 | 0.31423 | 0.0017374 | 2.2148e-06 | 41.1817 | 5.1414 | 0.10299 | 46.4261 | 17.6018 | 2.938 | 0.044474 | 20.5843 | 38.9649 | 4.8647 | 0.09745 | 43.927 | 16.6544 | 2.7798 | 0.04208 | 19.4763
Upstate | 2022 | 1 | 9 | 0.26918 | 5.3097e-06 | 1.616e-06 | 0.25469 | 5.0239e-06 | 1.529e-06 | 0.33082 | 0.0018291 | 2.3317e-06 | 0.31301 | 0.0017306 | 2.2062e-06 | 41.0216 | 5.1214 | 0.10259 | 46.2457 | 17.5334 | 2.9265 | 0.044302 | 20.5043 | 38.8135 | 4.8458 | 0.097071 | 43.7563 | 16.5896 | 2.769 | 0.041917 | 19.4006
Upstate | 2022 | 1 | 10 | 0.25652 | 5.06e-06 | 1.54e-06 | 0.24271 | 4.7877e-06 | 1.4571e-06 | 0.31526 | 0.0017431 | 2.222e-06 | 0.29829 | 0.0016492 | 2.1024e-06 | 39.0926 | 4.8806 | 0.097769 | 44.0709 | 16.7089 | 2.7889 | 0.042218 | 19.5401 | 36.9883 | 4.6179 | 0.092506 | 41.6987 | 15.8095 | 2.6388 | 0.039946 | 18.4882
Upstate | 2022 | 1 | 11 | 0.2562 | 5.0537e-06 | 1.5381e-06 | 0.24241 | 4.7817e-06 | 1.4553e-06 | 0.31487 | 0.0017409 | 2.2192e-06 | 0.29792 | 0.0016472 | 2.0998e-06 | 39.0437 | 4.8745 | 0.097647 | 44.0158 | 16.688 | 2.7854 | 0.042166 | 19.5156 | 36.942 | 4.6121 | 0.09239 | 41.6465 | 15.7897 | 2.6355 | 0.039896 | 18.4651
Upstate | 2022 | 1 | 12 | 0.2582 | 5.0931e-06 | 1.5501e-06 | 0.2443 | 4.819e-06 | 1.4666e-06 | 0.31732 | 0.0017545 | 2.2365e-06 | 0.30024 | 0.00166 | 2.1162e-06 | 39.3481 | 4.9125 | 0.098408 | 44.3591 | 16.8182 | 2.8072 | 0.042494 | 19.6678 | 37.2301 | 4.6481 | 0.093111 | 41.9713 | 15.9129 | 2.656 | 0.040207 | 18.6091
Upstate | 2022 | 1 | 13 | 0.26153 | 5.1589e-06 | 1.5701e-06 | 0.24746 | 4.8812e-06 | 1.4856e-06 | 0.32142 | 0.0017771 | 2.2654e-06 | 0.30412 | 0.0016815 | 2.1435e-06 | 39.8565 | 4.976 | 0.099679 | 44.9321 | 17.0354 | 2.8434 | 0.043043 | 19.9219 | 37.7111 | 4.7081 | 0.094314 | 42.5135 | 16.1184 | 2.6904 | 0.040726 | 18.8495
Upstate | 2022 | 1 | 14 | 0.26568 | 5.2408e-06 | 1.595e-06 | 0.25138 | 4.9587e-06 | 1.5092e-06 | 0.32652 | 0.0018053 | 2.3014e-06 | 0.30895 | 0.0017081 | 2.1775e-06 | 40.4887 | 5.0549 | 0.10126 | 45.6449 | 17.3057 | 2.8885 | 0.043726 | 20.2379 | 38.3093 | 4.7828 | 0.09581 | 43.1879 | 16.3741 | 2.733 | 0.041372 | 19.1485
Upstate | 2022 | 1 | 15 | 0.26576 | 5.2422e-06 | 1.5955e-06 | 0.25145 | 4.96e-06 | 1.5096e-06 | 0.32661 | 0.0018058 | 2.302e-06 | 0.30903 | 0.0017086 | 2.1781e-06 | 40.5001 | 5.0563 | 0.10129 | 45.6577 | 17.3105 | 2.8893 | 0.043738 | 20.2436 | 38.32 | 4.7842 | 0.095837 | 43.2 | 16.3787 | 2.7338 | 0.041384 | 19.1539
Upstate | 2022 | 1 | 16 | 0.26535 | 5.2343e-06 | 1.593e-06 | 0.25107 | 4.9525e-06 | 1.5073e-06 | 0.32612 | 0.0018031 | 2.2985e-06 | 0.30856 | 0.001706 | 2.1748e-06 | 40.4385 | 5.0486 | 0.10113 | 45.5882 | 17.2842 | 2.8849 | 0.043672 | 20.2128 | 38.2617 | 4.7769 | 0.095691 | 43.1343 | 16.3538 | 2.7296 | 0.041321 | 19.1248
Upstate | 2022 | 1 | 17 | 0.27071 | 5.3399e-06 | 1.6252e-06 | 0.25614 | 5.0525e-06 | 1.5377e-06 | 0.3327 | 0.0018395 | 2.3449e-06 | 0.31479 | 0.0017405 | 2.2187e-06 | 41.2546 | 5.1505 | 0.10318 | 46.5083 | 17.633 | 2.9432 | 0.044553 | 20.6207 | 39.034 | 4.8733 | 0.097622 | 44.0049 | 16.6839 | 2.7847 | 0.042155 | 19.5108
Upstate | 2022 | 1 | 18 | 0.26114 | 5.1511e-06 | 1.5677e-06 | 0.24708 | 4.8738e-06 | 1.4833e-06 | 0.32093 | 0.0017744 | 2.262e-06 | 0.30366 | 0.0016789 | 2.1402e-06 | 39.7959 | 4.9684 | 0.099528 | 44.8639 | 17.0095 | 2.8391 | 0.042978 | 19.8916 | 37.6538 | 4.701 | 0.09417 | 42.4489 | 16.094 | 2.6863 | 0.040665 | 18.8209
Upstate | 2022 | 1 | 19 | 0.248 | 4.8919e-06 | 1.4889e-06 | 0.23465 | 4.6286e-06 | 1.4087e-06 | 0.30479 | 0.0016852 | 2.1482e-06 | 0.28838 | 0.0015945 | 2.0326e-06 | 37.7939 | 4.7185 | 0.094521 | 42.6069 | 16.1538 | 2.6963 | 0.040816 | 18.8909 | 35.7595 | 4.4645 | 0.089433 | 40.3134 | 15.2843 | 2.5511 | 0.038619 | 17.874
Upstate | 2022 | 1 | 20 | 0.25165 | 4.964e-06 | 1.5108e-06 | 0.23811 | 4.6968e-06 | 1.4295e-06 | 0.30928 | 0.00171 | 2.1798e-06 | 0.29263 | 0.0016179 | 2.0625e-06 | 38.3506 | 4.788 | 0.095913 | 43.2345 | 16.3918 | 2.736 | 0.041417 | 19.1692 | 36.2863 | 4.5303 | 0.09075 | 40.9073 | 15.5095 | 2.5887 | 0.039188 | 18.1374
Upstate | 2022 | 1 | 21 | 0.24813 | 4.8944e-06 | 1.4896e-06 | 0.23477 | 4.631e-06 | 1.4094e-06 | 0.30494 | 0.001686 | 2.1493e-06 | 0.28853 | 0.0015953 | 2.0336e-06 | 37.8131 | 4.7209 | 0.094569 | 42.6285 | 16.1621 | 2.6976 | 0.040837 | 18.9005 | 35.7777 | 4.4668 | 0.089478 | 40.3339 | 15.2921 | 2.5524 | 0.038638 | 17.8831
Upstate | 2022 | 1 | 22 | 0.25022 | 4.9358e-06 | 1.5022e-06 | 0.23675 | 4.6701e-06 | 1.4213e-06 | 0.30752 | 0.0017003 | 2.1675e-06 | 0.29097 | 0.0016087 | 2.0508e-06 | 38.1326 | 4.7608 | 0.095368 | 42.9888 | 16.2986 | 2.7204 | 0.041182 | 19.0602 | 36.08 | 4.5045 | 0.090235 | 40.6747 | 15.4213 | 2.574 | 0.038965 | 18.0343
Upstate | 2022 | 1 | 23 | 0.26729 | 5.2725e-06 | 1.6047e-06 | 0.2529 | 4.9887e-06 | 1.5183e-06 | 0.3285 | 0.0018163 | 2.3153e-06 | 0.31082 | 0.0017185 | 2.1907e-06 | 40.7339 | 5.0855 | 0.10187 | 45.9213 | 17.4105 | 2.906 | 0.043991 | 20.3605 | 38.5413 | 4.8118 | 0.09639 | 43.4495 | 16.4733 | 2.7496 | 0.041623 | 19.2645
Upstate | 2022 | 1 | 24 | 0.27408 | 5.4063e-06 | 1.6454e-06 | 0.25932 | 5.1153e-06 | 1.5568e-06 | 0.33684 | 0.0018624 | 2.3741e-06 | 0.31871 | 0.0017621 | 2.2463e-06 | 41.7679 | 5.2146 | 0.10446 | 47.087 | 17.8524 | 2.9798 | 0.045108 | 20.8773 | 39.5196 | 4.9339 | 0.098837 | 44.5524 | 16.8914 | 2.8194 | 0.04268 | 19.7535
Upstate | 2022 | 2 | 1 | 0.23202 | 4.5767e-06 | 1.3929e-06 | 0.21953 | 4.3304e-06 | 1.3179e-06 | 0.28515 | 0.0015766 | 2.0098e-06 | 0.2698 | 0.0014917 | 1.9016e-06 | 35.3587 | 4.4144 | 0.088431 | 39.8616 | 15.113 | 2.5225 | 0.038186 | 17.6737 | 33.4554 | 4.1768 | 0.083671 | 37.7159 | 14.2995 | 2.3868 | 0.03613 | 16.7224
Upstate | 2022 | 2 | 2 | 0.2243 | 4.4245e-06 | 1.3466e-06 | 0.21223 | 4.1863e-06 | 1.2741e-06 | 0.27567 | 0.0015241 | 1.9429e-06 | 0.26083 | 0.0014421 | 1.8384e-06 | 34.1826 | 4.2676 | 0.085489 | 38.5357 | 14.6103 | 2.4386 | 0.036916 | 17.0859 | 32.3426 | 4.0379 | 0.080887 | 36.4614 | 13.8239 | 2.3074 | 0.034929 | 16.1662
Upstate | 2022 | 2 | 3 | 0.2184 | 4.3081e-06 | 1.3112e-06 | 0.20665 | 4.0762e-06 | 1.2406e-06 | 0.26842 | 0.0014841 | 1.8918e-06 | 0.25397 | 0.0014042 | 1.79e-06 | 33.2836 | 4.1554 | 0.083241 | 37.5222 | 14.2261 | 2.3745 | 0.035945 | 16.6365 | 31.492 | 3.9317 | 0.07876 | 35.5025 | 13.4603 | 2.2467 | 0.03401 | 15.741
Upstate | 2022 | 2 | 4 | 0.21708 | 4.282e-06 | 1.3032e-06 | 0.20539 | 4.0515e-06 | 1.2331e-06 | 0.26678 | 0.001475 | 1.8803e-06 | 0.25242 | 0.0013956 | 1.7791e-06 | 33.0813 | 4.1301 | 0.082735 | 37.2941 | 14.1396 | 2.3601 | 0.035726 | 16.5354 | 31.3006 | 3.9078 | 0.078281 | 35.2866 | 13.3785 | 2.233 | 0.033803 | 15.6453
Upstate | 2022 | 2 | 5 | 0.22189 | 4.3769e-06 | 1.3321e-06 | 0.20994 | 4.1413e-06 | 1.2604e-06 | 0.2727 | 0.0015077 | 1.922e-06 | 0.25802 | 0.0014266 | 1.8186e-06 | 33.8145 | 4.2217 | 0.084569 | 38.1207 | 14.453 | 2.4124 | 0.036518 | 16.9019 | 31.9943 | 3.9944 | 0.080016 | 36.0687 | 13.675 | 2.2825 | 0.034553 | 15.9921
Upstate | 2022 | 2 | 6 | 0.23665 | 4.668e-06 | 1.4207e-06 | 0.22391 | 4.4167e-06 | 1.3442e-06 | 0.29084 | 0.001608 | 2.0499e-06 | 0.27518 | 0.0015215 | 1.9395e-06 | 36.0639 | 4.5025 | 0.090194 | 40.6566 | 15.4144 | 2.5728 | 0.038948 | 18.0262 | 34.1226 | 4.2601 | 0.085339 | 38.4681 | 14.5847 | 2.4344 | 0.036851 | 17.0559
Upstate | 2022 | 2 | 7 | 0.23881 | 4.7107e-06 | 1.4337e-06 | 0.22596 | 4.4571e-06 | 1.3565e-06 | 0.2935 | 0.0016227 | 2.0686e-06 | 0.2777 | 0.0015354 | 1.9573e-06 | 36.3936 | 4.5437 | 0.091019 | 41.0283 | 15.5553 | 2.5964 | 0.039304 | 18.191 | 34.4346 | 4.2991 | 0.086119 | 38.8198 | 14.718 | 2.4566 | 0.037188 | 17.2118
Upstate | 2022 | 2 | 8 | 0.23022 | 4.5412e-06 | 1.3821e-06 | 0.21783 | 4.2968e-06 | 1.3077e-06 | 0.28294 | 0.0015644 | 1.9942e-06 | 0.26771 | 0.0014802 | 1.8869e-06 | 35.0845 | 4.3802 | 0.087745 | 39.5525 | 14.9958 | 2.503 | 0.03789 | 17.5367 | 33.196 | 4.1444 | 0.083022 | 37.4234 | 14.1886 | 2.3682 | 0.03585 | 16.5927
Upstate | 2022 | 2 | 9 | 0.2156 | 4.2528e-06 | 1.2943e-06 | 0.20399 | 4.0239e-06 | 1.2247e-06 | 0.26497 | 0.001465 | 1.8675e-06 | 0.2507 | 0.0013861 | 1.767e-06 | 32.8559 | 4.102 | 0.082171 | 37.0401 | 14.0433 | 2.344 | 0.035483 | 16.4227 | 31.0873 | 3.8812 | 0.077748 | 35.0463 | 13.2873 | 2.2178 | 0.033573 | 15.5387
Upstate | 2022 | 2 | 10 | 0.20706 | 4.0843e-06 | 1.2431e-06 | 0.19591 | 3.8645e-06 | 1.1761e-06 | 0.25447 | 0.001407 | 1.7936e-06 | 0.24077 | 0.0013312 | 1.697e-06 | 31.5545 | 3.9395 | 0.078916 | 35.5729 | 13.487 | 2.2511 | 0.034078 | 15.7722 | 29.856 | 3.7274 | 0.074669 | 33.6581 | 12.761 | 2.13 | 0.032243 | 14.9232
Upstate | 2022 | 2 | 11 | 0.19632 | 3.8725e-06 | 1.1786e-06 | 0.18575 | 3.664e-06 | 1.1151e-06 | 0.24127 | 0.001334 | 1.7005e-06 | 0.22828 | 0.0012622 | 1.609e-06 | 29.9177 | 3.7352 | 0.074823 | 33.7277 | 12.7874 | 2.1344 | 0.03231 | 14.9541 | 28.3073 | 3.5341 | 0.070795 | 31.9122 | 12.0991 | 2.0195 | 0.030571 | 14.1491
Upstate | 2022 | 2 | 12 | 0.18621 | 3.6731e-06 | 1.1179e-06 | 0.17619 | 3.4754e-06 | 1.0577e-06 | 0.22885 | 0.0012653 | 1.613e-06 | 0.21653 | 0.0011972 | 1.5261e-06 | 28.3774 | 3.5428 | 0.070971 | 31.9912 | 12.129 | 2.0245 | 0.030646 | 14.1842 | 26.8499 | 3.3521 | 0.06715 | 30.2691 | 11.4761 | 1.9155 | 0.028997 | 13.4207
Upstate | 2022 | 2 | 13 | 0.18521 | 3.6534e-06 | 1.1119e-06 | 0.17524 | 3.4568e-06 | 1.0521e-06 | 0.22762 | 0.0012585 | 1.6043e-06 | 0.21537 | 0.0011908 | 1.518e-06 | 28.2253 | 3.5239 | 0.07059 | 31.8198 | 12.0641 | 2.0136 | 0.030482 | 14.1082 | 26.706 | 3.3342 | 0.066791 | 30.107 | 11.4147 | 1.9052 | 0.028841 | 13.3488
Upstate | 2022 | 2 | 14 | 0.18054 | 3.5613e-06 | 1.0839e-06 | 0.17082 | 3.3696e-06 | 1.0255e-06 | 0.22188 | 0.0012268 | 1.5639e-06 | 0.20994 | 0.0011608 | 1.4797e-06 | 27.5137 | 3.435 | 0.068811 | 31.0175 | 11.7599 | 1.9629 | 0.029714 | 13.7525 | 26.0327 | 3.2501 | 0.065107 | 29.3479 | 11.1269 | 1.8572 | 0.028114 | 13.0122
Upstate | 2022 | 2 | 15 | 0.18871 | 3.7224e-06 | 1.1329e-06 | 0.17855 | 3.522e-06 | 1.0719e-06 | 0.23192 | 0.0012823 | 1.6346e-06 | 0.21944 | 0.0012133 | 1.5466e-06 | 28.7581 | 3.5904 | 0.071923 | 32.4204 | 12.2918 | 2.0516 | 0.031058 | 14.3745 | 27.2101 | 3.3971 | 0.068051 | 30.6753 | 11.6301 | 1.9412 | 0.029386 | 13.6007
Upstate | 2022 | 2 | 16 | 0.20591 | 4.0616e-06 | 1.2361e-06 | 0.19482 | 3.843e-06 | 1.1696e-06 | 0.25306 | 0.0013991 | 1.7836e-06 | 0.23944 | 0.0013238 | 1.6876e-06 | 31.3791 | 3.9176 | 0.078478 | 35.3752 | 13.412 | 2.2386 | 0.033888 | 15.6846 | 29.69 | 3.7067 | 0.074253 | 33.471 | 12.6901 | 2.1181 | 0.032064 | 14.8403
Upstate | 2022 | 2 | 17 | 0.22906 | 4.5184e-06 | 1.3752e-06 | 0.21673 | 4.2752e-06 | 1.3011e-06 | 0.28152 | 0.0015565 | 1.9842e-06 | 0.26636 | 0.0014727 | 1.8774e-06 | 34.908 | 4.3582 | 0.087303 | 39.3535 | 14.9204 | 2.4904 | 0.037699 | 17.4485 | 33.029 | 4.1236 | 0.082604 | 37.2352 | 14.1172 | 2.3563 | 0.03567 | 16.5092
Upstate | 2022 | 2 | 18 | 0.23205 | 4.5774e-06 | 1.3931e-06 | 0.21956 | 4.331e-06 | 1.3181e-06 | 0.28519 | 0.0015768 | 2.0101e-06 | 0.26984 | 0.0014919 | 1.9019e-06 | 35.3634 | 4.415 | 0.088442 | 39.8669 | 15.115 | 2.5229 | 0.038191 | 17.6761 | 33.4599 | 4.1774 | 0.083682 | 37.7209 | 14.3014 | 2.3871 | 0.036135 | 16.7246
Upstate | 2022 | 2 | 19 | 0.2429 | 4.7914e-06 | 1.4583e-06 | 0.22983 | 4.5335e-06 | 1.3798e-06 | 0.29853 | 0.0016505 | 2.1041e-06 | 0.28246 | 0.0015617 | 1.9908e-06 | 37.0171 | 4.6215 | 0.092578 | 41.7312 | 15.8218 | 2.6409 | 0.039977 | 18.5027 | 35.0245 | 4.3727 | 0.087595 | 39.4849 | 14.9702 | 2.4987 | 0.037825 | 17.5067
Upstate | 2022 | 2 | 20 | 0.22891 | 4.5153e-06 | 1.3742e-06 | 0.21659 | 4.2723e-06 | 1.3003e-06 | 0.28133 | 0.0015554 | 1.9828e-06 | 0.26618 | 0.0014717 | 1.8761e-06 | 34.8843 | 4.3552 | 0.087244 | 39.3268 | 14.9102 | 2.4887 | 0.037674 | 17.4366 | 33.0066 | 4.1208 | 0.082548 | 37.2099 | 14.1076 | 2.3547 | 0.035646 | 16.498
Upstate | 2022 | 2 | 21 | 0.22227 | 4.3844e-06 | 1.3344e-06 | 0.2103 | 4.1484e-06 | 1.2625e-06 | 0.27316 | 0.0015103 | 1.9253e-06 | 0.25846 | 0.001429 | 1.8217e-06 | 33.8724 | 4.2289 | 0.084713 | 38.186 | 14.4777 | 2.4165 | 0.036581 | 16.9308 | 32.0491 | 4.0012 | 0.080153 | 36.1305 | 13.6984 | 2.2864 | 0.034612 | 16.0194
Upstate | 2022 | 2 | 22 | 0.23423 | 4.6203e-06 | 1.4062e-06 | 0.22162 | 4.3716e-06 | 1.3305e-06 | 0.28786 | 0.0015916 | 2.0289e-06 | 0.27237 | 0.0015059 | 1.9197e-06 | 35.6949 | 4.4564 | 0.089271 | 40.2406 | 15.2567 | 2.5465 | 0.038549 | 17.8418 | 33.7735 | 4.2165 | 0.084466 | 38.0745 | 14.4354 | 2.4094 | 0.036474 | 16.8814
Upstate | 2022 | 2 | 23 | 0.24361 | 4.8054e-06 | 1.4625e-06 | 0.2305 | 4.5468e-06 | 1.3838e-06 | 0.2994 | 0.0016554 | 2.1102e-06 | 0.28328 | 0.0015663 | 1.9966e-06 | 37.1256 | 4.635 | 0.092849 | 41.8534 | 15.8682 | 2.6486 | 0.040094 | 18.5569 | 35.1271 | 4.3855 | 0.087851 | 39.6005 | 15.014 | 2.506 | 0.037936 | 17.558
Upstate | 2022 | 2 | 24 | 0.25071 | 4.9454e-06 | 1.5051e-06 | 0.23721 | 4.6792e-06 | 1.4241e-06 | 0.30812 | 0.0017036 | 2.1717e-06 | 0.29153 | 0.0016119 | 2.0548e-06 | 38.2067 | 4.77 | 0.095553 | 43.0722 | 16.3303 | 2.7257 | 0.041262 | 19.0972 | 36.1501 | 4.5132 | 0.09041 | 40.7537 | 15.4512 | 2.579 | 0.039041 | 18.0693
Upstate | 2022 | 3 | 1 | 0.26307 | 5.1892e-06 | 1.5793e-06 | 0.24891 | 4.9098e-06 | 1.4943e-06 | 0.32331 | 0.0017876 | 2.2787e-06 | 0.3059 | 0.0016913 | 2.1561e-06 | 40.0901 | 5.0051 | 0.10026 | 45.1955 | 17.1353 | 2.8601 | 0.043296 | 20.0386 | 37.9321 | 4.7357 | 0.094866 | 42.7627 | 16.2129 | 2.7061 | 0.040965 | 18.96
Upstate | 2022 | 3 | 2 | 0.25484 | 5.0269e-06 | 1.5299e-06 | 0.24112 | 4.7563e-06 | 1.4476e-06 | 0.3132 | 0.0017317 | 2.2075e-06 | 0.29634 | 0.0016384 | 2.0886e-06 | 38.8366 | 4.8487 | 0.097129 | 43.7824 | 16.5995 | 2.7707 | 0.041942 | 19.4121 | 36.7461 | 4.5877 | 0.0919 | 41.4257 | 15.706 | 2.6215 | 0.039684 | 18.3672
Upstate | 2022 | 3 | 3 | 0.27418 | 5.4084e-06 | 1.646e-06 | 0.25942 | 5.1173e-06 | 1.5574e-06 | 0.33697 | 0.0018631 | 2.375e-06 | 0.31883 | 0.0017628 | 2.2472e-06 | 41.7839 | 5.2166 | 0.1045 | 47.105 | 17.8593 | 2.9809 | 0.045125 | 20.8853 | 39.5347 | 4.9358 | 0.098875 | 44.5694 | 16.8979 | 2.8205 | 0.042696 | 19.7611
Upstate | 2022 | 3 | 4 | 0.27717 | 5.4673e-06 | 1.6639e-06 | 0.26225 | 5.173e-06 | 1.5744e-06 | 0.34063 | 0.0018834 | 2.4008e-06 | 0.3223 | 0.001782 | 2.2716e-06 | 42.2386 | 5.2734 | 0.10564 | 47.6177 | 18.0536 | 3.0134 | 0.045616 | 21.1126 | 39.965 | 4.9895 | 0.099951 | 45.0545 | 17.0818 | 2.8512 | 0.043161 | 19.9761
Upstate | 2022 | 3 | 5 | 0.29111 | 5.7423e-06 | 1.7476e-06 | 0.27544 | 5.4332e-06 | 1.6536e-06 | 0.35777 | 0.0019781 | 2.5216e-06 | 0.33851 | 0.0018716 | 2.3859e-06 | 44.3632 | 5.5386 | 0.11095 | 50.0128 | 18.9617 | 3.1649 | 0.04791 | 22.1745 | 41.9752 | 5.2405 | 0.10498 | 47.3207 | 17.941 | 2.9946 | 0.045331 | 20.9809
Upstate | 2022 | 3 | 6 | 0.31035 | 6.1218e-06 | 1.8632e-06 | 0.29364 | 5.7923e-06 | 1.7629e-06 | 0.38142 | 0.0021088 | 2.6883e-06 | 0.36089 | 0.0019953 | 2.5436e-06 | 47.2957 | 5.9047 | 0.11828 | 53.3187 | 20.2151 | 3.3741 | 0.051077 | 23.6403 | 44.7498 | 5.5869 | 0.11192 | 50.4487 | 19.1269 | 3.1925 | 0.048328 | 22.3678
Upstate | 2022 | 3 | 7 | 0.31967 | 6.3056e-06 | 1.9191e-06 | 0.30246 | 5.9662e-06 | 1.8158e-06 | 0.39287 | 0.0021722 | 2.769e-06 | 0.37172 | 0.0020552 | 2.6199e-06 | 48.7157 | 6.082 | 0.12184 | 54.9195 | 20.822 | 3.4754 | 0.052611 | 24.3501 | 46.0934 | 5.7546 | 0.11528 | 51.9633 | 19.7012 | 3.2884 | 0.049779 | 23.0393
Upstate | 2022 | 3 | 8 | 0.29365 | 5.7924e-06 | 1.7629e-06 | 0.27784 | 5.4806e-06 | 1.668e-06 | 0.36089 | 0.0019954 | 2.5436e-06 | 0.34147 | 0.001888 | 2.4067e-06 | 44.7507 | 5.587 | 0.11192 | 50.4497 | 19.1273 | 3.1926 | 0.048329 | 22.3682 | 42.3419 | 5.2863 | 0.1059 | 47.734 | 18.0977 | 3.0207 | 0.045727 | 21.1642
Upstate | 2022 | 3 | 9 | 0.30074 | 5.9322e-06 | 1.8054e-06 | 0.28455 | 5.6129e-06 | 1.7083e-06 | 0.3696 | 0.0020435 | 2.605e-06 | 0.34971 | 0.0019335 | 2.4648e-06 | 45.8305 | 5.7218 | 0.11462 | 51.667 | 19.5888 | 3.2696 | 0.049495 | 22.908 | 43.3635 | 5.4138 | 0.10845 | 48.8858 | 18.5344 | 3.0936 | 0.046831 | 21.6749
Upstate | 2022 | 3 | 10 | 0.27899 | 5.5033e-06 | 1.6749e-06 | 0.26397 | 5.207e-06 | 1.5848e-06 | 0.34288 | 0.0018958 | 2.4167e-06 | 0.32442 | 0.0017937 | 2.2866e-06 | 42.5169 | 5.3081 | 0.10633 | 47.9314 | 18.1725 | 3.0332 | 0.045917 | 21.2517 | 40.2283 | 5.0224 | 0.10061 | 45.3513 | 17.1943 | 2.8699 | 0.043445 | 20.1077
Upstate | 2022 | 3 | 11 | 0.26958 | 5.3177e-06 | 1.6184e-06 | 0.25507 | 5.0315e-06 | 1.5313e-06 | 0.33132 | 0.0018318 | 2.3352e-06 | 0.31348 | 0.0017332 | 2.2095e-06 | 41.0832 | 5.1291 | 0.10275 | 46.3151 | 17.5597 | 2.9309 | 0.044368 | 20.5351 | 38.8717 | 4.853 | 0.097217 | 43.822 | 16.6145 | 2.7732 | 0.04198 | 19.4297
Upstate | 2022 | 3 | 12 | 0.25512 | 5.0324e-06 | 1.5316e-06 | 0.24139 | 4.7615e-06 | 1.4492e-06 | 0.31354 | 0.0017336 | 2.2099e-06 | 0.29666 | 0.0016402 | 2.0909e-06 | 38.8791 | 4.854 | 0.097235 | 43.8303 | 16.6177 | 2.7737 | 0.041988 | 19.4334 | 36.7863 | 4.5927 | 0.092001 | 41.471 | 15.7232 | 2.6244 | 0.039728 | 18.3873
Upstate | 2022 | 3 | 13 | 0.25729 | 5.0753e-06 | 1.5446e-06 | 0.24344 | 4.8021e-06 | 1.4615e-06 | 0.31621 | 0.0017483 | 2.2287e-06 | 0.29919 | 0.0016542 | 2.1087e-06 | 39.2103 | 4.8953 | 0.098063 | 44.2036 | 16.7592 | 2.7973 | 0.042345 | 19.5989 | 37.0996 | 4.6318 | 0.092785 | 41.8242 | 15.8571 | 2.6467 | 0.040066 | 18.5439
Upstate | 2022 | 3 | 14 | 0.26224 | 5.1727e-06 | 1.5743e-06 | 0.24812 | 4.8943e-06 | 1.4896e-06 | 0.32228 | 0.0017819 | 2.2715e-06 | 0.30494 | 0.001686 | 2.1492e-06 | 39.9632 | 4.9893 | 0.099946 | 45.0524 | 17.081 | 2.851 | 0.043159 | 19.9752 | 37.812 | 4.7207 | 0.094566 | 42.6273 | 16.1616 | 2.6976 | 0.040835 | 18.9
Upstate | 2022 | 3 | 15 | 0.26484 | 5.2241e-06 | 1.5899e-06 | 0.25058 | 4.9429e-06 | 1.5044e-06 | 0.32548 | 0.0017996 | 2.2941e-06 | 0.30796 | 0.0017027 | 2.1706e-06 | 40.3601 | 5.0389 | 0.10094 | 45.4998 | 17.2507 | 2.8793 | 0.043587 | 20.1736 | 38.1875 | 4.7676 | 0.095505 | 43.0507 | 16.3221 | 2.7244 | 0.041241 | 19.0877
Upstate | 2022 | 3 | 16 | 0.27732 | 5.4703e-06 | 1.6649e-06 | 0.26239 | 5.1759e-06 | 1.5753e-06 | 0.34082 | 0.0018844 | 2.4022e-06 | 0.32248 | 0.001783 | 2.2729e-06 | 42.2623 | 5.2763 | 0.1057 | 47.6443 | 18.0637 | 3.015 | 0.045641 | 21.1244 | 39.9873 | 4.9923 | 0.10001 | 45.0797 | 17.0914 | 2.8528 | 0.043185 | 19.9873
Upstate | 2022 | 3 | 17 | 0.28711 | 5.6635e-06 | 1.7237e-06 | 0.27166 | 5.3586e-06 | 1.6309e-06 | 0.35286 | 0.001951 | 2.487e-06 | 0.33387 | 0.0018459 | 2.3531e-06 | 43.7547 | 5.4627 | 0.10943 | 49.3268 | 18.7016 | 3.1215 | 0.047253 | 21.8704 | 41.3994 | 5.1686 | 0.10354 | 46.6716 | 17.6949 | 2.9535 | 0.04471 | 20.6931
Upstate | 2022 | 3 | 18 | 0.30869 | 6.0891e-06 | 1.8532e-06 | 0.29208 | 5.7614e-06 | 1.7535e-06 | 0.37938 | 0.0020976 | 2.6739e-06 | 0.35896 | 0.0019847 | 2.53e-06 | 47.043 | 5.8732 | 0.11765 | 53.0339 | 20.1071 | 3.3561 | 0.050805 | 23.514 | 44.5108 | 5.5571 | 0.11132 | 50.1791 | 19.0248 | 3.1755 | 0.04807 | 22.2483
Upstate | 2022 | 3 | 19 | 0.32897 | 6.4891e-06 | 1.975e-06 | 0.31126 | 6.1398e-06 | 1.8686e-06 | 0.4043 | 0.0022354 | 2.8496e-06 | 0.38254 | 0.002115 | 2.6962e-06 | 50.1333 | 6.259 | 0.12538 | 56.5177 | 21.4279 | 3.5766 | 0.054142 | 25.0587 | 47.4347 | 5.9221 | 0.11863 | 53.4754 | 20.2745 | 3.3841 | 0.051227 | 23.7098
Upstate | 2022 | 3 | 20 | 0.32496 | 6.41e-06 | 1.9509e-06 | 0.30747 | 6.065e-06 | 1.8459e-06 | 0.39937 | 0.0022081 | 2.8148e-06 | 0.37788 | 0.0020893 | 2.6633e-06 | 49.5222 | 6.1827 | 0.12385 | 55.8288 | 21.1668 | 3.533 | 0.053482 | 24.7532 | 46.8565 | 5.8499 | 0.11719 | 52.8236 | 20.0274 | 3.3428 | 0.050603 | 23.4208
Upstate | 2022 | 3 | 21 | 0.29834 | 5.8849e-06 | 1.7911e-06 | 0.28228 | 5.5681e-06 | 1.6946e-06 | 0.36665 | 0.0020272 | 2.5842e-06 | 0.34692 | 0.0019181 | 2.4451e-06 | 45.4651 | 5.6762 | 0.11371 | 51.255 | 19.4327 | 3.2435 | 0.0491 | 22.7253 | 43.0178 | 5.3707 | 0.10759 | 48.496 | 18.3866 | 3.069 | 0.046457 | 21.502
Upstate | 2022 | 3 | 22 | 0.29494 | 5.8179e-06 | 1.7707e-06 | 0.27907 | 5.5047e-06 | 1.6754e-06 | 0.36248 | 0.0020041 | 2.5548e-06 | 0.34297 | 0.0018963 | 2.4173e-06 | 44.9477 | 5.6116 | 0.11241 | 50.6717 | 19.2115 | 3.2066 | 0.048542 | 22.4667 | 42.5282 | 5.3095 | 0.10636 | 47.9441 | 18.1774 | 3.034 | 0.045929 | 21.2573
Upstate | 2022 | 3 | 23 | 0.29287 | 5.777e-06 | 1.7582e-06 | 0.2771 | 5.466e-06 | 1.6636e-06 | 0.35993 | 0.00199 | 2.5368e-06 | 0.34056 | 0.0018829 | 2.4003e-06 | 44.6314 | 5.5721 | 0.11162 | 50.3151 | 19.0763 | 3.1841 | 0.0482 | 22.3086 | 42.2289 | 5.2722 | 0.10561 | 47.6067 | 18.0495 | 3.0127 | 0.045606 | 21.1077
Upstate | 2022 | 3 | 24 | 0.26864 | 5.299e-06 | 1.6128e-06 | 0.25418 | 5.0138e-06 | 1.5259e-06 | 0.33015 | 0.0018254 | 2.327e-06 | 0.31238 | 0.0017271 | 2.2017e-06 | 40.939 | 5.1111 | 0.10239 | 46.1525 | 17.4981 | 2.9206 | 0.044212 | 20.463 | 38.7353 | 4.836 | 0.096875 | 43.6682 | 16.5562 | 2.7634 | 0.041833 | 19.3615
Upstate | 2022 | 4 | 1 | 0.12791 | 2.5231e-06 | 7.6791e-07 | 0.12103 | 2.3873e-06 | 7.2657e-07 | 0.1572 | 0.00086916 | 1.108e-06 | 0.14874 | 0.00082238 | 1.0483e-06 | 19.493 | 2.4337 | 0.048751 | 21.9754 | 8.3317 | 1.3907 | 0.021052 | 9.7434 | 18.4437 | 2.3027 | 0.046127 | 20.7925 | 7.8832 | 1.3158 | 0.019918 | 9.2189
Upstate | 2022 | 4 | 2 | 0.11708 | 2.3094e-06 | 7.0285e-07 | 0.11077 | 2.1851e-06 | 6.6502e-07 | 0.14388 | 0.00079553 | 1.0141e-06 | 0.13614 | 0.00075271 | 9.5953e-07 | 17.8417 | 2.2275 | 0.044621 | 20.1138 | 7.6259 | 1.2728 | 0.019268 | 8.918 | 16.8813 | 2.1076 | 0.042219 | 19.0311 | 7.2154 | 1.2043 | 0.018231 | 8.4379
Upstate | 2022 | 4 | 3 | 0.13589 | 2.6806e-06 | 8.1584e-07 | 0.12858 | 2.5363e-06 | 7.7192e-07 | 0.16701 | 0.00092341 | 1.1771e-06 | 0.15802 | 0.0008737 | 1.1138e-06 | 20.7096 | 2.5855 | 0.051794 | 23.347 | 8.8517 | 1.4775 | 0.022366 | 10.3515 | 19.5949 | 2.4464 | 0.049006 | 22.0902 | 8.3752 | 1.3979 | 0.021162 | 9.7943
Upstate | 2022 | 4 | 4 | 0.15364 | 3.0305e-06 | 9.2234e-07 | 0.14537 | 2.8674e-06 | 8.7269e-07 | 0.18882 | 0.001044 | 1.3308e-06 | 0.17865 | 0.00098776 | 1.2592e-06 | 23.4132 | 2.9231 | 0.058555 | 26.3949 | 10.0073 | 1.6703 | 0.025285 | 11.7029 | 22.1529 | 2.7657 | 0.055403 | 24.9741 | 9.4686 | 1.5804 | 0.023924 | 11.0729
Upstate | 2022 | 4 | 5 | 0.17906 | 3.5321e-06 | 1.075e-06 | 0.16942 | 3.342e-06 | 1.0171e-06 | 0.22006 | 0.0012167 | 1.5511e-06 | 0.20822 | 0.0011512 | 1.4676e-06 | 27.288 | 3.4068 | 0.068246 | 30.7631 | 11.6634 | 1.9468 | 0.02947 | 13.6397 | 25.8192 | 3.2235 | 0.064573 | 29.1072 | 11.0356 | 1.842 | 0.027884 | 12.9055
Upstate | 2022 | 4 | 6 | 0.21452 | 4.2315e-06 | 1.2878e-06 | 0.20297 | 4.0037e-06 | 1.2185e-06 | 0.26364 | 0.0014576 | 1.8582e-06 | 0.24945 | 0.0013792 | 1.7581e-06 | 32.6912 | 4.0814 | 0.081759 | 36.8543 | 13.9728 | 2.3322 | 0.035305 | 16.3404 | 30.9315 | 3.8617 | 0.077358 | 34.8705 | 13.2207 | 2.2067 | 0.033405 | 15.4608
Upstate | 2022 | 4 | 7 | 0.23666 | 4.6683e-06 | 1.4208e-06 | 0.22392 | 4.417e-06 | 1.3443e-06 | 0.29085 | 0.0016081 | 2.05e-06 | 0.2752 | 0.0015216 | 1.9396e-06 | 36.0657 | 4.5027 | 0.090199 | 40.6586 | 15.4152 | 2.573 | 0.038949 | 18.0271 | 34.1244 | 4.2603 | 0.085344 | 38.4701 | 14.5854 | 2.4345 | 0.036853 | 17.0567
Upstate | 2022 | 4 | 8 | 0.191 | 3.7675e-06 | 1.1466e-06 | 0.18072 | 3.5647e-06 | 1.0849e-06 | 0.23473 | 0.0012978 | 1.6544e-06 | 0.2221 | 0.001228 | 1.5654e-06 | 29.1068 | 3.6339 | 0.072795 | 32.8135 | 12.4408 | 2.0765 | 0.031434 | 14.5488 | 27.54 | 3.4383 | 0.068876 | 31.0472 | 11.7711 | 1.9647 | 0.029742 | 13.7656
Upstate | 2022 | 4 | 9 | 0.18343 | 3.6183e-06 | 1.1012e-06 | 0.17356 | 3.4236e-06 | 1.042e-06 | 0.22544 | 0.0012464 | 1.5889e-06 | 0.2133 | 0.0011793 | 1.5034e-06 | 27.9544 | 3.49 | 0.069913 | 31.5144 | 11.9483 | 1.9943 | 0.03019 | 13.9727 | 26.4497 | 3.3022 | 0.066149 | 29.818 | 11.3051 | 1.887 | 0.028565 | 13.2206
Upstate | 2022 | 4 | 10 | 0.18282 | 3.6062e-06 | 1.0975e-06 | 0.17298 | 3.4121e-06 | 1.0385e-06 | 0.22468 | 0.0012422 | 1.5836e-06 | 0.21259 | 0.0011754 | 1.4983e-06 | 27.8603 | 3.4783 | 0.069677 | 31.4083 | 11.908 | 1.9876 | 0.030088 | 13.9257 | 26.3606 | 3.2911 | 0.065927 | 29.7176 | 11.2671 | 1.8806 | 0.028468 | 13.1761
Upstate | 2022 | 4 | 11 | 0.16078 | 3.1715e-06 | 9.6523e-07 | 0.15213 | 3.0008e-06 | 9.1327e-07 | 0.1976 | 0.0010925 | 1.3927e-06 | 0.18696 | 0.0010337 | 1.3177e-06 | 24.502 | 3.059 | 0.061278 | 27.6223 | 10.4726 | 1.748 | 0.026461 | 12.2471 | 23.1831 | 2.8943 | 0.05798 | 26.1354 | 9.9089 | 1.6539 | 0.025037 | 11.5878
Upstate | 2022 | 4 | 12 | 0.13981 | 2.7578e-06 | 8.3934e-07 | 0.13228 | 2.6094e-06 | 7.9416e-07 | 0.17182 | 0.00095001 | 1.211e-06 | 0.16257 | 0.00089887 | 1.1459e-06 | 21.3062 | 2.66 | 0.053286 | 24.0195 | 9.1067 | 1.52 | 0.02301 | 10.6497 | 20.1593 | 2.5168 | 0.050418 | 22.7265 | 8.6165 | 1.4382 | 0.021771 | 10.0764
Upstate | 2022 | 4 | 13 | 0.13957 | 2.7531e-06 | 8.379e-07 | 0.13206 | 2.6049e-06 | 7.928e-07 | 0.17153 | 0.00094838 | 1.209e-06 | 0.1623 | 0.00089733 | 1.1439e-06 | 21.2697 | 2.6555 | 0.053195 | 23.9783 | 9.0911 | 1.5174 | 0.02297 | 10.6315 | 20.1248 | 2.5125 | 0.050331 | 22.6876 | 8.6017 | 1.4357 | 0.021734 | 10.0592
Upstate | 2022 | 4 | 14 | 0.13521 | 2.6672e-06 | 8.1174e-07 | 0.12793 | 2.5236e-06 | 7.6805e-07 | 0.16618 | 0.00091878 | 1.1712e-06 | 0.15723 | 0.00086932 | 1.1082e-06 | 20.6058 | 2.5726 | 0.051534 | 23.2299 | 8.8073 | 1.47 | 0.022253 | 10.2996 | 19.4966 | 2.4341 | 0.04876 | 21.9794 | 8.3332 | 1.3909 | 0.021055 | 9.7452
Upstate | 2022 | 4 | 15 | 0.13876 | 2.7371e-06 | 8.3304e-07 | 0.13129 | 2.5898e-06 | 7.882e-07 | 0.17054 | 0.00094289 | 1.202e-06 | 0.16136 | 0.00089213 | 1.1373e-06 | 21.1465 | 2.6401 | 0.052886 | 23.8395 | 9.0384 | 1.5086 | 0.022837 | 10.5699 | 20.0082 | 2.498 | 0.05004 | 22.5562 | 8.5519 | 1.4274 | 0.021608 | 10.0009
Upstate | 2022 | 4 | 16 | 0.16169 | 3.1895e-06 | 9.7072e-07 | 0.15299 | 3.0178e-06 | 9.1846e-07 | 0.19872 | 0.0010987 | 1.4006e-06 | 0.18802 | 0.0010396 | 1.3252e-06 | 24.6412 | 3.0764 | 0.061627 | 27.7792 | 10.5321 | 1.7579 | 0.026611 | 12.3167 | 23.3148 | 2.9108 | 0.058309 | 26.2839 | 9.9652 | 1.6633 | 0.025179 | 11.6537
Upstate | 2022 | 4 | 17 | 0.18607 | 3.6704e-06 | 1.1171e-06 | 0.17606 | 3.4728e-06 | 1.057e-06 | 0.22868 | 0.0012644 | 1.6118e-06 | 0.21637 | 0.0011963 | 1.525e-06 | 28.3567 | 3.5403 | 0.070919 | 31.9678 | 12.1202 | 2.023 | 0.030624 | 14.1738 | 26.8303 | 3.3497 | 0.067101 | 30.2471 | 11.4678 | 1.9141 | 0.028976 | 13.4109
Upstate | 2022 | 4 | 18 | 0.19848 | 3.915e-06 | 1.1915e-06 | 0.18779 | 3.7043e-06 | 1.1274e-06 | 0.24392 | 0.0013486 | 1.7192e-06 | 0.23079 | 0.001276 | 1.6267e-06 | 30.2466 | 3.7762 | 0.075645 | 34.0984 | 12.928 | 2.1578 | 0.032665 | 15.1185 | 28.6184 | 3.5729 | 0.071573 | 32.2629 | 12.2321 | 2.0417 | 0.030907 | 14.3047
Upstate | 2022 | 4 | 19 | 0.21743 | 4.2889e-06 | 1.3053e-06 | 0.20572 | 4.058e-06 | 1.235e-06 | 0.26721 | 0.0014774 | 1.8834e-06 | 0.25283 | 0.0013979 | 1.782e-06 | 33.1346 | 4.1368 | 0.082868 | 37.3543 | 14.1624 | 2.3639 | 0.035784 | 16.562 | 31.3511 | 3.9141 | 0.078408 | 35.3436 | 13.4 | 2.2366 | 0.033858 | 15.6705
Upstate | 2022 | 4 | 20 | 0.22899 | 4.517e-06 | 1.3747e-06 | 0.21667 | 4.2739e-06 | 1.3007e-06 | 0.28143 | 0.001556 | 1.9836e-06 | 0.26628 | 0.0014723 | 1.8768e-06 | 34.8973 | 4.3568 | 0.087277 | 39.3415 | 14.9158 | 2.4896 | 0.037688 | 17.4431 | 33.0189 | 4.1223 | 0.082579 | 37.2238 | 14.1129 | 2.3556 | 0.035659 | 16.5042
Upstate | 2022 | 4 | 21 | 0.19685 | 3.883e-06 | 1.1818e-06 | 0.18626 | 3.674e-06 | 1.1182e-06 | 0.24193 | 0.0013376 | 1.7051e-06 | 0.22891 | 0.0012656 | 1.6134e-06 | 29.9991 | 3.7453 | 0.075027 | 33.8195 | 12.8222 | 2.1402 | 0.032398 | 14.9948 | 28.3843 | 3.5437 | 0.070988 | 31.999 | 12.132 | 2.025 | 0.030654 | 14.1876
Upstate | 2022 | 4 | 22 | 0.17011 | 3.3556e-06 | 1.0213e-06 | 0.16096 | 3.175e-06 | 9.6629e-07 | 0.20907 | 0.0011559 | 1.4735e-06 | 0.19781 | 0.0010937 | 1.3942e-06 | 25.9244 | 3.2366 | 0.064836 | 29.2258 | 11.0806 | 1.8495 | 0.027997 | 12.9581 | 24.5289 | 3.0624 | 0.061346 | 27.6526 | 10.4841 | 1.7499 | 0.02649 | 12.2606
Upstate | 2022 | 4 | 23 | 0.16656 | 3.2855e-06 | 9.9992e-07 | 0.15759 | 3.1086e-06 | 9.461e-07 | 0.2047 | 0.0011318 | 1.4427e-06 | 0.19368 | 0.0010708 | 1.3651e-06 | 25.3826 | 3.169 | 0.063481 | 28.6151 | 10.849 | 1.8108 | 0.027412 | 12.6873 | 24.0163 | 2.9984 | 0.060064 | 27.0748 | 10.265 | 1.7134 | 0.025937 | 12.0043
Upstate | 2022 | 4 | 24 | 0.17041 | 3.3615e-06 | 1.0231e-06 | 0.16124 | 3.1806e-06 | 9.68e-07 | 0.20944 | 0.001158 | 1.4761e-06 | 0.19816 | 0.0010956 | 1.3967e-06 | 25.9702 | 3.2423 | 0.06495 | 29.2775 | 11.1002 | 1.8528 | 0.028047 | 12.981 | 24.5723 | 3.0678 | 0.061454 | 27.7015 | 10.5027 | 1.753 | 0.026537 | 12.2822
Upstate | 2022 | 5 | 1 | 0.16071 | 3.1701e-06 | 9.648e-07 | 0.15206 | 2.9994e-06 | 9.1287e-07 | 0.19751 | 0.001092 | 1.3921e-06 | 0.18688 | 0.0010332 | 1.3171e-06 | 24.4911 | 3.0577 | 0.061251 | 27.61 | 10.468 | 1.7472 | 0.026449 | 12.2417 | 23.1728 | 2.8931 | 0.057954 | 26.1238 | 9.9045 | 1.6532 | 0.025026 | 11.5827
Upstate | 2022 | 5 | 2 | 0.16111 | 3.1781e-06 | 9.6724e-07 | 0.15244 | 3.007e-06 | 9.1517e-07 | 0.19801 | 0.0010948 | 1.3956e-06 | 0.18735 | 0.0010358 | 1.3205e-06 | 24.5528 | 3.0654 | 0.061406 | 27.6796 | 10.4944 | 1.7516 | 0.026516 | 12.2725 | 23.2312 | 2.9004 | 0.0581 | 26.1897 | 9.9295 | 1.6573 | 0.025089 | 11.6119
Upstate | 2022 | 5 | 3 | 0.16948 | 3.3431e-06 | 1.0175e-06 | 0.16036 | 3.1631e-06 | 9.6268e-07 | 0.20829 | 0.0011516 | 1.468e-06 | 0.19708 | 0.0010896 | 1.389e-06 | 25.8276 | 3.2245 | 0.064594 | 29.1167 | 11.0392 | 1.8426 | 0.027893 | 12.9097 | 24.4373 | 3.0509 | 0.061117 | 27.5494 | 10.445 | 1.7434 | 0.026391 | 12.2148
Upstate | 2022 | 5 | 4 | 0.18069 | 3.5642e-06 | 1.0848e-06 | 0.17096 | 3.3723e-06 | 1.0264e-06 | 0.22207 | 0.0012278 | 1.5651e-06 | 0.21011 | 0.0011617 | 1.4809e-06 | 27.5361 | 3.4378 | 0.068866 | 31.0427 | 11.7694 | 1.9645 | 0.029738 | 13.7636 | 26.0538 | 3.2528 | 0.06516 | 29.3718 | 11.1359 | 1.8587 | 0.028137 | 13.0228
Upstate | 2022 | 5 | 5 | 0.20328 | 4.0098e-06 | 1.2204e-06 | 0.19234 | 3.794e-06 | 1.1547e-06 | 0.24983 | 0.0013813 | 1.7608e-06 | 0.23638 | 0.0013069 | 1.6661e-06 | 30.9789 | 3.8676 | 0.077477 | 34.924 | 13.241 | 2.2101 | 0.033456 | 15.4845 | 29.3113 | 3.6594 | 0.073306 | 33.0441 | 12.5282 | 2.0911 | 0.031655 | 14.651
Upstate | 2022 | 5 | 6 | 0.21019 | 4.1461e-06 | 1.2618e-06 | 0.19887 | 3.9229e-06 | 1.1939e-06 | 0.25832 | 0.0014282 | 1.8207e-06 | 0.24441 | 0.0013514 | 1.7227e-06 | 32.0314 | 3.999 | 0.080109 | 36.1106 | 13.6909 | 2.2852 | 0.034593 | 16.0106 | 30.3072 | 3.7838 | 0.075797 | 34.1668 | 12.9539 | 2.1622 | 0.032731 | 15.1488
Upstate | 2022 | 5 | 7 | 0.20968 | 4.1361e-06 | 1.2588e-06 | 0.19839 | 3.9134e-06 | 1.191e-06 | 0.2577 | 0.0014248 | 1.8163e-06 | 0.24382 | 0.0013481 | 1.7185e-06 | 31.9542 | 3.9894 | 0.079916 | 36.0235 | 13.6579 | 2.2797 | 0.034509 | 15.972 | 30.2342 | 3.7747 | 0.075614 | 34.0844 | 12.9227 | 2.1569 | 0.032652 | 15.1123
Upstate | 2022 | 5 | 8 | 0.18859 | 3.72e-06 | 1.1322e-06 | 0.17844 | 3.5197e-06 | 1.0712e-06 | 0.23177 | 0.0012815 | 1.6336e-06 | 0.2193 | 0.0012125 | 1.5456e-06 | 28.7397 | 3.5881 | 0.071877 | 32.3996 | 12.2839 | 2.0503 | 0.031038 | 14.3653 | 27.1927 | 3.3949 | 0.068008 | 30.6556 | 11.6227 | 1.94 | 0.029367 | 13.592
Upstate | 2022 | 5 | 9 | 0.17221 | 3.397e-06 | 1.0339e-06 | 0.16294 | 3.2142e-06 | 9.7822e-07 | 0.21165 | 0.0011702 | 1.4917e-06 | 0.20026 | 0.0011072 | 1.4114e-06 | 26.2445 | 3.2766 | 0.065636 | 29.5867 | 11.2174 | 1.8723 | 0.028343 | 13.1181 | 24.8318 | 3.1002 | 0.062103 | 27.9941 | 10.6136 | 1.7715 | 0.026817 | 12.4119
Upstate | 2022 | 5 | 10 | 0.17044 | 3.362e-06 | 1.0232e-06 | 0.16126 | 3.181e-06 | 9.6814e-07 | 0.20947 | 0.0011581 | 1.4764e-06 | 0.19819 | 0.0010958 | 1.3969e-06 | 25.974 | 3.2428 | 0.06496 | 29.2817 | 11.1018 | 1.853 | 0.028051 | 12.9829 | 24.5758 | 3.0682 | 0.061463 | 27.7055 | 10.5042 | 1.7533 | 0.026541 | 12.284
Upstate | 2022 | 5 | 11 | 0.13321 | 2.6276e-06 | 7.9969e-07 | 0.12604 | 2.4861e-06 | 7.5664e-07 | 0.16371 | 0.00090514 | 1.1538e-06 | 0.1549 | 0.00085641 | 1.0917e-06 | 20.2998 | 2.5344 | 0.050769 | 22.885 | 8.6765 | 1.4482 | 0.021923 | 10.1467 | 19.2071 | 2.398 | 0.048036 | 21.6531 | 8.2095 | 1.3703 | 0.020743 | 9.6005
Upstate | 2022 | 5 | 12 | 0.13444 | 2.6518e-06 | 8.0708e-07 | 0.1272 | 2.5091e-06 | 7.6364e-07 | 0.16522 | 0.0009135 | 1.1645e-06 | 0.15633 | 0.00086433 | 1.1018e-06 | 20.4874 | 2.5578 | 0.051238 | 23.0964 | 8.7567 | 1.4616 | 0.022126 | 10.2404 | 19.3846 | 2.4201 | 0.04848 | 21.8532 | 8.2853 | 1.3829 | 0.020935 | 9.6892
Upstate | 2022 | 5 | 13 | 0.12966 | 2.5576e-06 | 7.784e-07 | 0.12268 | 2.4199e-06 | 7.365e-07 | 0.15935 | 0.00088104 | 1.1231e-06 | 0.15077 | 0.00083362 | 1.0627e-06 | 19.7595 | 2.4669 | 0.049418 | 22.2758 | 8.4456 | 1.4097 | 0.021339 | 9.8766 | 18.6958 | 2.3341 | 0.046757 | 21.0767 | 7.991 | 1.3338 | 0.020191 | 9.3449
Upstate | 2022 | 5 | 14 | 0.12848 | 2.5344e-06 | 7.7134e-07 | 0.12157 | 2.398e-06 | 7.2982e-07 | 0.1579 | 0.00087305 | 1.1129e-06 | 0.14941 | 0.00082606 | 1.053e-06 | 19.5802 | 2.4445 | 0.048969 | 22.0737 | 8.369 | 1.3969 | 0.021146 | 9.787 | 18.5262 | 2.313 | 0.046333 | 20.8855 | 7.9185 | 1.3217 | 0.020008 | 9.2602
Upstate | 2022 | 5 | 15 | 0.14696 | 2.8989e-06 | 8.8227e-07 | 0.13905 | 2.7429e-06 | 8.3478e-07 | 0.18061 | 0.00099861 | 1.273e-06 | 0.17089 | 0.00094486 | 1.2045e-06 | 22.3962 | 2.7961 | 0.056012 | 25.2483 | 9.5726 | 1.5978 | 0.024187 | 11.1945 | 21.1906 | 2.6456 | 0.052997 | 23.8892 | 9.0573 | 1.5118 | 0.022885 | 10.5919
Upstate | 2022 | 5 | 16 | 0.15439 | 3.0454e-06 | 9.2687e-07 | 0.14608 | 2.8815e-06 | 8.7697e-07 | 0.18974 | 0.0010491 | 1.3373e-06 | 0.17953 | 0.00099261 | 1.2653e-06 | 23.5281 | 2.9374 | 0.058843 | 26.5244 | 10.0564 | 1.6785 | 0.025409 | 11.7603 | 22.2616 | 2.7793 | 0.055675 | 25.0966 | 9.515 | 1.5882 | 0.024042 | 11.1273
Upstate | 2022 | 5 | 17 | 0.161 | 3.1758e-06 | 9.6656e-07 | 0.15234 | 3.0049e-06 | 9.1453e-07 | 0.19787 | 0.001094 | 1.3946e-06 | 0.18722 | 0.0010351 | 1.3195e-06 | 24.5358 | 3.0632 | 0.061363 | 27.6604 | 10.4871 | 1.7504 | 0.026498 | 12.264 | 23.2151 | 2.8983 | 0.05806 | 26.1715 | 9.9226 | 1.6562 | 0.025071 | 11.6038
Upstate | 2022 | 5 | 18 | 0.16783 | 3.3106e-06 | 1.0076e-06 | 0.1588 | 3.1324e-06 | 9.5333e-07 | 0.20626 | 0.0011404 | 1.4538e-06 | 0.19516 | 0.001079 | 1.3755e-06 | 25.5768 | 3.1932 | 0.063966 | 28.8339 | 10.932 | 1.8247 | 0.027622 | 12.7843 | 24.2 | 3.0213 | 0.060523 | 27.2818 | 10.3435 | 1.7265 | 0.026135 | 12.0961
Upstate | 2022 | 5 | 19 | 0.1829 | 3.6079e-06 | 1.098e-06 | 0.17306 | 3.4137e-06 | 1.0389e-06 | 0.22479 | 0.0012428 | 1.5843e-06 | 0.21269 | 0.0011759 | 1.499e-06 | 27.8735 | 3.4799 | 0.06971 | 31.4231 | 11.9137 | 1.9885 | 0.030102 | 13.9323 | 26.3731 | 3.2926 | 0.065958 | 29.7317 | 11.2724 | 1.8815 | 0.028482 | 13.1823
Upstate | 2022 | 5 | 20 | 0.21337 | 4.2089e-06 | 1.281e-06 | 0.20189 | 3.9823e-06 | 1.212e-06 | 0.26223 | 0.0014499 | 1.8482e-06 | 0.24812 | 0.0013718 | 1.7488e-06 | 32.5166 | 4.0596 | 0.081323 | 36.6575 | 13.8982 | 2.3198 | 0.035117 | 16.2531 | 30.7663 | 3.8411 | 0.076945 | 34.6843 | 13.1501 | 2.1949 | 0.033226 | 15.3782
Upstate | 2022 | 5 | 21 | 0.1848 | 3.6453e-06 | 1.1095e-06 | 0.17486 | 3.4491e-06 | 1.0497e-06 | 0.22712 | 0.0012557 | 1.6008e-06 | 0.2149 | 0.0011881 | 1.5146e-06 | 28.163 | 3.5161 | 0.070434 | 31.7495 | 12.0374 | 2.0092 | 0.030415 | 14.077 | 26.647 | 3.3268 | 0.066643 | 30.0404 | 11.3894 | 1.901 | 0.028778 | 13.3192
Upstate | 2022 | 5 | 22 | 0.16328 | 3.2207e-06 | 9.8021e-07 | 0.15449 | 3.0473e-06 | 9.2745e-07 | 0.20066 | 0.0011095 | 1.4143e-06 | 0.18986 | 0.0010497 | 1.3382e-06 | 24.8823 | 3.1065 | 0.06223 | 28.0511 | 10.6352 | 1.7751 | 0.026872 | 12.4372 | 23.543 | 2.9393 | 0.05888 | 26.5411 | 10.0627 | 1.6796 | 0.025425 | 11.7677
Upstate | 2022 | 5 | 23 | 0.18882 | 3.7246e-06 | 1.1336e-06 | 0.17866 | 3.5242e-06 | 1.0726e-06 | 0.23206 | 0.0012831 | 1.6356e-06 | 0.21957 | 0.001214 | 1.5476e-06 | 28.7756 | 3.5926 | 0.071967 | 32.4401 | 12.2993 | 2.0529 | 0.031076 | 14.3832 | 27.2267 | 3.3992 | 0.068093 | 30.6939 | 11.6372 | 1.9424 | 0.029404 | 13.609
Upstate | 2022 | 5 | 24 | 0.17857 | 3.5224e-06 | 1.072e-06 | 0.16896 | 3.3327e-06 | 1.0143e-06 | 0.21946 | 0.0012134 | 1.5468e-06 | 0.20764 | 0.0011481 | 1.4635e-06 | 27.2128 | 3.3974 | 0.068058 | 30.6783 | 11.6313 | 1.9414 | 0.029389 | 13.6021 | 25.748 | 3.2146 | 0.064395 | 29.0269 | 11.0052 | 1.8369 | 0.027807 | 12.8699
Upstate | 2022 | 6 | 1 | 0.22579 | 4.4539e-06 | 1.3555e-06 | 0.21364 | 4.2142e-06 | 1.2826e-06 | 0.2775 | 0.0015343 | 1.9559e-06 | 0.26256 | 0.0014517 | 1.8506e-06 | 34.4099 | 4.296 | 0.086058 | 38.792 | 14.7075 | 2.4549 | 0.037161 | 17.1995 | 32.5577 | 4.0647 | 0.081425 | 36.7039 | 13.9158 | 2.3227 | 0.035161 | 16.2737
Upstate | 2022 | 6 | 2 | 0.21761 | 4.2924e-06 | 1.3064e-06 | 0.20589 | 4.0613e-06 | 1.2361e-06 | 0.26743 | 0.0014786 | 1.8849e-06 | 0.25304 | 0.001399 | 1.7835e-06 | 33.1619 | 4.1402 | 0.082937 | 37.3851 | 14.1741 | 2.3658 | 0.035814 | 16.5757 | 31.3769 | 3.9173 | 0.078472 | 35.3727 | 13.4111 | 2.2385 | 0.033886 | 15.6834
Upstate | 2022 | 6 | 3 | 0.21259 | 4.1935e-06 | 1.2763e-06 | 0.20115 | 3.9678e-06 | 1.2076e-06 | 0.26128 | 0.0014446 | 1.8415e-06 | 0.24721 | 0.0013668 | 1.7424e-06 | 32.3983 | 4.0448 | 0.081027 | 36.5241 | 13.8476 | 2.3113 | 0.034989 | 16.194 | 30.6543 | 3.8271 | 0.076665 | 34.5581 | 13.1022 | 2.1869 | 0.033105 | 15.3223
Upstate | 2022 | 6 | 4 | 0.21388 | 4.2189e-06 | 1.284e-06 | 0.20237 | 3.9918e-06 | 1.2149e-06 | 0.26286 | 0.0014533 | 1.8527e-06 | 0.24871 | 0.0013751 | 1.7529e-06 | 32.5942 | 4.0693 | 0.081517 | 36.745 | 13.9314 | 2.3253 | 0.0352 | 16.2919 | 30.8397 | 3.8503 | 0.077129 | 34.7671 | 13.1815 | 2.2001 | 0.033306 | 15.4149
Upstate | 2022 | 6 | 5 | 0.22628 | 4.4635e-06 | 1.3585e-06 | 0.2141 | 4.2232e-06 | 1.2853e-06 | 0.2781 | 0.0015376 | 1.9601e-06 | 0.26313 | 0.0014548 | 1.8546e-06 | 34.4839 | 4.3052 | 0.086243 | 38.8754 | 14.7391 | 2.4601 | 0.037241 | 17.2365 | 32.6277 | 4.0735 | 0.0816 | 36.7828 | 13.9457 | 2.3277 | 0.035237 | 16.3087
Upstate | 2022 | 6 | 6 | 0.24502 | 4.8332e-06 | 1.471e-06 | 0.23183 | 4.573e-06 | 1.3918e-06 | 0.30113 | 0.0016649 | 2.1224e-06 | 0.28492 | 0.0015753 | 2.0081e-06 | 37.3398 | 4.6618 | 0.093385 | 42.095 | 15.9597 | 2.6639 | 0.040325 | 18.6639 | 35.3298 | 4.4108 | 0.088358 | 39.829 | 15.1007 | 2.5205 | 0.038155 | 17.6593
Upstate | 2022 | 6 | 7 | 0.22671 | 4.4719e-06 | 1.361e-06 | 0.2145 | 4.2312e-06 | 1.2877e-06 | 0.27862 | 0.0015405 | 1.9637e-06 | 0.26362 | 0.0014575 | 1.858e-06 | 34.5487 | 4.3133 | 0.086405 | 38.9484 | 14.7668 | 2.4648 | 0.037311 | 17.2688 | 32.689 | 4.0811 | 0.081754 | 36.8518 | 13.9719 | 2.3321 | 0.035303 | 16.3393
Upstate | 2022 | 6 | 8 | 0.18078 | 3.5659e-06 | 1.0853e-06 | 0.17104 | 3.374e-06 | 1.0269e-06 | 0.22217 | 0.0012284 | 1.5659e-06 | 0.21021 | 0.0011623 | 1.4816e-06 | 27.5492 | 3.4394 | 0.068899 | 31.0575 | 11.7751 | 1.9654 | 0.029752 | 13.7702 | 26.0663 | 3.2543 | 0.065191 | 29.3858 | 11.1412 | 1.8596 | 0.02815 | 13.029
Upstate | 2022 | 6 | 9 | 0.16763 | 3.3066e-06 | 1.0063e-06 | 0.15861 | 3.1286e-06 | 9.5217e-07 | 0.20601 | 0.001139 | 1.452e-06 | 0.19492 | 0.0010777 | 1.3739e-06 | 25.5456 | 3.1893 | 0.063889 | 28.7988 | 10.9187 | 1.8225 | 0.027588 | 12.7687 | 24.1705 | 3.0176 | 0.060449 | 27.2486 | 10.331 | 1.7244 | 0.026103 | 12.0814
Upstate | 2022 | 6 | 10 | 0.19319 | 3.8108e-06 | 1.1598e-06 | 0.18279 | 3.6057e-06 | 1.0974e-06 | 0.23743 | 0.0013128 | 1.6735e-06 | 0.22465 | 0.0012421 | 1.5834e-06 | 29.4416 | 3.6757 | 0.073632 | 33.1909 | 12.5839 | 2.1004 | 0.031796 | 14.7161 | 27.8568 | 3.4778 | 0.069669 | 31.4043 | 11.9065 | 1.9873 | 0.030084 | 13.9239
Upstate | 2022 | 6 | 11 | 0.19808 | 3.9073e-06 | 1.1892e-06 | 0.18742 | 3.697e-06 | 1.1252e-06 | 0.24344 | 0.001346 | 1.7158e-06 | 0.23034 | 0.0012735 | 1.6235e-06 | 30.1869 | 3.7688 | 0.075496 | 34.0312 | 12.9025 | 2.1536 | 0.032601 | 15.0887 | 28.562 | 3.5659 | 0.071432 | 32.1993 | 12.208 | 2.0377 | 0.030846 | 14.2765
Upstate | 2022 | 6 | 12 | 0.20858 | 4.1144e-06 | 1.2522e-06 | 0.19735 | 3.8929e-06 | 1.1848e-06 | 0.25634 | 0.0014173 | 1.8067e-06 | 0.24254 | 0.001341 | 1.7095e-06 | 31.7866 | 3.9685 | 0.079497 | 35.8345 | 13.5862 | 2.2677 | 0.034328 | 15.8882 | 30.0755 | 3.7549 | 0.075218 | 33.9056 | 12.8549 | 2.1456 | 0.03248 | 15.033
Upstate | 2022 | 6 | 13 | 0.2398 | 4.7303e-06 | 1.4396e-06 | 0.22689 | 4.4756e-06 | 1.3621e-06 | 0.29472 | 0.0016295 | 2.0772e-06 | 0.27885 | 0.0015418 | 1.9654e-06 | 36.5447 | 4.5625 | 0.091397 | 41.1986 | 15.6199 | 2.6072 | 0.039467 | 18.2665 | 34.5775 | 4.3169 | 0.086477 | 38.9809 | 14.7791 | 2.4668 | 0.037342 | 17.2833
Upstate | 2022 | 6 | 14 | 0.25309 | 4.9924e-06 | 1.5194e-06 | 0.23947 | 4.7237e-06 | 1.4376e-06 | 0.31105 | 0.0017198 | 2.1923e-06 | 0.29431 | 0.0016272 | 2.0743e-06 | 38.5702 | 4.8154 | 0.096462 | 43.482 | 16.4856 | 2.7516 | 0.041654 | 19.2789 | 36.494 | 4.5562 | 0.09127 | 41.1414 | 15.5982 | 2.6035 | 0.039412 | 18.2412
Upstate | 2022 | 6 | 15 | 0.27096 | 5.3449e-06 | 1.6267e-06 | 0.25638 | 5.0572e-06 | 1.5391e-06 | 0.33301 | 0.0018412 | 2.3471e-06 | 0.31508 | 0.0017421 | 2.2208e-06 | 41.2932 | 5.1554 | 0.10327 | 46.5519 | 17.6495 | 2.9459 | 0.044595 | 20.64 | 39.0705 | 4.8779 | 0.097714 | 44.046 | 16.6995 | 2.7873 | 0.042195 | 19.529
Upstate | 2022 | 6 | 16 | 0.30966 | 6.1083e-06 | 1.859e-06 | 0.29299 | 5.7795e-06 | 1.759e-06 | 0.38057 | 0.0021042 | 2.6823e-06 | 0.36009 | 0.0019909 | 2.5379e-06 | 47.1909 | 5.8917 | 0.11802 | 53.2006 | 20.1703 | 3.3667 | 0.050964 | 23.588 | 44.6507 | 5.5745 | 0.11167 | 50.3369 | 19.0846 | 3.1854 | 0.048221 | 22.3182
Upstate | 2022 | 6 | 17 | 0.25642 | 5.0581e-06 | 1.5394e-06 | 0.24262 | 4.7858e-06 | 1.4565e-06 | 0.31514 | 0.0017424 | 2.2211e-06 | 0.29818 | 0.0016486 | 2.1016e-06 | 39.0773 | 4.8787 | 0.097731 | 44.0537 | 16.7024 | 2.7878 | 0.042202 | 19.5324 | 36.9738 | 4.6161 | 0.09247 | 41.6824 | 15.8033 | 2.6378 | 0.03993 | 18.481
Upstate | 2022 | 6 | 18 | 0.2575 | 5.0792e-06 | 1.5459e-06 | 0.24364 | 4.8058e-06 | 1.4626e-06 | 0.31646 | 0.0017497 | 2.2305e-06 | 0.29942 | 0.0016555 | 2.1104e-06 | 39.2409 | 4.8991 | 0.09814 | 44.2382 | 16.7723 | 2.7995 | 0.042379 | 19.6142 | 37.1287 | 4.6354 | 0.092857 | 41.8569 | 15.8695 | 2.6488 | 0.040097 | 18.5584
Upstate | 2022 | 6 | 19 | 0.23803 | 4.6953e-06 | 1.429e-06 | 0.22522 | 4.4426e-06 | 1.3521e-06 | 0.29254 | 0.0016174 | 2.0619e-06 | 0.27679 | 0.0015304 | 1.9509e-06 | 36.275 | 4.5288 | 0.090722 | 40.8946 | 15.5047 | 2.5879 | 0.039176 | 18.1317 | 34.3224 | 4.2851 | 0.085839 | 38.6933 | 14.6701 | 2.4486 | 0.037067 | 17.1557
Upstate | 2022 | 6 | 20 | 0.23278 | 4.5916e-06 | 1.3975e-06 | 0.22025 | 4.3445e-06 | 1.3222e-06 | 0.28608 | 0.0015817 | 2.0163e-06 | 0.27068 | 0.0014966 | 1.9078e-06 | 35.4738 | 4.4288 | 0.088719 | 39.9914 | 15.1622 | 2.5308 | 0.03831 | 17.7313 | 33.5643 | 4.1904 | 0.083943 | 37.8387 | 14.346 | 2.3945 | 0.036248 | 16.7768
Upstate | 2022 | 6 | 21 | 0.22712 | 4.4801e-06 | 1.3635e-06 | 0.21489 | 4.2389e-06 | 1.2901e-06 | 0.27913 | 0.0015433 | 1.9673e-06 | 0.2641 | 0.0014602 | 1.8614e-06 | 34.6118 | 4.3212 | 0.086563 | 39.0196 | 14.7938 | 2.4693 | 0.037379 | 17.3004 | 32.7487 | 4.0886 | 0.081903 | 36.9192 | 13.9974 | 2.3363 | 0.035367 | 16.3691
Upstate | 2022 | 6 | 22 | 0.20347 | 4.0135e-06 | 1.2215e-06 | 0.19252 | 3.7975e-06 | 1.1558e-06 | 0.25006 | 0.0013826 | 1.7625e-06 | 0.2366 | 0.0013082 | 1.6676e-06 | 31.0076 | 3.8712 | 0.077549 | 34.9564 | 13.2533 | 2.2121 | 0.033487 | 15.4989 | 29.3385 | 3.6628 | 0.073374 | 33.0747 | 12.5399 | 2.0931 | 0.031684 | 14.6646
Upstate | 2022 | 6 | 23 | 0.19465 | 3.8395e-06 | 1.1685e-06 | 0.18417 | 3.6328e-06 | 1.1056e-06 | 0.23922 | 0.0013226 | 1.686e-06 | 0.22634 | 0.0012514 | 1.5953e-06 | 29.6629 | 3.7033 | 0.074186 | 33.4404 | 12.6785 | 2.1162 | 0.032035 | 14.8267 | 28.0662 | 3.504 | 0.070192 | 31.6404 | 11.996 | 2.0023 | 0.03031 | 14.0286
Upstate | 2022 | 6 | 24 | 0.21332 | 4.2079e-06 | 1.2807e-06 | 0.20184 | 3.9814e-06 | 1.2117e-06 | 0.26217 | 0.0014495 | 1.8478e-06 | 0.24806 | 0.0013715 | 1.7484e-06 | 32.5091 | 4.0587 | 0.081304 | 36.6491 | 13.895 | 2.3192 | 0.035108 | 16.2494 | 30.7592 | 3.8402 | 0.076927 | 34.6763 | 13.1471 | 2.1944 | 0.033219 | 15.3747
Upstate | 2022 | 7 | 1 | 0.27715 | 5.4669e-06 | 1.6639e-06 | 0.26223 | 5.1727e-06 | 1.5743e-06 | 0.34061 | 0.0018832 | 2.4007e-06 | 0.32228 | 0.0017819 | 2.2715e-06 | 42.2362 | 5.2731 | 0.10563 | 47.6149 | 18.0526 | 3.0132 | 0.045613 | 21.1114 | 39.9627 | 4.9892 | 0.099945 | 45.0519 | 17.0808 | 2.851 | 0.043158 | 19.975
Upstate | 2022 | 7 | 2 | 0.25963 | 5.1213e-06 | 1.5586e-06 | 0.24565 | 4.8456e-06 | 1.4747e-06 | 0.31908 | 0.0017642 | 2.2489e-06 | 0.3019 | 0.0016692 | 2.1278e-06 | 39.5655 | 4.9396 | 0.098952 | 44.6041 | 16.911 | 2.8227 | 0.042729 | 19.7764 | 37.4357 | 4.6738 | 0.093625 | 42.2031 | 16.0007 | 2.6707 | 0.040429 | 18.7119
Upstate | 2022 | 7 | 3 | 0.26329 | 5.1935e-06 | 1.5806e-06 | 0.24911 | 4.9139e-06 | 1.4955e-06 | 0.32358 | 0.001789 | 2.2806e-06 | 0.30616 | 0.0016927 | 2.1578e-06 | 40.1234 | 5.0093 | 0.10035 | 45.233 | 17.1495 | 2.8625 | 0.043332 | 20.0553 | 37.9636 | 4.7397 | 0.094945 | 42.7982 | 16.2264 | 2.7084 | 0.040999 | 18.9757
Upstate | 2022 | 7 | 4 | 0.26782 | 5.2829e-06 | 1.6078e-06 | 0.2534 | 4.9985e-06 | 1.5213e-06 | 0.32915 | 0.0018198 | 2.3199e-06 | 0.31143 | 0.0017219 | 2.195e-06 | 40.814 | 5.0955 | 0.10207 | 46.0116 | 17.4447 | 2.9117 | 0.044077 | 20.4005 | 38.617 | 4.8212 | 0.09658 | 43.5349 | 16.5057 | 2.755 | 0.041705 | 19.3024
Upstate | 2022 | 7 | 5 | 0.26241 | 5.1761e-06 | 1.5753e-06 | 0.24828 | 4.8975e-06 | 1.4906e-06 | 0.3225 | 0.0017831 | 2.273e-06 | 0.30514 | 0.0016871 | 2.1507e-06 | 39.9896 | 4.9926 | 0.10001 | 45.0822 | 17.0923 | 2.8529 | 0.043187 | 19.9884 | 37.837 | 4.7239 | 0.094629 | 42.6555 | 16.1723 | 2.6993 | 0.040862 | 18.9125
Upstate | 2022 | 7 | 6 | 0.29257 | 5.771e-06 | 1.7564e-06 | 0.27682 | 5.4604e-06 | 1.6619e-06 | 0.35956 | 0.001988 | 2.5342e-06 | 0.34021 | 0.001881 | 2.3978e-06 | 44.5856 | 5.5664 | 0.11151 | 50.2635 | 19.0568 | 3.1808 | 0.048151 | 22.2857 | 42.1856 | 5.2668 | 0.1055 | 47.5579 | 18.031 | 3.0096 | 0.045559 | 21.0861
Upstate | 2022 | 7 | 7 | 0.29917 | 5.9014e-06 | 1.7961e-06 | 0.28307 | 5.5837e-06 | 1.6994e-06 | 0.36768 | 0.0020329 | 2.5915e-06 | 0.34789 | 0.0019235 | 2.452e-06 | 45.5923 | 5.6921 | 0.11402 | 51.3984 | 19.487 | 3.2526 | 0.049238 | 22.7889 | 43.1382 | 5.3857 | 0.10789 | 48.6317 | 18.4381 | 3.0775 | 0.046587 | 21.5622
Upstate | 2022 | 7 | 8 | 0.29403 | 5.7998e-06 | 1.7652e-06 | 0.2782 | 5.4876e-06 | 1.6701e-06 | 0.36135 | 0.0019979 | 2.5469e-06 | 0.3419 | 0.0018904 | 2.4098e-06 | 44.8079 | 5.5942 | 0.11206 | 50.5141 | 19.1518 | 3.1967 | 0.048391 | 22.3968 | 42.3959 | 5.293 | 0.10603 | 47.795 | 18.1208 | 3.0246 | 0.045786 | 21.1912
Upstate | 2022 | 7 | 9 | 0.25838 | 5.0966e-06 | 1.5512e-06 | 0.24447 | 4.8223e-06 | 1.4677e-06 | 0.31754 | 0.0017557 | 2.2381e-06 | 0.30045 | 0.0016612 | 2.1176e-06 | 39.3753 | 4.9159 | 0.098476 | 44.3897 | 16.8298 | 2.8091 | 0.042524 | 19.6814 | 37.2558 | 4.6513 | 0.093175 | 42.0002 | 15.9238 | 2.6579 | 0.040235 | 18.622
Upstate | 2022 | 7 | 10 | 0.25907 | 5.1104e-06 | 1.5553e-06 | 0.24513 | 4.8353e-06 | 1.4716e-06 | 0.3184 | 0.0017604 | 2.2441e-06 | 0.30126 | 0.0016657 | 2.1233e-06 | 39.4816 | 4.9292 | 0.098742 | 44.5095 | 16.8752 | 2.8167 | 0.042638 | 19.7345 | 37.3564 | 4.6638 | 0.093427 | 42.1136 | 15.9668 | 2.6651 | 0.040343 | 18.6722
Upstate | 2022 | 7 | 11 | 0.25428 | 5.0158e-06 | 1.5265e-06 | 0.24059 | 4.7458e-06 | 1.4444e-06 | 0.3125 | 0.0017278 | 2.2026e-06 | 0.29568 | 0.0016348 | 2.084e-06 | 38.7506 | 4.8379 | 0.096913 | 43.6854 | 16.5627 | 2.7645 | 0.041849 | 19.3691 | 36.6647 | 4.5775 | 0.091697 | 41.3339 | 15.6712 | 2.6157 | 0.039596 | 18.3265
Upstate | 2022 | 7 | 12 | 0.27621 | 5.4485e-06 | 1.6582e-06 | 0.26135 | 5.1552e-06 | 1.569e-06 | 0.33946 | 0.0018769 | 2.3926e-06 | 0.32119 | 0.0017759 | 2.2638e-06 | 42.0936 | 5.2553 | 0.10527 | 47.4542 | 17.9916 | 3.003 | 0.045459 | 21.0401 | 39.8278 | 4.9724 | 0.099608 | 44.8998 | 17.0232 | 2.8414 | 0.043012 | 19.9076
Upstate | 2022 | 7 | 13 | 0.28651 | 5.6515e-06 | 1.72e-06 | 0.27109 | 5.3473e-06 | 1.6274e-06 | 0.35211 | 0.0019468 | 2.4818e-06 | 0.33316 | 0.001842 | 2.3482e-06 | 43.6622 | 5.4511 | 0.1092 | 49.2226 | 18.6621 | 3.1149 | 0.047153 | 21.8242 | 41.312 | 5.1577 | 0.10332 | 46.573 | 17.6575 | 2.9473 | 0.044615 | 20.6494
Upstate | 2022 | 7 | 14 | 0.29479 | 5.8149e-06 | 1.7697e-06 | 0.27892 | 5.5019e-06 | 1.6745e-06 | 0.36229 | 0.0020031 | 2.5535e-06 | 0.34279 | 0.0018953 | 2.416e-06 | 44.9241 | 5.6087 | 0.11235 | 50.6451 | 19.2014 | 3.2049 | 0.048516 | 22.4549 | 42.5059 | 5.3068 | 0.10631 | 47.9189 | 18.1678 | 3.0324 | 0.045905 | 21.2462
Upstate | 2022 | 7 | 15 | 0.31571 | 6.2276e-06 | 1.8953e-06 | 0.29872 | 5.8923e-06 | 1.7933e-06 | 0.388 | 0.0021453 | 2.7347e-06 | 0.36712 | 0.0020298 | 2.5875e-06 | 48.1125 | 6.0067 | 0.12033 | 54.2396 | 20.5642 | 3.4324 | 0.05196 | 24.0486 | 45.5227 | 5.6834 | 0.11385 | 51.3199 | 19.4573 | 3.2477 | 0.049163 | 22.7541
Upstate | 2022 | 7 | 16 | 0.33766 | 6.6605e-06 | 2.0271e-06 | 0.31948 | 6.3019e-06 | 1.918e-06 | 0.41498 | 0.0022944 | 2.9248e-06 | 0.39264 | 0.0021709 | 2.7674e-06 | 51.4571 | 6.4243 | 0.12869 | 58.01 | 21.9937 | 3.671 | 0.055571 | 25.7203 | 48.6872 | 6.0785 | 0.12176 | 54.8874 | 20.8099 | 3.4734 | 0.05258 | 24.3358
Upstate | 2022 | 7 | 17 | 0.28014 | 5.5259e-06 | 1.6818e-06 | 0.26506 | 5.2284e-06 | 1.5913e-06 | 0.34428 | 0.0019035 | 2.4266e-06 | 0.32575 | 0.0018011 | 2.296e-06 | 42.6913 | 5.3299 | 0.10677 | 48.128 | 18.2471 | 3.0457 | 0.046105 | 21.3389 | 40.3933 | 5.043 | 0.10102 | 45.5374 | 17.2649 | 2.8817 | 0.043623 | 20.1902
Upstate | 2022 | 7 | 18 | 0.28337 | 5.5897e-06 | 1.7012e-06 | 0.26812 | 5.2888e-06 | 1.6096e-06 | 0.34826 | 0.0019255 | 2.4546e-06 | 0.32951 | 0.0018219 | 2.3225e-06 | 43.1843 | 5.3915 | 0.108 | 48.6837 | 18.4578 | 3.0808 | 0.046637 | 21.5853 | 40.8597 | 5.1012 | 0.10219 | 46.0632 | 17.4642 | 2.915 | 0.044127 | 20.4234
Upstate | 2022 | 7 | 19 | 0.30723 | 6.0603e-06 | 1.8444e-06 | 0.29069 | 5.7341e-06 | 1.7452e-06 | 0.37758 | 0.0020876 | 2.6613e-06 | 0.35726 | 0.0019753 | 2.518e-06 | 46.8204 | 5.8454 | 0.1171 | 52.7829 | 20.0119 | 3.3402 | 0.050564 | 23.4027 | 44.3001 | 5.5308 | 0.11079 | 49.9417 | 18.9347 | 3.1604 | 0.047842 | 22.143
Upstate | 2022 | 7 | 20 | 0.30088 | 5.9351e-06 | 1.8063e-06 | 0.28469 | 5.6156e-06 | 1.7091e-06 | 0.36978 | 0.0020445 | 2.6063e-06 | 0.34988 | 0.0019345 | 2.466e-06 | 45.8532 | 5.7247 | 0.11468 | 51.6925 | 19.5985 | 3.2712 | 0.04952 | 22.9193 | 43.3849 | 5.4165 | 0.1085 | 48.9099 | 18.5436 | 3.0951 | 0.046854 | 21.6856
Upstate | 2022 | 7 | 21 | 0.2974 | 5.8664e-06 | 1.7854e-06 | 0.28139 | 5.5507e-06 | 1.6893e-06 | 0.36551 | 0.0020209 | 2.5761e-06 | 0.34583 | 0.0019121 | 2.4375e-06 | 45.3226 | 5.6584 | 0.11335 | 51.0944 | 19.3718 | 3.2334 | 0.048947 | 22.6541 | 42.883 | 5.3538 | 0.10725 | 48.3441 | 18.329 | 3.0593 | 0.046312 | 21.4347
Upstate | 2022 | 7 | 22 | 0.2973 | 5.8644e-06 | 1.7848e-06 | 0.2813 | 5.5488e-06 | 1.6888e-06 | 0.36538 | 0.0020202 | 2.5753e-06 | 0.34571 | 0.0019114 | 2.4366e-06 | 45.3071 | 5.6565 | 0.11331 | 51.0769 | 19.3651 | 3.2323 | 0.04893 | 22.6463 | 42.8683 | 5.352 | 0.10721 | 48.3275 | 18.3227 | 3.0583 | 0.046296 | 21.4273
Upstate | 2022 | 7 | 23 | 0.2966 | 5.8507e-06 | 1.7806e-06 | 0.28064 | 5.5358e-06 | 1.6848e-06 | 0.36452 | 0.0020154 | 2.5692e-06 | 0.3449 | 0.0019069 | 2.4309e-06 | 45.2009 | 5.6432 | 0.11305 | 50.9572 | 19.3197 | 3.2247 | 0.048815 | 22.5932 | 42.7678 | 5.3395 | 0.10696 | 48.2142 | 18.2798 | 3.0511 | 0.046187 | 21.3771
Upstate | 2022 | 7 | 24 | 0.29054 | 5.7311e-06 | 1.7442e-06 | 0.2749 | 5.4226e-06 | 1.6504e-06 | 0.35707 | 0.0019742 | 2.5167e-06 | 0.33785 | 0.001868 | 2.3812e-06 | 44.277 | 5.5279 | 0.11073 | 49.9156 | 18.9249 | 3.1588 | 0.047817 | 22.1315 | 41.8937 | 5.2303 | 0.10477 | 47.2288 | 17.9062 | 2.9888 | 0.045243 | 20.9402
Upstate | 2022 | 8 | 1 | 0.28355 | 5.5931e-06 | 1.7023e-06 | 0.26829 | 5.2921e-06 | 1.6106e-06 | 0.34848 | 0.0019267 | 2.4561e-06 | 0.32972 | 0.001823 | 2.3239e-06 | 43.2112 | 5.3948 | 0.10807 | 48.7141 | 18.4693 | 3.0827 | 0.046666 | 21.5987 | 40.8852 | 5.1044 | 0.10225 | 46.0919 | 17.4751 | 2.9168 | 0.044154 | 20.4361
Upstate | 2022 | 8 | 2 | 0.27212 | 5.3677e-06 | 1.6337e-06 | 0.25747 | 5.0788e-06 | 1.5457e-06 | 0.33443 | 0.0018491 | 2.3571e-06 | 0.31643 | 0.0017495 | 2.2302e-06 | 41.4696 | 5.1774 | 0.10371 | 46.7507 | 17.7249 | 2.9585 | 0.044785 | 20.7282 | 39.2374 | 4.8987 | 0.098131 | 44.2342 | 16.7708 | 2.7992 | 0.042375 | 19.6124
Upstate | 2022 | 8 | 3 | 0.26846 | 5.2955e-06 | 1.6117e-06 | 0.25401 | 5.0104e-06 | 1.5249e-06 | 0.32993 | 0.0018242 | 2.3254e-06 | 0.31217 | 0.001726 | 2.2002e-06 | 40.9115 | 5.1077 | 0.10232 | 46.1216 | 17.4864 | 2.9187 | 0.044183 | 20.4493 | 38.7093 | 4.8328 | 0.09681 | 43.6389 | 16.5451 | 2.7616 | 0.041804 | 19.3485
Upstate | 2022 | 8 | 4 | 0.26177 | 5.1635e-06 | 1.5715e-06 | 0.24768 | 4.8856e-06 | 1.4869e-06 | 0.32171 | 0.0017787 | 2.2675e-06 | 0.30439 | 0.001683 | 2.1454e-06 | 39.8922 | 4.9804 | 0.099769 | 44.9724 | 17.0507 | 2.846 | 0.043082 | 19.9397 | 37.7449 | 4.7124 | 0.094398 | 42.5516 | 16.1329 | 2.6928 | 0.040763 | 18.8664
Upstate | 2022 | 8 | 5 | 0.26216 | 5.1713e-06 | 1.5739e-06 | 0.24805 | 4.893e-06 | 1.4892e-06 | 0.3222 | 0.0017814 | 2.2709e-06 | 0.30485 | 0.0016855 | 2.1486e-06 | 39.9523 | 4.9879 | 0.099919 | 45.0402 | 17.0764 | 2.8503 | 0.043147 | 19.9698 | 37.8018 | 4.7195 | 0.094541 | 42.6158 | 16.1572 | 2.6968 | 0.040824 | 18.8949
Upstate | 2022 | 8 | 6 | 0.28493 | 5.6204e-06 | 1.7105e-06 | 0.26959 | 5.3178e-06 | 1.6185e-06 | 0.35017 | 0.0019361 | 2.4681e-06 | 0.33132 | 0.0018319 | 2.3352e-06 | 43.4215 | 5.4211 | 0.1086 | 48.9512 | 18.5592 | 3.0978 | 0.046893 | 21.7038 | 41.0842 | 5.1293 | 0.10275 | 46.3162 | 17.5602 | 2.931 | 0.044369 | 20.5355
Upstate | 2022 | 8 | 7 | 0.28472 | 5.6162e-06 | 1.7093e-06 | 0.26939 | 5.3139e-06 | 1.6173e-06 | 0.34991 | 0.0019347 | 2.4662e-06 | 0.33108 | 0.0018305 | 2.3335e-06 | 43.3893 | 5.417 | 0.10851 | 48.9148 | 18.5454 | 3.0955 | 0.046859 | 21.6877 | 41.0537 | 5.1254 | 0.10267 | 46.2818 | 17.5471 | 2.9288 | 0.044336 | 20.5203
Upstate | 2022 | 8 | 8 | 0.26162 | 5.1606e-06 | 1.5706e-06 | 0.24754 | 4.8828e-06 | 1.4861e-06 | 0.32153 | 0.0017777 | 2.2662e-06 | 0.30422 | 0.001682 | 2.1442e-06 | 39.8695 | 4.9776 | 0.099712 | 44.9468 | 17.041 | 2.8443 | 0.043057 | 19.9284 | 37.7234 | 4.7097 | 0.094344 | 42.5274 | 16.1237 | 2.6912 | 0.04074 | 18.8557
Upstate | 2022 | 8 | 9 | 0.23658 | 4.6666e-06 | 1.4203e-06 | 0.22384 | 4.4154e-06 | 1.3438e-06 | 0.29075 | 0.0016076 | 2.0493e-06 | 0.2751 | 0.001521 | 1.939e-06 | 36.0532 | 4.5012 | 0.090168 | 40.6446 | 15.4099 | 2.5721 | 0.038936 | 18.0209 | 34.1126 | 4.2589 | 0.085314 | 38.4567 | 14.5804 | 2.4336 | 0.03684 | 17.0508
Upstate | 2022 | 8 | 10 | 0.23383 | 4.6125e-06 | 1.4038e-06 | 0.22125 | 4.3642e-06 | 1.3282e-06 | 0.28738 | 0.0015889 | 2.0255e-06 | 0.27191 | 0.0015034 | 1.9165e-06 | 35.6348 | 4.4489 | 0.089121 | 40.1729 | 15.231 | 2.5422 | 0.038484 | 17.8117 | 33.7167 | 4.2094 | 0.084324 | 38.0104 | 14.4112 | 2.4054 | 0.036413 | 16.853
Upstate | 2022 | 8 | 11 | 0.27098 | 5.3452e-06 | 1.6268e-06 | 0.25639 | 5.0575e-06 | 1.5392e-06 | 0.33303 | 0.0018413 | 2.3473e-06 | 0.3151 | 0.0017422 | 2.2209e-06 | 41.2958 | 5.1557 | 0.10328 | 46.5548 | 17.6506 | 2.9461 | 0.044598 | 20.6413 | 39.0729 | 4.8782 | 0.09772 | 44.0488 | 16.7005 | 2.7875 | 0.042197 | 19.5303
Upstate | 2022 | 8 | 12 | 0.27553 | 5.435e-06 | 1.6541e-06 | 0.2607 | 5.1425e-06 | 1.5651e-06 | 0.33863 | 0.0018722 | 2.3867e-06 | 0.3204 | 0.0017715 | 2.2582e-06 | 41.9895 | 5.2423 | 0.10501 | 47.3368 | 17.9471 | 2.9956 | 0.045347 | 20.9881 | 39.7293 | 4.9601 | 0.099361 | 44.7888 | 16.9811 | 2.8343 | 0.042906 | 19.8583
Upstate | 2022 | 8 | 13 | 0.26844 | 5.2951e-06 | 1.6115e-06 | 0.25399 | 5.0101e-06 | 1.5248e-06 | 0.32991 | 0.001824 | 2.3252e-06 | 0.31215 | 0.0017259 | 2.2001e-06 | 40.9084 | 5.1073 | 0.10231 | 46.1181 | 17.4851 | 2.9185 | 0.044179 | 20.4477 | 38.7064 | 4.8324 | 0.096803 | 43.6356 | 16.5439 | 2.7614 | 0.041801 | 19.347
Upstate | 2022 | 8 | 14 | 0.28576 | 5.6368e-06 | 1.7155e-06 | 0.27038 | 5.3333e-06 | 1.6232e-06 | 0.3512 | 0.0019417 | 2.4753e-06 | 0.33229 | 0.0018372 | 2.342e-06 | 43.5482 | 5.4369 | 0.10891 | 49.094 | 18.6133 | 3.1068 | 0.04703 | 21.7672 | 41.2041 | 5.1442 | 0.10305 | 46.4513 | 17.6114 | 2.9396 | 0.044499 | 20.5955
Upstate | 2022 | 8 | 15 | 0.32156 | 6.3429e-06 | 1.9305e-06 | 0.30425 | 6.0015e-06 | 1.8265e-06 | 0.39519 | 0.002185 | 2.7854e-06 | 0.37392 | 0.0020674 | 2.6354e-06 | 49.004 | 6.118 | 0.12256 | 55.2445 | 20.9452 | 3.496 | 0.052922 | 24.4942 | 46.3661 | 5.7887 | 0.11596 | 52.2708 | 19.8178 | 3.3078 | 0.050074 | 23.1757
Upstate | 2022 | 8 | 16 | 0.34465 | 6.7983e-06 | 2.0691e-06 | 0.32609 | 6.4324e-06 | 1.9577e-06 | 0.42357 | 0.0023419 | 2.9854e-06 | 0.40077 | 0.0022158 | 2.8247e-06 | 52.5222 | 6.5573 | 0.13136 | 59.2108 | 22.449 | 3.747 | 0.056722 | 26.2527 | 49.695 | 6.2043 | 0.12428 | 56.0236 | 21.2406 | 3.5453 | 0.053669 | 24.8396
Upstate | 2022 | 8 | 17 | 0.27894 | 5.5022e-06 | 1.6746e-06 | 0.26392 | 5.206e-06 | 1.5844e-06 | 0.34281 | 0.0018954 | 2.4162e-06 | 0.32436 | 0.0017934 | 2.2861e-06 | 42.5087 | 5.3071 | 0.10631 | 47.9222 | 18.1691 | 3.0326 | 0.045908 | 21.2476 | 40.2206 | 5.0214 | 0.10059 | 45.3426 | 17.191 | 2.8694 | 0.043437 | 20.1039
Upstate | 2022 | 8 | 18 | 0.27713 | 5.4665e-06 | 1.6637e-06 | 0.26221 | 5.1722e-06 | 1.5742e-06 | 0.34058 | 0.0018831 | 2.4005e-06 | 0.32225 | 0.0017817 | 2.2713e-06 | 42.2325 | 5.2726 | 0.10562 | 47.6107 | 18.051 | 3.0129 | 0.045609 | 21.1095 | 39.9592 | 4.9888 | 0.099936 | 45.0479 | 17.0793 | 2.8507 | 0.043154 | 19.9732
Upstate | 2022 | 8 | 19 | 0.27393 | 5.4035e-06 | 1.6445e-06 | 0.25919 | 5.1126e-06 | 1.556e-06 | 0.33666 | 0.0018614 | 2.3728e-06 | 0.31854 | 0.0017612 | 2.2451e-06 | 41.746 | 5.2119 | 0.10441 | 47.0623 | 17.8431 | 2.9782 | 0.045084 | 20.8664 | 39.4989 | 4.9313 | 0.098785 | 44.529 | 16.8826 | 2.8179 | 0.042657 | 19.7432
Upstate | 2022 | 8 | 20 | 0.28167 | 5.5561e-06 | 1.691e-06 | 0.26651 | 5.257e-06 | 1.6e-06 | 0.34617 | 0.001914 | 2.4398e-06 | 0.32753 | 0.0018109 | 2.3085e-06 | 42.9249 | 5.3591 | 0.10735 | 48.3913 | 18.3469 | 3.0623 | 0.046357 | 21.4556 | 40.6143 | 5.0706 | 0.10157 | 45.7865 | 17.3593 | 2.8975 | 0.043862 | 20.3007
Upstate | 2022 | 8 | 21 | 0.27062 | 5.338e-06 | 1.6246e-06 | 0.25605 | 5.0507e-06 | 1.5372e-06 | 0.33258 | 0.0018388 | 2.3441e-06 | 0.31468 | 0.0017399 | 2.2179e-06 | 41.2403 | 5.1487 | 0.10314 | 46.4921 | 17.6269 | 2.9421 | 0.044538 | 20.6136 | 39.0204 | 4.8716 | 0.097588 | 43.9895 | 16.6781 | 2.7838 | 0.04214 | 19.504
Upstate | 2022 | 8 | 22 | 0.25484 | 5.0268e-06 | 1.5299e-06 | 0.24112 | 4.7562e-06 | 1.4475e-06 | 0.31319 | 0.0017316 | 2.2074e-06 | 0.29633 | 0.0016384 | 2.0886e-06 | 38.8356 | 4.8485 | 0.097126 | 43.7813 | 16.5991 | 2.7706 | 0.041941 | 19.4116 | 36.7452 | 4.5875 | 0.091898 | 41.4246 | 15.7056 | 2.6215 | 0.039683 | 18.3667
Upstate | 2022 | 8 | 23 | 0.26313 | 5.1904e-06 | 1.5797e-06 | 0.24897 | 4.911e-06 | 1.4947e-06 | 0.32339 | 0.001788 | 2.2793e-06 | 0.30598 | 0.0016917 | 2.1566e-06 | 40.0999 | 5.0064 | 0.10029 | 45.2066 | 17.1395 | 2.8608 | 0.043306 | 20.0436 | 37.9414 | 4.7369 | 0.09489 | 42.7732 | 16.2169 | 2.7068 | 0.040975 | 18.9646
Upstate | 2022 | 8 | 24 | 0.27426 | 5.4099e-06 | 1.6465e-06 | 0.2595 | 5.1187e-06 | 1.5579e-06 | 0.33706 | 0.0018636 | 2.3757e-06 | 0.31892 | 0.0017633 | 2.2478e-06 | 41.7955 | 5.2181 | 0.10453 | 47.1181 | 17.8642 | 2.9818 | 0.045137 | 20.8911 | 39.5457 | 4.9372 | 0.098902 | 44.5818 | 16.9026 | 2.8212 | 0.042708 | 19.7666
Upstate | 2022 | 9 | 1 | 0.2055 | 4.0537e-06 | 1.2337e-06 | 0.19444 | 3.8355e-06 | 1.1673e-06 | 0.25256 | 0.0013964 | 1.7801e-06 | 0.23897 | 0.0013212 | 1.6843e-06 | 31.3177 | 3.9099 | 0.078324 | 35.306 | 13.3858 | 2.2343 | 0.033822 | 15.6539 | 29.632 | 3.6995 | 0.074108 | 33.4055 | 12.6653 | 2.114 | 0.032001 | 14.8113
Upstate | 2022 | 9 | 2 | 0.16963 | 3.3461e-06 | 1.0184e-06 | 0.1605 | 3.166e-06 | 9.6356e-07 | 0.20848 | 0.0011527 | 1.4694e-06 | 0.19725 | 0.0010906 | 1.3903e-06 | 25.851 | 3.2274 | 0.064652 | 29.1431 | 11.0492 | 1.8442 | 0.027918 | 12.9214 | 24.4595 | 3.0537 | 0.061172 | 27.5744 | 10.4545 | 1.745 | 0.026415 | 12.2259
Upstate | 2022 | 9 | 3 | 0.18533 | 3.6556e-06 | 1.1126e-06 | 0.17535 | 3.4589e-06 | 1.0527e-06 | 0.22776 | 0.0012593 | 1.6053e-06 | 0.2155 | 0.0011915 | 1.5189e-06 | 28.2426 | 3.526 | 0.070633 | 31.8392 | 12.0714 | 2.0149 | 0.030501 | 14.1168 | 26.7223 | 3.3362 | 0.066831 | 30.1253 | 11.4216 | 1.9064 | 0.028859 | 13.3569
Upstate | 2022 | 9 | 4 | 0.20205 | 3.9856e-06 | 1.213e-06 | 0.19118 | 3.7711e-06 | 1.1477e-06 | 0.24832 | 0.001373 | 1.7502e-06 | 0.23496 | 0.0012991 | 1.656e-06 | 30.792 | 3.8443 | 0.077009 | 34.7133 | 13.1611 | 2.1967 | 0.033254 | 15.3911 | 29.1345 | 3.6374 | 0.072864 | 32.8447 | 12.4526 | 2.0785 | 0.031464 | 14.5626
Upstate | 2022 | 9 | 5 | 0.22543 | 4.4468e-06 | 1.3534e-06 | 0.2133 | 4.2075e-06 | 1.2805e-06 | 0.27706 | 0.0015318 | 1.9527e-06 | 0.26214 | 0.0014494 | 1.8476e-06 | 34.355 | 4.2891 | 0.08592 | 38.7301 | 14.684 | 2.4509 | 0.037102 | 17.172 | 32.5057 | 4.0583 | 0.081295 | 36.6453 | 13.8936 | 2.319 | 0.035105 | 16.2477
Upstate | 2022 | 9 | 6 | 0.27642 | 5.4525e-06 | 1.6594e-06 | 0.26154 | 5.159e-06 | 1.5701e-06 | 0.33971 | 0.0018783 | 2.3943e-06 | 0.32143 | 0.0017772 | 2.2655e-06 | 42.1243 | 5.2591 | 0.10535 | 47.4888 | 18.0048 | 3.0052 | 0.045493 | 21.0555 | 39.8568 | 4.976 | 0.09968 | 44.9325 | 17.0356 | 2.8434 | 0.043044 | 19.9221
Upstate | 2022 | 9 | 7 | 0.27523 | 5.429e-06 | 1.6523e-06 | 0.26041 | 5.1368e-06 | 1.5634e-06 | 0.33825 | 0.0018702 | 2.384e-06 | 0.32004 | 0.0017695 | 2.2557e-06 | 41.943 | 5.2365 | 0.1049 | 47.2844 | 17.9273 | 2.9923 | 0.045297 | 20.9648 | 39.6853 | 4.9546 | 0.099251 | 44.7391 | 16.9623 | 2.8312 | 0.042858 | 19.8363
Upstate | 2022 | 9 | 8 | 0.23329 | 4.6019e-06 | 1.4006e-06 | 0.22074 | 4.3542e-06 | 1.3252e-06 | 0.28672 | 0.0015852 | 2.0208e-06 | 0.27128 | 0.0014999 | 1.912e-06 | 35.5528 | 4.4387 | 0.088916 | 40.0804 | 15.196 | 2.5364 | 0.038396 | 17.7707 | 33.6391 | 4.1998 | 0.08413 | 37.9229 | 14.378 | 2.3999 | 0.036329 | 16.8142
Upstate | 2022 | 9 | 9 | 0.19591 | 3.8644e-06 | 1.1761e-06 | 0.18537 | 3.6564e-06 | 1.1128e-06 | 0.24077 | 0.0013312 | 1.697e-06 | 0.22781 | 0.0012596 | 1.6057e-06 | 29.8557 | 3.7274 | 0.074668 | 33.6578 | 12.7609 | 2.13 | 0.032243 | 14.9231 | 28.2486 | 3.5268 | 0.070649 | 31.8461 | 12.074 | 2.0153 | 0.030507 | 14.1198
Upstate | 2022 | 9 | 10 | 0.18059 | 3.5622e-06 | 1.0841e-06 | 0.17087 | 3.3704e-06 | 1.0258e-06 | 0.22194 | 0.0012271 | 1.5643e-06 | 0.20999 | 0.001161 | 1.4801e-06 | 27.5204 | 3.4359 | 0.068827 | 31.0251 | 11.7628 | 1.9633 | 0.029721 | 13.7558 | 26.0391 | 3.2509 | 0.065123 | 29.3551 | 11.1296 | 1.8577 | 0.028121 | 13.0154
Upstate | 2022 | 9 | 11 | 0.17607 | 3.4731e-06 | 1.057e-06 | 0.16659 | 3.2861e-06 | 1.0001e-06 | 0.21639 | 0.0011964 | 1.5251e-06 | 0.20474 | 0.001132 | 1.443e-06 | 26.8322 | 3.3499 | 0.067106 | 30.2493 | 11.4686 | 1.9143 | 0.028978 | 13.4119 | 25.3879 | 3.1696 | 0.063494 | 28.621 | 10.8513 | 1.8112 | 0.027418 | 12.6899
Upstate | 2022 | 9 | 12 | 0.18021 | 3.5547e-06 | 1.0819e-06 | 0.17051 | 3.3634e-06 | 1.0236e-06 | 0.22147 | 0.0012245 | 1.561e-06 | 0.20955 | 0.0011586 | 1.477e-06 | 27.4629 | 3.4287 | 0.068683 | 30.9602 | 11.7382 | 1.9592 | 0.029659 | 13.7271 | 25.9846 | 3.2441 | 0.064986 | 29.2937 | 11.1063 | 1.8538 | 0.028062 | 12.9881
Upstate | 2022 | 9 | 13 | 0.19922 | 3.9296e-06 | 1.196e-06 | 0.18849 | 3.7181e-06 | 1.1316e-06 | 0.24483 | 0.0013537 | 1.7256e-06 | 0.23166 | 0.0012808 | 1.6327e-06 | 30.3594 | 3.7903 | 0.075928 | 34.2257 | 12.9762 | 2.1659 | 0.032787 | 15.1749 | 28.7252 | 3.5863 | 0.071841 | 32.3834 | 12.2777 | 2.0493 | 0.031022 | 14.358
Upstate | 2022 | 9 | 14 | 0.21163 | 4.1745e-06 | 1.2705e-06 | 0.20024 | 3.9498e-06 | 1.2021e-06 | 0.26009 | 0.001438 | 1.8332e-06 | 0.24609 | 0.0013606 | 1.7345e-06 | 32.2511 | 4.0265 | 0.080659 | 36.3582 | 13.7848 | 2.3008 | 0.03483 | 16.1204 | 30.5151 | 3.8097 | 0.076317 | 34.4011 | 13.0427 | 2.177 | 0.032955 | 15.2527
Upstate | 2022 | 9 | 15 | 0.23441 | 4.6238e-06 | 1.4072e-06 | 0.22179 | 4.3749e-06 | 1.3315e-06 | 0.28808 | 0.0015928 | 2.0305e-06 | 0.27258 | 0.0015071 | 1.9212e-06 | 35.7223 | 4.4598 | 0.08934 | 40.2714 | 15.2684 | 2.5485 | 0.038579 | 17.8554 | 33.7994 | 4.2198 | 0.084531 | 38.1037 | 14.4465 | 2.4113 | 0.036502 | 16.8943
Upstate | 2022 | 9 | 16 | 0.26792 | 5.2849e-06 | 1.6085e-06 | 0.2535 | 5.0004e-06 | 1.5219e-06 | 0.32927 | 0.0018205 | 2.3208e-06 | 0.31155 | 0.0017225 | 2.1958e-06 | 40.8299 | 5.0975 | 0.10211 | 46.0296 | 17.4515 | 2.9129 | 0.044095 | 20.4085 | 38.6321 | 4.8231 | 0.096617 | 43.5519 | 16.5121 | 2.7561 | 0.041721 | 19.3099
Upstate | 2022 | 9 | 17 | 0.23576 | 4.6506e-06 | 1.4154e-06 | 0.22307 | 4.4003e-06 | 1.3392e-06 | 0.28975 | 0.001602 | 2.0422e-06 | 0.27415 | 0.0015158 | 1.9323e-06 | 35.9292 | 4.4857 | 0.089857 | 40.5048 | 15.3568 | 2.5632 | 0.038802 | 17.9589 | 33.9952 | 4.2442 | 0.085021 | 38.3244 | 14.5302 | 2.4253 | 0.036713 | 16.9922
Upstate | 2022 | 9 | 18 | 0.25644 | 5.0585e-06 | 1.5395e-06 | 0.24264 | 4.7862e-06 | 1.4567e-06 | 0.31517 | 0.0017425 | 2.2213e-06 | 0.2982 | 0.0016487 | 2.1018e-06 | 39.0805 | 4.8791 | 0.097739 | 44.0573 | 16.7038 | 2.7881 | 0.042205 | 19.534 | 36.9769 | 4.6165 | 0.092478 | 41.6858 | 15.8046 | 2.638 | 0.039933 | 18.4825
Upstate | 2022 | 9 | 19 | 0.24745 | 4.8811e-06 | 1.4856e-06 | 0.23413 | 4.6184e-06 | 1.4056e-06 | 0.30412 | 0.0016814 | 2.1435e-06 | 0.28775 | 0.0015909 | 2.0281e-06 | 37.7104 | 4.7081 | 0.094312 | 42.5128 | 16.1182 | 2.6903 | 0.040726 | 18.8492 | 35.6805 | 4.4546 | 0.089235 | 40.2244 | 15.2505 | 2.5455 | 0.038533 | 17.8346
Upstate | 2022 | 9 | 20 | 0.24014 | 4.737e-06 | 1.4417e-06 | 0.22722 | 4.482e-06 | 1.3641e-06 | 0.29513 | 0.0016318 | 2.0801e-06 | 0.27925 | 0.0015439 | 1.9682e-06 | 36.5966 | 4.569 | 0.091526 | 41.2571 | 15.6421 | 2.6109 | 0.039523 | 18.2924 | 34.6266 | 4.323 | 0.0866 | 39.0363 | 14.8001 | 2.4703 | 0.037395 | 17.3078
Upstate | 2022 | 9 | 21 | 0.23395 | 4.6147e-06 | 1.4045e-06 | 0.22135 | 4.3663e-06 | 1.3289e-06 | 0.28752 | 0.0015897 | 2.0265e-06 | 0.27204 | 0.0015041 | 1.9174e-06 | 35.6523 | 4.4511 | 0.089165 | 40.1925 | 15.2385 | 2.5435 | 0.038503 | 17.8204 | 33.7331 | 4.2115 | 0.084365 | 38.029 | 14.4182 | 2.4066 | 0.03643 | 16.8612
Upstate | 2022 | 9 | 22 | 0.21841 | 4.3083e-06 | 1.3112e-06 | 0.20665 | 4.0764e-06 | 1.2406e-06 | 0.26842 | 0.0014841 | 1.8919e-06 | 0.25398 | 0.0014042 | 1.7901e-06 | 33.2846 | 4.1555 | 0.083243 | 37.5234 | 14.2265 | 2.3746 | 0.035946 | 16.637 | 31.493 | 3.9318 | 0.078763 | 35.5035 | 13.4607 | 2.2468 | 0.034011 | 15.7415
Upstate | 2022 | 9 | 23 | 0.24598 | 4.8522e-06 | 1.4767e-06 | 0.23274 | 4.591e-06 | 1.3973e-06 | 0.30231 | 0.0016715 | 2.1307e-06 | 0.28604 | 0.0015815 | 2.016e-06 | 37.4866 | 4.6801 | 0.093752 | 42.2604 | 16.0225 | 2.6743 | 0.040484 | 18.7373 | 35.4687 | 4.4282 | 0.088706 | 39.9856 | 15.16 | 2.5304 | 0.038305 | 17.7287
Upstate | 2022 | 9 | 24 | 0.24293 | 4.792e-06 | 1.4584e-06 | 0.22986 | 4.5341e-06 | 1.3799e-06 | 0.29856 | 0.0016507 | 2.1043e-06 | 0.28249 | 0.0015619 | 1.991e-06 | 37.0218 | 4.6221 | 0.09259 | 41.7365 | 15.8238 | 2.6412 | 0.039982 | 18.505 | 35.029 | 4.3733 | 0.087606 | 39.4899 | 14.9721 | 2.499 | 0.03783 | 17.5089
Upstate | 2022 | 10 | 1 | 0.22016 | 4.3428e-06 | 1.3217e-06 | 0.20831 | 4.1091e-06 | 1.2506e-06 | 0.27058 | 0.001496 | 1.9071e-06 | 0.25601 | 0.0014155 | 1.8044e-06 | 33.5515 | 4.1888 | 0.083911 | 37.8242 | 14.3406 | 2.3936 | 0.036234 | 16.7704 | 31.7454 | 3.9633 | 0.079394 | 35.7882 | 13.5686 | 2.2648 | 0.034284 | 15.8677
Upstate | 2022 | 10 | 2 | 0.21152 | 4.1723e-06 | 1.2698e-06 | 0.20013 | 3.9477e-06 | 1.2015e-06 | 0.25995 | 0.0014373 | 1.8322e-06 | 0.24596 | 0.0013599 | 1.7336e-06 | 32.2339 | 4.0243 | 0.080616 | 36.3389 | 13.7774 | 2.2996 | 0.034811 | 16.1118 | 30.4988 | 3.8077 | 0.076276 | 34.3828 | 13.0358 | 2.1758 | 0.032937 | 15.2446
Upstate | 2022 | 10 | 3 | 0.21214 | 4.1845e-06 | 1.2736e-06 | 0.20072 | 3.9593e-06 | 1.205e-06 | 0.26071 | 0.0014415 | 1.8376e-06 | 0.24668 | 0.0013639 | 1.7386e-06 | 32.3286 | 4.0361 | 0.080852 | 36.4456 | 13.8179 | 2.3064 | 0.034914 | 16.1592 | 30.5884 | 3.8189 | 0.0765 | 34.4838 | 13.0741 | 2.1822 | 0.033034 | 15.2893
Upstate | 2022 | 10 | 4 | 0.22054 | 4.3502e-06 | 1.324e-06 | 0.20867 | 4.1161e-06 | 1.2527e-06 | 0.27104 | 0.0014986 | 1.9103e-06 | 0.25645 | 0.0014179 | 1.8075e-06 | 33.6087 | 4.196 | 0.084054 | 37.8887 | 14.365 | 2.3977 | 0.036296 | 16.799 | 31.7996 | 3.9701 | 0.079529 | 35.8492 | 13.5918 | 2.2686 | 0.034342 | 15.8947
Upstate | 2022 | 10 | 5 | 0.24864 | 4.9046e-06 | 1.4927e-06 | 0.23526 | 4.6406e-06 | 1.4124e-06 | 0.30558 | 0.0016895 | 2.1538e-06 | 0.28913 | 0.0015986 | 2.0378e-06 | 37.8917 | 4.7307 | 0.094766 | 42.7172 | 16.1957 | 2.7032 | 0.040921 | 18.9398 | 35.8521 | 4.476 | 0.089664 | 40.4178 | 15.3239 | 2.5577 | 0.038719 | 17.9203
Upstate | 2022 | 10 | 6 | 0.30096 | 5.9366e-06 | 1.8068e-06 | 0.28476 | 5.6171e-06 | 1.7095e-06 | 0.36988 | 0.002045 | 2.607e-06 | 0.34997 | 0.001935 | 2.4666e-06 | 45.8648 | 5.7261 | 0.11471 | 51.7057 | 19.6035 | 3.2721 | 0.049532 | 22.9251 | 43.396 | 5.4179 | 0.10853 | 48.9224 | 18.5483 | 3.0959 | 0.046866 | 21.6911
Upstate | 2022 | 10 | 7 | 0.29295 | 5.7785e-06 | 1.7587e-06 | 0.27718 | 5.4675e-06 | 1.664e-06 | 0.36003 | 0.0019906 | 2.5375e-06 | 0.34065 | 0.0018834 | 2.4009e-06 | 44.6435 | 5.5736 | 0.11165 | 50.3288 | 19.0815 | 3.1849 | 0.048213 | 22.3146 | 42.2404 | 5.2736 | 0.10564 | 47.6196 | 18.0544 | 3.0135 | 0.045618 | 21.1135
Upstate | 2022 | 10 | 8 | 0.28162 | 5.5551e-06 | 1.6907e-06 | 0.26646 | 5.2561e-06 | 1.5997e-06 | 0.34611 | 0.0019136 | 2.4394e-06 | 0.32748 | 0.0018106 | 2.3081e-06 | 42.9173 | 5.3581 | 0.10733 | 48.3828 | 18.3437 | 3.0618 | 0.046349 | 21.4518 | 40.6072 | 5.0697 | 0.10156 | 45.7784 | 17.3563 | 2.897 | 0.043854 | 20.2971
Upstate | 2022 | 10 | 9 | 0.25201 | 4.9711e-06 | 1.5129e-06 | 0.23845 | 4.7035e-06 | 1.4315e-06 | 0.30972 | 0.0017124 | 2.183e-06 | 0.29305 | 0.0016203 | 2.0654e-06 | 38.4052 | 4.7948 | 0.09605 | 43.2961 | 16.4151 | 2.7399 | 0.041476 | 19.1965 | 36.3379 | 4.5367 | 0.09088 | 40.9655 | 15.5315 | 2.5924 | 0.039243 | 18.1632
Upstate | 2022 | 10 | 10 | 0.23831 | 4.7008e-06 | 1.4307e-06 | 0.22548 | 4.4477e-06 | 1.3537e-06 | 0.29288 | 0.0016193 | 2.0642e-06 | 0.27711 | 0.0015321 | 1.9531e-06 | 36.3168 | 4.5341 | 0.090827 | 40.9417 | 15.5225 | 2.5909 | 0.039221 | 18.1526 | 34.362 | 4.29 | 0.085938 | 38.7379 | 14.687 | 2.4514 | 0.037109 | 17.1755
Upstate | 2022 | 10 | 11 | 0.23239 | 4.584e-06 | 1.3951e-06 | 0.21988 | 4.3372e-06 | 1.32e-06 | 0.2856 | 0.0015791 | 2.013e-06 | 0.27023 | 0.0014941 | 1.9046e-06 | 35.4147 | 4.4214 | 0.088571 | 39.9247 | 15.1369 | 2.5265 | 0.038246 | 17.7017 | 33.5083 | 4.1834 | 0.083803 | 37.7756 | 14.3221 | 2.3905 | 0.036188 | 16.7488
Upstate | 2022 | 10 | 12 | 0.22578 | 4.4536e-06 | 1.3555e-06 | 0.21363 | 4.2139e-06 | 1.2825e-06 | 0.27748 | 0.0015342 | 1.9557e-06 | 0.26254 | 0.0014516 | 1.8504e-06 | 34.4075 | 4.2957 | 0.086052 | 38.7893 | 14.7064 | 2.4547 | 0.037159 | 17.1983 | 32.5554 | 4.0645 | 0.08142 | 36.7013 | 13.9148 | 2.3226 | 0.035159 | 16.2725
Upstate | 2022 | 10 | 13 | 0.24297 | 4.7927e-06 | 1.4587e-06 | 0.22989 | 4.5347e-06 | 1.3801e-06 | 0.29861 | 0.001651 | 2.1046e-06 | 0.28253 | 0.0015621 | 1.9913e-06 | 37.0274 | 4.6228 | 0.092604 | 41.7428 | 15.8262 | 2.6416 | 0.039988 | 18.5078 | 35.0343 | 4.3739 | 0.087619 | 39.4958 | 14.9743 | 2.4994 | 0.037836 | 17.5116
Upstate | 2022 | 10 | 14 | 0.26493 | 5.2258e-06 | 1.5905e-06 | 0.25067 | 4.9445e-06 | 1.5049e-06 | 0.32559 | 0.0018002 | 2.2948e-06 | 0.30807 | 0.0017033 | 2.1713e-06 | 40.3735 | 5.0405 | 0.10097 | 45.515 | 17.2564 | 2.8803 | 0.043602 | 20.1803 | 38.2003 | 4.7692 | 0.095537 | 43.065 | 16.3275 | 2.7253 | 0.041255 | 19.094
Upstate | 2022 | 10 | 15 | 0.27823 | 5.4883e-06 | 1.6703e-06 | 0.26325 | 5.1928e-06 | 1.5804e-06 | 0.34194 | 0.0018906 | 2.4101e-06 | 0.32354 | 0.0017888 | 2.2803e-06 | 42.401 | 5.2937 | 0.10604 | 47.8007 | 18.123 | 3.0249 | 0.045791 | 21.1937 | 40.1186 | 5.0087 | 0.10033 | 45.2276 | 17.1475 | 2.8621 | 0.043326 | 20.0529
Upstate | 2022 | 10 | 16 | 0.3118 | 6.1504e-06 | 1.8719e-06 | 0.29502 | 5.8193e-06 | 1.7711e-06 | 0.3832 | 0.0021187 | 2.7008e-06 | 0.36257 | 0.0020046 | 2.5554e-06 | 47.5164 | 5.9323 | 0.11884 | 53.5676 | 20.3094 | 3.3899 | 0.051316 | 23.7507 | 44.9587 | 5.613 | 0.11244 | 50.6841 | 19.2162 | 3.2074 | 0.048554 | 22.4722
Upstate | 2022 | 10 | 17 | 0.30269 | 5.9708e-06 | 1.8172e-06 | 0.2864 | 5.6494e-06 | 1.7194e-06 | 0.37201 | 0.0020568 | 2.622e-06 | 0.35198 | 0.0019461 | 2.4808e-06 | 46.129 | 5.7591 | 0.11537 | 52.0034 | 19.7164 | 3.2909 | 0.049817 | 23.0571 | 43.6459 | 5.4491 | 0.10916 | 49.2042 | 18.6551 | 3.1138 | 0.047136 | 21.816
Upstate | 2022 | 10 | 18 | 0.31979 | 6.308e-06 | 1.9198e-06 | 0.30258 | 5.9685e-06 | 1.8165e-06 | 0.39302 | 0.002173 | 2.77e-06 | 0.37186 | 0.002056 | 2.6209e-06 | 48.7341 | 6.0843 | 0.12188 | 54.9403 | 20.8299 | 3.4768 | 0.052631 | 24.3593 | 46.1108 | 5.7568 | 0.11532 | 51.983 | 19.7087 | 3.2896 | 0.049798 | 23.0481
Upstate | 2022 | 10 | 19 | 0.32924 | 6.4944e-06 | 1.9766e-06 | 0.31152 | 6.1448e-06 | 1.8702e-06 | 0.40463 | 0.0022372 | 2.8519e-06 | 0.38285 | 0.0021168 | 2.6984e-06 | 50.1742 | 6.2641 | 0.12548 | 56.5638 | 21.4454 | 3.5795 | 0.054186 | 25.0791 | 47.4734 | 5.9269 | 0.11873 | 53.519 | 20.291 | 3.3868 | 0.051269 | 23.7291
Upstate | 2022 | 10 | 20 | 0.30675 | 6.0508e-06 | 1.8415e-06 | 0.29024 | 5.7251e-06 | 1.7424e-06 | 0.37699 | 0.0020844 | 2.6571e-06 | 0.3567 | 0.0019722 | 2.5141e-06 | 46.7468 | 5.8362 | 0.11691 | 52.6999 | 19.9805 | 3.335 | 0.050485 | 23.3659 | 44.2304 | 5.5221 | 0.11062 | 49.8631 | 18.9049 | 3.1555 | 0.047767 | 22.1082
Upstate | 2022 | 10 | 21 | 0.29201 | 5.76e-06 | 1.753e-06 | 0.27629 | 5.4499e-06 | 1.6587e-06 | 0.35887 | 0.0019842 | 2.5294e-06 | 0.33955 | 0.0018774 | 2.3932e-06 | 44.5001 | 5.5557 | 0.11129 | 50.1672 | 19.0202 | 3.1747 | 0.048058 | 22.243 | 42.1048 | 5.2567 | 0.1053 | 47.4667 | 17.9964 | 3.0038 | 0.045471 | 21.0457
Upstate | 2022 | 10 | 22 | 0.29386 | 5.7966e-06 | 1.7642e-06 | 0.27804 | 5.4846e-06 | 1.6692e-06 | 0.36115 | 0.0019968 | 2.5455e-06 | 0.34171 | 0.0018893 | 2.4084e-06 | 44.7829 | 5.591 | 0.112 | 50.4859 | 19.1411 | 3.1949 | 0.048364 | 22.3843 | 42.3723 | 5.2901 | 0.10597 | 47.7684 | 18.1107 | 3.0229 | 0.04576 | 21.1794
Upstate | 2022 | 10 | 23 | 0.27342 | 5.3934e-06 | 1.6415e-06 | 0.25871 | 5.1031e-06 | 1.5531e-06 | 0.33603 | 0.0018579 | 2.3684e-06 | 0.31795 | 0.0017579 | 2.2409e-06 | 41.6683 | 5.2022 | 0.10421 | 46.9746 | 17.8098 | 2.9727 | 0.045 | 20.8275 | 39.4253 | 4.9222 | 0.098601 | 44.4461 | 16.8511 | 2.8127 | 0.042578 | 19.7064
Upstate | 2022 | 10 | 24 | 0.23573 | 4.6499e-06 | 1.4152e-06 | 0.22304 | 4.3996e-06 | 1.339e-06 | 0.28971 | 0.0016018 | 2.0419e-06 | 0.27411 | 0.0015156 | 1.932e-06 | 35.9236 | 4.485 | 0.089843 | 40.4984 | 15.3544 | 2.5628 | 0.038796 | 17.9561 | 33.9899 | 4.2436 | 0.085007 | 38.3184 | 14.5279 | 2.4249 | 0.036708 | 16.9895
Upstate | 2022 | 11 | 1 | 0.27941 | 5.5115e-06 | 1.6774e-06 | 0.26437 | 5.2148e-06 | 1.5871e-06 | 0.34339 | 0.0018986 | 2.4203e-06 | 0.32491 | 0.0017964 | 2.29e-06 | 42.5804 | 5.3161 | 0.10649 | 48.003 | 18.1997 | 3.0377 | 0.045985 | 21.2834 | 40.2884 | 5.0299 | 0.10076 | 45.4191 | 17.22 | 2.8742 | 0.04351 | 20.1378
Upstate | 2022 | 11 | 2 | 0.25863 | 5.1015e-06 | 1.5526e-06 | 0.2447 | 4.8269e-06 | 1.4691e-06 | 0.31785 | 0.0017574 | 2.2402e-06 | 0.30074 | 0.0016628 | 2.1197e-06 | 39.4131 | 4.9206 | 0.098571 | 44.4323 | 16.8459 | 2.8118 | 0.042565 | 19.7003 | 37.2916 | 4.6558 | 0.093265 | 42.0406 | 15.9391 | 2.6604 | 0.040273 | 18.6398
Upstate | 2022 | 11 | 3 | 0.27204 | 5.3662e-06 | 1.6332e-06 | 0.2574 | 5.0773e-06 | 1.5453e-06 | 0.33434 | 0.0018485 | 2.3564e-06 | 0.31634 | 0.001749 | 2.2296e-06 | 41.4576 | 5.1759 | 0.10368 | 46.7372 | 17.7198 | 2.9576 | 0.044773 | 20.7222 | 39.226 | 4.8973 | 0.098103 | 44.2214 | 16.766 | 2.7984 | 0.042363 | 19.6068
Upstate | 2022 | 11 | 4 | 0.27956 | 5.5145e-06 | 1.6783e-06 | 0.26451 | 5.2177e-06 | 1.588e-06 | 0.34358 | 0.0018996 | 2.4216e-06 | 0.32509 | 0.0017974 | 2.2913e-06 | 42.6039 | 5.319 | 0.10655 | 48.0295 | 18.2097 | 3.0394 | 0.04601 | 21.2952 | 40.3106 | 5.0327 | 0.10082 | 45.4441 | 17.2295 | 2.8758 | 0.043534 | 20.1489
Upstate | 2022 | 11 | 5 | 0.27558 | 5.4361e-06 | 1.6545e-06 | 0.26075 | 5.1434e-06 | 1.5654e-06 | 0.33869 | 0.0018726 | 2.3871e-06 | 0.32046 | 0.0017718 | 2.2586e-06 | 41.9975 | 5.2433 | 0.10503 | 47.3458 | 17.9505 | 2.9962 | 0.045356 | 20.9921 | 39.7368 | 4.961 | 0.09938 | 44.7973 | 16.9843 | 2.8349 | 0.042914 | 19.8621
Upstate | 2022 | 11 | 6 | 0.29591 | 5.837e-06 | 1.7765e-06 | 0.27998 | 5.5228e-06 | 1.6808e-06 | 0.36367 | 0.0020107 | 2.5632e-06 | 0.34409 | 0.0019025 | 2.4252e-06 | 45.0948 | 5.63 | 0.11278 | 50.8375 | 19.2744 | 3.2171 | 0.0487 | 22.5402 | 42.6674 | 5.3269 | 0.10671 | 48.101 | 18.2369 | 3.044 | 0.046079 | 21.3269
Upstate | 2022 | 11 | 7 | 0.31705 | 6.254e-06 | 1.9034e-06 | 0.29998 | 5.9173e-06 | 1.8009e-06 | 0.38965 | 0.0021544 | 2.7463e-06 | 0.36868 | 0.0020384 | 2.5985e-06 | 48.3166 | 6.0322 | 0.12084 | 54.4696 | 20.6514 | 3.447 | 0.05218 | 24.1506 | 45.7158 | 5.7075 | 0.11433 | 51.5376 | 19.5398 | 3.2614 | 0.049371 | 22.8506
Upstate | 2022 | 11 | 8 | 0.3063 | 6.0419e-06 | 1.8388e-06 | 0.28981 | 5.7167e-06 | 1.7399e-06 | 0.37644 | 0.0020813 | 2.6532e-06 | 0.35617 | 0.0019693 | 2.5104e-06 | 46.6782 | 5.8277 | 0.11674 | 52.6226 | 19.9512 | 3.3301 | 0.050411 | 23.3317 | 44.1656 | 5.514 | 0.11046 | 49.79 | 18.8772 | 3.1508 | 0.047697 | 22.0758
Upstate | 2022 | 11 | 9 | 0.29117 | 5.7435e-06 | 1.748e-06 | 0.2755 | 5.4344e-06 | 1.6539e-06 | 0.35785 | 0.0019785 | 2.5222e-06 | 0.33858 | 0.001872 | 2.3864e-06 | 44.373 | 5.5399 | 0.11097 | 50.0238 | 18.9659 | 3.1656 | 0.047921 | 22.1794 | 41.9845 | 5.2417 | 0.105 | 47.3311 | 17.945 | 2.9952 | 0.045341 | 20.9855
Upstate | 2022 | 11 | 10 | 0.28351 | 5.5924e-06 | 1.702e-06 | 0.26825 | 5.2913e-06 | 1.6104e-06 | 0.34843 | 0.0019264 | 2.4558e-06 | 0.32967 | 0.0018227 | 2.3236e-06 | 43.2051 | 5.394 | 0.10805 | 48.7072 | 18.4667 | 3.0823 | 0.04666 | 21.5957 | 40.8794 | 5.1037 | 0.10224 | 46.0853 | 17.4726 | 2.9164 | 0.044148 | 20.4332
Upstate | 2022 | 11 | 11 | 0.28748 | 5.6707e-06 | 1.7259e-06 | 0.27201 | 5.3655e-06 | 1.633e-06 | 0.35331 | 0.0019534 | 2.4902e-06 | 0.33429 | 0.0018483 | 2.3561e-06 | 43.8105 | 5.4696 | 0.10957 | 49.3897 | 18.7254 | 3.1255 | 0.047313 | 21.8983 | 41.4522 | 5.1752 | 0.10367 | 46.7311 | 17.7175 | 2.9573 | 0.044767 | 20.7195
Upstate | 2022 | 11 | 12 | 0.29024 | 5.7251e-06 | 1.7424e-06 | 0.27462 | 5.417e-06 | 1.6486e-06 | 0.3567 | 0.0019722 | 2.5141e-06 | 0.3375 | 0.001866 | 2.3788e-06 | 44.2309 | 5.5221 | 0.11062 | 49.8636 | 18.9051 | 3.1555 | 0.047768 | 22.1084 | 41.85 | 5.2249 | 0.10467 | 47.1795 | 17.8875 | 2.9856 | 0.045196 | 20.9183
Upstate | 2022 | 11 | 13 | 0.29731 | 5.8647e-06 | 1.7849e-06 | 0.28131 | 5.549e-06 | 1.6888e-06 | 0.36539 | 0.0020202 | 2.5753e-06 | 0.34572 | 0.0019115 | 2.4367e-06 | 45.3088 | 5.6567 | 0.11332 | 51.0788 | 19.3658 | 3.2324 | 0.048932 | 22.6472 | 42.8699 | 5.3522 | 0.10722 | 48.3293 | 18.3234 | 3.0584 | 0.046298 | 21.4281
Upstate | 2022 | 11 | 14 | 0.30852 | 6.0857e-06 | 1.8522e-06 | 0.29191 | 5.7581e-06 | 1.7525e-06 | 0.37916 | 0.0020964 | 2.6724e-06 | 0.35875 | 0.0019835 | 2.5286e-06 | 47.0163 | 5.8699 | 0.11759 | 53.0038 | 20.0957 | 3.3542 | 0.050776 | 23.5007 | 44.4855 | 5.5539 | 0.11126 | 50.1507 | 19.014 | 3.1737 | 0.048043 | 22.2357
Upstate | 2022 | 11 | 15 | 0.32274 | 6.3663e-06 | 1.9376e-06 | 0.30537 | 6.0236e-06 | 1.8333e-06 | 0.39665 | 0.002193 | 2.7956e-06 | 0.3753 | 0.002075 | 2.6451e-06 | 49.1842 | 6.1405 | 0.12301 | 55.4477 | 21.0223 | 3.5089 | 0.053117 | 24.5842 | 46.5366 | 5.81 | 0.11639 | 52.463 | 19.8907 | 3.32 | 0.050258 | 23.2609
Upstate | 2022 | 11 | 16 | 0.34214 | 6.7489e-06 | 2.054e-06 | 0.32372 | 6.3856e-06 | 1.9434e-06 | 0.42048 | 0.0023248 | 2.9636e-06 | 0.39785 | 0.0021997 | 2.8041e-06 | 52.14 | 6.5096 | 0.1304 | 58.78 | 22.2857 | 3.7197 | 0.056309 | 26.0617 | 49.3334 | 6.1592 | 0.12338 | 55.6159 | 21.0861 | 3.5195 | 0.053278 | 24.6588
Upstate | 2022 | 11 | 17 | 0.35669 | 7.036e-06 | 2.1414e-06 | 0.33749 | 6.6572e-06 | 2.0261e-06 | 0.43837 | 0.0024237 | 3.0897e-06 | 0.41477 | 0.0022933 | 2.9234e-06 | 54.358 | 6.7865 | 0.13595 | 61.2804 | 23.2337 | 3.878 | 0.058704 | 27.1704 | 51.432 | 6.4212 | 0.12863 | 57.9818 | 21.983 | 3.6692 | 0.055544 | 25.7078
Upstate | 2022 | 11 | 18 | 0.35996 | 7.1005e-06 | 2.161e-06 | 0.34059 | 6.7183e-06 | 2.0447e-06 | 0.44239 | 0.002446 | 3.118e-06 | 0.41858 | 0.0023143 | 2.9502e-06 | 54.8565 | 6.8487 | 0.13719 | 61.8424 | 23.4467 | 3.9135 | 0.059243 | 27.4195 | 51.9036 | 6.48 | 0.12981 | 58.5135 | 22.1846 | 3.7029 | 0.056054 | 25.9435
Upstate | 2022 | 11 | 19 | 0.3558 | 7.0183e-06 | 2.136e-06 | 0.33664 | 6.6405e-06 | 2.021e-06 | 0.43727 | 0.0024176 | 3.0819e-06 | 0.41373 | 0.0022875 | 2.916e-06 | 54.2213 | 6.7694 | 0.13561 | 61.1263 | 23.1753 | 3.8682 | 0.058557 | 27.102 | 51.3027 | 6.405 | 0.12831 | 57.836 | 21.9278 | 3.66 | 0.055405 | 25.6432
Upstate | 2022 | 11 | 20 | 0.34246 | 6.7552e-06 | 2.0559e-06 | 0.32402 | 6.3915e-06 | 1.9453e-06 | 0.42088 | 0.002327 | 2.9664e-06 | 0.39822 | 0.0022017 | 2.8067e-06 | 52.1886 | 6.5156 | 0.13052 | 58.8348 | 22.3064 | 3.7232 | 0.056362 | 26.086 | 49.3794 | 6.1649 | 0.1235 | 55.6678 | 21.1057 | 3.5228 | 0.053328 | 24.6818
Upstate | 2022 | 11 | 21 | 0.33307 | 6.57e-06 | 1.9996e-06 | 0.31514 | 6.2163e-06 | 1.8919e-06 | 0.40934 | 0.0022632 | 2.8851e-06 | 0.38731 | 0.0021414 | 2.7298e-06 | 50.7581 | 6.337 | 0.12694 | 57.222 | 21.695 | 3.6212 | 0.054817 | 25.3709 | 48.0258 | 5.9959 | 0.12011 | 54.1418 | 20.5272 | 3.4262 | 0.051866 | 24.0053
Upstate | 2022 | 11 | 22 | 0.30371 | 5.9909e-06 | 1.8233e-06 | 0.28736 | 5.6684e-06 | 1.7252e-06 | 0.37326 | 0.0020637 | 2.6308e-06 | 0.35317 | 0.0019526 | 2.4892e-06 | 46.2841 | 5.7785 | 0.11575 | 52.1784 | 19.7827 | 3.302 | 0.049985 | 23.1347 | 43.7927 | 5.4674 | 0.10952 | 49.3697 | 18.7179 | 3.1242 | 0.047294 | 21.8894
Upstate | 2022 | 11 | 23 | 0.28822 | 5.6854e-06 | 1.7303e-06 | 0.27271 | 5.3793e-06 | 1.6372e-06 | 0.35422 | 0.0019585 | 2.4966e-06 | 0.33516 | 0.0018531 | 2.3622e-06 | 43.9236 | 5.4838 | 0.10985 | 49.5172 | 18.7738 | 3.1336 | 0.047436 | 21.9548 | 41.5593 | 5.1886 | 0.10394 | 46.8518 | 17.7632 | 2.9649 | 0.044882 | 20.773
Upstate | 2022 | 11 | 24 | 0.27962 | 5.5156e-06 | 1.6787e-06 | 0.26456 | 5.2187e-06 | 1.5883e-06 | 0.34364 | 0.0019 | 2.4221e-06 | 0.32515 | 0.0017977 | 2.2917e-06 | 42.6119 | 5.32 | 0.10657 | 48.0385 | 18.2132 | 3.04 | 0.046019 | 21.2992 | 40.3182 | 5.0336 | 0.10083 | 45.4526 | 17.2328 | 2.8764 | 0.043542 | 20.1527
Upstate | 2022 | 12 | 1 | 0.29556 | 5.8301e-06 | 1.7744e-06 | 0.27965 | 5.5162e-06 | 1.6789e-06 | 0.36324 | 0.0020083 | 2.5602e-06 | 0.34369 | 0.0019002 | 2.4223e-06 | 45.0416 | 5.6233 | 0.11265 | 50.7775 | 19.2516 | 3.2133 | 0.048643 | 22.5136 | 42.617 | 5.3206 | 0.10658 | 48.0443 | 18.2153 | 3.0404 | 0.046025 | 21.3017
Upstate | 2022 | 12 | 2 | 0.29793 | 5.8769e-06 | 1.7886e-06 | 0.2819 | 5.5605e-06 | 1.6923e-06 | 0.36616 | 0.0020245 | 2.5807e-06 | 0.34645 | 0.0019155 | 2.4418e-06 | 45.4033 | 5.6685 | 0.11355 | 51.1853 | 19.4062 | 3.2391 | 0.049034 | 22.6944 | 42.9593 | 5.3634 | 0.10744 | 48.4301 | 18.3616 | 3.0648 | 0.046394 | 21.4728
Upstate | 2022 | 12 | 3 | 0.29511 | 5.8211e-06 | 1.7716e-06 | 0.27922 | 5.5078e-06 | 1.6763e-06 | 0.36268 | 0.0020052 | 2.5562e-06 | 0.34316 | 0.0018973 | 2.4186e-06 | 44.9724 | 5.6147 | 0.11247 | 50.6996 | 19.2221 | 3.2084 | 0.048568 | 22.4791 | 42.5516 | 5.3125 | 0.10642 | 47.9705 | 18.1874 | 3.0357 | 0.045954 | 21.269
Upstate | 2022 | 12 | 4 | 0.2958 | 5.8349e-06 | 1.7758e-06 | 0.27988 | 5.5208e-06 | 1.6802e-06 | 0.36354 | 0.00201 | 2.5623e-06 | 0.34397 | 0.0019018 | 2.4244e-06 | 45.0789 | 5.628 | 0.11274 | 50.8196 | 19.2676 | 3.216 | 0.048683 | 22.5323 | 42.6524 | 5.325 | 0.10667 | 48.0841 | 18.2304 | 3.0429 | 0.046063 | 21.3194
Upstate | 2022 | 12 | 5 | 0.28621 | 5.6457e-06 | 1.7183e-06 | 0.27081 | 5.3418e-06 | 1.6258e-06 | 0.35175 | 0.0019448 | 2.4792e-06 | 0.33282 | 0.0018401 | 2.3458e-06 | 43.6175 | 5.4455 | 0.10909 | 49.1722 | 18.643 | 3.1117 | 0.047105 | 21.8018 | 41.2697 | 5.1524 | 0.10321 | 46.5253 | 17.6395 | 2.9442 | 0.04457 | 20.6283
Upstate | 2022 | 12 | 6 | 0.30645 | 6.0448e-06 | 1.8397e-06 | 0.28995 | 5.7194e-06 | 1.7407e-06 | 0.37662 | 0.0020823 | 2.6545e-06 | 0.35635 | 0.0019702 | 2.5116e-06 | 46.7007 | 5.8305 | 0.1168 | 52.6479 | 19.9608 | 3.3317 | 0.050435 | 23.3429 | 44.1868 | 5.5166 | 0.11051 | 49.814 | 18.8863 | 3.1524 | 0.04772 | 22.0864
Upstate | 2022 | 12 | 7 | 0.31871 | 6.2868e-06 | 1.9134e-06 | 0.30156 | 5.9484e-06 | 1.8104e-06 | 0.3917 | 0.0021657 | 2.7607e-06 | 0.37061 | 0.0020491 | 2.6121e-06 | 48.5704 | 6.0639 | 0.12147 | 54.7557 | 20.7599 | 3.4651 | 0.052454 | 24.2774 | 45.9559 | 5.7375 | 0.11493 | 51.8083 | 19.6424 | 3.2786 | 0.04963 | 22.9706
Upstate | 2022 | 12 | 8 | 0.32003 | 6.3127e-06 | 1.9212e-06 | 0.3028 | 5.9729e-06 | 1.8178e-06 | 0.39331 | 0.0021746 | 2.7721e-06 | 0.37214 | 0.0020575 | 2.6229e-06 | 48.7701 | 6.0888 | 0.12197 | 54.9809 | 20.8453 | 3.4793 | 0.05267 | 24.3773 | 46.1449 | 5.7611 | 0.11541 | 52.0213 | 19.7232 | 3.292 | 0.049835 | 23.0651
Upstate | 2022 | 12 | 9 | 0.304 | 5.9966e-06 | 1.8251e-06 | 0.28764 | 5.6739e-06 | 1.7268e-06 | 0.37362 | 0.0020657 | 2.6333e-06 | 0.35351 | 0.0019545 | 2.4916e-06 | 46.3285 | 5.784 | 0.11587 | 52.2284 | 19.8017 | 3.3051 | 0.050033 | 23.1569 | 43.8347 | 5.4727 | 0.10963 | 49.417 | 18.7358 | 3.1272 | 0.04734 | 21.9104
Upstate | 2022 | 12 | 10 | 0.28348 | 5.5918e-06 | 1.7018e-06 | 0.26822 | 5.2908e-06 | 1.6102e-06 | 0.34839 | 0.0019262 | 2.4555e-06 | 0.32964 | 0.0018226 | 2.3233e-06 | 43.2004 | 5.3935 | 0.10804 | 48.7019 | 18.4647 | 3.082 | 0.046655 | 21.5933 | 40.875 | 5.1031 | 0.10223 | 46.0804 | 17.4708 | 2.9161 | 0.044143 | 20.431
Upstate | 2022 | 12 | 11 | 0.28661 | 5.6535e-06 | 1.7206e-06 | 0.27118 | 5.3492e-06 | 1.628e-06 | 0.35224 | 0.0019475 | 2.4826e-06 | 0.33328 | 0.0018427 | 2.349e-06 | 43.6776 | 5.453 | 0.10924 | 49.2399 | 18.6686 | 3.116 | 0.04717 | 21.8318 | 41.3265 | 5.1595 | 0.10336 | 46.5894 | 17.6637 | 2.9483 | 0.044631 | 20.6567
Upstate | 2022 | 12 | 12 | 0.29213 | 5.7624e-06 | 1.7538e-06 | 0.2764 | 5.4522e-06 | 1.6594e-06 | 0.35902 | 0.001985 | 2.5304e-06 | 0.33969 | 0.0018782 | 2.3942e-06 | 44.5185 | 5.558 | 0.11134 | 50.1878 | 19.028 | 3.176 | 0.048078 | 22.2521 | 42.1221 | 5.2588 | 0.10535 | 47.4863 | 18.0038 | 3.005 | 0.04549 | 21.0543
Upstate | 2022 | 12 | 13 | 0.2843 | 5.6079e-06 | 1.7068e-06 | 0.26899 | 5.3061e-06 | 1.6149e-06 | 0.3494 | 0.0019318 | 2.4626e-06 | 0.33059 | 0.0018278 | 2.33e-06 | 43.3253 | 5.4091 | 0.10835 | 48.8427 | 18.5181 | 3.0909 | 0.04679 | 21.6558 | 40.9932 | 5.1179 | 0.10252 | 46.2136 | 17.5213 | 2.9245 | 0.044271 | 20.4901
Upstate | 2022 | 12 | 14 | 0.288 | 5.681e-06 | 1.729e-06 | 0.2725 | 5.3752e-06 | 1.6359e-06 | 0.35395 | 0.001957 | 2.4947e-06 | 0.3349 | 0.0018516 | 2.3604e-06 | 43.8901 | 5.4796 | 0.10977 | 49.4795 | 18.7595 | 3.1312 | 0.0474 | 21.9381 | 41.5276 | 5.1846 | 0.10386 | 46.8161 | 17.7497 | 2.9626 | 0.044848 | 20.7572
Upstate | 2022 | 12 | 15 | 0.28929 | 5.7063e-06 | 1.7367e-06 | 0.27372 | 5.3992e-06 | 1.6432e-06 | 0.35553 | 0.0019657 | 2.5058e-06 | 0.33639 | 0.0018599 | 2.3709e-06 | 44.0857 | 5.504 | 0.11026 | 49.7 | 18.8431 | 3.1451 | 0.047611 | 22.0358 | 41.7127 | 5.2077 | 0.10432 | 47.0247 | 17.8288 | 2.9758 | 0.045048 | 20.8497
Upstate | 2022 | 12 | 16 | 0.30626 | 6.0412e-06 | 1.8386e-06 | 0.28977 | 5.716e-06 | 1.7396e-06 | 0.37639 | 0.002081 | 2.6529e-06 | 0.35613 | 0.001969 | 2.5101e-06 | 46.6724 | 5.8269 | 0.11673 | 52.616 | 19.9487 | 3.3297 | 0.050404 | 23.3287 | 44.1601 | 5.5133 | 0.11044 | 49.7838 | 18.8749 | 3.1504 | 0.047691 | 22.073
Upstate | 2022 | 12 | 17 | 0.31034 | 6.1217e-06 | 1.8631e-06 | 0.29364 | 5.7922e-06 | 1.7628e-06 | 0.38141 | 0.0021088 | 2.6882e-06 | 0.36088 | 0.0019953 | 2.5435e-06 | 47.2947 | 5.9046 | 0.11828 | 53.3176 | 20.2147 | 3.3741 | 0.051076 | 23.6398 | 44.7489 | 5.5868 | 0.11191 | 50.4476 | 19.1265 | 3.1924 | 0.048327 | 22.3673
Upstate | 2022 | 12 | 18 | 0.31982 | 6.3087e-06 | 1.92e-06 | 0.30261 | 5.9691e-06 | 1.8167e-06 | 0.39306 | 0.0021732 | 2.7703e-06 | 0.3719 | 0.0020562 | 2.6212e-06 | 48.7392 | 6.085 | 0.12189 | 54.9461 | 20.8321 | 3.4771 | 0.052636 | 24.3618 | 46.1157 | 5.7574 | 0.11533 | 51.9884 | 19.7107 | 3.29 | 0.049803 | 23.0505
Upstate | 2022 | 12 | 19 | 0.30683 | 6.0524e-06 | 1.842e-06 | 0.29032 | 5.7266e-06 | 1.7429e-06 | 0.37709 | 0.0020849 | 2.6578e-06 | 0.35679 | 0.0019727 | 2.5147e-06 | 46.7595 | 5.8378 | 0.11694 | 52.7143 | 19.9859 | 3.3359 | 0.050498 | 23.3723 | 44.2425 | 5.5236 | 0.11065 | 49.8767 | 18.9101 | 3.1563 | 0.04778 | 22.1142
Upstate | 2022 | 12 | 20 | 0.30491 | 6.0146e-06 | 1.8305e-06 | 0.2885 | 5.6908e-06 | 1.732e-06 | 0.37473 | 0.0020719 | 2.6412e-06 | 0.35456 | 0.0019604 | 2.499e-06 | 46.4669 | 5.8013 | 0.11621 | 52.3843 | 19.8608 | 3.315 | 0.050182 | 23.226 | 43.9656 | 5.489 | 0.10996 | 49.5646 | 18.7918 | 3.1366 | 0.047481 | 21.9758
Upstate | 2022 | 12 | 21 | 0.30654 | 6.0466e-06 | 1.8403e-06 | 0.29004 | 5.7211e-06 | 1.7412e-06 | 0.37673 | 0.0020829 | 2.6552e-06 | 0.35645 | 0.0019708 | 2.5123e-06 | 46.7145 | 5.8322 | 0.11683 | 52.6635 | 19.9667 | 3.3327 | 0.05045 | 23.3498 | 44.1999 | 5.5182 | 0.11054 | 49.8287 | 18.8919 | 3.1533 | 0.047734 | 22.0929
Upstate | 2022 | 12 | 22 | 0.31711 | 6.2552e-06 | 1.9038e-06 | 0.30004 | 5.9185e-06 | 1.8013e-06 | 0.38973 | 0.0021548 | 2.7469e-06 | 0.36875 | 0.0020388 | 2.599e-06 | 48.3263 | 6.0334 | 0.12086 | 54.4806 | 20.6556 | 3.4477 | 0.05219 | 24.1554 | 45.725 | 5.7086 | 0.11436 | 51.548 | 19.5437 | 3.2621 | 0.049381 | 22.8552
Upstate | 2022 | 12 | 23 | 0.30917 | 6.0985e-06 | 1.8561e-06 | 0.29253 | 5.7702e-06 | 1.7562e-06 | 0.37996 | 0.0021008 | 2.678e-06 | 0.35951 | 0.0019877 | 2.5339e-06 | 47.1154 | 5.8822 | 0.11783 | 53.1155 | 20.138 | 3.3613 | 0.050883 | 23.5502 | 44.5792 | 5.5656 | 0.11149 | 50.2563 | 19.054 | 3.1803 | 0.048144 | 22.2825
Upstate | 2022 | 12 | 24 | 0.30195 | 5.9561e-06 | 1.8127e-06 | 0.2857 | 5.6355e-06 | 1.7152e-06 | 0.37109 | 0.0020518 | 2.6155e-06 | 0.35112 | 0.0019413 | 2.4747e-06 | 46.0155 | 5.7449 | 0.11508 | 51.8755 | 19.6679 | 3.2828 | 0.049695 | 23.0004 | 43.5385 | 5.4357 | 0.10889 | 49.0831 | 18.6092 | 3.1061 | 0.04702 | 21.7623
Upstate | 2023 | 1 | 1 | 0.26824 | 5.2912e-06 | 1.6104e-06 | 0.24543 | 4.8412e-06 | 1.4734e-06 | 0.32967 | 0.0018227 | 2.3235e-06 | 0.30163 | 0.0016677 | 2.1259e-06 | 41.538 | 5.2859 | 0.10456 | 46.9285 | 17.802 | 2.9163 | 0.046471 | 20.7648 | 38.0049 | 4.8363 | 0.095666 | 42.9368 | 16.2878 | 2.6683 | 0.042518 | 18.9986
Upstate | 2023 | 1 | 2 | 0.26286 | 5.1851e-06 | 1.5781e-06 | 0.24051 | 4.7441e-06 | 1.4439e-06 | 0.32306 | 0.0017862 | 2.277e-06 | 0.29558 | 0.0016342 | 2.0833e-06 | 40.7051 | 5.1799 | 0.10246 | 45.9875 | 17.4451 | 2.8579 | 0.045539 | 20.3485 | 37.2429 | 4.7393 | 0.093748 | 42.0759 | 15.9612 | 2.6148 | 0.041666 | 18.6177
Upstate | 2023 | 1 | 3 | 0.26332 | 5.1941e-06 | 1.5808e-06 | 0.24092 | 4.7523e-06 | 1.4464e-06 | 0.32362 | 0.0017893 | 2.2809e-06 | 0.29609 | 0.0016371 | 2.0869e-06 | 40.7758 | 5.1889 | 0.10264 | 46.0673 | 17.4754 | 2.8628 | 0.045618 | 20.3838 | 37.3075 | 4.7475 | 0.09391 | 42.149 | 15.9889 | 2.6193 | 0.041738 | 18.65
Upstate | 2023 | 1 | 4 | 0.25533 | 5.0364e-06 | 1.5328e-06 | 0.23361 | 4.6081e-06 | 1.4025e-06 | 0.31379 | 0.0017349 | 2.2117e-06 | 0.2871 | 0.0015874 | 2.0235e-06 | 39.5379 | 5.0313 | 0.099525 | 44.6687 | 16.9448 | 2.7759 | 0.044233 | 19.7649 | 36.1749 | 4.6034 | 0.091059 | 40.8693 | 15.5035 | 2.5398 | 0.040471 | 18.0838
Upstate | 2023 | 1 | 5 | 0.25939 | 5.1167e-06 | 1.5572e-06 | 0.23733 | 4.6815e-06 | 1.4248e-06 | 0.31879 | 0.0017626 | 2.2469e-06 | 0.29167 | 0.0016127 | 2.0558e-06 | 40.1676 | 5.1115 | 0.10111 | 45.3802 | 17.2147 | 2.8201 | 0.044938 | 20.0797 | 36.751 | 4.6767 | 0.09251 | 41.5202 | 15.7504 | 2.5803 | 0.041115 | 18.3718
Upstate | 2023 | 1 | 6 | 0.26548 | 5.2367e-06 | 1.5938e-06 | 0.2429 | 4.7913e-06 | 1.4582e-06 | 0.32627 | 0.0018039 | 2.2996e-06 | 0.29852 | 0.0016505 | 2.104e-06 | 41.1102 | 5.2314 | 0.10348 | 46.4452 | 17.6187 | 2.8863 | 0.045992 | 20.551 | 37.6135 | 4.7865 | 0.094681 | 42.4946 | 16.1201 | 2.6408 | 0.04208 | 18.803
Upstate | 2023 | 1 | 7 | 0.27108 | 5.3472e-06 | 1.6274e-06 | 0.24802 | 4.8924e-06 | 1.489e-06 | 0.33315 | 0.001842 | 2.3481e-06 | 0.30482 | 0.0016853 | 2.1484e-06 | 41.9772 | 5.3418 | 0.10566 | 47.4246 | 17.9902 | 2.9472 | 0.046962 | 20.9844 | 38.4067 | 4.8874 | 0.096677 | 43.3908 | 16.46 | 2.6965 | 0.042968 | 19.1995
Upstate | 2023 | 1 | 8 | 0.27023 | 5.3304e-06 | 1.6223e-06 | 0.24725 | 4.8771e-06 | 1.4843e-06 | 0.33211 | 0.0018362 | 2.3408e-06 | 0.30386 | 0.00168 | 2.1417e-06 | 41.8459 | 5.325 | 0.10533 | 47.2763 | 17.934 | 2.938 | 0.046815 | 20.9187 | 38.2866 | 4.8721 | 0.096375 | 43.2551 | 16.4085 | 2.6881 | 0.042833 | 19.1394
Upstate | 2023 | 1 | 9 | 0.26918 | 5.3097e-06 | 1.616e-06 | 0.24628 | 4.8581e-06 | 1.4786e-06 | 0.33082 | 0.0018291 | 2.3317e-06 | 0.30268 | 0.0016735 | 2.1333e-06 | 41.6833 | 5.3044 | 0.10492 | 47.0926 | 17.8643 | 2.9265 | 0.046633 | 20.8374 | 38.1378 | 4.8532 | 0.096 | 43.087 | 16.3448 | 2.6776 | 0.042667 | 19.065
Upstate | 2023 | 1 | 10 | 0.25652 | 5.06e-06 | 1.54e-06 | 0.2347 | 4.6296e-06 | 1.409e-06 | 0.31526 | 0.0017431 | 2.222e-06 | 0.28845 | 0.0015948 | 2.033e-06 | 39.7231 | 5.0549 | 0.099991 | 44.878 | 17.0242 | 2.7889 | 0.04444 | 19.8575 | 36.3443 | 4.625 | 0.091486 | 41.0608 | 15.5761 | 2.5517 | 0.04066 | 18.1685
Upstate | 2023 | 1 | 11 | 0.2562 | 5.0537e-06 | 1.5381e-06 | 0.23441 | 4.6239e-06 | 1.4073e-06 | 0.31487 | 0.0017409 | 2.2192e-06 | 0.28809 | 0.0015928 | 2.0305e-06 | 39.6734 | 5.0486 | 0.099866 | 44.8219 | 17.0029 | 2.7854 | 0.044385 | 19.8327 | 36.2989 | 4.6192 | 0.091371 | 41.0094 | 15.5567 | 2.5485 | 0.04061 | 18.1458
Upstate | 2023 | 1 | 12 | 0.2582 | 5.0931e-06 | 1.5501e-06 | 0.23624 | 4.6599e-06 | 1.4182e-06 | 0.31732 | 0.0017545 | 2.2365e-06 | 0.29033 | 0.0016052 | 2.0463e-06 | 39.9828 | 5.088 | 0.10064 | 45.1714 | 17.1355 | 2.8072 | 0.044731 | 19.9874 | 36.5819 | 4.6552 | 0.092084 | 41.3292 | 15.678 | 2.5684 | 0.040926 | 18.2873
Upstate | 2023 | 1 | 13 | 0.26153 | 5.1589e-06 | 1.5701e-06 | 0.23929 | 4.7201e-06 | 1.4366e-06 | 0.32142 | 0.0017771 | 2.2654e-06 | 0.29408 | 0.001626 | 2.0727e-06 | 40.4993 | 5.1537 | 0.10194 | 45.755 | 17.3569 | 2.8434 | 0.045309 | 20.2456 | 37.0545 | 4.7153 | 0.093274 | 41.8632 | 15.8805 | 2.6016 | 0.041455 | 18.5235
Upstate | 2023 | 1 | 14 | 0.26568 | 5.2408e-06 | 1.595e-06 | 0.24308 | 4.795e-06 | 1.4593e-06 | 0.32652 | 0.0018053 | 2.3014e-06 | 0.29875 | 0.0016518 | 2.1056e-06 | 41.1417 | 5.2354 | 0.10356 | 46.4807 | 17.6322 | 2.8885 | 0.046027 | 20.5667 | 37.6423 | 4.7901 | 0.094753 | 42.5272 | 16.1324 | 2.6428 | 0.042112 | 18.8174
Upstate | 2023 | 1 | 15 | 0.26576 | 5.2422e-06 | 1.5955e-06 | 0.24315 | 4.7963e-06 | 1.4598e-06 | 0.32661 | 0.0018058 | 2.302e-06 | 0.29883 | 0.0016522 | 2.1062e-06 | 41.1533 | 5.2369 | 0.10359 | 46.4938 | 17.6371 | 2.8893 | 0.04604 | 20.5725 | 37.6529 | 4.7915 | 0.09478 | 42.5391 | 16.1369 | 2.6436 | 0.042124 | 18.8226
Upstate | 2023 | 1 | 16 | 0.26535 | 5.2343e-06 | 1.593e-06 | 0.24278 | 4.789e-06 | 1.4575e-06 | 0.32612 | 0.0018031 | 2.2985e-06 | 0.29838 | 0.0016497 | 2.103e-06 | 41.0907 | 5.2289 | 0.10343 | 46.4231 | 17.6103 | 2.8849 | 0.04597 | 20.5412 | 37.5956 | 4.7842 | 0.094636 | 42.4744 | 16.1124 | 2.6396 | 0.04206 | 18.794
Upstate | 2023 | 1 | 17 | 0.27071 | 5.3399e-06 | 1.6252e-06 | 0.24768 | 4.8857e-06 | 1.487e-06 | 0.3327 | 0.0018395 | 2.3449e-06 | 0.3044 | 0.001683 | 2.1455e-06 | 41.92 | 5.3345 | 0.10552 | 47.36 | 17.9657 | 2.9432 | 0.046898 | 20.9558 | 38.3544 | 4.8807 | 0.096546 | 43.3317 | 16.4376 | 2.6928 | 0.042909 | 19.1733
Upstate | 2023 | 1 | 18 | 0.26114 | 5.1511e-06 | 1.5677e-06 | 0.23893 | 4.7129e-06 | 1.4344e-06 | 0.32093 | 0.0017744 | 2.262e-06 | 0.29364 | 0.0016235 | 2.0696e-06 | 40.4378 | 5.1459 | 0.10179 | 45.6855 | 17.3305 | 2.8391 | 0.04524 | 20.2148 | 36.9982 | 4.7082 | 0.093132 | 41.7995 | 15.8564 | 2.5976 | 0.041392 | 18.4954
Upstate | 2023 | 1 | 19 | 0.248 | 4.8919e-06 | 1.4889e-06 | 0.22691 | 4.4758e-06 | 1.3622e-06 | 0.30479 | 0.0016852 | 2.1482e-06 | 0.27886 | 0.0015418 | 1.9655e-06 | 38.4035 | 4.887 | 0.096669 | 43.3871 | 16.4586 | 2.6963 | 0.042964 | 19.1979 | 35.1369 | 4.4713 | 0.088447 | 39.6967 | 15.0587 | 2.4669 | 0.03931 | 17.5649
Upstate | 2023 | 1 | 20 | 0.25165 | 4.964e-06 | 1.5108e-06 | 0.23025 | 4.5418e-06 | 1.3823e-06 | 0.30928 | 0.00171 | 2.1798e-06 | 0.28297 | 0.0015645 | 1.9944e-06 | 38.9692 | 4.959 | 0.098093 | 44.0263 | 16.7011 | 2.736 | 0.043597 | 19.4807 | 35.6546 | 4.5372 | 0.08975 | 40.2815 | 15.2805 | 2.5033 | 0.039889 | 17.8237
Upstate | 2023 | 1 | 21 | 0.24813 | 4.8944e-06 | 1.4896e-06 | 0.22702 | 4.4781e-06 | 1.3629e-06 | 0.30494 | 0.001686 | 2.1493e-06 | 0.27901 | 0.0015426 | 1.9665e-06 | 38.423 | 4.8895 | 0.096718 | 43.4092 | 16.467 | 2.6976 | 0.042986 | 19.2076 | 35.1548 | 4.4736 | 0.088492 | 39.7169 | 15.0664 | 2.4682 | 0.03933 | 17.5739
Upstate | 2023 | 1 | 22 | 0.25022 | 4.9358e-06 | 1.5022e-06 | 0.22894 | 4.516e-06 | 1.3744e-06 | 0.30752 | 0.0017003 | 2.1675e-06 | 0.28136 | 0.0015557 | 1.9831e-06 | 38.7477 | 4.9308 | 0.097536 | 43.776 | 16.6061 | 2.7204 | 0.043349 | 19.3699 | 35.4519 | 4.5114 | 0.089239 | 40.0525 | 15.1937 | 2.489 | 0.039662 | 17.7224
Upstate | 2023 | 1 | 23 | 0.26729 | 5.2725e-06 | 1.6047e-06 | 0.24456 | 4.824e-06 | 1.4682e-06 | 0.3285 | 0.0018163 | 2.3153e-06 | 0.30056 | 0.0016618 | 2.1184e-06 | 41.3909 | 5.2672 | 0.10419 | 46.7623 | 17.739 | 2.906 | 0.046306 | 20.6913 | 37.8703 | 4.8191 | 0.095327 | 42.7848 | 16.2301 | 2.6588 | 0.042368 | 18.9313
Upstate | 2023 | 1 | 24 | 0.27408 | 5.4063e-06 | 1.6454e-06 | 0.25077 | 4.9465e-06 | 1.5055e-06 | 0.33684 | 0.0018624 | 2.3741e-06 | 0.30819 | 0.001704 | 2.1722e-06 | 42.4416 | 5.4009 | 0.10683 | 47.9493 | 18.1893 | 2.9798 | 0.047482 | 21.2165 | 38.8316 | 4.9415 | 0.097747 | 43.8708 | 16.6421 | 2.7263 | 0.043443 | 19.4119
Upstate | 2023 | 2 | 1 | 0.23202 | 4.5767e-06 | 1.3929e-06 | 0.21229 | 4.1875e-06 | 1.2744e-06 | 0.28515 | 0.0015766 | 2.0098e-06 | 0.2609 | 0.0014425 | 1.8388e-06 | 35.929 | 4.5721 | 0.09044 | 40.5916 | 15.3982 | 2.5225 | 0.040196 | 17.9609 | 32.873 | 4.1832 | 0.082748 | 37.139 | 14.0884 | 2.308 | 0.036777 | 16.4332
Upstate | 2023 | 2 | 2 | 0.2243 | 4.4245e-06 | 1.3466e-06 | 0.20522 | 4.0482e-06 | 1.2321e-06 | 0.27567 | 0.0015241 | 1.9429e-06 | 0.25222 | 0.0013945 | 1.7777e-06 | 34.7339 | 4.42 | 0.087432 | 39.2414 | 14.886 | 2.4386 | 0.038859 | 17.3635 | 31.7796 | 4.0441 | 0.079995 | 35.9036 | 13.6198 | 2.2312 | 0.035554 | 15.8866
Upstate | 2023 | 2 | 3 | 0.2184 | 4.3081e-06 | 1.3112e-06 | 0.19983 | 3.9417e-06 | 1.1996e-06 | 0.26842 | 0.0014841 | 1.8918e-06 | 0.24559 | 0.0013578 | 1.7309e-06 | 33.8204 | 4.3038 | 0.085133 | 38.2094 | 14.4945 | 2.3745 | 0.037837 | 16.9068 | 30.9438 | 3.9377 | 0.077892 | 34.9594 | 13.2616 | 2.1725 | 0.034618 | 15.4688
Upstate | 2023 | 2 | 4 | 0.21708 | 4.282e-06 | 1.3032e-06 | 0.19861 | 3.9177e-06 | 1.1924e-06 | 0.26678 | 0.001475 | 1.8803e-06 | 0.24409 | 0.0013496 | 1.7204e-06 | 33.6148 | 4.2776 | 0.084615 | 37.9771 | 14.4064 | 2.3601 | 0.037607 | 16.804 | 30.7556 | 3.9138 | 0.077418 | 34.7468 | 13.181 | 2.1593 | 0.034408 | 15.3747
Upstate | 2023 | 2 | 5 | 0.22189 | 4.3769e-06 | 1.3321e-06 | 0.20301 | 4.0046e-06 | 1.2188e-06 | 0.2727 | 0.0015077 | 1.922e-06 | 0.2495 | 0.0013795 | 1.7585e-06 | 34.3599 | 4.3724 | 0.086491 | 38.8188 | 14.7257 | 2.4124 | 0.03844 | 17.1765 | 31.4373 | 4.0005 | 0.079134 | 35.517 | 13.4731 | 2.2072 | 0.035171 | 15.7155
Upstate | 2023 | 2 | 6 | 0.23665 | 4.668e-06 | 1.4207e-06 | 0.21652 | 4.271e-06 | 1.2999e-06 | 0.29084 | 0.001608 | 2.0499e-06 | 0.2661 | 0.0014713 | 1.8755e-06 | 36.6456 | 4.6633 | 0.092244 | 41.4011 | 15.7052 | 2.5728 | 0.040997 | 18.3191 | 33.5286 | 4.2666 | 0.084398 | 37.8796 | 14.3694 | 2.354 | 0.03751 | 16.7609
Upstate | 2023 | 2 | 7 | 0.23881 | 4.7107e-06 | 1.4337e-06 | 0.2185 | 4.31e-06 | 1.3117e-06 | 0.2935 | 0.0016227 | 2.0686e-06 | 0.26853 | 0.0014847 | 1.8927e-06 | 36.9806 | 4.7059 | 0.093088 | 41.7796 | 15.8488 | 2.5964 | 0.041372 | 18.4866 | 33.8351 | 4.3057 | 0.08517 | 38.226 | 14.5008 | 2.3755 | 0.037853 | 16.9142
Upstate | 2023 | 2 | 8 | 0.23022 | 4.5412e-06 | 1.3821e-06 | 0.21064 | 4.155e-06 | 1.2646e-06 | 0.28294 | 0.0015644 | 1.9942e-06 | 0.25887 | 0.0014313 | 1.8246e-06 | 35.6504 | 4.5366 | 0.089739 | 40.2768 | 15.2787 | 2.503 | 0.039884 | 17.8216 | 32.618 | 4.1508 | 0.082106 | 36.8509 | 13.9792 | 2.2901 | 0.036492 | 16.3057
Upstate | 2023 | 2 | 9 | 0.2156 | 4.2528e-06 | 1.2943e-06 | 0.19726 | 3.8911e-06 | 1.1842e-06 | 0.26497 | 0.001465 | 1.8675e-06 | 0.24243 | 0.0013404 | 1.7087e-06 | 33.3859 | 4.2485 | 0.084039 | 37.7184 | 14.3082 | 2.344 | 0.037351 | 16.6896 | 30.5461 | 3.8871 | 0.076891 | 34.5101 | 13.0912 | 2.1446 | 0.034174 | 15.27
Upstate | 2023 | 2 | 10 | 0.20706 | 4.0843e-06 | 1.2431e-06 | 0.18945 | 3.7369e-06 | 1.1373e-06 | 0.25447 | 0.001407 | 1.7936e-06 | 0.23283 | 0.0012873 | 1.641e-06 | 32.0635 | 4.0802 | 0.08071 | 36.2244 | 13.7415 | 2.2511 | 0.035871 | 16.0285 | 29.3362 | 3.7331 | 0.073845 | 33.1432 | 12.5727 | 2.0597 | 0.03282 | 14.6651
Upstate | 2023 | 2 | 11 | 0.19632 | 3.8725e-06 | 1.1786e-06 | 0.17962 | 3.5431e-06 | 1.0783e-06 | 0.24127 | 0.001334 | 1.7005e-06 | 0.22075 | 0.0012205 | 1.5559e-06 | 30.4003 | 3.8686 | 0.076523 | 34.3453 | 13.0287 | 2.1344 | 0.03401 | 15.1971 | 27.8145 | 3.5395 | 0.070015 | 31.424 | 11.9205 | 1.9528 | 0.031118 | 13.9044
Upstate | 2023 | 2 | 12 | 0.18621 | 3.6731e-06 | 1.1179e-06 | 0.17037 | 3.3607e-06 | 1.0228e-06 | 0.22885 | 0.0012653 | 1.613e-06 | 0.20938 | 0.0011577 | 1.4758e-06 | 28.8351 | 3.6694 | 0.072584 | 32.577 | 12.3579 | 2.0245 | 0.032259 | 14.4146 | 26.3824 | 3.3573 | 0.06641 | 29.8061 | 11.3068 | 1.8523 | 0.029515 | 13.1886
Upstate | 2023 | 2 | 13 | 0.18521 | 3.6534e-06 | 1.1119e-06 | 0.16946 | 3.3427e-06 | 1.0173e-06 | 0.22762 | 0.0012585 | 1.6043e-06 | 0.20826 | 0.0011515 | 1.4679e-06 | 28.6806 | 3.6497 | 0.072195 | 32.4025 | 12.2917 | 2.0136 | 0.032087 | 14.3374 | 26.2411 | 3.3393 | 0.066054 | 29.6464 | 11.2462 | 1.8424 | 0.029357 | 13.1179
Upstate | 2023 | 2 | 14 | 0.18054 | 3.5613e-06 | 1.0839e-06 | 0.16519 | 3.2584e-06 | 9.9168e-07 | 0.22188 | 0.0012268 | 1.5639e-06 | 0.20301 | 0.0011224 | 1.4309e-06 | 27.9575 | 3.5577 | 0.070374 | 31.5855 | 11.9818 | 1.9629 | 0.031278 | 13.9759 | 25.5795 | 3.2551 | 0.064389 | 28.8989 | 10.9626 | 1.7959 | 0.028617 | 12.7872
Upstate | 2023 | 2 | 15 | 0.18871 | 3.7224e-06 | 1.1329e-06 | 0.17266 | 3.4058e-06 | 1.0365e-06 | 0.23192 | 0.0012823 | 1.6346e-06 | 0.21219 | 0.0011732 | 1.4956e-06 | 29.222 | 3.7186 | 0.073557 | 33.0141 | 12.5237 | 2.0516 | 0.032692 | 14.608 | 26.7364 | 3.4023 | 0.067301 | 30.206 | 11.4585 | 1.8771 | 0.029911 | 13.3655
Upstate | 2023 | 2 | 16 | 0.20591 | 4.0616e-06 | 1.2361e-06 | 0.18839 | 3.7162e-06 | 1.131e-06 | 0.25306 | 0.0013991 | 1.7836e-06 | 0.23153 | 0.0012801 | 1.6319e-06 | 31.8852 | 4.0575 | 0.080261 | 36.023 | 13.6651 | 2.2386 | 0.035672 | 15.9394 | 29.1731 | 3.7124 | 0.073435 | 32.959 | 12.5028 | 2.0482 | 0.032638 | 14.5836
Upstate | 2023 | 2 | 17 | 0.22906 | 4.5184e-06 | 1.3752e-06 | 0.20958 | 4.1341e-06 | 1.2582e-06 | 0.28152 | 0.0015565 | 1.9842e-06 | 0.25757 | 0.0014241 | 1.8154e-06 | 35.4711 | 4.5138 | 0.089288 | 40.0742 | 15.2019 | 2.4904 | 0.039683 | 17.732 | 32.454 | 4.1299 | 0.081693 | 36.6656 | 13.9088 | 2.2786 | 0.036308 | 16.2237
Upstate | 2023 | 2 | 18 | 0.23205 | 4.5774e-06 | 1.3931e-06 | 0.21231 | 4.188e-06 | 1.2746e-06 | 0.28519 | 0.0015768 | 2.0101e-06 | 0.26093 | 0.0014427 | 1.8391e-06 | 35.9338 | 4.5727 | 0.090452 | 40.597 | 15.4002 | 2.5229 | 0.040201 | 17.9633 | 32.8773 | 4.1838 | 0.082759 | 37.1439 | 14.0903 | 2.3083 | 0.036782 | 16.4354
Upstate | 2023 | 2 | 19 | 0.2429 | 4.7914e-06 | 1.4583e-06 | 0.22224 | 4.3839e-06 | 1.3342e-06 | 0.29853 | 0.0016505 | 2.1041e-06 | 0.27313 | 0.0015101 | 1.9251e-06 | 37.6142 | 4.7865 | 0.094682 | 42.4954 | 16.1204 | 2.6409 | 0.042081 | 18.8033 | 34.4148 | 4.3794 | 0.086629 | 38.8808 | 14.7492 | 2.4162 | 0.038502 | 17.2039
Upstate | 2023 | 2 | 20 | 0.22891 | 4.5153e-06 | 1.3742e-06 | 0.20944 | 4.1313e-06 | 1.2573e-06 | 0.28133 | 0.0015554 | 1.9828e-06 | 0.2574 | 0.0014231 | 1.8142e-06 | 35.447 | 4.5108 | 0.089227 | 40.047 | 15.1916 | 2.4887 | 0.039656 | 17.7199 | 32.432 | 4.1271 | 0.081638 | 36.6407 | 13.8994 | 2.277 | 0.036283 | 16.2127
Upstate | 2023 | 2 | 21 | 0.22227 | 4.3844e-06 | 1.3344e-06 | 0.20336 | 4.0114e-06 | 1.2209e-06 | 0.27316 | 0.0015103 | 1.9253e-06 | 0.24993 | 0.0013819 | 1.7615e-06 | 34.4187 | 4.3799 | 0.086639 | 38.8853 | 14.7509 | 2.4165 | 0.038506 | 17.2059 | 31.4911 | 4.0074 | 0.079269 | 35.5778 | 13.4962 | 2.211 | 0.035231 | 15.7424
Upstate | 2023 | 2 | 22 | 0.23423 | 4.6203e-06 | 1.4062e-06 | 0.2143 | 4.2273e-06 | 1.2866e-06 | 0.28786 | 0.0015916 | 2.0289e-06 | 0.26338 | 0.0014562 | 1.8563e-06 | 36.2706 | 4.6156 | 0.0913 | 40.9775 | 15.5445 | 2.5465 | 0.040578 | 18.1316 | 33.1855 | 4.223 | 0.083534 | 37.492 | 14.2224 | 2.3299 | 0.037126 | 16.5894
Upstate | 2023 | 2 | 23 | 0.24361 | 4.8054e-06 | 1.4625e-06 | 0.22289 | 4.3967e-06 | 1.3381e-06 | 0.2994 | 0.0016554 | 2.1102e-06 | 0.27393 | 0.0015146 | 1.9307e-06 | 37.7244 | 4.8006 | 0.09496 | 42.6199 | 16.1676 | 2.6486 | 0.042204 | 18.8584 | 34.5156 | 4.3922 | 0.086883 | 38.9947 | 14.7924 | 2.4233 | 0.038614 | 17.2543
Upstate | 2023 | 2 | 24 | 0.25071 | 4.9454e-06 | 1.5051e-06 | 0.22938 | 4.5247e-06 | 1.3771e-06 | 0.30812 | 0.0017036 | 2.1717e-06 | 0.28191 | 0.0015587 | 1.9869e-06 | 38.8229 | 4.9404 | 0.097725 | 43.861 | 16.6384 | 2.7257 | 0.043433 | 19.4075 | 35.5207 | 4.5201 | 0.089413 | 40.1303 | 15.2232 | 2.4939 | 0.039739 | 17.7568
Upstate | 2023 | 3 | 1 | 0.26307 | 5.1892e-06 | 1.5793e-06 | 0.24069 | 4.7478e-06 | 1.445e-06 | 0.32331 | 0.0017876 | 2.2787e-06 | 0.29581 | 0.0016355 | 2.0849e-06 | 40.7367 | 5.1839 | 0.10254 | 46.0231 | 17.4586 | 2.8601 | 0.045574 | 20.3642 | 37.2717 | 4.743 | 0.09382 | 42.1085 | 15.9736 | 2.6168 | 0.041698 | 18.6321
Upstate | 2023 | 3 | 2 | 0.25484 | 5.0269e-06 | 1.5299e-06 | 0.23317 | 4.5993e-06 | 1.3998e-06 | 0.3132 | 0.0017317 | 2.2075e-06 | 0.28656 | 0.0015844 | 2.0197e-06 | 39.463 | 5.0218 | 0.099336 | 44.5842 | 16.9127 | 2.7707 | 0.044149 | 19.7275 | 36.1064 | 4.5947 | 0.090887 | 40.7919 | 15.4742 | 2.535 | 0.040394 | 18.0495
Upstate | 2023 | 3 | 3 | 0.27418 | 5.4084e-06 | 1.646e-06 | 0.25086 | 4.9484e-06 | 1.506e-06 | 0.33697 | 0.0018631 | 2.375e-06 | 0.30831 | 0.0017046 | 2.173e-06 | 42.4578 | 5.4029 | 0.10687 | 47.9676 | 18.1962 | 2.9809 | 0.0475 | 21.2246 | 38.8465 | 4.9434 | 0.097784 | 43.8876 | 16.6485 | 2.7274 | 0.04346 | 19.4193
Upstate | 2023 | 3 | 4 | 0.27717 | 5.4673e-06 | 1.6639e-06 | 0.25359 | 5.0022e-06 | 1.5224e-06 | 0.34063 | 0.0018834 | 2.4008e-06 | 0.31166 | 0.0017232 | 2.1966e-06 | 42.9199 | 5.4617 | 0.10804 | 48.4897 | 18.3942 | 3.0134 | 0.048017 | 21.4556 | 39.2692 | 4.9972 | 0.098848 | 44.3653 | 16.8297 | 2.7571 | 0.043933 | 19.6307
Upstate | 2023 | 3 | 5 | 0.29111 | 5.7423e-06 | 1.7476e-06 | 0.26635 | 5.2538e-06 | 1.599e-06 | 0.35777 | 0.0019781 | 2.5216e-06 | 0.32734 | 0.0018098 | 2.3071e-06 | 45.0787 | 5.7364 | 0.11347 | 50.9286 | 19.3195 | 3.1649 | 0.050432 | 22.5348 | 41.2444 | 5.2485 | 0.10382 | 46.5968 | 17.6762 | 2.8957 | 0.046142 | 20.6181
Upstate | 2023 | 3 | 6 | 0.31035 | 6.1218e-06 | 1.8632e-06 | 0.28395 | 5.6011e-06 | 1.7047e-06 | 0.38142 | 0.0021088 | 2.6883e-06 | 0.34897 | 0.0019295 | 2.4596e-06 | 48.0585 | 6.1156 | 0.12097 | 54.2951 | 20.5965 | 3.3741 | 0.053766 | 24.0244 | 43.9708 | 5.5955 | 0.11068 | 49.6769 | 18.8446 | 3.0871 | 0.049192 | 21.981
Upstate | 2023 | 3 | 7 | 0.31967 | 6.3056e-06 | 1.9191e-06 | 0.29248 | 5.7693e-06 | 1.7559e-06 | 0.39287 | 0.0021722 | 2.769e-06 | 0.35945 | 0.0019874 | 2.5335e-06 | 49.5014 | 6.2992 | 0.1246 | 55.9252 | 21.2149 | 3.4754 | 0.05538 | 24.7457 | 45.2909 | 5.7634 | 0.11401 | 51.1684 | 19.4104 | 3.1798 | 0.050669 | 22.6409
Upstate | 2023 | 3 | 8 | 0.29365 | 5.7924e-06 | 1.7629e-06 | 0.26867 | 5.2997e-06 | 1.613e-06 | 0.36089 | 0.0019954 | 2.5436e-06 | 0.3302 | 0.0018256 | 2.3273e-06 | 45.4725 | 5.7866 | 0.11446 | 51.3735 | 19.4882 | 3.1926 | 0.050873 | 22.7317 | 41.6047 | 5.2944 | 0.10473 | 47.0038 | 17.8306 | 2.921 | 0.046545 | 20.7982
Upstate | 2023 | 3 | 9 | 0.30074 | 5.9322e-06 | 1.8054e-06 | 0.27516 | 5.4276e-06 | 1.6519e-06 | 0.3696 | 0.0020435 | 2.605e-06 | 0.33816 | 0.0018697 | 2.3834e-06 | 46.5697 | 5.9262 | 0.11723 | 52.6131 | 19.9584 | 3.2696 | 0.0521 | 23.2802 | 42.6086 | 5.4221 | 0.10725 | 48.138 | 18.2608 | 2.9915 | 0.047669 | 21.3
Upstate | 2023 | 3 | 10 | 0.27899 | 5.5033e-06 | 1.6749e-06 | 0.25526 | 5.0352e-06 | 1.5324e-06 | 0.34288 | 0.0018958 | 2.4167e-06 | 0.31371 | 0.0017345 | 2.2111e-06 | 43.2027 | 5.4977 | 0.10875 | 48.8091 | 18.5154 | 3.0332 | 0.048333 | 21.597 | 39.5279 | 5.0301 | 0.0995 | 44.6575 | 16.9405 | 2.7752 | 0.044222 | 19.76
Upstate | 2023 | 3 | 11 | 0.26958 | 5.3177e-06 | 1.6184e-06 | 0.24665 | 4.8654e-06 | 1.4808e-06 | 0.33132 | 0.0018318 | 2.3352e-06 | 0.30314 | 0.001676 | 2.1365e-06 | 41.7458 | 5.3123 | 0.10508 | 47.1632 | 17.8911 | 2.9309 | 0.046703 | 20.8687 | 38.195 | 4.8605 | 0.096144 | 43.1516 | 16.3693 | 2.6816 | 0.042731 | 19.0937
Upstate | 2023 | 3 | 12 | 0.25512 | 5.0324e-06 | 1.5316e-06 | 0.23342 | 4.6044e-06 | 1.4013e-06 | 0.31354 | 0.0017336 | 2.2099e-06 | 0.28687 | 0.0015861 | 2.0219e-06 | 39.5062 | 5.0273 | 0.099445 | 44.633 | 16.9312 | 2.7737 | 0.044198 | 19.7491 | 36.1459 | 4.5997 | 0.090986 | 40.8366 | 15.4911 | 2.5378 | 0.040438 | 18.0693
Upstate | 2023 | 3 | 13 | 0.25729 | 5.0753e-06 | 1.5446e-06 | 0.23541 | 4.6436e-06 | 1.4133e-06 | 0.31621 | 0.0017483 | 2.2287e-06 | 0.28932 | 0.0015996 | 2.0391e-06 | 39.8427 | 5.0701 | 0.10029 | 45.0131 | 17.0754 | 2.7973 | 0.044574 | 19.9173 | 36.4538 | 4.6389 | 0.091761 | 41.1844 | 15.623 | 2.5594 | 0.040783 | 18.2232
Upstate | 2023 | 3 | 14 | 0.26224 | 5.1727e-06 | 1.5743e-06 | 0.23993 | 4.7328e-06 | 1.4404e-06 | 0.32228 | 0.0017819 | 2.2715e-06 | 0.29487 | 0.0016303 | 2.0783e-06 | 40.6077 | 5.1675 | 0.10222 | 45.8775 | 17.4033 | 2.851 | 0.04543 | 20.2998 | 37.1537 | 4.728 | 0.093523 | 41.9752 | 15.923 | 2.6085 | 0.041566 | 18.5731
Upstate | 2023 | 3 | 15 | 0.26484 | 5.2241e-06 | 1.5899e-06 | 0.24231 | 4.7798e-06 | 1.4547e-06 | 0.32548 | 0.0017996 | 2.2941e-06 | 0.2978 | 0.0016465 | 2.0989e-06 | 41.011 | 5.2188 | 0.10323 | 46.3331 | 17.5762 | 2.8793 | 0.045881 | 20.5014 | 37.5227 | 4.7749 | 0.094452 | 42.3921 | 16.0812 | 2.6344 | 0.041979 | 18.7576
Upstate | 2023 | 3 | 16 | 0.27732 | 5.4703e-06 | 1.6649e-06 | 0.25373 | 5.005e-06 | 1.5233e-06 | 0.34082 | 0.0018844 | 2.4022e-06 | 0.31183 | 0.0017241 | 2.1979e-06 | 42.9439 | 5.4648 | 0.1081 | 48.5168 | 18.4045 | 3.015 | 0.048044 | 21.4676 | 39.2912 | 5 | 0.098904 | 44.39 | 16.8391 | 2.7586 | 0.043957 | 19.6416
Upstate | 2023 | 3 | 17 | 0.28711 | 5.6635e-06 | 1.7237e-06 | 0.26269 | 5.1818e-06 | 1.5771e-06 | 0.35286 | 0.001951 | 2.487e-06 | 0.32285 | 0.001785 | 2.2755e-06 | 44.4604 | 5.6578 | 0.11192 | 50.2301 | 19.0545 | 3.1215 | 0.04974 | 22.2257 | 40.6787 | 5.1765 | 0.1024 | 45.9576 | 17.4337 | 2.856 | 0.045509 | 20.3352
Upstate | 2023 | 3 | 18 | 0.30869 | 6.0891e-06 | 1.8532e-06 | 0.28244 | 5.5712e-06 | 1.6956e-06 | 0.37938 | 0.0020976 | 2.6739e-06 | 0.34711 | 0.0019192 | 2.4465e-06 | 47.8018 | 6.083 | 0.12033 | 54.0051 | 20.4865 | 3.3561 | 0.053478 | 23.8961 | 43.7359 | 5.5656 | 0.11009 | 49.4115 | 18.7439 | 3.0707 | 0.04893 | 21.8635
Upstate | 2023 | 3 | 19 | 0.32897 | 6.4891e-06 | 1.975e-06 | 0.30099 | 5.9372e-06 | 1.807e-06 | 0.4043 | 0.0022354 | 2.8496e-06 | 0.36991 | 0.0020452 | 2.6072e-06 | 50.9419 | 6.4825 | 0.12823 | 57.5527 | 21.8322 | 3.5766 | 0.056991 | 25.4658 | 46.6089 | 5.9312 | 0.11732 | 52.6574 | 19.9752 | 3.2724 | 0.052144 | 23.2997
Upstate | 2023 | 3 | 20 | 0.32496 | 6.41e-06 | 1.9509e-06 | 0.29732 | 5.8648e-06 | 1.7849e-06 | 0.39937 | 0.0022081 | 2.8148e-06 | 0.3654 | 0.0020203 | 2.5754e-06 | 50.321 | 6.4035 | 0.12667 | 56.8512 | 21.5661 | 3.533 | 0.056297 | 25.1554 | 46.0408 | 5.8589 | 0.11589 | 52.0155 | 19.7318 | 3.2325 | 0.051508 | 23.0157
Upstate | 2023 | 3 | 21 | 0.29834 | 5.8849e-06 | 1.7911e-06 | 0.27296 | 5.3843e-06 | 1.6387e-06 | 0.36665 | 0.0020272 | 2.5842e-06 | 0.33547 | 0.0018548 | 2.3644e-06 | 46.1984 | 5.8789 | 0.11629 | 52.1936 | 19.7993 | 3.2435 | 0.051685 | 23.0946 | 42.2689 | 5.3789 | 0.1064 | 47.7542 | 18.1152 | 2.9677 | 0.047288 | 21.1302
Upstate | 2023 | 3 | 22 | 0.29494 | 5.8179e-06 | 1.7707e-06 | 0.26986 | 5.3231e-06 | 1.6201e-06 | 0.36248 | 0.0020041 | 2.5548e-06 | 0.33165 | 0.0018337 | 2.3375e-06 | 45.6726 | 5.812 | 0.11497 | 51.5996 | 19.574 | 3.2066 | 0.051096 | 22.8317 | 41.7878 | 5.3177 | 0.10519 | 47.2107 | 17.9091 | 2.9339 | 0.04675 | 20.8897
Upstate | 2023 | 3 | 23 | 0.29287 | 5.777e-06 | 1.7582e-06 | 0.26796 | 5.2856e-06 | 1.6087e-06 | 0.35993 | 0.00199 | 2.5368e-06 | 0.32932 | 0.0018208 | 2.3211e-06 | 45.3512 | 5.7711 | 0.11416 | 51.2365 | 19.4362 | 3.1841 | 0.050737 | 22.671 | 41.4938 | 5.2802 | 0.10445 | 46.8785 | 17.783 | 2.9132 | 0.046421 | 20.7427
Upstate | 2023 | 3 | 24 | 0.26864 | 5.299e-06 | 1.6128e-06 | 0.24579 | 4.8483e-06 | 1.4756e-06 | 0.33015 | 0.0018254 | 2.327e-06 | 0.30207 | 0.0016701 | 2.129e-06 | 41.5993 | 5.2937 | 0.10471 | 46.9977 | 17.8283 | 2.9206 | 0.046539 | 20.7955 | 38.061 | 4.8434 | 0.095807 | 43.0002 | 16.3118 | 2.6722 | 0.042581 | 19.0266
Upstate | 2023 | 4 | 1 | 0.12791 | 2.5231e-06 | 7.6791e-07 | 0.11703 | 2.3085e-06 | 7.0259e-07 | 0.1572 | 0.00086916 | 1.108e-06 | 0.14383 | 0.00079523 | 1.0137e-06 | 19.8074 | 2.5206 | 0.049859 | 22.3778 | 8.4889 | 1.3907 | 0.02216 | 9.9017 | 18.1226 | 2.3062 | 0.045618 | 20.4744 | 7.7668 | 1.2724 | 0.020275 | 9.0595
Upstate | 2023 | 4 | 2 | 0.11708 | 2.3094e-06 | 7.0285e-07 | 0.10712 | 2.1129e-06 | 6.4307e-07 | 0.14388 | 0.00079553 | 1.0141e-06 | 0.13165 | 0.00072786 | 9.2786e-07 | 18.1294 | 2.307 | 0.045635 | 20.4821 | 7.7698 | 1.2728 | 0.020282 | 9.0629 | 16.5874 | 2.1108 | 0.041754 | 18.7399 | 7.1089 | 1.1646 | 0.018557 | 8.292
Upstate | 2023 | 4 | 3 | 0.13589 | 2.6806e-06 | 8.1584e-07 | 0.12434 | 2.4526e-06 | 7.4644e-07 | 0.16701 | 0.00092341 | 1.1771e-06 | 0.15281 | 0.00084487 | 1.077e-06 | 21.0436 | 2.6779 | 0.052971 | 23.7745 | 9.0187 | 1.4775 | 0.023543 | 10.5197 | 19.2537 | 2.4501 | 0.048465 | 21.7523 | 8.2516 | 1.3518 | 0.02154 | 9.6249
Upstate | 2023 | 4 | 4 | 0.15364 | 3.0305e-06 | 9.2234e-07 | 0.14057 | 2.7728e-06 | 8.4389e-07 | 0.18882 | 0.001044 | 1.3308e-06 | 0.17276 | 0.00095516 | 1.2176e-06 | 23.7909 | 3.0275 | 0.059886 | 26.8782 | 10.1961 | 1.6703 | 0.026616 | 11.893 | 21.7673 | 2.77 | 0.054792 | 24.592 | 9.3288 | 1.5283 | 0.024352 | 10.8814
Upstate | 2023 | 4 | 5 | 0.17906 | 3.5321e-06 | 1.075e-06 | 0.16383 | 3.2317e-06 | 9.8355e-07 | 0.22006 | 0.0012167 | 1.5511e-06 | 0.20135 | 0.0011132 | 1.4191e-06 | 27.7282 | 3.5285 | 0.069797 | 31.3265 | 11.8835 | 1.9468 | 0.031021 | 13.8613 | 25.3697 | 3.2284 | 0.06386 | 28.6619 | 10.8727 | 1.7812 | 0.028382 | 12.6823
Upstate | 2023 | 4 | 6 | 0.21452 | 4.2315e-06 | 1.2878e-06 | 0.19627 | 3.8715e-06 | 1.1783e-06 | 0.26364 | 0.0014576 | 1.8582e-06 | 0.24121 | 0.0013337 | 1.7001e-06 | 33.2185 | 4.2272 | 0.083617 | 37.5292 | 14.2365 | 2.3322 | 0.037163 | 16.6059 | 30.393 | 3.8676 | 0.076505 | 34.3371 | 13.0256 | 2.1339 | 0.034002 | 15.1934
Upstate | 2023 | 4 | 7 | 0.23666 | 4.6683e-06 | 1.4208e-06 | 0.21653 | 4.2712e-06 | 1.2999e-06 | 0.29085 | 0.0016081 | 2.05e-06 | 0.26611 | 0.0014713 | 1.8756e-06 | 36.6474 | 4.6635 | 0.092249 | 41.4032 | 15.706 | 2.573 | 0.040999 | 18.32 | 33.5303 | 4.2669 | 0.084402 | 37.8815 | 14.3701 | 2.3541 | 0.037512 | 16.7618
Upstate | 2023 | 4 | 8 | 0.191 | 3.7675e-06 | 1.1466e-06 | 0.17475 | 3.4471e-06 | 1.0491e-06 | 0.23473 | 0.0012978 | 1.6544e-06 | 0.21477 | 0.0011874 | 1.5137e-06 | 29.5763 | 3.7637 | 0.074449 | 33.4144 | 12.6755 | 2.0765 | 0.033089 | 14.7851 | 27.0606 | 3.4436 | 0.068117 | 30.5722 | 11.5974 | 1.8999 | 0.030274 | 13.5276
Upstate | 2023 | 4 | 9 | 0.18343 | 3.6183e-06 | 1.1012e-06 | 0.16783 | 3.3106e-06 | 1.0076e-06 | 0.22544 | 0.0012464 | 1.5889e-06 | 0.20626 | 0.0011404 | 1.4538e-06 | 28.4053 | 3.6147 | 0.071502 | 32.0915 | 12.1737 | 1.9943 | 0.031779 | 14.1998 | 25.9892 | 3.3072 | 0.06542 | 29.3618 | 11.1382 | 1.8247 | 0.029076 | 12.992
Upstate | 2023 | 4 | 10 | 0.18282 | 3.6062e-06 | 1.0975e-06 | 0.16727 | 3.2994e-06 | 1.0042e-06 | 0.22468 | 0.0012422 | 1.5836e-06 | 0.20557 | 0.0011366 | 1.4489e-06 | 28.3097 | 3.6025 | 0.071261 | 31.9835 | 12.1327 | 1.9876 | 0.031672 | 14.152 | 25.9017 | 3.2961 | 0.0652 | 29.263 | 11.1007 | 1.8185 | 0.028978 | 12.9483
Upstate | 2023 | 4 | 11 | 0.16078 | 3.1715e-06 | 9.6523e-07 | 0.1471 | 2.9017e-06 | 8.8313e-07 | 0.1976 | 0.0010925 | 1.3927e-06 | 0.18079 | 0.00099958 | 1.2742e-06 | 24.8972 | 3.1683 | 0.062671 | 28.1281 | 10.6702 | 1.748 | 0.027854 | 12.4461 | 22.7795 | 2.8988 | 0.05734 | 25.7356 | 9.7626 | 1.5993 | 0.025485 | 11.3874
Upstate | 2023 | 4 | 12 | 0.13981 | 2.7578e-06 | 8.3934e-07 | 0.12792 | 2.5232e-06 | 7.6794e-07 | 0.17182 | 0.00095001 | 1.211e-06 | 0.15721 | 0.0008692 | 1.108e-06 | 21.6498 | 2.755 | 0.054497 | 24.4593 | 9.2785 | 1.52 | 0.024221 | 10.8227 | 19.8083 | 2.5207 | 0.049861 | 22.3789 | 8.4893 | 1.3907 | 0.022161 | 9.9022
Upstate | 2023 | 4 | 13 | 0.13957 | 2.7531e-06 | 8.379e-07 | 0.1277 | 2.5189e-06 | 7.6663e-07 | 0.17153 | 0.00094838 | 1.209e-06 | 0.15694 | 0.00086771 | 1.1061e-06 | 21.6127 | 2.7503 | 0.054404 | 24.4174 | 9.2626 | 1.5174 | 0.024179 | 10.8042 | 19.7744 | 2.5164 | 0.049776 | 22.3405 | 8.4747 | 1.3883 | 0.022123 | 9.8852
Upstate | 2023 | 4 | 14 | 0.13521 | 2.6672e-06 | 8.1174e-07 | 0.12371 | 2.4403e-06 | 7.427e-07 | 0.16618 | 0.00091878 | 1.1712e-06 | 0.15204 | 0.00084063 | 1.0716e-06 | 20.9381 | 2.6645 | 0.052705 | 23.6553 | 8.9735 | 1.47 | 0.023425 | 10.4669 | 19.1572 | 2.4378 | 0.048222 | 21.6432 | 8.2102 | 1.345 | 0.021432 | 9.5766
Upstate | 2023 | 4 | 15 | 0.13876 | 2.7371e-06 | 8.3304e-07 | 0.12696 | 2.5043e-06 | 7.6219e-07 | 0.17054 | 0.00094289 | 1.202e-06 | 0.15603 | 0.00086269 | 1.0997e-06 | 21.4876 | 2.7344 | 0.054088 | 24.276 | 9.209 | 1.5086 | 0.024039 | 10.7416 | 19.6599 | 2.5018 | 0.049488 | 22.2112 | 8.4257 | 1.3803 | 0.021995 | 9.828
Upstate | 2023 | 4 | 16 | 0.16169 | 3.1895e-06 | 9.7072e-07 | 0.14794 | 2.9182e-06 | 8.8815e-07 | 0.19872 | 0.0010987 | 1.4006e-06 | 0.18182 | 0.0010053 | 1.2815e-06 | 25.0386 | 3.1863 | 0.063027 | 28.2879 | 10.7308 | 1.7579 | 0.028012 | 12.5168 | 22.9089 | 2.9152 | 0.057666 | 25.8818 | 9.8181 | 1.6084 | 0.025629 | 11.4521
Upstate | 2023 | 4 | 17 | 0.18607 | 3.6704e-06 | 1.1171e-06 | 0.17025 | 3.3582e-06 | 1.0221e-06 | 0.22868 | 0.0012644 | 1.6118e-06 | 0.20923 | 0.0011568 | 1.4747e-06 | 28.814 | 3.6667 | 0.072531 | 32.5533 | 12.3489 | 2.023 | 0.032236 | 14.4041 | 26.3632 | 3.3548 | 0.066361 | 29.7843 | 11.2985 | 1.8509 | 0.029494 | 13.1789
Upstate | 2023 | 4 | 18 | 0.19848 | 3.915e-06 | 1.1915e-06 | 0.18159 | 3.582e-06 | 1.0902e-06 | 0.24392 | 0.0013486 | 1.7192e-06 | 0.22318 | 0.0012339 | 1.573e-06 | 30.7344 | 3.9111 | 0.077365 | 34.7228 | 13.1719 | 2.1578 | 0.034384 | 15.3641 | 28.1202 | 3.5784 | 0.070784 | 31.7694 | 12.0515 | 1.9743 | 0.03146 | 14.0573
Upstate | 2023 | 4 | 19 | 0.21743 | 4.2889e-06 | 1.3053e-06 | 0.19893 | 3.9241e-06 | 1.1943e-06 | 0.26721 | 0.0014774 | 1.8834e-06 | 0.24449 | 0.0013518 | 1.7232e-06 | 33.6691 | 4.2845 | 0.084752 | 38.0383 | 14.4296 | 2.3639 | 0.037667 | 16.8311 | 30.8053 | 3.9201 | 0.077543 | 34.8029 | 13.2023 | 2.1628 | 0.034464 | 15.3995
Upstate | 2023 | 4 | 20 | 0.22899 | 4.517e-06 | 1.3747e-06 | 0.20952 | 4.1328e-06 | 1.2578e-06 | 0.28143 | 0.001556 | 1.9836e-06 | 0.25749 | 0.0014237 | 1.8148e-06 | 35.4602 | 4.5124 | 0.08926 | 40.0619 | 15.1972 | 2.4896 | 0.039671 | 17.7265 | 32.444 | 4.1286 | 0.081668 | 36.6543 | 13.9046 | 2.2779 | 0.036297 | 16.2187
Upstate | 2023 | 4 | 21 | 0.19685 | 3.883e-06 | 1.1818e-06 | 0.18011 | 3.5527e-06 | 1.0813e-06 | 0.24193 | 0.0013376 | 1.7051e-06 | 0.22135 | 0.0012238 | 1.5601e-06 | 30.483 | 3.8791 | 0.076732 | 34.4388 | 13.0641 | 2.1402 | 0.034103 | 15.2384 | 27.8902 | 3.5491 | 0.070205 | 31.5095 | 11.9529 | 1.9581 | 0.031202 | 13.9423
Upstate | 2023 | 4 | 22 | 0.17011 | 3.3556e-06 | 1.0213e-06 | 0.15564 | 3.0702e-06 | 9.344e-07 | 0.20907 | 0.0011559 | 1.4735e-06 | 0.19128 | 0.0010576 | 1.3482e-06 | 26.3425 | 3.3522 | 0.066309 | 29.761 | 11.2897 | 1.8495 | 0.029471 | 13.1686 | 24.1019 | 3.0671 | 0.060669 | 27.2296 | 10.3294 | 1.6922 | 0.026964 | 12.0485
Upstate | 2023 | 4 | 23 | 0.16656 | 3.2855e-06 | 9.9992e-07 | 0.15239 | 3.006e-06 | 9.1487e-07 | 0.2047 | 0.0011318 | 1.4427e-06 | 0.18729 | 0.0010355 | 1.32e-06 | 25.792 | 3.2821 | 0.064924 | 29.1391 | 11.0537 | 1.8108 | 0.028855 | 12.8934 | 23.5982 | 3.003 | 0.059401 | 26.6606 | 10.1135 | 1.6568 | 0.026401 | 11.7967
Upstate | 2023 | 4 | 24 | 0.17041 | 3.3615e-06 | 1.0231e-06 | 0.15592 | 3.0756e-06 | 9.3605e-07 | 0.20944 | 0.001158 | 1.4761e-06 | 0.19162 | 0.0010595 | 1.3506e-06 | 26.3891 | 3.3581 | 0.066427 | 29.8136 | 11.3096 | 1.8528 | 0.029523 | 13.1919 | 24.1445 | 3.0725 | 0.060776 | 27.2777 | 10.3476 | 1.6952 | 0.027012 | 12.0698
Upstate | 2023 | 5 | 1 | 0.16071 | 3.1701e-06 | 9.648e-07 | 0.14704 | 2.9004e-06 | 8.8274e-07 | 0.19751 | 0.001092 | 1.3921e-06 | 0.18071 | 0.00099914 | 1.2737e-06 | 24.8861 | 3.1669 | 0.062643 | 28.1156 | 10.6655 | 1.7472 | 0.027841 | 12.4406 | 22.7694 | 2.8975 | 0.057315 | 25.7242 | 9.7583 | 1.5986 | 0.025473 | 11.3824
Upstate | 2023 | 5 | 2 | 0.16111 | 3.1781e-06 | 9.6724e-07 | 0.14741 | 2.9077e-06 | 8.8496e-07 | 0.19801 | 0.0010948 | 1.3956e-06 | 0.18116 | 0.0010017 | 1.2769e-06 | 24.9489 | 3.1748 | 0.062801 | 28.1865 | 10.6924 | 1.7516 | 0.027912 | 12.4719 | 22.8268 | 2.9048 | 0.057459 | 25.789 | 9.7829 | 1.6026 | 0.025538 | 11.4111
Upstate | 2023 | 5 | 3 | 0.16948 | 3.3431e-06 | 1.0175e-06 | 0.15506 | 3.0587e-06 | 9.3091e-07 | 0.20829 | 0.0011516 | 1.468e-06 | 0.19057 | 0.0010537 | 1.3432e-06 | 26.2442 | 3.3397 | 0.066062 | 29.6499 | 11.2475 | 1.8426 | 0.029361 | 13.1194 | 24.0119 | 3.0556 | 0.060443 | 27.1279 | 10.2908 | 1.6859 | 0.026863 | 12.0035
Upstate | 2023 | 5 | 4 | 0.18069 | 3.5642e-06 | 1.0848e-06 | 0.16532 | 3.261e-06 | 9.9249e-07 | 0.22207 | 0.0012278 | 1.5651e-06 | 0.20318 | 0.0011234 | 1.432e-06 | 27.9802 | 3.5606 | 0.070432 | 31.6112 | 11.9915 | 1.9645 | 0.031303 | 13.9873 | 25.6003 | 3.2577 | 0.064441 | 28.9224 | 10.9715 | 1.7974 | 0.02864 | 12.7975
Upstate | 2023 | 5 | 5 | 0.20328 | 4.0098e-06 | 1.2204e-06 | 0.18599 | 3.6688e-06 | 1.1166e-06 | 0.24983 | 0.0013813 | 1.7608e-06 | 0.22858 | 0.0012638 | 1.6111e-06 | 31.4786 | 4.0058 | 0.079238 | 35.5636 | 13.4908 | 2.2101 | 0.035217 | 15.7361 | 28.8011 | 3.665 | 0.072498 | 32.5386 | 12.3433 | 2.0221 | 0.032221 | 14.3976
Upstate | 2023 | 5 | 6 | 0.21019 | 4.1461e-06 | 1.2618e-06 | 0.19231 | 3.7934e-06 | 1.1545e-06 | 0.25832 | 0.0014282 | 1.8207e-06 | 0.23635 | 0.0013067 | 1.6658e-06 | 32.5481 | 4.1419 | 0.08193 | 36.7719 | 13.9492 | 2.2852 | 0.036413 | 16.2708 | 29.7796 | 3.7896 | 0.074961 | 33.6441 | 12.7627 | 2.0908 | 0.033316 | 14.8868
Upstate | 2023 | 5 | 7 | 0.20968 | 4.1361e-06 | 1.2588e-06 | 0.19185 | 3.7843e-06 | 1.1517e-06 | 0.2577 | 0.0014248 | 1.8163e-06 | 0.23578 | 0.0013036 | 1.6618e-06 | 32.4696 | 4.1319 | 0.081732 | 36.6832 | 13.9155 | 2.2797 | 0.036326 | 16.2315 | 29.7078 | 3.7804 | 0.07478 | 33.563 | 12.7319 | 2.0858 | 0.033236 | 14.8509
Upstate | 2023 | 5 | 8 | 0.18859 | 3.72e-06 | 1.1322e-06 | 0.17255 | 3.4036e-06 | 1.0359e-06 | 0.23177 | 0.0012815 | 1.6336e-06 | 0.21206 | 0.0011725 | 1.4946e-06 | 29.2032 | 3.7162 | 0.07351 | 32.993 | 12.5157 | 2.0503 | 0.032671 | 14.5987 | 26.7193 | 3.4001 | 0.067258 | 30.1866 | 11.4511 | 1.8759 | 0.029892 | 13.3569
Upstate | 2023 | 5 | 9 | 0.17221 | 3.397e-06 | 1.0339e-06 | 0.15757 | 3.1081e-06 | 9.4594e-07 | 0.21165 | 0.0011702 | 1.4917e-06 | 0.19365 | 0.0010707 | 1.3649e-06 | 26.6678 | 3.3936 | 0.067128 | 30.1285 | 11.4291 | 1.8723 | 0.029835 | 13.3312 | 24.3995 | 3.1049 | 0.061418 | 27.5659 | 10.4569 | 1.7131 | 0.027297 | 12.1973
Upstate | 2023 | 5 | 10 | 0.17044 | 3.362e-06 | 1.0232e-06 | 0.15594 | 3.076e-06 | 9.3619e-07 | 0.20947 | 0.0011581 | 1.4764e-06 | 0.19165 | 0.0010596 | 1.3508e-06 | 26.3929 | 3.3586 | 0.066436 | 29.8179 | 11.3112 | 1.853 | 0.029527 | 13.1938 | 24.148 | 3.0729 | 0.060785 | 27.2817 | 10.3491 | 1.6954 | 0.027016 | 12.0716
Upstate | 2023 | 5 | 11 | 0.13321 | 2.6276e-06 | 7.9969e-07 | 0.12188 | 2.4041e-06 | 7.3167e-07 | 0.16371 | 0.00090514 | 1.1538e-06 | 0.14978 | 0.00082815 | 1.0557e-06 | 20.6272 | 2.6249 | 0.051923 | 23.304 | 8.8402 | 1.4482 | 0.023077 | 10.3115 | 18.8727 | 2.4016 | 0.047506 | 21.3219 | 8.0883 | 1.325 | 0.021114 | 9.4345
Upstate | 2023 | 5 | 12 | 0.13444 | 2.6518e-06 | 8.0708e-07 | 0.123 | 2.4263e-06 | 7.3843e-07 | 0.16522 | 0.0009135 | 1.1645e-06 | 0.15117 | 0.0008358 | 1.0655e-06 | 20.8178 | 2.6491 | 0.052403 | 23.5194 | 8.9219 | 1.4616 | 0.02329 | 10.4068 | 19.0471 | 2.4238 | 0.047945 | 21.5189 | 8.163 | 1.3373 | 0.021309 | 9.5216
Upstate | 2023 | 5 | 13 | 0.12966 | 2.5576e-06 | 7.784e-07 | 0.11863 | 2.3401e-06 | 7.1219e-07 | 0.15935 | 0.00088104 | 1.1231e-06 | 0.1458 | 0.0008061 | 1.0276e-06 | 20.0782 | 2.555 | 0.050541 | 22.6837 | 8.6049 | 1.4097 | 0.022463 | 10.0371 | 18.3704 | 2.3377 | 0.046242 | 20.7543 | 7.873 | 1.2898 | 0.020552 | 9.1833
Upstate | 2023 | 5 | 14 | 0.12848 | 2.5344e-06 | 7.7134e-07 | 0.11756 | 2.3188e-06 | 7.0573e-07 | 0.1579 | 0.00087305 | 1.1129e-06 | 0.14447 | 0.00079879 | 1.0183e-06 | 19.896 | 2.5318 | 0.050082 | 22.478 | 8.5269 | 1.3969 | 0.022259 | 9.946 | 18.2037 | 2.3165 | 0.045822 | 20.566 | 7.8016 | 1.2781 | 0.020365 | 9.1
Upstate | 2023 | 5 | 15 | 0.14696 | 2.8989e-06 | 8.8227e-07 | 0.13446 | 2.6523e-06 | 8.0723e-07 | 0.18061 | 0.00099861 | 1.273e-06 | 0.16525 | 0.00091367 | 1.1647e-06 | 22.7574 | 2.896 | 0.057285 | 25.7106 | 9.7532 | 1.5978 | 0.02546 | 11.3764 | 20.8217 | 2.6496 | 0.052412 | 23.5238 | 8.9236 | 1.4619 | 0.023294 | 10.4088
Upstate | 2023 | 5 | 16 | 0.15439 | 3.0454e-06 | 9.2687e-07 | 0.14126 | 2.7864e-06 | 8.4803e-07 | 0.18974 | 0.0010491 | 1.3373e-06 | 0.1736 | 0.00095985 | 1.2236e-06 | 23.9076 | 3.0423 | 0.06018 | 27.0101 | 10.2461 | 1.6785 | 0.026747 | 11.9514 | 21.8741 | 2.7836 | 0.055061 | 24.7127 | 9.3746 | 1.5358 | 0.024472 | 10.9348
Upstate | 2023 | 5 | 17 | 0.161 | 3.1758e-06 | 9.6656e-07 | 0.14731 | 2.9057e-06 | 8.8435e-07 | 0.19787 | 0.001094 | 1.3946e-06 | 0.18104 | 0.001001 | 1.276e-06 | 24.9315 | 3.1726 | 0.062758 | 28.1669 | 10.6849 | 1.7504 | 0.027892 | 12.4632 | 22.8109 | 2.9028 | 0.05742 | 25.7711 | 9.7761 | 1.6015 | 0.02552 | 11.4032
Upstate | 2023 | 5 | 18 | 0.16783 | 3.3106e-06 | 1.0076e-06 | 0.15356 | 3.029e-06 | 9.2187e-07 | 0.20626 | 0.0011404 | 1.4538e-06 | 0.18872 | 0.0010434 | 1.3301e-06 | 25.9893 | 3.3072 | 0.06542 | 29.3619 | 11.1383 | 1.8247 | 0.029076 | 12.992 | 23.7787 | 3.0259 | 0.059856 | 26.8645 | 10.1909 | 1.6695 | 0.026603 | 11.887
Upstate | 2023 | 5 | 19 | 0.1829 | 3.6079e-06 | 1.098e-06 | 0.16735 | 3.301e-06 | 1.0047e-06 | 0.22479 | 0.0012428 | 1.5843e-06 | 0.20567 | 0.0011371 | 1.4496e-06 | 28.3231 | 3.6042 | 0.071295 | 31.9986 | 12.1385 | 1.9885 | 0.031687 | 14.1587 | 25.914 | 3.2977 | 0.065231 | 29.2768 | 11.106 | 1.8194 | 0.028991 | 12.9544
Upstate | 2023 | 5 | 20 | 0.21337 | 4.2089e-06 | 1.281e-06 | 0.19522 | 3.8509e-06 | 1.172e-06 | 0.26223 | 0.0014499 | 1.8482e-06 | 0.23993 | 0.0013265 | 1.691e-06 | 33.0411 | 4.2046 | 0.083171 | 37.3288 | 14.1605 | 2.3198 | 0.036965 | 16.5172 | 30.2307 | 3.847 | 0.076097 | 34.1537 | 12.956 | 2.1225 | 0.033821 | 15.1123
Upstate | 2023 | 5 | 21 | 0.1848 | 3.6453e-06 | 1.1095e-06 | 0.16908 | 3.3353e-06 | 1.0151e-06 | 0.22712 | 0.0012557 | 1.6008e-06 | 0.2078 | 0.0011489 | 1.4646e-06 | 28.6172 | 3.6416 | 0.072035 | 32.3309 | 12.2645 | 2.0092 | 0.032016 | 14.3057 | 26.1831 | 3.3319 | 0.065908 | 29.5809 | 11.2213 | 1.8383 | 0.029292 | 13.0889
Upstate | 2023 | 5 | 22 | 0.16328 | 3.2207e-06 | 9.8021e-07 | 0.14939 | 2.9468e-06 | 8.9684e-07 | 0.20066 | 0.0011095 | 1.4143e-06 | 0.1836 | 0.0010151 | 1.294e-06 | 25.2837 | 3.2174 | 0.063644 | 28.5647 | 10.8359 | 1.7751 | 0.028286 | 12.6393 | 23.1331 | 2.9438 | 0.058231 | 26.1351 | 9.9142 | 1.6242 | 0.02588 | 11.5642
Upstate | 2023 | 5 | 23 | 0.18882 | 3.7246e-06 | 1.1336e-06 | 0.17276 | 3.4078e-06 | 1.0372e-06 | 0.23206 | 0.0012831 | 1.6356e-06 | 0.21232 | 0.0011739 | 1.4965e-06 | 29.2397 | 3.7209 | 0.073602 | 33.0342 | 12.5313 | 2.0529 | 0.032712 | 14.6169 | 26.7527 | 3.4044 | 0.067342 | 30.2244 | 11.4654 | 1.8783 | 0.02993 | 13.3736
Upstate | 2023 | 5 | 24 | 0.17857 | 3.5224e-06 | 1.072e-06 | 0.16338 | 3.2227e-06 | 9.8084e-07 | 0.21946 | 0.0012134 | 1.5468e-06 | 0.20079 | 0.0011102 | 1.4152e-06 | 27.6517 | 3.5188 | 0.069605 | 31.2401 | 11.8507 | 1.9414 | 0.030935 | 13.8231 | 25.2997 | 3.2195 | 0.063684 | 28.5829 | 10.8427 | 1.7763 | 0.028304 | 12.6473
Upstate | 2023 | 6 | 1 | 0.22579 | 4.4539e-06 | 1.3555e-06 | 0.20659 | 4.0751e-06 | 1.2402e-06 | 0.2775 | 0.0015343 | 1.9559e-06 | 0.2539 | 0.0014038 | 1.7895e-06 | 34.9649 | 4.4494 | 0.088014 | 39.5023 | 14.985 | 2.4549 | 0.039117 | 17.4789 | 31.9909 | 4.071 | 0.080527 | 36.1424 | 13.7104 | 2.246 | 0.03579 | 15.9922
Upstate | 2023 | 6 | 2 | 0.21761 | 4.2924e-06 | 1.3064e-06 | 0.1991 | 3.9273e-06 | 1.1953e-06 | 0.26743 | 0.0014786 | 1.8849e-06 | 0.24469 | 0.0013529 | 1.7246e-06 | 33.6968 | 4.288 | 0.084821 | 38.0697 | 14.4415 | 2.3658 | 0.037698 | 16.845 | 30.8306 | 3.9233 | 0.077607 | 34.8315 | 13.2131 | 2.1646 | 0.034492 | 15.4122
Upstate | 2023 | 6 | 3 | 0.21259 | 4.1935e-06 | 1.2763e-06 | 0.19451 | 3.8369e-06 | 1.1677e-06 | 0.26128 | 0.0014446 | 1.8415e-06 | 0.23905 | 0.0013217 | 1.6849e-06 | 32.9208 | 4.1893 | 0.082868 | 37.193 | 14.1089 | 2.3113 | 0.03683 | 16.4571 | 30.1206 | 3.833 | 0.07582 | 34.0294 | 12.9088 | 2.1147 | 0.033698 | 15.0573
Upstate | 2023 | 6 | 4 | 0.21388 | 4.2189e-06 | 1.284e-06 | 0.19569 | 3.8601e-06 | 1.1748e-06 | 0.26286 | 0.0014533 | 1.8527e-06 | 0.2405 | 0.0013297 | 1.6951e-06 | 33.1199 | 4.2146 | 0.083369 | 37.4179 | 14.1942 | 2.3253 | 0.037053 | 16.5566 | 30.3028 | 3.8561 | 0.076278 | 34.2352 | 12.9869 | 2.1275 | 0.033901 | 15.1483
Upstate | 2023 | 6 | 5 | 0.22628 | 4.4635e-06 | 1.3585e-06 | 0.20703 | 4.0839e-06 | 1.2429e-06 | 0.2781 | 0.0015376 | 1.9601e-06 | 0.25444 | 0.0014068 | 1.7933e-06 | 35.0401 | 4.459 | 0.088203 | 39.5873 | 15.0172 | 2.4601 | 0.039201 | 17.5165 | 32.0597 | 4.0797 | 0.0807 | 36.2201 | 13.7399 | 2.2509 | 0.035867 | 16.0266
Upstate | 2023 | 6 | 6 | 0.24502 | 4.8332e-06 | 1.471e-06 | 0.22418 | 4.4221e-06 | 1.3458e-06 | 0.30113 | 0.0016649 | 2.1224e-06 | 0.27551 | 0.0015233 | 1.9419e-06 | 37.942 | 4.8283 | 0.095508 | 42.8658 | 16.2609 | 2.6639 | 0.042448 | 18.9672 | 34.7148 | 4.4176 | 0.087384 | 39.2198 | 14.8778 | 2.4373 | 0.038837 | 17.3539
Upstate | 2023 | 6 | 7 | 0.22671 | 4.4719e-06 | 1.361e-06 | 0.20742 | 4.0915e-06 | 1.2452e-06 | 0.27862 | 0.0015405 | 1.9637e-06 | 0.25492 | 0.0014094 | 1.7967e-06 | 35.1059 | 4.4674 | 0.088368 | 39.6616 | 15.0454 | 2.4648 | 0.039275 | 17.5494 | 32.1199 | 4.0874 | 0.080852 | 36.2881 | 13.7657 | 2.2551 | 0.035934 | 16.0567
Upstate | 2023 | 6 | 8 | 0.18078 | 3.5659e-06 | 1.0853e-06 | 0.1654 | 3.2626e-06 | 9.9296e-07 | 0.22217 | 0.0012284 | 1.5659e-06 | 0.20327 | 0.0011239 | 1.4327e-06 | 27.9935 | 3.5623 | 0.070465 | 31.6263 | 11.9972 | 1.9654 | 0.031318 | 13.9939 | 25.6125 | 3.2593 | 0.064472 | 28.9362 | 10.9768 | 1.7982 | 0.028654 | 12.8037
Upstate | 2023 | 6 | 9 | 0.16763 | 3.3066e-06 | 1.0063e-06 | 0.15337 | 3.0253e-06 | 9.2075e-07 | 0.20601 | 0.001139 | 1.452e-06 | 0.18849 | 0.0010422 | 1.3285e-06 | 25.9577 | 3.3032 | 0.065341 | 29.3262 | 11.1247 | 1.8225 | 0.02904 | 12.9762 | 23.7498 | 3.0222 | 0.059783 | 26.8318 | 10.1785 | 1.6674 | 0.02657 | 11.8725
Upstate | 2023 | 6 | 10 | 0.19319 | 3.8108e-06 | 1.1598e-06 | 0.17676 | 3.4867e-06 | 1.0612e-06 | 0.23743 | 0.0013128 | 1.6735e-06 | 0.21724 | 0.0012011 | 1.5311e-06 | 29.9164 | 3.807 | 0.075306 | 33.7987 | 12.8213 | 2.1004 | 0.033469 | 14.9552 | 27.3718 | 3.4832 | 0.0689 | 30.9239 | 11.7308 | 1.9217 | 0.030622 | 13.6831
Upstate | 2023 | 6 | 11 | 0.19808 | 3.9073e-06 | 1.1892e-06 | 0.18124 | 3.575e-06 | 1.088e-06 | 0.24344 | 0.001346 | 1.7158e-06 | 0.22274 | 0.0012315 | 1.5699e-06 | 30.6738 | 3.9034 | 0.077212 | 34.6544 | 13.1459 | 2.1536 | 0.034316 | 15.3338 | 28.0648 | 3.5714 | 0.070645 | 31.7068 | 12.0278 | 1.9704 | 0.031398 | 14.0296
Upstate | 2023 | 6 | 12 | 0.20858 | 4.1144e-06 | 1.2522e-06 | 0.19084 | 3.7644e-06 | 1.1457e-06 | 0.25634 | 0.0014173 | 1.8067e-06 | 0.23454 | 0.0012968 | 1.6531e-06 | 32.2992 | 4.1102 | 0.081304 | 36.4907 | 13.8425 | 2.2677 | 0.036135 | 16.1464 | 29.5519 | 3.7606 | 0.074388 | 33.3869 | 12.6651 | 2.0748 | 0.033061 | 14.773
Upstate | 2023 | 6 | 13 | 0.2398 | 4.7303e-06 | 1.4396e-06 | 0.21941 | 4.3279e-06 | 1.3172e-06 | 0.29472 | 0.0016295 | 2.0772e-06 | 0.26965 | 0.0014909 | 1.9005e-06 | 37.1341 | 4.7255 | 0.093474 | 41.9531 | 15.9146 | 2.6072 | 0.041544 | 18.5633 | 33.9756 | 4.3235 | 0.085523 | 38.3846 | 14.561 | 2.3854 | 0.03801 | 16.9844
Upstate | 2023 | 6 | 14 | 0.25309 | 4.9924e-06 | 1.5194e-06 | 0.23157 | 4.5678e-06 | 1.3902e-06 | 0.31105 | 0.0017198 | 2.1923e-06 | 0.28459 | 0.0015735 | 2.0059e-06 | 39.1923 | 4.9874 | 0.098655 | 44.2783 | 16.7967 | 2.7516 | 0.043846 | 19.5922 | 35.8586 | 4.5632 | 0.090263 | 40.5121 | 15.368 | 2.5176 | 0.040117 | 17.9257
Upstate | 2023 | 6 | 15 | 0.27096 | 5.3449e-06 | 1.6267e-06 | 0.24792 | 4.8903e-06 | 1.4883e-06 | 0.33301 | 0.0018412 | 2.3471e-06 | 0.30468 | 0.0016846 | 2.1475e-06 | 41.9593 | 5.3395 | 0.10562 | 47.4044 | 17.9825 | 2.9459 | 0.046942 | 20.9754 | 38.3903 | 4.8853 | 0.096636 | 43.3722 | 16.453 | 2.6953 | 0.042949 | 19.1913
Upstate | 2023 | 6 | 16 | 0.30966 | 6.1083e-06 | 1.859e-06 | 0.28332 | 5.5887e-06 | 1.7009e-06 | 0.38057 | 0.0021042 | 2.6823e-06 | 0.3482 | 0.0019252 | 2.4542e-06 | 47.9521 | 6.1021 | 0.1207 | 54.1749 | 20.5509 | 3.3667 | 0.053647 | 23.9712 | 43.8734 | 5.5831 | 0.11044 | 49.5669 | 18.8029 | 3.0803 | 0.049084 | 21.9323
Upstate | 2023 | 6 | 17 | 0.25642 | 5.0581e-06 | 1.5394e-06 | 0.23461 | 4.6278e-06 | 1.4085e-06 | 0.31514 | 0.0017424 | 2.2211e-06 | 0.28833 | 0.0015942 | 2.0322e-06 | 39.7076 | 5.0529 | 0.099952 | 44.8604 | 17.0175 | 2.7878 | 0.044423 | 19.8498 | 36.3301 | 4.6231 | 0.09145 | 41.0447 | 15.57 | 2.5507 | 0.040644 | 18.1614
Upstate | 2023 | 6 | 18 | 0.2575 | 5.0792e-06 | 1.5459e-06 | 0.23559 | 4.6472e-06 | 1.4144e-06 | 0.31646 | 0.0017497 | 2.2305e-06 | 0.28954 | 0.0016009 | 2.0407e-06 | 39.8739 | 5.0741 | 0.10037 | 45.0483 | 17.0888 | 2.7995 | 0.044609 | 19.9329 | 36.4823 | 4.6425 | 0.091833 | 41.2166 | 15.6353 | 2.5614 | 0.040815 | 18.2375
Upstate | 2023 | 6 | 19 | 0.23803 | 4.6953e-06 | 1.429e-06 | 0.21779 | 4.296e-06 | 1.3075e-06 | 0.29254 | 0.0016174 | 2.0619e-06 | 0.26766 | 0.0014799 | 1.8865e-06 | 36.8601 | 4.6906 | 0.092784 | 41.6435 | 15.7972 | 2.5879 | 0.041237 | 18.4263 | 33.7249 | 4.2916 | 0.084892 | 38.1014 | 14.4535 | 2.3678 | 0.03773 | 16.859
Upstate | 2023 | 6 | 20 | 0.23278 | 4.5916e-06 | 1.3975e-06 | 0.21298 | 4.2011e-06 | 1.2786e-06 | 0.28608 | 0.0015817 | 2.0163e-06 | 0.26175 | 0.0014472 | 1.8448e-06 | 36.046 | 4.587 | 0.090735 | 40.7237 | 15.4483 | 2.5308 | 0.040327 | 18.0194 | 32.98 | 4.1968 | 0.083017 | 37.2598 | 14.1343 | 2.3155 | 0.036897 | 16.4867
Upstate | 2023 | 6 | 21 | 0.22712 | 4.4801e-06 | 1.3635e-06 | 0.2078 | 4.099e-06 | 1.2475e-06 | 0.27913 | 0.0015433 | 1.9673e-06 | 0.25539 | 0.001412 | 1.8e-06 | 35.1701 | 4.4755 | 0.08853 | 39.7341 | 15.0729 | 2.4693 | 0.039347 | 17.5815 | 32.1786 | 4.0948 | 0.081 | 36.3544 | 13.7908 | 2.2592 | 0.036 | 16.086
Upstate | 2023 | 6 | 22 | 0.20347 | 4.0135e-06 | 1.2215e-06 | 0.18616 | 3.6722e-06 | 1.1176e-06 | 0.25006 | 0.0013826 | 1.7625e-06 | 0.22879 | 0.001265 | 1.6126e-06 | 31.5077 | 4.0095 | 0.079311 | 35.5965 | 13.5033 | 2.2121 | 0.035249 | 15.7507 | 28.8278 | 3.6684 | 0.072565 | 32.5688 | 12.3548 | 2.024 | 0.032251 | 14.411
Upstate | 2023 | 6 | 23 | 0.19465 | 3.8395e-06 | 1.1685e-06 | 0.17809 | 3.5129e-06 | 1.0691e-06 | 0.23922 | 0.0013226 | 1.686e-06 | 0.21887 | 0.0012101 | 1.5426e-06 | 30.1413 | 3.8356 | 0.075872 | 34.0528 | 12.9177 | 2.1162 | 0.033721 | 15.0676 | 27.5776 | 3.5094 | 0.069418 | 31.1563 | 11.819 | 1.9362 | 0.030853 | 13.786
Upstate | 2023 | 6 | 24 | 0.21332 | 4.2079e-06 | 1.2807e-06 | 0.19518 | 3.85e-06 | 1.1717e-06 | 0.26217 | 0.0014495 | 1.8478e-06 | 0.23987 | 0.0013262 | 1.6906e-06 | 33.0334 | 4.2036 | 0.083152 | 37.3202 | 14.1572 | 2.3192 | 0.036956 | 16.5134 | 30.2237 | 3.8461 | 0.076079 | 34.1459 | 12.953 | 2.122 | 0.033813 | 15.1088
Upstate | 2023 | 7 | 1 | 0.27715 | 5.4669e-06 | 1.6639e-06 | 0.25358 | 5.0019e-06 | 1.5223e-06 | 0.34061 | 0.0018832 | 2.4007e-06 | 0.31164 | 0.0017231 | 2.1965e-06 | 42.9175 | 5.4614 | 0.10803 | 48.4869 | 18.3932 | 3.0132 | 0.048014 | 21.4544 | 39.267 | 4.9969 | 0.098843 | 44.3627 | 16.8287 | 2.7569 | 0.04393 | 19.6295
Upstate | 2023 | 7 | 2 | 0.25963 | 5.1213e-06 | 1.5586e-06 | 0.23754 | 4.6857e-06 | 1.4261e-06 | 0.31908 | 0.0017642 | 2.2489e-06 | 0.29194 | 0.0016141 | 2.0576e-06 | 40.2036 | 5.1161 | 0.1012 | 45.4209 | 17.2301 | 2.8227 | 0.044978 | 20.0978 | 36.784 | 4.6809 | 0.092593 | 41.5575 | 15.7646 | 2.5826 | 0.041152 | 18.3883
Upstate | 2023 | 7 | 3 | 0.26329 | 5.1935e-06 | 1.5806e-06 | 0.24089 | 4.7517e-06 | 1.4462e-06 | 0.32358 | 0.001789 | 2.2806e-06 | 0.29605 | 0.0016369 | 2.0866e-06 | 40.7705 | 5.1882 | 0.10263 | 46.0613 | 17.4731 | 2.8625 | 0.045612 | 20.3811 | 37.3027 | 4.7469 | 0.093898 | 42.1435 | 15.9869 | 2.619 | 0.041733 | 18.6476
Upstate | 2023 | 7 | 4 | 0.26782 | 5.2829e-06 | 1.6078e-06 | 0.24504 | 4.8335e-06 | 1.4711e-06 | 0.32915 | 0.0018198 | 2.3199e-06 | 0.30115 | 0.001665 | 2.1225e-06 | 41.4723 | 5.2775 | 0.10439 | 46.8542 | 17.7738 | 2.9117 | 0.046397 | 20.732 | 37.9447 | 4.8286 | 0.095514 | 42.8689 | 16.262 | 2.6641 | 0.042451 | 18.9685
Upstate | 2023 | 7 | 5 | 0.26241 | 5.1761e-06 | 1.5753e-06 | 0.24009 | 4.7359e-06 | 1.4414e-06 | 0.3225 | 0.0017831 | 2.273e-06 | 0.29507 | 0.0016314 | 2.0797e-06 | 40.6346 | 5.1709 | 0.10229 | 45.9078 | 17.4148 | 2.8529 | 0.04546 | 20.3132 | 37.1783 | 4.7311 | 0.093585 | 42.0029 | 15.9335 | 2.6103 | 0.041593 | 18.5854
Upstate | 2023 | 7 | 6 | 0.29257 | 5.771e-06 | 1.7564e-06 | 0.26768 | 5.2802e-06 | 1.607e-06 | 0.35956 | 0.001988 | 2.5342e-06 | 0.32898 | 0.0018189 | 2.3187e-06 | 45.3047 | 5.7652 | 0.11404 | 51.184 | 19.4163 | 3.1808 | 0.050685 | 22.6478 | 41.4512 | 5.2748 | 0.10434 | 46.8304 | 17.7648 | 2.9102 | 0.046374 | 20.7214
Upstate | 2023 | 7 | 7 | 0.29917 | 5.9014e-06 | 1.7961e-06 | 0.27373 | 5.3994e-06 | 1.6433e-06 | 0.36768 | 0.0020329 | 2.5915e-06 | 0.33641 | 0.00186 | 2.371e-06 | 46.3277 | 5.8954 | 0.11662 | 52.3397 | 19.8547 | 3.2526 | 0.051829 | 23.1592 | 42.3872 | 5.3939 | 0.1067 | 47.8878 | 18.1659 | 2.976 | 0.047421 | 21.1893
Upstate | 2023 | 7 | 8 | 0.29403 | 5.7998e-06 | 1.7652e-06 | 0.26902 | 5.3065e-06 | 1.615e-06 | 0.36135 | 0.0019979 | 2.5469e-06 | 0.33062 | 0.001828 | 2.3302e-06 | 45.5306 | 5.7939 | 0.11461 | 51.4391 | 19.5131 | 3.1967 | 0.050938 | 22.7607 | 41.6579 | 5.3011 | 0.10486 | 47.0638 | 17.8534 | 2.9248 | 0.046605 | 20.8247
Upstate | 2023 | 7 | 9 | 0.25838 | 5.0966e-06 | 1.5512e-06 | 0.2364 | 4.6631e-06 | 1.4192e-06 | 0.31754 | 0.0017557 | 2.2381e-06 | 0.29053 | 0.0016063 | 2.0477e-06 | 40.0104 | 5.0915 | 0.10071 | 45.2026 | 17.1473 | 2.8091 | 0.044762 | 20.0012 | 36.6072 | 4.6584 | 0.092147 | 41.3577 | 15.6888 | 2.5702 | 0.040954 | 18.2999
Upstate | 2023 | 7 | 10 | 0.25907 | 5.1104e-06 | 1.5553e-06 | 0.23704 | 4.6757e-06 | 1.423e-06 | 0.3184 | 0.0017604 | 2.2441e-06 | 0.29132 | 0.0016107 | 2.0533e-06 | 40.1184 | 5.1052 | 0.10099 | 45.3246 | 17.1936 | 2.8167 | 0.044883 | 20.0552 | 36.706 | 4.671 | 0.092396 | 41.4694 | 15.7312 | 2.5771 | 0.041065 | 18.3493
Upstate | 2023 | 7 | 11 | 0.25428 | 5.0158e-06 | 1.5265e-06 | 0.23265 | 4.5891e-06 | 1.3967e-06 | 0.3125 | 0.0017278 | 2.2026e-06 | 0.28592 | 0.0015809 | 2.0152e-06 | 39.3756 | 5.0107 | 0.099116 | 44.4854 | 16.8752 | 2.7645 | 0.044052 | 19.6838 | 36.0264 | 4.5845 | 0.090685 | 40.7016 | 15.4399 | 2.5294 | 0.040305 | 18.0096
Upstate | 2023 | 7 | 12 | 0.27621 | 5.4485e-06 | 1.6582e-06 | 0.25272 | 4.9851e-06 | 1.5172e-06 | 0.33946 | 0.0018769 | 2.3926e-06 | 0.31059 | 0.0017172 | 2.1891e-06 | 42.7726 | 5.443 | 0.10767 | 48.3232 | 18.3311 | 3.003 | 0.047852 | 21.382 | 39.1344 | 4.98 | 0.098509 | 44.2129 | 16.7719 | 2.7476 | 0.043782 | 19.5633
Upstate | 2023 | 7 | 13 | 0.28651 | 5.6515e-06 | 1.72e-06 | 0.26214 | 5.1708e-06 | 1.5737e-06 | 0.35211 | 0.0019468 | 2.4818e-06 | 0.32216 | 0.0017812 | 2.2707e-06 | 44.3665 | 5.6458 | 0.11168 | 50.124 | 19.0142 | 3.1149 | 0.049635 | 22.1788 | 40.5928 | 5.1656 | 0.10218 | 45.8605 | 17.3969 | 2.85 | 0.045413 | 20.2923
Upstate | 2023 | 7 | 14 | 0.29479 | 5.8149e-06 | 1.7697e-06 | 0.26971 | 5.3203e-06 | 1.6192e-06 | 0.36229 | 0.0020031 | 2.5535e-06 | 0.33148 | 0.0018327 | 2.3363e-06 | 45.6486 | 5.809 | 0.11491 | 51.5725 | 19.5637 | 3.2049 | 0.05107 | 22.8197 | 41.7659 | 5.3149 | 0.10513 | 47.1859 | 17.8997 | 2.9323 | 0.046726 | 20.8787
Upstate | 2023 | 7 | 15 | 0.31571 | 6.2276e-06 | 1.8953e-06 | 0.28886 | 5.6979e-06 | 1.7341e-06 | 0.388 | 0.0021453 | 2.7347e-06 | 0.355 | 0.0019628 | 2.5021e-06 | 48.8885 | 6.2213 | 0.12306 | 55.2328 | 20.9522 | 3.4324 | 0.054694 | 24.4393 | 44.7302 | 5.6921 | 0.11259 | 50.5348 | 19.1701 | 3.1405 | 0.050042 | 22.3606
Upstate | 2023 | 7 | 16 | 0.33766 | 6.6605e-06 | 2.0271e-06 | 0.30894 | 6.0939e-06 | 1.8547e-06 | 0.41498 | 0.0022944 | 2.9248e-06 | 0.37968 | 0.0020992 | 2.676e-06 | 52.287 | 6.6537 | 0.13162 | 59.0724 | 22.4087 | 3.671 | 0.058496 | 26.1382 | 47.8396 | 6.0878 | 0.12042 | 54.0478 | 20.5027 | 3.3588 | 0.053521 | 23.915
Upstate | 2023 | 7 | 17 | 0.28014 | 5.5259e-06 | 1.6818e-06 | 0.25631 | 5.0558e-06 | 1.5387e-06 | 0.34428 | 0.0019035 | 2.4266e-06 | 0.315 | 0.0017416 | 2.2202e-06 | 43.3799 | 5.5203 | 0.1092 | 49.0094 | 18.5914 | 3.0457 | 0.048531 | 21.6856 | 39.6901 | 5.0507 | 0.099908 | 44.8407 | 17.01 | 2.7866 | 0.044403 | 19.8411
Upstate | 2023 | 7 | 18 | 0.28337 | 5.5897e-06 | 1.7012e-06 | 0.25927 | 5.1142e-06 | 1.5565e-06 | 0.34826 | 0.0019255 | 2.4546e-06 | 0.31864 | 0.0017617 | 2.2458e-06 | 43.8808 | 5.584 | 0.11046 | 49.5753 | 18.8061 | 3.0808 | 0.049092 | 21.936 | 40.1484 | 5.109 | 0.10106 | 45.3585 | 17.2065 | 2.8188 | 0.044916 | 20.0702
Upstate | 2023 | 7 | 19 | 0.30723 | 6.0603e-06 | 1.8444e-06 | 0.2811 | 5.5448e-06 | 1.6876e-06 | 0.37758 | 0.0020876 | 2.6613e-06 | 0.34547 | 0.0019101 | 2.4349e-06 | 47.5756 | 6.0542 | 0.11976 | 53.7495 | 20.3895 | 3.3402 | 0.053225 | 23.783 | 43.5289 | 5.5392 | 0.10957 | 49.1777 | 18.6552 | 3.0561 | 0.048698 | 21.7601
Upstate | 2023 | 7 | 20 | 0.30088 | 5.9351e-06 | 1.8063e-06 | 0.27529 | 5.4303e-06 | 1.6527e-06 | 0.36978 | 0.0020445 | 2.6063e-06 | 0.33833 | 0.0018706 | 2.3846e-06 | 46.5927 | 5.9291 | 0.11728 | 52.6391 | 19.9683 | 3.2712 | 0.052126 | 23.2917 | 42.6296 | 5.4248 | 0.10731 | 48.1617 | 18.2698 | 2.993 | 0.047692 | 21.3105
Upstate | 2023 | 7 | 21 | 0.2974 | 5.8664e-06 | 1.7854e-06 | 0.27211 | 5.3675e-06 | 1.6336e-06 | 0.36551 | 0.0020209 | 2.5761e-06 | 0.33442 | 0.001849 | 2.357e-06 | 46.0537 | 5.8605 | 0.11593 | 52.0301 | 19.7373 | 3.2334 | 0.051523 | 23.0222 | 42.1364 | 5.362 | 0.10607 | 47.6045 | 18.0585 | 2.9584 | 0.04714 | 21.064
Upstate | 2023 | 7 | 22 | 0.2973 | 5.8644e-06 | 1.7848e-06 | 0.27201 | 5.3656e-06 | 1.633e-06 | 0.36538 | 0.0020202 | 2.5753e-06 | 0.3343 | 0.0018483 | 2.3562e-06 | 46.0379 | 5.8585 | 0.11589 | 52.0123 | 19.7305 | 3.2323 | 0.051505 | 23.0143 | 42.122 | 5.3602 | 0.10603 | 47.5882 | 18.0523 | 2.9573 | 0.047124 | 21.0568
Upstate | 2023 | 7 | 23 | 0.2966 | 5.8507e-06 | 1.7806e-06 | 0.27138 | 5.353e-06 | 1.6292e-06 | 0.36452 | 0.0020154 | 2.5692e-06 | 0.33352 | 0.001844 | 2.3507e-06 | 45.9299 | 5.8448 | 0.11561 | 51.8903 | 19.6843 | 3.2247 | 0.051384 | 22.9603 | 42.0232 | 5.3476 | 0.10578 | 47.4766 | 18.01 | 2.9504 | 0.047014 | 21.0074
Upstate | 2023 | 7 | 24 | 0.29054 | 5.7311e-06 | 1.7442e-06 | 0.26583 | 5.2436e-06 | 1.5959e-06 | 0.35707 | 0.0019742 | 2.5167e-06 | 0.3267 | 0.0018063 | 2.3026e-06 | 44.9912 | 5.7253 | 0.11325 | 50.8297 | 19.2819 | 3.1588 | 0.050334 | 22.4911 | 41.1643 | 5.2383 | 0.10362 | 46.5063 | 17.6419 | 2.8901 | 0.046053 | 20.578
Upstate | 2023 | 8 | 1 | 0.28355 | 5.5931e-06 | 1.7023e-06 | 0.25943 | 5.1174e-06 | 1.5575e-06 | 0.34848 | 0.0019267 | 2.4561e-06 | 0.31884 | 0.0017628 | 2.2472e-06 | 43.9081 | 5.5875 | 0.11053 | 49.6061 | 18.8178 | 3.0827 | 0.049122 | 21.9496 | 40.1734 | 5.1122 | 0.10112 | 45.3868 | 17.2172 | 2.8205 | 0.044944 | 20.0827
Upstate | 2023 | 8 | 2 | 0.27212 | 5.3677e-06 | 1.6337e-06 | 0.24897 | 4.9112e-06 | 1.4947e-06 | 0.33443 | 0.0018491 | 2.3571e-06 | 0.30599 | 0.0016918 | 2.1566e-06 | 42.1385 | 5.3623 | 0.10607 | 47.6068 | 18.0593 | 2.9585 | 0.047143 | 21.065 | 38.5543 | 4.9062 | 0.097049 | 43.5575 | 16.5233 | 2.7069 | 0.043133 | 19.2733
Upstate | 2023 | 8 | 3 | 0.26846 | 5.2955e-06 | 1.6117e-06 | 0.24562 | 4.8451e-06 | 1.4746e-06 | 0.32993 | 0.0018242 | 2.3254e-06 | 0.30187 | 0.001669 | 2.1276e-06 | 41.5714 | 5.2901 | 0.10464 | 46.9662 | 17.8163 | 2.9187 | 0.046508 | 20.7815 | 38.0354 | 4.8402 | 0.095743 | 42.9713 | 16.3009 | 2.6704 | 0.042552 | 19.0139
Upstate | 2023 | 8 | 4 | 0.26177 | 5.1635e-06 | 1.5715e-06 | 0.2395 | 4.7243e-06 | 1.4378e-06 | 0.32171 | 0.0017787 | 2.2675e-06 | 0.29435 | 0.0016274 | 2.0746e-06 | 40.5356 | 5.1583 | 0.10204 | 45.796 | 17.3724 | 2.846 | 0.045349 | 20.2637 | 37.0878 | 4.7196 | 0.093357 | 41.9007 | 15.8948 | 2.6039 | 0.041492 | 18.5401
Upstate | 2023 | 8 | 5 | 0.26216 | 5.1713e-06 | 1.5739e-06 | 0.23986 | 4.7315e-06 | 1.44e-06 | 0.3222 | 0.0017814 | 2.2709e-06 | 0.29479 | 0.0016299 | 2.0777e-06 | 40.5967 | 5.1661 | 0.10219 | 45.865 | 17.3986 | 2.8503 | 0.045418 | 20.2943 | 37.1437 | 4.7267 | 0.093498 | 41.9638 | 15.9187 | 2.6078 | 0.041555 | 18.5681
Upstate | 2023 | 8 | 6 | 0.28493 | 5.6204e-06 | 1.7105e-06 | 0.26069 | 5.1423e-06 | 1.5651e-06 | 0.35017 | 0.0019361 | 2.4681e-06 | 0.32039 | 0.0017714 | 2.2581e-06 | 44.1218 | 5.6147 | 0.11106 | 49.8476 | 18.9094 | 3.0978 | 0.049361 | 22.0565 | 40.3689 | 5.1371 | 0.10162 | 45.6077 | 17.301 | 2.8343 | 0.045163 | 20.1804
Upstate | 2023 | 8 | 7 | 0.28472 | 5.6162e-06 | 1.7093e-06 | 0.2605 | 5.1385e-06 | 1.5639e-06 | 0.34991 | 0.0019347 | 2.4662e-06 | 0.32015 | 0.0017701 | 2.2565e-06 | 44.0891 | 5.6105 | 0.11098 | 49.8106 | 18.8953 | 3.0955 | 0.049325 | 22.0401 | 40.339 | 5.1333 | 0.10154 | 45.5738 | 17.2881 | 2.8322 | 0.045129 | 20.1654
Upstate | 2023 | 8 | 8 | 0.26162 | 5.1606e-06 | 1.5706e-06 | 0.23937 | 4.7217e-06 | 1.437e-06 | 0.32153 | 0.0017777 | 2.2662e-06 | 0.29418 | 0.0016265 | 2.0734e-06 | 40.5125 | 5.1554 | 0.10198 | 45.7699 | 17.3625 | 2.8443 | 0.045324 | 20.2522 | 37.0666 | 4.7169 | 0.093304 | 41.8768 | 15.8857 | 2.6024 | 0.041468 | 18.5296
Upstate | 2023 | 8 | 9 | 0.23658 | 4.6666e-06 | 1.4203e-06 | 0.21646 | 4.2697e-06 | 1.2995e-06 | 0.29075 | 0.0016076 | 2.0493e-06 | 0.26602 | 0.0014708 | 1.875e-06 | 36.6348 | 4.6619 | 0.092217 | 41.3889 | 15.7006 | 2.5721 | 0.040985 | 18.3137 | 33.5187 | 4.2654 | 0.084373 | 37.8684 | 14.3651 | 2.3533 | 0.037499 | 16.756
Upstate | 2023 | 8 | 10 | 0.23383 | 4.6125e-06 | 1.4038e-06 | 0.21394 | 4.2202e-06 | 1.2844e-06 | 0.28738 | 0.0015889 | 2.0255e-06 | 0.26293 | 0.0014538 | 1.8532e-06 | 36.2096 | 4.6078 | 0.091147 | 40.9085 | 15.5184 | 2.5422 | 0.04051 | 18.1011 | 33.1297 | 4.2159 | 0.083394 | 37.4289 | 14.1984 | 2.326 | 0.037064 | 16.5615
Upstate | 2023 | 8 | 11 | 0.27098 | 5.3452e-06 | 1.6268e-06 | 0.24793 | 4.8906e-06 | 1.4884e-06 | 0.33303 | 0.0018413 | 2.3473e-06 | 0.3047 | 0.0016847 | 2.1476e-06 | 41.9619 | 5.3398 | 0.10563 | 47.4073 | 17.9837 | 2.9461 | 0.046945 | 20.9767 | 38.3927 | 4.8856 | 0.096642 | 43.375 | 16.454 | 2.6955 | 0.042952 | 19.1925
Upstate | 2023 | 8 | 12 | 0.27553 | 5.435e-06 | 1.6541e-06 | 0.2521 | 4.9727e-06 | 1.5134e-06 | 0.33863 | 0.0018722 | 2.3867e-06 | 0.30982 | 0.001713 | 2.1837e-06 | 42.6668 | 5.4295 | 0.1074 | 48.2037 | 18.2858 | 2.9956 | 0.047734 | 21.3291 | 39.0376 | 4.9677 | 0.098265 | 44.1036 | 16.7304 | 2.7408 | 0.043674 | 19.5149
Upstate | 2023 | 8 | 13 | 0.26844 | 5.2951e-06 | 1.6115e-06 | 0.24561 | 4.8447e-06 | 1.4745e-06 | 0.32991 | 0.001824 | 2.3252e-06 | 0.30185 | 0.0016689 | 2.1275e-06 | 41.5682 | 5.2897 | 0.10464 | 46.9626 | 17.815 | 2.9185 | 0.046505 | 20.7799 | 38.0325 | 4.8398 | 0.095735 | 42.9681 | 16.2997 | 2.6702 | 0.042549 | 19.0124
Upstate | 2023 | 8 | 14 | 0.28576 | 5.6368e-06 | 1.7155e-06 | 0.26145 | 5.1573e-06 | 1.5696e-06 | 0.3512 | 0.0019417 | 2.4753e-06 | 0.32132 | 0.0017766 | 2.2647e-06 | 44.2506 | 5.6311 | 0.11139 | 49.993 | 18.9645 | 3.1068 | 0.049506 | 22.1208 | 40.4867 | 5.1521 | 0.10191 | 45.7407 | 17.3515 | 2.8425 | 0.045295 | 20.2393
Upstate | 2023 | 8 | 15 | 0.32156 | 6.3429e-06 | 1.9305e-06 | 0.29421 | 5.8034e-06 | 1.7663e-06 | 0.39519 | 0.002185 | 2.7854e-06 | 0.36158 | 0.0019992 | 2.5485e-06 | 49.7943 | 6.3365 | 0.12534 | 56.2562 | 21.3404 | 3.496 | 0.055708 | 24.8921 | 45.5589 | 5.7976 | 0.11468 | 51.4712 | 19.5253 | 3.1986 | 0.050969 | 22.7749
Upstate | 2023 | 8 | 16 | 0.34465 | 6.7983e-06 | 2.0691e-06 | 0.31533 | 6.2201e-06 | 1.8931e-06 | 0.42357 | 0.0023419 | 2.9854e-06 | 0.38754 | 0.0021427 | 2.7314e-06 | 53.3693 | 6.7914 | 0.13434 | 60.2951 | 22.8726 | 3.747 | 0.059707 | 26.6793 | 48.8298 | 6.2138 | 0.12291 | 55.1665 | 20.9271 | 3.4283 | 0.054629 | 24.41
Upstate | 2023 | 8 | 17 | 0.27894 | 5.5022e-06 | 1.6746e-06 | 0.25521 | 5.0342e-06 | 1.5322e-06 | 0.34281 | 0.0018954 | 2.4162e-06 | 0.31365 | 0.0017342 | 2.2107e-06 | 43.1944 | 5.4966 | 0.10873 | 48.7997 | 18.5119 | 3.0326 | 0.048324 | 21.5928 | 39.5203 | 5.0291 | 0.09948 | 44.6489 | 16.9373 | 2.7747 | 0.044214 | 19.7562
Upstate | 2023 | 8 | 18 | 0.27713 | 5.4665e-06 | 1.6637e-06 | 0.25355 | 5.0015e-06 | 1.5222e-06 | 0.34058 | 0.0018831 | 2.4005e-06 | 0.31162 | 0.0017229 | 2.1963e-06 | 42.9137 | 5.4609 | 0.10802 | 48.4826 | 18.3916 | 3.0129 | 0.04801 | 21.4525 | 39.2635 | 4.9964 | 0.098834 | 44.3588 | 16.8272 | 2.7567 | 0.043926 | 19.6278
Upstate | 2023 | 8 | 19 | 0.27393 | 5.4035e-06 | 1.6445e-06 | 0.25063 | 4.9439e-06 | 1.5047e-06 | 0.33666 | 0.0018614 | 2.3728e-06 | 0.30803 | 0.0017031 | 2.171e-06 | 42.4194 | 5.398 | 0.10678 | 47.9242 | 18.1797 | 2.9782 | 0.047457 | 21.2054 | 38.8113 | 4.9389 | 0.097696 | 43.8478 | 16.6334 | 2.7249 | 0.04342 | 19.4017
Upstate | 2023 | 8 | 20 | 0.28167 | 5.5561e-06 | 1.691e-06 | 0.25771 | 5.0835e-06 | 1.5472e-06 | 0.34617 | 0.001914 | 2.4398e-06 | 0.31672 | 0.0017512 | 2.2323e-06 | 43.6172 | 5.5505 | 0.10979 | 49.2775 | 18.6931 | 3.0623 | 0.048797 | 21.8042 | 39.9072 | 5.0783 | 0.10045 | 45.086 | 17.1031 | 2.8018 | 0.044646 | 19.9496
Upstate | 2023 | 8 | 21 | 0.27062 | 5.338e-06 | 1.6246e-06 | 0.2476 | 4.884e-06 | 1.4864e-06 | 0.33258 | 0.0018388 | 2.3441e-06 | 0.30429 | 0.0016824 | 2.1447e-06 | 41.9054 | 5.3326 | 0.10548 | 47.3435 | 17.9595 | 2.9421 | 0.046882 | 20.9485 | 38.341 | 4.879 | 0.096512 | 43.3166 | 16.4319 | 2.6919 | 0.042894 | 19.1667
Upstate | 2023 | 8 | 22 | 0.25484 | 5.0268e-06 | 1.5299e-06 | 0.23316 | 4.5992e-06 | 1.3998e-06 | 0.31319 | 0.0017316 | 2.2074e-06 | 0.28655 | 0.0015843 | 2.0197e-06 | 39.462 | 5.0217 | 0.099334 | 44.583 | 16.9123 | 2.7706 | 0.044148 | 19.727 | 36.1055 | 4.5946 | 0.090885 | 40.7909 | 15.4738 | 2.5349 | 0.040393 | 18.0491
Upstate | 2023 | 8 | 23 | 0.26313 | 5.1904e-06 | 1.5797e-06 | 0.24075 | 4.7489e-06 | 1.4453e-06 | 0.32339 | 0.001788 | 2.2793e-06 | 0.29588 | 0.0016359 | 2.0854e-06 | 40.7467 | 5.1852 | 0.10257 | 46.0344 | 17.4629 | 2.8608 | 0.045586 | 20.3692 | 37.2808 | 4.7441 | 0.093843 | 42.1188 | 15.9775 | 2.6175 | 0.041708 | 18.6367
Upstate | 2023 | 8 | 24 | 0.27426 | 5.4099e-06 | 1.6465e-06 | 0.25093 | 4.9498e-06 | 1.5064e-06 | 0.33706 | 0.0018636 | 2.3757e-06 | 0.30839 | 0.0017051 | 2.1736e-06 | 42.4697 | 5.4044 | 0.1069 | 47.981 | 18.2013 | 2.9818 | 0.047513 | 21.2305 | 38.8573 | 4.9447 | 0.097811 | 43.8998 | 16.6531 | 2.7281 | 0.043472 | 19.4247
Upstate | 2023 | 9 | 1 | 0.2055 | 4.0537e-06 | 1.2337e-06 | 0.18802 | 3.7089e-06 | 1.1288e-06 | 0.25256 | 0.0013964 | 1.7801e-06 | 0.23108 | 0.0012776 | 1.6287e-06 | 31.8229 | 4.0496 | 0.080104 | 35.9526 | 13.6384 | 2.2343 | 0.035602 | 15.9082 | 29.1161 | 3.7051 | 0.073291 | 32.8945 | 12.4783 | 2.0442 | 0.032574 | 14.5551
Upstate | 2023 | 9 | 2 | 0.16963 | 3.3461e-06 | 1.0184e-06 | 0.1552 | 3.0615e-06 | 9.3175e-07 | 0.20848 | 0.0011527 | 1.4694e-06 | 0.19074 | 0.0010546 | 1.3444e-06 | 26.268 | 3.3427 | 0.066122 | 29.6768 | 11.2577 | 1.8442 | 0.029387 | 13.1313 | 24.0337 | 3.0584 | 0.060497 | 27.1525 | 10.3001 | 1.6874 | 0.026888 | 12.0144
Upstate | 2023 | 9 | 3 | 0.18533 | 3.6556e-06 | 1.1126e-06 | 0.16956 | 3.3447e-06 | 1.018e-06 | 0.22776 | 0.0012593 | 1.6053e-06 | 0.20839 | 0.0011522 | 1.4688e-06 | 28.6981 | 3.6519 | 0.072239 | 32.4223 | 12.2992 | 2.0149 | 0.032106 | 14.3461 | 26.2571 | 3.3413 | 0.066094 | 29.6645 | 11.253 | 1.8435 | 0.029375 | 13.1259
Upstate | 2023 | 9 | 4 | 0.20205 | 3.9856e-06 | 1.213e-06 | 0.18487 | 3.6466e-06 | 1.1098e-06 | 0.24832 | 0.001373 | 1.7502e-06 | 0.2272 | 0.0012562 | 1.6013e-06 | 31.2886 | 3.9816 | 0.07876 | 35.349 | 13.4094 | 2.1967 | 0.035004 | 15.6412 | 28.6273 | 3.6429 | 0.072061 | 32.3423 | 12.2688 | 2.0099 | 0.032027 | 14.3108
Upstate | 2023 | 9 | 5 | 0.22543 | 4.4468e-06 | 1.3534e-06 | 0.20626 | 4.0686e-06 | 1.2383e-06 | 0.27706 | 0.0015318 | 1.9527e-06 | 0.25349 | 0.0014015 | 1.7866e-06 | 34.9091 | 4.4423 | 0.087873 | 39.4393 | 14.9611 | 2.4509 | 0.039055 | 17.451 | 31.9398 | 4.0645 | 0.080399 | 36.0847 | 13.6885 | 2.2425 | 0.035733 | 15.9667
Upstate | 2023 | 9 | 6 | 0.27642 | 5.4525e-06 | 1.6594e-06 | 0.2529 | 4.9887e-06 | 1.5183e-06 | 0.33971 | 0.0018783 | 2.3943e-06 | 0.31082 | 0.0017185 | 2.1907e-06 | 42.8038 | 5.4469 | 0.10775 | 48.3584 | 18.3445 | 3.0052 | 0.047887 | 21.3976 | 39.163 | 4.9836 | 0.098581 | 44.2452 | 16.7841 | 2.7496 | 0.043814 | 19.5775
Upstate | 2023 | 9 | 7 | 0.27523 | 5.429e-06 | 1.6523e-06 | 0.25182 | 4.9672e-06 | 1.5118e-06 | 0.33825 | 0.0018702 | 2.384e-06 | 0.30948 | 0.0017111 | 2.1813e-06 | 42.6195 | 5.4235 | 0.10728 | 48.1503 | 18.2655 | 2.9923 | 0.047681 | 21.3055 | 38.9944 | 4.9622 | 0.098157 | 44.0547 | 16.7119 | 2.7378 | 0.043625 | 19.4933
Upstate | 2023 | 9 | 8 | 0.23329 | 4.6019e-06 | 1.4006e-06 | 0.21345 | 4.2104e-06 | 1.2814e-06 | 0.28672 | 0.0015852 | 2.0208e-06 | 0.26233 | 0.0014504 | 1.8489e-06 | 36.1263 | 4.5972 | 0.090937 | 40.8144 | 15.4827 | 2.5364 | 0.040416 | 18.0595 | 33.0534 | 4.2062 | 0.083202 | 37.3428 | 14.1658 | 2.3206 | 0.036979 | 16.5234
Upstate | 2023 | 9 | 9 | 0.19591 | 3.8644e-06 | 1.1761e-06 | 0.17925 | 3.5357e-06 | 1.0761e-06 | 0.24077 | 0.0013312 | 1.697e-06 | 0.22029 | 0.001218 | 1.5527e-06 | 30.3373 | 3.8605 | 0.076365 | 34.2742 | 13.0017 | 2.13 | 0.03394 | 15.1656 | 27.7569 | 3.5322 | 0.069869 | 31.3589 | 11.8958 | 1.9488 | 0.031053 | 13.8756
Upstate | 2023 | 9 | 10 | 0.18059 | 3.5622e-06 | 1.0841e-06 | 0.16523 | 3.2592e-06 | 9.9193e-07 | 0.22194 | 0.0012271 | 1.5643e-06 | 0.20306 | 0.0011227 | 1.4312e-06 | 27.9643 | 3.5586 | 0.070392 | 31.5933 | 11.9847 | 1.9633 | 0.031285 | 13.9793 | 25.5857 | 3.2559 | 0.064404 | 28.906 | 10.9653 | 1.7963 | 0.028624 | 12.7903
Upstate | 2023 | 9 | 11 | 0.17607 | 3.4731e-06 | 1.057e-06 | 0.16109 | 3.1777e-06 | 9.6712e-07 | 0.21639 | 0.0011964 | 1.5251e-06 | 0.19798 | 0.0010946 | 1.3954e-06 | 27.265 | 3.4696 | 0.068631 | 30.8032 | 11.685 | 1.9143 | 0.030503 | 13.6298 | 24.9459 | 3.1745 | 0.062794 | 28.1832 | 10.6911 | 1.7514 | 0.027908 | 12.4704
Upstate | 2023 | 9 | 12 | 0.18021 | 3.5547e-06 | 1.0819e-06 | 0.16488 | 3.2524e-06 | 9.8985e-07 | 0.22147 | 0.0012245 | 1.561e-06 | 0.20264 | 0.0011204 | 1.4282e-06 | 27.9058 | 3.5511 | 0.070244 | 31.5272 | 11.9596 | 1.9592 | 0.03122 | 13.9501 | 25.5322 | 3.2491 | 0.06427 | 28.8455 | 10.9424 | 1.7926 | 0.028564 | 12.7635
Upstate | 2023 | 9 | 13 | 0.19922 | 3.9296e-06 | 1.196e-06 | 0.18227 | 3.5954e-06 | 1.0943e-06 | 0.24483 | 0.0013537 | 1.7256e-06 | 0.22401 | 0.0012385 | 1.5789e-06 | 30.8491 | 3.9257 | 0.077653 | 34.8524 | 13.221 | 2.1659 | 0.034513 | 15.4214 | 28.2252 | 3.5918 | 0.071048 | 31.888 | 12.0965 | 1.9817 | 0.031577 | 14.1097
Upstate | 2023 | 9 | 14 | 0.21163 | 4.1745e-06 | 1.2705e-06 | 0.19363 | 3.8194e-06 | 1.1624e-06 | 0.26009 | 0.001438 | 1.8332e-06 | 0.23797 | 0.0013157 | 1.6772e-06 | 32.7713 | 4.1703 | 0.082492 | 37.0241 | 14.0448 | 2.3008 | 0.036663 | 16.3823 | 29.9838 | 3.8156 | 0.075475 | 33.8749 | 12.8502 | 2.1051 | 0.033545 | 14.9889
Upstate | 2023 | 9 | 15 | 0.23441 | 4.6238e-06 | 1.4072e-06 | 0.21447 | 4.2305e-06 | 1.2875e-06 | 0.28808 | 0.0015928 | 2.0305e-06 | 0.26358 | 0.0014573 | 1.8577e-06 | 36.2984 | 4.6191 | 0.09137 | 41.0089 | 15.5565 | 2.5485 | 0.040609 | 18.1456 | 33.211 | 4.2262 | 0.083599 | 37.5208 | 14.2333 | 2.3317 | 0.037155 | 16.6021
Upstate | 2023 | 9 | 16 | 0.26792 | 5.2849e-06 | 1.6085e-06 | 0.24513 | 4.8354e-06 | 1.4716e-06 | 0.32927 | 0.0018205 | 2.3208e-06 | 0.30127 | 0.0016657 | 2.1234e-06 | 41.4885 | 5.2796 | 0.10443 | 46.8725 | 17.7808 | 2.9129 | 0.046415 | 20.7401 | 37.9596 | 4.8305 | 0.095552 | 42.8856 | 16.2684 | 2.6651 | 0.042467 | 18.976
Upstate | 2023 | 9 | 17 | 0.23576 | 4.6506e-06 | 1.4154e-06 | 0.21571 | 4.255e-06 | 1.295e-06 | 0.28975 | 0.001602 | 2.0422e-06 | 0.26511 | 0.0014658 | 1.8685e-06 | 36.5087 | 4.6459 | 0.0919 | 41.2465 | 15.6466 | 2.5632 | 0.040844 | 18.2507 | 33.4034 | 4.2507 | 0.084083 | 37.7382 | 14.3157 | 2.3452 | 0.03737 | 16.6983
Upstate | 2023 | 9 | 18 | 0.25644 | 5.0585e-06 | 1.5395e-06 | 0.23463 | 4.6282e-06 | 1.4086e-06 | 0.31517 | 0.0017425 | 2.2213e-06 | 0.28836 | 0.0015943 | 2.0324e-06 | 39.7108 | 5.0534 | 0.09996 | 44.8642 | 17.0189 | 2.7881 | 0.044427 | 19.8514 | 36.3331 | 4.6235 | 0.091458 | 41.0481 | 15.5713 | 2.5509 | 0.040648 | 18.1629
Upstate | 2023 | 9 | 19 | 0.24745 | 4.8811e-06 | 1.4856e-06 | 0.2264 | 4.466e-06 | 1.3592e-06 | 0.30412 | 0.0016814 | 2.1435e-06 | 0.27825 | 0.0015384 | 1.9611e-06 | 38.3186 | 4.8762 | 0.096456 | 43.2913 | 16.4223 | 2.6903 | 0.042869 | 19.1555 | 35.0593 | 4.4614 | 0.088251 | 39.609 | 15.0254 | 2.4615 | 0.039223 | 17.5261
Upstate | 2023 | 9 | 20 | 0.24014 | 4.737e-06 | 1.4417e-06 | 0.21972 | 4.334e-06 | 1.3191e-06 | 0.29513 | 0.0016318 | 2.0801e-06 | 0.27003 | 0.001493 | 1.9032e-06 | 37.1868 | 4.7322 | 0.093607 | 42.0126 | 15.9372 | 2.6109 | 0.041603 | 18.5897 | 34.0238 | 4.3297 | 0.085645 | 38.4391 | 14.5816 | 2.3888 | 0.038064 | 17.0085
Upstate | 2023 | 9 | 21 | 0.23395 | 4.6147e-06 | 1.4045e-06 | 0.21405 | 4.2222e-06 | 1.285e-06 | 0.28752 | 0.0015897 | 2.0265e-06 | 0.26306 | 0.0014545 | 1.8541e-06 | 36.2273 | 4.6101 | 0.091191 | 40.9285 | 15.526 | 2.5435 | 0.040529 | 18.11 | 33.1459 | 4.2179 | 0.083435 | 37.4472 | 14.2054 | 2.3271 | 0.037082 | 16.5696
Upstate | 2023 | 9 | 22 | 0.21841 | 4.3083e-06 | 1.3112e-06 | 0.19983 | 3.9418e-06 | 1.1997e-06 | 0.26842 | 0.0014841 | 1.8919e-06 | 0.24559 | 0.0013579 | 1.731e-06 | 33.8215 | 4.3039 | 0.085135 | 38.2105 | 14.4949 | 2.3746 | 0.037838 | 16.9073 | 30.9447 | 3.9378 | 0.077894 | 34.9604 | 13.262 | 2.1726 | 0.03462 | 15.4692
Upstate | 2023 | 9 | 23 | 0.24598 | 4.8522e-06 | 1.4767e-06 | 0.22506 | 4.4395e-06 | 1.3511e-06 | 0.30231 | 0.0016715 | 2.1307e-06 | 0.2766 | 0.0015293 | 1.9495e-06 | 38.0912 | 4.8473 | 0.095883 | 43.0343 | 16.3248 | 2.6743 | 0.042615 | 19.0418 | 34.8512 | 4.435 | 0.087727 | 39.3739 | 14.9362 | 2.4469 | 0.03899 | 17.4221
Upstate | 2023 | 9 | 24 | 0.24293 | 4.792e-06 | 1.4584e-06 | 0.22227 | 4.3844e-06 | 1.3344e-06 | 0.29856 | 0.0016507 | 2.1043e-06 | 0.27317 | 0.0015103 | 1.9253e-06 | 37.6189 | 4.7872 | 0.094694 | 42.5008 | 16.1224 | 2.6412 | 0.042086 | 18.8057 | 34.4191 | 4.38 | 0.08664 | 38.8858 | 14.7511 | 2.4165 | 0.038507 | 17.2061
Upstate | 2023 | 10 | 1 | 0.22016 | 4.3428e-06 | 1.3217e-06 | 0.20144 | 3.9734e-06 | 1.2093e-06 | 0.27058 | 0.001496 | 1.9071e-06 | 0.24756 | 0.0013688 | 1.7449e-06 | 34.0926 | 4.3384 | 0.085818 | 38.5169 | 14.6111 | 2.3936 | 0.038141 | 17.0429 | 31.1928 | 3.9694 | 0.078518 | 35.2407 | 13.3683 | 2.19 | 0.034897 | 15.5932
Upstate | 2023 | 10 | 2 | 0.21152 | 4.1723e-06 | 1.2698e-06 | 0.19353 | 3.8174e-06 | 1.1618e-06 | 0.25995 | 0.0014373 | 1.8322e-06 | 0.23784 | 0.001315 | 1.6763e-06 | 32.7538 | 4.1681 | 0.082448 | 37.0043 | 14.0374 | 2.2996 | 0.036643 | 16.3736 | 29.9679 | 3.8135 | 0.075435 | 33.8568 | 12.8434 | 2.104 | 0.033527 | 14.9809
Upstate | 2023 | 10 | 3 | 0.21214 | 4.1845e-06 | 1.2736e-06 | 0.19409 | 3.8286e-06 | 1.1652e-06 | 0.26071 | 0.0014415 | 1.8376e-06 | 0.23854 | 0.0013189 | 1.6813e-06 | 32.8501 | 4.1803 | 0.08269 | 37.113 | 14.0786 | 2.3064 | 0.036751 | 16.4217 | 30.0559 | 3.8247 | 0.075657 | 33.9563 | 12.8811 | 2.1102 | 0.033625 | 15.0249
Upstate | 2023 | 10 | 4 | 0.22054 | 4.3502e-06 | 1.324e-06 | 0.20178 | 3.9802e-06 | 1.2114e-06 | 0.27104 | 0.0014986 | 1.9103e-06 | 0.24798 | 0.0013711 | 1.7478e-06 | 34.1508 | 4.3458 | 0.085964 | 38.5826 | 14.636 | 2.3977 | 0.038206 | 17.0719 | 31.246 | 3.9762 | 0.078652 | 35.3008 | 13.3911 | 2.1937 | 0.034957 | 15.6198
Upstate | 2023 | 10 | 5 | 0.24864 | 4.9046e-06 | 1.4927e-06 | 0.22749 | 4.4874e-06 | 1.3657e-06 | 0.30558 | 0.0016895 | 2.1538e-06 | 0.27959 | 0.0015458 | 1.9706e-06 | 38.5029 | 4.8996 | 0.096919 | 43.4994 | 16.5012 | 2.7032 | 0.043075 | 19.2476 | 35.2279 | 4.4829 | 0.088676 | 39.7995 | 15.0977 | 2.4733 | 0.039411 | 17.6104
Upstate | 2023 | 10 | 6 | 0.30096 | 5.9366e-06 | 1.8068e-06 | 0.27536 | 5.4317e-06 | 1.6531e-06 | 0.36988 | 0.002045 | 2.607e-06 | 0.33842 | 0.0018711 | 2.3852e-06 | 46.6046 | 5.9306 | 0.11731 | 52.6525 | 19.9734 | 3.2721 | 0.052139 | 23.2976 | 42.6405 | 5.4262 | 0.10733 | 48.174 | 18.2745 | 2.9937 | 0.047704 | 21.316
Upstate | 2023 | 10 | 7 | 0.29295 | 5.7785e-06 | 1.7587e-06 | 0.26803 | 5.287e-06 | 1.6091e-06 | 0.36003 | 0.0019906 | 2.5375e-06 | 0.3294 | 0.0018213 | 2.3217e-06 | 45.3635 | 5.7727 | 0.11419 | 51.2504 | 19.4415 | 3.1849 | 0.050751 | 22.6772 | 41.505 | 5.2817 | 0.10448 | 46.8912 | 17.7879 | 2.914 | 0.046434 | 20.7483
Upstate | 2023 | 10 | 8 | 0.28162 | 5.5551e-06 | 1.6907e-06 | 0.25767 | 5.0826e-06 | 1.5469e-06 | 0.34611 | 0.0019136 | 2.4394e-06 | 0.31667 | 0.0017508 | 2.2319e-06 | 43.6096 | 5.5495 | 0.10977 | 49.2688 | 18.6898 | 3.0618 | 0.048788 | 21.8004 | 39.9002 | 5.0775 | 0.10044 | 45.0781 | 17.1001 | 2.8014 | 0.044639 | 19.9461
Upstate | 2023 | 10 | 9 | 0.25201 | 4.9711e-06 | 1.5129e-06 | 0.23058 | 4.5482e-06 | 1.3842e-06 | 0.30972 | 0.0017124 | 2.183e-06 | 0.28338 | 0.0015668 | 1.9973e-06 | 39.0247 | 4.966 | 0.098233 | 44.089 | 16.7249 | 2.7399 | 0.043659 | 19.5084 | 35.7053 | 4.5436 | 0.089877 | 40.3388 | 15.3023 | 2.5068 | 0.039945 | 17.8491
Upstate | 2023 | 10 | 10 | 0.23831 | 4.7008e-06 | 1.4307e-06 | 0.21804 | 4.3009e-06 | 1.309e-06 | 0.29288 | 0.0016193 | 2.0642e-06 | 0.26797 | 0.0014816 | 1.8887e-06 | 36.9026 | 4.696 | 0.092891 | 41.6915 | 15.8154 | 2.5909 | 0.041285 | 18.4476 | 33.7638 | 4.2966 | 0.08499 | 38.1453 | 14.4702 | 2.3705 | 0.037773 | 16.8785
Upstate | 2023 | 10 | 11 | 0.23239 | 4.584e-06 | 1.3951e-06 | 0.21262 | 4.1941e-06 | 1.2765e-06 | 0.2856 | 0.0015791 | 2.013e-06 | 0.26131 | 0.0014448 | 1.8417e-06 | 35.9859 | 4.5793 | 0.090584 | 40.6558 | 15.4225 | 2.5265 | 0.040259 | 17.9893 | 32.925 | 4.1898 | 0.082879 | 37.1977 | 14.1107 | 2.3116 | 0.036835 | 16.4592
Upstate | 2023 | 10 | 12 | 0.22578 | 4.4536e-06 | 1.3555e-06 | 0.20658 | 4.0748e-06 | 1.2402e-06 | 0.27748 | 0.0015342 | 1.9557e-06 | 0.25388 | 0.0014037 | 1.7894e-06 | 34.9625 | 4.4491 | 0.088007 | 39.4996 | 14.9839 | 2.4547 | 0.039114 | 17.4777 | 31.9887 | 4.0707 | 0.080522 | 36.1399 | 13.7094 | 2.2459 | 0.035787 | 15.9911
Upstate | 2023 | 10 | 13 | 0.24297 | 4.7927e-06 | 1.4587e-06 | 0.2223 | 4.3851e-06 | 1.3346e-06 | 0.29861 | 0.001651 | 2.1046e-06 | 0.27321 | 0.0015106 | 1.9256e-06 | 37.6246 | 4.7879 | 0.094709 | 42.5072 | 16.1248 | 2.6416 | 0.042093 | 18.8085 | 34.4244 | 4.3806 | 0.086653 | 38.8916 | 14.7533 | 2.4169 | 0.038512 | 17.2087
Upstate | 2023 | 10 | 14 | 0.26493 | 5.2258e-06 | 1.5905e-06 | 0.24239 | 4.7813e-06 | 1.4552e-06 | 0.32559 | 0.0018002 | 2.2948e-06 | 0.2979 | 0.0016471 | 2.0996e-06 | 41.0247 | 5.2205 | 0.10327 | 46.3485 | 17.582 | 2.8803 | 0.045897 | 20.5082 | 37.5352 | 4.7765 | 0.094484 | 42.4062 | 16.0865 | 2.6353 | 0.041993 | 18.7638
Upstate | 2023 | 10 | 15 | 0.27823 | 5.4883e-06 | 1.6703e-06 | 0.25457 | 5.0215e-06 | 1.5283e-06 | 0.34194 | 0.0018906 | 2.4101e-06 | 0.31286 | 0.0017298 | 2.2051e-06 | 43.0849 | 5.4827 | 0.10845 | 48.676 | 18.4649 | 3.0249 | 0.048201 | 21.5381 | 39.4202 | 5.0164 | 0.099228 | 44.5357 | 16.8944 | 2.7677 | 0.044101 | 19.7061
Upstate | 2023 | 10 | 16 | 0.3118 | 6.1504e-06 | 1.8719e-06 | 0.28528 | 5.6273e-06 | 1.7126e-06 | 0.3832 | 0.0021187 | 2.7008e-06 | 0.3506 | 0.0019385 | 2.4711e-06 | 48.2828 | 6.1442 | 0.12154 | 54.5486 | 20.6926 | 3.3899 | 0.054017 | 24.1366 | 44.176 | 5.6216 | 0.1112 | 49.9088 | 18.9326 | 3.1016 | 0.049422 | 22.0836
Upstate | 2023 | 10 | 17 | 0.30269 | 5.9708e-06 | 1.8172e-06 | 0.27695 | 5.463e-06 | 1.6626e-06 | 0.37201 | 0.0020568 | 2.622e-06 | 0.34037 | 0.0018819 | 2.3989e-06 | 46.873 | 5.9648 | 0.11799 | 52.9558 | 20.0884 | 3.2909 | 0.052439 | 23.4318 | 42.8861 | 5.4574 | 0.10795 | 48.4515 | 18.3798 | 3.011 | 0.047979 | 21.4387
Upstate | 2023 | 10 | 18 | 0.31979 | 6.308e-06 | 1.9198e-06 | 0.29259 | 5.7715e-06 | 1.7565e-06 | 0.39302 | 0.002173 | 2.77e-06 | 0.35959 | 0.0019881 | 2.5344e-06 | 49.5201 | 6.3016 | 0.12465 | 55.9464 | 21.2229 | 3.4768 | 0.055401 | 24.7551 | 45.3081 | 5.7656 | 0.11405 | 51.1877 | 19.4177 | 3.181 | 0.050689 | 22.6495
Upstate | 2023 | 10 | 19 | 0.32924 | 6.4944e-06 | 1.9766e-06 | 0.30123 | 5.942e-06 | 1.8084e-06 | 0.40463 | 0.0022372 | 2.8519e-06 | 0.37021 | 0.0020469 | 2.6093e-06 | 50.9834 | 6.4878 | 0.12834 | 57.5996 | 21.85 | 3.5795 | 0.057038 | 25.4866 | 46.6469 | 5.936 | 0.11742 | 52.7003 | 19.9915 | 3.275 | 0.052186 | 23.3187
Upstate | 2023 | 10 | 20 | 0.30675 | 6.0508e-06 | 1.8415e-06 | 0.28066 | 5.5361e-06 | 1.6849e-06 | 0.37699 | 0.0020844 | 2.6571e-06 | 0.34492 | 0.0019071 | 2.4311e-06 | 47.5007 | 6.0447 | 0.11957 | 53.665 | 20.3575 | 3.335 | 0.053142 | 23.7456 | 43.4604 | 5.5305 | 0.1094 | 49.1003 | 18.6259 | 3.0513 | 0.048622 | 21.7258
Upstate | 2023 | 10 | 21 | 0.29201 | 5.76e-06 | 1.753e-06 | 0.26717 | 5.2701e-06 | 1.6039e-06 | 0.35887 | 0.0019842 | 2.5294e-06 | 0.32835 | 0.0018154 | 2.3142e-06 | 45.2179 | 5.7541 | 0.11382 | 51.0859 | 19.3791 | 3.1747 | 0.050588 | 22.6044 | 41.3717 | 5.2647 | 0.10414 | 46.7406 | 17.7307 | 2.9047 | 0.046285 | 20.6817
Upstate | 2023 | 10 | 22 | 0.29386 | 5.7966e-06 | 1.7642e-06 | 0.26887 | 5.3035e-06 | 1.6141e-06 | 0.36115 | 0.0019968 | 2.5455e-06 | 0.33043 | 0.001827 | 2.3289e-06 | 45.5052 | 5.7907 | 0.11455 | 51.4105 | 19.5022 | 3.1949 | 0.050909 | 22.748 | 41.6346 | 5.2982 | 0.1048 | 47.0376 | 17.8434 | 2.9231 | 0.046579 | 20.8131
Upstate | 2023 | 10 | 23 | 0.27342 | 5.3934e-06 | 1.6415e-06 | 0.25017 | 4.9347e-06 | 1.5019e-06 | 0.33603 | 0.0018579 | 2.3684e-06 | 0.30745 | 0.0016999 | 2.167e-06 | 42.3403 | 5.388 | 0.10658 | 47.8349 | 18.1459 | 2.9727 | 0.047368 | 21.1659 | 38.739 | 4.9297 | 0.097514 | 43.7661 | 16.6024 | 2.7198 | 0.043339 | 19.3656
Upstate | 2023 | 10 | 24 | 0.23573 | 4.6499e-06 | 1.4152e-06 | 0.21568 | 4.2544e-06 | 1.2948e-06 | 0.28971 | 0.0016018 | 2.0419e-06 | 0.26506 | 0.0014655 | 1.8682e-06 | 36.503 | 4.6451 | 0.091885 | 41.24 | 15.6441 | 2.5628 | 0.040838 | 18.2478 | 33.3981 | 4.25 | 0.08407 | 37.7323 | 14.3135 | 2.3449 | 0.037364 | 16.6957
Upstate | 2023 | 11 | 1 | 0.27941 | 5.5115e-06 | 1.6774e-06 | 0.25564 | 5.0427e-06 | 1.5347e-06 | 0.34339 | 0.0018986 | 2.4203e-06 | 0.31418 | 0.0017371 | 2.2144e-06 | 43.2672 | 5.5059 | 0.10891 | 48.882 | 18.5431 | 3.0377 | 0.048405 | 21.6292 | 39.587 | 5.0376 | 0.099648 | 44.7242 | 16.9659 | 2.7794 | 0.044288 | 19.7895
Upstate | 2023 | 11 | 2 | 0.25863 | 5.1015e-06 | 1.5526e-06 | 0.23663 | 4.6676e-06 | 1.4206e-06 | 0.31785 | 0.0017574 | 2.2402e-06 | 0.29081 | 0.0016079 | 2.0497e-06 | 40.0488 | 5.0964 | 0.10081 | 45.246 | 17.1638 | 2.8118 | 0.044805 | 20.0204 | 36.6424 | 4.6629 | 0.092236 | 41.3975 | 15.7039 | 2.5726 | 0.040994 | 18.3175
Upstate | 2023 | 11 | 3 | 0.27204 | 5.3662e-06 | 1.6332e-06 | 0.2489 | 4.9097e-06 | 1.4943e-06 | 0.33434 | 0.0018485 | 2.3564e-06 | 0.3059 | 0.0016913 | 2.156e-06 | 42.1263 | 5.3607 | 0.10604 | 47.5931 | 18.0541 | 2.9576 | 0.047129 | 21.0589 | 38.5431 | 4.9048 | 0.097021 | 43.5449 | 16.5185 | 2.7061 | 0.04312 | 19.2677
Upstate | 2023 | 11 | 4 | 0.27956 | 5.5145e-06 | 1.6783e-06 | 0.25578 | 5.0455e-06 | 1.5356e-06 | 0.34358 | 0.0018996 | 2.4216e-06 | 0.31436 | 0.0017381 | 2.2156e-06 | 43.2911 | 5.509 | 0.10897 | 48.909 | 18.5533 | 3.0394 | 0.048432 | 21.6412 | 39.6088 | 5.0404 | 0.099703 | 44.7489 | 16.9752 | 2.7809 | 0.044313 | 19.8004
Upstate | 2023 | 11 | 5 | 0.27558 | 5.4361e-06 | 1.6545e-06 | 0.25214 | 4.9737e-06 | 1.5137e-06 | 0.33869 | 0.0018726 | 2.3871e-06 | 0.30988 | 0.0017133 | 2.1841e-06 | 42.6749 | 5.4305 | 0.10742 | 48.2128 | 18.2892 | 2.9962 | 0.047743 | 21.3331 | 39.0451 | 4.9686 | 0.098284 | 44.112 | 16.7336 | 2.7413 | 0.043682 | 19.5186
Upstate | 2023 | 11 | 6 | 0.29591 | 5.837e-06 | 1.7765e-06 | 0.27074 | 5.3405e-06 | 1.6254e-06 | 0.36367 | 0.0020107 | 2.5632e-06 | 0.33273 | 0.0018397 | 2.3452e-06 | 45.8221 | 5.831 | 0.11534 | 51.7685 | 19.638 | 3.2171 | 0.051264 | 22.9064 | 41.9246 | 5.3351 | 0.10553 | 47.3652 | 17.9677 | 2.9435 | 0.046903 | 20.9581
Upstate | 2023 | 11 | 7 | 0.31705 | 6.254e-06 | 1.9034e-06 | 0.29008 | 5.722e-06 | 1.7415e-06 | 0.38965 | 0.0021544 | 2.7463e-06 | 0.35651 | 0.0019711 | 2.5127e-06 | 49.0959 | 6.2476 | 0.12358 | 55.4671 | 21.0411 | 3.447 | 0.054926 | 24.543 | 44.9199 | 5.7162 | 0.11307 | 50.7492 | 19.2514 | 3.1538 | 0.050254 | 22.4554
Upstate | 2023 | 11 | 8 | 0.3063 | 6.0419e-06 | 1.8388e-06 | 0.28025 | 5.528e-06 | 1.6824e-06 | 0.37644 | 0.0020813 | 2.6532e-06 | 0.34442 | 0.0019043 | 2.4275e-06 | 47.4311 | 6.0358 | 0.11939 | 53.5863 | 20.3276 | 3.3301 | 0.053064 | 23.7108 | 43.3967 | 5.5224 | 0.10924 | 49.0284 | 18.5986 | 3.0468 | 0.04855 | 21.694
Upstate | 2023 | 11 | 9 | 0.29117 | 5.7435e-06 | 1.748e-06 | 0.26641 | 5.255e-06 | 1.5993e-06 | 0.35785 | 0.0019785 | 2.5222e-06 | 0.32741 | 0.0018102 | 2.3076e-06 | 45.0887 | 5.7377 | 0.1135 | 50.9399 | 19.3237 | 3.1656 | 0.050443 | 22.5398 | 41.2536 | 5.2497 | 0.10384 | 46.6071 | 17.6801 | 2.8964 | 0.046153 | 20.6226
Upstate | 2023 | 11 | 10 | 0.28351 | 5.5924e-06 | 1.702e-06 | 0.25939 | 5.1167e-06 | 1.5573e-06 | 0.34843 | 0.0019264 | 2.4558e-06 | 0.31879 | 0.0017626 | 2.2469e-06 | 43.9019 | 5.5867 | 0.11051 | 49.5991 | 18.8151 | 3.0823 | 0.049115 | 21.9465 | 40.1677 | 5.1115 | 0.10111 | 45.3803 | 17.2147 | 2.8201 | 0.044938 | 20.0798
Upstate | 2023 | 11 | 11 | 0.28748 | 5.6707e-06 | 1.7259e-06 | 0.26303 | 5.1884e-06 | 1.5791e-06 | 0.35331 | 0.0019534 | 2.4902e-06 | 0.32326 | 0.0017873 | 2.2784e-06 | 44.5171 | 5.665 | 0.11206 | 50.2941 | 19.0788 | 3.1255 | 0.049804 | 22.2541 | 40.7306 | 5.1831 | 0.10253 | 46.0162 | 17.456 | 2.8597 | 0.045567 | 20.3612
Upstate | 2023 | 11 | 12 | 0.29024 | 5.7251e-06 | 1.7424e-06 | 0.26555 | 5.2382e-06 | 1.5942e-06 | 0.3567 | 0.0019722 | 2.5141e-06 | 0.32636 | 0.0018044 | 2.3002e-06 | 44.9443 | 5.7193 | 0.11313 | 50.7768 | 19.2618 | 3.1555 | 0.050282 | 22.4676 | 41.1214 | 5.2329 | 0.10351 | 46.4578 | 17.6235 | 2.8871 | 0.046005 | 20.5566
Upstate | 2023 | 11 | 13 | 0.29731 | 5.8647e-06 | 1.7849e-06 | 0.27202 | 5.3658e-06 | 1.6331e-06 | 0.36539 | 0.0020202 | 2.5753e-06 | 0.33431 | 0.0018484 | 2.3563e-06 | 46.0396 | 5.8587 | 0.11589 | 52.0142 | 19.7312 | 3.2324 | 0.051507 | 23.0151 | 42.1235 | 5.3604 | 0.10603 | 47.59 | 18.0529 | 2.9575 | 0.047126 | 21.0575
Upstate | 2023 | 11 | 14 | 0.30852 | 6.0857e-06 | 1.8522e-06 | 0.28228 | 5.568e-06 | 1.6946e-06 | 0.37916 | 0.0020964 | 2.6724e-06 | 0.34691 | 0.0019181 | 2.4451e-06 | 47.7747 | 6.0795 | 0.12026 | 53.9744 | 20.4749 | 3.3542 | 0.053448 | 23.8825 | 43.7111 | 5.5624 | 0.11003 | 49.3835 | 18.7333 | 3.0689 | 0.048902 | 21.8511
Upstate | 2023 | 11 | 15 | 0.32274 | 6.3663e-06 | 1.9376e-06 | 0.29529 | 5.8248e-06 | 1.7728e-06 | 0.39665 | 0.002193 | 2.7956e-06 | 0.36291 | 0.0020065 | 2.5578e-06 | 49.9774 | 6.3598 | 0.1258 | 56.4631 | 21.4189 | 3.5089 | 0.055912 | 24.9837 | 45.7265 | 5.8189 | 0.1151 | 51.6605 | 19.5971 | 3.2104 | 0.051157 | 22.8586
Upstate | 2023 | 11 | 16 | 0.34214 | 6.7489e-06 | 2.054e-06 | 0.31304 | 6.1748e-06 | 1.8793e-06 | 0.42048 | 0.0023248 | 2.9636e-06 | 0.38472 | 0.0021271 | 2.7116e-06 | 52.981 | 6.742 | 0.13336 | 59.8564 | 22.7061 | 3.7197 | 0.059273 | 26.4852 | 48.4745 | 6.1686 | 0.12202 | 54.7651 | 20.7748 | 3.4034 | 0.054231 | 24.2324
Upstate | 2023 | 11 | 17 | 0.35669 | 7.036e-06 | 2.1414e-06 | 0.32635 | 6.4375e-06 | 1.9592e-06 | 0.43837 | 0.0024237 | 3.0897e-06 | 0.40108 | 0.0022176 | 2.8269e-06 | 55.2348 | 7.0288 | 0.13904 | 62.4027 | 23.672 | 3.878 | 0.061794 | 27.6118 | 50.5366 | 6.431 | 0.12721 | 57.0948 | 21.6586 | 3.5481 | 0.056538 | 25.2632
Upstate | 2023 | 11 | 18 | 0.35996 | 7.1005e-06 | 2.161e-06 | 0.32935 | 6.4965e-06 | 1.9772e-06 | 0.44239 | 0.002446 | 3.118e-06 | 0.40476 | 0.0022379 | 2.8528e-06 | 55.7412 | 7.0933 | 0.14031 | 62.9748 | 23.8891 | 3.9135 | 0.062361 | 27.865 | 51 | 6.4899 | 0.12838 | 57.6183 | 21.8572 | 3.5807 | 0.057056 | 25.4949
Upstate | 2023 | 11 | 19 | 0.3558 | 7.0183e-06 | 2.136e-06 | 0.32553 | 6.4213e-06 | 1.9543e-06 | 0.43727 | 0.0024176 | 3.0819e-06 | 0.40008 | 0.002212 | 2.8198e-06 | 55.0959 | 7.0112 | 0.13869 | 62.2457 | 23.6125 | 3.8682 | 0.061639 | 27.5424 | 50.4095 | 6.4148 | 0.12689 | 56.9512 | 21.6041 | 3.5392 | 0.056396 | 25.1997
Upstate | 2023 | 11 | 20 | 0.34246 | 6.7552e-06 | 2.0559e-06 | 0.31333 | 6.1806e-06 | 1.881e-06 | 0.42088 | 0.002327 | 2.9664e-06 | 0.38508 | 0.0021291 | 2.7141e-06 | 53.0304 | 6.7483 | 0.13349 | 59.9122 | 22.7273 | 3.7232 | 0.059328 | 26.5098 | 48.5197 | 6.1743 | 0.12213 | 54.8162 | 20.7942 | 3.4065 | 0.054282 | 24.255
Upstate | 2023 | 11 | 21 | 0.33307 | 6.57e-06 | 1.9996e-06 | 0.30474 | 6.0112e-06 | 1.8295e-06 | 0.40934 | 0.0022632 | 2.8851e-06 | 0.37452 | 0.0020707 | 2.6397e-06 | 51.5767 | 6.5633 | 0.12983 | 58.2699 | 22.1043 | 3.6212 | 0.057702 | 25.7832 | 47.1897 | 6.0051 | 0.11879 | 53.3136 | 20.2242 | 3.3131 | 0.052794 | 23.5901
Upstate | 2023 | 11 | 22 | 0.30371 | 5.9909e-06 | 1.8233e-06 | 0.27788 | 5.4813e-06 | 1.6682e-06 | 0.37326 | 0.0020637 | 2.6308e-06 | 0.34151 | 0.0018882 | 2.407e-06 | 47.0307 | 5.9848 | 0.11839 | 53.1339 | 20.156 | 3.302 | 0.052616 | 23.5106 | 43.0303 | 5.4758 | 0.10832 | 48.6144 | 18.4416 | 3.0211 | 0.04814 | 21.5108
Upstate | 2023 | 11 | 23 | 0.28822 | 5.6854e-06 | 1.7303e-06 | 0.26371 | 5.2018e-06 | 1.5831e-06 | 0.35422 | 0.0019585 | 2.4966e-06 | 0.32409 | 0.0017919 | 2.2843e-06 | 44.6321 | 5.6796 | 0.11235 | 50.424 | 19.128 | 3.1336 | 0.049932 | 22.3115 | 40.8358 | 5.1965 | 0.10279 | 46.1351 | 17.501 | 2.867 | 0.045685 | 20.4138
Upstate | 2023 | 11 | 24 | 0.27962 | 5.5156e-06 | 1.6787e-06 | 0.25583 | 5.0464e-06 | 1.5359e-06 | 0.34364 | 0.0019 | 2.4221e-06 | 0.31441 | 0.0017384 | 2.216e-06 | 43.2992 | 5.51 | 0.10899 | 48.9182 | 18.5568 | 3.04 | 0.048441 | 21.6452 | 39.6163 | 5.0413 | 0.099722 | 44.7573 | 16.9784 | 2.7814 | 0.044321 | 19.8041
Upstate | 2023 | 12 | 1 | 0.29556 | 5.8301e-06 | 1.7744e-06 | 0.27042 | 5.3342e-06 | 1.6234e-06 | 0.36324 | 0.0020083 | 2.5602e-06 | 0.33234 | 0.0018375 | 2.3424e-06 | 45.768 | 5.8242 | 0.11521 | 51.7074 | 19.6149 | 3.2133 | 0.051203 | 22.8794 | 41.8751 | 5.3288 | 0.10541 | 47.3093 | 17.9465 | 2.94 | 0.046848 | 20.9333
Upstate | 2023 | 12 | 2 | 0.29793 | 5.8769e-06 | 1.7886e-06 | 0.27259 | 5.377e-06 | 1.6365e-06 | 0.36616 | 0.0020245 | 2.5807e-06 | 0.33501 | 0.0018523 | 2.3612e-06 | 46.1356 | 5.8709 | 0.11613 | 52.1226 | 19.7724 | 3.2391 | 0.051614 | 23.0631 | 42.2114 | 5.3716 | 0.10625 | 47.6892 | 18.0906 | 2.9636 | 0.047224 | 21.1014
Upstate | 2023 | 12 | 3 | 0.29511 | 5.8211e-06 | 1.7716e-06 | 0.27 | 5.326e-06 | 1.621e-06 | 0.36268 | 0.0020052 | 2.5562e-06 | 0.33183 | 0.0018347 | 2.3388e-06 | 45.6978 | 5.8152 | 0.11503 | 51.6281 | 19.5848 | 3.2084 | 0.051125 | 22.8443 | 41.8109 | 5.3206 | 0.10525 | 47.2367 | 17.9189 | 2.9355 | 0.046776 | 20.9012
Upstate | 2023 | 12 | 4 | 0.2958 | 5.8349e-06 | 1.7758e-06 | 0.27064 | 5.3386e-06 | 1.6248e-06 | 0.36354 | 0.00201 | 2.5623e-06 | 0.33262 | 0.001839 | 2.3443e-06 | 45.806 | 5.829 | 0.1153 | 51.7503 | 19.6311 | 3.216 | 0.051246 | 22.8984 | 41.9098 | 5.3332 | 0.1055 | 47.3485 | 17.9614 | 2.9424 | 0.046887 | 20.9507
Upstate | 2023 | 12 | 5 | 0.28621 | 5.6457e-06 | 1.7183e-06 | 0.26187 | 5.1655e-06 | 1.5721e-06 | 0.35175 | 0.0019448 | 2.4792e-06 | 0.32183 | 0.0017794 | 2.2683e-06 | 44.321 | 5.64 | 0.11156 | 50.0726 | 18.9947 | 3.1117 | 0.049584 | 22.1561 | 40.5512 | 5.1603 | 0.10208 | 45.8136 | 17.3791 | 2.8471 | 0.045367 | 20.2715
Upstate | 2023 | 12 | 6 | 0.30645 | 6.0448e-06 | 1.8397e-06 | 0.28038 | 5.5307e-06 | 1.6832e-06 | 0.37662 | 0.0020823 | 2.6545e-06 | 0.34458 | 0.0019052 | 2.4287e-06 | 47.4539 | 6.0387 | 0.11945 | 53.6121 | 20.3374 | 3.3317 | 0.053089 | 23.7222 | 43.4176 | 5.5251 | 0.10929 | 49.0519 | 18.6075 | 3.0483 | 0.048574 | 21.7044
Upstate | 2023 | 12 | 7 | 0.31871 | 6.2868e-06 | 1.9134e-06 | 0.29161 | 5.7521e-06 | 1.7506e-06 | 0.3917 | 0.0021657 | 2.7607e-06 | 0.35838 | 0.0019815 | 2.5259e-06 | 49.3537 | 6.2805 | 0.12423 | 55.7584 | 21.1516 | 3.4651 | 0.055215 | 24.6719 | 45.1558 | 5.7463 | 0.11367 | 51.0157 | 19.3525 | 3.1703 | 0.050518 | 22.5734
Upstate | 2023 | 12 | 8 | 0.32003 | 6.3127e-06 | 1.9212e-06 | 0.2928 | 5.7757e-06 | 1.7578e-06 | 0.39331 | 0.0021746 | 2.7721e-06 | 0.35985 | 0.0019896 | 2.5363e-06 | 49.5567 | 6.3063 | 0.12474 | 55.9877 | 21.2386 | 3.4793 | 0.055442 | 24.7733 | 45.3415 | 5.7699 | 0.11413 | 51.2255 | 19.4321 | 3.1834 | 0.050726 | 22.6662
Upstate | 2023 | 12 | 9 | 0.304 | 5.9966e-06 | 1.8251e-06 | 0.27815 | 5.4866e-06 | 1.6698e-06 | 0.37362 | 0.0020657 | 2.6333e-06 | 0.34184 | 0.00189 | 2.4093e-06 | 47.0758 | 5.9906 | 0.1185 | 53.1848 | 20.1753 | 3.3051 | 0.052666 | 23.5331 | 43.0716 | 5.481 | 0.10842 | 48.6611 | 18.4593 | 3.024 | 0.048187 | 21.5315
Upstate | 2023 | 12 | 10 | 0.28348 | 5.5918e-06 | 1.7018e-06 | 0.25937 | 5.1161e-06 | 1.5571e-06 | 0.34839 | 0.0019262 | 2.4555e-06 | 0.31876 | 0.0017624 | 2.2466e-06 | 43.8972 | 5.5861 | 0.1105 | 49.5938 | 18.8131 | 3.082 | 0.04911 | 21.9442 | 40.1634 | 5.1109 | 0.1011 | 45.3754 | 17.2129 | 2.8198 | 0.044933 | 20.0777
Upstate | 2023 | 12 | 11 | 0.28661 | 5.6535e-06 | 1.7206e-06 | 0.26223 | 5.1726e-06 | 1.5743e-06 | 0.35224 | 0.0019475 | 2.4826e-06 | 0.32228 | 0.0017819 | 2.2715e-06 | 44.3821 | 5.6478 | 0.11172 | 50.1416 | 19.0209 | 3.116 | 0.049653 | 22.1866 | 40.607 | 5.1674 | 0.10222 | 45.8766 | 17.403 | 2.851 | 0.045429 | 20.2994
Upstate | 2023 | 12 | 12 | 0.29213 | 5.7624e-06 | 1.7538e-06 | 0.26728 | 5.2722e-06 | 1.6046e-06 | 0.35902 | 0.001985 | 2.5304e-06 | 0.32848 | 0.0018162 | 2.3152e-06 | 45.2365 | 5.7565 | 0.11387 | 51.1069 | 19.3871 | 3.176 | 0.050609 | 22.6137 | 41.3888 | 5.2669 | 0.10418 | 46.7598 | 17.738 | 2.9059 | 0.046304 | 20.6902
Upstate | 2023 | 12 | 13 | 0.2843 | 5.6079e-06 | 1.7068e-06 | 0.26012 | 5.1309e-06 | 1.5616e-06 | 0.3494 | 0.0019318 | 2.4626e-06 | 0.31968 | 0.0017675 | 2.2531e-06 | 44.0241 | 5.6022 | 0.11082 | 49.7372 | 18.8675 | 3.0909 | 0.049252 | 22.0076 | 40.2795 | 5.1257 | 0.10139 | 45.5066 | 17.2627 | 2.828 | 0.045063 | 20.1357
Upstate | 2023 | 12 | 14 | 0.288 | 5.681e-06 | 1.729e-06 | 0.26351 | 5.1978e-06 | 1.5819e-06 | 0.35395 | 0.001957 | 2.4947e-06 | 0.32385 | 0.0017905 | 2.2825e-06 | 44.598 | 5.6753 | 0.11226 | 50.3856 | 19.1134 | 3.1312 | 0.049894 | 22.2945 | 40.8046 | 5.1925 | 0.10271 | 46.0999 | 17.4877 | 2.8649 | 0.04565 | 20.3982
Upstate | 2023 | 12 | 15 | 0.28929 | 5.7063e-06 | 1.7367e-06 | 0.26468 | 5.221e-06 | 1.589e-06 | 0.35553 | 0.0019657 | 2.5058e-06 | 0.32529 | 0.0017985 | 2.2927e-06 | 44.7968 | 5.7006 | 0.11276 | 50.6101 | 19.1986 | 3.1451 | 0.050117 | 22.3939 | 40.9865 | 5.2157 | 0.10317 | 46.3053 | 17.5656 | 2.8776 | 0.045854 | 20.4891
Upstate | 2023 | 12 | 16 | 0.30626 | 6.0412e-06 | 1.8386e-06 | 0.28021 | 5.5273e-06 | 1.6822e-06 | 0.37639 | 0.002081 | 2.6529e-06 | 0.34438 | 0.001904 | 2.4272e-06 | 47.4251 | 6.035 | 0.11938 | 53.5795 | 20.3251 | 3.3297 | 0.053057 | 23.7078 | 43.3913 | 5.5217 | 0.10922 | 49.0222 | 18.5963 | 3.0465 | 0.048544 | 21.6913
Upstate | 2023 | 12 | 17 | 0.31034 | 6.1217e-06 | 1.8631e-06 | 0.28395 | 5.601e-06 | 1.7047e-06 | 0.38141 | 0.0021088 | 2.6882e-06 | 0.34897 | 0.0019294 | 2.4596e-06 | 48.0575 | 6.1155 | 0.12097 | 54.2939 | 20.5961 | 3.3741 | 0.053764 | 24.0239 | 43.9698 | 5.5953 | 0.11068 | 49.6758 | 18.8442 | 3.0871 | 0.049191 | 21.9805
Upstate | 2023 | 12 | 18 | 0.31982 | 6.3087e-06 | 1.92e-06 | 0.29262 | 5.7721e-06 | 1.7567e-06 | 0.39306 | 0.0021732 | 2.7703e-06 | 0.35963 | 0.0019884 | 2.5347e-06 | 49.5253 | 6.3023 | 0.12466 | 55.9523 | 21.2251 | 3.4771 | 0.055407 | 24.7577 | 45.3128 | 5.7662 | 0.11406 | 51.1931 | 19.4198 | 3.1814 | 0.050694 | 22.6518
Upstate | 2023 | 12 | 19 | 0.30683 | 6.0524e-06 | 1.842e-06 | 0.28073 | 5.5376e-06 | 1.6854e-06 | 0.37709 | 0.0020849 | 2.6578e-06 | 0.34502 | 0.0019076 | 2.4317e-06 | 47.5137 | 6.0463 | 0.1196 | 53.6796 | 20.363 | 3.3359 | 0.053156 | 23.7521 | 43.4723 | 5.532 | 0.10943 | 49.1137 | 18.631 | 3.0521 | 0.048635 | 21.7318
Upstate | 2023 | 12 | 20 | 0.30491 | 6.0146e-06 | 1.8305e-06 | 0.27898 | 5.503e-06 | 1.6748e-06 | 0.37473 | 0.0020719 | 2.6412e-06 | 0.34286 | 0.0018957 | 2.4165e-06 | 47.2163 | 6.0085 | 0.11885 | 53.3436 | 20.2356 | 3.315 | 0.052823 | 23.6034 | 43.2002 | 5.4974 | 0.10874 | 48.8063 | 18.5144 | 3.033 | 0.04833 | 21.5957
Upstate | 2023 | 12 | 21 | 0.30654 | 6.0466e-06 | 1.8403e-06 | 0.28046 | 5.5323e-06 | 1.6837e-06 | 0.37673 | 0.0020829 | 2.6552e-06 | 0.34469 | 0.0019058 | 2.4294e-06 | 47.4679 | 6.0405 | 0.11949 | 53.6279 | 20.3434 | 3.3327 | 0.053105 | 23.7292 | 43.4304 | 5.5267 | 0.10932 | 49.0664 | 18.613 | 3.0492 | 0.048588 | 21.7108
Upstate | 2023 | 12 | 22 | 0.31711 | 6.2552e-06 | 1.9038e-06 | 0.29014 | 5.7232e-06 | 1.7418e-06 | 0.38973 | 0.0021548 | 2.7469e-06 | 0.35658 | 0.0019715 | 2.5132e-06 | 49.1057 | 6.2489 | 0.12361 | 55.4782 | 21.0453 | 3.4477 | 0.054937 | 24.5479 | 44.9289 | 5.7174 | 0.11309 | 50.7594 | 19.2552 | 3.1544 | 0.050264 | 22.4599
Upstate | 2023 | 12 | 23 | 0.30917 | 6.0985e-06 | 1.8561e-06 | 0.28287 | 5.5798e-06 | 1.6982e-06 | 0.37996 | 0.0021008 | 2.678e-06 | 0.34764 | 0.0019221 | 2.4502e-06 | 47.8753 | 6.0923 | 0.12051 | 54.0881 | 20.518 | 3.3613 | 0.053561 | 23.9328 | 43.8031 | 5.5741 | 0.11026 | 49.4875 | 18.7728 | 3.0754 | 0.049005 | 21.8972
Upstate | 2023 | 12 | 24 | 0.30195 | 5.9561e-06 | 1.8127e-06 | 0.27627 | 5.4495e-06 | 1.6585e-06 | 0.37109 | 0.0020518 | 2.6155e-06 | 0.33953 | 0.0018772 | 2.393e-06 | 46.7577 | 5.9501 | 0.1177 | 52.8255 | 20.039 | 3.2828 | 0.05231 | 23.3741 | 42.7806 | 5.444 | 0.10769 | 48.3322 | 18.3345 | 3.0036 | 0.047861 | 21.386
Upstate | 2024 | 1 | 1 | 0.26824 | 5.2912e-06 | 1.6104e-06 | 0.21988 | 4.3372e-06 | 1.32e-06 | 0.32967 | 0.0018227 | 2.3235e-06 | 0.27022 | 0.0014941 | 1.9046e-06 | 42.1974 | 5.2859 | 0.10456 | 47.5878 | 18.1317 | 3.0986 | 0.046471 | 21.2768 | 34.5887 | 4.3328 | 0.085706 | 39.0071 | 14.8623 | 2.5399 | 0.038092 | 17.4403
Upstate | 2024 | 1 | 2 | 0.26286 | 5.1851e-06 | 1.5781e-06 | 0.21547 | 4.2502e-06 | 1.2935e-06 | 0.32306 | 0.0017862 | 2.277e-06 | 0.26481 | 0.0014641 | 1.8664e-06 | 41.3513 | 5.1799 | 0.10246 | 46.6336 | 17.7681 | 3.0365 | 0.045539 | 20.8501 | 33.8951 | 4.2459 | 0.083988 | 38.225 | 14.5643 | 2.489 | 0.037328 | 17.0906
Upstate | 2024 | 1 | 3 | 0.26332 | 5.1941e-06 | 1.5808e-06 | 0.21584 | 4.2576e-06 | 1.2958e-06 | 0.32362 | 0.0017893 | 2.2809e-06 | 0.26527 | 0.0014666 | 1.8696e-06 | 41.4231 | 5.1889 | 0.10264 | 46.7146 | 17.799 | 3.0418 | 0.045618 | 20.8863 | 33.954 | 4.2533 | 0.084133 | 38.2914 | 14.5896 | 2.4933 | 0.037393 | 17.1203
Upstate | 2024 | 1 | 4 | 0.25533 | 5.0364e-06 | 1.5328e-06 | 0.20929 | 4.1283e-06 | 1.2564e-06 | 0.31379 | 0.0017349 | 2.2117e-06 | 0.25721 | 0.0014221 | 1.8129e-06 | 40.1654 | 5.0313 | 0.099525 | 45.2963 | 17.2586 | 2.9494 | 0.044233 | 20.2522 | 32.9231 | 4.1241 | 0.081579 | 37.1288 | 14.1467 | 2.4176 | 0.036257 | 16.6005
Upstate | 2024 | 1 | 5 | 0.25939 | 5.1167e-06 | 1.5572e-06 | 0.21262 | 4.1941e-06 | 1.2765e-06 | 0.31879 | 0.0017626 | 2.2469e-06 | 0.26131 | 0.0014448 | 1.8417e-06 | 40.8052 | 5.1115 | 0.10111 | 46.0178 | 17.5335 | 2.9964 | 0.044938 | 20.5748 | 33.4475 | 4.1898 | 0.082878 | 37.7202 | 14.372 | 2.4561 | 0.036835 | 16.8649
Upstate | 2024 | 1 | 6 | 0.26548 | 5.2367e-06 | 1.5938e-06 | 0.21761 | 4.2925e-06 | 1.3064e-06 | 0.32627 | 0.0018039 | 2.2996e-06 | 0.26744 | 0.0014787 | 1.885e-06 | 41.7628 | 5.2314 | 0.10348 | 47.0977 | 17.9449 | 3.0667 | 0.045992 | 21.0576 | 34.2324 | 4.2881 | 0.084823 | 38.6054 | 14.7093 | 2.5137 | 0.037699 | 17.2607
Upstate | 2024 | 1 | 7 | 0.27108 | 5.3472e-06 | 1.6274e-06 | 0.2222 | 4.383e-06 | 1.334e-06 | 0.33315 | 0.001842 | 2.3481e-06 | 0.27308 | 0.0015099 | 1.9247e-06 | 42.6435 | 5.3418 | 0.10566 | 48.0909 | 18.3234 | 3.1314 | 0.046962 | 21.5017 | 34.9543 | 4.3786 | 0.086612 | 39.4195 | 15.0194 | 2.5668 | 0.038494 | 17.6247
Upstate | 2024 | 1 | 8 | 0.27023 | 5.3304e-06 | 1.6223e-06 | 0.2215 | 4.3693e-06 | 1.3298e-06 | 0.33211 | 0.0018362 | 2.3408e-06 | 0.27223 | 0.0015051 | 1.9187e-06 | 42.5101 | 5.325 | 0.10533 | 47.9405 | 18.2661 | 3.1216 | 0.046815 | 21.4345 | 34.845 | 4.3649 | 0.086341 | 39.2962 | 14.9725 | 2.5587 | 0.038374 | 17.5696
Upstate | 2024 | 1 | 9 | 0.26918 | 5.3097e-06 | 1.616e-06 | 0.22064 | 4.3523e-06 | 1.3246e-06 | 0.33082 | 0.0018291 | 2.3317e-06 | 0.27117 | 0.0014993 | 1.9112e-06 | 42.3449 | 5.3044 | 0.10492 | 47.7542 | 18.1951 | 3.1095 | 0.046633 | 21.3512 | 34.7096 | 4.3479 | 0.086006 | 39.1435 | 14.9143 | 2.5488 | 0.038225 | 17.5013
Upstate | 2024 | 1 | 10 | 0.25652 | 5.06e-06 | 1.54e-06 | 0.21027 | 4.1477e-06 | 1.2623e-06 | 0.31526 | 0.0017431 | 2.222e-06 | 0.25842 | 0.0014288 | 1.8214e-06 | 40.3536 | 5.0549 | 0.099991 | 45.5085 | 17.3394 | 2.9632 | 0.04444 | 20.3471 | 33.0774 | 4.1435 | 0.081961 | 37.3028 | 14.2129 | 2.4289 | 0.036427 | 16.6783
Upstate | 2024 | 1 | 11 | 0.2562 | 5.0537e-06 | 1.5381e-06 | 0.21001 | 4.1425e-06 | 1.2608e-06 | 0.31487 | 0.0017409 | 2.2192e-06 | 0.25809 | 0.001427 | 1.8191e-06 | 40.3032 | 5.0486 | 0.099866 | 45.4516 | 17.3178 | 2.9595 | 0.044385 | 20.3217 | 33.036 | 4.1383 | 0.081859 | 37.2561 | 14.1952 | 2.4259 | 0.036382 | 16.6574
Upstate | 2024 | 1 | 12 | 0.2582 | 5.0931e-06 | 1.5501e-06 | 0.21164 | 4.1748e-06 | 1.2706e-06 | 0.31732 | 0.0017545 | 2.2365e-06 | 0.26011 | 0.0014381 | 1.8333e-06 | 40.6174 | 5.088 | 0.10064 | 45.806 | 17.4528 | 2.9826 | 0.044731 | 20.4801 | 33.2936 | 4.1705 | 0.082497 | 37.5466 | 14.3058 | 2.4448 | 0.036665 | 16.7873
Upstate | 2024 | 1 | 13 | 0.26153 | 5.1589e-06 | 1.5701e-06 | 0.21438 | 4.2287e-06 | 1.287e-06 | 0.32142 | 0.0017771 | 2.2654e-06 | 0.26347 | 0.0014567 | 1.857e-06 | 41.1422 | 5.1537 | 0.10194 | 46.3978 | 17.6783 | 3.0211 | 0.045309 | 20.7447 | 33.7237 | 4.2244 | 0.083563 | 38.0317 | 14.4907 | 2.4764 | 0.037139 | 17.0042
Upstate | 2024 | 1 | 14 | 0.26568 | 5.2408e-06 | 1.595e-06 | 0.21778 | 4.2958e-06 | 1.3074e-06 | 0.32652 | 0.0018053 | 2.3014e-06 | 0.26765 | 0.0014798 | 1.8864e-06 | 41.7948 | 5.2354 | 0.10356 | 47.1338 | 17.9587 | 3.0691 | 0.046027 | 21.0738 | 34.2587 | 4.2914 | 0.084888 | 38.635 | 14.7205 | 2.5157 | 0.037728 | 17.2739
Upstate | 2024 | 1 | 15 | 0.26576 | 5.2422e-06 | 1.5955e-06 | 0.21784 | 4.297e-06 | 1.3078e-06 | 0.32661 | 0.0018058 | 2.302e-06 | 0.26772 | 0.0014802 | 1.8869e-06 | 41.8065 | 5.2369 | 0.10359 | 47.147 | 17.9637 | 3.0699 | 0.04604 | 21.0797 | 34.2683 | 4.2926 | 0.084912 | 38.6458 | 14.7247 | 2.5164 | 0.037739 | 17.2788
Upstate | 2024 | 1 | 16 | 0.26535 | 5.2343e-06 | 1.593e-06 | 0.21751 | 4.2905e-06 | 1.3058e-06 | 0.32612 | 0.0018031 | 2.2985e-06 | 0.26731 | 0.001478 | 1.8841e-06 | 41.7429 | 5.2289 | 0.10343 | 47.0753 | 17.9364 | 3.0652 | 0.04597 | 21.0476 | 34.2162 | 4.2861 | 0.084783 | 38.5871 | 14.7023 | 2.5125 | 0.037681 | 17.2525
Upstate | 2024 | 1 | 17 | 0.27071 | 5.3399e-06 | 1.6252e-06 | 0.2219 | 4.377e-06 | 1.3321e-06 | 0.3327 | 0.0018395 | 2.3449e-06 | 0.27271 | 0.0015078 | 1.9221e-06 | 42.5854 | 5.3345 | 0.10552 | 48.0254 | 18.2984 | 3.1271 | 0.046898 | 21.4724 | 34.9067 | 4.3726 | 0.086494 | 39.3659 | 14.999 | 2.5633 | 0.038442 | 17.6007
Upstate | 2024 | 1 | 18 | 0.26114 | 5.1511e-06 | 1.5677e-06 | 0.21405 | 4.2223e-06 | 1.285e-06 | 0.32093 | 0.0017744 | 2.262e-06 | 0.26307 | 0.0014545 | 1.8541e-06 | 41.0797 | 5.1459 | 0.10179 | 46.3273 | 17.6514 | 3.0165 | 0.04524 | 20.7132 | 33.6725 | 4.218 | 0.083436 | 37.9739 | 14.4686 | 2.4726 | 0.037083 | 16.9784
Upstate | 2024 | 1 | 19 | 0.248 | 4.8919e-06 | 1.4889e-06 | 0.20328 | 4.0099e-06 | 1.2204e-06 | 0.30479 | 0.0016852 | 2.1482e-06 | 0.24983 | 0.0013813 | 1.7609e-06 | 39.013 | 4.887 | 0.096669 | 43.9967 | 16.7634 | 2.8648 | 0.042964 | 19.6712 | 31.9785 | 4.0058 | 0.079238 | 36.0635 | 13.7408 | 2.3482 | 0.035217 | 16.1242
Upstate | 2024 | 1 | 20 | 0.25165 | 4.964e-06 | 1.5108e-06 | 0.20628 | 4.0689e-06 | 1.2384e-06 | 0.30928 | 0.00171 | 2.1798e-06 | 0.25351 | 0.0014017 | 1.7868e-06 | 39.5878 | 4.959 | 0.098093 | 44.6448 | 17.0104 | 2.907 | 0.043597 | 19.9609 | 32.4496 | 4.0648 | 0.080406 | 36.5948 | 13.9432 | 2.3828 | 0.035736 | 16.3617
Upstate | 2024 | 1 | 21 | 0.24813 | 4.8944e-06 | 1.4896e-06 | 0.20339 | 4.0119e-06 | 1.221e-06 | 0.30494 | 0.001686 | 2.1493e-06 | 0.24996 | 0.001382 | 1.7617e-06 | 39.0329 | 4.8895 | 0.096718 | 44.0191 | 16.7719 | 2.8662 | 0.042986 | 19.6812 | 31.9948 | 4.0078 | 0.079279 | 36.0819 | 13.7478 | 2.3494 | 0.035235 | 16.1324
Upstate | 2024 | 1 | 22 | 0.25022 | 4.9358e-06 | 1.5022e-06 | 0.2051 | 4.0458e-06 | 1.2313e-06 | 0.30752 | 0.0017003 | 2.1675e-06 | 0.25207 | 0.0013937 | 1.7766e-06 | 39.3627 | 4.9308 | 0.097536 | 44.391 | 16.9137 | 2.8905 | 0.043349 | 19.8475 | 32.2651 | 4.0417 | 0.079949 | 36.3868 | 13.8639 | 2.3693 | 0.035533 | 16.2687
Upstate | 2024 | 1 | 23 | 0.26729 | 5.2725e-06 | 1.6047e-06 | 0.2191 | 4.3218e-06 | 1.3153e-06 | 0.3285 | 0.0018163 | 2.3153e-06 | 0.26927 | 0.0014888 | 1.8978e-06 | 42.0479 | 5.2672 | 0.10419 | 47.4193 | 18.0675 | 3.0876 | 0.046306 | 21.2014 | 34.4662 | 4.3174 | 0.085403 | 38.869 | 14.8097 | 2.5309 | 0.037957 | 17.3785
Upstate | 2024 | 1 | 24 | 0.27408 | 5.4063e-06 | 1.6454e-06 | 0.22466 | 4.4315e-06 | 1.3487e-06 | 0.33684 | 0.0018624 | 2.3741e-06 | 0.2761 | 0.0015266 | 1.946e-06 | 43.1153 | 5.4009 | 0.10683 | 48.6229 | 18.5261 | 3.166 | 0.047482 | 21.7396 | 35.341 | 4.427 | 0.08757 | 39.8556 | 15.1856 | 2.5951 | 0.03892 | 17.8197
Upstate | 2024 | 2 | 1 | 0.23202 | 4.5767e-06 | 1.3929e-06 | 0.19018 | 3.7515e-06 | 1.1418e-06 | 0.28515 | 0.0015766 | 2.0098e-06 | 0.23373 | 0.0012923 | 1.6474e-06 | 36.4993 | 4.5721 | 0.09044 | 41.1619 | 15.6833 | 2.6802 | 0.040196 | 18.4037 | 29.9181 | 3.7477 | 0.074133 | 33.7399 | 12.8554 | 2.1969 | 0.032948 | 15.0853
Upstate | 2024 | 2 | 2 | 0.2243 | 4.4245e-06 | 1.3466e-06 | 0.18386 | 3.6267e-06 | 1.1038e-06 | 0.27567 | 0.0015241 | 1.9429e-06 | 0.22596 | 0.0012493 | 1.5926e-06 | 35.2853 | 4.42 | 0.087432 | 39.7927 | 15.1616 | 2.5911 | 0.038859 | 17.7916 | 28.9229 | 3.623 | 0.071667 | 32.6176 | 12.4278 | 2.1239 | 0.031852 | 14.5835
Upstate | 2024 | 2 | 3 | 0.2184 | 4.3081e-06 | 1.3112e-06 | 0.17902 | 3.5313e-06 | 1.0748e-06 | 0.26842 | 0.0014841 | 1.8918e-06 | 0.22002 | 0.0012165 | 1.5507e-06 | 34.3573 | 4.3038 | 0.085133 | 38.7462 | 14.7629 | 2.5229 | 0.037837 | 17.3236 | 28.1622 | 3.5278 | 0.069782 | 31.7598 | 12.101 | 2.068 | 0.031014 | 14.2
Upstate | 2024 | 2 | 4 | 0.21708 | 4.282e-06 | 1.3032e-06 | 0.17793 | 3.5099e-06 | 1.0682e-06 | 0.26678 | 0.001475 | 1.8803e-06 | 0.21868 | 0.0012091 | 1.5413e-06 | 34.1484 | 4.2776 | 0.084615 | 38.5106 | 14.6731 | 2.5076 | 0.037607 | 17.2183 | 27.991 | 3.5063 | 0.069358 | 31.5667 | 12.0274 | 2.0554 | 0.030826 | 14.1136
Upstate | 2024 | 2 | 5 | 0.22189 | 4.3769e-06 | 1.3321e-06 | 0.18188 | 3.5877e-06 | 1.0919e-06 | 0.2727 | 0.0015077 | 1.922e-06 | 0.22353 | 0.0012359 | 1.5755e-06 | 34.9053 | 4.3724 | 0.086491 | 39.3642 | 14.9984 | 2.5631 | 0.03844 | 17.5999 | 28.6114 | 3.584 | 0.070895 | 32.2663 | 12.294 | 2.101 | 0.031509 | 14.4265
Upstate | 2024 | 2 | 6 | 0.23665 | 4.668e-06 | 1.4207e-06 | 0.19398 | 3.8263e-06 | 1.1645e-06 | 0.29084 | 0.001608 | 2.0499e-06 | 0.2384 | 0.0013181 | 1.6803e-06 | 37.2273 | 4.6633 | 0.092244 | 41.9828 | 15.9961 | 2.7337 | 0.040997 | 18.7707 | 30.5147 | 3.8224 | 0.075611 | 34.4128 | 13.1118 | 2.2407 | 0.033605 | 15.3861
Upstate | 2024 | 2 | 7 | 0.23881 | 4.7107e-06 | 1.4337e-06 | 0.19575 | 3.8613e-06 | 1.1752e-06 | 0.2935 | 0.0016227 | 2.0686e-06 | 0.24058 | 0.0013301 | 1.6956e-06 | 37.5676 | 4.7059 | 0.093088 | 42.3666 | 16.1423 | 2.7586 | 0.041372 | 18.9424 | 30.7937 | 3.8574 | 0.076303 | 34.7274 | 13.2317 | 2.2612 | 0.033912 | 15.5268
Upstate | 2024 | 2 | 8 | 0.23022 | 4.5412e-06 | 1.3821e-06 | 0.18871 | 3.7224e-06 | 1.1329e-06 | 0.28294 | 0.0015644 | 1.9942e-06 | 0.23192 | 0.0012823 | 1.6346e-06 | 36.2163 | 4.5366 | 0.089739 | 40.8427 | 15.5617 | 2.6594 | 0.039884 | 18.261 | 29.686 | 3.7186 | 0.073558 | 33.4782 | 12.7557 | 2.1799 | 0.032692 | 14.9683
Upstate | 2024 | 2 | 9 | 0.2156 | 4.2528e-06 | 1.2943e-06 | 0.17672 | 3.486e-06 | 1.0609e-06 | 0.26497 | 0.001465 | 1.8675e-06 | 0.21719 | 0.0012008 | 1.5308e-06 | 33.9158 | 4.2485 | 0.084039 | 38.2483 | 14.5732 | 2.4905 | 0.037351 | 17.101 | 27.8004 | 3.4824 | 0.068886 | 31.3517 | 11.9455 | 2.0414 | 0.030616 | 14.0175
Upstate | 2024 | 2 | 10 | 0.20706 | 4.0843e-06 | 1.2431e-06 | 0.16972 | 3.3479e-06 | 1.0189e-06 | 0.25447 | 0.001407 | 1.7936e-06 | 0.20859 | 0.0011533 | 1.4702e-06 | 32.5724 | 4.0802 | 0.08071 | 36.7333 | 13.996 | 2.3918 | 0.035871 | 16.4237 | 26.6992 | 3.3445 | 0.066157 | 30.1098 | 11.4723 | 1.9606 | 0.029403 | 13.4623
Upstate | 2024 | 2 | 11 | 0.19632 | 3.8725e-06 | 1.1786e-06 | 0.16092 | 3.1742e-06 | 9.6607e-07 | 0.24127 | 0.001334 | 1.7005e-06 | 0.19777 | 0.0010934 | 1.3939e-06 | 30.8828 | 3.8686 | 0.076523 | 34.8279 | 13.27 | 2.2678 | 0.03401 | 15.5717 | 25.3143 | 3.171 | 0.062725 | 28.548 | 10.8772 | 1.8589 | 0.027878 | 12.764
Upstate | 2024 | 2 | 12 | 0.18621 | 3.6731e-06 | 1.1179e-06 | 0.15263 | 3.0108e-06 | 9.1633e-07 | 0.22885 | 0.0012653 | 1.613e-06 | 0.18759 | 0.0010372 | 1.3221e-06 | 29.2928 | 3.6694 | 0.072584 | 33.0347 | 12.5867 | 2.151 | 0.032259 | 14.77 | 24.0109 | 3.0077 | 0.059496 | 27.0782 | 10.3172 | 1.7632 | 0.026443 | 12.1068
Upstate | 2024 | 2 | 13 | 0.18521 | 3.6534e-06 | 1.1119e-06 | 0.15182 | 2.9947e-06 | 9.1142e-07 | 0.22762 | 0.0012585 | 1.6043e-06 | 0.18658 | 0.0010316 | 1.315e-06 | 29.1358 | 3.6497 | 0.072195 | 32.8578 | 12.5193 | 2.1395 | 0.032087 | 14.6909 | 23.8823 | 2.9916 | 0.059177 | 26.9331 | 10.2619 | 1.7537 | 0.026301 | 12.0419
Upstate | 2024 | 2 | 14 | 0.18054 | 3.5613e-06 | 1.0839e-06 | 0.14799 | 2.9192e-06 | 8.8844e-07 | 0.22188 | 0.0012268 | 1.5639e-06 | 0.18188 | 0.0010056 | 1.2819e-06 | 28.4012 | 3.5577 | 0.070374 | 32.0293 | 12.2037 | 2.0855 | 0.031278 | 14.3205 | 23.2801 | 2.9162 | 0.057685 | 26.254 | 10.0032 | 1.7095 | 0.025638 | 11.7383
Upstate | 2024 | 2 | 15 | 0.18871 | 3.7224e-06 | 1.1329e-06 | 0.15468 | 3.0512e-06 | 9.2862e-07 | 0.23192 | 0.0012823 | 1.6346e-06 | 0.1901 | 0.0010511 | 1.3399e-06 | 29.6858 | 3.7186 | 0.073557 | 33.478 | 12.7556 | 2.1799 | 0.032692 | 14.9682 | 24.3331 | 3.0481 | 0.060294 | 27.4415 | 10.4556 | 1.7868 | 0.026797 | 12.2692
Upstate | 2024 | 2 | 16 | 0.20591 | 4.0616e-06 | 1.2361e-06 | 0.16878 | 3.3293e-06 | 1.0133e-06 | 0.25306 | 0.0013991 | 1.7836e-06 | 0.20743 | 0.0011469 | 1.462e-06 | 32.3913 | 4.0575 | 0.080261 | 36.5291 | 13.9181 | 2.3785 | 0.035672 | 16.3324 | 26.5508 | 3.3259 | 0.065789 | 29.9425 | 11.4085 | 1.9497 | 0.02924 | 13.3874
Upstate | 2024 | 2 | 17 | 0.22906 | 4.5184e-06 | 1.3752e-06 | 0.18776 | 3.7037e-06 | 1.1272e-06 | 0.28152 | 0.0015565 | 1.9842e-06 | 0.23076 | 0.0012758 | 1.6264e-06 | 36.0341 | 4.5138 | 0.089288 | 40.6372 | 15.4834 | 2.646 | 0.039683 | 18.1691 | 29.5367 | 3.6999 | 0.073188 | 33.3098 | 12.6915 | 2.1689 | 0.032528 | 14.893
Upstate | 2024 | 2 | 18 | 0.23205 | 4.5774e-06 | 1.3931e-06 | 0.19021 | 3.752e-06 | 1.1419e-06 | 0.28519 | 0.0015768 | 2.0101e-06 | 0.23377 | 0.0012925 | 1.6476e-06 | 36.5042 | 4.5727 | 0.090452 | 41.1673 | 15.6854 | 2.6806 | 0.040201 | 18.4061 | 29.922 | 3.7482 | 0.074143 | 33.7444 | 12.8571 | 2.1972 | 0.032952 | 15.0873
Upstate | 2024 | 2 | 19 | 0.2429 | 4.7914e-06 | 1.4583e-06 | 0.1991 | 3.9275e-06 | 1.1953e-06 | 0.29853 | 0.0016505 | 2.1041e-06 | 0.2447 | 0.0013529 | 1.7247e-06 | 38.2112 | 4.7865 | 0.094682 | 43.0925 | 16.4189 | 2.8059 | 0.042081 | 19.2669 | 31.3213 | 3.9235 | 0.07761 | 35.3224 | 13.4584 | 2.3 | 0.034493 | 15.7928
Upstate | 2024 | 2 | 20 | 0.22891 | 4.5153e-06 | 1.3742e-06 | 0.18763 | 3.7012e-06 | 1.1264e-06 | 0.28133 | 0.0015554 | 1.9828e-06 | 0.2306 | 0.001275 | 1.6253e-06 | 36.0096 | 4.5108 | 0.089227 | 40.6096 | 15.4729 | 2.6442 | 0.039656 | 18.1568 | 29.5167 | 3.6974 | 0.073138 | 33.2872 | 12.6829 | 2.1675 | 0.032506 | 14.8829
Upstate | 2024 | 2 | 21 | 0.22227 | 4.3844e-06 | 1.3344e-06 | 0.18219 | 3.5938e-06 | 1.0938e-06 | 0.27316 | 0.0015103 | 1.9253e-06 | 0.22391 | 0.001238 | 1.5781e-06 | 34.965 | 4.3799 | 0.086639 | 39.4316 | 15.024 | 2.5675 | 0.038506 | 17.6301 | 28.6604 | 3.5902 | 0.071017 | 32.3216 | 12.315 | 2.1046 | 0.031563 | 14.4512
Upstate | 2024 | 2 | 22 | 0.23423 | 4.6203e-06 | 1.4062e-06 | 0.19199 | 3.7872e-06 | 1.1526e-06 | 0.28786 | 0.0015916 | 2.0289e-06 | 0.23596 | 0.0013046 | 1.6631e-06 | 36.8463 | 4.6156 | 0.0913 | 41.5532 | 15.8324 | 2.7057 | 0.040578 | 18.5787 | 30.2025 | 3.7833 | 0.074838 | 34.0606 | 12.9776 | 2.2178 | 0.033261 | 15.2287
Upstate | 2024 | 2 | 23 | 0.24361 | 4.8054e-06 | 1.4625e-06 | 0.19969 | 3.939e-06 | 1.1988e-06 | 0.2994 | 0.0016554 | 2.1102e-06 | 0.24541 | 0.0013569 | 1.7297e-06 | 38.3231 | 4.8006 | 0.09496 | 43.2187 | 16.467 | 2.8141 | 0.042204 | 19.3233 | 31.413 | 3.935 | 0.077837 | 35.4258 | 13.4978 | 2.3067 | 0.034594 | 15.8391
Upstate | 2024 | 2 | 24 | 0.25071 | 4.9454e-06 | 1.5051e-06 | 0.2055 | 4.0537e-06 | 1.2337e-06 | 0.30812 | 0.0017036 | 2.1717e-06 | 0.25256 | 0.0013964 | 1.7801e-06 | 39.4391 | 4.9404 | 0.097725 | 44.4772 | 16.9465 | 2.8961 | 0.043433 | 19.886 | 32.3278 | 4.0496 | 0.080104 | 36.4574 | 13.8908 | 2.3739 | 0.035602 | 16.3003
Upstate | 2024 | 3 | 1 | 0.26307 | 5.1892e-06 | 1.5793e-06 | 0.21563 | 4.2535e-06 | 1.2945e-06 | 0.32331 | 0.0017876 | 2.2787e-06 | 0.26501 | 0.0014652 | 1.8678e-06 | 41.3833 | 5.1839 | 0.10254 | 46.6697 | 17.7819 | 3.0388 | 0.045574 | 20.8663 | 33.9214 | 4.2492 | 0.084053 | 38.2546 | 14.5756 | 2.4909 | 0.037357 | 17.1038
Upstate | 2024 | 3 | 2 | 0.25484 | 5.0269e-06 | 1.5299e-06 | 0.20889 | 4.1205e-06 | 1.2541e-06 | 0.3132 | 0.0017317 | 2.2075e-06 | 0.25672 | 0.0014194 | 1.8094e-06 | 40.0894 | 5.0218 | 0.099336 | 45.2106 | 17.2259 | 2.9438 | 0.044149 | 20.2139 | 32.8608 | 4.1163 | 0.081425 | 37.0585 | 14.1199 | 2.413 | 0.036189 | 16.5691
Upstate | 2024 | 3 | 3 | 0.27418 | 5.4084e-06 | 1.646e-06 | 0.22474 | 4.4332e-06 | 1.3492e-06 | 0.33697 | 0.0018631 | 2.375e-06 | 0.27621 | 0.0015271 | 1.9468e-06 | 43.1318 | 5.4029 | 0.10687 | 48.6416 | 18.5332 | 3.1672 | 0.0475 | 21.7479 | 35.3546 | 4.4287 | 0.087604 | 39.8709 | 15.1914 | 2.5961 | 0.038935 | 17.8265
Upstate | 2024 | 3 | 4 | 0.27717 | 5.4673e-06 | 1.6639e-06 | 0.22719 | 4.4814e-06 | 1.3639e-06 | 0.34063 | 0.0018834 | 2.4008e-06 | 0.27921 | 0.0015438 | 1.9679e-06 | 43.6012 | 5.4617 | 0.10804 | 49.1709 | 18.7349 | 3.2017 | 0.048017 | 21.9846 | 35.7394 | 4.4769 | 0.088557 | 40.3048 | 15.3568 | 2.6244 | 0.039359 | 18.0205
Upstate | 2024 | 3 | 5 | 0.29111 | 5.7423e-06 | 1.7476e-06 | 0.23862 | 4.7069e-06 | 1.4325e-06 | 0.35777 | 0.0019781 | 2.5216e-06 | 0.29326 | 0.0016214 | 2.0669e-06 | 45.7943 | 5.7364 | 0.11347 | 51.6442 | 19.6772 | 3.3627 | 0.050432 | 23.0904 | 37.537 | 4.7021 | 0.093012 | 42.3321 | 16.1292 | 2.7564 | 0.041338 | 18.9269
Upstate | 2024 | 3 | 6 | 0.31035 | 6.1218e-06 | 1.8632e-06 | 0.25439 | 5.018e-06 | 1.5272e-06 | 0.38142 | 0.0021088 | 2.6883e-06 | 0.31264 | 0.0017286 | 2.2036e-06 | 48.8214 | 6.1156 | 0.12097 | 55.058 | 20.9779 | 3.585 | 0.053766 | 24.6167 | 40.0183 | 5.0129 | 0.09916 | 45.1303 | 17.1953 | 2.9386 | 0.044071 | 20.178
Upstate | 2024 | 3 | 7 | 0.31967 | 6.3056e-06 | 1.9191e-06 | 0.26203 | 5.1686e-06 | 1.5731e-06 | 0.39287 | 0.0021722 | 2.769e-06 | 0.32203 | 0.0017805 | 2.2697e-06 | 50.2871 | 6.2992 | 0.1246 | 56.711 | 21.6078 | 3.6927 | 0.05538 | 25.3558 | 41.2197 | 5.1634 | 0.10214 | 46.4853 | 17.7116 | 3.0268 | 0.045394 | 20.7838
Upstate | 2024 | 3 | 8 | 0.29365 | 5.7924e-06 | 1.7629e-06 | 0.2407 | 4.748e-06 | 1.445e-06 | 0.36089 | 0.0019954 | 2.5436e-06 | 0.29582 | 0.0016356 | 2.085e-06 | 46.1943 | 5.7866 | 0.11446 | 52.0953 | 19.8491 | 3.3921 | 0.050873 | 23.2921 | 37.8649 | 4.7432 | 0.093824 | 42.7019 | 16.2701 | 2.7805 | 0.0417 | 19.0922
Upstate | 2024 | 3 | 9 | 0.30074 | 5.9322e-06 | 1.8054e-06 | 0.24651 | 4.8625e-06 | 1.4799e-06 | 0.3696 | 0.0020435 | 2.605e-06 | 0.30296 | 0.001675 | 2.1353e-06 | 47.3089 | 5.9262 | 0.11723 | 53.3523 | 20.328 | 3.474 | 0.0521 | 23.8541 | 38.7785 | 4.8576 | 0.096088 | 43.7322 | 16.6627 | 2.8476 | 0.042706 | 19.5529
Upstate | 2024 | 3 | 10 | 0.27899 | 5.5033e-06 | 1.6749e-06 | 0.22869 | 4.511e-06 | 1.3729e-06 | 0.34288 | 0.0018958 | 2.4167e-06 | 0.28105 | 0.0015539 | 1.9809e-06 | 43.8884 | 5.4977 | 0.10875 | 49.4949 | 18.8583 | 3.2228 | 0.048333 | 22.1294 | 35.9748 | 4.5064 | 0.089141 | 40.5703 | 15.4579 | 2.6417 | 0.039618 | 18.1392
Upstate | 2024 | 3 | 11 | 0.26958 | 5.3177e-06 | 1.6184e-06 | 0.22098 | 4.3589e-06 | 1.3266e-06 | 0.33132 | 0.0018318 | 2.3352e-06 | 0.27158 | 0.0015015 | 1.9141e-06 | 42.4085 | 5.3123 | 0.10508 | 47.8259 | 18.2224 | 3.1141 | 0.046703 | 21.3832 | 34.7617 | 4.3544 | 0.086135 | 39.2023 | 14.9367 | 2.5526 | 0.038282 | 17.5275
Upstate | 2024 | 3 | 12 | 0.25512 | 5.0324e-06 | 1.5316e-06 | 0.20912 | 4.125e-06 | 1.2554e-06 | 0.31354 | 0.0017336 | 2.2099e-06 | 0.25701 | 0.001421 | 1.8114e-06 | 40.1333 | 5.0273 | 0.099445 | 45.2601 | 17.2448 | 2.947 | 0.044198 | 20.236 | 32.8968 | 4.1208 | 0.081514 | 37.0991 | 14.1353 | 2.4157 | 0.036228 | 16.5872
Upstate | 2024 | 3 | 13 | 0.25729 | 5.0753e-06 | 1.5446e-06 | 0.2109 | 4.1601e-06 | 1.2661e-06 | 0.31621 | 0.0017483 | 2.2287e-06 | 0.25919 | 0.0014331 | 1.8268e-06 | 40.4751 | 5.0701 | 0.10029 | 45.6455 | 17.3916 | 2.9721 | 0.044574 | 20.4084 | 33.1769 | 4.1559 | 0.082208 | 37.4151 | 14.2557 | 2.4362 | 0.036537 | 16.7285
Upstate | 2024 | 3 | 14 | 0.26224 | 5.1727e-06 | 1.5743e-06 | 0.21495 | 4.24e-06 | 1.2904e-06 | 0.32228 | 0.0017819 | 2.2715e-06 | 0.26417 | 0.0014606 | 1.8619e-06 | 41.2523 | 5.1675 | 0.10222 | 46.522 | 17.7256 | 3.0292 | 0.04543 | 20.8003 | 33.814 | 4.2357 | 0.083787 | 38.1335 | 14.5295 | 2.483 | 0.037238 | 17.0497
Upstate | 2024 | 3 | 15 | 0.26484 | 5.2241e-06 | 1.5899e-06 | 0.21709 | 4.2821e-06 | 1.3033e-06 | 0.32548 | 0.0017996 | 2.2941e-06 | 0.2668 | 0.0014751 | 1.8804e-06 | 41.662 | 5.2188 | 0.10323 | 46.984 | 17.9016 | 3.0593 | 0.045881 | 21.0068 | 34.1498 | 4.2778 | 0.084619 | 38.5122 | 14.6738 | 2.5077 | 0.037608 | 17.219
Upstate | 2024 | 3 | 16 | 0.27732 | 5.4703e-06 | 1.6649e-06 | 0.22732 | 4.484e-06 | 1.3647e-06 | 0.34082 | 0.0018844 | 2.4022e-06 | 0.27937 | 0.0015446 | 1.969e-06 | 43.6256 | 5.4648 | 0.1081 | 49.1984 | 18.7454 | 3.2035 | 0.048044 | 21.9969 | 35.7593 | 4.4794 | 0.088607 | 40.3273 | 15.3653 | 2.6259 | 0.039381 | 18.0306
Upstate | 2024 | 3 | 17 | 0.28711 | 5.6635e-06 | 1.7237e-06 | 0.23534 | 4.6423e-06 | 1.4129e-06 | 0.35286 | 0.001951 | 2.487e-06 | 0.28924 | 0.0015992 | 2.0386e-06 | 45.1661 | 5.6578 | 0.11192 | 50.9358 | 19.4073 | 3.3166 | 0.04974 | 22.7737 | 37.0221 | 4.6376 | 0.091736 | 41.7514 | 15.9079 | 2.7186 | 0.040771 | 18.6673
Upstate | 2024 | 3 | 18 | 0.30869 | 6.0891e-06 | 1.8532e-06 | 0.25303 | 4.9912e-06 | 1.5191e-06 | 0.37938 | 0.0020976 | 2.6739e-06 | 0.31097 | 0.0017194 | 2.1918e-06 | 48.5605 | 6.083 | 0.12033 | 54.7638 | 20.8659 | 3.5659 | 0.053478 | 24.4852 | 39.8045 | 4.9861 | 0.09863 | 44.8892 | 17.1035 | 2.9229 | 0.043836 | 20.0702
Upstate | 2024 | 3 | 19 | 0.32897 | 6.4891e-06 | 1.975e-06 | 0.26965 | 5.3191e-06 | 1.6188e-06 | 0.4043 | 0.0022354 | 2.8496e-06 | 0.3314 | 0.0018323 | 2.3358e-06 | 51.7505 | 6.4825 | 0.12823 | 58.3613 | 22.2365 | 3.8001 | 0.056991 | 26.0936 | 42.4192 | 5.3137 | 0.10511 | 47.838 | 18.227 | 3.1149 | 0.046715 | 21.3886
Upstate | 2024 | 3 | 20 | 0.32496 | 6.41e-06 | 1.9509e-06 | 0.26637 | 5.2542e-06 | 1.5991e-06 | 0.39937 | 0.0022081 | 2.8148e-06 | 0.32736 | 0.00181 | 2.3073e-06 | 51.1197 | 6.4035 | 0.12667 | 57.6499 | 21.9655 | 3.7538 | 0.056297 | 25.7756 | 41.9022 | 5.2489 | 0.10383 | 47.2549 | 18.0048 | 3.0769 | 0.046146 | 21.1279
Upstate | 2024 | 3 | 21 | 0.29834 | 5.8849e-06 | 1.7911e-06 | 0.24454 | 4.8238e-06 | 1.4681e-06 | 0.36665 | 0.0020272 | 2.5842e-06 | 0.30054 | 0.0016617 | 2.1183e-06 | 46.9317 | 5.8789 | 0.11629 | 52.927 | 20.166 | 3.4463 | 0.051685 | 23.6639 | 38.4694 | 4.8189 | 0.095322 | 43.3836 | 16.5298 | 2.8249 | 0.042365 | 19.397
Upstate | 2024 | 3 | 22 | 0.29494 | 5.8179e-06 | 1.7707e-06 | 0.24176 | 4.7689e-06 | 1.4514e-06 | 0.36248 | 0.0020041 | 2.5548e-06 | 0.29712 | 0.0016428 | 2.0942e-06 | 46.3976 | 5.812 | 0.11497 | 52.3246 | 19.9365 | 3.407 | 0.051096 | 23.3946 | 38.0315 | 4.764 | 0.094237 | 42.8898 | 16.3417 | 2.7927 | 0.041883 | 19.1763
Upstate | 2024 | 3 | 23 | 0.29287 | 5.777e-06 | 1.7582e-06 | 0.24006 | 4.7353e-06 | 1.4412e-06 | 0.35993 | 0.00199 | 2.5368e-06 | 0.29503 | 0.0016312 | 2.0794e-06 | 46.0711 | 5.7711 | 0.11416 | 51.9564 | 19.7962 | 3.3831 | 0.050737 | 23.23 | 37.7639 | 4.7305 | 0.093574 | 42.588 | 16.2267 | 2.7731 | 0.041588 | 19.0413
Upstate | 2024 | 3 | 24 | 0.26864 | 5.299e-06 | 1.6128e-06 | 0.2202 | 4.3436e-06 | 1.322e-06 | 0.33015 | 0.0018254 | 2.327e-06 | 0.27062 | 0.0014963 | 1.9074e-06 | 42.2596 | 5.2937 | 0.10471 | 47.658 | 18.1584 | 3.1032 | 0.046539 | 21.3082 | 34.6397 | 4.3392 | 0.085832 | 39.0647 | 14.8842 | 2.5436 | 0.038148 | 17.466
Upstate | 2024 | 4 | 1 | 0.12791 | 2.5231e-06 | 7.6791e-07 | 0.10485 | 2.0682e-06 | 6.2944e-07 | 0.1572 | 0.00086916 | 1.108e-06 | 0.12886 | 0.00071244 | 9.082e-07 | 20.1218 | 2.5206 | 0.049859 | 22.6922 | 8.6461 | 1.4776 | 0.02216 | 10.1458 | 16.4936 | 2.0661 | 0.040869 | 18.6005 | 7.0871 | 1.2111 | 0.018164 | 8.3164
Upstate | 2024 | 4 | 2 | 0.11708 | 2.3094e-06 | 7.0285e-07 | 0.095965 | 1.893e-06 | 5.7612e-07 | 0.14388 | 0.00079553 | 1.0141e-06 | 0.11794 | 0.00065209 | 8.3126e-07 | 18.4172 | 2.307 | 0.045635 | 20.7699 | 7.9136 | 1.3524 | 0.020282 | 9.2863 | 15.0963 | 1.8911 | 0.037407 | 17.0248 | 6.4867 | 1.1085 | 0.016625 | 7.6119
Upstate | 2024 | 4 | 3 | 0.13589 | 2.6806e-06 | 8.1584e-07 | 0.11139 | 2.1973e-06 | 6.6873e-07 | 0.16701 | 0.00092341 | 1.1771e-06 | 0.1369 | 0.00075691 | 9.6488e-07 | 21.3777 | 2.6779 | 0.052971 | 24.1085 | 9.1857 | 1.5698 | 0.023543 | 10.7791 | 17.523 | 2.195 | 0.04342 | 19.7615 | 7.5294 | 1.2867 | 0.019298 | 8.8355
Upstate | 2024 | 4 | 4 | 0.15364 | 3.0305e-06 | 9.2234e-07 | 0.12593 | 2.4841e-06 | 7.5603e-07 | 0.18882 | 0.001044 | 1.3308e-06 | 0.15477 | 0.00085572 | 1.0908e-06 | 24.1685 | 3.0275 | 0.059886 | 27.2558 | 10.3849 | 1.7747 | 0.026616 | 12.1862 | 19.8106 | 2.4816 | 0.049088 | 22.3413 | 8.5124 | 1.4547 | 0.021817 | 9.9889
Upstate | 2024 | 4 | 5 | 0.17906 | 3.5321e-06 | 1.075e-06 | 0.14677 | 2.8952e-06 | 8.8115e-07 | 0.22006 | 0.0012167 | 1.5511e-06 | 0.18038 | 0.00099734 | 1.2714e-06 | 28.1683 | 3.5285 | 0.069797 | 31.7666 | 12.1036 | 2.0684 | 0.031021 | 14.203 | 23.0892 | 2.8923 | 0.057212 | 26.0387 | 9.9211 | 1.6955 | 0.025428 | 11.642
Upstate | 2024 | 4 | 6 | 0.21452 | 4.2315e-06 | 1.2878e-06 | 0.17584 | 3.4685e-06 | 1.0556e-06 | 0.26364 | 0.0014576 | 1.8582e-06 | 0.2161 | 0.0011948 | 1.5231e-06 | 33.7457 | 4.2272 | 0.083617 | 38.0565 | 14.5001 | 2.478 | 0.037163 | 17.0153 | 27.661 | 3.465 | 0.06854 | 31.1945 | 11.8856 | 2.0312 | 0.030462 | 13.9472
Upstate | 2024 | 4 | 7 | 0.23666 | 4.6683e-06 | 1.4208e-06 | 0.19399 | 3.8265e-06 | 1.1646e-06 | 0.29085 | 0.0016081 | 2.05e-06 | 0.23841 | 0.0013182 | 1.6803e-06 | 37.2291 | 4.6635 | 0.092249 | 41.9849 | 15.9969 | 2.7338 | 0.040999 | 18.7717 | 30.5163 | 3.8226 | 0.075615 | 34.4145 | 13.1125 | 2.2409 | 0.033607 | 15.3869
Upstate | 2024 | 4 | 8 | 0.191 | 3.7675e-06 | 1.1466e-06 | 0.15656 | 3.0882e-06 | 9.3988e-07 | 0.23473 | 0.0012978 | 1.6544e-06 | 0.19241 | 0.0010638 | 1.3561e-06 | 30.0457 | 3.7637 | 0.074449 | 33.8839 | 12.9103 | 2.2063 | 0.033089 | 15.1497 | 24.6281 | 3.0851 | 0.061025 | 27.7742 | 10.5824 | 1.8085 | 0.027122 | 12.418
Upstate | 2024 | 4 | 9 | 0.18343 | 3.6183e-06 | 1.1012e-06 | 0.15036 | 2.9659e-06 | 9.0267e-07 | 0.22544 | 0.0012464 | 1.5889e-06 | 0.18479 | 0.0010217 | 1.3024e-06 | 28.8562 | 3.6147 | 0.071502 | 32.5423 | 12.3991 | 2.119 | 0.031779 | 14.5499 | 23.653 | 2.9629 | 0.058609 | 26.6746 | 10.1634 | 1.7369 | 0.026048 | 11.9263
Upstate | 2024 | 4 | 10 | 0.18282 | 3.6062e-06 | 1.0975e-06 | 0.14985 | 2.9559e-06 | 8.9963e-07 | 0.22468 | 0.0012422 | 1.5836e-06 | 0.18417 | 0.0010183 | 1.298e-06 | 28.759 | 3.6025 | 0.071261 | 32.4328 | 12.3574 | 2.1118 | 0.031672 | 14.5009 | 23.5734 | 2.9529 | 0.058412 | 26.5848 | 10.1292 | 1.731 | 0.025961 | 11.8862
Upstate | 2024 | 4 | 11 | 0.16078 | 3.1715e-06 | 9.6523e-07 | 0.13179 | 2.5996e-06 | 7.9119e-07 | 0.1976 | 0.0010925 | 1.3927e-06 | 0.16197 | 0.00089551 | 1.1416e-06 | 25.2924 | 3.1683 | 0.062671 | 28.5233 | 10.8678 | 1.8573 | 0.027854 | 12.7529 | 20.7318 | 2.597 | 0.051371 | 23.3802 | 8.9082 | 1.5224 | 0.022831 | 10.4534
Upstate | 2024 | 4 | 12 | 0.13981 | 2.7578e-06 | 8.3934e-07 | 0.1146 | 2.2605e-06 | 6.8799e-07 | 0.17182 | 0.00095001 | 1.211e-06 | 0.14084 | 0.00077871 | 9.9268e-07 | 21.9935 | 2.755 | 0.054497 | 24.803 | 9.4503 | 1.615 | 0.024221 | 11.0895 | 18.0278 | 2.2583 | 0.04467 | 20.3307 | 7.7463 | 1.3238 | 0.019854 | 9.09
Upstate | 2024 | 4 | 13 | 0.13957 | 2.7531e-06 | 8.379e-07 | 0.1144 | 2.2567e-06 | 6.8681e-07 | 0.17153 | 0.00094838 | 1.209e-06 | 0.1406 | 0.00077738 | 9.9098e-07 | 21.9558 | 2.7503 | 0.054404 | 24.7605 | 9.4341 | 1.6122 | 0.024179 | 11.0706 | 17.9969 | 2.2544 | 0.044594 | 20.2959 | 7.733 | 1.3215 | 0.01982 | 9.0744
Upstate | 2024 | 4 | 14 | 0.13521 | 2.6672e-06 | 8.1174e-07 | 0.11083 | 2.1862e-06 | 6.6538e-07 | 0.16618 | 0.00091878 | 1.1712e-06 | 0.13621 | 0.00075311 | 9.6004e-07 | 21.2705 | 2.6645 | 0.052705 | 23.9876 | 9.1396 | 1.5619 | 0.023425 | 10.725 | 17.4351 | 2.184 | 0.043202 | 19.6623 | 7.4917 | 1.2803 | 0.019201 | 8.7911
Upstate | 2024 | 4 | 15 | 0.13876 | 2.7371e-06 | 8.3304e-07 | 0.11374 | 2.2436e-06 | 6.8284e-07 | 0.17054 | 0.00094289 | 1.202e-06 | 0.13979 | 0.00077287 | 9.8524e-07 | 21.8286 | 2.7344 | 0.054088 | 24.6171 | 9.3795 | 1.6029 | 0.024039 | 11.0064 | 17.8927 | 2.2413 | 0.044336 | 20.1783 | 7.6883 | 1.3139 | 0.019705 | 9.0218
Upstate | 2024 | 4 | 16 | 0.16169 | 3.1895e-06 | 9.7072e-07 | 0.13254 | 2.6144e-06 | 7.9568e-07 | 0.19872 | 0.0010987 | 1.4006e-06 | 0.16289 | 0.0009006 | 1.1481e-06 | 25.4361 | 3.1863 | 0.063027 | 28.6854 | 10.9296 | 1.8678 | 0.028012 | 12.8254 | 20.8496 | 2.6117 | 0.051663 | 23.513 | 8.9588 | 1.531 | 0.022961 | 10.5128
Upstate | 2024 | 4 | 17 | 0.18607 | 3.6704e-06 | 1.1171e-06 | 0.15252 | 3.0086e-06 | 9.1566e-07 | 0.22868 | 0.0012644 | 1.6118e-06 | 0.18745 | 0.0010364 | 1.3212e-06 | 29.2714 | 3.6667 | 0.072531 | 33.0106 | 12.5776 | 2.1494 | 0.032236 | 14.7592 | 23.9934 | 3.0055 | 0.059452 | 27.0584 | 10.3097 | 1.7619 | 0.026423 | 12.098
Upstate | 2024 | 4 | 18 | 0.19848 | 3.915e-06 | 1.1915e-06 | 0.16269 | 3.2091e-06 | 9.7668e-07 | 0.24392 | 0.0013486 | 1.7192e-06 | 0.19994 | 0.0011055 | 1.4092e-06 | 31.2222 | 3.9111 | 0.077365 | 35.2107 | 13.4158 | 2.2927 | 0.034384 | 15.7429 | 25.5925 | 3.2059 | 0.063415 | 28.8618 | 10.9968 | 1.8793 | 0.028184 | 12.9043
Upstate | 2024 | 4 | 19 | 0.21743 | 4.2889e-06 | 1.3053e-06 | 0.17822 | 3.5155e-06 | 1.0699e-06 | 0.26721 | 0.0014774 | 1.8834e-06 | 0.21903 | 0.001211 | 1.5438e-06 | 34.2035 | 4.2845 | 0.084752 | 38.5728 | 14.6968 | 2.5116 | 0.037667 | 17.2461 | 28.0362 | 3.512 | 0.06947 | 31.6176 | 12.0468 | 2.0587 | 0.030876 | 14.1364
Upstate | 2024 | 4 | 20 | 0.22899 | 4.517e-06 | 1.3747e-06 | 0.1877 | 3.7025e-06 | 1.1269e-06 | 0.28143 | 0.001556 | 1.9836e-06 | 0.23068 | 0.0012754 | 1.6259e-06 | 36.0231 | 4.5124 | 0.08926 | 40.6248 | 15.4787 | 2.6452 | 0.039671 | 18.1636 | 29.5277 | 3.6988 | 0.073166 | 33.2996 | 12.6877 | 2.1683 | 0.032518 | 14.8884
Upstate | 2024 | 4 | 21 | 0.19685 | 3.883e-06 | 1.1818e-06 | 0.16136 | 3.1829e-06 | 9.687e-07 | 0.24193 | 0.0013376 | 1.7051e-06 | 0.19831 | 0.0010964 | 1.3977e-06 | 30.9668 | 3.8791 | 0.076732 | 34.9226 | 13.3061 | 2.2739 | 0.034103 | 15.6141 | 25.3831 | 3.1796 | 0.062896 | 28.6257 | 10.9068 | 1.8639 | 0.027954 | 12.7987
Upstate | 2024 | 4 | 22 | 0.17011 | 3.3556e-06 | 1.0213e-06 | 0.13944 | 2.7505e-06 | 8.3712e-07 | 0.20907 | 0.0011559 | 1.4735e-06 | 0.17137 | 0.0009475 | 1.2078e-06 | 26.7607 | 3.3522 | 0.066309 | 30.1792 | 11.4987 | 1.9651 | 0.029471 | 13.4933 | 21.9354 | 2.7477 | 0.054353 | 24.7375 | 9.4254 | 1.6107 | 0.024157 | 11.0603
Upstate | 2024 | 4 | 23 | 0.16656 | 3.2855e-06 | 9.9992e-07 | 0.13653 | 2.6931e-06 | 8.1963e-07 | 0.2047 | 0.0011318 | 1.4427e-06 | 0.16779 | 0.0009277 | 1.1826e-06 | 26.2014 | 3.2821 | 0.064924 | 29.5485 | 11.2584 | 1.924 | 0.028855 | 13.2113 | 21.477 | 2.6903 | 0.053217 | 24.2205 | 9.2284 | 1.5771 | 0.023652 | 10.8291
Upstate | 2024 | 4 | 24 | 0.17041 | 3.3615e-06 | 1.0231e-06 | 0.13969 | 2.7554e-06 | 8.386e-07 | 0.20944 | 0.001158 | 1.4761e-06 | 0.17167 | 0.00094917 | 1.21e-06 | 26.808 | 3.3581 | 0.066427 | 30.2325 | 11.519 | 1.9685 | 0.029523 | 13.5171 | 21.9741 | 2.7526 | 0.054449 | 24.7812 | 9.442 | 1.6136 | 0.0242 | 11.0798
Upstate | 2024 | 5 | 1 | 0.16071 | 3.1701e-06 | 9.648e-07 | 0.13173 | 2.5985e-06 | 7.9084e-07 | 0.19751 | 0.001092 | 1.3921e-06 | 0.1619 | 0.00089512 | 1.1411e-06 | 25.2812 | 3.1669 | 0.062643 | 28.5107 | 10.863 | 1.8564 | 0.027841 | 12.7473 | 20.7227 | 2.5958 | 0.051348 | 23.3698 | 8.9043 | 1.5217 | 0.022821 | 10.4488
Upstate | 2024 | 5 | 2 | 0.16111 | 3.1781e-06 | 9.6724e-07 | 0.13206 | 2.605e-06 | 7.9283e-07 | 0.19801 | 0.0010948 | 1.3956e-06 | 0.1623 | 0.00089737 | 1.1439e-06 | 25.3449 | 3.1748 | 0.062801 | 28.5825 | 10.8904 | 1.8611 | 0.027912 | 12.7794 | 20.7749 | 2.6024 | 0.051477 | 23.4287 | 8.9267 | 1.5255 | 0.022879 | 10.4751
Upstate | 2024 | 5 | 3 | 0.16948 | 3.3431e-06 | 1.0175e-06 | 0.13892 | 2.7403e-06 | 8.3399e-07 | 0.20829 | 0.0011516 | 1.468e-06 | 0.17073 | 0.00094396 | 1.2033e-06 | 26.6607 | 3.3397 | 0.066062 | 30.0665 | 11.4558 | 1.9577 | 0.029361 | 13.4429 | 21.8535 | 2.7375 | 0.05415 | 24.6451 | 9.3902 | 1.6047 | 0.024067 | 11.019
Upstate | 2024 | 5 | 4 | 0.18069 | 3.5642e-06 | 1.0848e-06 | 0.14811 | 2.9215e-06 | 8.8916e-07 | 0.22207 | 0.0012278 | 1.5651e-06 | 0.18202 | 0.0010064 | 1.2829e-06 | 28.4243 | 3.5606 | 0.070432 | 32.0553 | 12.2136 | 2.0872 | 0.031303 | 14.3321 | 23.2991 | 2.9186 | 0.057732 | 26.2754 | 10.0113 | 1.7109 | 0.025659 | 11.7479
Upstate | 2024 | 5 | 5 | 0.20328 | 4.0098e-06 | 1.2204e-06 | 0.16663 | 3.2868e-06 | 1.0003e-06 | 0.24983 | 0.0013813 | 1.7608e-06 | 0.20478 | 0.0011322 | 1.4433e-06 | 31.9782 | 4.0058 | 0.079238 | 36.0632 | 13.7406 | 2.3482 | 0.035217 | 16.1241 | 26.2121 | 3.2835 | 0.06495 | 29.5606 | 11.263 | 1.9248 | 0.028867 | 13.2167
Upstate | 2024 | 5 | 6 | 0.21019 | 4.1461e-06 | 1.2618e-06 | 0.17229 | 3.3985e-06 | 1.0343e-06 | 0.25832 | 0.0014282 | 1.8207e-06 | 0.21174 | 0.0011707 | 1.4924e-06 | 33.0647 | 4.1419 | 0.08193 | 37.2885 | 14.2075 | 2.428 | 0.036413 | 16.6719 | 27.1027 | 3.395 | 0.067157 | 30.5649 | 11.6457 | 1.9902 | 0.029848 | 13.6658
Upstate | 2024 | 5 | 7 | 0.20968 | 4.1361e-06 | 1.2588e-06 | 0.17187 | 3.3903e-06 | 1.0318e-06 | 0.2577 | 0.0014248 | 1.8163e-06 | 0.21123 | 0.0011679 | 1.4888e-06 | 32.985 | 4.1319 | 0.081732 | 37.1986 | 14.1732 | 2.4221 | 0.036326 | 16.6317 | 27.0374 | 3.3869 | 0.066995 | 30.4912 | 11.6176 | 1.9854 | 0.029776 | 13.6328
Upstate | 2024 | 5 | 8 | 0.18859 | 3.72e-06 | 1.1322e-06 | 0.15458 | 3.0492e-06 | 9.2803e-07 | 0.23177 | 0.0012815 | 1.6336e-06 | 0.18998 | 0.0010504 | 1.339e-06 | 29.6668 | 3.7162 | 0.07351 | 33.4565 | 12.7474 | 2.1785 | 0.032671 | 14.9586 | 24.3175 | 3.0461 | 0.060255 | 27.4239 | 10.4489 | 1.7857 | 0.02678 | 12.2614
Upstate | 2024 | 5 | 9 | 0.17221 | 3.397e-06 | 1.0339e-06 | 0.14116 | 2.7845e-06 | 8.4746e-07 | 0.21165 | 0.0011702 | 1.4917e-06 | 0.17349 | 0.0009592 | 1.2228e-06 | 27.0911 | 3.3936 | 0.067128 | 30.5518 | 11.6407 | 1.9893 | 0.029835 | 13.6599 | 22.2062 | 2.7817 | 0.055024 | 25.0429 | 9.5417 | 1.6306 | 0.024455 | 11.1968
Upstate | 2024 | 5 | 10 | 0.17044 | 3.362e-06 | 1.0232e-06 | 0.13971 | 2.7558e-06 | 8.3872e-07 | 0.20947 | 0.0011581 | 1.4764e-06 | 0.1717 | 0.00094931 | 1.2102e-06 | 26.8118 | 3.3586 | 0.066436 | 30.2369 | 11.5207 | 1.9688 | 0.029527 | 13.5191 | 21.9773 | 2.753 | 0.054457 | 24.7848 | 9.4434 | 1.6138 | 0.024203 | 11.0814
Upstate | 2024 | 5 | 11 | 0.13321 | 2.6276e-06 | 7.9969e-07 | 0.10919 | 2.1538e-06 | 6.555e-07 | 0.16371 | 0.00090514 | 1.1538e-06 | 0.13419 | 0.00074193 | 9.4579e-07 | 20.9546 | 2.6249 | 0.051923 | 23.6315 | 9.004 | 1.5387 | 0.023077 | 10.5658 | 17.1763 | 2.1516 | 0.04256 | 19.3704 | 7.3804 | 1.2613 | 0.018916 | 8.6606
Upstate | 2024 | 5 | 12 | 0.13444 | 2.6518e-06 | 8.0708e-07 | 0.1102 | 2.1737e-06 | 6.6155e-07 | 0.16522 | 0.0009135 | 1.1645e-06 | 0.13543 | 0.00074878 | 9.5453e-07 | 21.1483 | 2.6491 | 0.052403 | 23.8498 | 9.0871 | 1.5529 | 0.02329 | 10.6634 | 17.335 | 2.1715 | 0.042954 | 19.5494 | 7.4486 | 1.2729 | 0.019091 | 8.7406
Upstate | 2024 | 5 | 13 | 0.12966 | 2.5576e-06 | 7.784e-07 | 0.10628 | 2.0964e-06 | 6.3805e-07 | 0.15935 | 0.00088104 | 1.1231e-06 | 0.13062 | 0.00072218 | 9.2061e-07 | 20.3969 | 2.555 | 0.050541 | 23.0024 | 8.7643 | 1.4978 | 0.022463 | 10.2845 | 16.7191 | 2.0943 | 0.041428 | 18.8548 | 7.184 | 1.2277 | 0.018412 | 8.4301
Upstate | 2024 | 5 | 14 | 0.12848 | 2.5344e-06 | 7.7134e-07 | 0.10532 | 2.0774e-06 | 6.3226e-07 | 0.1579 | 0.00087305 | 1.1129e-06 | 0.12943 | 0.00071563 | 9.1226e-07 | 20.2118 | 2.5318 | 0.050082 | 22.7938 | 8.6848 | 1.4842 | 0.022259 | 10.1912 | 16.5674 | 2.0753 | 0.041052 | 18.6838 | 7.1188 | 1.2166 | 0.018245 | 8.3536
Upstate | 2024 | 5 | 15 | 0.14696 | 2.8989e-06 | 8.8227e-07 | 0.12046 | 2.3762e-06 | 7.2319e-07 | 0.18061 | 0.00099861 | 1.273e-06 | 0.14805 | 0.00081855 | 1.0435e-06 | 23.1186 | 2.896 | 0.057285 | 26.0719 | 9.9338 | 1.6976 | 0.02546 | 11.6569 | 18.95 | 2.3738 | 0.046956 | 21.3708 | 8.1426 | 1.3915 | 0.020869 | 9.555
Upstate | 2024 | 5 | 16 | 0.15439 | 3.0454e-06 | 9.2687e-07 | 0.12655 | 2.4963e-06 | 7.5974e-07 | 0.18974 | 0.0010491 | 1.3373e-06 | 0.15553 | 0.00085992 | 1.0962e-06 | 24.2871 | 3.0423 | 0.06018 | 27.3896 | 10.4359 | 1.7834 | 0.026747 | 12.246 | 19.9078 | 2.4938 | 0.049329 | 22.4509 | 8.5541 | 1.4619 | 0.021924 | 10.0379
Upstate | 2024 | 5 | 17 | 0.161 | 3.1758e-06 | 9.6656e-07 | 0.13197 | 2.6032e-06 | 7.9228e-07 | 0.19787 | 0.001094 | 1.3946e-06 | 0.16219 | 0.00089675 | 1.1431e-06 | 25.3273 | 3.1726 | 0.062758 | 28.5626 | 10.8828 | 1.8598 | 0.027892 | 12.7705 | 20.7604 | 2.6006 | 0.051442 | 23.4124 | 8.9205 | 1.5245 | 0.022863 | 10.4678
Upstate | 2024 | 5 | 18 | 0.16783 | 3.3106e-06 | 1.0076e-06 | 0.13757 | 2.7137e-06 | 8.2589e-07 | 0.20626 | 0.0011404 | 1.4538e-06 | 0.16907 | 0.00093479 | 1.1916e-06 | 26.4018 | 3.3072 | 0.06542 | 29.7745 | 11.3445 | 1.9387 | 0.029076 | 13.3123 | 21.6412 | 2.7109 | 0.053624 | 24.4058 | 9.299 | 1.5891 | 0.023833 | 10.912
Upstate | 2024 | 5 | 19 | 0.1829 | 3.6079e-06 | 1.098e-06 | 0.14992 | 2.9573e-06 | 9.0006e-07 | 0.22479 | 0.0012428 | 1.5843e-06 | 0.18425 | 0.0010187 | 1.2987e-06 | 28.7726 | 3.6042 | 0.071295 | 32.4481 | 12.3632 | 2.1128 | 0.031687 | 14.5077 | 23.5846 | 2.9543 | 0.058439 | 26.5973 | 10.134 | 1.7319 | 0.025973 | 11.8918
Upstate | 2024 | 5 | 20 | 0.21337 | 4.2089e-06 | 1.281e-06 | 0.1749 | 3.45e-06 | 1.05e-06 | 0.26223 | 0.0014499 | 1.8482e-06 | 0.21495 | 0.0011884 | 1.515e-06 | 33.5655 | 4.2046 | 0.083171 | 37.8533 | 14.4227 | 2.4648 | 0.036965 | 16.9244 | 27.5132 | 3.4465 | 0.068174 | 31.0279 | 11.8221 | 2.0203 | 0.0303 | 13.8727
Upstate | 2024 | 5 | 21 | 0.1848 | 3.6453e-06 | 1.1095e-06 | 0.15148 | 2.988e-06 | 9.094e-07 | 0.22712 | 0.0012557 | 1.6008e-06 | 0.18617 | 0.0010293 | 1.3121e-06 | 29.0714 | 3.6416 | 0.072035 | 32.7851 | 12.4916 | 2.1348 | 0.032016 | 14.6584 | 23.8295 | 2.985 | 0.059046 | 26.8736 | 10.2392 | 1.7498 | 0.026243 | 12.0153
Upstate | 2024 | 5 | 22 | 0.16328 | 3.2207e-06 | 9.8021e-07 | 0.13384 | 2.64e-06 | 8.0347e-07 | 0.20066 | 0.0011095 | 1.4143e-06 | 0.16448 | 0.00090941 | 1.1593e-06 | 25.685 | 3.2174 | 0.063644 | 28.9661 | 11.0365 | 1.8861 | 0.028286 | 12.9509 | 21.0537 | 2.6373 | 0.052168 | 23.7431 | 9.0465 | 1.546 | 0.023186 | 10.6157
Upstate | 2024 | 5 | 23 | 0.18882 | 3.7246e-06 | 1.1336e-06 | 0.15478 | 3.053e-06 | 9.2919e-07 | 0.23206 | 0.0012831 | 1.6356e-06 | 0.19022 | 0.0010517 | 1.3407e-06 | 29.7039 | 3.7209 | 0.073602 | 33.4983 | 12.7634 | 2.1812 | 0.032712 | 14.9773 | 24.3479 | 3.05 | 0.060331 | 27.4582 | 10.462 | 1.7879 | 0.026814 | 12.2767
Upstate | 2024 | 5 | 24 | 0.17857 | 3.5224e-06 | 1.072e-06 | 0.14637 | 2.8872e-06 | 8.7872e-07 | 0.21946 | 0.0012134 | 1.5468e-06 | 0.17989 | 0.00099459 | 1.2679e-06 | 28.0906 | 3.5188 | 0.069605 | 31.679 | 12.0702 | 2.0627 | 0.030935 | 14.1639 | 23.0255 | 2.8843 | 0.057054 | 25.9669 | 9.8938 | 1.6908 | 0.025357 | 11.6099
Upstate | 2024 | 6 | 1 | 0.22579 | 4.4539e-06 | 1.3555e-06 | 0.18508 | 3.6508e-06 | 1.1111e-06 | 0.2775 | 0.0015343 | 1.9559e-06 | 0.22746 | 0.0012576 | 1.6032e-06 | 35.5199 | 4.4494 | 0.088014 | 40.0573 | 15.2625 | 2.6083 | 0.039117 | 17.9099 | 29.1152 | 3.6471 | 0.072144 | 32.8345 | 12.5105 | 2.138 | 0.032064 | 14.6805
Upstate | 2024 | 6 | 2 | 0.21761 | 4.2924e-06 | 1.3064e-06 | 0.17837 | 3.5184e-06 | 1.0708e-06 | 0.26743 | 0.0014786 | 1.8849e-06 | 0.21921 | 0.001212 | 1.545e-06 | 34.2317 | 4.288 | 0.084821 | 38.6045 | 14.7089 | 2.5137 | 0.037698 | 17.2603 | 28.0593 | 3.5149 | 0.069527 | 31.6437 | 12.0567 | 2.0604 | 0.030901 | 14.1481
Upstate | 2024 | 6 | 3 | 0.21259 | 4.1935e-06 | 1.2763e-06 | 0.17426 | 3.4374e-06 | 1.0462e-06 | 0.26128 | 0.0014446 | 1.8415e-06 | 0.21416 | 0.0011841 | 1.5095e-06 | 33.4434 | 4.1893 | 0.082868 | 37.7155 | 14.3702 | 2.4558 | 0.03683 | 16.8628 | 27.4131 | 3.4339 | 0.067926 | 30.915 | 11.7791 | 2.013 | 0.030189 | 13.8222
Upstate | 2024 | 6 | 4 | 0.21388 | 4.2189e-06 | 1.284e-06 | 0.17531 | 3.4582e-06 | 1.0525e-06 | 0.26286 | 0.0014533 | 1.8527e-06 | 0.21546 | 0.0011913 | 1.5186e-06 | 33.6456 | 4.2146 | 0.083369 | 37.9436 | 14.4571 | 2.4706 | 0.037053 | 16.9648 | 27.5789 | 3.4547 | 0.068337 | 31.1019 | 11.8503 | 2.0252 | 0.030372 | 13.9058
Upstate | 2024 | 6 | 5 | 0.22628 | 4.4635e-06 | 1.3585e-06 | 0.18548 | 3.6587e-06 | 1.1135e-06 | 0.2781 | 0.0015376 | 1.9601e-06 | 0.22795 | 0.0012603 | 1.6066e-06 | 35.5963 | 4.459 | 0.088203 | 40.1435 | 15.2953 | 2.6139 | 0.039201 | 17.9484 | 29.1778 | 3.655 | 0.072299 | 32.9051 | 12.5374 | 2.1426 | 0.032133 | 14.7121
Upstate | 2024 | 6 | 6 | 0.24502 | 4.8332e-06 | 1.471e-06 | 0.20084 | 3.9617e-06 | 1.2057e-06 | 0.30113 | 0.0016649 | 2.1224e-06 | 0.24683 | 0.0013647 | 1.7397e-06 | 38.5443 | 4.8283 | 0.095508 | 43.4681 | 16.562 | 2.8304 | 0.042448 | 19.4348 | 31.5943 | 3.9577 | 0.078286 | 35.6302 | 13.5757 | 2.32 | 0.034794 | 15.9305
Upstate | 2024 | 6 | 7 | 0.22671 | 4.4719e-06 | 1.361e-06 | 0.18583 | 3.6656e-06 | 1.1156e-06 | 0.27862 | 0.0015405 | 1.9637e-06 | 0.22838 | 0.0012627 | 1.6097e-06 | 35.6631 | 4.4674 | 0.088368 | 40.2189 | 15.324 | 2.6188 | 0.039275 | 17.9821 | 29.2326 | 3.6618 | 0.072435 | 32.9669 | 12.5609 | 2.1466 | 0.032193 | 14.7397
Upstate | 2024 | 6 | 8 | 0.18078 | 3.5659e-06 | 1.0853e-06 | 0.14818 | 2.9229e-06 | 8.8959e-07 | 0.22217 | 0.0012284 | 1.5659e-06 | 0.18211 | 0.0010069 | 1.2835e-06 | 28.4379 | 3.5623 | 0.070465 | 32.0706 | 12.2194 | 2.0882 | 0.031318 | 14.339 | 23.3102 | 2.92 | 0.057759 | 26.2879 | 10.0161 | 1.7117 | 0.025671 | 11.7535
Upstate | 2024 | 6 | 9 | 0.16763 | 3.3066e-06 | 1.0063e-06 | 0.1374 | 2.7103e-06 | 8.2489e-07 | 0.20601 | 0.001139 | 1.452e-06 | 0.16887 | 0.00093366 | 1.1902e-06 | 26.3697 | 3.3032 | 0.065341 | 29.7382 | 11.3307 | 1.9364 | 0.02904 | 13.2961 | 21.6149 | 2.7076 | 0.053559 | 24.3761 | 9.2877 | 1.5872 | 0.023804 | 10.8987
Upstate | 2024 | 6 | 10 | 0.19319 | 3.8108e-06 | 1.1598e-06 | 0.15836 | 3.1237e-06 | 9.5069e-07 | 0.23743 | 0.0013128 | 1.6735e-06 | 0.19462 | 0.001076 | 1.3717e-06 | 30.3913 | 3.807 | 0.075306 | 34.2736 | 13.0588 | 2.2317 | 0.033469 | 15.3239 | 24.9114 | 3.1205 | 0.061727 | 28.0936 | 10.7041 | 1.8293 | 0.027434 | 12.5608
Upstate | 2024 | 6 | 11 | 0.19808 | 3.9073e-06 | 1.1892e-06 | 0.16237 | 3.2028e-06 | 9.7476e-07 | 0.24344 | 0.001346 | 1.7158e-06 | 0.19955 | 0.0011033 | 1.4064e-06 | 31.1607 | 3.9034 | 0.077212 | 35.1413 | 13.3894 | 2.2882 | 0.034316 | 15.7119 | 25.542 | 3.1995 | 0.06329 | 28.8049 | 10.9751 | 1.8756 | 0.028129 | 12.8788
Upstate | 2024 | 6 | 12 | 0.20858 | 4.1144e-06 | 1.2522e-06 | 0.17097 | 3.3725e-06 | 1.0264e-06 | 0.25634 | 0.0014173 | 1.8067e-06 | 0.21012 | 0.0011618 | 1.481e-06 | 32.8119 | 4.1102 | 0.081304 | 37.0034 | 14.0989 | 2.4094 | 0.036135 | 16.5444 | 26.8955 | 3.3691 | 0.066643 | 30.3313 | 11.5567 | 1.975 | 0.029619 | 13.5613
Upstate | 2024 | 6 | 13 | 0.2398 | 4.7303e-06 | 1.4396e-06 | 0.19656 | 3.8773e-06 | 1.1801e-06 | 0.29472 | 0.0016295 | 2.0772e-06 | 0.24157 | 0.0013357 | 1.7027e-06 | 37.7236 | 4.7255 | 0.093474 | 42.5425 | 16.2093 | 2.7701 | 0.041544 | 19.021 | 30.9215 | 3.8734 | 0.076619 | 34.8716 | 13.2866 | 2.2706 | 0.034053 | 15.5913
Upstate | 2024 | 6 | 14 | 0.25309 | 4.9924e-06 | 1.5194e-06 | 0.20746 | 4.0922e-06 | 1.2455e-06 | 0.31105 | 0.0017198 | 2.1923e-06 | 0.25496 | 0.0014097 | 1.797e-06 | 39.8144 | 4.9874 | 0.098655 | 44.9004 | 17.1077 | 2.9236 | 0.043846 | 20.0752 | 32.6353 | 4.0881 | 0.080866 | 36.8043 | 14.023 | 2.3965 | 0.03594 | 16.4554
Upstate | 2024 | 6 | 15 | 0.27096 | 5.3449e-06 | 1.6267e-06 | 0.2221 | 4.3811e-06 | 1.3334e-06 | 0.33301 | 0.0018412 | 2.3471e-06 | 0.27296 | 0.0015092 | 1.9239e-06 | 42.6253 | 5.3395 | 0.10562 | 48.0704 | 18.3155 | 3.13 | 0.046942 | 21.4925 | 34.9394 | 4.3767 | 0.086575 | 39.4027 | 15.013 | 2.5657 | 0.038478 | 17.6172
Upstate | 2024 | 6 | 16 | 0.30966 | 6.1083e-06 | 1.859e-06 | 0.25383 | 5.0069e-06 | 1.5238e-06 | 0.38057 | 0.0021042 | 2.6823e-06 | 0.31195 | 0.0017248 | 2.1987e-06 | 48.7132 | 6.1021 | 0.1207 | 54.936 | 20.9315 | 3.5771 | 0.053647 | 24.5622 | 39.9296 | 5.0018 | 0.09894 | 45.0304 | 17.1573 | 2.9321 | 0.043973 | 20.1333
Upstate | 2024 | 6 | 17 | 0.25642 | 5.0581e-06 | 1.5394e-06 | 0.21019 | 4.146e-06 | 1.2618e-06 | 0.31514 | 0.0017424 | 2.2211e-06 | 0.25832 | 0.0014282 | 1.8206e-06 | 40.3378 | 5.0529 | 0.099952 | 45.4907 | 17.3327 | 2.9621 | 0.044423 | 20.3392 | 33.0644 | 4.1418 | 0.081929 | 37.2882 | 14.2074 | 2.428 | 0.036413 | 16.6718
Upstate | 2024 | 6 | 18 | 0.2575 | 5.0792e-06 | 1.5459e-06 | 0.21107 | 4.1634e-06 | 1.2671e-06 | 0.31646 | 0.0017497 | 2.2305e-06 | 0.2594 | 0.0014342 | 1.8283e-06 | 40.5068 | 5.0741 | 0.10037 | 45.6812 | 17.4053 | 2.9745 | 0.044609 | 20.4243 | 33.2029 | 4.1592 | 0.082272 | 37.4443 | 14.2669 | 2.4381 | 0.036565 | 16.7416
Upstate | 2024 | 6 | 19 | 0.23803 | 4.6953e-06 | 1.429e-06 | 0.19511 | 3.8487e-06 | 1.1713e-06 | 0.29254 | 0.0016174 | 2.0619e-06 | 0.23979 | 0.0013258 | 1.6901e-06 | 37.4452 | 4.6906 | 0.092784 | 42.2286 | 16.0897 | 2.7497 | 0.041237 | 18.8806 | 30.6934 | 3.8448 | 0.076054 | 34.6142 | 13.1886 | 2.2539 | 0.033802 | 15.4762
Upstate | 2024 | 6 | 20 | 0.23278 | 4.5916e-06 | 1.3975e-06 | 0.1908 | 3.7637e-06 | 1.1455e-06 | 0.28608 | 0.0015817 | 2.0163e-06 | 0.2345 | 0.0012965 | 1.6528e-06 | 36.6181 | 4.587 | 0.090735 | 41.2959 | 15.7344 | 2.6889 | 0.040327 | 18.4636 | 30.0154 | 3.7599 | 0.074374 | 33.8497 | 12.8973 | 2.2041 | 0.033055 | 15.1344
Upstate | 2024 | 6 | 21 | 0.22712 | 4.4801e-06 | 1.3635e-06 | 0.18617 | 3.6723e-06 | 1.1176e-06 | 0.27913 | 0.0015433 | 1.9673e-06 | 0.2288 | 0.001265 | 1.6126e-06 | 35.7283 | 4.4755 | 0.08853 | 40.2924 | 15.352 | 2.6236 | 0.039347 | 18.0149 | 29.2861 | 3.6685 | 0.072567 | 33.0272 | 12.5839 | 2.1505 | 0.032252 | 14.7666
Upstate | 2024 | 6 | 22 | 0.20347 | 4.0135e-06 | 1.2215e-06 | 0.16678 | 3.2899e-06 | 1.0013e-06 | 0.25006 | 0.0013826 | 1.7625e-06 | 0.20497 | 0.0011333 | 1.4447e-06 | 32.0079 | 4.0095 | 0.079311 | 36.0967 | 13.7534 | 2.3504 | 0.035249 | 16.139 | 26.2365 | 3.2865 | 0.06501 | 29.588 | 11.2735 | 1.9266 | 0.028894 | 13.229
Upstate | 2024 | 6 | 23 | 0.19465 | 3.8395e-06 | 1.1685e-06 | 0.15955 | 3.1472e-06 | 9.5784e-07 | 0.23922 | 0.0013226 | 1.686e-06 | 0.19608 | 0.0010841 | 1.382e-06 | 30.6198 | 3.8356 | 0.075872 | 34.5312 | 13.1569 | 2.2485 | 0.033721 | 15.4391 | 25.0986 | 3.144 | 0.062191 | 28.3048 | 10.7846 | 1.843 | 0.02764 | 12.6552
Upstate | 2024 | 6 | 24 | 0.21332 | 4.2079e-06 | 1.2807e-06 | 0.17486 | 3.4492e-06 | 1.0497e-06 | 0.26217 | 0.0014495 | 1.8478e-06 | 0.2149 | 0.0011882 | 1.5146e-06 | 33.5578 | 4.2036 | 0.083152 | 37.8446 | 14.4194 | 2.4642 | 0.036956 | 16.9205 | 27.5069 | 3.4457 | 0.068158 | 31.0207 | 11.8194 | 2.0199 | 0.030293 | 13.8695
Upstate | 2024 | 7 | 1 | 0.27715 | 5.4669e-06 | 1.6639e-06 | 0.22718 | 4.4812e-06 | 1.3638e-06 | 0.34061 | 0.0018832 | 2.4007e-06 | 0.2792 | 0.0015437 | 1.9678e-06 | 43.5987 | 5.4614 | 0.10803 | 49.1681 | 18.7338 | 3.2015 | 0.048014 | 21.9833 | 35.7373 | 4.4767 | 0.088552 | 40.3025 | 15.3559 | 2.6242 | 0.039357 | 18.0195
Upstate | 2024 | 7 | 2 | 0.25963 | 5.1213e-06 | 1.5586e-06 | 0.21281 | 4.1978e-06 | 1.2776e-06 | 0.31908 | 0.0017642 | 2.2489e-06 | 0.26154 | 0.0014461 | 1.8434e-06 | 40.8418 | 5.1161 | 0.1012 | 46.059 | 17.5492 | 2.9991 | 0.044978 | 20.5932 | 33.4775 | 4.1936 | 0.082953 | 37.754 | 14.3849 | 2.4583 | 0.036868 | 16.88
Upstate | 2024 | 7 | 3 | 0.26329 | 5.1935e-06 | 1.5806e-06 | 0.21581 | 4.257e-06 | 1.2956e-06 | 0.32358 | 0.001789 | 2.2806e-06 | 0.26523 | 0.0014665 | 1.8694e-06 | 41.4177 | 5.1882 | 0.10263 | 46.7085 | 17.7967 | 3.0414 | 0.045612 | 20.8836 | 33.9495 | 4.2527 | 0.084122 | 38.2864 | 14.5877 | 2.493 | 0.037388 | 17.118
Upstate | 2024 | 7 | 4 | 0.26782 | 5.2829e-06 | 1.6078e-06 | 0.21953 | 4.3303e-06 | 1.3179e-06 | 0.32915 | 0.0018198 | 2.3199e-06 | 0.2698 | 0.0014917 | 1.9016e-06 | 42.1306 | 5.2775 | 0.10439 | 47.5125 | 18.103 | 3.0937 | 0.046397 | 21.2431 | 34.5339 | 4.3259 | 0.08557 | 38.9454 | 14.8388 | 2.5359 | 0.038031 | 17.4127
Upstate | 2024 | 7 | 5 | 0.26241 | 5.1761e-06 | 1.5753e-06 | 0.21509 | 4.2428e-06 | 1.2913e-06 | 0.3225 | 0.0017831 | 2.273e-06 | 0.26435 | 0.0014616 | 1.8632e-06 | 41.2796 | 5.1709 | 0.10229 | 46.5527 | 17.7373 | 3.0312 | 0.04546 | 20.814 | 33.8363 | 4.2385 | 0.083842 | 38.1587 | 14.5391 | 2.4847 | 0.037263 | 17.061
Upstate | 2024 | 7 | 6 | 0.29257 | 5.771e-06 | 1.7564e-06 | 0.23981 | 4.7305e-06 | 1.4397e-06 | 0.35956 | 0.001988 | 2.5342e-06 | 0.29473 | 0.0016295 | 2.0773e-06 | 46.0239 | 5.7652 | 0.11404 | 51.9031 | 19.7759 | 3.3796 | 0.050685 | 23.2062 | 37.7252 | 4.7257 | 0.093478 | 42.5443 | 16.21 | 2.7702 | 0.041546 | 19.0218
Upstate | 2024 | 7 | 7 | 0.29917 | 5.9014e-06 | 1.7961e-06 | 0.24523 | 4.8373e-06 | 1.4722e-06 | 0.36768 | 0.0020329 | 2.5915e-06 | 0.30138 | 0.0016663 | 2.1242e-06 | 47.063 | 5.8954 | 0.11662 | 53.075 | 20.2224 | 3.4559 | 0.051829 | 23.7301 | 38.577 | 4.8324 | 0.095589 | 43.5049 | 16.5761 | 2.8328 | 0.042484 | 19.4513
Upstate | 2024 | 7 | 8 | 0.29403 | 5.7998e-06 | 1.7652e-06 | 0.24101 | 4.754e-06 | 1.4469e-06 | 0.36135 | 0.0019979 | 2.5469e-06 | 0.2962 | 0.0016377 | 2.0876e-06 | 46.2533 | 5.7939 | 0.11461 | 52.1619 | 19.8745 | 3.3964 | 0.050938 | 23.3219 | 37.9133 | 4.7492 | 0.093944 | 42.7564 | 16.2909 | 2.784 | 0.041753 | 19.1166
Upstate | 2024 | 7 | 9 | 0.25838 | 5.0966e-06 | 1.5512e-06 | 0.21179 | 4.1777e-06 | 1.2715e-06 | 0.31754 | 0.0017557 | 2.2381e-06 | 0.26029 | 0.0014391 | 1.8345e-06 | 40.6455 | 5.0915 | 0.10071 | 45.8377 | 17.4648 | 2.9847 | 0.044762 | 20.4943 | 33.3166 | 4.1734 | 0.082554 | 37.5726 | 14.3157 | 2.4465 | 0.036691 | 16.7989
Upstate | 2024 | 7 | 10 | 0.25907 | 5.1104e-06 | 1.5553e-06 | 0.21236 | 4.1889e-06 | 1.2749e-06 | 0.3184 | 0.0017604 | 2.2441e-06 | 0.26099 | 0.001443 | 1.8395e-06 | 40.7552 | 5.1052 | 0.10099 | 45.9614 | 17.512 | 2.9927 | 0.044883 | 20.5496 | 33.4065 | 4.1847 | 0.082777 | 37.674 | 14.3544 | 2.4531 | 0.03679 | 16.8443
Upstate | 2024 | 7 | 11 | 0.25428 | 5.0158e-06 | 1.5265e-06 | 0.20843 | 4.1114e-06 | 1.2513e-06 | 0.3125 | 0.0017278 | 2.2026e-06 | 0.25616 | 0.0014163 | 1.8054e-06 | 40.0006 | 5.0107 | 0.099116 | 45.1104 | 17.1878 | 2.9373 | 0.044052 | 20.1691 | 32.788 | 4.1072 | 0.081244 | 36.9764 | 14.0886 | 2.4077 | 0.036109 | 16.5324
Upstate | 2024 | 7 | 12 | 0.27621 | 5.4485e-06 | 1.6582e-06 | 0.22641 | 4.4661e-06 | 1.3592e-06 | 0.33946 | 0.0018769 | 2.3926e-06 | 0.27826 | 0.0015385 | 1.9612e-06 | 43.4515 | 5.443 | 0.10767 | 49.0021 | 18.6706 | 3.1907 | 0.047852 | 21.9091 | 35.6166 | 4.4615 | 0.088253 | 40.1664 | 15.304 | 2.6154 | 0.039224 | 17.9586
Upstate | 2024 | 7 | 13 | 0.28651 | 5.6515e-06 | 1.72e-06 | 0.23485 | 4.6325e-06 | 1.4099e-06 | 0.35211 | 0.0019468 | 2.4818e-06 | 0.28862 | 0.0015958 | 2.0343e-06 | 45.0707 | 5.6458 | 0.11168 | 50.8282 | 19.3663 | 3.3096 | 0.049635 | 22.7256 | 36.9439 | 4.6278 | 0.091542 | 41.6632 | 15.8743 | 2.7128 | 0.040685 | 18.6279
Upstate | 2024 | 7 | 14 | 0.29479 | 5.8149e-06 | 1.7697e-06 | 0.24163 | 4.7664e-06 | 1.4506e-06 | 0.36229 | 0.0020031 | 2.5535e-06 | 0.29697 | 0.0016419 | 2.0931e-06 | 46.3732 | 5.809 | 0.11491 | 52.2971 | 19.926 | 3.4053 | 0.05107 | 23.3823 | 38.0116 | 4.7615 | 0.094188 | 42.8673 | 16.3331 | 2.7912 | 0.041861 | 19.1662
Upstate | 2024 | 7 | 15 | 0.31571 | 6.2276e-06 | 1.8953e-06 | 0.25878 | 5.1047e-06 | 1.5536e-06 | 0.388 | 0.0021453 | 2.7347e-06 | 0.31804 | 0.0017584 | 2.2416e-06 | 49.6645 | 6.2213 | 0.12306 | 56.0088 | 21.3402 | 3.6469 | 0.054694 | 25.0419 | 40.7094 | 5.0995 | 0.10087 | 45.9097 | 17.4923 | 2.9894 | 0.044832 | 20.5265
Upstate | 2024 | 7 | 16 | 0.33766 | 6.6605e-06 | 2.0271e-06 | 0.27677 | 5.4595e-06 | 1.6616e-06 | 0.41498 | 0.0022944 | 2.9248e-06 | 0.34015 | 0.0018807 | 2.3974e-06 | 53.117 | 6.6537 | 0.13162 | 59.9023 | 22.8237 | 3.9005 | 0.058496 | 26.7827 | 43.5393 | 5.454 | 0.10788 | 49.1012 | 18.7083 | 3.1972 | 0.047949 | 21.9534
Upstate | 2024 | 7 | 17 | 0.28014 | 5.5259e-06 | 1.6818e-06 | 0.22962 | 4.5295e-06 | 1.3785e-06 | 0.34428 | 0.0019035 | 2.4266e-06 | 0.28221 | 0.0015603 | 1.989e-06 | 44.0685 | 5.5203 | 0.1092 | 49.6979 | 18.9357 | 3.236 | 0.048531 | 22.2202 | 36.1224 | 4.5249 | 0.089506 | 40.7368 | 15.5213 | 2.6525 | 0.039781 | 18.2136
Upstate | 2024 | 7 | 18 | 0.28337 | 5.5897e-06 | 1.7012e-06 | 0.23228 | 4.5818e-06 | 1.3945e-06 | 0.34826 | 0.0019255 | 2.4546e-06 | 0.28546 | 0.0015783 | 2.012e-06 | 44.5773 | 5.584 | 0.11046 | 50.2718 | 19.1543 | 3.2734 | 0.049092 | 22.4768 | 36.5395 | 4.5771 | 0.09054 | 41.2072 | 15.7006 | 2.6831 | 0.04024 | 18.4239
Upstate | 2024 | 7 | 19 | 0.30723 | 6.0603e-06 | 1.8444e-06 | 0.25183 | 4.9676e-06 | 1.5119e-06 | 0.37758 | 0.0020876 | 2.6613e-06 | 0.3095 | 0.0017112 | 2.1814e-06 | 48.3307 | 6.0542 | 0.11976 | 54.5047 | 20.7671 | 3.549 | 0.053225 | 24.3693 | 39.6161 | 4.9625 | 0.098163 | 44.6768 | 17.0225 | 2.9091 | 0.043628 | 19.9752
Upstate | 2024 | 7 | 20 | 0.30088 | 5.9351e-06 | 1.8063e-06 | 0.24663 | 4.8649e-06 | 1.4806e-06 | 0.36978 | 0.0020445 | 2.6063e-06 | 0.30311 | 0.0016759 | 2.1363e-06 | 47.3323 | 5.9291 | 0.11728 | 53.3787 | 20.3381 | 3.4757 | 0.052126 | 23.8659 | 38.7977 | 4.86 | 0.096135 | 43.7538 | 16.6709 | 2.849 | 0.042727 | 19.5626
Upstate | 2024 | 7 | 21 | 0.2974 | 5.8664e-06 | 1.7854e-06 | 0.24378 | 4.8087e-06 | 1.4635e-06 | 0.36551 | 0.0020209 | 2.5761e-06 | 0.2996 | 0.0016565 | 2.1116e-06 | 46.7847 | 5.8605 | 0.11593 | 52.7611 | 20.1028 | 3.4355 | 0.051523 | 23.5898 | 38.3488 | 4.8038 | 0.095023 | 43.2476 | 16.478 | 2.816 | 0.042233 | 19.3362
Upstate | 2024 | 7 | 22 | 0.2973 | 5.8644e-06 | 1.7848e-06 | 0.24369 | 4.807e-06 | 1.463e-06 | 0.36538 | 0.0020202 | 2.5753e-06 | 0.2995 | 0.0016559 | 2.1109e-06 | 46.7686 | 5.8585 | 0.11589 | 52.743 | 20.0959 | 3.4343 | 0.051505 | 23.5817 | 38.3357 | 4.8021 | 0.094991 | 43.2328 | 16.4724 | 2.815 | 0.042218 | 19.3296
Upstate | 2024 | 7 | 23 | 0.2966 | 5.8507e-06 | 1.7806e-06 | 0.24312 | 4.7957e-06 | 1.4596e-06 | 0.36452 | 0.0020154 | 2.5692e-06 | 0.2988 | 0.001652 | 2.106e-06 | 46.659 | 5.8448 | 0.11561 | 52.6194 | 20.0488 | 3.4262 | 0.051384 | 23.5264 | 38.2458 | 4.7909 | 0.094768 | 43.1314 | 16.4337 | 2.8084 | 0.042119 | 19.2843
Upstate | 2024 | 7 | 24 | 0.29054 | 5.7311e-06 | 1.7442e-06 | 0.23815 | 4.6977e-06 | 1.4297e-06 | 0.35707 | 0.0019742 | 2.5167e-06 | 0.29269 | 0.0016183 | 2.0629e-06 | 45.7053 | 5.7253 | 0.11325 | 51.5439 | 19.639 | 3.3562 | 0.050334 | 23.0456 | 37.4641 | 4.693 | 0.092831 | 42.2499 | 16.0979 | 2.751 | 0.041258 | 18.8902
Upstate | 2024 | 8 | 1 | 0.28355 | 5.5931e-06 | 1.7023e-06 | 0.23242 | 4.5846e-06 | 1.3953e-06 | 0.34848 | 0.0019267 | 2.4561e-06 | 0.28564 | 0.0015793 | 2.0133e-06 | 44.6051 | 5.5875 | 0.11053 | 50.3031 | 19.1662 | 3.2754 | 0.049122 | 22.4908 | 36.5622 | 4.58 | 0.090596 | 41.2328 | 15.7103 | 2.6848 | 0.040265 | 18.4354
Upstate | 2024 | 8 | 2 | 0.27212 | 5.3677e-06 | 1.6337e-06 | 0.22305 | 4.3999e-06 | 1.3391e-06 | 0.33443 | 0.0018491 | 2.3571e-06 | 0.27413 | 0.0015157 | 1.9321e-06 | 42.8073 | 5.3623 | 0.10607 | 48.2757 | 18.3938 | 3.1434 | 0.047143 | 21.5843 | 35.0886 | 4.3954 | 0.086945 | 39.571 | 15.0772 | 2.5766 | 0.038642 | 17.6924
Upstate | 2024 | 8 | 3 | 0.26846 | 5.2955e-06 | 1.6117e-06 | 0.22005 | 4.3406e-06 | 1.3211e-06 | 0.32993 | 0.0018242 | 2.3254e-06 | 0.27044 | 0.0014953 | 1.9061e-06 | 42.2313 | 5.2901 | 0.10464 | 47.626 | 18.1462 | 3.1011 | 0.046508 | 21.2939 | 34.6164 | 4.3362 | 0.085775 | 39.0385 | 14.8743 | 2.5419 | 0.038122 | 17.4543
Upstate | 2024 | 8 | 4 | 0.26177 | 5.1635e-06 | 1.5715e-06 | 0.21457 | 4.2325e-06 | 1.2882e-06 | 0.32171 | 0.0017787 | 2.2675e-06 | 0.2637 | 0.001458 | 1.8586e-06 | 41.179 | 5.1583 | 0.10204 | 46.4394 | 17.6941 | 3.0238 | 0.045349 | 20.7633 | 33.754 | 4.2282 | 0.083638 | 38.0658 | 14.5037 | 2.4786 | 0.037172 | 17.0194
Upstate | 2024 | 8 | 5 | 0.26216 | 5.1713e-06 | 1.5739e-06 | 0.21489 | 4.2389e-06 | 1.2901e-06 | 0.3222 | 0.0017814 | 2.2709e-06 | 0.2641 | 0.0014602 | 1.8614e-06 | 41.2411 | 5.1661 | 0.10219 | 46.5094 | 17.7208 | 3.0284 | 0.045418 | 20.7946 | 33.8048 | 4.2346 | 0.083764 | 38.1232 | 14.5255 | 2.4823 | 0.037228 | 17.0451
Upstate | 2024 | 8 | 6 | 0.28493 | 5.6204e-06 | 1.7105e-06 | 0.23355 | 4.6069e-06 | 1.4021e-06 | 0.35017 | 0.0019361 | 2.4681e-06 | 0.28703 | 0.001587 | 2.023e-06 | 44.8222 | 5.6147 | 0.11106 | 50.5479 | 19.2595 | 3.2914 | 0.049361 | 22.6003 | 36.7402 | 4.6023 | 0.091037 | 41.4335 | 15.7868 | 2.6979 | 0.040461 | 18.5251
Upstate | 2024 | 8 | 7 | 0.28472 | 5.6162e-06 | 1.7093e-06 | 0.23338 | 4.6035e-06 | 1.4011e-06 | 0.34991 | 0.0019347 | 2.4662e-06 | 0.28682 | 0.0015858 | 2.0215e-06 | 44.7889 | 5.6105 | 0.11098 | 50.5104 | 19.2452 | 3.2889 | 0.049325 | 22.5835 | 36.7129 | 4.5989 | 0.09097 | 41.4028 | 15.7751 | 2.6959 | 0.040431 | 18.5114
Upstate | 2024 | 8 | 8 | 0.26162 | 5.1606e-06 | 1.5706e-06 | 0.21445 | 4.2301e-06 | 1.2874e-06 | 0.32153 | 0.0017777 | 2.2662e-06 | 0.26355 | 0.0014572 | 1.8576e-06 | 41.1556 | 5.1554 | 0.10198 | 46.4129 | 17.684 | 3.0221 | 0.045324 | 20.7515 | 33.7347 | 4.2258 | 0.08359 | 38.0441 | 14.4954 | 2.4772 | 0.037151 | 17.0097
Upstate | 2024 | 8 | 9 | 0.23658 | 4.6666e-06 | 1.4203e-06 | 0.19392 | 3.8252e-06 | 1.1642e-06 | 0.29075 | 0.0016076 | 2.0493e-06 | 0.23833 | 0.0013177 | 1.6798e-06 | 37.2163 | 4.6619 | 0.092217 | 41.9704 | 15.9914 | 2.7328 | 0.040985 | 18.7652 | 30.5057 | 3.8213 | 0.075589 | 34.4026 | 13.1079 | 2.2401 | 0.033595 | 15.3816
Upstate | 2024 | 8 | 10 | 0.23383 | 4.6125e-06 | 1.4038e-06 | 0.19167 | 3.7808e-06 | 1.1507e-06 | 0.28738 | 0.0015889 | 2.0255e-06 | 0.23556 | 0.0013024 | 1.6603e-06 | 36.7843 | 4.6078 | 0.091147 | 41.4833 | 15.8058 | 2.7011 | 0.04051 | 18.5474 | 30.1517 | 3.777 | 0.074712 | 34.0033 | 12.9558 | 2.2141 | 0.033205 | 15.2031
Upstate | 2024 | 8 | 11 | 0.27098 | 5.3452e-06 | 1.6268e-06 | 0.22212 | 4.3814e-06 | 1.3335e-06 | 0.33303 | 0.0018413 | 2.3473e-06 | 0.27298 | 0.0015093 | 1.924e-06 | 42.628 | 5.3398 | 0.10563 | 48.0734 | 18.3167 | 3.1302 | 0.046945 | 21.4939 | 34.9416 | 4.377 | 0.086581 | 39.4052 | 15.014 | 2.5658 | 0.03848 | 17.6183
Upstate | 2024 | 8 | 12 | 0.27553 | 5.435e-06 | 1.6541e-06 | 0.22585 | 4.455e-06 | 1.3559e-06 | 0.33863 | 0.0018722 | 2.3867e-06 | 0.27757 | 0.0015347 | 1.9563e-06 | 43.344 | 5.4295 | 0.1074 | 48.8809 | 18.6244 | 3.1828 | 0.047734 | 21.8549 | 35.5286 | 4.4505 | 0.088035 | 40.0671 | 15.2662 | 2.6089 | 0.039127 | 17.9142
Upstate | 2024 | 8 | 13 | 0.26844 | 5.2951e-06 | 1.6115e-06 | 0.22004 | 4.3403e-06 | 1.321e-06 | 0.32991 | 0.001824 | 2.3252e-06 | 0.27042 | 0.0014951 | 1.906e-06 | 42.2281 | 5.2897 | 0.10464 | 47.6224 | 18.1449 | 3.1009 | 0.046505 | 21.2922 | 34.6138 | 4.3359 | 0.085768 | 39.0355 | 14.8731 | 2.5417 | 0.038119 | 17.453
Upstate | 2024 | 8 | 14 | 0.28576 | 5.6368e-06 | 1.7155e-06 | 0.23423 | 4.6204e-06 | 1.4062e-06 | 0.3512 | 0.0019417 | 2.4753e-06 | 0.28787 | 0.0015916 | 2.029e-06 | 44.953 | 5.6311 | 0.11139 | 50.6954 | 19.3157 | 3.301 | 0.049506 | 22.6662 | 36.8474 | 4.6157 | 0.091303 | 41.5544 | 15.8329 | 2.7058 | 0.040579 | 18.5792
Upstate | 2024 | 8 | 15 | 0.32156 | 6.3429e-06 | 1.9305e-06 | 0.26358 | 5.1992e-06 | 1.5824e-06 | 0.39519 | 0.002185 | 2.7854e-06 | 0.32393 | 0.001791 | 2.2831e-06 | 50.5847 | 6.3365 | 0.12534 | 57.0466 | 21.7356 | 3.7145 | 0.055708 | 25.5058 | 41.4637 | 5.194 | 0.10274 | 46.7604 | 17.8164 | 3.0447 | 0.045663 | 20.9068
Upstate | 2024 | 8 | 16 | 0.34465 | 6.7983e-06 | 2.0691e-06 | 0.2825 | 5.5725e-06 | 1.696e-06 | 0.42357 | 0.0023419 | 2.9854e-06 | 0.34719 | 0.0019196 | 2.4471e-06 | 54.2164 | 6.7914 | 0.13434 | 61.1422 | 23.2961 | 3.9812 | 0.059707 | 27.337 | 44.4405 | 5.5669 | 0.11012 | 50.1175 | 19.0955 | 3.2633 | 0.048941 | 22.4078
Upstate | 2024 | 8 | 17 | 0.27894 | 5.5022e-06 | 1.6746e-06 | 0.22864 | 4.5101e-06 | 1.3726e-06 | 0.34281 | 0.0018954 | 2.4162e-06 | 0.281 | 0.0015536 | 1.9805e-06 | 43.88 | 5.4966 | 0.10873 | 49.4854 | 18.8547 | 3.2222 | 0.048324 | 22.1252 | 35.9679 | 4.5055 | 0.089124 | 40.5625 | 15.4549 | 2.6412 | 0.03961 | 18.1357
Upstate | 2024 | 8 | 18 | 0.27713 | 5.4665e-06 | 1.6637e-06 | 0.22716 | 4.4808e-06 | 1.3637e-06 | 0.34058 | 0.0018831 | 2.4005e-06 | 0.27917 | 0.0015435 | 1.9677e-06 | 43.5948 | 5.4609 | 0.10802 | 49.1638 | 18.7322 | 3.2012 | 0.04801 | 21.9814 | 35.7341 | 4.4763 | 0.088544 | 40.2989 | 15.3545 | 2.624 | 0.039353 | 18.0179
Upstate | 2024 | 8 | 19 | 0.27393 | 5.4035e-06 | 1.6445e-06 | 0.22454 | 4.4292e-06 | 1.348e-06 | 0.33666 | 0.0018614 | 2.3728e-06 | 0.27596 | 0.0015258 | 1.945e-06 | 43.0927 | 5.398 | 0.10678 | 48.5975 | 18.5164 | 3.1644 | 0.047457 | 21.7282 | 35.3225 | 4.4247 | 0.087524 | 39.8348 | 15.1777 | 2.5938 | 0.0389 | 17.8103
Upstate | 2024 | 8 | 20 | 0.28167 | 5.5561e-06 | 1.691e-06 | 0.23088 | 4.5543e-06 | 1.3861e-06 | 0.34617 | 0.001914 | 2.4398e-06 | 0.28375 | 0.0015688 | 1.9999e-06 | 44.3095 | 5.5505 | 0.10979 | 49.9698 | 19.0393 | 3.2537 | 0.048797 | 22.3418 | 36.32 | 4.5496 | 0.089996 | 40.9596 | 15.6062 | 2.667 | 0.039998 | 18.3133
Upstate | 2024 | 8 | 21 | 0.27062 | 5.338e-06 | 1.6246e-06 | 0.22182 | 4.3755e-06 | 1.3317e-06 | 0.33258 | 0.0018388 | 2.3441e-06 | 0.27261 | 0.0015073 | 1.9214e-06 | 42.5706 | 5.3326 | 0.10548 | 48.0087 | 18.2921 | 3.126 | 0.046882 | 21.465 | 34.8946 | 4.3711 | 0.086464 | 39.3521 | 14.9938 | 2.5624 | 0.038428 | 17.5946
Upstate | 2024 | 8 | 22 | 0.25484 | 5.0268e-06 | 1.5299e-06 | 0.20889 | 4.1204e-06 | 1.254e-06 | 0.31319 | 0.0017316 | 2.2074e-06 | 0.25672 | 0.0014194 | 1.8094e-06 | 40.0884 | 5.0217 | 0.099334 | 45.2094 | 17.2255 | 2.9438 | 0.044148 | 20.2134 | 32.86 | 4.1162 | 0.081423 | 37.0576 | 14.1195 | 2.413 | 0.036188 | 16.5687
Upstate | 2024 | 8 | 23 | 0.26313 | 5.1904e-06 | 1.5797e-06 | 0.21569 | 4.2545e-06 | 1.2949e-06 | 0.32339 | 0.001788 | 2.2793e-06 | 0.26508 | 0.0014656 | 1.8683e-06 | 41.3934 | 5.1852 | 0.10257 | 46.6812 | 17.7862 | 3.0396 | 0.045586 | 20.8714 | 33.9297 | 4.2502 | 0.084073 | 38.264 | 14.5792 | 2.4915 | 0.037366 | 17.108
Upstate | 2024 | 8 | 24 | 0.27426 | 5.4099e-06 | 1.6465e-06 | 0.22481 | 4.4344e-06 | 1.3496e-06 | 0.33706 | 0.0018636 | 2.3757e-06 | 0.27628 | 0.0015276 | 1.9473e-06 | 43.1438 | 5.4044 | 0.1069 | 48.6551 | 18.5383 | 3.1681 | 0.047513 | 21.754 | 35.3644 | 4.4299 | 0.087628 | 39.882 | 15.1956 | 2.5969 | 0.038946 | 17.8315
Upstate | 2024 | 9 | 1 | 0.2055 | 4.0537e-06 | 1.2337e-06 | 0.16845 | 3.3228e-06 | 1.0113e-06 | 0.25256 | 0.0013964 | 1.7801e-06 | 0.20702 | 0.0011446 | 1.4591e-06 | 32.328 | 4.0496 | 0.080104 | 36.4577 | 13.8909 | 2.3739 | 0.035602 | 16.3004 | 26.4989 | 3.3194 | 0.065661 | 29.8839 | 11.3862 | 1.9459 | 0.029182 | 13.3613
Upstate | 2024 | 9 | 2 | 0.16963 | 3.3461e-06 | 1.0184e-06 | 0.13905 | 2.7427e-06 | 8.3475e-07 | 0.20848 | 0.0011527 | 1.4694e-06 | 0.17089 | 0.00094482 | 1.2044e-06 | 26.6849 | 3.3427 | 0.066122 | 30.0937 | 11.4662 | 1.9595 | 0.029387 | 13.4551 | 21.8733 | 2.74 | 0.054199 | 24.6675 | 9.3987 | 1.6062 | 0.024088 | 11.029
Upstate | 2024 | 9 | 3 | 0.18533 | 3.6556e-06 | 1.1126e-06 | 0.15191 | 2.9965e-06 | 9.1197e-07 | 0.22776 | 0.0012593 | 1.6053e-06 | 0.18669 | 0.0010322 | 1.3158e-06 | 29.1536 | 3.6519 | 0.072239 | 32.8778 | 12.5269 | 2.1408 | 0.032106 | 14.6998 | 23.8968 | 2.9935 | 0.059213 | 26.9495 | 10.2682 | 1.7548 | 0.026317 | 12.0493
Upstate | 2024 | 9 | 4 | 0.20205 | 3.9856e-06 | 1.213e-06 | 0.16562 | 3.267e-06 | 9.943e-07 | 0.24832 | 0.001373 | 1.7502e-06 | 0.20355 | 0.0011254 | 1.4346e-06 | 31.7853 | 3.9816 | 0.07876 | 35.8456 | 13.6577 | 2.334 | 0.035004 | 16.0268 | 26.054 | 3.2637 | 0.064558 | 29.3822 | 11.1951 | 1.9132 | 0.028693 | 13.137
Upstate | 2024 | 9 | 5 | 0.22543 | 4.4468e-06 | 1.3534e-06 | 0.18479 | 3.645e-06 | 1.1094e-06 | 0.27706 | 0.0015318 | 1.9527e-06 | 0.2271 | 0.0012556 | 1.6006e-06 | 35.4632 | 4.4423 | 0.087873 | 39.9934 | 15.2381 | 2.6041 | 0.039055 | 17.8813 | 29.0688 | 3.6413 | 0.072029 | 32.7821 | 12.4905 | 2.1346 | 0.032013 | 14.6571
Upstate | 2024 | 9 | 6 | 0.27642 | 5.4525e-06 | 1.6594e-06 | 0.22658 | 4.4693e-06 | 1.3602e-06 | 0.33971 | 0.0018783 | 2.3943e-06 | 0.27846 | 0.0015396 | 1.9626e-06 | 43.4832 | 5.4469 | 0.10775 | 49.0379 | 18.6842 | 3.193 | 0.047887 | 21.9251 | 35.6426 | 4.4648 | 0.088318 | 40.1957 | 15.3152 | 2.6173 | 0.039252 | 17.9717
Upstate | 2024 | 9 | 7 | 0.27523 | 5.429e-06 | 1.6523e-06 | 0.2256 | 4.4501e-06 | 1.3544e-06 | 0.33825 | 0.0018702 | 2.384e-06 | 0.27726 | 0.001533 | 1.9542e-06 | 43.296 | 5.4235 | 0.10728 | 48.8268 | 18.6038 | 3.1793 | 0.047681 | 21.8307 | 35.4892 | 4.4456 | 0.087937 | 40.0227 | 15.2493 | 2.606 | 0.039083 | 17.8944
Upstate | 2024 | 9 | 8 | 0.23329 | 4.6019e-06 | 1.4006e-06 | 0.19123 | 3.7721e-06 | 1.148e-06 | 0.28672 | 0.0015852 | 2.0208e-06 | 0.23502 | 0.0012994 | 1.6564e-06 | 36.6997 | 4.5972 | 0.090937 | 41.3878 | 15.7694 | 2.6949 | 0.040416 | 18.5047 | 30.0823 | 3.7683 | 0.07454 | 33.9251 | 12.926 | 2.209 | 0.033129 | 15.1681
Upstate | 2024 | 9 | 9 | 0.19591 | 3.8644e-06 | 1.1761e-06 | 0.16059 | 3.1676e-06 | 9.6406e-07 | 0.24077 | 0.0013312 | 1.697e-06 | 0.19736 | 0.0010912 | 1.391e-06 | 30.8188 | 3.8605 | 0.076365 | 34.7557 | 13.2425 | 2.2631 | 0.03394 | 15.5395 | 25.2618 | 3.1644 | 0.062595 | 28.4888 | 10.8547 | 1.855 | 0.02782 | 12.7375
Upstate | 2024 | 9 | 10 | 0.18059 | 3.5622e-06 | 1.0841e-06 | 0.14802 | 2.9199e-06 | 8.8866e-07 | 0.22194 | 0.0012271 | 1.5643e-06 | 0.18192 | 0.0010058 | 1.2822e-06 | 28.4082 | 3.5586 | 0.070392 | 32.0372 | 12.2066 | 2.0861 | 0.031285 | 14.324 | 23.2858 | 2.9169 | 0.057699 | 26.2605 | 10.0056 | 1.7099 | 0.025644 | 11.7412
Upstate | 2024 | 9 | 11 | 0.17607 | 3.4731e-06 | 1.057e-06 | 0.14432 | 2.8469e-06 | 8.6643e-07 | 0.21639 | 0.0011964 | 1.5251e-06 | 0.17737 | 0.00098068 | 1.2501e-06 | 27.6978 | 3.4696 | 0.068631 | 31.236 | 11.9014 | 2.0339 | 0.030503 | 13.9658 | 22.7035 | 2.844 | 0.056256 | 25.6038 | 9.7554 | 1.6672 | 0.025003 | 11.4476
Upstate | 2024 | 9 | 12 | 0.18021 | 3.5547e-06 | 1.0819e-06 | 0.14772 | 2.9138e-06 | 8.868e-07 | 0.22147 | 0.0012245 | 1.561e-06 | 0.18154 | 0.0010037 | 1.2795e-06 | 28.3488 | 3.5511 | 0.070244 | 31.9701 | 12.1811 | 2.0817 | 0.03122 | 14.294 | 23.2371 | 2.9108 | 0.057578 | 26.2055 | 9.9847 | 1.7063 | 0.02559 | 11.7166
Upstate | 2024 | 9 | 13 | 0.19922 | 3.9296e-06 | 1.196e-06 | 0.16329 | 3.2211e-06 | 9.8033e-07 | 0.24483 | 0.0013537 | 1.7256e-06 | 0.20069 | 0.0011096 | 1.4145e-06 | 31.3388 | 3.9257 | 0.077653 | 35.3421 | 13.4659 | 2.3013 | 0.034513 | 15.8016 | 25.688 | 3.2178 | 0.063651 | 28.9695 | 11.0378 | 1.8863 | 0.02829 | 12.9524
Upstate | 2024 | 9 | 14 | 0.21163 | 4.1745e-06 | 1.2705e-06 | 0.17347 | 3.4218e-06 | 1.0414e-06 | 0.26009 | 0.001438 | 1.8332e-06 | 0.21319 | 0.0011787 | 1.5026e-06 | 33.2915 | 4.1703 | 0.082492 | 37.5442 | 14.3049 | 2.4446 | 0.036663 | 16.7862 | 27.2886 | 3.4183 | 0.067618 | 30.7745 | 11.7256 | 2.0038 | 0.030052 | 13.7595
Upstate | 2024 | 9 | 15 | 0.23441 | 4.6238e-06 | 1.4072e-06 | 0.19214 | 3.7901e-06 | 1.1535e-06 | 0.28808 | 0.0015928 | 2.0305e-06 | 0.23614 | 0.0013056 | 1.6643e-06 | 36.8746 | 4.6191 | 0.09137 | 41.5851 | 15.8446 | 2.7078 | 0.040609 | 18.5929 | 30.2256 | 3.7862 | 0.074895 | 34.0868 | 12.9876 | 2.2195 | 0.033287 | 15.2404
Upstate | 2024 | 9 | 16 | 0.26792 | 5.2849e-06 | 1.6085e-06 | 0.21961 | 4.332e-06 | 1.3184e-06 | 0.32927 | 0.0018205 | 2.3208e-06 | 0.2699 | 0.0014923 | 1.9023e-06 | 42.147 | 5.2796 | 0.10443 | 47.531 | 18.1101 | 3.0949 | 0.046415 | 21.2514 | 34.5474 | 4.3276 | 0.085604 | 38.9606 | 14.8446 | 2.5369 | 0.038046 | 17.4195
Upstate | 2024 | 9 | 17 | 0.23576 | 4.6506e-06 | 1.4154e-06 | 0.19325 | 3.812e-06 | 1.1602e-06 | 0.28975 | 0.001602 | 2.0422e-06 | 0.23751 | 0.0013132 | 1.674e-06 | 37.0882 | 4.6459 | 0.0919 | 41.826 | 15.9364 | 2.7234 | 0.040844 | 18.7006 | 30.4008 | 3.8082 | 0.075329 | 34.2843 | 13.0628 | 2.2324 | 0.03348 | 15.3287
Upstate | 2024 | 9 | 18 | 0.25644 | 5.0585e-06 | 1.5395e-06 | 0.2102 | 4.1464e-06 | 1.2619e-06 | 0.31517 | 0.0017425 | 2.2213e-06 | 0.25834 | 0.0014283 | 1.8208e-06 | 40.3412 | 5.0534 | 0.09996 | 45.4945 | 17.3341 | 2.9623 | 0.044427 | 20.3408 | 33.0672 | 4.1422 | 0.081936 | 37.2913 | 14.2085 | 2.4282 | 0.036416 | 16.6731
Upstate | 2024 | 9 | 19 | 0.24745 | 4.8811e-06 | 1.4856e-06 | 0.20283 | 4.001e-06 | 1.2177e-06 | 0.30412 | 0.0016814 | 2.1435e-06 | 0.24928 | 0.0013783 | 1.757e-06 | 38.9269 | 4.8762 | 0.096456 | 43.8995 | 16.7264 | 2.8585 | 0.042869 | 19.6277 | 31.9079 | 3.997 | 0.079063 | 35.9839 | 13.7104 | 2.343 | 0.035139 | 16.0886
Upstate | 2024 | 9 | 20 | 0.24014 | 4.737e-06 | 1.4417e-06 | 0.19684 | 3.8828e-06 | 1.1817e-06 | 0.29513 | 0.0016318 | 2.0801e-06 | 0.24192 | 0.0013376 | 1.7051e-06 | 37.7771 | 4.7322 | 0.093607 | 42.6029 | 16.2323 | 2.774 | 0.041603 | 19.048 | 30.9654 | 3.8789 | 0.076728 | 34.921 | 13.3055 | 2.2738 | 0.034101 | 15.6134
Upstate | 2024 | 9 | 21 | 0.23395 | 4.6147e-06 | 1.4045e-06 | 0.19176 | 3.7826e-06 | 1.1512e-06 | 0.28752 | 0.0015897 | 2.0265e-06 | 0.23568 | 0.001303 | 1.6611e-06 | 36.8023 | 4.6101 | 0.091191 | 41.5036 | 15.8135 | 2.7024 | 0.040529 | 18.5565 | 30.1664 | 3.7788 | 0.074748 | 34.02 | 12.9621 | 2.2152 | 0.033221 | 15.2105
Upstate | 2024 | 9 | 22 | 0.21841 | 4.3083e-06 | 1.3112e-06 | 0.17903 | 3.5314e-06 | 1.0748e-06 | 0.26842 | 0.0014841 | 1.8919e-06 | 0.22002 | 0.0012165 | 1.5508e-06 | 34.3583 | 4.3039 | 0.085135 | 38.7474 | 14.7633 | 2.523 | 0.037838 | 17.3242 | 28.1631 | 3.5279 | 0.069784 | 31.7607 | 12.1013 | 2.0681 | 0.031015 | 14.2004
Upstate | 2024 | 9 | 23 | 0.24598 | 4.8522e-06 | 1.4767e-06 | 0.20163 | 3.9773e-06 | 1.2105e-06 | 0.30231 | 0.0016715 | 2.1307e-06 | 0.2478 | 0.0013701 | 1.7465e-06 | 38.6958 | 4.8473 | 0.095883 | 43.639 | 16.6271 | 2.8415 | 0.042615 | 19.5112 | 31.7185 | 3.9732 | 0.078594 | 35.7703 | 13.629 | 2.3291 | 0.034931 | 15.9931
Upstate | 2024 | 9 | 24 | 0.24293 | 4.792e-06 | 1.4584e-06 | 0.19913 | 3.9279e-06 | 1.1955e-06 | 0.29856 | 0.0016507 | 2.1043e-06 | 0.24473 | 0.0013531 | 1.7249e-06 | 38.2161 | 4.7872 | 0.094694 | 43.0979 | 16.421 | 2.8063 | 0.042086 | 19.2693 | 31.3252 | 3.924 | 0.07762 | 35.3268 | 13.4601 | 2.3003 | 0.034498 | 15.7948
Upstate | 2024 | 10 | 1 | 0.22016 | 4.3428e-06 | 1.3217e-06 | 0.18046 | 3.5598e-06 | 1.0834e-06 | 0.27058 | 0.001496 | 1.9071e-06 | 0.22179 | 0.0012263 | 1.5632e-06 | 34.6338 | 4.3384 | 0.085818 | 39.058 | 14.8817 | 2.5432 | 0.038141 | 17.4631 | 28.3889 | 3.5561 | 0.070344 | 32.0154 | 12.1983 | 2.0846 | 0.031264 | 14.3142
Upstate | 2024 | 10 | 2 | 0.21152 | 4.1723e-06 | 1.2698e-06 | 0.17338 | 3.42e-06 | 1.0409e-06 | 0.25995 | 0.0014373 | 1.8322e-06 | 0.21308 | 0.0011781 | 1.5018e-06 | 33.2737 | 4.1681 | 0.082448 | 37.5242 | 14.2973 | 2.4433 | 0.036643 | 16.7773 | 27.2741 | 3.4165 | 0.067581 | 30.7581 | 11.7193 | 2.0028 | 0.030036 | 13.7521
Upstate | 2024 | 10 | 3 | 0.21214 | 4.1845e-06 | 1.2736e-06 | 0.17389 | 3.43e-06 | 1.0439e-06 | 0.26071 | 0.0014415 | 1.8376e-06 | 0.2137 | 0.0011816 | 1.5062e-06 | 33.3715 | 4.1803 | 0.08269 | 37.6345 | 14.3393 | 2.4505 | 0.036751 | 16.8266 | 27.3542 | 3.4265 | 0.06778 | 30.8485 | 11.7538 | 2.0087 | 0.030124 | 13.7925
Upstate | 2024 | 10 | 4 | 0.22054 | 4.3502e-06 | 1.324e-06 | 0.18077 | 3.5658e-06 | 1.0853e-06 | 0.27104 | 0.0014986 | 1.9103e-06 | 0.22217 | 0.0012283 | 1.5659e-06 | 34.6928 | 4.3458 | 0.085964 | 39.1246 | 14.9071 | 2.5475 | 0.038206 | 17.4928 | 28.4373 | 3.5622 | 0.070464 | 32.07 | 12.2192 | 2.0882 | 0.031317 | 14.3387
Upstate | 2024 | 10 | 5 | 0.24864 | 4.9046e-06 | 1.4927e-06 | 0.20381 | 4.0202e-06 | 1.2236e-06 | 0.30558 | 0.0016895 | 2.1538e-06 | 0.25048 | 0.0013849 | 1.7654e-06 | 39.114 | 4.8996 | 0.096919 | 44.1106 | 16.8068 | 2.8722 | 0.043075 | 19.7221 | 32.0613 | 4.0162 | 0.079444 | 36.1569 | 13.7763 | 2.3543 | 0.035308 | 16.1659
Upstate | 2024 | 10 | 6 | 0.30096 | 5.9366e-06 | 1.8068e-06 | 0.24669 | 4.8662e-06 | 1.481e-06 | 0.36988 | 0.002045 | 2.607e-06 | 0.30318 | 0.0016763 | 2.1369e-06 | 47.3443 | 5.9306 | 0.11731 | 53.3923 | 20.3433 | 3.4766 | 0.052139 | 23.872 | 38.8076 | 4.8613 | 0.09616 | 43.765 | 16.6751 | 2.8497 | 0.042738 | 19.5676
Upstate | 2024 | 10 | 7 | 0.29295 | 5.7785e-06 | 1.7587e-06 | 0.24012 | 4.7366e-06 | 1.4416e-06 | 0.36003 | 0.0019906 | 2.5375e-06 | 0.29511 | 0.0016317 | 2.08e-06 | 46.0836 | 5.7727 | 0.11419 | 51.9705 | 19.8015 | 3.384 | 0.050751 | 23.2363 | 37.7742 | 4.7318 | 0.093599 | 42.5996 | 16.2311 | 2.7738 | 0.0416 | 19.0465
Upstate | 2024 | 10 | 8 | 0.28162 | 5.5551e-06 | 1.6907e-06 | 0.23084 | 4.5535e-06 | 1.3858e-06 | 0.34611 | 0.0019136 | 2.4394e-06 | 0.2837 | 0.0015686 | 1.9996e-06 | 44.3018 | 5.5495 | 0.10977 | 49.961 | 19.0359 | 3.2531 | 0.048788 | 22.3379 | 36.3136 | 4.5488 | 0.08998 | 40.9524 | 15.6035 | 2.6666 | 0.039991 | 18.3101
Upstate | 2024 | 10 | 9 | 0.25201 | 4.9711e-06 | 1.5129e-06 | 0.20657 | 4.0747e-06 | 1.2401e-06 | 0.30972 | 0.0017124 | 2.183e-06 | 0.25387 | 0.0014037 | 1.7893e-06 | 39.6441 | 4.966 | 0.098233 | 44.7084 | 17.0346 | 2.9111 | 0.043659 | 19.9894 | 32.4958 | 4.0706 | 0.08052 | 36.6469 | 13.963 | 2.3862 | 0.035787 | 16.385
Upstate | 2024 | 10 | 10 | 0.23831 | 4.7008e-06 | 1.4307e-06 | 0.19534 | 3.8532e-06 | 1.1727e-06 | 0.29288 | 0.0016193 | 2.0642e-06 | 0.24007 | 0.0013273 | 1.692e-06 | 37.4884 | 4.696 | 0.092891 | 42.2772 | 16.1083 | 2.7528 | 0.041285 | 18.9024 | 30.7287 | 3.8493 | 0.076142 | 34.6541 | 13.2038 | 2.2565 | 0.033841 | 15.4941
Upstate | 2024 | 10 | 11 | 0.23239 | 4.584e-06 | 1.3951e-06 | 0.19049 | 3.7574e-06 | 1.1436e-06 | 0.2856 | 0.0015791 | 2.013e-06 | 0.2341 | 0.0012944 | 1.65e-06 | 36.5571 | 4.5793 | 0.090584 | 41.227 | 15.7081 | 2.6844 | 0.040259 | 18.4328 | 29.9654 | 3.7536 | 0.07425 | 33.7933 | 12.8757 | 2.2004 | 0.033 | 15.1092
Upstate | 2024 | 10 | 12 | 0.22578 | 4.4536e-06 | 1.3555e-06 | 0.18507 | 3.6506e-06 | 1.111e-06 | 0.27748 | 0.0015342 | 1.9557e-06 | 0.22745 | 0.0012575 | 1.6031e-06 | 35.5175 | 4.4491 | 0.088007 | 40.0546 | 15.2614 | 2.6081 | 0.039114 | 17.9086 | 29.1132 | 3.6469 | 0.072139 | 32.8322 | 12.5096 | 2.1378 | 0.032062 | 14.6795
Upstate | 2024 | 10 | 13 | 0.24297 | 4.7927e-06 | 1.4587e-06 | 0.19916 | 3.9285e-06 | 1.1956e-06 | 0.29861 | 0.001651 | 2.1046e-06 | 0.24477 | 0.0013533 | 1.7251e-06 | 38.2218 | 4.7879 | 0.094709 | 43.1044 | 16.4234 | 2.8067 | 0.042093 | 19.2722 | 31.33 | 3.9246 | 0.077631 | 35.3322 | 13.4621 | 2.3006 | 0.034503 | 15.7972
Upstate | 2024 | 10 | 14 | 0.26493 | 5.2258e-06 | 1.5905e-06 | 0.21716 | 4.2836e-06 | 1.3037e-06 | 0.32559 | 0.0018002 | 2.2948e-06 | 0.26688 | 0.0014756 | 1.881e-06 | 41.6759 | 5.2205 | 0.10327 | 46.9997 | 17.9076 | 3.0603 | 0.045897 | 21.0138 | 34.1612 | 4.2792 | 0.084647 | 38.5251 | 14.6786 | 2.5085 | 0.037621 | 17.2248
Upstate | 2024 | 10 | 15 | 0.27823 | 5.4883e-06 | 1.6703e-06 | 0.22806 | 4.4987e-06 | 1.3692e-06 | 0.34194 | 0.0018906 | 2.4101e-06 | 0.28029 | 0.0015497 | 1.9755e-06 | 43.7687 | 5.4827 | 0.10845 | 49.3599 | 18.8069 | 3.214 | 0.048201 | 22.0691 | 35.8767 | 4.4941 | 0.088898 | 40.4597 | 15.4158 | 2.6345 | 0.03951 | 18.0898
Upstate | 2024 | 10 | 16 | 0.3118 | 6.1504e-06 | 1.8719e-06 | 0.25558 | 5.0414e-06 | 1.5343e-06 | 0.3832 | 0.0021187 | 2.7008e-06 | 0.3141 | 0.0017367 | 2.2138e-06 | 49.0492 | 6.1442 | 0.12154 | 55.3149 | 21.0758 | 3.6018 | 0.054017 | 24.7316 | 40.205 | 5.0363 | 0.099623 | 45.341 | 17.2756 | 2.9523 | 0.044277 | 20.2722
Upstate | 2024 | 10 | 17 | 0.30269 | 5.9708e-06 | 1.8172e-06 | 0.24811 | 4.8942e-06 | 1.4895e-06 | 0.37201 | 0.0020568 | 2.622e-06 | 0.30493 | 0.0016859 | 2.1492e-06 | 47.617 | 5.9648 | 0.11799 | 53.6998 | 20.4604 | 3.4966 | 0.052439 | 24.0095 | 39.0311 | 4.8892 | 0.096714 | 44.017 | 16.7712 | 2.8661 | 0.042984 | 19.6803
Upstate | 2024 | 10 | 18 | 0.31979 | 6.308e-06 | 1.9198e-06 | 0.26213 | 5.1706e-06 | 1.5737e-06 | 0.39302 | 0.002173 | 2.77e-06 | 0.32215 | 0.0017812 | 2.2706e-06 | 50.3062 | 6.3016 | 0.12465 | 56.7324 | 21.6159 | 3.6941 | 0.055401 | 25.3654 | 41.2353 | 5.1654 | 0.10218 | 46.5029 | 17.7183 | 3.028 | 0.045411 | 20.7917
Upstate | 2024 | 10 | 19 | 0.32924 | 6.4944e-06 | 1.9766e-06 | 0.26987 | 5.3234e-06 | 1.6202e-06 | 0.40463 | 0.0022372 | 2.8519e-06 | 0.33167 | 0.0018338 | 2.3377e-06 | 51.7927 | 6.4878 | 0.12834 | 58.4089 | 22.2547 | 3.8032 | 0.057038 | 26.1149 | 42.4538 | 5.318 | 0.10519 | 47.877 | 18.2419 | 3.1174 | 0.046753 | 21.4061
Upstate | 2024 | 10 | 20 | 0.30675 | 6.0508e-06 | 1.8415e-06 | 0.25144 | 4.9598e-06 | 1.5095e-06 | 0.37699 | 0.0020844 | 2.6571e-06 | 0.30901 | 0.0017085 | 2.178e-06 | 48.2547 | 6.0447 | 0.11957 | 54.4189 | 20.7344 | 3.5434 | 0.053142 | 24.331 | 39.5538 | 4.9547 | 0.098009 | 44.6065 | 16.9958 | 2.9045 | 0.04356 | 19.9438
Upstate | 2024 | 10 | 21 | 0.29201 | 5.76e-06 | 1.753e-06 | 0.23935 | 4.7214e-06 | 1.4369e-06 | 0.35887 | 0.0019842 | 2.5294e-06 | 0.29416 | 0.0016264 | 2.0733e-06 | 45.9356 | 5.7541 | 0.11382 | 51.8036 | 19.738 | 3.3731 | 0.050588 | 23.1617 | 37.6529 | 4.7166 | 0.093299 | 42.4628 | 16.179 | 2.7649 | 0.041466 | 18.9853
Upstate | 2024 | 10 | 22 | 0.29386 | 5.7966e-06 | 1.7642e-06 | 0.24087 | 4.7514e-06 | 1.4461e-06 | 0.36115 | 0.0019968 | 2.5455e-06 | 0.29603 | 0.0016368 | 2.0865e-06 | 46.2275 | 5.7907 | 0.11455 | 52.1328 | 19.8634 | 3.3946 | 0.050909 | 23.3089 | 37.8921 | 4.7466 | 0.093892 | 42.7326 | 16.2818 | 2.7825 | 0.04173 | 19.106
Upstate | 2024 | 10 | 23 | 0.27342 | 5.3934e-06 | 1.6415e-06 | 0.22412 | 4.4209e-06 | 1.3455e-06 | 0.33603 | 0.0018579 | 2.3684e-06 | 0.27544 | 0.0015229 | 1.9414e-06 | 43.0124 | 5.388 | 0.10658 | 48.5069 | 18.4819 | 3.1585 | 0.047368 | 21.6877 | 35.2567 | 4.4165 | 0.087361 | 39.7605 | 15.1494 | 2.589 | 0.038827 | 17.7772
Upstate | 2024 | 10 | 24 | 0.23573 | 4.6499e-06 | 1.4152e-06 | 0.19322 | 3.8114e-06 | 1.16e-06 | 0.28971 | 0.0016018 | 2.0419e-06 | 0.23747 | 0.001313 | 1.6737e-06 | 37.0824 | 4.6451 | 0.091885 | 41.8195 | 15.9339 | 2.723 | 0.040838 | 18.6977 | 30.396 | 3.8076 | 0.075317 | 34.2789 | 13.0608 | 2.232 | 0.033474 | 15.3263
Upstate | 2024 | 11 | 1 | 0.27941 | 5.5115e-06 | 1.6774e-06 | 0.22903 | 4.5177e-06 | 1.375e-06 | 0.34339 | 0.0018986 | 2.4203e-06 | 0.28147 | 0.0015563 | 1.9839e-06 | 43.954 | 5.5059 | 0.10891 | 49.5688 | 18.8865 | 3.2276 | 0.048405 | 22.1625 | 36.0285 | 4.5131 | 0.089274 | 40.6309 | 15.481 | 2.6456 | 0.039677 | 18.1663
Upstate | 2024 | 11 | 2 | 0.25863 | 5.1015e-06 | 1.5526e-06 | 0.21199 | 4.1817e-06 | 1.2727e-06 | 0.31785 | 0.0017574 | 2.2402e-06 | 0.26054 | 0.0014405 | 1.8363e-06 | 40.6845 | 5.0964 | 0.10081 | 45.8817 | 17.4816 | 2.9875 | 0.044805 | 20.514 | 33.3486 | 4.1774 | 0.082633 | 37.6087 | 14.3295 | 2.4488 | 0.036726 | 16.815
Upstate | 2024 | 11 | 3 | 0.27204 | 5.3662e-06 | 1.6332e-06 | 0.22299 | 4.3986e-06 | 1.3387e-06 | 0.33434 | 0.0018485 | 2.3564e-06 | 0.27405 | 0.0015152 | 1.9316e-06 | 42.795 | 5.3607 | 0.10604 | 48.2618 | 18.3885 | 3.1425 | 0.047129 | 21.5781 | 35.0785 | 4.3941 | 0.08692 | 39.5596 | 15.0728 | 2.5759 | 0.038631 | 17.6873
Upstate | 2024 | 11 | 4 | 0.27956 | 5.5145e-06 | 1.6783e-06 | 0.22915 | 4.5202e-06 | 1.3757e-06 | 0.34358 | 0.0018996 | 2.4216e-06 | 0.28163 | 0.0015571 | 1.985e-06 | 43.9783 | 5.509 | 0.10897 | 49.5962 | 18.8969 | 3.2294 | 0.048432 | 22.1747 | 36.0484 | 4.5156 | 0.089323 | 40.6534 | 15.4896 | 2.6471 | 0.039699 | 18.1763
Upstate | 2024 | 11 | 5 | 0.27558 | 5.4361e-06 | 1.6545e-06 | 0.22589 | 4.4559e-06 | 1.3561e-06 | 0.33869 | 0.0018726 | 2.3871e-06 | 0.27762 | 0.0015349 | 1.9567e-06 | 43.3523 | 5.4305 | 0.10742 | 48.8902 | 18.6279 | 3.1834 | 0.047743 | 21.8591 | 35.5353 | 4.4513 | 0.088052 | 40.0747 | 15.2691 | 2.6094 | 0.039134 | 17.9176
Upstate | 2024 | 11 | 6 | 0.29591 | 5.837e-06 | 1.7765e-06 | 0.24255 | 4.7845e-06 | 1.4561e-06 | 0.36367 | 0.0020107 | 2.5632e-06 | 0.29809 | 0.0016481 | 2.101e-06 | 46.5494 | 5.831 | 0.11534 | 52.4958 | 20.0017 | 3.4182 | 0.051264 | 23.4712 | 38.156 | 4.7796 | 0.094545 | 43.0302 | 16.3952 | 2.8019 | 0.04202 | 19.239
Upstate | 2024 | 11 | 7 | 0.31705 | 6.254e-06 | 1.9034e-06 | 0.25988 | 5.1263e-06 | 1.5602e-06 | 0.38965 | 0.0021544 | 2.7463e-06 | 0.31939 | 0.0017659 | 2.2511e-06 | 49.8752 | 6.2476 | 0.12358 | 56.2464 | 21.4307 | 3.6624 | 0.054926 | 25.1481 | 40.8821 | 5.1211 | 0.1013 | 46.1045 | 17.5665 | 3.002 | 0.045022 | 20.6136
Upstate | 2024 | 11 | 8 | 0.3063 | 6.0419e-06 | 1.8388e-06 | 0.25107 | 4.9525e-06 | 1.5073e-06 | 0.37644 | 0.0020813 | 2.6532e-06 | 0.30856 | 0.001706 | 2.1748e-06 | 48.184 | 6.0358 | 0.11939 | 54.3392 | 20.7041 | 3.5382 | 0.053064 | 24.2953 | 39.4958 | 4.9475 | 0.097865 | 44.5412 | 16.9709 | 2.9002 | 0.043496 | 19.9146
Upstate | 2024 | 11 | 9 | 0.29117 | 5.7435e-06 | 1.748e-06 | 0.23867 | 4.7079e-06 | 1.4328e-06 | 0.35785 | 0.0019785 | 2.5222e-06 | 0.29332 | 0.0016218 | 2.0674e-06 | 45.8044 | 5.7377 | 0.1135 | 51.6556 | 19.6816 | 3.3635 | 0.050443 | 23.0955 | 37.5453 | 4.7031 | 0.093032 | 42.3415 | 16.1327 | 2.757 | 0.041348 | 18.9311
Upstate | 2024 | 11 | 10 | 0.28351 | 5.5924e-06 | 1.702e-06 | 0.23239 | 4.584e-06 | 1.3951e-06 | 0.34843 | 0.0019264 | 2.4558e-06 | 0.2856 | 0.0015791 | 2.013e-06 | 44.5988 | 5.5867 | 0.11051 | 50.296 | 19.1635 | 3.275 | 0.049115 | 22.4876 | 36.5571 | 4.5793 | 0.090583 | 41.227 | 15.7081 | 2.6844 | 0.040259 | 18.4328
Upstate | 2024 | 11 | 11 | 0.28748 | 5.6707e-06 | 1.7259e-06 | 0.23564 | 4.6482e-06 | 1.4147e-06 | 0.35331 | 0.0019534 | 2.4902e-06 | 0.2896 | 0.0016012 | 2.0412e-06 | 45.2237 | 5.665 | 0.11206 | 51.0007 | 19.4321 | 3.3208 | 0.049804 | 22.8027 | 37.0693 | 4.6435 | 0.091853 | 41.8047 | 15.9282 | 2.7221 | 0.040823 | 18.6911
Upstate | 2024 | 11 | 12 | 0.29024 | 5.7251e-06 | 1.7424e-06 | 0.23791 | 4.6928e-06 | 1.4282e-06 | 0.3567 | 0.0019722 | 2.5141e-06 | 0.29238 | 0.0016166 | 2.0608e-06 | 45.6577 | 5.7193 | 0.11313 | 51.4902 | 19.6185 | 3.3527 | 0.050282 | 23.0215 | 37.425 | 4.6881 | 0.092734 | 42.2058 | 16.0811 | 2.7482 | 0.041215 | 18.8705
Upstate | 2024 | 11 | 13 | 0.29731 | 5.8647e-06 | 1.7849e-06 | 0.2437 | 4.8072e-06 | 1.4631e-06 | 0.36539 | 0.0020202 | 2.5753e-06 | 0.29951 | 0.001656 | 2.111e-06 | 46.7704 | 5.8587 | 0.11589 | 52.745 | 20.0966 | 3.4344 | 0.051507 | 23.5826 | 38.3371 | 4.8023 | 0.094994 | 43.2344 | 16.473 | 2.8151 | 0.04222 | 19.3303
Upstate | 2024 | 11 | 14 | 0.30852 | 6.0857e-06 | 1.8522e-06 | 0.25289 | 4.9884e-06 | 1.5182e-06 | 0.37916 | 0.0020964 | 2.6724e-06 | 0.3108 | 0.0017184 | 2.1905e-06 | 48.533 | 6.0795 | 0.12026 | 54.7328 | 20.854 | 3.5639 | 0.053448 | 24.4713 | 39.7819 | 4.9833 | 0.098574 | 44.8638 | 17.0938 | 2.9212 | 0.043811 | 20.0588
Upstate | 2024 | 11 | 15 | 0.32274 | 6.3663e-06 | 1.9376e-06 | 0.26455 | 5.2184e-06 | 1.5882e-06 | 0.39665 | 0.002193 | 2.7956e-06 | 0.32513 | 0.0017976 | 2.2915e-06 | 50.7707 | 6.3598 | 0.1258 | 57.2564 | 21.8156 | 3.7282 | 0.055912 | 25.5996 | 41.6161 | 5.2131 | 0.10312 | 46.9323 | 17.8819 | 3.0559 | 0.045831 | 20.9837
Upstate | 2024 | 11 | 16 | 0.34214 | 6.7489e-06 | 2.054e-06 | 0.28045 | 5.532e-06 | 1.6836e-06 | 0.42048 | 0.0023248 | 2.9636e-06 | 0.34467 | 0.0019056 | 2.4293e-06 | 53.822 | 6.742 | 0.13336 | 60.6974 | 23.1266 | 3.9522 | 0.059273 | 27.1381 | 44.1172 | 5.5264 | 0.10932 | 49.7529 | 18.9566 | 3.2396 | 0.048585 | 22.2448
Upstate | 2024 | 11 | 17 | 0.35669 | 7.036e-06 | 2.1414e-06 | 0.29238 | 5.7673e-06 | 1.7553e-06 | 0.43837 | 0.0024237 | 3.0897e-06 | 0.35933 | 0.0019867 | 2.5326e-06 | 56.1115 | 7.0288 | 0.13904 | 63.2794 | 24.1104 | 4.1204 | 0.061794 | 28.2926 | 45.9939 | 5.7615 | 0.11397 | 51.8693 | 19.763 | 3.3774 | 0.050652 | 23.1911
Upstate | 2024 | 11 | 18 | 0.35996 | 7.1005e-06 | 2.161e-06 | 0.29506 | 5.8202e-06 | 1.7714e-06 | 0.44239 | 0.002446 | 3.118e-06 | 0.36262 | 0.0020049 | 2.5558e-06 | 56.626 | 7.0933 | 0.14031 | 63.8596 | 24.3315 | 4.1581 | 0.062361 | 28.552 | 46.4157 | 5.8143 | 0.11501 | 52.3449 | 19.9442 | 3.4084 | 0.051116 | 23.4037
Upstate | 2024 | 11 | 19 | 0.3558 | 7.0183e-06 | 2.136e-06 | 0.29164 | 5.7528e-06 | 1.7508e-06 | 0.43727 | 0.0024176 | 3.0819e-06 | 0.35842 | 0.0019817 | 2.5262e-06 | 55.9704 | 7.0112 | 0.13869 | 63.1203 | 24.0498 | 4.11 | 0.061639 | 28.2214 | 45.8783 | 5.747 | 0.11368 | 51.7389 | 19.7133 | 3.3689 | 0.050525 | 23.1327
Upstate | 2024 | 11 | 20 | 0.34246 | 6.7552e-06 | 2.0559e-06 | 0.28071 | 5.5371e-06 | 1.6852e-06 | 0.42088 | 0.002327 | 2.9664e-06 | 0.34499 | 0.0019074 | 2.4315e-06 | 53.8721 | 6.7483 | 0.13349 | 60.7539 | 23.1482 | 3.9559 | 0.059328 | 27.1634 | 44.1583 | 5.5315 | 0.10942 | 49.7993 | 18.9743 | 3.2426 | 0.04863 | 22.2655
Upstate | 2024 | 11 | 21 | 0.33307 | 6.57e-06 | 1.9996e-06 | 0.27301 | 5.3853e-06 | 1.639e-06 | 0.40934 | 0.0022632 | 2.8851e-06 | 0.33553 | 0.0018551 | 2.3649e-06 | 52.3954 | 6.5633 | 0.12983 | 59.0886 | 22.5137 | 3.8475 | 0.057702 | 26.4188 | 42.9479 | 5.3799 | 0.10642 | 48.4342 | 18.4542 | 3.1537 | 0.047297 | 21.6552
Upstate | 2024 | 11 | 22 | 0.30371 | 5.9909e-06 | 1.8233e-06 | 0.24895 | 4.9107e-06 | 1.4946e-06 | 0.37326 | 0.0020637 | 2.6308e-06 | 0.30596 | 0.0016916 | 2.1564e-06 | 47.7772 | 5.9848 | 0.11839 | 53.8804 | 20.5293 | 3.5083 | 0.052616 | 24.0902 | 39.1624 | 4.9057 | 0.097039 | 44.1651 | 16.8276 | 2.8758 | 0.043128 | 19.7465
Upstate | 2024 | 11 | 23 | 0.28822 | 5.6854e-06 | 1.7303e-06 | 0.23625 | 4.6602e-06 | 1.4183e-06 | 0.35422 | 0.0019585 | 2.4966e-06 | 0.29035 | 0.0016053 | 2.0464e-06 | 45.3405 | 5.6796 | 0.11235 | 51.1325 | 19.4823 | 3.3294 | 0.049932 | 22.8616 | 37.1651 | 4.6555 | 0.09209 | 41.9127 | 15.9694 | 2.7291 | 0.040929 | 18.7394
Upstate | 2024 | 11 | 24 | 0.27962 | 5.5156e-06 | 1.6787e-06 | 0.2292 | 4.521e-06 | 1.376e-06 | 0.34364 | 0.0019 | 2.4221e-06 | 0.28168 | 0.0015574 | 1.9853e-06 | 43.9865 | 5.51 | 0.10899 | 49.6055 | 18.9004 | 3.23 | 0.048441 | 22.1789 | 36.0552 | 4.5165 | 0.08934 | 40.661 | 15.4925 | 2.6476 | 0.039707 | 18.1798
Upstate | 2024 | 12 | 1 | 0.29556 | 5.8301e-06 | 1.7744e-06 | 0.24227 | 4.7788e-06 | 1.4544e-06 | 0.36324 | 0.0020083 | 2.5602e-06 | 0.29774 | 0.0016462 | 2.0985e-06 | 46.4945 | 5.8242 | 0.11521 | 52.4339 | 19.9781 | 3.4142 | 0.051203 | 23.4435 | 38.111 | 4.774 | 0.094434 | 42.9794 | 16.3758 | 2.7985 | 0.041971 | 19.2163
Upstate | 2024 | 12 | 2 | 0.29793 | 5.8769e-06 | 1.7886e-06 | 0.24421 | 4.8172e-06 | 1.4661e-06 | 0.36616 | 0.0020245 | 2.5807e-06 | 0.30013 | 0.0016594 | 2.1154e-06 | 46.8679 | 5.8709 | 0.11613 | 52.8549 | 20.1385 | 3.4416 | 0.051614 | 23.6317 | 38.417 | 4.8123 | 0.095192 | 43.3245 | 16.5073 | 2.821 | 0.042308 | 19.3706
Upstate | 2024 | 12 | 3 | 0.29511 | 5.8211e-06 | 1.7716e-06 | 0.24189 | 4.7715e-06 | 1.4522e-06 | 0.36268 | 0.0020052 | 2.5562e-06 | 0.29729 | 0.0016437 | 2.0953e-06 | 46.4232 | 5.8152 | 0.11503 | 52.3534 | 19.9475 | 3.4089 | 0.051125 | 23.4075 | 38.0525 | 4.7667 | 0.094289 | 42.9135 | 16.3507 | 2.7943 | 0.041906 | 19.1868
Upstate | 2024 | 12 | 4 | 0.2958 | 5.8349e-06 | 1.7758e-06 | 0.24247 | 4.7828e-06 | 1.4556e-06 | 0.36354 | 0.00201 | 2.5623e-06 | 0.29799 | 0.0016476 | 2.1003e-06 | 46.5331 | 5.829 | 0.1153 | 52.4773 | 19.9947 | 3.417 | 0.051246 | 23.4629 | 38.1426 | 4.7779 | 0.094512 | 43.015 | 16.3894 | 2.8009 | 0.042005 | 19.2323
Upstate | 2024 | 12 | 5 | 0.28621 | 5.6457e-06 | 1.7183e-06 | 0.23461 | 4.6277e-06 | 1.4084e-06 | 0.35175 | 0.0019448 | 2.4792e-06 | 0.28833 | 0.0015942 | 2.0322e-06 | 45.0246 | 5.64 | 0.11156 | 50.7761 | 19.3465 | 3.3062 | 0.049584 | 22.7023 | 36.9061 | 4.6231 | 0.091448 | 41.6206 | 15.8581 | 2.7101 | 0.040644 | 18.6088
Upstate | 2024 | 12 | 6 | 0.30645 | 6.0448e-06 | 1.8397e-06 | 0.25119 | 4.9549e-06 | 1.508e-06 | 0.37662 | 0.0020823 | 2.6545e-06 | 0.30871 | 0.0017068 | 2.1758e-06 | 48.2071 | 6.0387 | 0.11945 | 54.3653 | 20.714 | 3.5399 | 0.053089 | 24.307 | 39.5148 | 4.9498 | 0.097912 | 44.5626 | 16.979 | 2.9016 | 0.043517 | 19.9242
Upstate | 2024 | 12 | 7 | 0.31871 | 6.2868e-06 | 1.9134e-06 | 0.26125 | 5.1532e-06 | 1.5684e-06 | 0.3917 | 0.0021657 | 2.7607e-06 | 0.32107 | 0.0017752 | 2.2629e-06 | 50.1371 | 6.2805 | 0.12423 | 56.5418 | 21.5433 | 3.6816 | 0.055215 | 25.2802 | 41.0968 | 5.148 | 0.10183 | 46.3466 | 17.6588 | 3.0178 | 0.045259 | 20.7218
Upstate | 2024 | 12 | 8 | 0.32003 | 6.3127e-06 | 1.9212e-06 | 0.26232 | 5.1744e-06 | 1.5748e-06 | 0.39331 | 0.0021746 | 2.7721e-06 | 0.32239 | 0.0017825 | 2.2722e-06 | 50.3433 | 6.3063 | 0.12474 | 56.7743 | 21.6319 | 3.6968 | 0.055442 | 25.3841 | 41.2658 | 5.1692 | 0.10225 | 46.5372 | 17.7314 | 3.0302 | 0.045445 | 20.807
Upstate | 2024 | 12 | 9 | 0.304 | 5.9966e-06 | 1.8251e-06 | 0.24919 | 4.9154e-06 | 1.496e-06 | 0.37362 | 0.0020657 | 2.6333e-06 | 0.30625 | 0.0016932 | 2.1585e-06 | 47.823 | 5.9906 | 0.1185 | 53.9321 | 20.5489 | 3.5117 | 0.052666 | 24.1133 | 39.1999 | 4.9104 | 0.097132 | 44.2075 | 16.8437 | 2.8785 | 0.04317 | 19.7654
Upstate | 2024 | 12 | 10 | 0.28348 | 5.5918e-06 | 1.7018e-06 | 0.23236 | 4.5835e-06 | 1.395e-06 | 0.34839 | 0.0019262 | 2.4555e-06 | 0.28557 | 0.0015789 | 2.0127e-06 | 44.594 | 5.5861 | 0.1105 | 50.2906 | 19.1615 | 3.2746 | 0.04911 | 22.4852 | 36.5531 | 4.5788 | 0.090574 | 41.2226 | 15.7064 | 2.6842 | 0.040255 | 18.4308
Upstate | 2024 | 12 | 11 | 0.28661 | 5.6535e-06 | 1.7206e-06 | 0.23493 | 4.6341e-06 | 1.4104e-06 | 0.35224 | 0.0019475 | 2.4826e-06 | 0.28873 | 0.0015964 | 2.035e-06 | 45.0865 | 5.6478 | 0.11172 | 50.8461 | 19.3731 | 3.3108 | 0.049653 | 22.7336 | 36.9569 | 4.6294 | 0.091574 | 41.6779 | 15.8799 | 2.7138 | 0.0407 | 18.6344
Upstate | 2024 | 12 | 12 | 0.29213 | 5.7624e-06 | 1.7538e-06 | 0.23945 | 4.7233e-06 | 1.4375e-06 | 0.35902 | 0.001985 | 2.5304e-06 | 0.29428 | 0.0016271 | 2.0742e-06 | 45.9545 | 5.7565 | 0.11387 | 51.8249 | 19.7461 | 3.3745 | 0.050609 | 23.1712 | 37.6684 | 4.7185 | 0.093337 | 42.4802 | 16.1856 | 2.766 | 0.041483 | 18.9932
Upstate | 2024 | 12 | 13 | 0.2843 | 5.6079e-06 | 1.7068e-06 | 0.23303 | 4.5967e-06 | 1.399e-06 | 0.3494 | 0.0019318 | 2.4626e-06 | 0.2864 | 0.0015835 | 2.0186e-06 | 44.7229 | 5.6022 | 0.11082 | 50.436 | 19.2169 | 3.2841 | 0.049252 | 22.5502 | 36.6588 | 4.5921 | 0.090836 | 41.3417 | 15.7518 | 2.6919 | 0.040371 | 18.4841
Upstate | 2024 | 12 | 14 | 0.288 | 5.681e-06 | 1.729e-06 | 0.23607 | 4.6567e-06 | 1.4172e-06 | 0.35395 | 0.001957 | 2.4947e-06 | 0.29013 | 0.0016041 | 2.0449e-06 | 45.3059 | 5.6753 | 0.11226 | 51.0935 | 19.4674 | 3.3269 | 0.049894 | 22.8442 | 37.1367 | 4.6519 | 0.09202 | 41.8807 | 15.9572 | 2.727 | 0.040898 | 18.7251
Upstate | 2024 | 12 | 15 | 0.28929 | 5.7063e-06 | 1.7367e-06 | 0.23712 | 4.6774e-06 | 1.4236e-06 | 0.35553 | 0.0019657 | 2.5058e-06 | 0.29142 | 0.0016113 | 2.054e-06 | 45.5079 | 5.7006 | 0.11276 | 51.3212 | 19.5542 | 3.3417 | 0.050117 | 22.946 | 37.3022 | 4.6727 | 0.09243 | 42.0673 | 16.0283 | 2.7392 | 0.04108 | 18.8085
Upstate | 2024 | 12 | 16 | 0.30626 | 6.0412e-06 | 1.8386e-06 | 0.25104 | 4.9519e-06 | 1.5071e-06 | 0.37639 | 0.002081 | 2.6529e-06 | 0.30852 | 0.0017058 | 2.1745e-06 | 48.1779 | 6.035 | 0.11938 | 54.3323 | 20.7014 | 3.5378 | 0.053057 | 24.2923 | 39.4908 | 4.9468 | 0.097853 | 44.5355 | 16.9687 | 2.8999 | 0.04349 | 19.9121
Upstate | 2024 | 12 | 17 | 0.31034 | 6.1217e-06 | 1.8631e-06 | 0.25438 | 5.0179e-06 | 1.5272e-06 | 0.38141 | 0.0021088 | 2.6882e-06 | 0.31264 | 0.0017286 | 2.2035e-06 | 48.8203 | 6.1155 | 0.12097 | 55.0568 | 20.9775 | 3.5849 | 0.053764 | 24.6162 | 40.0174 | 5.0128 | 0.099158 | 45.1293 | 17.195 | 2.9385 | 0.04407 | 20.1776
Upstate | 2024 | 12 | 18 | 0.31982 | 6.3087e-06 | 1.92e-06 | 0.26215 | 5.1711e-06 | 1.5738e-06 | 0.39306 | 0.0021732 | 2.7703e-06 | 0.32218 | 0.0017813 | 2.2708e-06 | 50.3114 | 6.3023 | 0.12466 | 56.7384 | 21.6182 | 3.6944 | 0.055407 | 25.3681 | 41.2397 | 5.1659 | 0.10219 | 46.5078 | 17.7202 | 3.0283 | 0.045416 | 20.7939
Upstate | 2024 | 12 | 19 | 0.30683 | 6.0524e-06 | 1.842e-06 | 0.25151 | 4.9611e-06 | 1.5099e-06 | 0.37709 | 0.0020849 | 2.6578e-06 | 0.3091 | 0.001709 | 2.1786e-06 | 48.2679 | 6.0463 | 0.1196 | 54.4338 | 20.7401 | 3.5444 | 0.053156 | 24.3376 | 39.5646 | 4.9561 | 0.098036 | 44.6187 | 17.0004 | 2.9053 | 0.043571 | 19.9493
Upstate | 2024 | 12 | 20 | 0.30491 | 6.0146e-06 | 1.8305e-06 | 0.24993 | 4.9301e-06 | 1.5005e-06 | 0.37473 | 0.0020719 | 2.6412e-06 | 0.30716 | 0.0016983 | 2.1649e-06 | 47.9658 | 6.0085 | 0.11885 | 54.0931 | 20.6103 | 3.5222 | 0.052823 | 24.1853 | 39.317 | 4.9251 | 0.097422 | 44.3394 | 16.894 | 2.8871 | 0.043299 | 19.8244
Upstate | 2024 | 12 | 21 | 0.30654 | 6.0466e-06 | 1.8403e-06 | 0.25126 | 4.9563e-06 | 1.5084e-06 | 0.37673 | 0.0020829 | 2.6552e-06 | 0.3088 | 0.0017073 | 2.1765e-06 | 48.2214 | 6.0405 | 0.11949 | 54.3814 | 20.7201 | 3.541 | 0.053105 | 24.3142 | 39.5265 | 4.9513 | 0.097941 | 44.5757 | 16.984 | 2.9025 | 0.043529 | 19.9301
Upstate | 2024 | 12 | 22 | 0.31711 | 6.2552e-06 | 1.9038e-06 | 0.25993 | 5.1273e-06 | 1.5605e-06 | 0.38973 | 0.0021548 | 2.7469e-06 | 0.31946 | 0.0017663 | 2.2516e-06 | 49.8852 | 6.2489 | 0.12361 | 56.2577 | 21.435 | 3.6631 | 0.054937 | 25.1531 | 40.8903 | 5.1221 | 0.10132 | 46.1137 | 17.57 | 3.0026 | 0.045031 | 20.6177
Upstate | 2024 | 12 | 23 | 0.30917 | 6.0985e-06 | 1.8561e-06 | 0.25342 | 4.9989e-06 | 1.5214e-06 | 0.37996 | 0.0021008 | 2.678e-06 | 0.31145 | 0.001722 | 2.1952e-06 | 48.6352 | 6.0923 | 0.12051 | 54.8481 | 20.898 | 3.5714 | 0.053561 | 24.5229 | 39.8657 | 4.9938 | 0.098782 | 44.9583 | 17.1298 | 2.9274 | 0.043903 | 20.1011
Upstate | 2024 | 12 | 24 | 0.30195 | 5.9561e-06 | 1.8127e-06 | 0.2475 | 4.8822e-06 | 1.4859e-06 | 0.37109 | 0.0020518 | 2.6155e-06 | 0.30418 | 0.0016818 | 2.1439e-06 | 47.4999 | 5.9501 | 0.1177 | 53.5676 | 20.4101 | 3.488 | 0.05231 | 23.9504 | 38.935 | 4.8772 | 0.096476 | 43.9087 | 16.7299 | 2.8591 | 0.042878 | 19.6318
Upstate | 2025 | 1 | 1 | 0.26824 | 5.2912e-06 | 1.6104e-06 | 0.2111 | 4.164e-06 | 1.2673e-06 | 0.32967 | 0.0018227 | 2.3235e-06 | 0.25944 | 0.0014344 | 1.8286e-06 | 42.527 | 5.4681 | 0.10688 | 48.1021 | 18.4613 | 3.0986 | 0.048794 | 21.6088 | 33.4675 | 4.3033 | 0.084114 | 37.8549 | 14.5285 | 2.4385 | 0.0384 | 17.0054
Upstate | 2025 | 1 | 2 | 0.26286 | 5.1851e-06 | 1.5781e-06 | 0.20687 | 4.0805e-06 | 1.2419e-06 | 0.32306 | 0.0017862 | 2.277e-06 | 0.25424 | 0.0014057 | 1.7919e-06 | 41.6743 | 5.3585 | 0.10474 | 47.1376 | 18.0912 | 3.0365 | 0.047816 | 21.1755 | 32.7964 | 4.217 | 0.082427 | 37.0959 | 14.2372 | 2.3896 | 0.03763 | 16.6645
Upstate | 2025 | 1 | 3 | 0.26332 | 5.1941e-06 | 1.5808e-06 | 0.20723 | 4.0876e-06 | 1.2441e-06 | 0.32362 | 0.0017893 | 2.2809e-06 | 0.25468 | 0.0014081 | 1.795e-06 | 41.7467 | 5.3678 | 0.10492 | 47.2194 | 18.1226 | 3.0418 | 0.047899 | 21.2122 | 32.8534 | 4.2243 | 0.08257 | 37.1603 | 14.2619 | 2.3938 | 0.037695 | 16.6934
Upstate | 2025 | 1 | 4 | 0.25533 | 5.0364e-06 | 1.5328e-06 | 0.20093 | 3.9635e-06 | 1.2063e-06 | 0.31379 | 0.0017349 | 2.2117e-06 | 0.24695 | 0.0013654 | 1.7405e-06 | 40.4792 | 5.2048 | 0.10174 | 45.7858 | 17.5724 | 2.9494 | 0.046445 | 20.5682 | 31.856 | 4.0961 | 0.080063 | 36.0321 | 13.8289 | 2.3211 | 0.036551 | 16.1866
Upstate | 2025 | 1 | 5 | 0.25939 | 5.1167e-06 | 1.5572e-06 | 0.20413 | 4.0267e-06 | 1.2255e-06 | 0.31879 | 0.0017626 | 2.2469e-06 | 0.25088 | 0.0013871 | 1.7682e-06 | 41.124 | 5.2877 | 0.10336 | 46.5151 | 17.8523 | 2.9964 | 0.047185 | 20.8958 | 32.3633 | 4.1613 | 0.081339 | 36.606 | 14.0492 | 2.3581 | 0.037133 | 16.4444
Upstate | 2025 | 1 | 6 | 0.26548 | 5.2367e-06 | 1.5938e-06 | 0.20892 | 4.1212e-06 | 1.2543e-06 | 0.32627 | 0.0018039 | 2.2996e-06 | 0.25677 | 0.0014196 | 1.8097e-06 | 42.0891 | 5.4118 | 0.10578 | 47.6067 | 18.2712 | 3.0667 | 0.048292 | 21.3862 | 33.1228 | 4.2589 | 0.083247 | 37.465 | 14.3789 | 2.4134 | 0.038004 | 16.8303
Upstate | 2025 | 1 | 7 | 0.27108 | 5.3472e-06 | 1.6274e-06 | 0.21333 | 4.2081e-06 | 1.2807e-06 | 0.33315 | 0.001842 | 2.3481e-06 | 0.26218 | 0.0014496 | 1.8479e-06 | 42.9767 | 5.526 | 0.10801 | 48.6106 | 18.6565 | 3.1314 | 0.04931 | 21.8372 | 33.8213 | 4.3488 | 0.085003 | 38.2551 | 14.6821 | 2.4643 | 0.038806 | 17.1852
Upstate | 2025 | 1 | 8 | 0.27023 | 5.3304e-06 | 1.6223e-06 | 0.21266 | 4.1949e-06 | 1.2767e-06 | 0.33211 | 0.0018362 | 2.3408e-06 | 0.26136 | 0.0014451 | 1.8421e-06 | 42.8422 | 5.5087 | 0.10768 | 48.4586 | 18.5982 | 3.1216 | 0.049156 | 21.7689 | 33.7155 | 4.3352 | 0.084737 | 38.1354 | 14.6362 | 2.4566 | 0.038684 | 17.1315
Upstate | 2025 | 1 | 9 | 0.26918 | 5.3097e-06 | 1.616e-06 | 0.21184 | 4.1786e-06 | 1.2717e-06 | 0.33082 | 0.0018291 | 2.3317e-06 | 0.26035 | 0.0014394 | 1.835e-06 | 42.6757 | 5.4873 | 0.10726 | 48.2703 | 18.5259 | 3.1095 | 0.048965 | 21.6843 | 33.5845 | 4.3183 | 0.084408 | 37.9872 | 14.5793 | 2.447 | 0.038534 | 17.0649
Upstate | 2025 | 1 | 10 | 0.25652 | 5.06e-06 | 1.54e-06 | 0.20188 | 3.9821e-06 | 1.2119e-06 | 0.31526 | 0.0017431 | 2.222e-06 | 0.2481 | 0.0013717 | 1.7487e-06 | 40.6689 | 5.2292 | 0.10221 | 46.0003 | 17.6547 | 2.9632 | 0.046662 | 20.6646 | 32.0052 | 4.1152 | 0.080438 | 36.2009 | 13.8937 | 2.332 | 0.036722 | 16.2624
Upstate | 2025 | 1 | 11 | 0.2562 | 5.0537e-06 | 1.5381e-06 | 0.20162 | 3.9771e-06 | 1.2104e-06 | 0.31487 | 0.0017409 | 2.2192e-06 | 0.24779 | 0.00137 | 1.7465e-06 | 40.618 | 5.2227 | 0.10209 | 45.9428 | 17.6326 | 2.9595 | 0.046604 | 20.6388 | 31.9652 | 4.1101 | 0.080338 | 36.1556 | 13.8764 | 2.3291 | 0.036676 | 16.2421
Upstate | 2025 | 1 | 12 | 0.2582 | 5.0931e-06 | 1.5501e-06 | 0.20319 | 4.0081e-06 | 1.2199e-06 | 0.31732 | 0.0017545 | 2.2365e-06 | 0.24972 | 0.0013807 | 1.7601e-06 | 40.9347 | 5.2634 | 0.10288 | 46.301 | 17.7701 | 2.9826 | 0.046967 | 20.7997 | 32.2144 | 4.1421 | 0.080964 | 36.4375 | 13.9846 | 2.3472 | 0.036962 | 16.3687
Upstate | 2025 | 1 | 13 | 0.26153 | 5.1589e-06 | 1.5701e-06 | 0.20582 | 4.0599e-06 | 1.2356e-06 | 0.32142 | 0.0017771 | 2.2654e-06 | 0.25295 | 0.0013986 | 1.7828e-06 | 41.4636 | 5.3314 | 0.10421 | 46.8992 | 17.9997 | 3.0211 | 0.047574 | 21.0684 | 32.6306 | 4.1957 | 0.08201 | 36.9083 | 14.1652 | 2.3775 | 0.037439 | 16.5802
Upstate | 2025 | 1 | 14 | 0.26568 | 5.2408e-06 | 1.595e-06 | 0.20908 | 4.1243e-06 | 1.2552e-06 | 0.32652 | 0.0018053 | 2.3014e-06 | 0.25696 | 0.0014207 | 1.8111e-06 | 42.1213 | 5.416 | 0.10586 | 47.6431 | 18.2852 | 3.0691 | 0.048329 | 21.4026 | 33.1482 | 4.2622 | 0.083311 | 37.4937 | 14.3899 | 2.4153 | 0.038033 | 16.8432
Upstate | 2025 | 1 | 15 | 0.26576 | 5.2422e-06 | 1.5955e-06 | 0.20914 | 4.1255e-06 | 1.2556e-06 | 0.32661 | 0.0018058 | 2.302e-06 | 0.25703 | 0.0014211 | 1.8116e-06 | 42.1331 | 5.4175 | 0.10589 | 47.6565 | 18.2903 | 3.0699 | 0.048342 | 21.4086 | 33.1575 | 4.2634 | 0.083335 | 37.5043 | 14.394 | 2.4159 | 0.038044 | 16.8479
Upstate | 2025 | 1 | 16 | 0.26535 | 5.2343e-06 | 1.593e-06 | 0.20883 | 4.1192e-06 | 1.2537e-06 | 0.32612 | 0.0018031 | 2.2985e-06 | 0.25664 | 0.001419 | 1.8089e-06 | 42.069 | 5.4093 | 0.10573 | 47.584 | 18.2625 | 3.0652 | 0.048269 | 21.376 | 33.1071 | 4.2569 | 0.083208 | 37.4472 | 14.3721 | 2.4123 | 0.037986 | 16.8223
Upstate | 2025 | 1 | 17 | 0.27071 | 5.3399e-06 | 1.6252e-06 | 0.21304 | 4.2023e-06 | 1.279e-06 | 0.3327 | 0.0018395 | 2.3449e-06 | 0.26182 | 0.0014476 | 1.8454e-06 | 42.9181 | 5.5184 | 0.10787 | 48.5444 | 18.6311 | 3.1271 | 0.049243 | 21.8075 | 33.7753 | 4.3428 | 0.084887 | 38.203 | 14.6621 | 2.4609 | 0.038753 | 17.1618
Upstate | 2025 | 1 | 18 | 0.26114 | 5.1511e-06 | 1.5677e-06 | 0.20551 | 4.0537e-06 | 1.2337e-06 | 0.32093 | 0.0017744 | 2.262e-06 | 0.25257 | 0.0013964 | 1.7801e-06 | 41.4006 | 5.3233 | 0.10405 | 46.828 | 17.9724 | 3.0165 | 0.047502 | 21.0364 | 32.581 | 4.1893 | 0.081886 | 36.8522 | 14.1437 | 2.3739 | 0.037383 | 16.555
Upstate | 2025 | 1 | 19 | 0.248 | 4.8919e-06 | 1.4889e-06 | 0.19517 | 3.8498e-06 | 1.1717e-06 | 0.30479 | 0.0016852 | 2.1482e-06 | 0.23986 | 0.0013262 | 1.6906e-06 | 39.3178 | 5.0555 | 0.098817 | 44.4721 | 17.0682 | 2.8648 | 0.045112 | 19.9781 | 30.942 | 3.9785 | 0.077766 | 34.9983 | 13.4322 | 2.2545 | 0.035502 | 15.7222
Upstate | 2025 | 1 | 20 | 0.25165 | 4.964e-06 | 1.5108e-06 | 0.19804 | 3.9065e-06 | 1.1889e-06 | 0.30928 | 0.00171 | 2.1798e-06 | 0.24339 | 0.0013457 | 1.7155e-06 | 39.897 | 5.13 | 0.10027 | 45.1273 | 17.3196 | 2.907 | 0.045777 | 20.2724 | 31.3978 | 4.0371 | 0.078912 | 35.5138 | 13.63 | 2.2877 | 0.036025 | 15.9538
Upstate | 2025 | 1 | 21 | 0.24813 | 4.8944e-06 | 1.4896e-06 | 0.19527 | 3.8518e-06 | 1.1723e-06 | 0.30494 | 0.001686 | 2.1493e-06 | 0.23998 | 0.0013269 | 1.6914e-06 | 39.3378 | 5.0581 | 0.098868 | 44.4948 | 17.0769 | 2.8662 | 0.045135 | 19.9883 | 30.9577 | 3.9806 | 0.077806 | 35.0161 | 13.439 | 2.2556 | 0.03552 | 15.7302
Upstate | 2025 | 1 | 22 | 0.25022 | 4.9358e-06 | 1.5022e-06 | 0.19692 | 3.8843e-06 | 1.1822e-06 | 0.30752 | 0.0017003 | 2.1675e-06 | 0.24201 | 0.0013381 | 1.7057e-06 | 39.6702 | 5.1008 | 0.099703 | 44.8708 | 17.2212 | 2.8905 | 0.045517 | 20.1572 | 31.2193 | 4.0142 | 0.078463 | 35.3119 | 13.5526 | 2.2747 | 0.03582 | 15.8631
Upstate | 2025 | 1 | 23 | 0.26729 | 5.2725e-06 | 1.6047e-06 | 0.21035 | 4.1493e-06 | 1.2628e-06 | 0.3285 | 0.0018163 | 2.3153e-06 | 0.25852 | 0.0014293 | 1.8221e-06 | 42.3764 | 5.4488 | 0.1065 | 47.9317 | 18.396 | 3.0876 | 0.048622 | 21.5322 | 33.349 | 4.288 | 0.083816 | 37.7208 | 14.4771 | 2.4299 | 0.038264 | 16.9452
Upstate | 2025 | 1 | 24 | 0.27408 | 5.4063e-06 | 1.6454e-06 | 0.21569 | 4.2546e-06 | 1.2949e-06 | 0.33684 | 0.0018624 | 2.3741e-06 | 0.26508 | 0.0014656 | 1.8683e-06 | 43.4521 | 5.5871 | 0.10921 | 49.1484 | 18.8629 | 3.166 | 0.049856 | 22.0788 | 34.1955 | 4.3969 | 0.085943 | 38.6783 | 14.8446 | 2.4916 | 0.039235 | 17.3754
Upstate | 2025 | 2 | 1 | 0.23202 | 4.5767e-06 | 1.3929e-06 | 0.18259 | 3.6018e-06 | 1.0962e-06 | 0.28515 | 0.0015766 | 2.0098e-06 | 0.22441 | 0.0012407 | 1.5816e-06 | 36.7845 | 4.7298 | 0.09245 | 41.6067 | 15.9685 | 2.6802 | 0.042206 | 18.6909 | 28.9483 | 3.7222 | 0.072756 | 32.7432 | 12.5667 | 2.1092 | 0.033214 | 14.7092
Upstate | 2025 | 2 | 2 | 0.2243 | 4.4245e-06 | 1.3466e-06 | 0.17652 | 3.482e-06 | 1.0597e-06 | 0.27567 | 0.0015241 | 1.9429e-06 | 0.21694 | 0.0011995 | 1.529e-06 | 35.5609 | 4.5724 | 0.089375 | 40.2228 | 15.4373 | 2.5911 | 0.040802 | 18.0692 | 27.9854 | 3.5984 | 0.070336 | 31.6541 | 12.1487 | 2.0391 | 0.03211 | 14.2199
Upstate | 2025 | 2 | 3 | 0.2184 | 4.3081e-06 | 1.3112e-06 | 0.17188 | 3.3904e-06 | 1.0319e-06 | 0.26842 | 0.0014841 | 1.8918e-06 | 0.21124 | 0.0011679 | 1.4888e-06 | 34.6257 | 4.4522 | 0.087025 | 39.1649 | 15.0313 | 2.5229 | 0.039729 | 17.5939 | 27.2494 | 3.5037 | 0.068486 | 30.8216 | 11.8292 | 1.9855 | 0.031265 | 13.8459
Upstate | 2025 | 2 | 4 | 0.21708 | 4.282e-06 | 1.3032e-06 | 0.17083 | 3.3698e-06 | 1.0256e-06 | 0.26678 | 0.001475 | 1.8803e-06 | 0.20995 | 0.0011608 | 1.4798e-06 | 34.4152 | 4.4251 | 0.086496 | 38.9268 | 14.9399 | 2.5076 | 0.039487 | 17.487 | 27.0837 | 3.4824 | 0.068069 | 30.6342 | 11.7573 | 1.9734 | 0.031075 | 13.7617
Upstate | 2025 | 2 | 5 | 0.22189 | 4.3769e-06 | 1.3321e-06 | 0.17462 | 3.4445e-06 | 1.0483e-06 | 0.2727 | 0.0015077 | 1.922e-06 | 0.2146 | 0.0011865 | 1.5126e-06 | 35.178 | 4.5232 | 0.088413 | 39.7896 | 15.2711 | 2.5631 | 0.040362 | 17.8746 | 27.684 | 3.5596 | 0.069578 | 31.3132 | 12.0179 | 2.0171 | 0.031764 | 14.0668
Upstate | 2025 | 2 | 6 | 0.23665 | 4.668e-06 | 1.4207e-06 | 0.18624 | 3.6736e-06 | 1.118e-06 | 0.29084 | 0.001608 | 2.0499e-06 | 0.22888 | 0.0012655 | 1.6132e-06 | 37.5181 | 4.8241 | 0.094294 | 42.4365 | 16.2869 | 2.7337 | 0.043047 | 19.0636 | 29.5256 | 3.7964 | 0.074207 | 33.3962 | 12.8173 | 2.1513 | 0.033877 | 15.0025
Upstate | 2025 | 2 | 7 | 0.23881 | 4.7107e-06 | 1.4337e-06 | 0.18794 | 3.7072e-06 | 1.1283e-06 | 0.2935 | 0.0016227 | 2.0686e-06 | 0.23097 | 0.001277 | 1.6279e-06 | 37.8611 | 4.8682 | 0.095156 | 42.8245 | 16.4358 | 2.7586 | 0.043441 | 19.2379 | 29.7956 | 3.8311 | 0.074885 | 33.7016 | 12.9345 | 2.171 | 0.034187 | 15.1397
Upstate | 2025 | 2 | 8 | 0.23022 | 4.5412e-06 | 1.3821e-06 | 0.18118 | 3.5738e-06 | 1.0877e-06 | 0.28294 | 0.0015644 | 1.9942e-06 | 0.22267 | 0.0012311 | 1.5694e-06 | 36.4992 | 4.6931 | 0.091733 | 41.284 | 15.8446 | 2.6594 | 0.041878 | 18.5459 | 28.7238 | 3.6933 | 0.072191 | 32.4893 | 12.4692 | 2.0929 | 0.032957 | 14.5951
Upstate | 2025 | 2 | 9 | 0.2156 | 4.2528e-06 | 1.2943e-06 | 0.16967 | 3.3468e-06 | 1.0186e-06 | 0.26497 | 0.001465 | 1.8675e-06 | 0.20852 | 0.0011529 | 1.4697e-06 | 34.1808 | 4.395 | 0.085906 | 38.6616 | 14.8382 | 2.4905 | 0.039218 | 17.3679 | 26.8992 | 3.4587 | 0.067606 | 30.4256 | 11.6772 | 1.9599 | 0.030863 | 13.668
Upstate | 2025 | 2 | 10 | 0.20706 | 4.0843e-06 | 1.2431e-06 | 0.16295 | 3.2142e-06 | 9.7825e-07 | 0.25447 | 0.001407 | 1.7936e-06 | 0.20026 | 0.0011072 | 1.4115e-06 | 32.8269 | 4.2209 | 0.082504 | 37.1303 | 14.2504 | 2.3918 | 0.037665 | 16.6799 | 25.8338 | 3.3217 | 0.064928 | 29.2204 | 11.2147 | 1.8823 | 0.029641 | 13.1266
Upstate | 2025 | 2 | 11 | 0.19632 | 3.8725e-06 | 1.1786e-06 | 0.1545 | 3.0475e-06 | 9.2751e-07 | 0.24127 | 0.001334 | 1.7005e-06 | 0.18987 | 0.0010498 | 1.3383e-06 | 31.1241 | 4.0019 | 0.078224 | 35.2043 | 13.5112 | 2.2678 | 0.035711 | 15.8147 | 24.4937 | 3.1494 | 0.06156 | 27.7047 | 10.6329 | 1.7847 | 0.028103 | 12.4457
Upstate | 2025 | 2 | 12 | 0.18621 | 3.6731e-06 | 1.1179e-06 | 0.14654 | 2.8906e-06 | 8.7975e-07 | 0.22885 | 0.0012653 | 1.613e-06 | 0.1801 | 0.00099575 | 1.2694e-06 | 29.5216 | 3.7959 | 0.074197 | 33.3917 | 12.8156 | 2.151 | 0.033872 | 15.0005 | 23.2326 | 2.9873 | 0.05839 | 26.2783 | 10.0855 | 1.6928 | 0.026657 | 11.8049
Upstate | 2025 | 2 | 13 | 0.18521 | 3.6534e-06 | 1.1119e-06 | 0.14576 | 2.8751e-06 | 8.7504e-07 | 0.22762 | 0.0012585 | 1.6043e-06 | 0.17913 | 0.00099042 | 1.2626e-06 | 29.3635 | 3.7756 | 0.073799 | 33.2128 | 12.7469 | 2.1395 | 0.033691 | 14.9201 | 23.1082 | 2.9713 | 0.058078 | 26.1375 | 10.0315 | 1.6837 | 0.026514 | 11.7417
Upstate | 2025 | 2 | 14 | 0.18054 | 3.5613e-06 | 1.0839e-06 | 0.14208 | 2.8026e-06 | 8.5298e-07 | 0.22188 | 0.0012268 | 1.5639e-06 | 0.17462 | 0.00096545 | 1.2307e-06 | 28.6231 | 3.6804 | 0.071938 | 32.3754 | 12.4255 | 2.0855 | 0.032841 | 14.5439 | 22.5255 | 2.8963 | 0.056613 | 25.4785 | 9.7785 | 1.6413 | 0.025845 | 11.4456
Upstate | 2025 | 2 | 15 | 0.18871 | 3.7224e-06 | 1.1329e-06 | 0.14851 | 2.9294e-06 | 8.9156e-07 | 0.23192 | 0.0012823 | 1.6346e-06 | 0.18251 | 0.0010091 | 1.2864e-06 | 29.9177 | 3.8468 | 0.075192 | 33.8398 | 12.9875 | 2.1799 | 0.034327 | 15.2017 | 23.5444 | 3.0273 | 0.059174 | 26.6309 | 10.2208 | 1.7155 | 0.027014 | 11.9633
Upstate | 2025 | 2 | 16 | 0.20591 | 4.0616e-06 | 1.2361e-06 | 0.16204 | 3.1964e-06 | 9.7281e-07 | 0.25306 | 0.0013991 | 1.7836e-06 | 0.19915 | 0.0011011 | 1.4036e-06 | 32.6444 | 4.1974 | 0.082045 | 36.9239 | 14.1712 | 2.3785 | 0.037455 | 16.5872 | 25.6902 | 3.3033 | 0.064567 | 29.058 | 11.1523 | 1.8718 | 0.029476 | 13.0536
Upstate | 2025 | 2 | 17 | 0.22906 | 4.5184e-06 | 1.3752e-06 | 0.18027 | 3.5559e-06 | 1.0822e-06 | 0.28152 | 0.0015565 | 1.9842e-06 | 0.22154 | 0.0012249 | 1.5615e-06 | 36.3156 | 4.6695 | 0.091272 | 41.0764 | 15.7649 | 2.646 | 0.041668 | 18.4526 | 28.5793 | 3.6747 | 0.071828 | 32.3259 | 12.4065 | 2.0824 | 0.032791 | 14.5217
Upstate | 2025 | 2 | 18 | 0.23205 | 4.5774e-06 | 1.3931e-06 | 0.18262 | 3.6022e-06 | 1.0963e-06 | 0.28519 | 0.0015768 | 2.0101e-06 | 0.22444 | 0.0012409 | 1.5819e-06 | 36.7894 | 4.7304 | 0.092462 | 41.6122 | 15.9706 | 2.6806 | 0.042211 | 18.6933 | 28.9521 | 3.7227 | 0.072765 | 32.7476 | 12.5684 | 2.1095 | 0.033219 | 14.7111
Upstate | 2025 | 2 | 19 | 0.2429 | 4.7914e-06 | 1.4583e-06 | 0.19116 | 3.7707e-06 | 1.1476e-06 | 0.29853 | 0.0016505 | 2.1041e-06 | 0.23493 | 0.0012989 | 1.6558e-06 | 38.5098 | 4.9516 | 0.096786 | 43.5581 | 16.7174 | 2.8059 | 0.044185 | 19.5675 | 30.306 | 3.8968 | 0.076168 | 34.279 | 13.1561 | 2.2082 | 0.034772 | 15.399
Upstate | 2025 | 2 | 20 | 0.22891 | 4.5153e-06 | 1.3742e-06 | 0.18014 | 3.5534e-06 | 1.0815e-06 | 0.28133 | 0.0015554 | 1.9828e-06 | 0.22139 | 0.0012241 | 1.5604e-06 | 36.291 | 4.6663 | 0.09121 | 41.0485 | 15.7542 | 2.6442 | 0.041639 | 18.4401 | 28.5599 | 3.6722 | 0.071779 | 32.3039 | 12.3981 | 2.0809 | 0.032769 | 14.5118
Upstate | 2025 | 2 | 21 | 0.22227 | 4.3844e-06 | 1.3344e-06 | 0.17492 | 3.4504e-06 | 1.0501e-06 | 0.27316 | 0.0015103 | 1.9253e-06 | 0.21497 | 0.0011886 | 1.5152e-06 | 35.2382 | 4.5309 | 0.088564 | 39.8577 | 15.2972 | 2.5675 | 0.040431 | 17.9052 | 27.7314 | 3.5657 | 0.069697 | 31.3668 | 12.0384 | 2.0206 | 0.031818 | 14.0908
Upstate | 2025 | 2 | 22 | 0.23423 | 4.6203e-06 | 1.4062e-06 | 0.18433 | 3.636e-06 | 1.1066e-06 | 0.28786 | 0.0015916 | 2.0289e-06 | 0.22654 | 0.0012525 | 1.5967e-06 | 37.1342 | 4.7747 | 0.093329 | 42.0022 | 16.1203 | 2.7057 | 0.042607 | 18.8686 | 29.2235 | 3.7576 | 0.073447 | 33.0545 | 12.6862 | 2.1293 | 0.03353 | 14.849
Upstate | 2025 | 2 | 23 | 0.24361 | 4.8054e-06 | 1.4625e-06 | 0.19172 | 3.7817e-06 | 1.151e-06 | 0.2994 | 0.0016554 | 2.1102e-06 | 0.23562 | 0.0013027 | 1.6607e-06 | 38.6225 | 4.9661 | 0.09707 | 43.6857 | 16.7664 | 2.8141 | 0.044314 | 19.6248 | 30.3948 | 3.9082 | 0.076391 | 34.3794 | 13.1946 | 2.2146 | 0.034874 | 15.4441
Upstate | 2025 | 2 | 24 | 0.25071 | 4.9454e-06 | 1.5051e-06 | 0.1973 | 3.8919e-06 | 1.1845e-06 | 0.30812 | 0.0017036 | 2.1717e-06 | 0.24248 | 0.0013407 | 1.709e-06 | 39.7473 | 5.1107 | 0.099897 | 44.9579 | 17.2546 | 2.8961 | 0.045605 | 20.1963 | 31.2799 | 4.022 | 0.078616 | 35.3805 | 13.5789 | 2.2791 | 0.03589 | 15.8939
Upstate | 2025 | 3 | 1 | 0.26307 | 5.1892e-06 | 1.5793e-06 | 0.20703 | 4.0837e-06 | 1.2429e-06 | 0.32331 | 0.0017876 | 2.2787e-06 | 0.25443 | 0.0014067 | 1.7933e-06 | 41.7066 | 5.3627 | 0.10482 | 47.1741 | 18.1052 | 3.0388 | 0.047853 | 21.1919 | 32.8218 | 4.2202 | 0.082491 | 37.1246 | 14.2482 | 2.3915 | 0.037659 | 16.6774
Upstate | 2025 | 3 | 2 | 0.25484 | 5.0269e-06 | 1.5299e-06 | 0.20055 | 3.956e-06 | 1.204e-06 | 0.3132 | 0.0017317 | 2.2075e-06 | 0.24648 | 0.0013628 | 1.7372e-06 | 40.4026 | 5.195 | 0.10154 | 45.6991 | 17.5391 | 2.9438 | 0.046357 | 20.5293 | 31.7956 | 4.0883 | 0.079912 | 35.9639 | 13.8028 | 2.3167 | 0.036481 | 16.1559
Upstate | 2025 | 3 | 3 | 0.27418 | 5.4084e-06 | 1.646e-06 | 0.21577 | 4.2563e-06 | 1.2954e-06 | 0.33697 | 0.0018631 | 2.375e-06 | 0.26518 | 0.0014662 | 1.869e-06 | 43.4687 | 5.5892 | 0.10925 | 49.1672 | 18.8702 | 3.1672 | 0.049875 | 22.0873 | 34.2086 | 4.3986 | 0.085976 | 38.6931 | 14.8502 | 2.4925 | 0.03925 | 17.382
Upstate | 2025 | 3 | 4 | 0.27717 | 5.4673e-06 | 1.6639e-06 | 0.21812 | 4.3026e-06 | 1.3095e-06 | 0.34063 | 0.0018834 | 2.4008e-06 | 0.26807 | 0.0014821 | 1.8894e-06 | 43.9418 | 5.6501 | 0.11044 | 49.7023 | 19.0755 | 3.2017 | 0.050418 | 22.3276 | 34.5809 | 4.4464 | 0.086912 | 39.1142 | 15.0119 | 2.5196 | 0.039677 | 17.5712
Upstate | 2025 | 3 | 5 | 0.29111 | 5.7423e-06 | 1.7476e-06 | 0.22909 | 4.519e-06 | 1.3753e-06 | 0.35777 | 0.0019781 | 2.5216e-06 | 0.28155 | 0.0015567 | 1.9844e-06 | 46.152 | 5.9342 | 0.11599 | 52.2023 | 20.035 | 3.3627 | 0.052954 | 23.4507 | 36.3203 | 4.6701 | 0.091284 | 41.0816 | 15.7669 | 2.6464 | 0.041673 | 18.455
Upstate | 2025 | 3 | 6 | 0.31035 | 6.1218e-06 | 1.8632e-06 | 0.24424 | 4.8177e-06 | 1.4663e-06 | 0.38142 | 0.0021088 | 2.6883e-06 | 0.30016 | 0.0016596 | 2.1156e-06 | 49.2028 | 6.3265 | 0.12366 | 55.653 | 21.3593 | 3.585 | 0.056454 | 25.0008 | 38.7211 | 4.9788 | 0.097318 | 43.7972 | 16.8092 | 2.8213 | 0.044428 | 19.6749
Upstate | 2025 | 3 | 7 | 0.31967 | 6.3056e-06 | 1.9191e-06 | 0.25157 | 4.9623e-06 | 1.5103e-06 | 0.39287 | 0.0021722 | 2.769e-06 | 0.30918 | 0.0017094 | 2.1791e-06 | 50.68 | 6.5165 | 0.12737 | 57.3238 | 22.0006 | 3.6927 | 0.058149 | 25.7514 | 39.8836 | 5.1283 | 0.10024 | 45.1121 | 17.3138 | 2.906 | 0.045761 | 20.2656
Upstate | 2025 | 3 | 8 | 0.29365 | 5.7924e-06 | 1.7629e-06 | 0.23109 | 4.5585e-06 | 1.3874e-06 | 0.36089 | 0.0019954 | 2.5436e-06 | 0.28401 | 0.0015703 | 2.0018e-06 | 46.5552 | 5.9861 | 0.11701 | 52.6583 | 20.21 | 3.3921 | 0.053416 | 23.6555 | 36.6375 | 4.7109 | 0.092081 | 41.4405 | 15.9047 | 2.6695 | 0.042037 | 18.6162
Upstate | 2025 | 3 | 9 | 0.30074 | 5.9322e-06 | 1.8054e-06 | 0.23667 | 4.6685e-06 | 1.4208e-06 | 0.3696 | 0.0020435 | 2.605e-06 | 0.29086 | 0.0016082 | 2.0501e-06 | 47.6785 | 6.1305 | 0.11983 | 53.9289 | 20.6977 | 3.474 | 0.054705 | 24.2263 | 37.5216 | 4.8245 | 0.094303 | 42.4404 | 16.2884 | 2.7339 | 0.043051 | 19.0654
Upstate | 2025 | 3 | 10 | 0.27899 | 5.5033e-06 | 1.6749e-06 | 0.21956 | 4.3309e-06 | 1.3181e-06 | 0.34288 | 0.0018958 | 2.4167e-06 | 0.26983 | 0.0014919 | 1.9018e-06 | 44.2313 | 5.6873 | 0.11117 | 50.0297 | 19.2012 | 3.2228 | 0.05075 | 22.4747 | 34.8087 | 4.4757 | 0.087485 | 39.3719 | 15.1108 | 2.5362 | 0.039939 | 17.6869
Upstate | 2025 | 3 | 11 | 0.26958 | 5.3177e-06 | 1.6184e-06 | 0.21215 | 4.1849e-06 | 1.2737e-06 | 0.33132 | 0.0018318 | 2.3352e-06 | 0.26074 | 0.0014416 | 1.8377e-06 | 42.7398 | 5.4955 | 0.10742 | 48.3427 | 18.5537 | 3.1141 | 0.049038 | 21.7169 | 33.6349 | 4.3248 | 0.084534 | 38.0443 | 14.6012 | 2.4507 | 0.038592 | 17.0905
Upstate | 2025 | 3 | 12 | 0.25512 | 5.0324e-06 | 1.5316e-06 | 0.20077 | 3.9604e-06 | 1.2053e-06 | 0.31354 | 0.0017336 | 2.2099e-06 | 0.24675 | 0.0013643 | 1.7391e-06 | 40.4469 | 5.2007 | 0.10165 | 45.7492 | 17.5583 | 2.947 | 0.046408 | 20.5518 | 31.8305 | 4.0928 | 0.079999 | 36.0032 | 13.8179 | 2.3192 | 0.036521 | 16.1736
Upstate | 2025 | 3 | 13 | 0.25729 | 5.0753e-06 | 1.5446e-06 | 0.20248 | 3.9941e-06 | 1.2156e-06 | 0.31621 | 0.0017483 | 2.2287e-06 | 0.24885 | 0.0013759 | 1.7539e-06 | 40.7913 | 5.245 | 0.10252 | 46.1388 | 17.7079 | 2.9721 | 0.046803 | 20.7268 | 32.1016 | 4.1276 | 0.080681 | 36.3099 | 13.9356 | 2.339 | 0.036832 | 16.3114
Upstate | 2025 | 3 | 14 | 0.26224 | 5.1727e-06 | 1.5743e-06 | 0.20637 | 4.0708e-06 | 1.2389e-06 | 0.32228 | 0.0017819 | 2.2715e-06 | 0.25363 | 0.0014023 | 1.7876e-06 | 41.5746 | 5.3457 | 0.10449 | 47.0248 | 18.0479 | 3.0292 | 0.047702 | 21.1248 | 32.718 | 4.2069 | 0.08223 | 37.0071 | 14.2031 | 2.3839 | 0.03754 | 16.6246
Upstate | 2025 | 3 | 15 | 0.26484 | 5.2241e-06 | 1.5899e-06 | 0.20842 | 4.1112e-06 | 1.2512e-06 | 0.32548 | 0.0017996 | 2.2941e-06 | 0.25615 | 0.0014162 | 1.8054e-06 | 41.9875 | 5.3988 | 0.10553 | 47.4918 | 18.2271 | 3.0593 | 0.048175 | 21.3346 | 33.0429 | 4.2487 | 0.083047 | 37.3746 | 14.3442 | 2.4076 | 0.037913 | 16.7897
Upstate | 2025 | 3 | 16 | 0.27732 | 5.4703e-06 | 1.6649e-06 | 0.21824 | 4.305e-06 | 1.3102e-06 | 0.34082 | 0.0018844 | 2.4022e-06 | 0.26822 | 0.001483 | 1.8904e-06 | 43.9664 | 5.6532 | 0.1105 | 49.7301 | 19.0862 | 3.2035 | 0.050446 | 22.3401 | 34.6002 | 4.4489 | 0.086961 | 39.1361 | 15.0203 | 2.5211 | 0.039699 | 17.581
Upstate | 2025 | 3 | 17 | 0.28711 | 5.6635e-06 | 1.7237e-06 | 0.22595 | 4.457e-06 | 1.3565e-06 | 0.35286 | 0.001951 | 2.487e-06 | 0.27769 | 0.0015353 | 1.9572e-06 | 45.519 | 5.8529 | 0.1144 | 51.4862 | 19.7602 | 3.3166 | 0.052227 | 23.129 | 35.8221 | 4.606 | 0.090031 | 40.5181 | 15.5507 | 2.6101 | 0.041101 | 18.2019
Upstate | 2025 | 3 | 18 | 0.30869 | 6.0891e-06 | 1.8532e-06 | 0.24293 | 4.792e-06 | 1.4584e-06 | 0.37938 | 0.0020976 | 2.6739e-06 | 0.29856 | 0.0016507 | 2.1043e-06 | 48.9399 | 6.2927 | 0.123 | 55.3556 | 21.2452 | 3.5659 | 0.056152 | 24.8673 | 38.5143 | 4.9522 | 0.096798 | 43.5632 | 16.7194 | 2.8062 | 0.04419 | 19.5698
Upstate | 2025 | 3 | 19 | 0.32897 | 6.4891e-06 | 1.975e-06 | 0.25889 | 5.1067e-06 | 1.5542e-06 | 0.4043 | 0.0022354 | 2.8496e-06 | 0.31817 | 0.0017592 | 2.2425e-06 | 52.1548 | 6.7061 | 0.13108 | 58.9919 | 22.6408 | 3.8001 | 0.059841 | 26.5008 | 41.0443 | 5.2775 | 0.10316 | 46.4249 | 17.8177 | 2.9906 | 0.047093 | 20.8553
Upstate | 2025 | 3 | 20 | 0.32496 | 6.41e-06 | 1.9509e-06 | 0.25573 | 5.0445e-06 | 1.5353e-06 | 0.39937 | 0.0022081 | 2.8148e-06 | 0.31429 | 0.0017377 | 2.2152e-06 | 51.5191 | 6.6243 | 0.12948 | 58.2729 | 22.3649 | 3.7538 | 0.059112 | 26.1778 | 40.544 | 5.2132 | 0.1019 | 45.859 | 17.6005 | 2.9541 | 0.046519 | 20.6011
Upstate | 2025 | 3 | 21 | 0.29834 | 5.8849e-06 | 1.7911e-06 | 0.23478 | 4.6312e-06 | 1.4095e-06 | 0.36665 | 0.0020272 | 2.5842e-06 | 0.28855 | 0.0015954 | 2.0337e-06 | 47.2984 | 6.0816 | 0.11887 | 53.4989 | 20.5326 | 3.4463 | 0.054269 | 24.0332 | 37.2224 | 4.7861 | 0.093551 | 42.102 | 16.1586 | 2.7121 | 0.042708 | 18.9134
Upstate | 2025 | 3 | 22 | 0.29494 | 5.8179e-06 | 1.7707e-06 | 0.23211 | 4.5785e-06 | 1.3935e-06 | 0.36248 | 0.0020041 | 2.5548e-06 | 0.28526 | 0.0015772 | 2.0106e-06 | 46.7601 | 6.0124 | 0.11752 | 52.89 | 20.2989 | 3.407 | 0.053651 | 23.7596 | 36.7988 | 4.7316 | 0.092486 | 41.6229 | 15.9747 | 2.6812 | 0.042222 | 18.6981
Upstate | 2025 | 3 | 23 | 0.29287 | 5.777e-06 | 1.7582e-06 | 0.23048 | 4.5463e-06 | 1.3837e-06 | 0.35993 | 0.00199 | 2.5368e-06 | 0.28325 | 0.0015661 | 1.9964e-06 | 46.431 | 5.9701 | 0.11669 | 52.5178 | 20.1561 | 3.3831 | 0.053274 | 23.5924 | 36.5398 | 4.6983 | 0.091835 | 41.33 | 15.8623 | 2.6624 | 0.041925 | 18.5666
Upstate | 2025 | 3 | 24 | 0.26864 | 5.299e-06 | 1.6128e-06 | 0.21141 | 4.1702e-06 | 1.2692e-06 | 0.33015 | 0.0018254 | 2.327e-06 | 0.25982 | 0.0014365 | 1.8313e-06 | 42.5898 | 5.4762 | 0.10704 | 48.173 | 18.4886 | 3.1032 | 0.048866 | 21.6406 | 33.5169 | 4.3096 | 0.084238 | 37.9107 | 14.55 | 2.4421 | 0.038456 | 17.0305
Upstate | 2025 | 4 | 1 | 0.12791 | 2.5231e-06 | 7.6791e-07 | 0.10066 | 1.9856e-06 | 6.0432e-07 | 0.1572 | 0.00086916 | 1.108e-06 | 0.12371 | 0.000684 | 8.7195e-07 | 20.279 | 2.6075 | 0.050967 | 22.9374 | 8.8033 | 1.4776 | 0.023268 | 10.3041 | 15.959 | 2.052 | 0.04011 | 18.0511 | 6.9279 | 1.1628 | 0.018311 | 8.109
Upstate | 2025 | 4 | 2 | 0.11708 | 2.3094e-06 | 7.0285e-07 | 0.092135 | 1.8174e-06 | 5.5313e-07 | 0.14388 | 0.00079553 | 1.0141e-06 | 0.11323 | 0.00062606 | 7.9808e-07 | 18.5611 | 2.3866 | 0.046649 | 20.9943 | 8.0575 | 1.3524 | 0.021296 | 9.4312 | 14.607 | 1.8782 | 0.036712 | 16.5219 | 6.341 | 1.0643 | 0.01676 | 7.4221
Upstate | 2025 | 4 | 3 | 0.13589 | 2.6806e-06 | 8.1584e-07 | 0.10695 | 2.1096e-06 | 6.4204e-07 | 0.16701 | 0.00092341 | 1.1771e-06 | 0.13143 | 0.0007267 | 9.2637e-07 | 21.5447 | 2.7702 | 0.054148 | 24.3691 | 9.3527 | 1.5698 | 0.02472 | 10.9472 | 16.955 | 2.1801 | 0.042613 | 19.1777 | 7.3603 | 1.2354 | 0.019454 | 8.6152
Upstate | 2025 | 4 | 4 | 0.15364 | 3.0305e-06 | 9.2234e-07 | 0.12091 | 2.385e-06 | 7.2585e-07 | 0.18882 | 0.001044 | 1.3308e-06 | 0.14859 | 0.00082156 | 1.0473e-06 | 24.3573 | 3.1319 | 0.061217 | 27.5504 | 10.5737 | 1.7747 | 0.027947 | 12.3764 | 19.1685 | 2.4647 | 0.048176 | 21.6813 | 8.3212 | 1.3967 | 0.021993 | 9.7398
Upstate | 2025 | 4 | 5 | 0.17906 | 3.5321e-06 | 1.075e-06 | 0.14092 | 2.7797e-06 | 8.4598e-07 | 0.22006 | 0.0012167 | 1.5511e-06 | 0.17318 | 0.00095753 | 1.2206e-06 | 28.3884 | 3.6502 | 0.071348 | 32.1099 | 12.3236 | 2.0684 | 0.032572 | 14.4246 | 22.3408 | 2.8726 | 0.056149 | 25.2695 | 9.6983 | 1.6278 | 0.025633 | 11.3518
Upstate | 2025 | 4 | 6 | 0.21452 | 4.2315e-06 | 1.2878e-06 | 0.16882 | 3.33e-06 | 1.0135e-06 | 0.26364 | 0.0014576 | 1.8582e-06 | 0.20748 | 0.0011471 | 1.4623e-06 | 34.0094 | 4.3729 | 0.085476 | 38.4678 | 14.7638 | 2.478 | 0.039021 | 17.2808 | 26.7644 | 3.4414 | 0.067267 | 30.273 | 11.6186 | 1.9501 | 0.030709 | 13.5995
Upstate | 2025 | 4 | 7 | 0.23666 | 4.6683e-06 | 1.4208e-06 | 0.18624 | 3.6738e-06 | 1.1181e-06 | 0.29085 | 0.0016081 | 2.05e-06 | 0.22889 | 0.0012655 | 1.6133e-06 | 37.52 | 4.8243 | 0.094299 | 42.4386 | 16.2877 | 2.7338 | 0.043049 | 19.0646 | 29.5271 | 3.7966 | 0.07421 | 33.3979 | 12.818 | 2.1514 | 0.033879 | 15.0033
Upstate | 2025 | 4 | 8 | 0.191 | 3.7675e-06 | 1.1466e-06 | 0.15031 | 2.9649e-06 | 9.0237e-07 | 0.23473 | 0.0012978 | 1.6544e-06 | 0.18473 | 0.0010213 | 1.302e-06 | 30.2805 | 3.8935 | 0.076104 | 34.25 | 13.145 | 2.2063 | 0.034743 | 15.386 | 23.8298 | 3.064 | 0.059891 | 26.9538 | 10.3447 | 1.7363 | 0.027342 | 12.1084
Upstate | 2025 | 4 | 9 | 0.18343 | 3.6183e-06 | 1.1012e-06 | 0.14436 | 2.8475e-06 | 8.6664e-07 | 0.22544 | 0.0012464 | 1.5889e-06 | 0.17741 | 0.00098091 | 1.2504e-06 | 29.0816 | 3.7393 | 0.073091 | 32.894 | 12.6246 | 2.119 | 0.033367 | 14.7769 | 22.8863 | 2.9427 | 0.05752 | 25.8866 | 9.9352 | 1.6676 | 0.026259 | 11.629
Upstate | 2025 | 4 | 10 | 0.18282 | 3.6062e-06 | 1.0975e-06 | 0.14387 | 2.8379e-06 | 8.6372e-07 | 0.22468 | 0.0012422 | 1.5836e-06 | 0.17682 | 0.00097761 | 1.2462e-06 | 28.9837 | 3.7267 | 0.072845 | 32.7833 | 12.5821 | 2.1118 | 0.033255 | 14.7272 | 22.8093 | 2.9328 | 0.057327 | 25.7995 | 9.9017 | 1.6619 | 0.026171 | 11.5898
Upstate | 2025 | 4 | 11 | 0.16078 | 3.1715e-06 | 9.6523e-07 | 0.12653 | 2.4959e-06 | 7.5961e-07 | 0.1976 | 0.0010925 | 1.3927e-06 | 0.1555 | 0.00085977 | 1.096e-06 | 25.49 | 3.2775 | 0.064064 | 28.8315 | 11.0654 | 1.8573 | 0.029246 | 12.9519 | 20.0598 | 2.5793 | 0.050416 | 22.6895 | 8.7081 | 1.4616 | 0.023016 | 10.1928
Upstate | 2025 | 4 | 12 | 0.13981 | 2.7578e-06 | 8.3934e-07 | 0.11003 | 2.1703e-06 | 6.6053e-07 | 0.17182 | 0.00095001 | 1.211e-06 | 0.13522 | 0.00074763 | 9.5305e-07 | 22.1653 | 2.85 | 0.055708 | 25.071 | 9.6221 | 1.615 | 0.025432 | 11.2626 | 17.4434 | 2.2429 | 0.04384 | 19.7301 | 7.5723 | 1.271 | 0.020014 | 8.8633
Upstate | 2025 | 4 | 13 | 0.13957 | 2.7531e-06 | 8.379e-07 | 0.10984 | 2.1666e-06 | 6.594e-07 | 0.17153 | 0.00094838 | 1.209e-06 | 0.13499 | 0.00074635 | 9.5142e-07 | 22.1273 | 2.8451 | 0.055612 | 25.0281 | 9.6057 | 1.6122 | 0.025388 | 11.2433 | 17.4135 | 2.239 | 0.043765 | 19.6964 | 7.5594 | 1.2688 | 0.01998 | 8.8481
Upstate | 2025 | 4 | 14 | 0.13521 | 2.6672e-06 | 8.1174e-07 | 0.10641 | 2.099e-06 | 6.3882e-07 | 0.16618 | 0.00091878 | 1.1712e-06 | 0.13078 | 0.00072305 | 9.2172e-07 | 21.4366 | 2.7563 | 0.053877 | 24.2468 | 9.3058 | 1.5619 | 0.024596 | 10.8923 | 16.87 | 2.1692 | 0.042399 | 19.0815 | 7.3234 | 1.2292 | 0.019356 | 8.5719
Upstate | 2025 | 4 | 15 | 0.13876 | 2.7371e-06 | 8.3304e-07 | 0.1092 | 2.1541e-06 | 6.5558e-07 | 0.17054 | 0.00094289 | 1.202e-06 | 0.13421 | 0.00074202 | 9.4591e-07 | 21.9992 | 2.8287 | 0.05529 | 24.8831 | 9.55 | 1.6029 | 0.025241 | 11.1782 | 17.3127 | 2.2261 | 0.043512 | 19.5823 | 7.5156 | 1.2614 | 0.019864 | 8.7969
Upstate | 2025 | 4 | 16 | 0.16169 | 3.1895e-06 | 9.7072e-07 | 0.12725 | 2.51e-06 | 7.6392e-07 | 0.19872 | 0.0010987 | 1.4006e-06 | 0.15639 | 0.00086465 | 1.1022e-06 | 25.6348 | 3.2961 | 0.064428 | 28.9954 | 11.1283 | 1.8678 | 0.029413 | 13.0255 | 20.1738 | 2.594 | 0.050703 | 22.8185 | 8.7576 | 1.4699 | 0.023147 | 10.2507
Upstate | 2025 | 4 | 17 | 0.18607 | 3.6704e-06 | 1.1171e-06 | 0.14643 | 2.8885e-06 | 8.7911e-07 | 0.22868 | 0.0012644 | 1.6118e-06 | 0.17997 | 0.00099503 | 1.2684e-06 | 29.5001 | 3.7931 | 0.074142 | 33.3674 | 12.8062 | 2.1494 | 0.033848 | 14.9895 | 23.2157 | 2.9851 | 0.058348 | 26.2591 | 10.0781 | 1.6915 | 0.026637 | 11.7963
Upstate | 2025 | 4 | 18 | 0.19848 | 3.915e-06 | 1.1915e-06 | 0.15619 | 3.081e-06 | 9.377e-07 | 0.24392 | 0.0013486 | 1.7192e-06 | 0.19196 | 0.0010613 | 1.353e-06 | 31.4662 | 4.0459 | 0.079084 | 35.5912 | 13.6597 | 2.2927 | 0.036103 | 15.9885 | 24.7629 | 3.184 | 0.062237 | 28.0092 | 10.7498 | 1.8043 | 0.028412 | 12.5825
Upstate | 2025 | 4 | 19 | 0.21743 | 4.2889e-06 | 1.3053e-06 | 0.17111 | 3.3752e-06 | 1.0272e-06 | 0.26721 | 0.0014774 | 1.8834e-06 | 0.21029 | 0.0011627 | 1.4822e-06 | 34.4707 | 4.4323 | 0.086635 | 38.9896 | 14.964 | 2.5116 | 0.039551 | 17.5152 | 27.1274 | 3.4881 | 0.068179 | 30.6837 | 11.7762 | 1.9766 | 0.031125 | 13.7839
Upstate | 2025 | 4 | 20 | 0.22899 | 4.517e-06 | 1.3747e-06 | 0.18021 | 3.5548e-06 | 1.0819e-06 | 0.28143 | 0.001556 | 1.9836e-06 | 0.22148 | 0.0012245 | 1.561e-06 | 36.3045 | 4.668 | 0.091244 | 41.0638 | 15.7601 | 2.6452 | 0.041655 | 18.447 | 28.5706 | 3.6736 | 0.071806 | 32.316 | 12.4027 | 2.0817 | 0.032781 | 14.5172
Upstate | 2025 | 4 | 21 | 0.19685 | 3.883e-06 | 1.1818e-06 | 0.15492 | 3.0558e-06 | 9.3003e-07 | 0.24193 | 0.0013376 | 1.7051e-06 | 0.19039 | 0.0010527 | 1.3419e-06 | 31.2088 | 4.0128 | 0.078437 | 35.3 | 13.548 | 2.2739 | 0.035808 | 15.8577 | 24.5604 | 3.158 | 0.061727 | 27.7801 | 10.6619 | 1.7895 | 0.02818 | 12.4796
Upstate | 2025 | 4 | 22 | 0.17011 | 3.3556e-06 | 1.0213e-06 | 0.13387 | 2.6407e-06 | 8.0371e-07 | 0.20907 | 0.0011559 | 1.4735e-06 | 0.16453 | 0.00090968 | 1.1596e-06 | 26.9697 | 3.4678 | 0.067783 | 30.5053 | 11.7078 | 1.9651 | 0.030944 | 13.7038 | 21.2244 | 2.729 | 0.053343 | 24.0068 | 9.2137 | 1.5465 | 0.024352 | 10.7845
Upstate | 2025 | 4 | 23 | 0.16656 | 3.2855e-06 | 9.9992e-07 | 0.13108 | 2.5856e-06 | 7.8691e-07 | 0.2047 | 0.0011318 | 1.4427e-06 | 0.16109 | 0.00089067 | 1.1354e-06 | 26.4061 | 3.3953 | 0.066366 | 29.8678 | 11.4631 | 1.924 | 0.030298 | 13.4174 | 20.7808 | 2.672 | 0.052228 | 23.5051 | 9.0211 | 1.5141 | 0.023843 | 10.5591
Upstate | 2025 | 4 | 24 | 0.17041 | 3.3615e-06 | 1.0231e-06 | 0.13411 | 2.6454e-06 | 8.0513e-07 | 0.20944 | 0.001158 | 1.4761e-06 | 0.16482 | 0.00091129 | 1.1617e-06 | 27.0174 | 3.4739 | 0.067903 | 30.5592 | 11.7285 | 1.9685 | 0.030999 | 13.728 | 21.2619 | 2.7339 | 0.053437 | 24.0492 | 9.23 | 1.5492 | 0.024395 | 10.8035
Upstate | 2025 | 5 | 1 | 0.16071 | 3.1701e-06 | 9.648e-07 | 0.12647 | 2.4948e-06 | 7.5927e-07 | 0.19751 | 0.001092 | 1.3921e-06 | 0.15543 | 0.00085939 | 1.0955e-06 | 25.4787 | 3.2761 | 0.064035 | 28.8188 | 11.0605 | 1.8564 | 0.029234 | 12.9462 | 20.051 | 2.5782 | 0.050394 | 22.6795 | 8.7043 | 1.461 | 0.023006 | 10.1883
Upstate | 2025 | 5 | 2 | 0.16111 | 3.1781e-06 | 9.6724e-07 | 0.12679 | 2.501e-06 | 7.6119e-07 | 0.19801 | 0.0010948 | 1.3956e-06 | 0.15583 | 0.00086155 | 1.0983e-06 | 25.5429 | 3.2843 | 0.064197 | 28.8914 | 11.0884 | 1.8611 | 0.029307 | 12.9788 | 20.1015 | 2.5847 | 0.050521 | 22.7367 | 8.7262 | 1.4646 | 0.023064 | 10.2139
Upstate | 2025 | 5 | 3 | 0.16948 | 3.3431e-06 | 1.0175e-06 | 0.13337 | 2.6309e-06 | 8.007e-07 | 0.20829 | 0.0011516 | 1.468e-06 | 0.16392 | 0.00090628 | 1.1553e-06 | 26.869 | 3.4548 | 0.06753 | 30.3914 | 11.6641 | 1.9577 | 0.030829 | 13.6526 | 21.1451 | 2.7188 | 0.053144 | 23.9171 | 9.1793 | 1.5407 | 0.024261 | 10.7442
Upstate | 2025 | 5 | 4 | 0.18069 | 3.5642e-06 | 1.0848e-06 | 0.1422 | 2.8049e-06 | 8.5367e-07 | 0.22207 | 0.0012278 | 1.5651e-06 | 0.17476 | 0.00096623 | 1.2317e-06 | 28.6464 | 3.6834 | 0.071997 | 32.4017 | 12.4356 | 2.0872 | 0.032868 | 14.5557 | 22.5439 | 2.8987 | 0.056659 | 25.4992 | 9.7865 | 1.6426 | 0.025866 | 11.4549
Upstate | 2025 | 5 | 5 | 0.20328 | 4.0098e-06 | 1.2204e-06 | 0.15998 | 3.1556e-06 | 9.604e-07 | 0.24983 | 0.0013813 | 1.7608e-06 | 0.19661 | 0.001087 | 1.3857e-06 | 32.228 | 4.1439 | 0.080999 | 36.4529 | 13.9905 | 2.3482 | 0.036978 | 16.3757 | 25.3625 | 3.2611 | 0.063743 | 28.6874 | 11.0101 | 1.848 | 0.0291 | 12.8871
Upstate | 2025 | 5 | 6 | 0.21019 | 4.1461e-06 | 1.2618e-06 | 0.16541 | 3.2628e-06 | 9.9304e-07 | 0.25832 | 0.0014282 | 1.8207e-06 | 0.20329 | 0.001124 | 1.4328e-06 | 33.323 | 4.2847 | 0.083751 | 37.6915 | 14.4658 | 2.428 | 0.038234 | 16.932 | 26.2242 | 3.3719 | 0.065909 | 29.6621 | 11.3842 | 1.9108 | 0.030089 | 13.325
Upstate | 2025 | 5 | 7 | 0.20968 | 4.1361e-06 | 1.2588e-06 | 0.16501 | 3.255e-06 | 9.9064e-07 | 0.2577 | 0.0014248 | 1.8163e-06 | 0.2028 | 0.0011213 | 1.4294e-06 | 33.2427 | 4.2744 | 0.083549 | 37.6006 | 14.4309 | 2.4221 | 0.038142 | 16.8912 | 26.161 | 3.3638 | 0.06575 | 29.5906 | 11.3567 | 1.9062 | 0.030016 | 13.2929
Upstate | 2025 | 5 | 8 | 0.18859 | 3.72e-06 | 1.1322e-06 | 0.14841 | 2.9275e-06 | 8.9098e-07 | 0.23177 | 0.0012815 | 1.6336e-06 | 0.1824 | 0.0010085 | 1.2856e-06 | 29.8985 | 3.8444 | 0.075144 | 33.8181 | 12.9792 | 2.1785 | 0.034305 | 15.192 | 23.5293 | 3.0254 | 0.059136 | 26.6138 | 10.2143 | 1.7144 | 0.026997 | 11.9556
Upstate | 2025 | 5 | 9 | 0.17221 | 3.397e-06 | 1.0339e-06 | 0.13553 | 2.6734e-06 | 8.1363e-07 | 0.21165 | 0.0011702 | 1.4917e-06 | 0.16656 | 0.00092091 | 1.174e-06 | 27.3028 | 3.5106 | 0.06862 | 30.882 | 11.8524 | 1.9893 | 0.031326 | 13.873 | 21.4865 | 2.7627 | 0.054002 | 24.3032 | 9.3275 | 1.5656 | 0.024653 | 10.9177
Upstate | 2025 | 5 | 10 | 0.17044 | 3.362e-06 | 1.0232e-06 | 0.13413 | 2.6458e-06 | 8.0524e-07 | 0.20947 | 0.0011581 | 1.4764e-06 | 0.16484 | 0.00091142 | 1.1619e-06 | 27.0213 | 3.4744 | 0.067913 | 30.5636 | 11.7302 | 1.9688 | 0.031004 | 13.73 | 21.265 | 2.7343 | 0.053445 | 24.0527 | 9.2313 | 1.5494 | 0.024399 | 10.8051
Upstate | 2025 | 5 | 11 | 0.13321 | 2.6276e-06 | 7.9969e-07 | 0.10483 | 2.0678e-06 | 6.2933e-07 | 0.16371 | 0.00090514 | 1.1538e-06 | 0.12883 | 0.00071232 | 9.0804e-07 | 21.1184 | 2.7154 | 0.053077 | 23.8868 | 9.1677 | 1.5387 | 0.024231 | 10.7306 | 16.6195 | 2.1369 | 0.04177 | 18.7982 | 7.2147 | 1.2109 | 0.019069 | 8.4447
Upstate | 2025 | 5 | 12 | 0.13444 | 2.6518e-06 | 8.0708e-07 | 0.1058 | 2.0869e-06 | 6.3515e-07 | 0.16522 | 0.0009135 | 1.1645e-06 | 0.13002 | 0.0007189 | 9.1643e-07 | 21.3135 | 2.7405 | 0.053567 | 24.1075 | 9.2524 | 1.5529 | 0.024455 | 10.8298 | 16.7731 | 2.1567 | 0.042156 | 18.9719 | 7.2813 | 1.2221 | 0.019245 | 8.5227
Upstate | 2025 | 5 | 13 | 0.12966 | 2.5576e-06 | 7.784e-07 | 0.10204 | 2.0128e-06 | 6.1258e-07 | 0.15935 | 0.00088104 | 1.1231e-06 | 0.1254 | 0.00069335 | 8.8387e-07 | 20.5562 | 2.6431 | 0.051664 | 23.251 | 8.9236 | 1.4978 | 0.023586 | 10.445 | 16.1771 | 2.0801 | 0.040658 | 18.2978 | 7.0226 | 1.1787 | 0.018561 | 8.2199
Upstate | 2025 | 5 | 14 | 0.12848 | 2.5344e-06 | 7.7134e-07 | 0.10111 | 1.9945e-06 | 6.0702e-07 | 0.1579 | 0.00087305 | 1.1129e-06 | 0.12427 | 0.00068706 | 8.7585e-07 | 20.3697 | 2.6192 | 0.051195 | 23.0401 | 8.8427 | 1.4842 | 0.023372 | 10.3502 | 16.0304 | 2.0612 | 0.040289 | 18.1319 | 6.9589 | 1.168 | 0.018393 | 8.1453
Upstate | 2025 | 5 | 15 | 0.14696 | 2.8989e-06 | 8.8227e-07 | 0.11565 | 2.2813e-06 | 6.9432e-07 | 0.18061 | 0.00099861 | 1.273e-06 | 0.14214 | 0.00078588 | 1.0018e-06 | 23.2992 | 2.9958 | 0.058558 | 26.3536 | 10.1144 | 1.6976 | 0.026733 | 11.8388 | 18.3358 | 2.3576 | 0.046083 | 20.7395 | 7.9597 | 1.336 | 0.021038 | 9.3168
Upstate | 2025 | 5 | 16 | 0.15439 | 3.0454e-06 | 9.2687e-07 | 0.1215 | 2.3967e-06 | 7.2942e-07 | 0.18974 | 0.0010491 | 1.3373e-06 | 0.14932 | 0.00082559 | 1.0524e-06 | 24.4768 | 3.1472 | 0.061517 | 27.6856 | 10.6256 | 1.7834 | 0.028084 | 12.4371 | 19.2625 | 2.4768 | 0.048412 | 21.7877 | 8.362 | 1.4035 | 0.022101 | 9.7876
Upstate | 2025 | 5 | 17 | 0.161 | 3.1758e-06 | 9.6656e-07 | 0.1267 | 2.4993e-06 | 7.6066e-07 | 0.19787 | 0.001094 | 1.3946e-06 | 0.15572 | 0.00086095 | 1.0975e-06 | 25.5251 | 3.282 | 0.064152 | 28.8713 | 11.0807 | 1.8598 | 0.029287 | 12.9698 | 20.0875 | 2.5829 | 0.050486 | 22.7209 | 8.7202 | 1.4636 | 0.023048 | 10.2068
Upstate | 2025 | 5 | 18 | 0.16783 | 3.3106e-06 | 1.0076e-06 | 0.13208 | 2.6053e-06 | 7.9293e-07 | 0.20626 | 0.0011404 | 1.4538e-06 | 0.16232 | 0.00089748 | 1.1441e-06 | 26.6081 | 3.4213 | 0.066874 | 30.0962 | 11.5508 | 1.9387 | 0.030529 | 13.52 | 20.9398 | 2.6924 | 0.052628 | 23.6848 | 9.0901 | 1.5257 | 0.024026 | 10.6399
Upstate | 2025 | 5 | 19 | 0.1829 | 3.6079e-06 | 1.098e-06 | 0.14394 | 2.8393e-06 | 8.6413e-07 | 0.22479 | 0.0012428 | 1.5843e-06 | 0.1769 | 0.00097807 | 1.2468e-06 | 28.9974 | 3.7285 | 0.072879 | 32.7988 | 12.588 | 2.1128 | 0.033271 | 14.7341 | 22.8201 | 2.9342 | 0.057354 | 25.8117 | 9.9064 | 1.6627 | 0.026183 | 11.5953
Upstate | 2025 | 5 | 20 | 0.21337 | 4.2089e-06 | 1.281e-06 | 0.16792 | 3.3123e-06 | 1.0081e-06 | 0.26223 | 0.0014499 | 1.8482e-06 | 0.20637 | 0.001141 | 1.4545e-06 | 33.8278 | 4.3496 | 0.085019 | 38.2624 | 14.6849 | 2.4648 | 0.038813 | 17.1885 | 26.6214 | 3.423 | 0.066907 | 30.1113 | 11.5566 | 1.9397 | 0.030545 | 13.5268
Upstate | 2025 | 5 | 21 | 0.1848 | 3.6453e-06 | 1.1095e-06 | 0.14543 | 2.8688e-06 | 8.7311e-07 | 0.22712 | 0.0012557 | 1.6008e-06 | 0.17874 | 0.00098823 | 1.2598e-06 | 29.2986 | 3.7672 | 0.073636 | 33.1394 | 12.7188 | 2.1348 | 0.033616 | 14.8871 | 23.0571 | 2.9647 | 0.057949 | 26.0797 | 10.0093 | 1.68 | 0.026455 | 11.7157
Upstate | 2025 | 5 | 22 | 0.16328 | 3.2207e-06 | 9.8021e-07 | 0.12849 | 2.5346e-06 | 7.714e-07 | 0.20066 | 0.0011095 | 1.4143e-06 | 0.15792 | 0.00087311 | 1.113e-06 | 25.8857 | 3.3284 | 0.065058 | 29.2791 | 11.2372 | 1.8861 | 0.029701 | 13.153 | 20.3712 | 2.6193 | 0.051199 | 23.0418 | 8.8433 | 1.4843 | 0.023373 | 10.351
Upstate | 2025 | 5 | 23 | 0.18882 | 3.7246e-06 | 1.1336e-06 | 0.1486 | 2.9312e-06 | 8.921e-07 | 0.23206 | 0.0012831 | 1.6356e-06 | 0.18263 | 0.0010097 | 1.2872e-06 | 29.9359 | 3.8492 | 0.075238 | 33.8603 | 12.9954 | 2.1812 | 0.034348 | 15.211 | 23.5587 | 3.0292 | 0.05921 | 26.6471 | 10.227 | 1.7165 | 0.027031 | 11.9706
Upstate | 2025 | 5 | 24 | 0.17857 | 3.5224e-06 | 1.072e-06 | 0.14053 | 2.772e-06 | 8.4365e-07 | 0.21946 | 0.0012134 | 1.5468e-06 | 0.17271 | 0.00095489 | 1.2173e-06 | 28.3101 | 3.6401 | 0.071152 | 32.0213 | 12.2896 | 2.0627 | 0.032482 | 14.3849 | 22.2792 | 2.8647 | 0.055994 | 25.1998 | 9.6716 | 1.6233 | 0.025563 | 11.3205
Upstate | 2025 | 6 | 1 | 0.22579 | 4.4539e-06 | 1.3555e-06 | 0.17769 | 3.5051e-06 | 1.0668e-06 | 0.2775 | 0.0015343 | 1.9559e-06 | 0.21838 | 0.0012074 | 1.5392e-06 | 35.7974 | 4.6028 | 0.089969 | 40.4902 | 15.54 | 2.6083 | 0.041073 | 18.1893 | 28.1715 | 3.6223 | 0.070803 | 31.8646 | 12.2295 | 2.0526 | 0.032323 | 14.3144
Upstate | 2025 | 6 | 2 | 0.21761 | 4.2924e-06 | 1.3064e-06 | 0.17125 | 3.378e-06 | 1.0281e-06 | 0.26743 | 0.0014786 | 1.8849e-06 | 0.21046 | 0.0011636 | 1.4834e-06 | 34.4991 | 4.4359 | 0.086706 | 39.0217 | 14.9764 | 2.5137 | 0.039583 | 17.5296 | 27.1498 | 3.4909 | 0.068235 | 30.7089 | 11.7859 | 1.9782 | 0.031151 | 13.7953
Upstate | 2025 | 6 | 3 | 0.21259 | 4.1935e-06 | 1.2763e-06 | 0.16731 | 3.3002e-06 | 1.0044e-06 | 0.26128 | 0.0014446 | 1.8415e-06 | 0.20562 | 0.0011368 | 1.4492e-06 | 33.7046 | 4.3338 | 0.08471 | 38.1231 | 14.6315 | 2.4558 | 0.038672 | 17.1259 | 26.5245 | 3.4105 | 0.066664 | 30.0017 | 11.5145 | 1.9326 | 0.030434 | 13.4776
Upstate | 2025 | 6 | 4 | 0.21388 | 4.2189e-06 | 1.284e-06 | 0.16832 | 3.3202e-06 | 1.0105e-06 | 0.26286 | 0.0014533 | 1.8527e-06 | 0.20686 | 0.0011437 | 1.458e-06 | 33.9085 | 4.36 | 0.085222 | 38.3536 | 14.72 | 2.4706 | 0.038906 | 17.2295 | 26.6849 | 3.4312 | 0.067067 | 30.1832 | 11.5842 | 1.9443 | 0.030618 | 13.5591
Upstate | 2025 | 6 | 5 | 0.22628 | 4.4635e-06 | 1.3585e-06 | 0.17808 | 3.5126e-06 | 1.0691e-06 | 0.2781 | 0.0015376 | 1.9601e-06 | 0.21885 | 0.00121 | 1.5425e-06 | 35.8744 | 4.6127 | 0.090163 | 40.5773 | 15.5734 | 2.6139 | 0.041161 | 18.2284 | 28.2321 | 3.6301 | 0.070956 | 31.9331 | 12.2558 | 2.0571 | 0.032393 | 14.3452
Upstate | 2025 | 6 | 6 | 0.24502 | 4.8332e-06 | 1.471e-06 | 0.19282 | 3.8036e-06 | 1.1576e-06 | 0.30113 | 0.0016649 | 2.1224e-06 | 0.23698 | 0.0013102 | 1.6703e-06 | 38.8454 | 4.9948 | 0.09763 | 43.9378 | 16.8631 | 2.8304 | 0.04457 | 19.7381 | 30.5702 | 3.9307 | 0.076832 | 34.5778 | 13.2708 | 2.2274 | 0.035075 | 15.5333
Upstate | 2025 | 6 | 7 | 0.22671 | 4.4719e-06 | 1.361e-06 | 0.17841 | 3.5192e-06 | 1.0711e-06 | 0.27862 | 0.0015405 | 1.9637e-06 | 0.21926 | 0.0012123 | 1.5454e-06 | 35.9418 | 4.6214 | 0.090332 | 40.6535 | 15.6026 | 2.6188 | 0.041239 | 18.2627 | 28.2851 | 3.6369 | 0.071089 | 31.9931 | 12.2788 | 2.0609 | 0.032454 | 14.3722
Upstate | 2025 | 6 | 8 | 0.18078 | 3.5659e-06 | 1.0853e-06 | 0.14226 | 2.8063e-06 | 8.5408e-07 | 0.22217 | 0.0012284 | 1.5659e-06 | 0.17484 | 0.00096669 | 1.2323e-06 | 28.6601 | 3.6851 | 0.072031 | 32.4172 | 12.4416 | 2.0882 | 0.032884 | 14.5627 | 22.5546 | 2.9001 | 0.056686 | 25.5114 | 9.7911 | 1.6434 | 0.025879 | 11.4604
Upstate | 2025 | 6 | 9 | 0.16763 | 3.3066e-06 | 1.0063e-06 | 0.13192 | 2.6022e-06 | 7.9196e-07 | 0.20601 | 0.001139 | 1.452e-06 | 0.16213 | 0.00089639 | 1.1427e-06 | 26.5757 | 3.4171 | 0.066793 | 30.0596 | 11.5367 | 1.9364 | 0.030492 | 13.5036 | 20.9143 | 2.6892 | 0.052564 | 23.656 | 9.0791 | 1.5239 | 0.023996 | 10.6269
Upstate | 2025 | 6 | 10 | 0.19319 | 3.8108e-06 | 1.1598e-06 | 0.15204 | 2.999e-06 | 9.1274e-07 | 0.23743 | 0.0013128 | 1.6735e-06 | 0.18685 | 0.0010331 | 1.317e-06 | 30.6287 | 3.9383 | 0.076979 | 34.644 | 13.2962 | 2.2317 | 0.035143 | 15.563 | 24.1039 | 3.0993 | 0.06058 | 27.2638 | 10.4637 | 1.7563 | 0.027656 | 12.2476
Upstate | 2025 | 6 | 11 | 0.19808 | 3.9073e-06 | 1.1892e-06 | 0.15589 | 3.0749e-06 | 9.3585e-07 | 0.24344 | 0.001346 | 1.7158e-06 | 0.19158 | 0.0010593 | 1.3503e-06 | 31.4042 | 4.038 | 0.078928 | 35.521 | 13.6328 | 2.2882 | 0.036032 | 15.957 | 24.7141 | 3.1778 | 0.062114 | 27.954 | 10.7286 | 1.8007 | 0.028356 | 12.5577
Upstate | 2025 | 6 | 12 | 0.20858 | 4.1144e-06 | 1.2522e-06 | 0.16415 | 3.2379e-06 | 9.8544e-07 | 0.25634 | 0.0014173 | 1.8067e-06 | 0.20173 | 0.0011154 | 1.4219e-06 | 33.0683 | 4.2519 | 0.08311 | 37.4033 | 14.3552 | 2.4094 | 0.037942 | 16.8026 | 26.0237 | 3.3461 | 0.065405 | 29.4353 | 11.2971 | 1.8961 | 0.029859 | 13.2231
Upstate | 2025 | 6 | 13 | 0.2398 | 4.7303e-06 | 1.4396e-06 | 0.18872 | 3.7226e-06 | 1.133e-06 | 0.29472 | 0.0016295 | 2.0772e-06 | 0.23193 | 0.0012823 | 1.6347e-06 | 38.0183 | 4.8884 | 0.095551 | 43.0022 | 16.5041 | 2.7701 | 0.043621 | 19.3178 | 29.9192 | 3.847 | 0.075196 | 33.8415 | 12.9882 | 2.18 | 0.034329 | 15.2025
Upstate | 2025 | 6 | 14 | 0.25309 | 4.9924e-06 | 1.5194e-06 | 0.19918 | 3.9289e-06 | 1.1957e-06 | 0.31105 | 0.0017198 | 2.1923e-06 | 0.24479 | 0.0013534 | 1.7253e-06 | 40.1254 | 5.1593 | 0.10085 | 45.3856 | 17.4188 | 2.9236 | 0.046039 | 20.3884 | 31.5775 | 4.0602 | 0.079364 | 35.7171 | 13.7081 | 2.3008 | 0.036231 | 16.0451
Upstate | 2025 | 6 | 15 | 0.27096 | 5.3449e-06 | 1.6267e-06 | 0.21324 | 4.2063e-06 | 1.2802e-06 | 0.33301 | 0.0018412 | 2.3471e-06 | 0.26207 | 0.001449 | 1.8471e-06 | 42.9583 | 5.5236 | 0.10797 | 48.5898 | 18.6486 | 3.13 | 0.049289 | 21.8279 | 33.8069 | 4.3469 | 0.084967 | 38.2388 | 14.6759 | 2.4632 | 0.038789 | 17.1779
Upstate | 2025 | 6 | 16 | 0.30966 | 6.1083e-06 | 1.859e-06 | 0.2437 | 4.807e-06 | 1.463e-06 | 0.38057 | 0.0021042 | 2.6823e-06 | 0.2995 | 0.0016559 | 2.1109e-06 | 49.0938 | 6.3125 | 0.12339 | 55.5297 | 21.312 | 3.5771 | 0.056329 | 24.9455 | 38.6354 | 4.9678 | 0.097102 | 43.7002 | 16.7719 | 2.8151 | 0.044329 | 19.6313
Upstate | 2025 | 6 | 17 | 0.25642 | 5.0581e-06 | 1.5394e-06 | 0.2018 | 3.9805e-06 | 1.2115e-06 | 0.31514 | 0.0017424 | 2.2211e-06 | 0.24801 | 0.0013712 | 1.748e-06 | 40.653 | 5.2272 | 0.10217 | 45.9823 | 17.6478 | 2.9621 | 0.046644 | 20.6565 | 31.9927 | 4.1136 | 0.080407 | 36.1867 | 13.8883 | 2.3311 | 0.036708 | 16.2561
Upstate | 2025 | 6 | 18 | 0.2575 | 5.0792e-06 | 1.5459e-06 | 0.20264 | 3.9972e-06 | 1.2165e-06 | 0.31646 | 0.0017497 | 2.2305e-06 | 0.24904 | 0.001377 | 1.7553e-06 | 40.8232 | 5.2491 | 0.1026 | 46.1749 | 17.7217 | 2.9745 | 0.046839 | 20.743 | 32.1267 | 4.1309 | 0.080744 | 36.3383 | 13.9465 | 2.3408 | 0.036861 | 16.3241
Upstate | 2025 | 6 | 19 | 0.23803 | 4.6953e-06 | 1.429e-06 | 0.18733 | 3.6951e-06 | 1.1246e-06 | 0.29254 | 0.0016174 | 2.0619e-06 | 0.23022 | 0.0012729 | 1.6226e-06 | 37.7377 | 4.8523 | 0.094846 | 42.6849 | 16.3823 | 2.7497 | 0.043299 | 19.1752 | 29.6985 | 3.8186 | 0.074641 | 33.5918 | 12.8924 | 2.1639 | 0.034075 | 15.0903
Upstate | 2025 | 6 | 20 | 0.23278 | 4.5916e-06 | 1.3975e-06 | 0.18319 | 3.6135e-06 | 1.0998e-06 | 0.28608 | 0.0015817 | 2.0163e-06 | 0.22514 | 0.0012448 | 1.5868e-06 | 36.9042 | 4.7452 | 0.092751 | 41.7421 | 16.0204 | 2.6889 | 0.042343 | 18.7517 | 29.0425 | 3.7343 | 0.072992 | 32.8498 | 12.6076 | 2.1161 | 0.033323 | 14.757
Upstate | 2025 | 6 | 21 | 0.22712 | 4.4801e-06 | 1.3635e-06 | 0.17874 | 3.5257e-06 | 1.073e-06 | 0.27913 | 0.0015433 | 1.9673e-06 | 0.21967 | 0.0012145 | 1.5482e-06 | 36.0075 | 4.6299 | 0.090497 | 40.7278 | 15.6311 | 2.6236 | 0.041314 | 18.296 | 28.3368 | 3.6436 | 0.071219 | 32.0516 | 12.3012 | 2.0647 | 0.032513 | 14.3984
Upstate | 2025 | 6 | 22 | 0.20347 | 4.0135e-06 | 1.2215e-06 | 0.16012 | 3.1585e-06 | 9.613e-07 | 0.25006 | 0.0013826 | 1.7625e-06 | 0.19679 | 0.001088 | 1.387e-06 | 32.2579 | 4.1477 | 0.081074 | 36.4867 | 14.0034 | 2.3504 | 0.037012 | 16.3908 | 25.386 | 3.2641 | 0.063803 | 28.714 | 11.0203 | 1.8497 | 0.029127 | 12.8991
Upstate | 2025 | 6 | 23 | 0.19465 | 3.8395e-06 | 1.1685e-06 | 0.15318 | 3.0216e-06 | 9.1961e-07 | 0.23922 | 0.0013226 | 1.686e-06 | 0.18826 | 0.0010409 | 1.3269e-06 | 30.859 | 3.9679 | 0.077558 | 34.9044 | 13.3961 | 2.2485 | 0.035407 | 15.68 | 24.2851 | 3.1226 | 0.061036 | 27.4687 | 10.5424 | 1.7695 | 0.027864 | 12.3397
Upstate | 2025 | 6 | 24 | 0.21332 | 4.2079e-06 | 1.2807e-06 | 0.16788 | 3.3115e-06 | 1.0078e-06 | 0.26217 | 0.0014495 | 1.8478e-06 | 0.20632 | 0.0011407 | 1.4542e-06 | 33.82 | 4.3486 | 0.085 | 38.2535 | 14.6815 | 2.4642 | 0.038804 | 17.1845 | 26.6153 | 3.4222 | 0.066892 | 30.1044 | 11.5539 | 1.9393 | 0.030538 | 13.5237
Upstate | 2025 | 7 | 1 | 0.27715 | 5.4669e-06 | 1.6639e-06 | 0.21811 | 4.3023e-06 | 1.3094e-06 | 0.34061 | 0.0018832 | 2.4007e-06 | 0.26805 | 0.0014821 | 1.8893e-06 | 43.9393 | 5.6497 | 0.11043 | 49.6995 | 19.0744 | 3.2015 | 0.050415 | 22.3264 | 34.5789 | 4.4462 | 0.086907 | 39.112 | 15.011 | 2.5195 | 0.039675 | 17.5702
Upstate | 2025 | 7 | 2 | 0.25963 | 5.1213e-06 | 1.5586e-06 | 0.20432 | 4.0303e-06 | 1.2266e-06 | 0.31908 | 0.0017642 | 2.2489e-06 | 0.2511 | 0.0013883 | 1.7698e-06 | 41.1608 | 5.2925 | 0.10345 | 46.5568 | 17.8683 | 2.9991 | 0.047227 | 20.9146 | 32.3924 | 4.165 | 0.081412 | 36.6388 | 14.0618 | 2.3602 | 0.037166 | 16.4591
Upstate | 2025 | 7 | 3 | 0.26329 | 5.1935e-06 | 1.5806e-06 | 0.2072 | 4.0871e-06 | 1.2439e-06 | 0.32358 | 0.001789 | 2.2806e-06 | 0.25464 | 0.0014079 | 1.7948e-06 | 41.7412 | 5.3671 | 0.10491 | 47.2133 | 18.1202 | 3.0414 | 0.047893 | 21.2095 | 32.8491 | 4.2238 | 0.082559 | 37.1554 | 14.2601 | 2.3935 | 0.03769 | 16.6912
Upstate | 2025 | 7 | 4 | 0.26782 | 5.2829e-06 | 1.6078e-06 | 0.21076 | 4.1575e-06 | 1.2653e-06 | 0.32915 | 0.0018198 | 2.3199e-06 | 0.25903 | 0.0014322 | 1.8257e-06 | 42.4597 | 5.4595 | 0.10671 | 48.0259 | 18.4321 | 3.0937 | 0.048717 | 21.5746 | 33.4145 | 4.2965 | 0.083981 | 37.795 | 14.5055 | 2.4347 | 0.038339 | 16.9785
Upstate | 2025 | 7 | 5 | 0.26241 | 5.1761e-06 | 1.5753e-06 | 0.20651 | 4.0735e-06 | 1.2398e-06 | 0.3225 | 0.0017831 | 2.273e-06 | 0.2538 | 0.0014032 | 1.7888e-06 | 41.6021 | 5.3492 | 0.10456 | 47.0558 | 18.0598 | 3.0312 | 0.047733 | 21.1388 | 32.7396 | 4.2097 | 0.082284 | 37.0315 | 14.2125 | 2.3855 | 0.037565 | 16.6356
Upstate | 2025 | 7 | 6 | 0.29257 | 5.771e-06 | 1.7564e-06 | 0.23024 | 4.5416e-06 | 1.3822e-06 | 0.35956 | 0.001988 | 2.5342e-06 | 0.28296 | 0.0015645 | 1.9944e-06 | 46.3834 | 5.964 | 0.11658 | 52.464 | 20.1354 | 3.3796 | 0.053219 | 23.5683 | 36.5024 | 4.6935 | 0.091741 | 41.2876 | 15.846 | 2.6596 | 0.041882 | 18.5475
Upstate | 2025 | 7 | 7 | 0.29917 | 5.9014e-06 | 1.7961e-06 | 0.23544 | 4.6442e-06 | 1.4134e-06 | 0.36768 | 0.0020329 | 2.5915e-06 | 0.28935 | 0.0015998 | 2.0394e-06 | 47.4307 | 6.0987 | 0.11921 | 53.6486 | 20.5901 | 3.4559 | 0.054421 | 24.1004 | 37.3266 | 4.7995 | 0.093813 | 42.2198 | 16.2038 | 2.7197 | 0.042828 | 18.9663
Upstate | 2025 | 7 | 8 | 0.29403 | 5.7998e-06 | 1.7652e-06 | 0.23139 | 4.5643e-06 | 1.3891e-06 | 0.36135 | 0.0019979 | 2.5469e-06 | 0.28437 | 0.0015723 | 2.0043e-06 | 46.6147 | 5.9937 | 0.11716 | 52.7255 | 20.2358 | 3.3964 | 0.053484 | 23.6858 | 36.6843 | 4.7169 | 0.092199 | 41.4934 | 15.925 | 2.6729 | 0.042091 | 18.64
Upstate | 2025 | 7 | 9 | 0.25838 | 5.0966e-06 | 1.5512e-06 | 0.20334 | 4.0109e-06 | 1.2207e-06 | 0.31754 | 0.0017557 | 2.2381e-06 | 0.2499 | 0.0013817 | 1.7613e-06 | 40.963 | 5.267 | 0.10295 | 46.333 | 17.7824 | 2.9847 | 0.047 | 20.814 | 32.2367 | 4.145 | 0.08102 | 36.4627 | 13.9942 | 2.3488 | 0.036987 | 16.38
Upstate | 2025 | 7 | 10 | 0.25907 | 5.1104e-06 | 1.5553e-06 | 0.20388 | 4.0217e-06 | 1.224e-06 | 0.3184 | 0.0017604 | 2.2441e-06 | 0.25057 | 0.0013854 | 1.7661e-06 | 41.0736 | 5.2813 | 0.10323 | 46.4581 | 17.8304 | 2.9927 | 0.047127 | 20.8702 | 32.3237 | 4.1562 | 0.081239 | 36.5611 | 14.032 | 2.3552 | 0.037087 | 16.4243
Upstate | 2025 | 7 | 11 | 0.25428 | 5.0158e-06 | 1.5265e-06 | 0.20011 | 3.9473e-06 | 1.2013e-06 | 0.3125 | 0.0017278 | 2.2026e-06 | 0.24593 | 0.0013597 | 1.7334e-06 | 40.3131 | 5.1835 | 0.10132 | 45.5979 | 17.5003 | 2.9373 | 0.046254 | 20.4838 | 31.7252 | 4.0792 | 0.079735 | 35.8842 | 13.7722 | 2.3116 | 0.036401 | 16.1201
Upstate | 2025 | 7 | 12 | 0.27621 | 5.4485e-06 | 1.6582e-06 | 0.21737 | 4.2878e-06 | 1.305e-06 | 0.33946 | 0.0018769 | 2.3926e-06 | 0.26715 | 0.0014771 | 1.8829e-06 | 43.791 | 5.6307 | 0.11006 | 49.5317 | 19.01 | 3.1907 | 0.050245 | 22.251 | 34.4622 | 4.4312 | 0.086614 | 38.98 | 14.9603 | 2.511 | 0.039541 | 17.5109
Upstate | 2025 | 7 | 13 | 0.28651 | 5.6515e-06 | 1.72e-06 | 0.22547 | 4.4476e-06 | 1.3536e-06 | 0.35211 | 0.0019468 | 2.4818e-06 | 0.2771 | 0.0015321 | 1.9531e-06 | 45.4228 | 5.8405 | 0.11416 | 51.3775 | 19.7184 | 3.3096 | 0.052117 | 23.0802 | 35.7464 | 4.5963 | 0.089841 | 40.4325 | 15.5178 | 2.6046 | 0.041014 | 18.1634
Upstate | 2025 | 7 | 14 | 0.29479 | 5.8149e-06 | 1.7697e-06 | 0.23199 | 4.5761e-06 | 1.3927e-06 | 0.36229 | 0.0020031 | 2.5535e-06 | 0.28511 | 0.0015764 | 2.0095e-06 | 46.7355 | 6.0093 | 0.11746 | 52.8623 | 20.2883 | 3.4053 | 0.053623 | 23.7472 | 36.7795 | 4.7291 | 0.092438 | 41.601 | 15.9663 | 2.6798 | 0.0422 | 18.6883
Upstate | 2025 | 7 | 15 | 0.31571 | 6.2276e-06 | 1.8953e-06 | 0.24845 | 4.9009e-06 | 1.4916e-06 | 0.388 | 0.0021453 | 2.7347e-06 | 0.30535 | 0.0016883 | 2.1521e-06 | 50.0525 | 6.4358 | 0.1258 | 56.6141 | 21.7282 | 3.6469 | 0.057429 | 25.4326 | 39.3898 | 5.0648 | 0.098998 | 44.5536 | 17.0995 | 2.87 | 0.045195 | 20.0147
Upstate | 2025 | 7 | 16 | 0.33766 | 6.6605e-06 | 2.0271e-06 | 0.26573 | 5.2416e-06 | 1.5953e-06 | 0.41498 | 0.0022944 | 2.9248e-06 | 0.32657 | 0.0018056 | 2.3017e-06 | 53.5319 | 6.8832 | 0.13454 | 60.5496 | 23.2387 | 3.9005 | 0.061421 | 27.2006 | 42.128 | 5.4168 | 0.10588 | 47.6508 | 18.2881 | 3.0695 | 0.048337 | 21.406
Upstate | 2025 | 7 | 17 | 0.28014 | 5.5259e-06 | 1.6818e-06 | 0.22046 | 4.3487e-06 | 1.3235e-06 | 0.34428 | 0.0019035 | 2.4266e-06 | 0.27094 | 0.001498 | 1.9096e-06 | 44.4128 | 5.7106 | 0.11162 | 50.235 | 19.28 | 3.236 | 0.050958 | 22.5669 | 34.9515 | 4.4941 | 0.087843 | 39.5334 | 15.1728 | 2.5466 | 0.040102 | 17.7595
Upstate | 2025 | 7 | 18 | 0.28337 | 5.5897e-06 | 1.7012e-06 | 0.22301 | 4.3989e-06 | 1.3388e-06 | 0.34826 | 0.0019255 | 2.4546e-06 | 0.27407 | 0.0015153 | 1.9317e-06 | 44.9256 | 5.7766 | 0.11291 | 50.8151 | 19.5026 | 3.2734 | 0.051546 | 22.8275 | 35.3551 | 4.546 | 0.088858 | 39.9899 | 15.348 | 2.5761 | 0.040565 | 17.9646
Upstate | 2025 | 7 | 19 | 0.30723 | 6.0603e-06 | 1.8444e-06 | 0.24178 | 4.7693e-06 | 1.4515e-06 | 0.37758 | 0.0020876 | 2.6613e-06 | 0.29715 | 0.0016429 | 2.0943e-06 | 48.7083 | 6.2629 | 0.12242 | 55.0937 | 21.1447 | 3.549 | 0.055887 | 24.7496 | 38.332 | 4.9287 | 0.09634 | 43.3571 | 16.6402 | 2.793 | 0.043981 | 19.4772
Upstate | 2025 | 7 | 20 | 0.30088 | 5.9351e-06 | 1.8063e-06 | 0.23679 | 4.6708e-06 | 1.4215e-06 | 0.36978 | 0.0020445 | 2.6063e-06 | 0.29101 | 0.001609 | 2.0511e-06 | 47.7021 | 6.1336 | 0.11989 | 53.9555 | 20.7079 | 3.4757 | 0.054732 | 24.2383 | 37.5401 | 4.8269 | 0.094349 | 42.4614 | 16.2965 | 2.7353 | 0.043073 | 19.0748
Upstate | 2025 | 7 | 21 | 0.2974 | 5.8664e-06 | 1.7854e-06 | 0.23405 | 4.6167e-06 | 1.4051e-06 | 0.36551 | 0.0020209 | 2.5761e-06 | 0.28764 | 0.0015904 | 2.0273e-06 | 47.1502 | 6.0626 | 0.1185 | 53.3313 | 20.4683 | 3.4355 | 0.054099 | 23.9579 | 37.1058 | 4.7711 | 0.093258 | 41.9701 | 16.1079 | 2.7036 | 0.042574 | 18.8541
Upstate | 2025 | 7 | 22 | 0.2973 | 5.8644e-06 | 1.7848e-06 | 0.23397 | 4.6151e-06 | 1.4046e-06 | 0.36538 | 0.0020202 | 2.5753e-06 | 0.28754 | 0.0015898 | 2.0266e-06 | 47.134 | 6.0605 | 0.11846 | 53.313 | 20.4613 | 3.4343 | 0.05408 | 23.9496 | 37.0931 | 4.7694 | 0.093226 | 41.9557 | 16.1024 | 2.7027 | 0.04256 | 18.8477
Upstate | 2025 | 7 | 23 | 0.2966 | 5.8507e-06 | 1.7806e-06 | 0.23342 | 4.6043e-06 | 1.4013e-06 | 0.36452 | 0.0020154 | 2.5692e-06 | 0.28687 | 0.0015861 | 2.0219e-06 | 47.0235 | 6.0463 | 0.11818 | 53.188 | 20.4133 | 3.4262 | 0.053954 | 23.8935 | 37.0061 | 4.7583 | 0.093007 | 41.8574 | 16.0647 | 2.6963 | 0.04246 | 18.8035
Upstate | 2025 | 7 | 24 | 0.29054 | 5.7311e-06 | 1.7442e-06 | 0.22865 | 4.5102e-06 | 1.3727e-06 | 0.35707 | 0.0019742 | 2.5167e-06 | 0.28101 | 0.0015537 | 1.9806e-06 | 46.0624 | 5.9227 | 0.11577 | 52.1009 | 19.9961 | 3.3562 | 0.052851 | 23.4051 | 36.2497 | 4.661 | 0.091106 | 41.0018 | 15.7363 | 2.6412 | 0.041592 | 18.4191
Upstate | 2025 | 8 | 1 | 0.28355 | 5.5931e-06 | 1.7023e-06 | 0.22314 | 4.4016e-06 | 1.3396e-06 | 0.34848 | 0.0019267 | 2.4561e-06 | 0.27424 | 0.0015163 | 1.9329e-06 | 44.9536 | 5.7802 | 0.11298 | 50.8467 | 19.5147 | 3.2754 | 0.051579 | 22.8417 | 35.3771 | 4.5488 | 0.088913 | 40.0148 | 15.3575 | 2.5777 | 0.040591 | 17.9758
Upstate | 2025 | 8 | 2 | 0.27212 | 5.3677e-06 | 1.6337e-06 | 0.21415 | 4.2242e-06 | 1.2856e-06 | 0.33443 | 0.0018491 | 2.3571e-06 | 0.26319 | 0.0014552 | 1.855e-06 | 43.1418 | 5.5472 | 0.10843 | 48.7974 | 18.7282 | 3.1434 | 0.0495 | 21.9211 | 33.9513 | 4.3655 | 0.08533 | 38.4021 | 14.7385 | 2.4738 | 0.038955 | 17.2513
Upstate | 2025 | 8 | 3 | 0.26846 | 5.2955e-06 | 1.6117e-06 | 0.21127 | 4.1674e-06 | 1.2683e-06 | 0.32993 | 0.0018242 | 2.3254e-06 | 0.25965 | 0.0014356 | 1.83e-06 | 42.5612 | 5.4725 | 0.10697 | 48.1407 | 18.4762 | 3.1011 | 0.048834 | 21.6261 | 33.4944 | 4.3067 | 0.084181 | 37.8853 | 14.5402 | 2.4405 | 0.038431 | 17.0191
Upstate | 2025 | 8 | 4 | 0.26177 | 5.1635e-06 | 1.5715e-06 | 0.206 | 4.0636e-06 | 1.2367e-06 | 0.32171 | 0.0017787 | 2.2675e-06 | 0.25318 | 0.0013998 | 1.7844e-06 | 41.5008 | 5.3362 | 0.1043 | 46.9412 | 18.0158 | 3.0238 | 0.047617 | 21.0873 | 32.6599 | 4.1994 | 0.082084 | 36.9414 | 14.1779 | 2.3797 | 0.037473 | 16.5951
Upstate | 2025 | 8 | 5 | 0.26216 | 5.1713e-06 | 1.5739e-06 | 0.20632 | 4.0697e-06 | 1.2386e-06 | 0.3222 | 0.0017814 | 2.2709e-06 | 0.25356 | 0.0014019 | 1.7871e-06 | 41.5633 | 5.3442 | 0.10446 | 47.012 | 18.043 | 3.0284 | 0.047689 | 21.1191 | 32.7091 | 4.2058 | 0.082208 | 36.9971 | 14.1993 | 2.3833 | 0.03753 | 16.6201
Upstate | 2025 | 8 | 6 | 0.28493 | 5.6204e-06 | 1.7105e-06 | 0.22423 | 4.4231e-06 | 1.3461e-06 | 0.35017 | 0.0019361 | 2.4681e-06 | 0.27558 | 0.0015236 | 1.9423e-06 | 45.1724 | 5.8083 | 0.11353 | 51.0942 | 19.6097 | 3.2914 | 0.05183 | 22.9529 | 35.5493 | 4.5709 | 0.089346 | 40.2096 | 15.4323 | 2.5902 | 0.040788 | 18.0632
Upstate | 2025 | 8 | 7 | 0.28472 | 5.6162e-06 | 1.7093e-06 | 0.22406 | 4.4198e-06 | 1.3451e-06 | 0.34991 | 0.0019347 | 2.4662e-06 | 0.27537 | 0.0015225 | 1.9409e-06 | 45.1388 | 5.804 | 0.11345 | 51.0563 | 19.5952 | 3.2889 | 0.051791 | 22.9359 | 35.5229 | 4.5676 | 0.08928 | 40.1797 | 15.4208 | 2.5883 | 0.040758 | 18.0498
Upstate | 2025 | 8 | 8 | 0.26162 | 5.1606e-06 | 1.5706e-06 | 0.20589 | 4.0612e-06 | 1.236e-06 | 0.32153 | 0.0017777 | 2.2662e-06 | 0.25303 | 0.001399 | 1.7834e-06 | 41.4771 | 5.3331 | 0.10424 | 46.9145 | 18.0056 | 3.0221 | 0.04759 | 21.0753 | 32.6412 | 4.197 | 0.082037 | 36.9203 | 14.1698 | 2.3783 | 0.037452 | 16.5856
Upstate | 2025 | 8 | 9 | 0.23658 | 4.6666e-06 | 1.4203e-06 | 0.18618 | 3.6725e-06 | 1.1177e-06 | 0.29075 | 0.0016076 | 2.0493e-06 | 0.22881 | 0.0012651 | 1.6127e-06 | 37.507 | 4.8227 | 0.094266 | 42.4239 | 16.2821 | 2.7328 | 0.043035 | 19.058 | 29.5169 | 3.7953 | 0.074185 | 33.3864 | 12.8135 | 2.1507 | 0.033867 | 14.9981
Upstate | 2025 | 8 | 10 | 0.23383 | 4.6125e-06 | 1.4038e-06 | 0.18402 | 3.6299e-06 | 1.1047e-06 | 0.28738 | 0.0015889 | 2.0255e-06 | 0.22616 | 0.0012504 | 1.594e-06 | 37.0717 | 4.7667 | 0.093172 | 41.9316 | 16.0931 | 2.7011 | 0.042535 | 18.8368 | 29.1743 | 3.7512 | 0.073324 | 32.9989 | 12.6648 | 2.1257 | 0.033474 | 14.824
Upstate | 2025 | 8 | 11 | 0.27098 | 5.3452e-06 | 1.6268e-06 | 0.21325 | 4.2065e-06 | 1.2802e-06 | 0.33303 | 0.0018413 | 2.3473e-06 | 0.26209 | 0.0014491 | 1.8472e-06 | 42.961 | 5.5239 | 0.10797 | 48.5929 | 18.6497 | 3.1302 | 0.049292 | 21.8293 | 33.809 | 4.3472 | 0.084972 | 38.2412 | 14.6768 | 2.4634 | 0.038792 | 17.179
Upstate | 2025 | 8 | 12 | 0.27553 | 5.435e-06 | 1.6541e-06 | 0.21684 | 4.2772e-06 | 1.3018e-06 | 0.33863 | 0.0018722 | 2.3867e-06 | 0.26649 | 0.0014734 | 1.8782e-06 | 43.6826 | 5.6167 | 0.10979 | 49.4092 | 18.963 | 3.1828 | 0.05012 | 22.1959 | 34.3769 | 4.4202 | 0.086399 | 38.8835 | 14.9233 | 2.5048 | 0.039443 | 17.4675
Upstate | 2025 | 8 | 13 | 0.26844 | 5.2951e-06 | 1.6115e-06 | 0.21125 | 4.1671e-06 | 1.2682e-06 | 0.32991 | 0.001824 | 2.3252e-06 | 0.25963 | 0.0014355 | 1.8299e-06 | 42.558 | 5.4721 | 0.10696 | 48.1371 | 18.4748 | 3.1009 | 0.04883 | 21.6245 | 33.4919 | 4.3064 | 0.084175 | 37.8824 | 14.5391 | 2.4403 | 0.038428 | 17.0178
Upstate | 2025 | 8 | 14 | 0.28576 | 5.6368e-06 | 1.7155e-06 | 0.22488 | 4.436e-06 | 1.3501e-06 | 0.3512 | 0.0019417 | 2.4753e-06 | 0.27638 | 0.0015281 | 1.948e-06 | 45.3042 | 5.8252 | 0.11386 | 51.2433 | 19.6669 | 3.301 | 0.051981 | 23.0199 | 35.653 | 4.5843 | 0.089607 | 40.3269 | 15.4773 | 2.5978 | 0.040907 | 18.116
Upstate | 2025 | 8 | 15 | 0.32156 | 6.3429e-06 | 1.9305e-06 | 0.25306 | 4.9917e-06 | 1.5192e-06 | 0.39519 | 0.002185 | 2.7854e-06 | 0.31101 | 0.0017195 | 2.192e-06 | 50.9799 | 6.555 | 0.12813 | 57.6631 | 22.1308 | 3.7145 | 0.058493 | 25.9038 | 40.1197 | 5.1586 | 0.10083 | 45.3791 | 17.4163 | 2.9232 | 0.046032 | 20.3855
Upstate | 2025 | 8 | 16 | 0.34465 | 6.7983e-06 | 2.0691e-06 | 0.27123 | 5.3501e-06 | 1.6283e-06 | 0.42357 | 0.0023419 | 2.9854e-06 | 0.33333 | 0.001843 | 2.3494e-06 | 54.64 | 7.0256 | 0.13733 | 61.803 | 23.7197 | 3.9812 | 0.062692 | 27.7636 | 43 | 5.529 | 0.10807 | 48.6371 | 18.6667 | 3.1331 | 0.049337 | 21.8491
Upstate | 2025 | 8 | 17 | 0.27894 | 5.5022e-06 | 1.6746e-06 | 0.21952 | 4.3301e-06 | 1.3179e-06 | 0.34281 | 0.0018954 | 2.4162e-06 | 0.26978 | 0.0014916 | 1.9015e-06 | 44.2228 | 5.6862 | 0.11114 | 50.0201 | 19.1975 | 3.2222 | 0.05074 | 22.4704 | 34.802 | 4.4749 | 0.087468 | 39.3643 | 15.1079 | 2.5358 | 0.039931 | 17.6835
Upstate | 2025 | 8 | 18 | 0.27713 | 5.4665e-06 | 1.6637e-06 | 0.21809 | 4.3019e-06 | 1.3093e-06 | 0.34058 | 0.0018831 | 2.4005e-06 | 0.26803 | 0.0014819 | 1.8891e-06 | 43.9354 | 5.6492 | 0.11042 | 49.6951 | 19.0727 | 3.2012 | 0.05041 | 22.3244 | 34.5759 | 4.4458 | 0.086899 | 39.1085 | 15.0097 | 2.5193 | 0.039671 | 17.5686
Upstate | 2025 | 8 | 19 | 0.27393 | 5.4035e-06 | 1.6445e-06 | 0.21558 | 4.2524e-06 | 1.2942e-06 | 0.33666 | 0.0018614 | 2.3728e-06 | 0.26494 | 0.0014649 | 1.8674e-06 | 43.4293 | 5.5842 | 0.10915 | 49.1227 | 18.853 | 3.1644 | 0.04983 | 22.0672 | 34.1776 | 4.3946 | 0.085898 | 38.6581 | 14.8368 | 2.4903 | 0.039214 | 17.3663
Upstate | 2025 | 8 | 20 | 0.28167 | 5.5561e-06 | 1.691e-06 | 0.22167 | 4.3725e-06 | 1.3308e-06 | 0.34617 | 0.001914 | 2.4398e-06 | 0.27242 | 0.0015062 | 1.9201e-06 | 44.6557 | 5.7419 | 0.11223 | 50.5098 | 19.3854 | 3.2537 | 0.051237 | 22.6904 | 35.1427 | 4.5187 | 0.088324 | 39.7497 | 15.2558 | 2.5606 | 0.040322 | 17.8567
Upstate | 2025 | 8 | 21 | 0.27062 | 5.338e-06 | 1.6246e-06 | 0.21297 | 4.2009e-06 | 1.2785e-06 | 0.33258 | 0.0018388 | 2.3441e-06 | 0.26173 | 0.0014471 | 1.8447e-06 | 42.9032 | 5.5165 | 0.10783 | 48.5275 | 18.6246 | 3.126 | 0.049226 | 21.7999 | 33.7635 | 4.3413 | 0.084858 | 38.1897 | 14.657 | 2.4601 | 0.038739 | 17.1559
Upstate | 2025 | 8 | 22 | 0.25484 | 5.0268e-06 | 1.5299e-06 | 0.20055 | 3.9559e-06 | 1.204e-06 | 0.31319 | 0.0017316 | 2.2074e-06 | 0.24647 | 0.0013627 | 1.7372e-06 | 40.4016 | 5.1949 | 0.10154 | 45.698 | 17.5387 | 2.9438 | 0.046356 | 20.5288 | 31.7948 | 4.0882 | 0.07991 | 35.9629 | 13.8024 | 2.3166 | 0.036481 | 16.1555
Upstate | 2025 | 8 | 23 | 0.26313 | 5.1904e-06 | 1.5797e-06 | 0.20708 | 4.0847e-06 | 1.2432e-06 | 0.32339 | 0.001788 | 2.2793e-06 | 0.2545 | 0.0014071 | 1.7937e-06 | 41.7168 | 5.364 | 0.10485 | 47.1856 | 18.1096 | 3.0396 | 0.047865 | 21.1971 | 32.8299 | 4.2213 | 0.082511 | 37.1337 | 14.2517 | 2.3921 | 0.037668 | 16.6815
Upstate | 2025 | 8 | 24 | 0.27426 | 5.4099e-06 | 1.6465e-06 | 0.21583 | 4.2574e-06 | 1.2957e-06 | 0.33706 | 0.0018636 | 2.3757e-06 | 0.26526 | 0.0014666 | 1.8696e-06 | 43.4808 | 5.5908 | 0.10928 | 49.1809 | 18.8754 | 3.1681 | 0.049889 | 22.0934 | 34.2181 | 4.3998 | 0.086 | 38.7039 | 14.8544 | 2.4932 | 0.039261 | 17.3868
Upstate | 2025 | 9 | 1 | 0.2055 | 4.0537e-06 | 1.2337e-06 | 0.16173 | 3.1901e-06 | 9.7091e-07 | 0.25256 | 0.0013964 | 1.7801e-06 | 0.19876 | 0.0010989 | 1.4009e-06 | 32.5806 | 4.1892 | 0.081885 | 36.8517 | 14.1435 | 2.3739 | 0.037382 | 16.5548 | 25.6399 | 3.2968 | 0.064441 | 29.0012 | 11.1305 | 1.8682 | 0.029419 | 13.0281
Upstate | 2025 | 9 | 2 | 0.16963 | 3.3461e-06 | 1.0184e-06 | 0.1335 | 2.6333e-06 | 8.0143e-07 | 0.20848 | 0.0011527 | 1.4694e-06 | 0.16406 | 0.00090711 | 1.1564e-06 | 26.8934 | 3.458 | 0.067591 | 30.419 | 11.6747 | 1.9595 | 0.030857 | 13.665 | 21.1643 | 2.7213 | 0.053192 | 23.9388 | 9.1876 | 1.5421 | 0.024283 | 10.754
Upstate | 2025 | 9 | 3 | 0.18533 | 3.6556e-06 | 1.1126e-06 | 0.14585 | 2.8769e-06 | 8.7557e-07 | 0.22776 | 0.0012593 | 1.6053e-06 | 0.17924 | 0.00099102 | 1.2633e-06 | 29.3814 | 3.7779 | 0.073844 | 33.2331 | 12.7547 | 2.1408 | 0.033711 | 14.9292 | 23.1223 | 2.9731 | 0.058113 | 26.1534 | 10.0376 | 1.6847 | 0.02653 | 11.7488
Upstate | 2025 | 9 | 4 | 0.20205 | 3.9856e-06 | 1.213e-06 | 0.15901 | 3.1366e-06 | 9.5461e-07 | 0.24832 | 0.001373 | 1.7502e-06 | 0.19542 | 0.0010805 | 1.3774e-06 | 32.0336 | 4.1189 | 0.08051 | 36.233 | 13.9061 | 2.334 | 0.036754 | 16.2769 | 25.2095 | 3.2414 | 0.063359 | 28.5143 | 10.9437 | 1.8368 | 0.028925 | 12.8094
Upstate | 2025 | 9 | 5 | 0.22543 | 4.4468e-06 | 1.3534e-06 | 0.17741 | 3.4995e-06 | 1.0651e-06 | 0.27706 | 0.0015318 | 1.9527e-06 | 0.21804 | 0.0012055 | 1.5367e-06 | 35.7403 | 4.5955 | 0.089826 | 40.4256 | 15.5152 | 2.6041 | 0.041007 | 18.1603 | 28.1266 | 3.6165 | 0.07069 | 31.8138 | 12.21 | 2.0494 | 0.032272 | 14.2916
Upstate | 2025 | 9 | 6 | 0.27642 | 5.4525e-06 | 1.6594e-06 | 0.21753 | 4.2909e-06 | 1.3059e-06 | 0.33971 | 0.0018783 | 2.3943e-06 | 0.26734 | 0.0014781 | 1.8843e-06 | 43.8229 | 5.6348 | 0.11014 | 49.5678 | 19.0239 | 3.193 | 0.050281 | 22.2672 | 34.4873 | 4.4344 | 0.086677 | 39.0084 | 14.9712 | 2.5128 | 0.03957 | 17.5236
Upstate | 2025 | 9 | 7 | 0.27523 | 5.429e-06 | 1.6523e-06 | 0.2166 | 4.2725e-06 | 1.3003e-06 | 0.33825 | 0.0018702 | 2.384e-06 | 0.26619 | 0.0014718 | 1.8762e-06 | 43.6343 | 5.6105 | 0.10967 | 49.3544 | 18.942 | 3.1793 | 0.050065 | 22.1714 | 34.3389 | 4.4153 | 0.086304 | 38.8405 | 14.9068 | 2.502 | 0.039399 | 17.4482
Upstate | 2025 | 9 | 8 | 0.23329 | 4.6019e-06 | 1.4006e-06 | 0.1836 | 3.6215e-06 | 1.1022e-06 | 0.28672 | 0.0015852 | 2.0208e-06 | 0.22564 | 0.0012475 | 1.5903e-06 | 36.9864 | 4.7557 | 0.092958 | 41.8351 | 16.0561 | 2.6949 | 0.042437 | 18.7935 | 29.1072 | 3.7426 | 0.073155 | 32.923 | 12.6357 | 2.1208 | 0.033397 | 14.7899
Upstate | 2025 | 9 | 9 | 0.19591 | 3.8644e-06 | 1.1761e-06 | 0.15418 | 3.0412e-06 | 9.2558e-07 | 0.24077 | 0.0013312 | 1.697e-06 | 0.18948 | 0.0010476 | 1.3355e-06 | 31.0596 | 3.9937 | 0.078062 | 35.1313 | 13.4832 | 2.2631 | 0.035637 | 15.7819 | 24.443 | 3.1429 | 0.061432 | 27.6473 | 10.6109 | 1.781 | 0.028045 | 12.4199
Upstate | 2025 | 9 | 10 | 0.18059 | 3.5622e-06 | 1.0841e-06 | 0.14212 | 2.8033e-06 | 8.5319e-07 | 0.22194 | 0.0012271 | 1.5643e-06 | 0.17466 | 0.00096568 | 1.231e-06 | 28.6301 | 3.6813 | 0.071956 | 32.3834 | 12.4286 | 2.0861 | 0.032849 | 14.5475 | 22.5311 | 2.8971 | 0.056627 | 25.4847 | 9.7809 | 1.6417 | 0.025852 | 11.4484
Upstate | 2025 | 9 | 11 | 0.17607 | 3.4731e-06 | 1.057e-06 | 0.13856 | 2.7332e-06 | 8.3185e-07 | 0.21639 | 0.0011964 | 1.5251e-06 | 0.17029 | 0.00094154 | 1.2002e-06 | 27.9142 | 3.5892 | 0.070157 | 31.5736 | 12.1178 | 2.0339 | 0.032028 | 14.1837 | 21.9676 | 2.8246 | 0.055211 | 24.8475 | 9.5363 | 1.6006 | 0.025205 | 11.1622
Upstate | 2025 | 9 | 12 | 0.18021 | 3.5547e-06 | 1.0819e-06 | 0.14182 | 2.7975e-06 | 8.514e-07 | 0.22147 | 0.0012245 | 1.561e-06 | 0.17429 | 0.00096366 | 1.2284e-06 | 28.5702 | 3.6736 | 0.071805 | 32.3156 | 12.4026 | 2.0817 | 0.032781 | 14.5171 | 22.4839 | 2.891 | 0.056509 | 25.4314 | 9.7605 | 1.6382 | 0.025797 | 11.4245
Upstate | 2025 | 9 | 13 | 0.19922 | 3.9296e-06 | 1.196e-06 | 0.15678 | 3.0925e-06 | 9.412e-07 | 0.24483 | 0.0013537 | 1.7256e-06 | 0.19268 | 0.0010653 | 1.358e-06 | 31.5836 | 4.061 | 0.079379 | 35.724 | 13.7107 | 2.3013 | 0.036238 | 16.0482 | 24.8554 | 3.1959 | 0.062469 | 28.1137 | 10.7899 | 1.811 | 0.028518 | 12.6295
Upstate | 2025 | 9 | 14 | 0.21163 | 4.1745e-06 | 1.2705e-06 | 0.16655 | 3.2852e-06 | 9.9985e-07 | 0.26009 | 0.001438 | 1.8332e-06 | 0.20468 | 0.0011317 | 1.4426e-06 | 33.5516 | 4.3141 | 0.084325 | 37.95 | 14.565 | 2.4446 | 0.038496 | 17.0482 | 26.4041 | 3.395 | 0.066361 | 29.8655 | 11.4622 | 1.9239 | 0.030295 | 13.4164
Upstate | 2025 | 9 | 15 | 0.23441 | 4.6238e-06 | 1.4072e-06 | 0.18447 | 3.6388e-06 | 1.1075e-06 | 0.28808 | 0.0015928 | 2.0305e-06 | 0.22671 | 0.0012535 | 1.5979e-06 | 37.1627 | 4.7784 | 0.093401 | 42.0345 | 16.1326 | 2.7078 | 0.042639 | 18.883 | 29.2459 | 3.7605 | 0.073504 | 33.0799 | 12.6959 | 2.1309 | 0.033556 | 14.8604
Upstate | 2025 | 9 | 16 | 0.26792 | 5.2849e-06 | 1.6085e-06 | 0.21085 | 4.1591e-06 | 1.2658e-06 | 0.32927 | 0.0018205 | 2.3208e-06 | 0.25913 | 0.0014327 | 1.8264e-06 | 42.4763 | 5.4616 | 0.10676 | 48.0447 | 18.4393 | 3.0949 | 0.048736 | 21.583 | 33.4276 | 4.2981 | 0.084013 | 37.8097 | 14.5112 | 2.4356 | 0.038354 | 16.9852
Upstate | 2025 | 9 | 17 | 0.23576 | 4.6506e-06 | 1.4154e-06 | 0.18554 | 3.6599e-06 | 1.1139e-06 | 0.28975 | 0.001602 | 2.0422e-06 | 0.22803 | 0.0012607 | 1.6072e-06 | 37.378 | 4.8061 | 0.093942 | 42.278 | 16.2261 | 2.7234 | 0.042887 | 18.9924 | 29.4154 | 3.7822 | 0.073929 | 33.2715 | 12.7695 | 2.1433 | 0.03375 | 14.9465
Upstate | 2025 | 9 | 18 | 0.25644 | 5.0585e-06 | 1.5395e-06 | 0.20181 | 3.9809e-06 | 1.2116e-06 | 0.31517 | 0.0017425 | 2.2213e-06 | 0.24803 | 0.0013713 | 1.7481e-06 | 40.6563 | 5.2276 | 0.10218 | 45.9861 | 17.6493 | 2.9623 | 0.046648 | 20.6582 | 31.9953 | 4.114 | 0.080414 | 36.1897 | 13.8894 | 2.3313 | 0.036711 | 16.2574
Upstate | 2025 | 9 | 19 | 0.24745 | 4.8811e-06 | 1.4856e-06 | 0.19474 | 3.8413e-06 | 1.1691e-06 | 0.30412 | 0.0016814 | 2.1435e-06 | 0.23933 | 0.0013232 | 1.6868e-06 | 39.231 | 5.0443 | 0.098599 | 44.3739 | 17.0305 | 2.8585 | 0.045013 | 19.934 | 30.8736 | 3.9697 | 0.077594 | 34.921 | 13.4025 | 2.2495 | 0.035424 | 15.6874
Upstate | 2025 | 9 | 20 | 0.24014 | 4.737e-06 | 1.4417e-06 | 0.18899 | 3.7278e-06 | 1.1346e-06 | 0.29513 | 0.0016318 | 2.0801e-06 | 0.23226 | 0.0012842 | 1.637e-06 | 38.0722 | 4.8953 | 0.095687 | 43.0633 | 16.5275 | 2.774 | 0.043683 | 19.3452 | 29.9617 | 3.8525 | 0.075303 | 33.8895 | 13.0066 | 2.1831 | 0.034377 | 15.2241
Upstate | 2025 | 9 | 21 | 0.23395 | 4.6147e-06 | 1.4045e-06 | 0.18411 | 3.6317e-06 | 1.1053e-06 | 0.28752 | 0.0015897 | 2.0265e-06 | 0.22627 | 0.001251 | 1.5948e-06 | 37.0898 | 4.769 | 0.093218 | 41.9521 | 16.101 | 2.7024 | 0.042556 | 18.846 | 29.1886 | 3.7531 | 0.07336 | 33.015 | 12.671 | 2.1267 | 0.03349 | 14.8313
Upstate | 2025 | 9 | 22 | 0.21841 | 4.3083e-06 | 1.3112e-06 | 0.17188 | 3.3905e-06 | 1.0319e-06 | 0.26842 | 0.0014841 | 1.8919e-06 | 0.21124 | 0.0011679 | 1.4889e-06 | 34.6267 | 4.4523 | 0.087027 | 39.1661 | 15.0318 | 2.523 | 0.03973 | 17.5945 | 27.2502 | 3.5038 | 0.068488 | 30.8225 | 11.8296 | 1.9855 | 0.031266 | 13.8463
Upstate | 2025 | 9 | 23 | 0.24598 | 4.8522e-06 | 1.4767e-06 | 0.19358 | 3.8185e-06 | 1.1622e-06 | 0.30231 | 0.0016715 | 2.1307e-06 | 0.23791 | 0.0013154 | 1.6768e-06 | 38.9981 | 5.0144 | 0.098014 | 44.1105 | 16.9294 | 2.8415 | 0.044745 | 19.8157 | 30.6904 | 3.9462 | 0.077134 | 34.7137 | 13.323 | 2.2362 | 0.035213 | 15.5943
Upstate | 2025 | 9 | 24 | 0.24293 | 4.792e-06 | 1.4584e-06 | 0.19118 | 3.7712e-06 | 1.1477e-06 | 0.29856 | 0.0016507 | 2.1043e-06 | 0.23496 | 0.0012991 | 1.656e-06 | 38.5146 | 4.9522 | 0.096799 | 43.5636 | 16.7195 | 2.8063 | 0.044191 | 19.57 | 30.3099 | 3.8973 | 0.076178 | 34.2833 | 13.1578 | 2.2084 | 0.034777 | 15.401
Upstate | 2025 | 10 | 1 | 0.22016 | 4.3428e-06 | 1.3217e-06 | 0.17326 | 3.4177e-06 | 1.0402e-06 | 0.27058 | 0.001496 | 1.9071e-06 | 0.21294 | 0.0011773 | 1.5008e-06 | 34.9044 | 4.488 | 0.087725 | 39.4801 | 15.1523 | 2.5432 | 0.040048 | 17.7355 | 27.4687 | 3.5319 | 0.069037 | 31.0697 | 11.9244 | 2.0014 | 0.031517 | 13.9573
Upstate | 2025 | 10 | 2 | 0.21152 | 4.1723e-06 | 1.2698e-06 | 0.16646 | 3.2835e-06 | 9.9931e-07 | 0.25995 | 0.0014373 | 1.8322e-06 | 0.20457 | 0.0011311 | 1.4419e-06 | 33.5337 | 4.3118 | 0.08428 | 37.9297 | 14.5573 | 2.4433 | 0.038476 | 17.0391 | 26.39 | 3.3932 | 0.066326 | 29.8496 | 11.4561 | 1.9228 | 0.030279 | 13.4092
Upstate | 2025 | 10 | 3 | 0.21214 | 4.1845e-06 | 1.2736e-06 | 0.16695 | 3.2931e-06 | 1.0022e-06 | 0.26071 | 0.0014415 | 1.8376e-06 | 0.20517 | 0.0011344 | 1.4461e-06 | 33.6322 | 4.3244 | 0.084528 | 38.0412 | 14.6 | 2.4505 | 0.038589 | 17.0891 | 26.4675 | 3.4032 | 0.066521 | 29.9373 | 11.4898 | 1.9285 | 0.030368 | 13.4486
Upstate | 2025 | 10 | 4 | 0.22054 | 4.3502e-06 | 1.324e-06 | 0.17356 | 3.4235e-06 | 1.0419e-06 | 0.27104 | 0.0014986 | 1.9103e-06 | 0.2133 | 0.0011793 | 1.5034e-06 | 34.9639 | 4.4957 | 0.087875 | 39.5474 | 15.1781 | 2.5475 | 0.040117 | 17.7658 | 27.5155 | 3.538 | 0.069155 | 31.1227 | 11.9447 | 2.0048 | 0.031571 | 13.9811
Upstate | 2025 | 10 | 5 | 0.24864 | 4.9046e-06 | 1.4927e-06 | 0.19567 | 3.8598e-06 | 1.1747e-06 | 0.30558 | 0.0016895 | 2.1538e-06 | 0.24048 | 0.0013296 | 1.6949e-06 | 39.4196 | 5.0686 | 0.099073 | 44.5873 | 17.1124 | 2.8722 | 0.045229 | 20.0298 | 31.0221 | 3.9888 | 0.077968 | 35.0888 | 13.4669 | 2.2603 | 0.035594 | 15.7629
Upstate | 2025 | 10 | 6 | 0.30096 | 5.9366e-06 | 1.8068e-06 | 0.23685 | 4.6719e-06 | 1.4219e-06 | 0.36988 | 0.002045 | 2.607e-06 | 0.29108 | 0.0016094 | 2.0516e-06 | 47.7142 | 6.1351 | 0.11992 | 53.9693 | 20.7132 | 3.4766 | 0.054746 | 24.2445 | 37.5497 | 4.8282 | 0.094373 | 42.4722 | 16.3006 | 2.736 | 0.043083 | 19.0797
Upstate | 2025 | 10 | 7 | 0.29295 | 5.7785e-06 | 1.7587e-06 | 0.23054 | 4.5475e-06 | 1.384e-06 | 0.36003 | 0.0019906 | 2.5375e-06 | 0.28333 | 0.0015665 | 1.997e-06 | 46.4436 | 5.9717 | 0.11673 | 52.5321 | 20.1616 | 3.384 | 0.053288 | 23.5988 | 36.5497 | 4.6996 | 0.09186 | 41.3412 | 15.8666 | 2.6631 | 0.041936 | 18.5716
Upstate | 2025 | 10 | 8 | 0.28162 | 5.5551e-06 | 1.6907e-06 | 0.22163 | 4.3717e-06 | 1.3305e-06 | 0.34611 | 0.0019136 | 2.4394e-06 | 0.27238 | 0.001506 | 1.9197e-06 | 44.6479 | 5.7408 | 0.11221 | 50.5009 | 19.382 | 3.2531 | 0.051228 | 22.6864 | 35.1366 | 4.5179 | 0.088308 | 39.7427 | 15.2531 | 2.5601 | 0.040315 | 17.8535
Upstate | 2025 | 10 | 9 | 0.25201 | 4.9711e-06 | 1.5129e-06 | 0.19833 | 3.9121e-06 | 1.1906e-06 | 0.30972 | 0.0017124 | 2.183e-06 | 0.24374 | 0.0013476 | 1.7179e-06 | 39.9538 | 5.1373 | 0.10042 | 45.1915 | 17.3443 | 2.9111 | 0.045842 | 20.3013 | 31.4425 | 4.0429 | 0.079024 | 35.5644 | 13.6494 | 2.291 | 0.036076 | 15.9765
Upstate | 2025 | 10 | 10 | 0.23831 | 4.7008e-06 | 1.4307e-06 | 0.18754 | 3.6994e-06 | 1.1259e-06 | 0.29288 | 0.0016193 | 2.0642e-06 | 0.23049 | 0.0012743 | 1.6245e-06 | 37.7812 | 4.8579 | 0.094955 | 42.7341 | 16.4012 | 2.7528 | 0.043349 | 19.1973 | 29.7327 | 3.823 | 0.074727 | 33.6305 | 12.9072 | 2.1664 | 0.034115 | 15.1077
Upstate | 2025 | 10 | 11 | 0.23239 | 4.584e-06 | 1.3951e-06 | 0.18288 | 3.6075e-06 | 1.0979e-06 | 0.2856 | 0.0015791 | 2.013e-06 | 0.22476 | 0.0012427 | 1.5841e-06 | 36.8427 | 4.7372 | 0.092596 | 41.6725 | 15.9937 | 2.6844 | 0.042272 | 18.7204 | 28.9941 | 3.7281 | 0.072871 | 32.795 | 12.5866 | 2.1126 | 0.033267 | 14.7324
Upstate | 2025 | 10 | 12 | 0.22578 | 4.4536e-06 | 1.3555e-06 | 0.17768 | 3.5049e-06 | 1.0667e-06 | 0.27748 | 0.0015342 | 1.9557e-06 | 0.21837 | 0.0012074 | 1.5391e-06 | 35.7949 | 4.6025 | 0.089963 | 40.4874 | 15.5389 | 2.6081 | 0.04107 | 18.1881 | 28.1695 | 3.6221 | 0.070798 | 31.8624 | 12.2286 | 2.0525 | 0.032321 | 14.3135
Upstate | 2025 | 10 | 13 | 0.24297 | 4.7927e-06 | 1.4587e-06 | 0.19121 | 3.7717e-06 | 1.1479e-06 | 0.29861 | 0.001651 | 2.1046e-06 | 0.235 | 0.0012993 | 1.6563e-06 | 38.5204 | 4.953 | 0.096813 | 43.5702 | 16.7221 | 2.8067 | 0.044197 | 19.5729 | 30.3144 | 3.8978 | 0.076189 | 34.2885 | 13.1598 | 2.2088 | 0.034782 | 15.4033
Upstate | 2025 | 10 | 14 | 0.26493 | 5.2258e-06 | 1.5905e-06 | 0.20849 | 4.1126e-06 | 1.2517e-06 | 0.32559 | 0.0018002 | 2.2948e-06 | 0.25623 | 0.0014167 | 1.806e-06 | 42.0015 | 5.4006 | 0.10556 | 47.5076 | 18.2332 | 3.0603 | 0.048191 | 21.3417 | 33.0539 | 4.2501 | 0.083074 | 37.3871 | 14.349 | 2.4084 | 0.037925 | 16.7953
Upstate | 2025 | 10 | 15 | 0.27823 | 5.4883e-06 | 1.6703e-06 | 0.21896 | 4.3191e-06 | 1.3145e-06 | 0.34194 | 0.0018906 | 2.4101e-06 | 0.2691 | 0.0014878 | 1.8967e-06 | 44.1107 | 5.6718 | 0.11086 | 49.8933 | 19.1488 | 3.214 | 0.050611 | 22.4134 | 34.7138 | 4.4635 | 0.087246 | 39.2646 | 15.0696 | 2.5293 | 0.03983 | 17.6387
Upstate | 2025 | 10 | 16 | 0.3118 | 6.1504e-06 | 1.8719e-06 | 0.24538 | 4.8402e-06 | 1.4731e-06 | 0.3832 | 0.0021187 | 2.7008e-06 | 0.30156 | 0.0016673 | 2.1255e-06 | 49.4324 | 6.356 | 0.12424 | 55.9127 | 21.459 | 3.6018 | 0.056717 | 25.1175 | 38.9018 | 5.002 | 0.097772 | 44.0016 | 16.8876 | 2.8345 | 0.044635 | 19.7667
Upstate | 2025 | 10 | 17 | 0.30269 | 5.9708e-06 | 1.8172e-06 | 0.23821 | 4.6989e-06 | 1.4301e-06 | 0.37201 | 0.0020568 | 2.622e-06 | 0.29276 | 0.0016187 | 2.0634e-06 | 47.989 | 6.1705 | 0.12061 | 54.2801 | 20.8324 | 3.4966 | 0.055061 | 24.3841 | 37.7659 | 4.856 | 0.094917 | 42.7168 | 16.3945 | 2.7517 | 0.043332 | 19.1896
Upstate | 2025 | 10 | 18 | 0.31979 | 6.308e-06 | 1.9198e-06 | 0.25166 | 4.9642e-06 | 1.5109e-06 | 0.39302 | 0.002173 | 2.77e-06 | 0.30929 | 0.0017101 | 2.1799e-06 | 50.6992 | 6.5189 | 0.12742 | 57.3455 | 22.0089 | 3.6941 | 0.058171 | 25.7612 | 39.8987 | 5.1302 | 0.10028 | 45.1292 | 17.3204 | 2.9071 | 0.045779 | 20.2733
Upstate | 2025 | 10 | 19 | 0.32924 | 6.4944e-06 | 1.9766e-06 | 0.2591 | 5.1109e-06 | 1.5555e-06 | 0.40463 | 0.0022372 | 2.8519e-06 | 0.31843 | 0.0017606 | 2.2444e-06 | 52.1973 | 6.7116 | 0.13119 | 59.0401 | 22.6593 | 3.8032 | 0.05989 | 26.5224 | 41.0777 | 5.2818 | 0.10324 | 46.4628 | 17.8322 | 2.993 | 0.047132 | 20.8723
Upstate | 2025 | 10 | 20 | 0.30675 | 6.0508e-06 | 1.8415e-06 | 0.2414 | 4.7618e-06 | 1.4492e-06 | 0.37699 | 0.0020844 | 2.6571e-06 | 0.29668 | 0.0016403 | 2.091e-06 | 48.6317 | 6.2531 | 0.12223 | 55.007 | 21.1114 | 3.5434 | 0.055799 | 24.7107 | 38.2717 | 4.921 | 0.096188 | 43.2889 | 16.6141 | 2.7886 | 0.043912 | 19.4465
Upstate | 2025 | 10 | 21 | 0.29201 | 5.76e-06 | 1.753e-06 | 0.2298 | 4.5329e-06 | 1.3796e-06 | 0.35887 | 0.0019842 | 2.5294e-06 | 0.28242 | 0.0015615 | 1.9906e-06 | 46.2945 | 5.9526 | 0.11635 | 52.3634 | 20.0968 | 3.3731 | 0.053117 | 23.5231 | 36.4324 | 4.6845 | 0.091565 | 41.2084 | 15.8156 | 2.6545 | 0.041802 | 18.512
Upstate | 2025 | 10 | 22 | 0.29386 | 5.7966e-06 | 1.7642e-06 | 0.23126 | 4.5617e-06 | 1.3884e-06 | 0.36115 | 0.0019968 | 2.5455e-06 | 0.28422 | 0.0015714 | 2.0032e-06 | 46.5887 | 5.9904 | 0.11709 | 52.6962 | 20.2245 | 3.3946 | 0.053455 | 23.6726 | 36.6639 | 4.7143 | 0.092147 | 41.4703 | 15.9161 | 2.6714 | 0.042067 | 18.6296
Upstate | 2025 | 10 | 23 | 0.27342 | 5.3934e-06 | 1.6415e-06 | 0.21518 | 4.2445e-06 | 1.2918e-06 | 0.33603 | 0.0018579 | 2.3684e-06 | 0.26445 | 0.0014621 | 1.8639e-06 | 43.3484 | 5.5738 | 0.10895 | 49.0311 | 18.8179 | 3.1585 | 0.049737 | 22.0261 | 34.1139 | 4.3864 | 0.085738 | 38.586 | 14.8091 | 2.4856 | 0.039141 | 17.3339
Upstate | 2025 | 10 | 24 | 0.23573 | 4.6499e-06 | 1.4152e-06 | 0.18551 | 3.6593e-06 | 1.1137e-06 | 0.28971 | 0.0016018 | 2.0419e-06 | 0.22799 | 0.0012605 | 1.6069e-06 | 37.3721 | 4.8053 | 0.093927 | 42.2714 | 16.2236 | 2.723 | 0.04288 | 18.9895 | 29.4107 | 3.7816 | 0.073918 | 33.2663 | 12.7675 | 2.1429 | 0.033745 | 14.9441
Upstate | 2025 | 11 | 1 | 0.27941 | 5.5115e-06 | 1.6774e-06 | 0.21989 | 4.3374e-06 | 1.3201e-06 | 0.34339 | 0.0018986 | 2.4203e-06 | 0.27024 | 0.0014941 | 1.9047e-06 | 44.2974 | 5.6958 | 0.11133 | 50.1045 | 19.2299 | 3.2276 | 0.050826 | 22.5083 | 34.8607 | 4.4824 | 0.087615 | 39.4307 | 15.1333 | 2.54 | 0.039998 | 17.7134
Upstate | 2025 | 11 | 2 | 0.25863 | 5.1015e-06 | 1.5526e-06 | 0.20353 | 4.0148e-06 | 1.2219e-06 | 0.31785 | 0.0017574 | 2.2402e-06 | 0.25014 | 0.001383 | 1.763e-06 | 41.0024 | 5.2721 | 0.10305 | 46.3775 | 17.7995 | 2.9875 | 0.047045 | 20.834 | 32.2676 | 4.149 | 0.081098 | 36.4977 | 14.0077 | 2.3511 | 0.037023 | 16.3958
Upstate | 2025 | 11 | 3 | 0.27204 | 5.3662e-06 | 1.6332e-06 | 0.21409 | 4.223e-06 | 1.2853e-06 | 0.33434 | 0.0018485 | 2.3564e-06 | 0.26311 | 0.0014547 | 1.8545e-06 | 43.1293 | 5.5456 | 0.1084 | 48.7833 | 18.7228 | 3.1425 | 0.049485 | 21.9148 | 33.9415 | 4.3642 | 0.085305 | 38.391 | 14.7343 | 2.4731 | 0.038944 | 17.2463
Upstate | 2025 | 11 | 4 | 0.27956 | 5.5145e-06 | 1.6783e-06 | 0.22001 | 4.3398e-06 | 1.3208e-06 | 0.34358 | 0.0018996 | 2.4216e-06 | 0.27039 | 0.001495 | 1.9057e-06 | 44.3218 | 5.6989 | 0.11139 | 50.1321 | 19.2405 | 3.2294 | 0.050854 | 22.5207 | 34.88 | 4.4849 | 0.087664 | 39.4525 | 15.1417 | 2.5414 | 0.04002 | 17.7231
Upstate | 2025 | 11 | 5 | 0.27558 | 5.4361e-06 | 1.6545e-06 | 0.21688 | 4.278e-06 | 1.302e-06 | 0.33869 | 0.0018726 | 2.3871e-06 | 0.26654 | 0.0014737 | 1.8786e-06 | 43.691 | 5.6178 | 0.10981 | 49.4186 | 18.9666 | 3.1834 | 0.05013 | 22.2002 | 34.3835 | 4.421 | 0.086416 | 38.8909 | 14.9262 | 2.5053 | 0.039451 | 17.4709
Upstate | 2025 | 11 | 6 | 0.29591 | 5.837e-06 | 1.7765e-06 | 0.23287 | 4.5935e-06 | 1.398e-06 | 0.36367 | 0.0020107 | 2.5632e-06 | 0.2862 | 0.0015824 | 2.0171e-06 | 46.9131 | 6.0321 | 0.11791 | 53.0631 | 20.3654 | 3.4182 | 0.053827 | 23.8374 | 36.9192 | 4.7471 | 0.092789 | 41.7591 | 16.0269 | 2.69 | 0.04236 | 18.7593
Upstate | 2025 | 11 | 7 | 0.31705 | 6.254e-06 | 1.9034e-06 | 0.24951 | 4.9217e-06 | 1.4979e-06 | 0.38965 | 0.0021544 | 2.7463e-06 | 0.30664 | 0.0016954 | 2.1613e-06 | 50.2648 | 6.4631 | 0.12633 | 56.8542 | 21.8204 | 3.6624 | 0.057673 | 25.5405 | 39.5569 | 5.0862 | 0.099418 | 44.7426 | 17.172 | 2.8822 | 0.045387 | 20.0996
Upstate | 2025 | 11 | 8 | 0.3063 | 6.0419e-06 | 1.8388e-06 | 0.24105 | 4.7548e-06 | 1.4471e-06 | 0.37644 | 0.0020813 | 2.6532e-06 | 0.29625 | 0.0016379 | 2.088e-06 | 48.5604 | 6.2439 | 0.12205 | 54.9264 | 21.0805 | 3.5382 | 0.055717 | 24.6744 | 38.2156 | 4.9138 | 0.096047 | 43.2254 | 16.5897 | 2.7845 | 0.043848 | 19.418
Upstate | 2025 | 11 | 9 | 0.29117 | 5.7435e-06 | 1.748e-06 | 0.22914 | 4.52e-06 | 1.3756e-06 | 0.35785 | 0.0019785 | 2.5222e-06 | 0.28161 | 0.001557 | 1.9849e-06 | 46.1622 | 5.9356 | 0.11602 | 52.2138 | 20.0394 | 3.3635 | 0.052965 | 23.4559 | 36.3283 | 4.6711 | 0.091304 | 41.0907 | 15.7704 | 2.647 | 0.041682 | 18.4591
Upstate | 2025 | 11 | 10 | 0.28351 | 5.5924e-06 | 1.702e-06 | 0.22311 | 4.401e-06 | 1.3394e-06 | 0.34843 | 0.0019264 | 2.4558e-06 | 0.2742 | 0.0015161 | 1.9326e-06 | 44.9472 | 5.7793 | 0.11297 | 50.8395 | 19.512 | 3.275 | 0.051571 | 22.8385 | 35.3721 | 4.5482 | 0.088901 | 40.0092 | 15.3553 | 2.5773 | 0.040585 | 17.9732
Upstate | 2025 | 11 | 11 | 0.28748 | 5.6707e-06 | 1.7259e-06 | 0.22624 | 4.4627e-06 | 1.3582e-06 | 0.35331 | 0.0019534 | 2.4902e-06 | 0.27804 | 0.0015373 | 1.9597e-06 | 45.577 | 5.8603 | 0.11455 | 51.5519 | 19.7854 | 3.3208 | 0.052294 | 23.1585 | 35.8678 | 4.6119 | 0.090146 | 40.5698 | 15.5705 | 2.6134 | 0.041154 | 18.2251
Upstate | 2025 | 11 | 12 | 0.29024 | 5.7251e-06 | 1.7424e-06 | 0.22841 | 4.5055e-06 | 1.3712e-06 | 0.3567 | 0.0019722 | 2.5141e-06 | 0.28071 | 0.001552 | 1.9785e-06 | 46.0144 | 5.9166 | 0.11565 | 52.0466 | 19.9752 | 3.3527 | 0.052796 | 23.3807 | 36.2119 | 4.6561 | 0.091011 | 40.9591 | 15.7199 | 2.6385 | 0.041549 | 18.3999
Upstate | 2025 | 11 | 13 | 0.29731 | 5.8647e-06 | 1.7849e-06 | 0.23398 | 4.6153e-06 | 1.4047e-06 | 0.36539 | 0.0020202 | 2.5753e-06 | 0.28755 | 0.0015899 | 2.0267e-06 | 47.1357 | 6.0607 | 0.11847 | 53.3149 | 20.462 | 3.4344 | 0.054082 | 23.9505 | 37.0944 | 4.7696 | 0.093229 | 41.9573 | 16.103 | 2.7028 | 0.042561 | 18.8484
Upstate | 2025 | 11 | 14 | 0.30852 | 6.0857e-06 | 1.8522e-06 | 0.24279 | 4.7892e-06 | 1.4576e-06 | 0.37916 | 0.0020964 | 2.6724e-06 | 0.29839 | 0.0016498 | 2.1031e-06 | 48.9122 | 6.2891 | 0.12293 | 55.3242 | 21.2332 | 3.5639 | 0.056121 | 24.8532 | 38.4924 | 4.9494 | 0.096743 | 43.5385 | 16.7099 | 2.8046 | 0.044165 | 19.5587
Upstate | 2025 | 11 | 15 | 0.32274 | 6.3663e-06 | 1.9376e-06 | 0.25399 | 5.0101e-06 | 1.5248e-06 | 0.39665 | 0.002193 | 2.7956e-06 | 0.31215 | 0.0017259 | 2.2001e-06 | 51.1674 | 6.5791 | 0.1286 | 57.8751 | 22.2122 | 3.7282 | 0.058708 | 25.9991 | 40.2672 | 5.1776 | 0.1012 | 45.546 | 17.4803 | 2.934 | 0.046202 | 20.4605
Upstate | 2025 | 11 | 16 | 0.34214 | 6.7489e-06 | 2.054e-06 | 0.26925 | 5.3112e-06 | 1.6164e-06 | 0.42048 | 0.0023248 | 2.9636e-06 | 0.33091 | 0.0018296 | 2.3323e-06 | 54.2424 | 6.9745 | 0.13633 | 61.3533 | 23.5471 | 3.9522 | 0.062236 | 27.5616 | 42.6872 | 5.4887 | 0.10729 | 48.2832 | 18.5309 | 3.1103 | 0.048978 | 21.6901
Upstate | 2025 | 11 | 17 | 0.35669 | 7.036e-06 | 2.1414e-06 | 0.28071 | 5.5371e-06 | 1.6852e-06 | 0.43837 | 0.0024237 | 3.0897e-06 | 0.34499 | 0.0019074 | 2.4315e-06 | 56.5499 | 7.2712 | 0.14213 | 63.9632 | 24.5488 | 4.1204 | 0.064884 | 28.734 | 44.5031 | 5.7222 | 0.11185 | 50.3372 | 19.3192 | 3.2426 | 0.051062 | 22.6128
Upstate | 2025 | 11 | 18 | 0.35996 | 7.1005e-06 | 2.161e-06 | 0.28328 | 5.5879e-06 | 1.7007e-06 | 0.44239 | 0.002446 | 3.118e-06 | 0.34815 | 0.0019249 | 2.4538e-06 | 57.0684 | 7.3379 | 0.14343 | 64.5497 | 24.7739 | 4.1581 | 0.065479 | 28.9975 | 44.9111 | 5.7747 | 0.11287 | 50.7987 | 19.4963 | 3.2723 | 0.05153 | 22.8202
Upstate | 2025 | 11 | 19 | 0.3558 | 7.0183e-06 | 2.136e-06 | 0.28 | 5.5232e-06 | 1.681e-06 | 0.43727 | 0.0024176 | 3.0819e-06 | 0.34412 | 0.0019026 | 2.4254e-06 | 56.4077 | 7.2529 | 0.14177 | 63.8024 | 24.4871 | 4.11 | 0.064721 | 28.6618 | 44.3912 | 5.7078 | 0.11157 | 50.2106 | 19.2706 | 3.2344 | 0.050933 | 22.556
Upstate | 2025 | 11 | 20 | 0.34246 | 6.7552e-06 | 2.0559e-06 | 0.2695 | 5.3161e-06 | 1.6179e-06 | 0.42088 | 0.002327 | 2.9664e-06 | 0.33122 | 0.0018313 | 2.3345e-06 | 54.293 | 6.981 | 0.13645 | 61.4105 | 23.5691 | 3.9559 | 0.062294 | 27.5873 | 42.727 | 5.4939 | 0.10739 | 48.3282 | 18.5481 | 3.1132 | 0.049024 | 21.7104
Upstate | 2025 | 11 | 21 | 0.33307 | 6.57e-06 | 1.9996e-06 | 0.26212 | 5.1704e-06 | 1.5736e-06 | 0.40934 | 0.0022632 | 2.8851e-06 | 0.32214 | 0.0017811 | 2.2705e-06 | 52.8048 | 6.7897 | 0.13271 | 59.7271 | 22.923 | 3.8475 | 0.060587 | 26.8311 | 41.5558 | 5.3433 | 0.10444 | 47.0035 | 18.0397 | 3.0278 | 0.04768 | 21.1152
Upstate | 2025 | 11 | 22 | 0.30371 | 5.9909e-06 | 1.8233e-06 | 0.23901 | 4.7147e-06 | 1.4349e-06 | 0.37326 | 0.0020637 | 2.6308e-06 | 0.29374 | 0.0016241 | 2.0704e-06 | 48.1504 | 6.1912 | 0.12102 | 54.4627 | 20.9025 | 3.5083 | 0.055247 | 24.4661 | 37.893 | 4.8723 | 0.095236 | 42.8605 | 16.4497 | 2.761 | 0.043477 | 19.2541
Upstate | 2025 | 11 | 23 | 0.28822 | 5.6854e-06 | 1.7303e-06 | 0.22682 | 4.4742e-06 | 1.3617e-06 | 0.35422 | 0.0019585 | 2.4966e-06 | 0.27876 | 0.0015413 | 1.9648e-06 | 45.6947 | 5.8755 | 0.11484 | 51.685 | 19.8365 | 3.3294 | 0.052429 | 23.2183 | 35.9604 | 4.6238 | 0.090379 | 40.6746 | 15.6107 | 2.6202 | 0.04126 | 18.2721
Upstate | 2025 | 11 | 24 | 0.27962 | 5.5156e-06 | 1.6787e-06 | 0.22005 | 4.3406e-06 | 1.3211e-06 | 0.34364 | 0.0019 | 2.4221e-06 | 0.27044 | 0.0014952 | 1.9061e-06 | 44.3301 | 5.7 | 0.11141 | 50.1415 | 19.2441 | 3.23 | 0.050863 | 22.5249 | 34.8865 | 4.4857 | 0.08768 | 39.4599 | 15.1445 | 2.5419 | 0.040028 | 17.7265
Upstate | 2025 | 12 | 1 | 0.29556 | 5.8301e-06 | 1.7744e-06 | 0.2326 | 4.5881e-06 | 1.3964e-06 | 0.36324 | 0.0020083 | 2.5602e-06 | 0.28586 | 0.0015805 | 2.0148e-06 | 46.8578 | 6.025 | 0.11777 | 53.0005 | 20.3414 | 3.4142 | 0.053763 | 23.8093 | 36.8757 | 4.7415 | 0.092679 | 41.7098 | 16.008 | 2.6868 | 0.04231 | 18.7372
Upstate | 2025 | 12 | 2 | 0.29793 | 5.8769e-06 | 1.7886e-06 | 0.23446 | 4.6249e-06 | 1.4076e-06 | 0.36616 | 0.0020245 | 2.5807e-06 | 0.28815 | 0.0015932 | 2.0309e-06 | 47.234 | 6.0734 | 0.11871 | 53.4261 | 20.5047 | 3.4416 | 0.054195 | 24.0005 | 37.1718 | 4.7796 | 0.093424 | 42.0448 | 16.1366 | 2.7084 | 0.04265 | 18.8877
Upstate | 2025 | 12 | 3 | 0.29511 | 5.8211e-06 | 1.7716e-06 | 0.23224 | 4.581e-06 | 1.3942e-06 | 0.36268 | 0.0020052 | 2.5562e-06 | 0.28542 | 0.0015781 | 2.0117e-06 | 46.7859 | 6.0157 | 0.11759 | 52.9192 | 20.3101 | 3.4089 | 0.053681 | 23.7727 | 36.8191 | 4.7342 | 0.092537 | 41.6458 | 15.9835 | 2.6827 | 0.042245 | 18.7084
Upstate | 2025 | 12 | 4 | 0.2958 | 5.8349e-06 | 1.7758e-06 | 0.23279 | 4.5919e-06 | 1.3975e-06 | 0.36354 | 0.00201 | 2.5623e-06 | 0.28609 | 0.0015818 | 2.0164e-06 | 46.8966 | 6.03 | 0.11786 | 53.0444 | 20.3582 | 3.417 | 0.053808 | 23.829 | 36.9062 | 4.7454 | 0.092756 | 41.7444 | 16.0213 | 2.6891 | 0.042345 | 18.7527
Upstate | 2025 | 12 | 5 | 0.28621 | 5.6457e-06 | 1.7183e-06 | 0.22524 | 4.443e-06 | 1.3522e-06 | 0.35175 | 0.0019448 | 2.4792e-06 | 0.27682 | 0.0015305 | 1.9511e-06 | 45.3763 | 5.8345 | 0.11404 | 51.3249 | 19.6982 | 3.3062 | 0.052064 | 23.0565 | 35.7098 | 4.5916 | 0.089749 | 40.3911 | 15.5019 | 2.6019 | 0.040972 | 18.1448
Upstate | 2025 | 12 | 6 | 0.30645 | 6.0448e-06 | 1.8397e-06 | 0.24116 | 4.7571e-06 | 1.4478e-06 | 0.37662 | 0.0020823 | 2.6545e-06 | 0.29639 | 0.0016387 | 2.089e-06 | 48.5838 | 6.2469 | 0.12211 | 54.9528 | 21.0906 | 3.5399 | 0.055744 | 24.6863 | 38.234 | 4.9161 | 0.096093 | 43.2462 | 16.5977 | 2.7858 | 0.043869 | 19.4274
Upstate | 2025 | 12 | 7 | 0.31871 | 6.2868e-06 | 1.9134e-06 | 0.25082 | 4.9475e-06 | 1.5058e-06 | 0.3917 | 0.0021657 | 2.7607e-06 | 0.30825 | 0.0017043 | 2.1726e-06 | 50.5288 | 6.497 | 0.12699 | 57.1529 | 21.935 | 3.6816 | 0.057975 | 25.6746 | 39.7647 | 5.113 | 0.09994 | 44.9776 | 17.2622 | 2.8973 | 0.045625 | 20.2052
Upstate | 2025 | 12 | 8 | 0.32003 | 6.3127e-06 | 1.9212e-06 | 0.25185 | 4.9679e-06 | 1.512e-06 | 0.39331 | 0.0021746 | 2.7721e-06 | 0.30952 | 0.0017113 | 2.1815e-06 | 50.7366 | 6.5237 | 0.12752 | 57.3879 | 22.0252 | 3.6968 | 0.058214 | 25.7802 | 39.9282 | 5.134 | 0.10035 | 45.1625 | 17.3332 | 2.9093 | 0.045813 | 20.2882
Upstate | 2025 | 12 | 9 | 0.304 | 5.9966e-06 | 1.8251e-06 | 0.23924 | 4.7192e-06 | 1.4363e-06 | 0.37362 | 0.0020657 | 2.6333e-06 | 0.29403 | 0.0016257 | 2.0723e-06 | 48.1966 | 6.1971 | 0.12113 | 54.5149 | 20.9226 | 3.5117 | 0.0553 | 24.4896 | 37.9293 | 4.877 | 0.095328 | 42.9016 | 16.4654 | 2.7636 | 0.043519 | 19.2726
Upstate | 2025 | 12 | 10 | 0.28348 | 5.5918e-06 | 1.7018e-06 | 0.22309 | 4.4005e-06 | 1.3393e-06 | 0.34839 | 0.0019262 | 2.4555e-06 | 0.27417 | 0.0015159 | 1.9324e-06 | 44.9424 | 5.7787 | 0.11295 | 50.834 | 19.5099 | 3.2746 | 0.051566 | 22.836 | 35.3683 | 4.5477 | 0.088891 | 40.0049 | 15.3537 | 2.577 | 0.040581 | 17.9713
Upstate | 2025 | 12 | 11 | 0.28661 | 5.6535e-06 | 1.7206e-06 | 0.22555 | 4.4491e-06 | 1.3541e-06 | 0.35224 | 0.0019475 | 2.4826e-06 | 0.2772 | 0.0015326 | 1.9538e-06 | 45.4388 | 5.8425 | 0.1142 | 51.3955 | 19.7254 | 3.3108 | 0.052135 | 23.0883 | 35.759 | 4.5979 | 0.089873 | 40.4467 | 15.5233 | 2.6055 | 0.041029 | 18.1698
Upstate | 2025 | 12 | 12 | 0.29213 | 5.7624e-06 | 1.7538e-06 | 0.22989 | 4.5348e-06 | 1.3802e-06 | 0.35902 | 0.001985 | 2.5304e-06 | 0.28254 | 0.0015621 | 1.9914e-06 | 46.3135 | 5.955 | 0.1164 | 52.385 | 20.1051 | 3.3745 | 0.053139 | 23.5328 | 36.4474 | 4.6864 | 0.091603 | 41.2254 | 15.8221 | 2.6556 | 0.041819 | 18.5196
Upstate | 2025 | 12 | 13 | 0.2843 | 5.6079e-06 | 1.7068e-06 | 0.22373 | 4.4133e-06 | 1.3432e-06 | 0.3494 | 0.0019318 | 2.4626e-06 | 0.27497 | 0.0015203 | 1.938e-06 | 45.0723 | 5.7954 | 0.11328 | 50.981 | 19.5663 | 3.2841 | 0.051715 | 22.9021 | 35.4706 | 4.5608 | 0.089148 | 40.1205 | 15.3981 | 2.5845 | 0.040698 | 18.0232
Upstate | 2025 | 12 | 14 | 0.288 | 5.681e-06 | 1.729e-06 | 0.22665 | 4.4708e-06 | 1.3607e-06 | 0.35395 | 0.001957 | 2.4947e-06 | 0.27855 | 0.0015401 | 1.9633e-06 | 45.6599 | 5.871 | 0.11476 | 51.6456 | 19.8213 | 3.3269 | 0.052389 | 23.2006 | 35.933 | 4.6203 | 0.09031 | 40.6436 | 15.5988 | 2.6182 | 0.041229 | 18.2582
Upstate | 2025 | 12 | 15 | 0.28929 | 5.7063e-06 | 1.7367e-06 | 0.22766 | 4.4907e-06 | 1.3667e-06 | 0.35553 | 0.0019657 | 2.5058e-06 | 0.27979 | 0.001547 | 1.972e-06 | 45.8634 | 5.8971 | 0.11527 | 51.8758 | 19.9097 | 3.3417 | 0.052622 | 23.304 | 36.0931 | 4.6409 | 0.090713 | 40.8247 | 15.6683 | 2.6298 | 0.041412 | 18.3396
Upstate | 2025 | 12 | 16 | 0.30626 | 6.0412e-06 | 1.8386e-06 | 0.24102 | 4.7542e-06 | 1.4469e-06 | 0.37639 | 0.002081 | 2.6529e-06 | 0.29621 | 0.0016377 | 2.0877e-06 | 48.5543 | 6.2431 | 0.12203 | 54.9195 | 21.0778 | 3.5378 | 0.05571 | 24.6713 | 38.2108 | 4.9132 | 0.096035 | 43.22 | 16.5876 | 2.7841 | 0.043842 | 19.4156
Upstate | 2025 | 12 | 17 | 0.31034 | 6.1217e-06 | 1.8631e-06 | 0.24423 | 4.8176e-06 | 1.4662e-06 | 0.38141 | 0.0021088 | 2.6882e-06 | 0.30016 | 0.0016596 | 2.1156e-06 | 49.2017 | 6.3264 | 0.12366 | 55.6517 | 21.3589 | 3.5849 | 0.056453 | 25.0003 | 38.7203 | 4.9787 | 0.097315 | 43.7963 | 16.8088 | 2.8212 | 0.044427 | 19.6745
Upstate | 2025 | 12 | 18 | 0.31982 | 6.3087e-06 | 1.92e-06 | 0.25169 | 4.9647e-06 | 1.511e-06 | 0.39306 | 0.0021732 | 2.7703e-06 | 0.30933 | 0.0017102 | 2.1802e-06 | 50.7045 | 6.5196 | 0.12744 | 57.3515 | 22.0113 | 3.6944 | 0.058177 | 25.7639 | 39.9029 | 5.1307 | 0.10029 | 45.134 | 17.3222 | 2.9074 | 0.045784 | 20.2754
Upstate | 2025 | 12 | 19 | 0.30683 | 6.0524e-06 | 1.842e-06 | 0.24147 | 4.7631e-06 | 1.4496e-06 | 0.37709 | 0.0020849 | 2.6578e-06 | 0.29676 | 0.0016408 | 2.0916e-06 | 48.645 | 6.2548 | 0.12226 | 55.022 | 21.1172 | 3.5444 | 0.055814 | 24.7174 | 38.2821 | 4.9223 | 0.096214 | 43.3007 | 16.6186 | 2.7893 | 0.043924 | 19.4519
Upstate | 2025 | 12 | 20 | 0.30491 | 6.0146e-06 | 1.8305e-06 | 0.23996 | 4.7333e-06 | 1.4406e-06 | 0.37473 | 0.0020719 | 2.6412e-06 | 0.2949 | 0.0016305 | 2.0785e-06 | 48.3405 | 6.2156 | 0.12149 | 54.6777 | 20.985 | 3.5222 | 0.055465 | 24.5627 | 38.0425 | 4.8915 | 0.095612 | 43.0297 | 16.5146 | 2.7719 | 0.043649 | 19.3301
Upstate | 2025 | 12 | 21 | 0.30654 | 6.0466e-06 | 1.8403e-06 | 0.24124 | 4.7585e-06 | 1.4482e-06 | 0.37673 | 0.0020829 | 2.6552e-06 | 0.29648 | 0.0016392 | 2.0896e-06 | 48.5981 | 6.2488 | 0.12214 | 54.969 | 21.0969 | 3.541 | 0.05576 | 24.6936 | 38.2453 | 4.9176 | 0.096122 | 43.259 | 16.6026 | 2.7866 | 0.043882 | 19.4331
Upstate | 2025 | 12 | 22 | 0.31711 | 6.2552e-06 | 1.9038e-06 | 0.24956 | 4.9227e-06 | 1.4982e-06 | 0.38973 | 0.0021548 | 2.7469e-06 | 0.3067 | 0.0016958 | 2.1617e-06 | 50.2749 | 6.4644 | 0.12636 | 56.8657 | 21.8248 | 3.6631 | 0.057684 | 25.5456 | 39.5649 | 5.0873 | 0.099438 | 44.7516 | 17.1754 | 2.8828 | 0.045396 | 20.1036
Upstate | 2025 | 12 | 23 | 0.30917 | 6.0985e-06 | 1.8561e-06 | 0.24331 | 4.7993e-06 | 1.4607e-06 | 0.37996 | 0.0021008 | 2.678e-06 | 0.29902 | 0.0016533 | 2.1075e-06 | 49.0152 | 6.3024 | 0.12319 | 55.4408 | 21.2779 | 3.5714 | 0.056239 | 24.9055 | 38.5735 | 4.9598 | 0.096947 | 43.6302 | 16.7451 | 2.8106 | 0.044258 | 19.5999
Upstate | 2025 | 12 | 24 | 0.30195 | 5.9561e-06 | 1.8127e-06 | 0.23763 | 4.6873e-06 | 1.4266e-06 | 0.37109 | 0.0020518 | 2.6155e-06 | 0.29204 | 0.0016147 | 2.0583e-06 | 47.8709 | 6.1553 | 0.12031 | 54.1465 | 20.7812 | 3.488 | 0.054926 | 24.3241 | 37.673 | 4.844 | 0.094683 | 42.6117 | 16.3542 | 2.7449 | 0.043225 | 19.1423
Upstate | 2026 | 1 | 1 | 0.28372 | 5.5965e-06 | 1.7033e-06 | 0.20766 | 4.0962e-06 | 1.2467e-06 | 0.34869 | 0.0019279 | 2.4576e-06 | 0.25521 | 0.0014111 | 1.7988e-06 | 45.6779 | 5.9764 | 0.11551 | 51.7698 | 19.8751 | 3.4702 | 0.051609 | 23.3969 | 33.433 | 4.3743 | 0.084543 | 37.8919 | 14.5472 | 2.5399 | 0.037775 | 17.1249
Upstate | 2026 | 1 | 2 | 0.28119 | 5.5467e-06 | 1.6881e-06 | 0.20582 | 4.0598e-06 | 1.2356e-06 | 0.34559 | 0.0019107 | 2.4357e-06 | 0.25294 | 0.0013985 | 1.7828e-06 | 45.2717 | 5.9233 | 0.11448 | 51.3094 | 19.6984 | 3.4393 | 0.05115 | 23.1888 | 33.1357 | 4.3354 | 0.083791 | 37.5549 | 14.4178 | 2.5173 | 0.037439 | 16.9726
Upstate | 2026 | 1 | 3 | 0.27352 | 5.3953e-06 | 1.642e-06 | 0.20019 | 3.9489e-06 | 1.2019e-06 | 0.33615 | 0.0018585 | 2.3692e-06 | 0.24604 | 0.0013603 | 1.7341e-06 | 44.0354 | 5.7615 | 0.11135 | 49.9082 | 19.1604 | 3.3454 | 0.049754 | 22.5556 | 32.2308 | 4.217 | 0.081503 | 36.5293 | 14.0241 | 2.4486 | 0.036416 | 16.5091
Upstate | 2026 | 1 | 4 | 0.26472 | 5.2218e-06 | 1.5892e-06 | 0.19376 | 3.822e-06 | 1.1632e-06 | 0.32534 | 0.0017988 | 2.293e-06 | 0.23812 | 0.0013166 | 1.6783e-06 | 42.6193 | 5.5762 | 0.10777 | 48.3033 | 18.5443 | 3.2378 | 0.048154 | 21.8302 | 31.1943 | 4.0814 | 0.078882 | 35.3546 | 13.5731 | 2.3698 | 0.035245 | 15.9782
Upstate | 2026 | 1 | 5 | 0.26545 | 5.2361e-06 | 1.5936e-06 | 0.19429 | 3.8325e-06 | 1.1664e-06 | 0.32623 | 0.0018037 | 2.2993e-06 | 0.23878 | 0.0013202 | 1.683e-06 | 42.7365 | 5.5916 | 0.10807 | 48.4362 | 18.5953 | 3.2467 | 0.048286 | 21.8903 | 31.2802 | 4.0926 | 0.079099 | 35.4519 | 13.6105 | 2.3764 | 0.035342 | 16.0222
Upstate | 2026 | 1 | 6 | 0.26482 | 5.2238e-06 | 1.5898e-06 | 0.19383 | 3.8234e-06 | 1.1637e-06 | 0.32546 | 0.0017995 | 2.2939e-06 | 0.23822 | 0.0013171 | 1.679e-06 | 42.6358 | 5.5784 | 0.10781 | 48.3219 | 18.5514 | 3.2391 | 0.048172 | 21.8387 | 31.2064 | 4.083 | 0.078912 | 35.3683 | 13.5784 | 2.3708 | 0.035259 | 15.9844
Upstate | 2026 | 1 | 7 | 0.2739 | 5.4027e-06 | 1.6443e-06 | 0.20047 | 3.9544e-06 | 1.2035e-06 | 0.33661 | 0.0018611 | 2.3725e-06 | 0.24638 | 0.0013622 | 1.7365e-06 | 44.0965 | 5.7695 | 0.11151 | 49.9775 | 19.187 | 3.35 | 0.049823 | 22.5869 | 32.2756 | 4.2229 | 0.081616 | 36.5801 | 14.0436 | 2.452 | 0.036467 | 16.532
Upstate | 2026 | 1 | 8 | 0.27251 | 5.3755e-06 | 1.636e-06 | 0.19946 | 3.9345e-06 | 1.1974e-06 | 0.33491 | 0.0018517 | 2.3605e-06 | 0.24513 | 0.0013553 | 1.7277e-06 | 43.8738 | 5.7404 | 0.11094 | 49.7251 | 19.0901 | 3.3331 | 0.049571 | 22.4728 | 32.1126 | 4.2015 | 0.081204 | 36.3953 | 13.9727 | 2.4396 | 0.036283 | 16.4485
Upstate | 2026 | 1 | 9 | 0.26365 | 5.2007e-06 | 1.5828e-06 | 0.19298 | 3.8066e-06 | 1.1585e-06 | 0.32403 | 0.0017915 | 2.2838e-06 | 0.23717 | 0.0013113 | 1.6716e-06 | 42.4477 | 5.5538 | 0.10734 | 48.1088 | 18.4696 | 3.2248 | 0.04796 | 21.7423 | 31.0687 | 4.065 | 0.078564 | 35.2123 | 13.5185 | 2.3603 | 0.035103 | 15.9139
Upstate | 2026 | 1 | 10 | 0.26062 | 5.1408e-06 | 1.5646e-06 | 0.19075 | 3.7627e-06 | 1.1452e-06 | 0.32029 | 0.0017709 | 2.2575e-06 | 0.23443 | 0.0012962 | 1.6523e-06 | 41.9584 | 5.4898 | 0.1061 | 47.5543 | 18.2567 | 3.1876 | 0.047407 | 21.4917 | 30.7106 | 4.0181 | 0.077659 | 34.8064 | 13.3626 | 2.3331 | 0.034699 | 15.7304
Upstate | 2026 | 1 | 11 | 0.26375 | 5.2027e-06 | 1.5834e-06 | 0.19305 | 3.808e-06 | 1.159e-06 | 0.32415 | 0.0017922 | 2.2847e-06 | 0.23726 | 0.0013118 | 1.6722e-06 | 42.4638 | 5.5559 | 0.10738 | 48.127 | 18.4766 | 3.226 | 0.047978 | 21.7506 | 31.0805 | 4.0665 | 0.078594 | 35.2256 | 13.5236 | 2.3612 | 0.035117 | 15.9199
Upstate | 2026 | 1 | 12 | 0.26488 | 5.2249e-06 | 1.5902e-06 | 0.19387 | 3.8243e-06 | 1.1639e-06 | 0.32554 | 0.0017999 | 2.2944e-06 | 0.23827 | 0.0013174 | 1.6794e-06 | 42.6451 | 5.5796 | 0.10784 | 48.3326 | 18.5555 | 3.2398 | 0.048183 | 21.8435 | 31.2133 | 4.0839 | 0.07893 | 35.3761 | 13.5813 | 2.3713 | 0.035266 | 15.9879
Upstate | 2026 | 1 | 13 | 0.2685 | 5.2962e-06 | 1.6119e-06 | 0.19652 | 3.8765e-06 | 1.1798e-06 | 0.32998 | 0.0018244 | 2.3257e-06 | 0.24152 | 0.0013354 | 1.7023e-06 | 43.2271 | 5.6557 | 0.10931 | 48.9921 | 18.8087 | 3.284 | 0.04884 | 22.1415 | 31.6392 | 4.1396 | 0.080007 | 35.8588 | 13.7667 | 2.4036 | 0.035748 | 16.2061
Upstate | 2026 | 1 | 14 | 0.27003 | 5.3264e-06 | 1.6211e-06 | 0.19764 | 3.8986e-06 | 1.1865e-06 | 0.33186 | 0.0018348 | 2.339e-06 | 0.2429 | 0.001343 | 1.712e-06 | 43.4735 | 5.688 | 0.10993 | 49.2715 | 18.916 | 3.3027 | 0.049119 | 22.2678 | 31.8196 | 4.1632 | 0.080463 | 36.0633 | 13.8452 | 2.4173 | 0.035952 | 16.2985
Upstate | 2026 | 1 | 15 | 0.27861 | 5.4958e-06 | 1.6726e-06 | 0.20392 | 4.0225e-06 | 1.2242e-06 | 0.34241 | 0.0018932 | 2.4134e-06 | 0.25062 | 0.0013857 | 1.7664e-06 | 44.8559 | 5.8689 | 0.11343 | 50.8382 | 19.5174 | 3.4077 | 0.050681 | 22.9759 | 32.8314 | 4.2956 | 0.083022 | 37.21 | 14.2854 | 2.4942 | 0.037095 | 16.8167
Upstate | 2026 | 1 | 16 | 0.28385 | 5.5991e-06 | 1.7041e-06 | 0.20776 | 4.0982e-06 | 1.2473e-06 | 0.34885 | 0.0019288 | 2.4587e-06 | 0.25533 | 0.0014117 | 1.7996e-06 | 45.6993 | 5.9792 | 0.11556 | 51.7941 | 19.8844 | 3.4718 | 0.051634 | 23.4079 | 33.4487 | 4.3764 | 0.084583 | 37.9096 | 14.554 | 2.5411 | 0.037792 | 17.1329
Upstate | 2026 | 1 | 17 | 0.29041 | 5.7285e-06 | 1.7435e-06 | 0.21256 | 4.1929e-06 | 1.2761e-06 | 0.35691 | 0.0019733 | 2.5156e-06 | 0.26123 | 0.0014444 | 1.8412e-06 | 46.7553 | 6.1174 | 0.11823 | 52.9909 | 20.3439 | 3.552 | 0.052827 | 23.9488 | 34.2216 | 4.4775 | 0.086537 | 38.7857 | 14.8903 | 2.5998 | 0.038666 | 17.5288
Upstate | 2026 | 1 | 18 | 0.26927 | 5.3115e-06 | 1.6165e-06 | 0.19709 | 3.8876e-06 | 1.1832e-06 | 0.33093 | 0.0018297 | 2.3324e-06 | 0.24222 | 0.0013392 | 1.7072e-06 | 43.3515 | 5.672 | 0.10962 | 49.1331 | 18.8629 | 3.2934 | 0.048981 | 22.2053 | 31.7303 | 4.1515 | 0.080237 | 35.962 | 13.8063 | 2.4106 | 0.035851 | 16.2527
Upstate | 2026 | 1 | 19 | 0.25692 | 5.0678e-06 | 1.5424e-06 | 0.18804 | 3.7093e-06 | 1.1289e-06 | 0.31575 | 0.0017458 | 2.2254e-06 | 0.2311 | 0.0012778 | 1.6289e-06 | 41.3629 | 5.4118 | 0.1046 | 46.8793 | 17.9976 | 3.1424 | 0.046734 | 21.1867 | 30.2748 | 3.9611 | 0.076557 | 34.3124 | 13.173 | 2.3 | 0.034206 | 15.5072
Upstate | 2026 | 1 | 20 | 0.25574 | 5.0446e-06 | 1.5353e-06 | 0.18718 | 3.6923e-06 | 1.1237e-06 | 0.3143 | 0.0017378 | 2.2152e-06 | 0.23005 | 0.0012719 | 1.6214e-06 | 41.1732 | 5.387 | 0.10412 | 46.6644 | 17.9151 | 3.128 | 0.04652 | 21.0895 | 30.1359 | 3.9429 | 0.076206 | 34.1551 | 13.1126 | 2.2894 | 0.034049 | 15.4361
Upstate | 2026 | 1 | 21 | 0.25239 | 4.9785e-06 | 1.5152e-06 | 0.18473 | 3.6439e-06 | 1.109e-06 | 0.31018 | 0.001715 | 2.1862e-06 | 0.22703 | 0.0012552 | 1.6001e-06 | 40.6338 | 5.3164 | 0.10275 | 46.053 | 17.6803 | 3.087 | 0.04591 | 20.8132 | 29.7411 | 3.8913 | 0.075207 | 33.7076 | 12.9408 | 2.2594 | 0.033603 | 15.2338
Upstate | 2026 | 1 | 22 | 0.25771 | 5.0834e-06 | 1.5471e-06 | 0.18862 | 3.7207e-06 | 1.1324e-06 | 0.31672 | 0.0017511 | 2.2323e-06 | 0.23181 | 0.0012817 | 1.6339e-06 | 41.4899 | 5.4285 | 0.10492 | 47.0233 | 18.0529 | 3.152 | 0.046878 | 21.2517 | 30.3677 | 3.9733 | 0.076792 | 34.4178 | 13.2134 | 2.307 | 0.034311 | 15.5548
Upstate | 2026 | 1 | 23 | 0.27059 | 5.3376e-06 | 1.6245e-06 | 0.19806 | 3.9068e-06 | 1.189e-06 | 0.33256 | 0.0018387 | 2.3439e-06 | 0.24341 | 0.0013458 | 1.7156e-06 | 43.565 | 5.7 | 0.11016 | 49.3752 | 18.9558 | 3.3097 | 0.049222 | 22.3147 | 31.8866 | 4.172 | 0.080632 | 36.1392 | 13.8743 | 2.4224 | 0.036027 | 16.3328
Upstate | 2026 | 1 | 24 | 0.27535 | 5.4315e-06 | 1.6531e-06 | 0.20154 | 3.9755e-06 | 1.2099e-06 | 0.33841 | 0.001871 | 2.3851e-06 | 0.24769 | 0.0013695 | 1.7458e-06 | 44.3312 | 5.8002 | 0.1121 | 50.2435 | 19.2891 | 3.3679 | 0.050088 | 22.7071 | 32.4473 | 4.2453 | 0.08205 | 36.7747 | 14.1183 | 2.465 | 0.036661 | 16.62
Upstate | 2026 | 2 | 1 | 0.2527 | 4.9847e-06 | 1.5171e-06 | 0.18496 | 3.6485e-06 | 1.1104e-06 | 0.31057 | 0.0017171 | 2.1889e-06 | 0.22731 | 0.0012568 | 1.6021e-06 | 40.6845 | 5.3231 | 0.10288 | 46.1105 | 17.7024 | 3.0908 | 0.045968 | 20.8392 | 29.7782 | 3.8961 | 0.075301 | 33.7496 | 12.9569 | 2.2623 | 0.033645 | 15.2528
Upstate | 2026 | 2 | 2 | 0.24528 | 4.8383e-06 | 1.4725e-06 | 0.17953 | 3.5413e-06 | 1.0778e-06 | 0.30145 | 0.0016667 | 2.1247e-06 | 0.22064 | 0.0012199 | 1.5551e-06 | 39.4898 | 5.1668 | 0.099859 | 44.7564 | 17.1826 | 3.0001 | 0.044618 | 20.2273 | 28.9038 | 3.7817 | 0.07309 | 32.7586 | 12.5765 | 2.1958 | 0.032657 | 14.8049
Upstate | 2026 | 2 | 3 | 0.23821 | 4.6988e-06 | 1.4301e-06 | 0.17435 | 3.4392e-06 | 1.0467e-06 | 0.29275 | 0.0016186 | 2.0634e-06 | 0.21428 | 0.0011847 | 1.5102e-06 | 38.3508 | 5.0177 | 0.096979 | 43.4655 | 16.687 | 2.9135 | 0.043331 | 19.6439 | 28.0701 | 3.6726 | 0.070982 | 31.8137 | 12.2137 | 2.1325 | 0.031715 | 14.3779
Upstate | 2026 | 2 | 4 | 0.23099 | 4.5564e-06 | 1.3867e-06 | 0.16907 | 3.335e-06 | 1.015e-06 | 0.28388 | 0.0015696 | 2.0009e-06 | 0.20778 | 0.0011488 | 1.4645e-06 | 37.1889 | 4.8657 | 0.094041 | 42.1487 | 16.1814 | 2.8253 | 0.042018 | 19.0487 | 27.2197 | 3.5614 | 0.068831 | 30.8499 | 11.8437 | 2.0679 | 0.030754 | 13.9423
Upstate | 2026 | 2 | 5 | 0.22754 | 4.4884e-06 | 1.366e-06 | 0.16655 | 3.2852e-06 | 9.9984e-07 | 0.27965 | 0.0015462 | 1.971e-06 | 0.20468 | 0.0011317 | 1.4426e-06 | 36.6338 | 4.7931 | 0.092637 | 41.5196 | 15.9399 | 2.7831 | 0.041391 | 18.7644 | 26.8134 | 3.5082 | 0.067804 | 30.3894 | 11.6669 | 2.037 | 0.030295 | 13.7342
Upstate | 2026 | 2 | 6 | 0.23455 | 4.6266e-06 | 1.4081e-06 | 0.17167 | 3.3863e-06 | 1.0306e-06 | 0.28825 | 0.0015937 | 2.0317e-06 | 0.21098 | 0.0011665 | 1.487e-06 | 37.7614 | 4.9406 | 0.095488 | 42.7975 | 16.4305 | 2.8687 | 0.042665 | 19.3419 | 27.6387 | 3.6162 | 0.069891 | 31.3248 | 12.026 | 2.0997 | 0.031228 | 14.1569
Upstate | 2026 | 2 | 7 | 0.23576 | 4.6505e-06 | 1.4154e-06 | 0.17256 | 3.4038e-06 | 1.0359e-06 | 0.28974 | 0.001602 | 2.0422e-06 | 0.21207 | 0.0011725 | 1.4947e-06 | 37.9565 | 4.9661 | 0.095981 | 43.0186 | 16.5154 | 2.8836 | 0.042885 | 19.4419 | 27.7815 | 3.6349 | 0.070252 | 31.4866 | 12.0881 | 2.1106 | 0.031389 | 14.2301
Upstate | 2026 | 2 | 8 | 0.23232 | 4.5826e-06 | 1.3947e-06 | 0.17004 | 3.3542e-06 | 1.0208e-06 | 0.28552 | 0.0015786 | 2.0124e-06 | 0.20898 | 0.0011554 | 1.4729e-06 | 37.4027 | 4.8937 | 0.094581 | 42.391 | 16.2745 | 2.8415 | 0.04226 | 19.1582 | 27.3762 | 3.5818 | 0.069227 | 31.0273 | 11.9118 | 2.0798 | 0.030931 | 14.0225
Upstate | 2026 | 2 | 9 | 0.21893 | 4.3186e-06 | 1.3143e-06 | 0.16024 | 3.1609e-06 | 9.6201e-07 | 0.26907 | 0.0014877 | 1.8964e-06 | 0.19694 | 0.0010889 | 1.388e-06 | 35.2477 | 4.6117 | 0.089132 | 39.9485 | 15.3368 | 2.6778 | 0.039825 | 18.0544 | 25.7988 | 3.3755 | 0.065238 | 29.2395 | 11.2254 | 1.9599 | 0.029149 | 13.2145
Upstate | 2026 | 2 | 10 | 0.21238 | 4.1892e-06 | 1.275e-06 | 0.15544 | 3.0662e-06 | 9.332e-07 | 0.26101 | 0.0014431 | 1.8396e-06 | 0.19104 | 0.0010562 | 1.3465e-06 | 34.192 | 4.4736 | 0.086462 | 38.7521 | 14.8774 | 2.5976 | 0.038632 | 17.5136 | 25.0262 | 3.2744 | 0.063284 | 28.3638 | 10.8892 | 1.9012 | 0.028276 | 12.8188
Upstate | 2026 | 2 | 11 | 0.19357 | 3.8182e-06 | 1.1621e-06 | 0.14168 | 2.7947e-06 | 8.5055e-07 | 0.23789 | 0.0013153 | 1.6767e-06 | 0.17412 | 0.0009627 | 1.2272e-06 | 31.1637 | 4.0774 | 0.078804 | 35.3199 | 13.5598 | 2.3675 | 0.03521 | 15.9625 | 22.8096 | 2.9844 | 0.057679 | 25.8517 | 9.9248 | 1.7329 | 0.025772 | 11.6834
Upstate | 2026 | 2 | 12 | 0.18805 | 3.7095e-06 | 1.129e-06 | 0.13764 | 2.7151e-06 | 8.2633e-07 | 0.23112 | 0.0012778 | 1.6289e-06 | 0.16916 | 0.00093528 | 1.1923e-06 | 30.2762 | 3.9613 | 0.07656 | 34.314 | 13.1736 | 2.3001 | 0.034208 | 15.5079 | 22.1601 | 2.8994 | 0.056037 | 25.1155 | 9.6422 | 1.6835 | 0.025038 | 11.3507
Upstate | 2026 | 2 | 13 | 0.19781 | 3.9019e-06 | 1.1875e-06 | 0.14478 | 2.8559e-06 | 8.692e-07 | 0.24311 | 0.0013441 | 1.7135e-06 | 0.17794 | 0.00098381 | 1.2541e-06 | 31.8471 | 4.1668 | 0.080533 | 36.0944 | 13.8571 | 2.4194 | 0.035983 | 16.3125 | 23.3098 | 3.0498 | 0.058944 | 26.4186 | 10.1424 | 1.7709 | 0.026337 | 11.9396
Upstate | 2026 | 2 | 14 | 0.20741 | 4.0913e-06 | 1.2452e-06 | 0.15181 | 2.9945e-06 | 9.1138e-07 | 0.25491 | 0.0014094 | 1.7966e-06 | 0.18657 | 0.0010316 | 1.315e-06 | 33.3926 | 4.369 | 0.084441 | 37.846 | 14.5296 | 2.5368 | 0.037729 | 17.1042 | 24.441 | 3.1978 | 0.061805 | 27.7006 | 10.6346 | 1.8568 | 0.027615 | 12.5191
Upstate | 2026 | 2 | 15 | 0.21766 | 4.2934e-06 | 1.3067e-06 | 0.15931 | 3.1425e-06 | 9.564e-07 | 0.2675 | 0.001479 | 1.8854e-06 | 0.19579 | 0.0010825 | 1.38e-06 | 35.0421 | 4.5848 | 0.088612 | 39.7155 | 15.2473 | 2.6622 | 0.039593 | 17.9491 | 25.6484 | 3.3558 | 0.064858 | 29.069 | 11.16 | 1.9485 | 0.028979 | 13.1375
Upstate | 2026 | 2 | 16 | 0.22024 | 4.3443e-06 | 1.3222e-06 | 0.1612 | 3.1797e-06 | 9.6774e-07 | 0.27067 | 0.0014965 | 1.9077e-06 | 0.19811 | 0.0010953 | 1.3963e-06 | 35.4575 | 4.6392 | 0.089662 | 40.1864 | 15.4281 | 2.6937 | 0.040062 | 18.1619 | 25.9524 | 3.3956 | 0.065627 | 29.4136 | 11.2923 | 1.9716 | 0.029323 | 13.2932
Upstate | 2026 | 2 | 17 | 0.22784 | 4.4942e-06 | 1.3678e-06 | 0.16676 | 3.2894e-06 | 1.0011e-06 | 0.28001 | 0.0015481 | 1.9735e-06 | 0.20495 | 0.0011331 | 1.4445e-06 | 36.6809 | 4.7993 | 0.092756 | 41.5729 | 15.9604 | 2.7867 | 0.041444 | 18.7885 | 26.8479 | 3.5127 | 0.067891 | 30.4285 | 11.6819 | 2.0396 | 0.030334 | 13.7519
Upstate | 2026 | 2 | 18 | 0.23268 | 4.5897e-06 | 1.3969e-06 | 0.1703 | 3.3593e-06 | 1.0224e-06 | 0.28596 | 0.001581 | 2.0155e-06 | 0.2093 | 0.0011572 | 1.4752e-06 | 37.4602 | 4.9012 | 0.094727 | 42.4561 | 16.2995 | 2.8459 | 0.042325 | 19.1877 | 27.4182 | 3.5873 | 0.069333 | 31.0749 | 11.9301 | 2.083 | 0.030979 | 14.044
Upstate | 2026 | 2 | 19 | 0.24231 | 4.7797e-06 | 1.4547e-06 | 0.17735 | 3.4984e-06 | 1.0647e-06 | 0.29779 | 0.0016465 | 2.0989e-06 | 0.21796 | 0.0012051 | 1.5362e-06 | 39.0109 | 5.1041 | 0.098648 | 44.2137 | 16.9742 | 2.9637 | 0.044077 | 19.982 | 28.5533 | 3.7358 | 0.072203 | 32.3613 | 12.4239 | 2.1692 | 0.032261 | 14.6254
Upstate | 2026 | 2 | 20 | 0.23565 | 4.6484e-06 | 1.4147e-06 | 0.17248 | 3.4023e-06 | 1.0355e-06 | 0.28961 | 0.0016013 | 2.0412e-06 | 0.21198 | 0.001172 | 1.494e-06 | 37.9395 | 4.9639 | 0.095939 | 42.9994 | 16.508 | 2.8823 | 0.042866 | 19.4332 | 27.7691 | 3.6332 | 0.07022 | 31.4725 | 12.0827 | 2.1096 | 0.031375 | 14.2237
Upstate | 2026 | 2 | 21 | 0.23395 | 4.6148e-06 | 1.4045e-06 | 0.17123 | 3.3777e-06 | 1.028e-06 | 0.28752 | 0.0015897 | 2.0265e-06 | 0.21044 | 0.0011635 | 1.4832e-06 | 37.6651 | 4.928 | 0.095245 | 42.6884 | 16.3886 | 2.8614 | 0.042556 | 19.2926 | 27.5682 | 3.607 | 0.069712 | 31.2449 | 11.9953 | 2.0944 | 0.031148 | 14.1209
Upstate | 2026 | 2 | 22 | 0.23276 | 4.5913e-06 | 1.3973e-06 | 0.17036 | 3.3605e-06 | 1.0228e-06 | 0.28606 | 0.0015816 | 2.0162e-06 | 0.20937 | 0.0011576 | 1.4757e-06 | 37.4735 | 4.903 | 0.09476 | 42.4712 | 16.3053 | 2.8469 | 0.04234 | 19.1945 | 27.428 | 3.5886 | 0.069358 | 31.086 | 11.9343 | 2.0837 | 0.03099 | 14.049
Upstate | 2026 | 2 | 23 | 0.25128 | 4.9566e-06 | 1.5085e-06 | 0.18392 | 3.6279e-06 | 1.1041e-06 | 0.30882 | 0.0017075 | 2.1766e-06 | 0.22603 | 0.0012497 | 1.5931e-06 | 40.4555 | 5.2931 | 0.1023 | 45.8509 | 17.6028 | 3.0734 | 0.045709 | 20.7219 | 29.6106 | 3.8742 | 0.074877 | 33.5596 | 12.884 | 2.2495 | 0.033456 | 15.167
Upstate | 2026 | 2 | 24 | 0.2605 | 5.1385e-06 | 1.5639e-06 | 0.19067 | 3.761e-06 | 1.1447e-06 | 0.32015 | 0.0017701 | 2.2565e-06 | 0.23433 | 0.0012956 | 1.6516e-06 | 41.9395 | 5.4873 | 0.10605 | 47.5329 | 18.2485 | 3.1862 | 0.047386 | 21.482 | 30.6968 | 4.0163 | 0.077624 | 34.7907 | 13.3566 | 2.332 | 0.034683 | 15.7234
Upstate | 2026 | 3 | 1 | 0.27505 | 5.4255e-06 | 1.6512e-06 | 0.20132 | 3.9711e-06 | 1.2086e-06 | 0.33803 | 0.001869 | 2.3825e-06 | 0.24741 | 0.0013679 | 1.7438e-06 | 44.282 | 5.7938 | 0.11198 | 50.1878 | 19.2677 | 3.3641 | 0.050032 | 22.6819 | 32.4113 | 4.2406 | 0.081959 | 36.7339 | 14.1026 | 2.4623 | 0.03662 | 16.6016
Upstate | 2026 | 3 | 2 | 0.26872 | 5.3007e-06 | 1.6132e-06 | 0.19668 | 3.8797e-06 | 1.1808e-06 | 0.33025 | 0.001826 | 2.3277e-06 | 0.24172 | 0.0013365 | 1.7037e-06 | 43.2632 | 5.6605 | 0.1094 | 49.0331 | 18.8245 | 3.2867 | 0.048881 | 22.1601 | 31.6657 | 4.1431 | 0.080074 | 35.8888 | 13.7782 | 2.4057 | 0.035778 | 16.2196
Upstate | 2026 | 3 | 3 | 0.2865 | 5.6514e-06 | 1.72e-06 | 0.2097 | 4.1364e-06 | 1.2589e-06 | 0.35211 | 0.0019468 | 2.4817e-06 | 0.25772 | 0.0014249 | 1.8164e-06 | 46.126 | 6.035 | 0.11664 | 52.2776 | 20.0701 | 3.5042 | 0.052116 | 23.6264 | 33.761 | 4.4172 | 0.085372 | 38.2636 | 14.6899 | 2.5648 | 0.038145 | 17.2929
Upstate | 2026 | 3 | 4 | 0.27475 | 5.4196e-06 | 1.6495e-06 | 0.2011 | 3.9668e-06 | 1.2073e-06 | 0.33767 | 0.0018669 | 2.3799e-06 | 0.24715 | 0.0013665 | 1.7419e-06 | 44.2344 | 5.7875 | 0.11186 | 50.1338 | 19.247 | 3.3605 | 0.049979 | 22.6575 | 32.3765 | 4.2361 | 0.081871 | 36.6945 | 14.0875 | 2.4597 | 0.036581 | 16.5837
Upstate | 2026 | 3 | 5 | 0.28887 | 5.6981e-06 | 1.7342e-06 | 0.21143 | 4.1706e-06 | 1.2693e-06 | 0.35502 | 0.0019629 | 2.5022e-06 | 0.25985 | 0.0014367 | 1.8314e-06 | 46.5073 | 6.0849 | 0.1176 | 52.7098 | 20.236 | 3.5332 | 0.052547 | 23.8217 | 34.0401 | 4.4537 | 0.086078 | 38.5799 | 14.8113 | 2.586 | 0.03846 | 17.4358
Upstate | 2026 | 3 | 6 | 0.29905 | 5.899e-06 | 1.7954e-06 | 0.21889 | 4.3177e-06 | 1.3141e-06 | 0.36753 | 0.0020321 | 2.5904e-06 | 0.26901 | 0.0014873 | 1.896e-06 | 48.1471 | 6.2995 | 0.12175 | 54.5683 | 20.9495 | 3.6578 | 0.054399 | 24.6616 | 35.2403 | 4.6108 | 0.089113 | 39.9402 | 15.3336 | 2.6772 | 0.039816 | 18.0506
Upstate | 2026 | 3 | 7 | 0.29271 | 5.7739e-06 | 1.7573e-06 | 0.21424 | 4.2261e-06 | 1.2862e-06 | 0.35974 | 0.001989 | 2.5355e-06 | 0.2633 | 0.0014558 | 1.8558e-06 | 47.1255 | 6.1658 | 0.11917 | 53.4105 | 20.505 | 3.5801 | 0.053245 | 24.1384 | 34.4926 | 4.5129 | 0.087222 | 39.0927 | 15.0082 | 2.6204 | 0.038972 | 17.6676
Upstate | 2026 | 3 | 8 | 0.27815 | 5.4867e-06 | 1.6699e-06 | 0.20359 | 4.0159e-06 | 1.2222e-06 | 0.34184 | 0.00189 | 2.4094e-06 | 0.25021 | 0.0013834 | 1.7635e-06 | 44.7816 | 5.8591 | 0.11324 | 50.7539 | 19.4851 | 3.4021 | 0.050597 | 22.9378 | 32.777 | 4.2885 | 0.082884 | 37.1483 | 14.2617 | 2.4901 | 0.037033 | 16.7889
Upstate | 2026 | 3 | 9 | 0.2639 | 5.2055e-06 | 1.5843e-06 | 0.19315 | 3.8101e-06 | 1.1596e-06 | 0.32433 | 0.0017932 | 2.2859e-06 | 0.23738 | 0.0013125 | 1.6731e-06 | 42.4867 | 5.5589 | 0.10744 | 48.153 | 18.4866 | 3.2277 | 0.048004 | 21.7623 | 31.0973 | 4.0687 | 0.078637 | 35.2447 | 13.5309 | 2.3625 | 0.035135 | 15.9285
Upstate | 2026 | 3 | 10 | 0.25983 | 5.1252e-06 | 1.5599e-06 | 0.19018 | 3.7513e-06 | 1.1417e-06 | 0.31932 | 0.0017655 | 2.2506e-06 | 0.23372 | 0.0012922 | 1.6473e-06 | 41.8315 | 5.4732 | 0.10578 | 47.4105 | 18.2015 | 3.178 | 0.047264 | 21.4267 | 30.6178 | 4.006 | 0.077424 | 34.7012 | 13.3222 | 2.326 | 0.034594 | 15.6829
Upstate | 2026 | 3 | 11 | 0.25521 | 5.0341e-06 | 1.5321e-06 | 0.18679 | 3.6846e-06 | 1.1214e-06 | 0.31365 | 0.0017341 | 2.2106e-06 | 0.22957 | 0.0012693 | 1.618e-06 | 41.0879 | 5.3759 | 0.1039 | 46.5676 | 17.8779 | 3.1215 | 0.046423 | 21.0458 | 30.0734 | 3.9347 | 0.076047 | 34.0842 | 13.0854 | 2.2847 | 0.033979 | 15.4041
Upstate | 2026 | 3 | 12 | 0.25112 | 4.9536e-06 | 1.5076e-06 | 0.18381 | 3.6257e-06 | 1.1035e-06 | 0.30863 | 0.0017064 | 2.1753e-06 | 0.22589 | 0.001249 | 1.5921e-06 | 40.4304 | 5.2898 | 0.10224 | 45.8225 | 17.5919 | 3.0715 | 0.045681 | 20.7091 | 29.5922 | 3.8718 | 0.074831 | 33.5389 | 12.876 | 2.2481 | 0.033435 | 15.1576
Upstate | 2026 | 3 | 13 | 0.24711 | 4.8743e-06 | 1.4835e-06 | 0.18087 | 3.5677e-06 | 1.0858e-06 | 0.30369 | 0.0016791 | 2.1405e-06 | 0.22228 | 0.001229 | 1.5667e-06 | 39.7838 | 5.2052 | 0.1006 | 45.0896 | 17.3105 | 3.0224 | 0.04495 | 20.3779 | 29.119 | 3.8099 | 0.073634 | 33.0025 | 12.6701 | 2.2122 | 0.0329 | 14.9152
Upstate | 2026 | 3 | 14 | 0.24881 | 4.9079e-06 | 1.4937e-06 | 0.18211 | 3.5923e-06 | 1.0933e-06 | 0.30578 | 0.0016907 | 2.1552e-06 | 0.22381 | 0.0012375 | 1.5775e-06 | 40.0578 | 5.2411 | 0.1013 | 45.4002 | 17.4297 | 3.0432 | 0.04526 | 20.5182 | 29.3195 | 3.8361 | 0.074141 | 33.2298 | 12.7574 | 2.2274 | 0.033127 | 15.0179
Upstate | 2026 | 3 | 15 | 0.25847 | 5.0985e-06 | 1.5517e-06 | 0.18918 | 3.7317e-06 | 1.1357e-06 | 0.31766 | 0.0017563 | 2.2389e-06 | 0.2325 | 0.0012855 | 1.6387e-06 | 41.613 | 5.4446 | 0.10523 | 47.1628 | 18.1064 | 3.1614 | 0.047017 | 21.3148 | 30.4578 | 3.985 | 0.077019 | 34.5199 | 13.2526 | 2.3139 | 0.034413 | 15.6009
Upstate | 2026 | 3 | 16 | 0.2622 | 5.1721e-06 | 1.5741e-06 | 0.19192 | 3.7856e-06 | 1.1522e-06 | 0.32225 | 0.0017817 | 2.2712e-06 | 0.23586 | 0.0013041 | 1.6624e-06 | 42.2143 | 5.5232 | 0.10675 | 47.8443 | 18.3681 | 3.207 | 0.047696 | 21.6228 | 30.8979 | 4.0426 | 0.078132 | 35.0187 | 13.4441 | 2.3473 | 0.03491 | 15.8264
Upstate | 2026 | 3 | 17 | 0.28412 | 5.6045e-06 | 1.7057e-06 | 0.20796 | 4.1021e-06 | 1.2485e-06 | 0.34918 | 0.0019306 | 2.4611e-06 | 0.25558 | 0.0014131 | 1.8013e-06 | 45.7429 | 5.9849 | 0.11567 | 51.8435 | 19.9034 | 3.4751 | 0.051683 | 23.4302 | 33.4806 | 4.3805 | 0.084663 | 37.9458 | 14.5679 | 2.5435 | 0.037828 | 17.1493
Upstate | 2026 | 3 | 18 | 0.30258 | 5.9685e-06 | 1.8165e-06 | 0.22147 | 4.3685e-06 | 1.3296e-06 | 0.37187 | 0.002056 | 2.621e-06 | 0.27218 | 0.0015049 | 1.9184e-06 | 48.7144 | 6.3737 | 0.12319 | 55.2112 | 21.1963 | 3.7009 | 0.05504 | 24.9522 | 35.6555 | 4.6651 | 0.090163 | 40.4108 | 15.5142 | 2.7088 | 0.040286 | 18.2633
Upstate | 2026 | 3 | 19 | 0.32133 | 6.3384e-06 | 1.9291e-06 | 0.23519 | 4.6392e-06 | 1.4119e-06 | 0.39491 | 0.0021834 | 2.7834e-06 | 0.28904 | 0.0015981 | 2.0372e-06 | 51.7329 | 6.7686 | 0.13082 | 58.6323 | 22.5097 | 3.9302 | 0.058451 | 26.4984 | 37.8649 | 4.9542 | 0.09575 | 42.9148 | 16.4755 | 2.8766 | 0.042782 | 19.3949
Upstate | 2026 | 3 | 20 | 0.31855 | 6.2835e-06 | 1.9124e-06 | 0.23315 | 4.5991e-06 | 1.3997e-06 | 0.39149 | 0.0021645 | 2.7593e-06 | 0.28654 | 0.0015843 | 2.0196e-06 | 51.2852 | 6.7101 | 0.12969 | 58.125 | 22.3149 | 3.8962 | 0.057945 | 26.269 | 37.5372 | 4.9113 | 0.094921 | 42.5434 | 16.333 | 2.8517 | 0.042412 | 19.2271
Upstate | 2026 | 3 | 21 | 0.30231 | 5.9632e-06 | 1.8149e-06 | 0.22127 | 4.3646e-06 | 1.3284e-06 | 0.37153 | 0.0020542 | 2.6186e-06 | 0.27194 | 0.0015035 | 1.9166e-06 | 48.6709 | 6.368 | 0.12308 | 55.1619 | 21.1774 | 3.6975 | 0.054991 | 24.9299 | 35.6237 | 4.6609 | 0.090083 | 40.3747 | 15.5004 | 2.7063 | 0.04025 | 18.247
Upstate | 2026 | 3 | 22 | 0.29115 | 5.743e-06 | 1.7479e-06 | 0.2131 | 4.2035e-06 | 1.2793e-06 | 0.35781 | 0.0019783 | 2.5219e-06 | 0.2619 | 0.001448 | 1.8459e-06 | 46.8737 | 6.1329 | 0.11853 | 53.1251 | 20.3954 | 3.561 | 0.052961 | 24.0094 | 34.3083 | 4.4888 | 0.086756 | 38.8839 | 14.928 | 2.6064 | 0.038763 | 17.5732
Upstate | 2026 | 3 | 23 | 0.28713 | 5.6638e-06 | 1.7238e-06 | 0.21016 | 4.1455e-06 | 1.2617e-06 | 0.35288 | 0.0019511 | 2.4872e-06 | 0.25828 | 0.001428 | 1.8204e-06 | 46.2274 | 6.0483 | 0.1169 | 52.3926 | 20.1142 | 3.5119 | 0.05223 | 23.6784 | 33.8352 | 4.4269 | 0.08556 | 38.3477 | 14.7222 | 2.5705 | 0.038229 | 17.3309
Upstate | 2026 | 3 | 24 | 0.2838 | 5.5982e-06 | 1.7038e-06 | 0.20772 | 4.0975e-06 | 1.2471e-06 | 0.34879 | 0.0019285 | 2.4583e-06 | 0.25529 | 0.0014115 | 1.7993e-06 | 45.6917 | 5.9782 | 0.11554 | 51.7854 | 19.8811 | 3.4712 | 0.051625 | 23.404 | 33.4431 | 4.3756 | 0.084569 | 37.9033 | 14.5516 | 2.5407 | 0.037786 | 17.1301
Upstate | 2026 | 4 | 1 | 0.21579 | 4.2567e-06 | 1.2955e-06 | 0.15795 | 3.1156e-06 | 9.4822e-07 | 0.26521 | 0.0014663 | 1.8692e-06 | 0.19411 | 0.0010733 | 1.3681e-06 | 34.7424 | 4.5456 | 0.087854 | 39.3759 | 15.1169 | 2.6394 | 0.039254 | 17.7956 | 25.429 | 3.3271 | 0.064303 | 28.8204 | 11.0645 | 1.9319 | 0.028731 | 13.0251
Upstate | 2026 | 4 | 2 | 0.20805 | 4.1039e-06 | 1.249e-06 | 0.15228 | 3.0038e-06 | 9.142e-07 | 0.25569 | 0.0014137 | 1.8022e-06 | 0.18715 | 0.0010347 | 1.3191e-06 | 33.4959 | 4.3825 | 0.084702 | 37.9631 | 14.5745 | 2.5447 | 0.037846 | 17.1571 | 24.5167 | 3.2077 | 0.061996 | 27.7864 | 10.6676 | 1.8625 | 0.0277 | 12.5578
Upstate | 2026 | 4 | 3 | 0.20737 | 4.0905e-06 | 1.2449e-06 | 0.15178 | 2.994e-06 | 9.1121e-07 | 0.25486 | 0.0014091 | 1.7963e-06 | 0.18654 | 0.0010314 | 1.3147e-06 | 33.3862 | 4.3682 | 0.084425 | 37.8389 | 14.5268 | 2.5364 | 0.037722 | 17.1009 | 24.4364 | 3.1972 | 0.061793 | 27.6954 | 10.6326 | 1.8564 | 0.02761 | 12.5167
Upstate | 2026 | 4 | 4 | 0.20656 | 4.0745e-06 | 1.2401e-06 | 0.15119 | 2.9823e-06 | 9.0764e-07 | 0.25386 | 0.0014036 | 1.7892e-06 | 0.18581 | 0.0010273 | 1.3096e-06 | 33.2556 | 4.3511 | 0.084094 | 37.6907 | 14.47 | 2.5264 | 0.037574 | 17.034 | 24.3407 | 3.1847 | 0.061551 | 27.587 | 10.591 | 1.8492 | 0.027502 | 12.4677
Upstate | 2026 | 4 | 5 | 0.20327 | 4.0097e-06 | 1.2203e-06 | 0.14878 | 2.9348e-06 | 8.932e-07 | 0.24982 | 0.0013812 | 1.7608e-06 | 0.18285 | 0.001011 | 1.2888e-06 | 32.7263 | 4.2818 | 0.082756 | 37.0909 | 14.2397 | 2.4862 | 0.036976 | 16.7629 | 23.9533 | 3.134 | 0.060571 | 27.1479 | 10.4224 | 1.8197 | 0.027064 | 12.2693
Upstate | 2026 | 4 | 6 | 0.19705 | 3.8869e-06 | 1.183e-06 | 0.14423 | 2.8449e-06 | 8.6585e-07 | 0.24217 | 0.0013389 | 1.7068e-06 | 0.17725 | 0.00098001 | 1.2493e-06 | 31.7242 | 4.1507 | 0.080222 | 35.9551 | 13.8037 | 2.4101 | 0.035844 | 16.2496 | 23.2199 | 3.038 | 0.058717 | 26.3167 | 10.1033 | 1.764 | 0.026235 | 11.8936
Upstate | 2026 | 4 | 7 | 0.21545 | 4.2498e-06 | 1.2934e-06 | 0.15769 | 3.1106e-06 | 9.467e-07 | 0.26478 | 0.001464 | 1.8662e-06 | 0.1938 | 0.0010715 | 1.366e-06 | 34.6866 | 4.5383 | 0.087713 | 39.3126 | 15.0926 | 2.6352 | 0.039191 | 17.767 | 25.3882 | 3.3217 | 0.0642 | 28.7741 | 11.0468 | 1.9287 | 0.028685 | 13.0042
Upstate | 2026 | 4 | 8 | 0.20403 | 4.0246e-06 | 1.2249e-06 | 0.14934 | 2.9457e-06 | 8.9653e-07 | 0.25075 | 0.0013864 | 1.7673e-06 | 0.18353 | 0.0010147 | 1.2936e-06 | 32.8485 | 4.2978 | 0.083065 | 37.2294 | 14.2929 | 2.4955 | 0.037114 | 16.8255 | 24.0428 | 3.1457 | 0.060798 | 27.2493 | 10.4614 | 1.8265 | 0.027165 | 12.3151
Upstate | 2026 | 4 | 9 | 0.18302 | 3.6102e-06 | 1.0988e-06 | 0.13396 | 2.6424e-06 | 8.0422e-07 | 0.22493 | 0.0012436 | 1.5854e-06 | 0.16464 | 0.00091026 | 1.1604e-06 | 29.4663 | 3.8553 | 0.074512 | 33.3961 | 12.8212 | 2.2386 | 0.033293 | 15.0931 | 21.5673 | 2.8218 | 0.054538 | 24.4436 | 9.3842 | 1.6385 | 0.024368 | 11.0471
Upstate | 2026 | 4 | 10 | 0.17825 | 3.516e-06 | 1.0701e-06 | 0.13046 | 2.5735e-06 | 7.8323e-07 | 0.21906 | 0.0012112 | 1.544e-06 | 0.16034 | 0.00088651 | 1.1301e-06 | 28.6973 | 3.7547 | 0.072568 | 32.5246 | 12.4866 | 2.1801 | 0.032424 | 14.6992 | 21.0044 | 2.7482 | 0.053114 | 23.8057 | 9.1393 | 1.5957 | 0.023732 | 10.7588
Upstate | 2026 | 4 | 11 | 0.16911 | 3.3357e-06 | 1.0152e-06 | 0.12377 | 2.4415e-06 | 7.4307e-07 | 0.20783 | 0.0011491 | 1.4648e-06 | 0.15212 | 0.00084105 | 1.0721e-06 | 27.2259 | 3.5622 | 0.068847 | 30.8569 | 11.8464 | 2.0684 | 0.030761 | 13.9455 | 19.9274 | 2.6073 | 0.050391 | 22.5851 | 8.6707 | 1.5139 | 0.022515 | 10.2071
Upstate | 2026 | 4 | 12 | 0.16056 | 3.167e-06 | 9.6388e-07 | 0.11752 | 2.3181e-06 | 7.055e-07 | 0.19732 | 0.001091 | 1.3907e-06 | 0.14442 | 0.00079852 | 1.0179e-06 | 25.849 | 3.382 | 0.065365 | 29.2964 | 11.2473 | 1.9638 | 0.029206 | 13.2402 | 18.9197 | 2.4754 | 0.047843 | 21.4429 | 8.2322 | 1.4373 | 0.021376 | 9.6909
Upstate | 2026 | 4 | 13 | 0.16145 | 3.1847e-06 | 9.6926e-07 | 0.11817 | 2.331e-06 | 7.0943e-07 | 0.19842 | 0.0010971 | 1.3985e-06 | 0.14523 | 0.00080297 | 1.0236e-06 | 25.9931 | 3.4009 | 0.065729 | 29.4597 | 11.31 | 1.9747 | 0.029368 | 13.314 | 19.0251 | 2.4892 | 0.048109 | 21.5624 | 8.2781 | 1.4453 | 0.021496 | 9.7449
Upstate | 2026 | 4 | 14 | 0.16798 | 3.3135e-06 | 1.0085e-06 | 0.12295 | 2.4253e-06 | 7.3812e-07 | 0.20645 | 0.0011414 | 1.4551e-06 | 0.1511 | 0.00083545 | 1.065e-06 | 27.0445 | 3.5384 | 0.068388 | 30.6513 | 11.7674 | 2.0546 | 0.030556 | 13.8526 | 19.7947 | 2.5899 | 0.050055 | 22.4346 | 8.613 | 1.5038 | 0.022365 | 10.1391
Upstate | 2026 | 4 | 15 | 0.1756 | 3.4639e-06 | 1.0542e-06 | 0.12853 | 2.5353e-06 | 7.7161e-07 | 0.21581 | 0.0011932 | 1.5211e-06 | 0.15796 | 0.00087336 | 1.1133e-06 | 28.2716 | 3.699 | 0.071491 | 32.042 | 12.3014 | 2.1478 | 0.031943 | 14.4811 | 20.6928 | 2.7074 | 0.052326 | 23.4525 | 9.0037 | 1.572 | 0.02338 | 10.5992
Upstate | 2026 | 4 | 16 | 0.19595 | 3.8652e-06 | 1.1764e-06 | 0.14342 | 2.829e-06 | 8.6101e-07 | 0.24082 | 0.0013315 | 1.6973e-06 | 0.17626 | 0.00097454 | 1.2423e-06 | 31.547 | 4.1275 | 0.079774 | 35.7544 | 13.7266 | 2.3966 | 0.035644 | 16.1589 | 23.0902 | 3.0211 | 0.058389 | 26.1697 | 10.0469 | 1.7542 | 0.026089 | 11.8272
Upstate | 2026 | 4 | 17 | 0.20493 | 4.0424e-06 | 1.2303e-06 | 0.15 | 2.9588e-06 | 9.0049e-07 | 0.25186 | 0.0013925 | 1.7751e-06 | 0.18434 | 0.0010192 | 1.2993e-06 | 32.9936 | 4.3168 | 0.083432 | 37.3938 | 14.356 | 2.5065 | 0.037278 | 16.8998 | 24.149 | 3.1596 | 0.061066 | 27.3697 | 10.5076 | 1.8346 | 0.027285 | 12.3695
Upstate | 2026 | 4 | 18 | 0.20308 | 4.0059e-06 | 1.2192e-06 | 0.14864 | 2.932e-06 | 8.9236e-07 | 0.24958 | 0.0013799 | 1.7591e-06 | 0.18268 | 0.00101 | 1.2875e-06 | 32.6955 | 4.2778 | 0.082678 | 37.056 | 14.2263 | 2.4839 | 0.036941 | 16.7471 | 23.9309 | 3.1311 | 0.060515 | 27.1224 | 10.4127 | 1.818 | 0.027038 | 12.2577
Upstate | 2026 | 4 | 19 | 0.20483 | 4.0404e-06 | 1.2297e-06 | 0.14992 | 2.9573e-06 | 9.0005e-07 | 0.25174 | 0.0013918 | 1.7743e-06 | 0.18425 | 0.0010187 | 1.2986e-06 | 32.9775 | 4.3147 | 0.083391 | 37.3756 | 14.349 | 2.5053 | 0.03726 | 16.8916 | 24.1372 | 3.1581 | 0.061036 | 27.3563 | 10.5025 | 1.8337 | 0.027272 | 12.3634
Upstate | 2026 | 4 | 20 | 0.23008 | 4.5385e-06 | 1.3813e-06 | 0.1684 | 3.3219e-06 | 1.011e-06 | 0.28277 | 0.0015634 | 1.993e-06 | 0.20697 | 0.0011443 | 1.4587e-06 | 37.0426 | 4.8466 | 0.093671 | 41.9829 | 16.1178 | 2.8141 | 0.041853 | 18.9738 | 27.1126 | 3.5474 | 0.06856 | 30.7285 | 11.7971 | 2.0598 | 0.030633 | 13.8875
Upstate | 2026 | 4 | 21 | 0.20208 | 3.9861e-06 | 1.2132e-06 | 0.14791 | 2.9176e-06 | 8.8796e-07 | 0.24835 | 0.0013731 | 1.7504e-06 | 0.18178 | 0.001005 | 1.2812e-06 | 32.5344 | 4.2567 | 0.082271 | 36.8734 | 14.1562 | 2.4717 | 0.036759 | 16.6646 | 23.8129 | 3.1156 | 0.060216 | 26.9888 | 10.3613 | 1.8091 | 0.026905 | 12.1973
Upstate | 2026 | 4 | 22 | 0.2027 | 3.9983e-06 | 1.2169e-06 | 0.14836 | 2.9265e-06 | 8.9066e-07 | 0.24911 | 0.0013773 | 1.7558e-06 | 0.18233 | 0.0010081 | 1.2851e-06 | 32.6334 | 4.2697 | 0.082521 | 36.9857 | 14.1993 | 2.4792 | 0.036871 | 16.7153 | 23.8854 | 3.1251 | 0.0604 | 27.0709 | 10.3929 | 1.8146 | 0.026987 | 12.2345
Upstate | 2026 | 4 | 23 | 0.18012 | 3.5531e-06 | 1.0814e-06 | 0.13184 | 2.6006e-06 | 7.9148e-07 | 0.22137 | 0.001224 | 1.5603e-06 | 0.16203 | 0.00089585 | 1.142e-06 | 28.9996 | 3.7943 | 0.073332 | 32.8672 | 12.6182 | 2.2031 | 0.032765 | 14.854 | 21.2257 | 2.7771 | 0.053674 | 24.0565 | 9.2356 | 1.6125 | 0.023982 | 10.8721
Upstate | 2026 | 4 | 24 | 0.18869 | 3.7219e-06 | 1.1328e-06 | 0.13811 | 2.7242e-06 | 8.291e-07 | 0.23189 | 0.0012821 | 1.6344e-06 | 0.16973 | 0.00093843 | 1.1963e-06 | 30.378 | 3.9746 | 0.076818 | 34.4294 | 13.2179 | 2.3078 | 0.034323 | 15.5601 | 22.2346 | 2.9091 | 0.056225 | 25.1999 | 9.6746 | 1.6892 | 0.025122 | 11.3889
Upstate | 2026 | 5 | 1 | 0.19018 | 3.7515e-06 | 1.1417e-06 | 0.1392 | 2.7458e-06 | 8.3568e-07 | 0.23373 | 0.0012923 | 1.6474e-06 | 0.17108 | 0.00094587 | 1.2058e-06 | 30.6189 | 4.0061 | 0.077427 | 34.7025 | 13.3227 | 2.3261 | 0.034595 | 15.6835 | 22.4109 | 2.9322 | 0.056671 | 25.3998 | 9.7513 | 1.7026 | 0.025321 | 11.4792
Upstate | 2026 | 5 | 2 | 0.1972 | 3.8898e-06 | 1.1838e-06 | 0.14433 | 2.8471e-06 | 8.665e-07 | 0.24235 | 0.0013399 | 1.7081e-06 | 0.17738 | 0.00098075 | 1.2502e-06 | 31.748 | 4.1538 | 0.080282 | 35.9821 | 13.814 | 2.4119 | 0.035871 | 16.2618 | 23.2373 | 3.0403 | 0.058761 | 26.3364 | 10.1109 | 1.7653 | 0.026255 | 11.9025
Upstate | 2026 | 5 | 3 | 0.20142 | 3.9732e-06 | 1.2092e-06 | 0.14743 | 2.9081e-06 | 8.8508e-07 | 0.24755 | 0.0013687 | 1.7448e-06 | 0.18119 | 0.0010018 | 1.277e-06 | 32.4287 | 4.2429 | 0.082003 | 36.7537 | 14.1102 | 2.4636 | 0.03664 | 16.6105 | 23.7356 | 3.1055 | 0.060021 | 26.9011 | 10.3277 | 1.8032 | 0.026818 | 12.1577
Upstate | 2026 | 5 | 4 | 0.19332 | 3.8133e-06 | 1.1606e-06 | 0.1415 | 2.7911e-06 | 8.4946e-07 | 0.23759 | 0.0013136 | 1.6746e-06 | 0.1739 | 0.00096147 | 1.2257e-06 | 31.1239 | 4.0722 | 0.078704 | 35.2748 | 13.5425 | 2.3645 | 0.035166 | 15.9421 | 22.7806 | 2.9806 | 0.057606 | 25.8187 | 9.9121 | 1.7306 | 0.025739 | 11.6685
Upstate | 2026 | 5 | 5 | 0.20384 | 4.0209e-06 | 1.2237e-06 | 0.1492 | 2.943e-06 | 8.957e-07 | 0.25052 | 0.0013851 | 1.7657e-06 | 0.18336 | 0.0010138 | 1.2924e-06 | 32.8179 | 4.2938 | 0.082987 | 37.1947 | 14.2795 | 2.4932 | 0.03708 | 16.8098 | 24.0204 | 3.1428 | 0.060741 | 27.2239 | 10.4516 | 1.8248 | 0.02714 | 12.3036
Upstate | 2026 | 5 | 6 | 0.20851 | 4.113e-06 | 1.2518e-06 | 0.15261 | 3.0104e-06 | 9.1621e-07 | 0.25625 | 0.0014168 | 1.8061e-06 | 0.18756 | 0.001037 | 1.322e-06 | 33.5694 | 4.3922 | 0.084888 | 38.0464 | 14.6065 | 2.5503 | 0.037929 | 17.1947 | 24.5705 | 3.2147 | 0.062132 | 27.8473 | 10.691 | 1.8666 | 0.027761 | 12.5853
Upstate | 2026 | 5 | 7 | 0.2018 | 3.9807e-06 | 1.2115e-06 | 0.14771 | 2.9136e-06 | 8.8675e-07 | 0.24802 | 0.0013713 | 1.7481e-06 | 0.18153 | 0.0010037 | 1.2795e-06 | 32.4901 | 4.2509 | 0.082158 | 36.8232 | 14.1369 | 2.4683 | 0.036709 | 16.6419 | 23.7805 | 3.1114 | 0.060134 | 26.952 | 10.3472 | 1.8066 | 0.026868 | 12.1807
Upstate | 2026 | 5 | 8 | 0.18248 | 3.5996e-06 | 1.0955e-06 | 0.13357 | 2.6346e-06 | 8.0185e-07 | 0.22427 | 0.00124 | 1.5807e-06 | 0.16415 | 0.00090758 | 1.157e-06 | 29.3794 | 3.8439 | 0.074292 | 33.2976 | 12.7834 | 2.232 | 0.033194 | 15.0486 | 21.5037 | 2.8135 | 0.054377 | 24.3715 | 9.3566 | 1.6336 | 0.024296 | 11.0145
Upstate | 2026 | 5 | 9 | 0.17218 | 3.3964e-06 | 1.0337e-06 | 0.12602 | 2.4859e-06 | 7.5658e-07 | 0.21161 | 0.00117 | 1.4914e-06 | 0.15488 | 0.00085634 | 1.0916e-06 | 27.7206 | 3.6269 | 0.070098 | 31.4177 | 12.0617 | 2.1059 | 0.03132 | 14.1989 | 20.2896 | 2.6546 | 0.051307 | 22.9955 | 8.8283 | 1.5414 | 0.022924 | 10.3926
Upstate | 2026 | 5 | 10 | 0.17159 | 3.3848e-06 | 1.0301e-06 | 0.12559 | 2.4774e-06 | 7.54e-07 | 0.21089 | 0.001166 | 1.4864e-06 | 0.15435 | 0.00085342 | 1.0879e-06 | 27.6261 | 3.6145 | 0.069859 | 31.3105 | 12.0205 | 2.0988 | 0.031214 | 14.1505 | 20.2204 | 2.6456 | 0.051132 | 22.9171 | 8.7982 | 1.5362 | 0.022846 | 10.3572
Upstate | 2026 | 5 | 11 | 0.1592 | 3.1403e-06 | 9.5574e-07 | 0.11652 | 2.2985e-06 | 6.9953e-07 | 0.19565 | 0.0010818 | 1.379e-06 | 0.1432 | 0.00079177 | 1.0093e-06 | 25.6306 | 3.3535 | 0.064813 | 29.0488 | 11.1522 | 1.9472 | 0.028959 | 13.1284 | 18.7598 | 2.4545 | 0.047438 | 21.2617 | 8.1627 | 1.4252 | 0.021196 | 9.609
Upstate | 2026 | 5 | 12 | 0.15138 | 2.9861e-06 | 9.0881e-07 | 0.1108 | 2.1856e-06 | 6.6519e-07 | 0.18605 | 0.0010286 | 1.3113e-06 | 0.13617 | 0.0007529 | 9.5977e-07 | 24.3721 | 3.1888 | 0.06163 | 27.6225 | 10.6046 | 1.8516 | 0.027537 | 12.4837 | 17.8387 | 2.334 | 0.045109 | 20.2177 | 7.7619 | 1.3552 | 0.020155 | 9.1372
Upstate | 2026 | 5 | 13 | 0.15535 | 3.0645e-06 | 9.3266e-07 | 0.11371 | 2.243e-06 | 6.8264e-07 | 0.19093 | 0.0010556 | 1.3457e-06 | 0.13975 | 0.00077266 | 9.8496e-07 | 25.0118 | 3.2725 | 0.063248 | 28.3475 | 10.883 | 1.9002 | 0.02826 | 12.8114 | 18.3069 | 2.3952 | 0.046293 | 20.7484 | 7.9656 | 1.3908 | 0.020684 | 9.377
Upstate | 2026 | 5 | 14 | 0.14698 | 2.8992e-06 | 8.8237e-07 | 0.10758 | 2.122e-06 | 6.4584e-07 | 0.18063 | 0.00099872 | 1.2731e-06 | 0.13221 | 0.00073099 | 9.3185e-07 | 23.6631 | 3.096 | 0.059838 | 26.819 | 10.2962 | 1.7977 | 0.026736 | 12.1206 | 17.3198 | 2.2661 | 0.043797 | 19.6296 | 7.5361 | 1.3158 | 0.019569 | 8.8714
Upstate | 2026 | 5 | 15 | 0.15405 | 3.0387e-06 | 9.2484e-07 | 0.11275 | 2.2241e-06 | 6.7691e-07 | 0.18933 | 0.0010468 | 1.3344e-06 | 0.13857 | 0.00076617 | 9.7669e-07 | 24.8018 | 3.245 | 0.062717 | 28.1096 | 10.7916 | 1.8842 | 0.028023 | 12.7039 | 18.1532 | 2.3751 | 0.045904 | 20.5742 | 7.8987 | 1.3791 | 0.020511 | 9.2983
Upstate | 2026 | 5 | 16 | 0.1704 | 3.3612e-06 | 1.023e-06 | 0.12472 | 2.4602e-06 | 7.4875e-07 | 0.20942 | 0.0011579 | 1.476e-06 | 0.15328 | 0.00084748 | 1.0803e-06 | 27.4339 | 3.5894 | 0.069373 | 31.0927 | 11.9369 | 2.0842 | 0.030996 | 14.052 | 20.0797 | 2.6272 | 0.050776 | 22.7577 | 8.737 | 1.5255 | 0.022687 | 10.2851
Upstate | 2026 | 5 | 17 | 0.17552 | 3.4622e-06 | 1.0537e-06 | 0.12847 | 2.5341e-06 | 7.7124e-07 | 0.21571 | 0.0011926 | 1.5203e-06 | 0.15788 | 0.00087293 | 1.1128e-06 | 28.2579 | 3.6972 | 0.071456 | 32.0265 | 12.2954 | 2.1468 | 0.031927 | 14.4741 | 20.6828 | 2.7061 | 0.052301 | 23.4412 | 8.9994 | 1.5713 | 0.023369 | 10.594
Upstate | 2026 | 5 | 18 | 0.16209 | 3.1973e-06 | 9.731e-07 | 0.11864 | 2.3402e-06 | 7.1224e-07 | 0.19921 | 0.0011014 | 1.404e-06 | 0.14581 | 0.00080615 | 1.0277e-06 | 26.0961 | 3.4144 | 0.06599 | 29.5764 | 11.3548 | 1.9825 | 0.029485 | 13.3668 | 19.1005 | 2.4991 | 0.0483 | 21.6479 | 8.3109 | 1.4511 | 0.021581 | 9.7836
Upstate | 2026 | 5 | 19 | 0.18457 | 3.6408e-06 | 1.1081e-06 | 0.13509 | 2.6648e-06 | 8.1103e-07 | 0.22684 | 0.0012542 | 1.5988e-06 | 0.16603 | 0.00091797 | 1.1702e-06 | 29.7156 | 3.8879 | 0.075143 | 33.6787 | 12.9297 | 2.2575 | 0.033574 | 15.2208 | 21.7497 | 2.8457 | 0.054999 | 24.6504 | 9.4636 | 1.6523 | 0.024574 | 11.1405
Upstate | 2026 | 5 | 20 | 0.22393 | 4.4171e-06 | 1.3443e-06 | 0.1639 | 3.233e-06 | 9.8395e-07 | 0.2752 | 0.0015216 | 1.9397e-06 | 0.20143 | 0.0011137 | 1.4197e-06 | 36.0514 | 4.7169 | 0.091164 | 40.8595 | 15.6865 | 2.7388 | 0.040733 | 18.4661 | 26.3871 | 3.4524 | 0.066726 | 29.9063 | 11.4814 | 2.0046 | 0.029814 | 13.5159
Upstate | 2026 | 5 | 21 | 0.20374 | 4.0189e-06 | 1.2231e-06 | 0.14912 | 2.9415e-06 | 8.9525e-07 | 0.25039 | 0.0013844 | 1.7648e-06 | 0.18327 | 0.0010133 | 1.2917e-06 | 32.8016 | 4.2917 | 0.082946 | 37.1762 | 14.2724 | 2.492 | 0.037061 | 16.8015 | 24.0085 | 3.1412 | 0.060711 | 27.2104 | 10.4464 | 1.8239 | 0.027126 | 12.2975
Upstate | 2026 | 5 | 22 | 0.18552 | 3.6596e-06 | 1.1138e-06 | 0.13579 | 2.6785e-06 | 8.1521e-07 | 0.22801 | 0.0012606 | 1.607e-06 | 0.16688 | 0.0009227 | 1.1762e-06 | 29.8689 | 3.908 | 0.07553 | 33.8524 | 12.9964 | 2.2692 | 0.033748 | 15.2993 | 21.8619 | 2.8604 | 0.055283 | 24.7776 | 9.5124 | 1.6609 | 0.024701 | 11.198
Upstate | 2026 | 5 | 23 | 0.18927 | 3.7335e-06 | 1.1363e-06 | 0.13853 | 2.7326e-06 | 8.3168e-07 | 0.23261 | 0.0012861 | 1.6395e-06 | 0.17026 | 0.00094134 | 1.2e-06 | 30.4722 | 3.9869 | 0.077056 | 34.5362 | 13.2589 | 2.315 | 0.034429 | 15.6083 | 22.3035 | 2.9181 | 0.056399 | 25.2781 | 9.7046 | 1.6944 | 0.0252 | 11.4242
Upstate | 2026 | 5 | 24 | 0.19344 | 3.8157e-06 | 1.1613e-06 | 0.14158 | 2.7928e-06 | 8.4998e-07 | 0.23773 | 0.0013144 | 1.6756e-06 | 0.174 | 0.00096206 | 1.2264e-06 | 31.143 | 4.0747 | 0.078752 | 35.2964 | 13.5508 | 2.3659 | 0.035187 | 15.9519 | 22.7945 | 2.9824 | 0.057641 | 25.8345 | 9.9182 | 1.7317 | 0.025754 | 11.6757
Upstate | 2026 | 6 | 1 | 0.24179 | 4.7694e-06 | 1.4516e-06 | 0.17697 | 3.4909e-06 | 1.0624e-06 | 0.29716 | 0.001643 | 2.0944e-06 | 0.2175 | 0.0012025 | 1.533e-06 | 38.9275 | 5.0932 | 0.098437 | 44.1191 | 16.9379 | 2.9573 | 0.043982 | 19.9392 | 28.4922 | 3.7279 | 0.072049 | 32.2921 | 12.3974 | 2.1646 | 0.032192 | 14.5941
Upstate | 2026 | 6 | 2 | 0.24483 | 4.8294e-06 | 1.4698e-06 | 0.1792 | 3.5348e-06 | 1.0758e-06 | 0.30089 | 0.0016636 | 2.1207e-06 | 0.22023 | 0.0012177 | 1.5522e-06 | 39.4168 | 5.1572 | 0.099674 | 44.6737 | 17.1508 | 2.9945 | 0.044535 | 20.1899 | 28.8504 | 3.7747 | 0.072955 | 32.698 | 12.5532 | 2.1918 | 0.032597 | 14.7776
Upstate | 2026 | 6 | 3 | 0.24124 | 4.7586e-06 | 1.4483e-06 | 0.17657 | 3.483e-06 | 1.06e-06 | 0.29648 | 0.0016393 | 2.0897e-06 | 0.21701 | 0.0011998 | 1.5295e-06 | 38.8395 | 5.0817 | 0.098214 | 44.0194 | 16.8996 | 2.9507 | 0.043883 | 19.8941 | 28.4278 | 3.7194 | 0.071886 | 32.2191 | 12.3693 | 2.1597 | 0.032119 | 14.5611
Upstate | 2026 | 6 | 4 | 0.23871 | 4.7086e-06 | 1.4331e-06 | 0.17472 | 3.4464e-06 | 1.0489e-06 | 0.29337 | 0.001622 | 2.0677e-06 | 0.21472 | 0.0011872 | 1.5134e-06 | 38.4309 | 5.0282 | 0.097181 | 43.5564 | 16.7219 | 2.9196 | 0.043421 | 19.6849 | 28.1288 | 3.6803 | 0.07113 | 31.8802 | 12.2392 | 2.137 | 0.031781 | 14.408
Upstate | 2026 | 6 | 5 | 0.22726 | 4.4829e-06 | 1.3644e-06 | 0.16634 | 3.2812e-06 | 9.9862e-07 | 0.2793 | 0.0015443 | 1.9686e-06 | 0.20443 | 0.0011303 | 1.4409e-06 | 36.5889 | 4.7872 | 0.092523 | 41.4686 | 15.9203 | 2.7797 | 0.04134 | 18.7414 | 26.7805 | 3.5039 | 0.067721 | 30.3521 | 11.6526 | 2.0345 | 0.030258 | 13.7174
Upstate | 2026 | 6 | 6 | 0.24571 | 4.8468e-06 | 1.4751e-06 | 0.17984 | 3.5475e-06 | 1.0797e-06 | 0.30198 | 0.0016696 | 2.1284e-06 | 0.22103 | 0.001222 | 1.5578e-06 | 39.5589 | 5.1758 | 0.10003 | 44.8347 | 17.2126 | 3.0053 | 0.044696 | 20.2626 | 28.9543 | 3.7883 | 0.073218 | 32.8159 | 12.5984 | 2.1997 | 0.032714 | 14.8308
Upstate | 2026 | 6 | 7 | 0.22888 | 4.5147e-06 | 1.374e-06 | 0.16752 | 3.3045e-06 | 1.0057e-06 | 0.28129 | 0.0015552 | 1.9826e-06 | 0.20588 | 0.0011383 | 1.4511e-06 | 36.8486 | 4.8212 | 0.09318 | 41.763 | 16.0334 | 2.7994 | 0.041634 | 18.8744 | 26.9706 | 3.5288 | 0.068201 | 30.5676 | 11.7353 | 2.049 | 0.030473 | 13.8147
Upstate | 2026 | 6 | 8 | 0.20114 | 3.9675e-06 | 1.2075e-06 | 0.14722 | 2.904e-06 | 8.8381e-07 | 0.2472 | 0.0013667 | 1.7423e-06 | 0.18093 | 0.0010004 | 1.2752e-06 | 32.3825 | 4.2369 | 0.081887 | 36.7013 | 14.0901 | 2.4601 | 0.036588 | 16.5868 | 23.7018 | 3.1011 | 0.059935 | 26.8628 | 10.313 | 1.8006 | 0.02678 | 12.1404
Upstate | 2026 | 6 | 9 | 0.18784 | 3.7053e-06 | 1.1277e-06 | 0.13749 | 2.712e-06 | 8.2539e-07 | 0.23086 | 0.0012764 | 1.6271e-06 | 0.16897 | 0.00093423 | 1.1909e-06 | 30.2421 | 3.9568 | 0.076474 | 34.2754 | 13.1588 | 2.2975 | 0.034169 | 15.4904 | 22.1351 | 2.8961 | 0.055974 | 25.0872 | 9.6313 | 1.6816 | 0.025009 | 11.3379
Upstate | 2026 | 6 | 10 | 0.19399 | 3.8266e-06 | 1.1646e-06 | 0.14199 | 2.8008e-06 | 8.5241e-07 | 0.23841 | 0.0013182 | 1.6804e-06 | 0.1745 | 0.00096481 | 1.2299e-06 | 31.232 | 4.0863 | 0.078977 | 35.3973 | 13.5895 | 2.3727 | 0.035288 | 15.9975 | 22.8596 | 2.9909 | 0.057806 | 25.9083 | 9.9466 | 1.7367 | 0.025828 | 11.709
Upstate | 2026 | 6 | 11 | 0.20832 | 4.1092e-06 | 1.2506e-06 | 0.15247 | 3.0077e-06 | 9.1537e-07 | 0.25602 | 0.0014155 | 1.8045e-06 | 0.18739 | 0.0010361 | 1.3208e-06 | 33.5388 | 4.3882 | 0.08481 | 38.0118 | 14.5932 | 2.548 | 0.037894 | 17.1791 | 24.5481 | 3.2118 | 0.062075 | 27.822 | 10.6812 | 1.8649 | 0.027736 | 12.5739
Upstate | 2026 | 6 | 12 | 0.21331 | 4.2076e-06 | 1.2806e-06 | 0.15613 | 3.0797e-06 | 9.3729e-07 | 0.26215 | 0.0014494 | 1.8477e-06 | 0.19188 | 0.0010609 | 1.3524e-06 | 34.342 | 4.4932 | 0.086841 | 38.922 | 14.9427 | 2.609 | 0.038801 | 17.5905 | 25.1359 | 3.2887 | 0.063562 | 28.4882 | 10.937 | 1.9096 | 0.0284 | 12.875
Upstate | 2026 | 6 | 13 | 0.22524 | 4.443e-06 | 1.3522e-06 | 0.16486 | 3.2519e-06 | 9.8972e-07 | 0.27682 | 0.0015305 | 1.951e-06 | 0.20261 | 0.0011202 | 1.428e-06 | 36.2628 | 4.7446 | 0.091699 | 41.0991 | 15.7785 | 2.7549 | 0.040972 | 18.5743 | 26.5418 | 3.4727 | 0.067117 | 30.0816 | 11.5487 | 2.0164 | 0.029988 | 13.5951
Upstate | 2026 | 6 | 14 | 0.23475 | 4.6307e-06 | 1.4093e-06 | 0.17182 | 3.3893e-06 | 1.0315e-06 | 0.28851 | 0.0015952 | 2.0335e-06 | 0.21117 | 0.0011675 | 1.4884e-06 | 37.7948 | 4.945 | 0.095573 | 42.8353 | 16.4451 | 2.8713 | 0.042703 | 19.359 | 27.6631 | 3.6194 | 0.069952 | 31.3525 | 12.0366 | 2.1016 | 0.031255 | 14.1695
Upstate | 2026 | 6 | 15 | 0.24726 | 4.8774e-06 | 1.4844e-06 | 0.18098 | 3.5699e-06 | 1.0865e-06 | 0.30389 | 0.0016802 | 2.1418e-06 | 0.22242 | 0.0012298 | 1.5677e-06 | 39.809 | 5.2085 | 0.10067 | 45.1182 | 17.3215 | 3.0243 | 0.044978 | 20.3908 | 29.1374 | 3.8123 | 0.073681 | 33.0234 | 12.6781 | 2.2136 | 0.032921 | 14.9246
Upstate | 2026 | 6 | 16 | 0.25055 | 4.9423e-06 | 1.5042e-06 | 0.18339 | 3.6174e-06 | 1.1009e-06 | 0.30792 | 0.0017025 | 2.1703e-06 | 0.22538 | 0.0012461 | 1.5885e-06 | 40.3381 | 5.2778 | 0.102 | 45.7179 | 17.5517 | 3.0645 | 0.045576 | 20.6618 | 29.5247 | 3.863 | 0.07466 | 33.4623 | 12.8466 | 2.243 | 0.033359 | 15.123
Upstate | 2026 | 6 | 17 | 0.26211 | 5.1703e-06 | 1.5736e-06 | 0.19185 | 3.7843e-06 | 1.1517e-06 | 0.32213 | 0.0017811 | 2.2704e-06 | 0.23578 | 0.0013036 | 1.6618e-06 | 42.1994 | 5.5213 | 0.10671 | 47.8274 | 18.3616 | 3.2059 | 0.047679 | 21.6152 | 30.887 | 4.0412 | 0.078105 | 35.0063 | 13.4394 | 2.3465 | 0.034898 | 15.8208
Upstate | 2026 | 6 | 18 | 0.24367 | 4.8064e-06 | 1.4628e-06 | 0.17835 | 3.518e-06 | 1.0707e-06 | 0.29946 | 0.0016557 | 2.1107e-06 | 0.21919 | 0.0012119 | 1.5449e-06 | 39.2296 | 5.1327 | 0.099201 | 44.4615 | 17.0694 | 2.9803 | 0.044324 | 20.094 | 28.7133 | 3.7568 | 0.072608 | 32.5427 | 12.4936 | 2.1814 | 0.032442 | 14.7074
Upstate | 2026 | 6 | 19 | 0.23727 | 4.6802e-06 | 1.4244e-06 | 0.17366 | 3.4256e-06 | 1.0426e-06 | 0.2916 | 0.0016122 | 2.0552e-06 | 0.21343 | 0.00118 | 1.5043e-06 | 38.1995 | 4.9979 | 0.096596 | 43.2941 | 16.6212 | 2.902 | 0.04316 | 19.5664 | 27.9594 | 3.6581 | 0.070702 | 31.6882 | 12.1655 | 2.1241 | 0.03159 | 14.3212
Upstate | 2026 | 6 | 20 | 0.24542 | 4.841e-06 | 1.4733e-06 | 0.17963 | 3.5433e-06 | 1.0784e-06 | 0.30162 | 0.0016676 | 2.1258e-06 | 0.22076 | 0.0012206 | 1.556e-06 | 39.5116 | 5.1696 | 0.099914 | 44.7811 | 17.1921 | 3.0017 | 0.044642 | 20.2384 | 28.9197 | 3.7838 | 0.07313 | 32.7766 | 12.5834 | 2.197 | 0.032675 | 14.8131
Upstate | 2026 | 6 | 21 | 0.24217 | 4.777e-06 | 1.4539e-06 | 0.17725 | 3.4964e-06 | 1.0641e-06 | 0.29763 | 0.0016456 | 2.0977e-06 | 0.21784 | 0.0012044 | 1.5354e-06 | 38.989 | 5.1012 | 0.098592 | 44.1888 | 16.9647 | 2.962 | 0.044052 | 19.9707 | 28.5372 | 3.7337 | 0.072163 | 32.3431 | 12.4169 | 2.168 | 0.032243 | 14.6172
Upstate | 2026 | 6 | 22 | 0.23284 | 4.5929e-06 | 1.3978e-06 | 0.17042 | 3.3617e-06 | 1.0231e-06 | 0.28616 | 0.0015822 | 2.0169e-06 | 0.20945 | 0.001158 | 1.4762e-06 | 37.4866 | 4.9047 | 0.094793 | 42.4861 | 16.311 | 2.8479 | 0.042355 | 19.2012 | 27.4376 | 3.5899 | 0.069382 | 31.0969 | 11.9385 | 2.0844 | 0.031001 | 14.0539
Upstate | 2026 | 6 | 23 | 0.21371 | 4.2156e-06 | 1.283e-06 | 0.15642 | 3.0855e-06 | 9.3907e-07 | 0.26265 | 0.0014522 | 1.8512e-06 | 0.19224 | 0.0010629 | 1.3549e-06 | 34.407 | 4.5017 | 0.087006 | 38.9958 | 14.971 | 2.6139 | 0.038875 | 17.6238 | 25.1836 | 3.295 | 0.063682 | 28.5422 | 10.9577 | 1.9132 | 0.028454 | 12.8994
Upstate | 2026 | 6 | 24 | 0.21722 | 4.2848e-06 | 1.3041e-06 | 0.15899 | 3.1362e-06 | 9.5449e-07 | 0.26696 | 0.001476 | 1.8816e-06 | 0.1954 | 0.0010803 | 1.3772e-06 | 34.9721 | 4.5757 | 0.088435 | 39.6362 | 15.2169 | 2.6568 | 0.039513 | 17.9132 | 25.5971 | 3.3491 | 0.064728 | 29.0109 | 11.1377 | 1.9446 | 0.028921 | 13.1112
Upstate | 2026 | 7 | 1 | 0.2822 | 5.5666e-06 | 1.6942e-06 | 0.20655 | 4.0744e-06 | 1.24e-06 | 0.34682 | 0.0019176 | 2.4445e-06 | 0.25385 | 0.0014035 | 1.7892e-06 | 45.434 | 5.9445 | 0.11489 | 51.4933 | 19.769 | 3.4516 | 0.051334 | 23.2719 | 33.2545 | 4.351 | 0.084091 | 37.6895 | 14.4695 | 2.5264 | 0.037573 | 17.0334
Upstate | 2026 | 7 | 2 | 0.27456 | 5.4158e-06 | 1.6483e-06 | 0.20096 | 3.964e-06 | 1.2064e-06 | 0.33743 | 0.0018656 | 2.3782e-06 | 0.24697 | 0.0013655 | 1.7407e-06 | 44.2029 | 5.7834 | 0.11178 | 50.0981 | 19.2333 | 3.3581 | 0.049943 | 22.6414 | 32.3534 | 4.2331 | 0.081813 | 36.6683 | 14.0775 | 2.4579 | 0.036555 | 16.5719
Upstate | 2026 | 7 | 3 | 0.27347 | 5.3943e-06 | 1.6417e-06 | 0.20016 | 3.9483e-06 | 1.2016e-06 | 0.33609 | 0.0018582 | 2.3688e-06 | 0.24599 | 0.0013601 | 1.7338e-06 | 44.0276 | 5.7605 | 0.11133 | 49.8995 | 19.1571 | 3.3448 | 0.049745 | 22.5516 | 32.2251 | 4.2163 | 0.081489 | 36.5229 | 14.0216 | 2.4482 | 0.03641 | 16.5062
Upstate | 2026 | 7 | 4 | 0.27994 | 5.522e-06 | 1.6806e-06 | 0.2049 | 4.0417e-06 | 1.2301e-06 | 0.34404 | 0.0019022 | 2.4249e-06 | 0.25182 | 0.0013923 | 1.7748e-06 | 45.0697 | 5.8968 | 0.11397 | 51.0805 | 19.6105 | 3.424 | 0.050922 | 23.0854 | 32.9879 | 4.3161 | 0.083417 | 37.3874 | 14.3535 | 2.5061 | 0.037272 | 16.8969
Upstate | 2026 | 7 | 5 | 0.27194 | 5.3641e-06 | 1.6326e-06 | 0.19904 | 3.9262e-06 | 1.1949e-06 | 0.33421 | 0.0018478 | 2.3555e-06 | 0.24462 | 0.0013525 | 1.7241e-06 | 43.7813 | 5.7283 | 0.11071 | 49.6202 | 19.0499 | 3.3261 | 0.049467 | 22.4254 | 32.0448 | 4.1927 | 0.081033 | 36.3185 | 13.9432 | 2.4345 | 0.036206 | 16.4138
Upstate | 2026 | 7 | 6 | 0.28745 | 5.6701e-06 | 1.7257e-06 | 0.21039 | 4.1502e-06 | 1.2631e-06 | 0.35327 | 0.0019532 | 2.4899e-06 | 0.25857 | 0.0014296 | 1.8225e-06 | 46.279 | 6.0551 | 0.11703 | 52.4511 | 20.1367 | 3.5158 | 0.052289 | 23.7048 | 33.873 | 4.4319 | 0.085656 | 38.3905 | 14.7386 | 2.5733 | 0.038272 | 17.3502
Upstate | 2026 | 7 | 7 | 0.29468 | 5.8127e-06 | 1.7691e-06 | 0.21569 | 4.2545e-06 | 1.2949e-06 | 0.36216 | 0.0020024 | 2.5525e-06 | 0.26507 | 0.0014656 | 1.8683e-06 | 47.4427 | 6.2073 | 0.11997 | 53.77 | 20.643 | 3.6042 | 0.053603 | 24.3009 | 34.7248 | 4.5433 | 0.087809 | 39.3559 | 15.1093 | 2.6381 | 0.039234 | 17.7865
Upstate | 2026 | 7 | 8 | 0.28789 | 5.6787e-06 | 1.7283e-06 | 0.21071 | 4.1564e-06 | 1.265e-06 | 0.35381 | 0.0019562 | 2.4937e-06 | 0.25896 | 0.0014318 | 1.8252e-06 | 46.3488 | 6.0642 | 0.1172 | 52.5302 | 20.167 | 3.5211 | 0.052367 | 23.7405 | 33.9241 | 4.4386 | 0.085785 | 38.4484 | 14.7609 | 2.5772 | 0.038329 | 17.3764
Upstate | 2026 | 7 | 9 | 0.2755 | 5.4343e-06 | 1.6539e-06 | 0.20164 | 3.9775e-06 | 1.2106e-06 | 0.33858 | 0.001872 | 2.3864e-06 | 0.24782 | 0.0013702 | 1.7467e-06 | 44.3543 | 5.8032 | 0.11216 | 50.2696 | 19.2992 | 3.3696 | 0.050114 | 22.7189 | 32.4642 | 4.2476 | 0.082093 | 36.7939 | 14.1257 | 2.4663 | 0.03668 | 16.6287
Upstate | 2026 | 7 | 10 | 0.26855 | 5.2974e-06 | 1.6122e-06 | 0.19656 | 3.8773e-06 | 1.1801e-06 | 0.33005 | 0.0018248 | 2.3262e-06 | 0.24157 | 0.0013356 | 1.7026e-06 | 43.2365 | 5.657 | 0.10933 | 49.0028 | 18.8128 | 3.2847 | 0.048851 | 22.1464 | 31.6461 | 4.1405 | 0.080024 | 35.8666 | 13.7697 | 2.4042 | 0.035756 | 16.2096
Upstate | 2026 | 7 | 11 | 0.26931 | 5.3123e-06 | 1.6168e-06 | 0.19712 | 3.8882e-06 | 1.1834e-06 | 0.33098 | 0.00183 | 2.3328e-06 | 0.24225 | 0.0013394 | 1.7074e-06 | 43.3581 | 5.6729 | 0.10964 | 49.1406 | 18.8657 | 3.2939 | 0.048988 | 22.2087 | 31.7351 | 4.1522 | 0.080249 | 35.9675 | 13.8084 | 2.4109 | 0.035856 | 16.2552
Upstate | 2026 | 7 | 12 | 0.27889 | 5.5013e-06 | 1.6743e-06 | 0.20413 | 4.0266e-06 | 1.2255e-06 | 0.34276 | 0.0018951 | 2.4158e-06 | 0.25087 | 0.0013871 | 1.7682e-06 | 44.9011 | 5.8748 | 0.11354 | 50.8894 | 19.5371 | 3.4112 | 0.050732 | 22.999 | 32.8645 | 4.2999 | 0.083105 | 37.2475 | 14.2998 | 2.4967 | 0.037132 | 16.8337
Upstate | 2026 | 7 | 13 | 0.27459 | 5.4165e-06 | 1.6485e-06 | 0.20098 | 3.9645e-06 | 1.2066e-06 | 0.33747 | 0.0018659 | 2.3786e-06 | 0.24701 | 0.0013657 | 1.7409e-06 | 44.2089 | 5.7842 | 0.11179 | 50.1049 | 19.236 | 3.3586 | 0.04995 | 22.6445 | 32.3579 | 4.2336 | 0.081824 | 36.6733 | 14.0794 | 2.4582 | 0.03656 | 16.5742
Upstate | 2026 | 7 | 14 | 0.28249 | 5.5723e-06 | 1.6959e-06 | 0.20676 | 4.0785e-06 | 1.2413e-06 | 0.34718 | 0.0019195 | 2.447e-06 | 0.25411 | 0.001405 | 1.791e-06 | 45.4806 | 5.9506 | 0.11501 | 51.5461 | 19.7892 | 3.4552 | 0.051386 | 23.2958 | 33.2886 | 4.3554 | 0.084178 | 37.7282 | 14.4843 | 2.5289 | 0.037611 | 17.0509
Upstate | 2026 | 7 | 15 | 0.28945 | 5.7095e-06 | 1.7377e-06 | 0.21185 | 4.1789e-06 | 1.2718e-06 | 0.35572 | 0.0019668 | 2.5072e-06 | 0.26037 | 0.0014396 | 1.8351e-06 | 46.5999 | 6.097 | 0.11784 | 52.8148 | 20.2763 | 3.5402 | 0.052651 | 23.8692 | 34.1079 | 4.4626 | 0.08625 | 38.6568 | 14.8408 | 2.5912 | 0.038537 | 17.4706
Upstate | 2026 | 7 | 16 | 0.2899 | 5.7184e-06 | 1.7404e-06 | 0.21219 | 4.1855e-06 | 1.2738e-06 | 0.35628 | 0.0019699 | 2.5111e-06 | 0.26077 | 0.0014418 | 1.838e-06 | 46.6728 | 6.1066 | 0.11802 | 52.8974 | 20.308 | 3.5458 | 0.052734 | 23.9065 | 34.1613 | 4.4696 | 0.086384 | 38.7172 | 14.8641 | 2.5952 | 0.038597 | 17.4979
Upstate | 2026 | 7 | 17 | 0.28516 | 5.625e-06 | 1.712e-06 | 0.20872 | 4.1171e-06 | 1.253e-06 | 0.35046 | 0.0019377 | 2.4701e-06 | 0.25651 | 0.0014183 | 1.808e-06 | 45.9107 | 6.0069 | 0.1161 | 52.0337 | 19.9764 | 3.4879 | 0.051873 | 23.5161 | 33.6034 | 4.3966 | 0.084974 | 38.085 | 14.6213 | 2.5529 | 0.037967 | 17.2122
Upstate | 2026 | 7 | 18 | 0.2801 | 5.5251e-06 | 1.6816e-06 | 0.20501 | 4.044e-06 | 1.2308e-06 | 0.34424 | 0.0019033 | 2.4262e-06 | 0.25196 | 0.0013931 | 1.7758e-06 | 45.0953 | 5.9002 | 0.11403 | 51.1095 | 19.6216 | 3.4259 | 0.050951 | 23.0985 | 33.0066 | 4.3185 | 0.083465 | 37.4086 | 14.3617 | 2.5075 | 0.037293 | 16.9065
Upstate | 2026 | 7 | 19 | 0.28391 | 5.6002e-06 | 1.7044e-06 | 0.2078 | 4.099e-06 | 1.2475e-06 | 0.34892 | 0.0019292 | 2.4592e-06 | 0.25538 | 0.001412 | 1.8e-06 | 45.7082 | 5.9804 | 0.11558 | 51.8042 | 19.8883 | 3.4725 | 0.051644 | 23.4124 | 33.4552 | 4.3772 | 0.084599 | 37.9171 | 14.5569 | 2.5416 | 0.0378 | 17.1363
Upstate | 2026 | 7 | 20 | 0.29393 | 5.7979e-06 | 1.7646e-06 | 0.21513 | 4.2437e-06 | 1.2915e-06 | 0.36123 | 0.0019973 | 2.546e-06 | 0.2644 | 0.0014618 | 1.8635e-06 | 47.3217 | 6.1915 | 0.11966 | 53.6328 | 20.5904 | 3.5951 | 0.053467 | 24.2389 | 34.6362 | 4.5317 | 0.087585 | 39.2555 | 15.0707 | 2.6313 | 0.039134 | 17.7412
Upstate | 2026 | 7 | 21 | 0.29789 | 5.8761e-06 | 1.7884e-06 | 0.21804 | 4.3009e-06 | 1.309e-06 | 0.36611 | 0.0020242 | 2.5804e-06 | 0.26796 | 0.0014816 | 1.8887e-06 | 47.96 | 6.275 | 0.12128 | 54.3562 | 20.8681 | 3.6435 | 0.054188 | 24.5658 | 35.1033 | 4.5928 | 0.088767 | 39.785 | 15.274 | 2.6668 | 0.039662 | 17.9804
Upstate | 2026 | 7 | 22 | 0.2938 | 5.7954e-06 | 1.7638e-06 | 0.21504 | 4.2419e-06 | 1.291e-06 | 0.36108 | 0.0019964 | 2.545e-06 | 0.26429 | 0.0014612 | 1.8627e-06 | 47.3016 | 6.1889 | 0.11961 | 53.6101 | 20.5816 | 3.5935 | 0.053444 | 24.2286 | 34.6215 | 4.5298 | 0.087548 | 39.2389 | 15.0643 | 2.6302 | 0.039117 | 17.7336
Upstate | 2026 | 7 | 23 | 0.2925 | 5.7698e-06 | 1.756e-06 | 0.21409 | 4.2231e-06 | 1.2853e-06 | 0.35948 | 0.0019876 | 2.5337e-06 | 0.26312 | 0.0014548 | 1.8545e-06 | 47.0921 | 6.1614 | 0.11908 | 53.3726 | 20.4904 | 3.5776 | 0.053207 | 24.1213 | 34.4681 | 4.5097 | 0.08716 | 39.065 | 14.9976 | 2.6186 | 0.038944 | 17.6551
Upstate | 2026 | 7 | 24 | 0.28835 | 5.6879e-06 | 1.7311e-06 | 0.21105 | 4.1631e-06 | 1.267e-06 | 0.35438 | 0.0019593 | 2.4977e-06 | 0.25938 | 0.0014341 | 1.8282e-06 | 46.4237 | 6.074 | 0.11739 | 52.615 | 20.1996 | 3.5268 | 0.052452 | 23.7789 | 33.9789 | 4.4457 | 0.085923 | 38.5105 | 14.7847 | 2.5814 | 0.038391 | 17.4045
Upstate | 2026 | 8 | 1 | 0.28 | 5.5232e-06 | 1.681e-06 | 0.20494 | 4.0426e-06 | 1.2304e-06 | 0.34412 | 0.0019026 | 2.4254e-06 | 0.25187 | 0.0013926 | 1.7752e-06 | 45.0797 | 5.8981 | 0.11399 | 51.0918 | 19.6148 | 3.4247 | 0.050934 | 23.0905 | 32.9952 | 4.317 | 0.083436 | 37.3956 | 14.3567 | 2.5067 | 0.03728 | 16.9006
Upstate | 2026 | 8 | 2 | 0.27738 | 5.4714e-06 | 1.6652e-06 | 0.20302 | 4.0047e-06 | 1.2188e-06 | 0.34089 | 0.0018848 | 2.4027e-06 | 0.24951 | 0.0013795 | 1.7586e-06 | 44.6572 | 5.8429 | 0.11293 | 50.613 | 19.431 | 3.3926 | 0.050456 | 22.8741 | 32.6859 | 4.2766 | 0.082654 | 37.0452 | 14.2221 | 2.4832 | 0.03693 | 16.7422
Upstate | 2026 | 8 | 3 | 0.27907 | 5.5047e-06 | 1.6753e-06 | 0.20426 | 4.0291e-06 | 1.2262e-06 | 0.34297 | 0.0018963 | 2.4173e-06 | 0.25103 | 0.0013879 | 1.7693e-06 | 44.9288 | 5.8784 | 0.11361 | 50.9208 | 19.5492 | 3.4133 | 0.050763 | 23.0132 | 32.8847 | 4.3026 | 0.083156 | 37.2705 | 14.3086 | 2.4983 | 0.037155 | 16.8441
Upstate | 2026 | 8 | 4 | 0.27859 | 5.4953e-06 | 1.6725e-06 | 0.20391 | 4.0222e-06 | 1.2241e-06 | 0.34238 | 0.001893 | 2.4132e-06 | 0.2506 | 0.0013856 | 1.7663e-06 | 44.8519 | 5.8683 | 0.11342 | 50.8336 | 19.5157 | 3.4074 | 0.050676 | 22.9738 | 32.8284 | 4.2952 | 0.083014 | 37.2067 | 14.2841 | 2.494 | 0.037091 | 16.8152
Upstate | 2026 | 8 | 5 | 0.26899 | 5.306e-06 | 1.6149e-06 | 0.19688 | 3.8836e-06 | 1.182e-06 | 0.33058 | 0.0018278 | 2.33e-06 | 0.24196 | 0.0013378 | 1.7054e-06 | 43.3065 | 5.6661 | 0.10951 | 49.0822 | 18.8433 | 3.29 | 0.04893 | 22.1822 | 31.6973 | 4.1472 | 0.080154 | 35.9247 | 13.792 | 2.4081 | 0.035813 | 16.2358
Upstate | 2026 | 8 | 6 | 0.28326 | 5.5875e-06 | 1.7006e-06 | 0.20733 | 4.0897e-06 | 1.2447e-06 | 0.34813 | 0.0019248 | 2.4537e-06 | 0.2548 | 0.0014088 | 1.7959e-06 | 45.6047 | 5.9668 | 0.11532 | 51.6868 | 19.8433 | 3.4646 | 0.051527 | 23.3594 | 33.3794 | 4.3673 | 0.084407 | 37.8311 | 14.5239 | 2.5359 | 0.037714 | 17.0974
Upstate | 2026 | 8 | 7 | 0.28481 | 5.6181e-06 | 1.7099e-06 | 0.20846 | 4.112e-06 | 1.2515e-06 | 0.35003 | 0.0019353 | 2.4671e-06 | 0.2562 | 0.0014165 | 1.8057e-06 | 45.854 | 5.9995 | 0.11595 | 51.9694 | 19.9518 | 3.4836 | 0.051808 | 23.4871 | 33.562 | 4.3912 | 0.084869 | 38.038 | 14.6033 | 2.5497 | 0.03792 | 17.1909
Upstate | 2026 | 8 | 8 | 0.26942 | 5.3144e-06 | 1.6174e-06 | 0.19719 | 3.8897e-06 | 1.1838e-06 | 0.33111 | 0.0018307 | 2.3337e-06 | 0.24235 | 0.0013399 | 1.7081e-06 | 43.3752 | 5.6751 | 0.10968 | 49.16 | 18.8732 | 3.2952 | 0.049008 | 22.2174 | 31.7476 | 4.1538 | 0.080281 | 35.9817 | 13.8138 | 2.4119 | 0.03587 | 16.2616
Upstate | 2026 | 8 | 9 | 0.24464 | 4.8256e-06 | 1.4687e-06 | 0.17906 | 3.532e-06 | 1.075e-06 | 0.30066 | 0.0016623 | 2.1191e-06 | 0.22006 | 0.0012167 | 1.551e-06 | 39.386 | 5.1532 | 0.099596 | 44.6387 | 17.1374 | 2.9922 | 0.0445 | 20.1741 | 28.8278 | 3.7718 | 0.072898 | 32.6724 | 12.5434 | 2.1901 | 0.032571 | 14.766
Upstate | 2026 | 8 | 10 | 0.23212 | 4.5788e-06 | 1.3935e-06 | 0.1699 | 3.3513e-06 | 1.02e-06 | 0.28528 | 0.0015773 | 2.0107e-06 | 0.2088 | 0.0011545 | 1.4717e-06 | 37.3712 | 4.8896 | 0.094502 | 42.3553 | 16.2608 | 2.8391 | 0.042224 | 19.1421 | 27.3531 | 3.5788 | 0.069169 | 31.0011 | 11.9017 | 2.078 | 0.030905 | 14.0107
Upstate | 2026 | 8 | 11 | 0.25498 | 5.0296e-06 | 1.5308e-06 | 0.18663 | 3.6813e-06 | 1.1204e-06 | 0.31337 | 0.0017326 | 2.2087e-06 | 0.22936 | 0.0012681 | 1.6166e-06 | 41.0511 | 5.371 | 0.10381 | 46.5259 | 17.8619 | 3.1187 | 0.046382 | 21.027 | 30.0465 | 3.9312 | 0.075979 | 34.0537 | 13.0737 | 2.2826 | 0.033948 | 15.3903
Upstate | 2026 | 8 | 12 | 0.26544 | 5.236e-06 | 1.5936e-06 | 0.19429 | 3.8324e-06 | 1.1664e-06 | 0.32623 | 0.0018037 | 2.2993e-06 | 0.23878 | 0.0013202 | 1.6829e-06 | 42.7358 | 5.5915 | 0.10807 | 48.4354 | 18.595 | 3.2467 | 0.048285 | 21.8899 | 31.2797 | 4.0926 | 0.079098 | 35.4513 | 13.6102 | 2.3763 | 0.035342 | 16.0219
Upstate | 2026 | 8 | 13 | 0.26873 | 5.3009e-06 | 1.6133e-06 | 0.1967 | 3.8799e-06 | 1.1808e-06 | 0.33027 | 0.0018261 | 2.3278e-06 | 0.24174 | 0.0013365 | 1.7038e-06 | 43.2656 | 5.6608 | 0.10941 | 49.0358 | 18.8255 | 3.2869 | 0.048884 | 22.1613 | 31.6674 | 4.1433 | 0.080078 | 35.8908 | 13.7789 | 2.4058 | 0.03578 | 16.2205
Upstate | 2026 | 8 | 14 | 0.27189 | 5.3631e-06 | 1.6322e-06 | 0.199 | 3.9254e-06 | 1.1947e-06 | 0.33414 | 0.0018475 | 2.3551e-06 | 0.24457 | 0.0013522 | 1.7238e-06 | 43.773 | 5.7272 | 0.11069 | 49.6108 | 19.0462 | 3.3255 | 0.049457 | 22.4212 | 32.0387 | 4.1919 | 0.081017 | 36.3116 | 13.9405 | 2.434 | 0.036199 | 16.4107
Upstate | 2026 | 8 | 15 | 0.26954 | 5.3168e-06 | 1.6182e-06 | 0.19729 | 3.8916e-06 | 1.1844e-06 | 0.33126 | 0.0018315 | 2.3348e-06 | 0.24246 | 0.0013406 | 1.7089e-06 | 43.3954 | 5.6778 | 0.10974 | 49.1829 | 18.882 | 3.2968 | 0.049031 | 22.2278 | 31.7624 | 4.1557 | 0.080318 | 35.9985 | 13.8203 | 2.413 | 0.035887 | 16.2692
Upstate | 2026 | 8 | 16 | 0.27319 | 5.3889e-06 | 1.6401e-06 | 0.19996 | 3.9443e-06 | 1.2004e-06 | 0.33575 | 0.0018563 | 2.3664e-06 | 0.24575 | 0.0013587 | 1.7321e-06 | 43.9832 | 5.7547 | 0.11122 | 49.8491 | 19.1377 | 3.3414 | 0.049695 | 22.5289 | 32.1927 | 4.212 | 0.081406 | 36.4861 | 14.0075 | 2.4457 | 0.036373 | 16.4896
Upstate | 2026 | 8 | 17 | 0.2749 | 5.4226e-06 | 1.6503e-06 | 0.20121 | 3.9689e-06 | 1.2079e-06 | 0.33785 | 0.001868 | 2.3812e-06 | 0.24728 | 0.0013672 | 1.7429e-06 | 44.2583 | 5.7907 | 0.11192 | 50.1609 | 19.2574 | 3.3623 | 0.050006 | 22.6698 | 32.394 | 4.2384 | 0.081915 | 36.7143 | 14.0951 | 2.461 | 0.036601 | 16.5927
Upstate | 2026 | 8 | 18 | 0.26313 | 5.1903e-06 | 1.5797e-06 | 0.19259 | 3.7989e-06 | 1.1562e-06 | 0.32338 | 0.0017879 | 2.2792e-06 | 0.23669 | 0.0013087 | 1.6682e-06 | 42.3626 | 5.5426 | 0.10712 | 48.0123 | 18.4326 | 3.2183 | 0.047864 | 21.6987 | 31.0064 | 4.0568 | 0.078407 | 35.1417 | 13.4913 | 2.3556 | 0.035033 | 15.882
Upstate | 2026 | 8 | 19 | 0.26869 | 5.3001e-06 | 1.6131e-06 | 0.19666 | 3.8793e-06 | 1.1807e-06 | 0.33022 | 0.0018258 | 2.3274e-06 | 0.2417 | 0.0013363 | 1.7035e-06 | 43.259 | 5.6599 | 0.10939 | 49.0283 | 18.8226 | 3.2864 | 0.048876 | 22.1579 | 31.6625 | 4.1427 | 0.080066 | 35.8853 | 13.7768 | 2.4054 | 0.035774 | 16.218
Upstate | 2026 | 8 | 20 | 0.28492 | 5.6202e-06 | 1.7105e-06 | 0.20854 | 4.1136e-06 | 1.252e-06 | 0.35016 | 0.001936 | 2.468e-06 | 0.2563 | 0.001417 | 1.8064e-06 | 45.8714 | 6.0017 | 0.116 | 51.9891 | 19.9593 | 3.4849 | 0.051828 | 23.496 | 33.5747 | 4.3928 | 0.084901 | 38.0524 | 14.6088 | 2.5507 | 0.037935 | 17.1974
Upstate | 2026 | 8 | 21 | 0.27895 | 5.5025e-06 | 1.6747e-06 | 0.20417 | 4.0274e-06 | 1.2257e-06 | 0.34283 | 0.0018955 | 2.4163e-06 | 0.25093 | 0.0013874 | 1.7686e-06 | 44.9104 | 5.876 | 0.11357 | 50.8999 | 19.5411 | 3.4119 | 0.050742 | 23.0037 | 32.8712 | 4.3008 | 0.083122 | 37.2552 | 14.3028 | 2.4972 | 0.03714 | 16.8371
Upstate | 2026 | 8 | 22 | 0.26696 | 5.2659e-06 | 1.6027e-06 | 0.19539 | 3.8543e-06 | 1.173e-06 | 0.32809 | 0.001814 | 2.3124e-06 | 0.24014 | 0.0013277 | 1.6925e-06 | 42.9795 | 5.6233 | 0.10868 | 48.7115 | 18.701 | 3.2652 | 0.048561 | 22.0147 | 31.458 | 4.1159 | 0.079549 | 35.6534 | 13.6878 | 2.3899 | 0.035543 | 16.1132
Upstate | 2026 | 8 | 23 | 0.25842 | 5.0975e-06 | 1.5514e-06 | 0.18915 | 3.731e-06 | 1.1355e-06 | 0.3176 | 0.001756 | 2.2385e-06 | 0.23246 | 0.0012853 | 1.6384e-06 | 41.6051 | 5.4435 | 0.10521 | 47.1538 | 18.103 | 3.1608 | 0.047008 | 21.3107 | 30.452 | 3.9843 | 0.077005 | 34.5133 | 13.2501 | 2.3135 | 0.034406 | 15.598
Upstate | 2026 | 8 | 24 | 0.26927 | 5.3115e-06 | 1.6166e-06 | 0.19709 | 3.8877e-06 | 1.1832e-06 | 0.33093 | 0.0018297 | 2.3325e-06 | 0.24222 | 0.0013392 | 1.7072e-06 | 43.3521 | 5.6721 | 0.10963 | 49.1338 | 18.8631 | 3.2935 | 0.048982 | 22.2056 | 31.7307 | 4.1516 | 0.080238 | 35.9625 | 13.8065 | 2.4106 | 0.035851 | 16.2529
Upstate | 2026 | 9 | 1 | 0.23376 | 4.6111e-06 | 1.4034e-06 | 0.1711 | 3.375e-06 | 1.0272e-06 | 0.28729 | 0.0015884 | 2.0249e-06 | 0.21028 | 0.0011626 | 1.4821e-06 | 37.6352 | 4.9241 | 0.095169 | 42.6545 | 16.3756 | 2.8592 | 0.042522 | 19.2773 | 27.5464 | 3.6041 | 0.069657 | 31.2201 | 11.9858 | 2.0927 | 0.031123 | 14.1097
Upstate | 2026 | 9 | 2 | 0.2359 | 4.6533e-06 | 1.4162e-06 | 0.17266 | 3.4059e-06 | 1.0366e-06 | 0.28992 | 0.001603 | 2.0434e-06 | 0.2122 | 0.0011733 | 1.4956e-06 | 37.9798 | 4.9692 | 0.096041 | 43.045 | 16.5256 | 2.8853 | 0.042912 | 19.4538 | 27.7986 | 3.6371 | 0.070295 | 31.506 | 12.0956 | 2.1119 | 0.031408 | 14.2388
Upstate | 2026 | 9 | 3 | 0.23734 | 4.6817e-06 | 1.4249e-06 | 0.17372 | 3.4267e-06 | 1.0429e-06 | 0.29169 | 0.0016128 | 2.0559e-06 | 0.2135 | 0.0011804 | 1.5048e-06 | 38.2117 | 4.9995 | 0.096627 | 43.3079 | 16.6265 | 2.903 | 0.043174 | 19.5726 | 27.9683 | 3.6593 | 0.070724 | 31.6984 | 12.1694 | 2.1248 | 0.0316 | 14.3258
Upstate | 2026 | 9 | 4 | 0.24466 | 4.826e-06 | 1.4688e-06 | 0.17907 | 3.5323e-06 | 1.075e-06 | 0.30068 | 0.0016625 | 2.1192e-06 | 0.22008 | 0.0012168 | 1.5511e-06 | 39.3891 | 5.1536 | 0.099604 | 44.6423 | 17.1388 | 2.9924 | 0.044504 | 20.1757 | 28.8301 | 3.7721 | 0.072903 | 32.6751 | 12.5444 | 2.1902 | 0.032574 | 14.7672
Upstate | 2026 | 9 | 5 | 0.24789 | 4.8897e-06 | 1.4882e-06 | 0.18144 | 3.5789e-06 | 1.0892e-06 | 0.30465 | 0.0016844 | 2.1472e-06 | 0.22298 | 0.0012329 | 1.5716e-06 | 39.909 | 5.2216 | 0.10092 | 45.2316 | 17.365 | 3.0319 | 0.045091 | 20.442 | 29.2106 | 3.8219 | 0.073866 | 33.1063 | 12.71 | 2.2191 | 0.033004 | 14.9621
Upstate | 2026 | 9 | 6 | 0.25216 | 4.9741e-06 | 1.5139e-06 | 0.18457 | 3.6407e-06 | 1.108e-06 | 0.30991 | 0.0017135 | 2.1843e-06 | 0.22683 | 0.0012541 | 1.5987e-06 | 40.5979 | 5.3117 | 0.10266 | 46.0123 | 17.6647 | 3.0842 | 0.04587 | 20.7948 | 29.7148 | 3.8878 | 0.075141 | 33.6778 | 12.9293 | 2.2574 | 0.033573 | 15.2204
Upstate | 2026 | 9 | 7 | 0.26183 | 5.1648e-06 | 1.5719e-06 | 0.19164 | 3.7803e-06 | 1.1505e-06 | 0.32179 | 0.0017792 | 2.268e-06 | 0.23553 | 0.0013022 | 1.66e-06 | 42.1547 | 5.5154 | 0.1066 | 47.7767 | 18.3421 | 3.2025 | 0.047629 | 21.5923 | 30.8543 | 4.0369 | 0.078022 | 34.9692 | 13.4252 | 2.344 | 0.034861 | 15.804
Upstate | 2026 | 9 | 8 | 0.25047 | 4.9406e-06 | 1.5037e-06 | 0.18332 | 3.6162e-06 | 1.1006e-06 | 0.30782 | 0.0017019 | 2.1696e-06 | 0.2253 | 0.0012457 | 1.588e-06 | 40.3245 | 5.276 | 0.10197 | 45.7024 | 17.5458 | 3.0635 | 0.045561 | 20.6548 | 29.5147 | 3.8616 | 0.074635 | 33.451 | 12.8423 | 2.2422 | 0.033347 | 15.1179
Upstate | 2026 | 9 | 9 | 0.19403 | 3.8273e-06 | 1.1648e-06 | 0.14201 | 2.8013e-06 | 8.5257e-07 | 0.23846 | 0.0013184 | 1.6807e-06 | 0.17453 | 0.00096499 | 1.2301e-06 | 31.2378 | 4.0871 | 0.078992 | 35.4039 | 13.592 | 2.3731 | 0.035294 | 16.0005 | 22.8639 | 2.9915 | 0.057816 | 25.9132 | 9.9484 | 1.737 | 0.025833 | 11.7112
Upstate | 2026 | 9 | 10 | 0.19174 | 3.7822e-06 | 1.1511e-06 | 0.14034 | 2.7683e-06 | 8.4253e-07 | 0.23565 | 0.0013029 | 1.6609e-06 | 0.17248 | 0.00095362 | 1.2157e-06 | 30.8699 | 4.039 | 0.078062 | 34.987 | 13.432 | 2.3452 | 0.034879 | 15.812 | 22.5946 | 2.9562 | 0.057136 | 25.608 | 9.8313 | 1.7165 | 0.025529 | 11.5733
Upstate | 2026 | 9 | 11 | 0.19484 | 3.8433e-06 | 1.1697e-06 | 0.14261 | 2.813e-06 | 8.5613e-07 | 0.23945 | 0.0013239 | 1.6877e-06 | 0.17526 | 0.00096902 | 1.2353e-06 | 31.3683 | 4.1042 | 0.079322 | 35.5517 | 13.6488 | 2.3831 | 0.035442 | 16.0673 | 22.9594 | 3.004 | 0.058058 | 26.0214 | 9.99 | 1.7442 | 0.025941 | 11.7601
Upstate | 2026 | 9 | 12 | 0.19145 | 3.7764e-06 | 1.1493e-06 | 0.14012 | 2.764e-06 | 8.4123e-07 | 0.23528 | 0.0013009 | 1.6583e-06 | 0.17221 | 0.00095215 | 1.2138e-06 | 30.8222 | 4.0327 | 0.077941 | 34.9329 | 13.4112 | 2.3416 | 0.034825 | 15.7876 | 22.5597 | 2.9517 | 0.057047 | 25.5684 | 9.8161 | 1.7139 | 0.025489 | 11.5554
Upstate | 2026 | 9 | 13 | 0.19633 | 3.8727e-06 | 1.1787e-06 | 0.1437 | 2.8346e-06 | 8.6269e-07 | 0.24129 | 0.0013341 | 1.7006e-06 | 0.17661 | 0.00097644 | 1.2447e-06 | 31.6086 | 4.1356 | 0.07993 | 35.8242 | 13.7534 | 2.4013 | 0.035713 | 16.1904 | 23.1353 | 3.027 | 0.058503 | 26.2208 | 10.0665 | 1.7576 | 0.02614 | 11.8503
Upstate | 2026 | 9 | 14 | 0.2228 | 4.3949e-06 | 1.3376e-06 | 0.16307 | 3.2167e-06 | 9.7901e-07 | 0.27382 | 0.0015139 | 1.9299e-06 | 0.20042 | 0.0011081 | 1.4126e-06 | 35.8704 | 4.6932 | 0.090706 | 40.6543 | 15.6077 | 2.7251 | 0.040528 | 18.3733 | 26.2546 | 3.4351 | 0.066391 | 29.7561 | 11.4238 | 1.9946 | 0.029664 | 13.448
Upstate | 2026 | 9 | 15 | 0.23144 | 4.5652e-06 | 1.3894e-06 | 0.1694 | 3.3414e-06 | 1.017e-06 | 0.28443 | 0.0015726 | 2.0047e-06 | 0.20819 | 0.001151 | 1.4673e-06 | 37.2607 | 4.8751 | 0.094222 | 42.2301 | 16.2127 | 2.8307 | 0.042099 | 19.0855 | 27.2723 | 3.5682 | 0.068964 | 30.9095 | 11.8666 | 2.0719 | 0.030814 | 13.9693
Upstate | 2026 | 9 | 16 | 0.23136 | 4.5638e-06 | 1.389e-06 | 0.16934 | 3.3403e-06 | 1.0166e-06 | 0.28434 | 0.0015721 | 2.0041e-06 | 0.20812 | 0.0011507 | 1.4668e-06 | 37.2488 | 4.8736 | 0.094192 | 42.2165 | 16.2075 | 2.8298 | 0.042086 | 19.0794 | 27.2635 | 3.5671 | 0.068942 | 30.8995 | 11.8627 | 2.0712 | 0.030804 | 13.9648
Upstate | 2026 | 9 | 17 | 0.23366 | 4.6091e-06 | 1.4028e-06 | 0.17102 | 3.3736e-06 | 1.0267e-06 | 0.28717 | 0.0015877 | 2.024e-06 | 0.21019 | 0.0011621 | 1.4814e-06 | 37.6191 | 4.922 | 0.095128 | 42.6362 | 16.3686 | 2.8579 | 0.042504 | 19.269 | 27.5345 | 3.6026 | 0.069627 | 31.2067 | 11.9807 | 2.0918 | 0.03111 | 14.1036
Upstate | 2026 | 9 | 18 | 0.23988 | 4.7318e-06 | 1.4401e-06 | 0.17558 | 3.4634e-06 | 1.0541e-06 | 0.29481 | 0.00163 | 2.0779e-06 | 0.21578 | 0.001193 | 1.5209e-06 | 38.6204 | 5.053 | 0.09766 | 43.771 | 16.8043 | 2.934 | 0.043635 | 19.7819 | 28.2674 | 3.6985 | 0.071481 | 32.0373 | 12.2996 | 2.1475 | 0.031938 | 14.479
Upstate | 2026 | 9 | 19 | 0.24853 | 4.9024e-06 | 1.492e-06 | 0.18191 | 3.5882e-06 | 1.0921e-06 | 0.30544 | 0.0016888 | 2.1528e-06 | 0.22356 | 0.0012361 | 1.5757e-06 | 40.0127 | 5.2352 | 0.10118 | 45.349 | 17.4101 | 3.0398 | 0.045209 | 20.4951 | 29.2865 | 3.8318 | 0.074057 | 33.1923 | 12.743 | 2.2249 | 0.03309 | 15.001
Upstate | 2026 | 9 | 20 | 0.24227 | 4.7788e-06 | 1.4544e-06 | 0.17732 | 3.4978e-06 | 1.0645e-06 | 0.29774 | 0.0016462 | 2.0985e-06 | 0.21793 | 0.0012049 | 1.536e-06 | 39.0042 | 5.1032 | 0.098631 | 44.206 | 16.9713 | 2.9632 | 0.044069 | 19.9785 | 28.5483 | 3.7352 | 0.072191 | 32.3557 | 12.4218 | 2.1688 | 0.032256 | 14.6229
Upstate | 2026 | 9 | 21 | 0.24605 | 4.8535e-06 | 1.4772e-06 | 0.18009 | 3.5524e-06 | 1.0812e-06 | 0.30239 | 0.0016719 | 2.1313e-06 | 0.22133 | 0.0012237 | 1.56e-06 | 39.6136 | 5.183 | 0.10017 | 44.8968 | 17.2365 | 3.0095 | 0.044758 | 20.2907 | 28.9944 | 3.7936 | 0.073319 | 32.8613 | 12.6159 | 2.2027 | 0.03276 | 14.8514
Upstate | 2026 | 9 | 22 | 0.23502 | 4.636e-06 | 1.4109e-06 | 0.17202 | 3.3932e-06 | 1.0327e-06 | 0.28884 | 0.001597 | 2.0358e-06 | 0.21141 | 0.0011689 | 1.4901e-06 | 37.8381 | 4.9507 | 0.095682 | 42.8845 | 16.4639 | 2.8746 | 0.042752 | 19.3812 | 27.6949 | 3.6235 | 0.070033 | 31.3884 | 12.0504 | 2.104 | 0.031291 | 14.1857
Upstate | 2026 | 9 | 23 | 0.23764 | 4.6875e-06 | 1.4266e-06 | 0.17393 | 3.4309e-06 | 1.0442e-06 | 0.29205 | 0.0016147 | 2.0584e-06 | 0.21376 | 0.0011819 | 1.5066e-06 | 38.2588 | 5.0057 | 0.096746 | 43.3613 | 16.647 | 2.9065 | 0.043227 | 19.5967 | 28.0028 | 3.6638 | 0.070811 | 31.7374 | 12.1844 | 2.1274 | 0.031639 | 14.3435
Upstate | 2026 | 9 | 24 | 0.23769 | 4.6886e-06 | 1.427e-06 | 0.17397 | 3.4317e-06 | 1.0444e-06 | 0.29212 | 0.0016151 | 2.0589e-06 | 0.21381 | 0.0011822 | 1.507e-06 | 38.2679 | 5.0069 | 0.096769 | 43.3716 | 16.6509 | 2.9072 | 0.043237 | 19.6014 | 28.0094 | 3.6647 | 0.070828 | 31.745 | 12.1873 | 2.1279 | 0.031647 | 14.3468
Upstate | 2026 | 10 | 1 | 0.23899 | 4.7143e-06 | 1.4348e-06 | 0.17493 | 3.4505e-06 | 1.0502e-06 | 0.29372 | 0.001624 | 2.0702e-06 | 0.21498 | 0.0011886 | 1.5152e-06 | 38.4775 | 5.0343 | 0.097299 | 43.6091 | 16.7421 | 2.9232 | 0.043474 | 19.7087 | 28.1628 | 3.6848 | 0.071216 | 31.9188 | 12.2541 | 2.1395 | 0.03182 | 14.4254
Upstate | 2026 | 10 | 2 | 0.23049 | 4.5465e-06 | 1.3837e-06 | 0.1687 | 3.3277e-06 | 1.0128e-06 | 0.28327 | 0.0015662 | 1.9965e-06 | 0.20733 | 0.0011463 | 1.4613e-06 | 37.1079 | 4.8551 | 0.093836 | 42.0569 | 16.1462 | 2.8191 | 0.041927 | 19.0072 | 27.1604 | 3.5536 | 0.068681 | 30.7827 | 11.8179 | 2.0634 | 0.030687 | 13.912
Upstate | 2026 | 10 | 3 | 0.23122 | 4.561e-06 | 1.3881e-06 | 0.16924 | 3.3384e-06 | 1.016e-06 | 0.28417 | 0.0015712 | 2.0029e-06 | 0.20799 | 0.00115 | 1.466e-06 | 37.2265 | 4.8706 | 0.094136 | 42.1913 | 16.1978 | 2.8281 | 0.042061 | 19.068 | 27.2472 | 3.565 | 0.068901 | 30.8811 | 11.8557 | 2.07 | 0.030785 | 13.9564
Upstate | 2026 | 10 | 4 | 0.23052 | 4.5471e-06 | 1.3839e-06 | 0.16872 | 3.3282e-06 | 1.0129e-06 | 0.28331 | 0.0015664 | 1.9968e-06 | 0.20736 | 0.0011465 | 1.4615e-06 | 37.1132 | 4.8558 | 0.093849 | 42.0628 | 16.1485 | 2.8195 | 0.041933 | 19.0099 | 27.1642 | 3.5541 | 0.068691 | 30.787 | 11.8196 | 2.0637 | 0.030692 | 13.9139
Upstate | 2026 | 10 | 5 | 0.25277 | 4.9861e-06 | 1.5175e-06 | 0.18501 | 3.6494e-06 | 1.1107e-06 | 0.31065 | 0.0017176 | 2.1895e-06 | 0.22738 | 0.0012572 | 1.6026e-06 | 40.6955 | 5.3245 | 0.10291 | 46.123 | 17.7072 | 3.0917 | 0.04598 | 20.8449 | 29.7863 | 3.8972 | 0.075321 | 33.7588 | 12.9604 | 2.2629 | 0.033654 | 15.257
Upstate | 2026 | 10 | 6 | 0.26437 | 5.2148e-06 | 1.5871e-06 | 0.1935 | 3.8169e-06 | 1.1617e-06 | 0.3249 | 0.0017964 | 2.29e-06 | 0.23781 | 0.0013148 | 1.6761e-06 | 42.5625 | 5.5688 | 0.10763 | 48.2389 | 18.5195 | 3.2335 | 0.048089 | 21.8011 | 31.1527 | 4.076 | 0.078777 | 35.3075 | 13.555 | 2.3667 | 0.035198 | 15.9569
Upstate | 2026 | 10 | 7 | 0.28248 | 5.5722e-06 | 1.6959e-06 | 0.20676 | 4.0784e-06 | 1.2413e-06 | 0.34717 | 0.0019195 | 2.4469e-06 | 0.2541 | 0.0014049 | 1.791e-06 | 45.4793 | 5.9504 | 0.115 | 51.5447 | 19.7887 | 3.4551 | 0.051385 | 23.2952 | 33.2877 | 4.3553 | 0.084175 | 37.7271 | 14.4839 | 2.5289 | 0.03761 | 17.0504
Upstate | 2026 | 10 | 8 | 0.26543 | 5.2357e-06 | 1.5935e-06 | 0.19427 | 3.8321e-06 | 1.1663e-06 | 0.32621 | 0.0018036 | 2.2991e-06 | 0.23876 | 0.0013201 | 1.6828e-06 | 42.7329 | 5.5911 | 0.10806 | 48.4321 | 18.5937 | 3.2464 | 0.048282 | 21.8884 | 31.2775 | 4.0923 | 0.079092 | 35.4489 | 13.6093 | 2.3762 | 0.035339 | 16.0208
Upstate | 2026 | 10 | 9 | 0.23411 | 4.6179e-06 | 1.4054e-06 | 0.17135 | 3.38e-06 | 1.0287e-06 | 0.28771 | 0.0015908 | 2.0279e-06 | 0.21059 | 0.0011643 | 1.4842e-06 | 37.6905 | 4.9314 | 0.095309 | 42.7172 | 16.3997 | 2.8634 | 0.042585 | 19.3056 | 27.5868 | 3.6094 | 0.06976 | 31.266 | 12.0034 | 2.0958 | 0.031169 | 14.1304
Upstate | 2026 | 10 | 10 | 0.22374 | 4.4133e-06 | 1.3432e-06 | 0.16376 | 3.2302e-06 | 9.8311e-07 | 0.27497 | 0.0015203 | 1.938e-06 | 0.20126 | 0.0011127 | 1.4185e-06 | 36.0208 | 4.7129 | 0.091087 | 40.8248 | 15.6732 | 2.7365 | 0.040698 | 18.4504 | 26.3647 | 3.4495 | 0.066669 | 29.8809 | 11.4717 | 2.0029 | 0.029788 | 13.5044
Upstate | 2026 | 10 | 11 | 0.22518 | 4.4418e-06 | 1.3518e-06 | 0.16481 | 3.2511e-06 | 9.8945e-07 | 0.27674 | 0.0015301 | 1.9505e-06 | 0.20255 | 0.0011199 | 1.4276e-06 | 36.2531 | 4.7433 | 0.091674 | 41.088 | 15.7742 | 2.7542 | 0.040961 | 18.5694 | 26.5347 | 3.4717 | 0.067099 | 30.0735 | 11.5456 | 2.0159 | 0.02998 | 13.5915
Upstate | 2026 | 10 | 12 | 0.22334 | 4.4054e-06 | 1.3408e-06 | 0.16347 | 3.2245e-06 | 9.8136e-07 | 0.27448 | 0.0015176 | 1.9346e-06 | 0.2009 | 0.0011108 | 1.416e-06 | 35.9566 | 4.7045 | 0.090924 | 40.752 | 15.6452 | 2.7316 | 0.040626 | 18.4175 | 26.3177 | 3.4434 | 0.06655 | 29.8276 | 11.4512 | 1.9994 | 0.029735 | 13.4803
Upstate | 2026 | 10 | 13 | 0.23979 | 4.7299e-06 | 1.4395e-06 | 0.17551 | 3.462e-06 | 1.0536e-06 | 0.29469 | 0.0016293 | 2.077e-06 | 0.2157 | 0.0011926 | 1.5203e-06 | 38.6049 | 5.051 | 0.097621 | 43.7535 | 16.7975 | 2.9328 | 0.043618 | 19.774 | 28.2561 | 3.697 | 0.071452 | 32.0245 | 12.2946 | 2.1466 | 0.031925 | 14.4732
Upstate | 2026 | 10 | 14 | 0.25983 | 5.1252e-06 | 1.5599e-06 | 0.19017 | 3.7513e-06 | 1.1417e-06 | 0.31932 | 0.0017655 | 2.2506e-06 | 0.23372 | 0.0012922 | 1.6473e-06 | 41.8314 | 5.4731 | 0.10578 | 47.4103 | 18.2015 | 3.178 | 0.047263 | 21.4267 | 30.6177 | 4.006 | 0.077424 | 34.7011 | 13.3222 | 2.326 | 0.034594 | 15.6828
Upstate | 2026 | 10 | 15 | 0.26916 | 5.3093e-06 | 1.6159e-06 | 0.19701 | 3.886e-06 | 1.1827e-06 | 0.33079 | 0.0018289 | 2.3315e-06 | 0.24212 | 0.0013387 | 1.7065e-06 | 43.3338 | 5.6697 | 0.10958 | 49.1131 | 18.8552 | 3.2921 | 0.048961 | 22.1962 | 31.7173 | 4.1498 | 0.080204 | 35.9474 | 13.8007 | 2.4096 | 0.035836 | 16.2461
Upstate | 2026 | 10 | 16 | 0.28309 | 5.584e-06 | 1.6995e-06 | 0.2072 | 4.0871e-06 | 1.2439e-06 | 0.34791 | 0.0019236 | 2.4521e-06 | 0.25464 | 0.0014079 | 1.7948e-06 | 45.576 | 5.9631 | 0.11525 | 51.6543 | 19.8308 | 3.4624 | 0.051494 | 23.3447 | 33.3585 | 4.3646 | 0.084354 | 37.8074 | 14.5147 | 2.5343 | 0.03769 | 17.0867
Upstate | 2026 | 10 | 17 | 0.29149 | 5.7498e-06 | 1.7499e-06 | 0.21335 | 4.2085e-06 | 1.2808e-06 | 0.35824 | 0.0019807 | 2.5249e-06 | 0.26221 | 0.0014497 | 1.8481e-06 | 46.9293 | 6.1401 | 0.11867 | 53.1881 | 20.4196 | 3.5652 | 0.053023 | 24.0379 | 34.3489 | 4.4941 | 0.086859 | 38.93 | 14.9457 | 2.6095 | 0.038809 | 17.594
Upstate | 2026 | 10 | 18 | 0.30112 | 5.9398e-06 | 1.8078e-06 | 0.2204 | 4.3475e-06 | 1.3232e-06 | 0.37008 | 0.0020461 | 2.6083e-06 | 0.27087 | 0.0014976 | 1.9091e-06 | 48.4799 | 6.343 | 0.12259 | 54.9455 | 21.0943 | 3.683 | 0.054775 | 24.8321 | 35.4839 | 4.6426 | 0.089729 | 40.2163 | 15.4396 | 2.6957 | 0.040092 | 18.1754
Upstate | 2026 | 10 | 19 | 0.30574 | 6.031e-06 | 1.8355e-06 | 0.22378 | 4.4143e-06 | 1.3435e-06 | 0.37576 | 0.0020775 | 2.6484e-06 | 0.27503 | 0.0015206 | 1.9384e-06 | 49.2241 | 6.4404 | 0.12447 | 55.7889 | 21.4181 | 3.7396 | 0.055616 | 25.2133 | 36.0286 | 4.7139 | 0.091106 | 40.8336 | 15.6766 | 2.7371 | 0.040707 | 18.4544
Upstate | 2026 | 10 | 20 | 0.29122 | 5.7446e-06 | 1.7483e-06 | 0.21316 | 4.2046e-06 | 1.2797e-06 | 0.35791 | 0.0019789 | 2.5226e-06 | 0.26197 | 0.0014484 | 1.8464e-06 | 46.8864 | 6.1345 | 0.11856 | 53.1395 | 20.4009 | 3.562 | 0.052975 | 24.0159 | 34.3176 | 4.49 | 0.08678 | 38.8944 | 14.9321 | 2.6071 | 0.038774 | 17.578
Upstate | 2026 | 10 | 21 | 0.28408 | 5.6035e-06 | 1.7054e-06 | 0.20792 | 4.1014e-06 | 1.2483e-06 | 0.34912 | 0.0019303 | 2.4607e-06 | 0.25554 | 0.0014128 | 1.801e-06 | 45.7354 | 5.9839 | 0.11565 | 51.8349 | 19.9001 | 3.4745 | 0.051674 | 23.4263 | 33.4751 | 4.3798 | 0.084649 | 37.9396 | 14.5655 | 2.5431 | 0.037822 | 17.1464
Upstate | 2026 | 10 | 22 | 0.28191 | 5.5608e-06 | 1.6924e-06 | 0.20634 | 4.0701e-06 | 1.2387e-06 | 0.34646 | 0.0019156 | 2.4419e-06 | 0.25359 | 0.0014021 | 1.7873e-06 | 45.3866 | 5.9383 | 0.11477 | 51.4397 | 19.7484 | 3.448 | 0.05128 | 23.2477 | 33.2198 | 4.3464 | 0.084004 | 37.6503 | 14.4544 | 2.5237 | 0.037534 | 17.0157
Upstate | 2026 | 10 | 23 | 0.25436 | 5.0174e-06 | 1.527e-06 | 0.18617 | 3.6724e-06 | 1.1177e-06 | 0.3126 | 0.0017284 | 2.2033e-06 | 0.2288 | 0.001265 | 1.6126e-06 | 40.951 | 5.3579 | 0.10355 | 46.4125 | 17.8184 | 3.1111 | 0.046269 | 20.9757 | 29.9733 | 3.9216 | 0.075794 | 33.9707 | 13.0418 | 2.2771 | 0.033865 | 15.3528
Upstate | 2026 | 10 | 24 | 0.2311 | 4.5586e-06 | 1.3874e-06 | 0.16915 | 3.3366e-06 | 1.0155e-06 | 0.28402 | 0.0015703 | 2.0018e-06 | 0.20788 | 0.0011494 | 1.4652e-06 | 37.2069 | 4.8681 | 0.094086 | 42.1691 | 16.1893 | 2.8266 | 0.042038 | 19.0579 | 27.2329 | 3.5631 | 0.068864 | 30.8648 | 11.8494 | 2.0689 | 0.030769 | 13.9491
Upstate | 2026 | 11 | 1 | 0.28117 | 5.5461e-06 | 1.688e-06 | 0.20579 | 4.0594e-06 | 1.2355e-06 | 0.34555 | 0.0019105 | 2.4355e-06 | 0.25292 | 0.0013984 | 1.7826e-06 | 45.2669 | 5.9226 | 0.11447 | 51.304 | 19.6963 | 3.4389 | 0.051145 | 23.1864 | 33.1322 | 4.3349 | 0.083782 | 37.5509 | 14.4163 | 2.5171 | 0.037435 | 16.9708
Upstate | 2026 | 11 | 2 | 0.2684 | 5.2943e-06 | 1.6113e-06 | 0.19645 | 3.8751e-06 | 1.1794e-06 | 0.32986 | 0.0018238 | 2.3249e-06 | 0.24143 | 0.0013349 | 1.7017e-06 | 43.2113 | 5.6537 | 0.10927 | 48.9743 | 18.8019 | 3.2828 | 0.048823 | 22.1335 | 31.6277 | 4.1381 | 0.079978 | 35.8458 | 13.7617 | 2.4028 | 0.035735 | 16.2002
Upstate | 2026 | 11 | 3 | 0.27568 | 5.438e-06 | 1.655e-06 | 0.20178 | 3.9802e-06 | 1.2114e-06 | 0.33881 | 0.0018733 | 2.388e-06 | 0.24799 | 0.0013711 | 1.7478e-06 | 44.3844 | 5.8072 | 0.11224 | 50.3038 | 19.3123 | 3.3719 | 0.050148 | 22.7343 | 32.4863 | 4.2504 | 0.082149 | 36.8188 | 14.1352 | 2.468 | 0.036705 | 16.6399
Upstate | 2026 | 11 | 4 | 0.2746 | 5.4166e-06 | 1.6485e-06 | 0.20099 | 3.9646e-06 | 1.2066e-06 | 0.33748 | 0.0018659 | 2.3786e-06 | 0.24701 | 0.0013657 | 1.741e-06 | 44.2095 | 5.7843 | 0.11179 | 50.1055 | 19.2362 | 3.3586 | 0.04995 | 22.6447 | 32.3582 | 4.2337 | 0.081825 | 36.6738 | 14.0795 | 2.4583 | 0.03656 | 16.5744
Upstate | 2026 | 11 | 5 | 0.26868 | 5.2998e-06 | 1.613e-06 | 0.19665 | 3.8791e-06 | 1.1806e-06 | 0.3302 | 0.0018257 | 2.3273e-06 | 0.24168 | 0.0013363 | 1.7034e-06 | 43.256 | 5.6595 | 0.10938 | 49.0249 | 18.8213 | 3.2862 | 0.048873 | 22.1564 | 31.6604 | 4.1424 | 0.08006 | 35.8828 | 13.7759 | 2.4053 | 0.035772 | 16.2169
Upstate | 2026 | 11 | 6 | 0.27584 | 5.4412e-06 | 1.656e-06 | 0.2019 | 3.9826e-06 | 1.2121e-06 | 0.33901 | 0.0018744 | 2.3894e-06 | 0.24813 | 0.0013719 | 1.7489e-06 | 44.4102 | 5.8105 | 0.1123 | 50.3331 | 19.3235 | 3.3739 | 0.050177 | 22.7476 | 32.5052 | 4.2529 | 0.082197 | 36.8403 | 14.1435 | 2.4694 | 0.036726 | 16.6496
Upstate | 2026 | 11 | 7 | 0.28613 | 5.644e-06 | 1.7177e-06 | 0.20942 | 4.131e-06 | 1.2573e-06 | 0.35165 | 0.0019442 | 2.4785e-06 | 0.25738 | 0.001423 | 1.8141e-06 | 46.0657 | 6.0271 | 0.11649 | 52.2093 | 20.0439 | 3.4996 | 0.052048 | 23.5955 | 33.7169 | 4.4114 | 0.085261 | 38.2136 | 14.6707 | 2.5615 | 0.038095 | 17.2703
Upstate | 2026 | 11 | 8 | 0.282 | 5.5626e-06 | 1.693e-06 | 0.2064 | 4.0714e-06 | 1.2391e-06 | 0.34658 | 0.0019162 | 2.4427e-06 | 0.25367 | 0.0014025 | 1.7879e-06 | 45.4014 | 5.9402 | 0.11481 | 51.4564 | 19.7548 | 3.4492 | 0.051297 | 23.2552 | 33.2306 | 4.3478 | 0.084031 | 37.6625 | 14.4591 | 2.5245 | 0.037546 | 17.0212
Upstate | 2026 | 11 | 9 | 0.27511 | 5.4266e-06 | 1.6516e-06 | 0.20136 | 3.9719e-06 | 1.2088e-06 | 0.3381 | 0.0018694 | 2.383e-06 | 0.24747 | 0.0013682 | 1.7442e-06 | 44.2916 | 5.795 | 0.112 | 50.1986 | 19.2719 | 3.3649 | 0.050043 | 22.6868 | 32.4183 | 4.2416 | 0.081977 | 36.7419 | 14.1057 | 2.4628 | 0.036628 | 16.6052
Upstate | 2026 | 11 | 10 | 0.26085 | 5.1454e-06 | 1.566e-06 | 0.19092 | 3.7661e-06 | 1.1462e-06 | 0.32058 | 0.0017725 | 2.2595e-06 | 0.23464 | 0.0012973 | 1.6538e-06 | 41.9962 | 5.4947 | 0.1062 | 47.597 | 18.2731 | 3.1905 | 0.04745 | 21.5111 | 30.7383 | 4.0217 | 0.077729 | 34.8377 | 13.3747 | 2.3352 | 0.03473 | 15.7446
Upstate | 2026 | 11 | 11 | 0.27091 | 5.3439e-06 | 1.6264e-06 | 0.19829 | 3.9114e-06 | 1.1904e-06 | 0.33295 | 0.0018409 | 2.3467e-06 | 0.2437 | 0.0013474 | 1.7176e-06 | 43.6165 | 5.7067 | 0.11029 | 49.4335 | 18.9782 | 3.3136 | 0.04928 | 22.341 | 31.9242 | 4.1769 | 0.080728 | 36.1818 | 13.8907 | 2.4253 | 0.03607 | 16.3521
Upstate | 2026 | 11 | 12 | 0.26623 | 5.2515e-06 | 1.5983e-06 | 0.19486 | 3.8438e-06 | 1.1698e-06 | 0.32719 | 0.001809 | 2.3061e-06 | 0.23948 | 0.0013241 | 1.6879e-06 | 42.8624 | 5.608 | 0.10839 | 48.5788 | 18.6501 | 3.2563 | 0.048428 | 21.9548 | 31.3723 | 4.1047 | 0.079332 | 35.5563 | 13.6505 | 2.3834 | 0.035446 | 16.0694
Upstate | 2026 | 11 | 13 | 0.27847 | 5.4929e-06 | 1.6718e-06 | 0.20382 | 4.0204e-06 | 1.2236e-06 | 0.34223 | 0.0018922 | 2.4121e-06 | 0.25049 | 0.0013849 | 1.7655e-06 | 44.8324 | 5.8658 | 0.11337 | 50.8115 | 19.5072 | 3.4059 | 0.050654 | 22.9638 | 32.8142 | 4.2933 | 0.082978 | 37.1905 | 14.2779 | 2.4929 | 0.037075 | 16.8079
Upstate | 2026 | 11 | 14 | 0.29018 | 5.7239e-06 | 1.7421e-06 | 0.21239 | 4.1895e-06 | 1.2751e-06 | 0.35663 | 0.0019718 | 2.5136e-06 | 0.26103 | 0.0014432 | 1.8397e-06 | 46.7181 | 6.1125 | 0.11814 | 52.9487 | 20.3277 | 3.5492 | 0.052785 | 23.9297 | 34.1944 | 4.4739 | 0.086468 | 38.7548 | 14.8785 | 2.5978 | 0.038635 | 17.5149
Upstate | 2026 | 11 | 15 | 0.3065 | 6.0458e-06 | 1.84e-06 | 0.22433 | 4.4251e-06 | 1.3468e-06 | 0.37668 | 0.0020827 | 2.6549e-06 | 0.2757 | 0.0015244 | 1.9432e-06 | 49.3452 | 6.4562 | 0.12478 | 55.9262 | 21.4708 | 3.7488 | 0.055753 | 25.2753 | 36.1172 | 4.7255 | 0.091331 | 40.934 | 15.7151 | 2.7438 | 0.040807 | 18.4998
Upstate | 2026 | 11 | 16 | 0.32269 | 6.3652e-06 | 1.9372e-06 | 0.23619 | 4.6589e-06 | 1.4179e-06 | 0.39658 | 0.0021927 | 2.7952e-06 | 0.29027 | 0.0016049 | 2.0459e-06 | 51.9522 | 6.7973 | 0.13137 | 58.8809 | 22.6052 | 3.9468 | 0.058699 | 26.6107 | 38.0254 | 4.9752 | 0.096156 | 43.0967 | 16.5454 | 2.8888 | 0.042963 | 19.4772
Upstate | 2026 | 11 | 17 | 0.33129 | 6.5349e-06 | 1.9889e-06 | 0.24248 | 4.7831e-06 | 1.4557e-06 | 0.40715 | 0.0022511 | 2.8697e-06 | 0.29801 | 0.0016477 | 2.1004e-06 | 53.3371 | 6.9785 | 0.13487 | 60.4505 | 23.2077 | 4.052 | 0.060263 | 27.32 | 39.039 | 5.1078 | 0.098719 | 44.2455 | 16.9864 | 2.9658 | 0.044108 | 19.9964
Upstate | 2026 | 11 | 18 | 0.33645 | 6.6366e-06 | 2.0198e-06 | 0.24626 | 4.8576e-06 | 1.4784e-06 | 0.41349 | 0.0022862 | 2.9144e-06 | 0.30265 | 0.0016733 | 2.1331e-06 | 54.1674 | 7.0872 | 0.13697 | 61.3915 | 23.569 | 4.1151 | 0.061201 | 27.7453 | 39.6467 | 5.1873 | 0.10026 | 44.9343 | 17.2509 | 3.012 | 0.044795 | 20.3076
Upstate | 2026 | 11 | 19 | 0.33708 | 6.6492e-06 | 2.0237e-06 | 0.24672 | 4.8667e-06 | 1.4812e-06 | 0.41427 | 0.0022905 | 2.9198e-06 | 0.30322 | 0.0016765 | 2.1371e-06 | 54.2695 | 7.1005 | 0.13723 | 61.5072 | 23.6134 | 4.1229 | 0.061317 | 27.7976 | 39.7215 | 5.1971 | 0.10044 | 45.019 | 17.2834 | 3.0177 | 0.04488 | 20.3459
Upstate | 2026 | 11 | 20 | 0.32839 | 6.4777e-06 | 1.9715e-06 | 0.24036 | 4.7412e-06 | 1.443e-06 | 0.40359 | 0.0022314 | 2.8445e-06 | 0.2954 | 0.0016332 | 2.082e-06 | 52.8699 | 6.9174 | 0.13369 | 59.921 | 23.0045 | 4.0166 | 0.059735 | 27.0808 | 38.6971 | 5.063 | 0.097854 | 43.858 | 16.8377 | 2.9398 | 0.043722 | 19.8212
Upstate | 2026 | 11 | 21 | 0.31728 | 6.2585e-06 | 1.9048e-06 | 0.23223 | 4.5808e-06 | 1.3941e-06 | 0.38993 | 0.0021559 | 2.7483e-06 | 0.2854 | 0.001578 | 2.0116e-06 | 51.0809 | 6.6833 | 0.12917 | 57.8934 | 22.226 | 3.8806 | 0.057714 | 26.1644 | 37.3876 | 4.8917 | 0.094543 | 42.3739 | 16.2679 | 2.8404 | 0.042243 | 19.1505
Upstate | 2026 | 11 | 22 | 0.28831 | 5.6871e-06 | 1.7308e-06 | 0.21102 | 4.1625e-06 | 1.2669e-06 | 0.35433 | 0.0019591 | 2.4974e-06 | 0.25934 | 0.0014339 | 1.8279e-06 | 46.4171 | 6.0731 | 0.11738 | 52.6076 | 20.1968 | 3.5263 | 0.052445 | 23.7755 | 33.9741 | 4.4451 | 0.085911 | 38.5051 | 14.7826 | 2.581 | 0.038386 | 17.402
Upstate | 2026 | 11 | 23 | 0.27997 | 5.5226e-06 | 1.6808e-06 | 0.20492 | 4.0421e-06 | 1.2302e-06 | 0.34408 | 0.0019024 | 2.4251e-06 | 0.25184 | 0.0013924 | 1.775e-06 | 45.0745 | 5.8975 | 0.11398 | 51.086 | 19.6126 | 3.4243 | 0.050928 | 23.0878 | 32.9914 | 4.3165 | 0.083426 | 37.3914 | 14.355 | 2.5064 | 0.037276 | 16.8987
Upstate | 2026 | 11 | 24 | 0.28939 | 5.7083e-06 | 1.7373e-06 | 0.21181 | 4.1781e-06 | 1.2716e-06 | 0.35565 | 0.0019664 | 2.5067e-06 | 0.26031 | 0.0014393 | 1.8347e-06 | 46.5905 | 6.0958 | 0.11781 | 52.8042 | 20.2722 | 3.5395 | 0.052641 | 23.8644 | 34.101 | 4.4617 | 0.086232 | 38.649 | 14.8378 | 2.5907 | 0.038529 | 17.467
Upstate | 2026 | 12 | 1 | 0.29659 | 5.8504e-06 | 1.7806e-06 | 0.21708 | 4.2821e-06 | 1.3032e-06 | 0.36451 | 0.0020153 | 2.5691e-06 | 0.26679 | 0.0014751 | 1.8804e-06 | 47.7502 | 6.2475 | 0.12075 | 54.1185 | 20.7768 | 3.6276 | 0.053951 | 24.4584 | 34.9498 | 4.5728 | 0.088379 | 39.611 | 15.2072 | 2.6552 | 0.039488 | 17.9018
Upstate | 2026 | 12 | 2 | 0.29541 | 5.827e-06 | 1.7734e-06 | 0.21622 | 4.265e-06 | 1.298e-06 | 0.36305 | 0.0020073 | 2.5588e-06 | 0.26573 | 0.0014692 | 1.8729e-06 | 47.5595 | 6.2226 | 0.12026 | 53.9024 | 20.6938 | 3.6131 | 0.053735 | 24.3607 | 34.8102 | 4.5545 | 0.088026 | 39.4528 | 15.1464 | 2.6445 | 0.039331 | 17.8303
Upstate | 2026 | 12 | 3 | 0.28607 | 5.6429e-06 | 1.7174e-06 | 0.20938 | 4.1302e-06 | 1.257e-06 | 0.35158 | 0.0019438 | 2.478e-06 | 0.25733 | 0.0014228 | 1.8137e-06 | 46.0564 | 6.0259 | 0.11646 | 52.1988 | 20.0398 | 3.4989 | 0.052037 | 23.5908 | 33.7101 | 4.4106 | 0.085244 | 38.2059 | 14.6677 | 2.561 | 0.038088 | 17.2668
Upstate | 2026 | 12 | 4 | 0.28013 | 5.5258e-06 | 1.6818e-06 | 0.20504 | 4.0445e-06 | 1.2309e-06 | 0.34428 | 0.0019035 | 2.4265e-06 | 0.25199 | 0.0013932 | 1.7761e-06 | 45.1007 | 5.9009 | 0.11405 | 51.1156 | 19.624 | 3.4263 | 0.050957 | 23.1012 | 33.0106 | 4.319 | 0.083475 | 37.4131 | 14.3634 | 2.5078 | 0.037297 | 16.9085
Upstate | 2026 | 12 | 5 | 0.28468 | 5.6155e-06 | 1.7091e-06 | 0.20837 | 4.1101e-06 | 1.2509e-06 | 0.34987 | 0.0019344 | 2.4659e-06 | 0.25608 | 0.0014159 | 1.8049e-06 | 45.8328 | 5.9967 | 0.1159 | 51.9453 | 19.9425 | 3.4819 | 0.051784 | 23.4762 | 33.5464 | 4.3891 | 0.08483 | 38.0204 | 14.5965 | 2.5485 | 0.037903 | 17.183
Upstate | 2026 | 12 | 6 | 0.28959 | 5.7124e-06 | 1.7386e-06 | 0.21196 | 4.1811e-06 | 1.2725e-06 | 0.35591 | 0.0019678 | 2.5085e-06 | 0.2605 | 0.0014403 | 1.836e-06 | 46.624 | 6.1002 | 0.1179 | 52.842 | 20.2868 | 3.542 | 0.052678 | 23.8815 | 34.1255 | 4.4649 | 0.086294 | 38.6767 | 14.8485 | 2.5925 | 0.038557 | 17.4796
Upstate | 2026 | 12 | 7 | 0.29596 | 5.8379e-06 | 1.7768e-06 | 0.21662 | 4.273e-06 | 1.3005e-06 | 0.36373 | 0.002011 | 2.5636e-06 | 0.26622 | 0.0014719 | 1.8764e-06 | 47.6484 | 6.2342 | 0.12049 | 54.0031 | 20.7325 | 3.6199 | 0.053836 | 24.4062 | 34.8753 | 4.563 | 0.08819 | 39.5265 | 15.1747 | 2.6495 | 0.039404 | 17.8636
Upstate | 2026 | 12 | 8 | 0.29696 | 5.8578e-06 | 1.7828e-06 | 0.21736 | 4.2875e-06 | 1.3049e-06 | 0.36497 | 0.0020179 | 2.5723e-06 | 0.26713 | 0.0014769 | 1.8828e-06 | 47.8105 | 6.2554 | 0.1209 | 54.1869 | 20.8031 | 3.6322 | 0.054019 | 24.4893 | 34.994 | 4.5785 | 0.08849 | 39.661 | 15.2264 | 2.6585 | 0.039538 | 17.9244
Upstate | 2026 | 12 | 9 | 0.29764 | 5.8711e-06 | 1.7869e-06 | 0.21785 | 4.2973e-06 | 1.3079e-06 | 0.3658 | 0.0020225 | 2.5782e-06 | 0.26774 | 0.0014803 | 1.8871e-06 | 47.9193 | 6.2697 | 0.12117 | 54.3102 | 20.8504 | 3.6405 | 0.054142 | 24.545 | 35.0736 | 4.589 | 0.088692 | 39.7513 | 15.261 | 2.6646 | 0.039628 | 17.9652
Upstate | 2026 | 12 | 10 | 0.28088 | 5.5404e-06 | 1.6862e-06 | 0.20558 | 4.0552e-06 | 1.2342e-06 | 0.34519 | 0.0019086 | 2.433e-06 | 0.25266 | 0.0013969 | 1.7808e-06 | 45.2203 | 5.9165 | 0.11435 | 51.2512 | 19.676 | 3.4354 | 0.051092 | 23.1625 | 33.0981 | 4.3305 | 0.083696 | 37.5123 | 14.4015 | 2.5145 | 0.037396 | 16.9533
Upstate | 2026 | 12 | 11 | 0.27817 | 5.487e-06 | 1.67e-06 | 0.2036 | 4.0161e-06 | 1.2223e-06 | 0.34186 | 0.0018902 | 2.4095e-06 | 0.25022 | 0.0013835 | 1.7636e-06 | 44.7842 | 5.8595 | 0.11325 | 50.7569 | 19.4863 | 3.4023 | 0.0506 | 22.9391 | 32.7789 | 4.2887 | 0.082889 | 37.1505 | 14.2626 | 2.4902 | 0.037035 | 16.7898
Upstate | 2026 | 12 | 12 | 0.28137 | 5.5501e-06 | 1.6892e-06 | 0.20594 | 4.0623e-06 | 1.2364e-06 | 0.3458 | 0.0019119 | 2.4372e-06 | 0.2531 | 0.0013994 | 1.7839e-06 | 45.2994 | 5.9269 | 0.11455 | 51.3409 | 19.7104 | 3.4414 | 0.051182 | 23.203 | 33.156 | 4.3381 | 0.083842 | 37.5779 | 14.4267 | 2.5189 | 0.037462 | 16.983
Upstate | 2026 | 12 | 13 | 0.27978 | 5.5189e-06 | 1.6797e-06 | 0.20478 | 4.0394e-06 | 1.2294e-06 | 0.34385 | 0.0019011 | 2.4235e-06 | 0.25167 | 0.0013915 | 1.7738e-06 | 45.0444 | 5.8935 | 0.1139 | 51.0518 | 19.5995 | 3.422 | 0.050894 | 23.0724 | 32.9693 | 4.3136 | 0.08337 | 37.3663 | 14.3454 | 2.5047 | 0.037251 | 16.8874
Upstate | 2026 | 12 | 14 | 0.28471 | 5.616e-06 | 1.7092e-06 | 0.20838 | 4.1105e-06 | 1.251e-06 | 0.3499 | 0.0019346 | 2.4661e-06 | 0.2561 | 0.001416 | 1.805e-06 | 45.8369 | 5.9972 | 0.11591 | 51.95 | 19.9443 | 3.4822 | 0.051789 | 23.4783 | 33.5494 | 4.3895 | 0.084837 | 38.0238 | 14.5978 | 2.5488 | 0.037906 | 17.1845
Upstate | 2026 | 12 | 15 | 0.28758 | 5.6728e-06 | 1.7265e-06 | 0.21049 | 4.1521e-06 | 1.2637e-06 | 0.35344 | 0.0019541 | 2.4911e-06 | 0.25869 | 0.0014303 | 1.8233e-06 | 46.3003 | 6.0578 | 0.11708 | 52.4752 | 20.1459 | 3.5175 | 0.052313 | 23.7157 | 33.8886 | 4.4339 | 0.085695 | 38.4082 | 14.7454 | 2.5745 | 0.038289 | 17.3582
Upstate | 2026 | 12 | 16 | 0.30272 | 5.9713e-06 | 1.8174e-06 | 0.22157 | 4.3706e-06 | 1.3302e-06 | 0.37204 | 0.002057 | 2.6222e-06 | 0.27231 | 0.0015056 | 1.9193e-06 | 48.7374 | 6.3767 | 0.12324 | 55.2373 | 21.2063 | 3.7026 | 0.055066 | 24.964 | 35.6724 | 4.6673 | 0.090206 | 40.4299 | 15.5216 | 2.71 | 0.040305 | 18.2719
Upstate | 2026 | 12 | 17 | 0.30755 | 6.0665e-06 | 1.8463e-06 | 0.2251 | 4.4403e-06 | 1.3514e-06 | 0.37797 | 0.0020898 | 2.664e-06 | 0.27665 | 0.0015296 | 1.9499e-06 | 49.5141 | 6.4783 | 0.12521 | 56.1176 | 21.5443 | 3.7616 | 0.055944 | 25.3618 | 36.2408 | 4.7417 | 0.091643 | 41.0742 | 15.7689 | 2.7532 | 0.040947 | 18.5631
Upstate | 2026 | 12 | 18 | 0.31885 | 6.2895e-06 | 1.9142e-06 | 0.23338 | 4.6035e-06 | 1.4011e-06 | 0.39187 | 0.0021666 | 2.7619e-06 | 0.28682 | 0.0015858 | 2.0215e-06 | 51.3343 | 6.7165 | 0.12981 | 58.1806 | 22.3363 | 3.8999 | 0.058 | 26.2942 | 37.5731 | 4.916 | 0.095012 | 42.5842 | 16.3486 | 2.8544 | 0.042452 | 19.2455
Upstate | 2026 | 12 | 19 | 0.31999 | 6.312e-06 | 1.921e-06 | 0.23421 | 4.6199e-06 | 1.4061e-06 | 0.39326 | 0.0021743 | 2.7718e-06 | 0.28784 | 0.0015915 | 2.0288e-06 | 51.5176 | 6.7405 | 0.13027 | 58.3884 | 22.4161 | 3.9138 | 0.058208 | 26.3881 | 37.7073 | 4.9335 | 0.095351 | 42.7362 | 16.407 | 2.8646 | 0.042604 | 19.3142
Upstate | 2026 | 12 | 20 | 0.31302 | 6.1745e-06 | 1.8792e-06 | 0.22911 | 4.5193e-06 | 1.3754e-06 | 0.3847 | 0.002127 | 2.7114e-06 | 0.28157 | 0.0015568 | 1.9846e-06 | 50.3958 | 6.5937 | 0.12744 | 57.117 | 21.928 | 3.8286 | 0.05694 | 25.8135 | 36.8862 | 4.8261 | 0.093275 | 41.8056 | 16.0497 | 2.8023 | 0.041676 | 18.8937
Upstate | 2026 | 12 | 21 | 0.31894 | 6.2913e-06 | 1.9147e-06 | 0.23344 | 4.6048e-06 | 1.4015e-06 | 0.39198 | 0.0021672 | 2.7627e-06 | 0.2869 | 0.0015863 | 2.0221e-06 | 51.3488 | 6.7184 | 0.12985 | 58.197 | 22.3426 | 3.901 | 0.058017 | 26.3016 | 37.5837 | 4.9174 | 0.095039 | 42.5962 | 16.3532 | 2.8553 | 0.042464 | 19.251
Upstate | 2026 | 12 | 22 | 0.30557 | 6.0274e-06 | 1.8344e-06 | 0.22365 | 4.4117e-06 | 1.3427e-06 | 0.37554 | 0.0020763 | 2.6468e-06 | 0.27487 | 0.0015197 | 1.9373e-06 | 49.1952 | 6.4366 | 0.1244 | 55.7562 | 21.4056 | 3.7374 | 0.055584 | 25.1985 | 36.0075 | 4.7111 | 0.091053 | 40.8097 | 15.6674 | 2.7355 | 0.040683 | 18.4436
Upstate | 2026 | 12 | 23 | 0.30107 | 5.9388e-06 | 1.8075e-06 | 0.22036 | 4.3468e-06 | 1.3229e-06 | 0.37001 | 0.0020458 | 2.6079e-06 | 0.27082 | 0.0014974 | 1.9088e-06 | 48.4717 | 6.3419 | 0.12257 | 54.9362 | 21.0907 | 3.6824 | 0.054766 | 24.8279 | 35.4779 | 4.6419 | 0.089714 | 40.2095 | 15.437 | 2.6953 | 0.040085 | 18.1723
Upstate | 2026 | 12 | 24 | 0.29959 | 5.9096e-06 | 1.7986e-06 | 0.21928 | 4.3254e-06 | 1.3164e-06 | 0.36819 | 0.0020357 | 2.5951e-06 | 0.26949 | 0.00149 | 1.8994e-06 | 48.2335 | 6.3108 | 0.12197 | 54.6662 | 20.9871 | 3.6643 | 0.054497 | 24.7059 | 35.3035 | 4.619 | 0.089273 | 40.0118 | 15.3611 | 2.682 | 0.039888 | 18.083
Upstate | 2027 | 1 | 1 | 0.27011 | 5.3281e-06 | 1.6216e-06 | 0.1913 | 3.7735e-06 | 1.1485e-06 | 0.33196 | 0.0018354 | 2.3397e-06 | 0.2351 | 0.0012999 | 1.657e-06 | 43.8191 | 5.6898 | 0.10997 | 49.6189 | 19.5858 | 3.3037 | 0.049134 | 22.9387 | 31.0337 | 4.0296 | 0.077881 | 35.1413 | 13.8711 | 2.3398 | 0.034798 | 16.2457
Upstate | 2027 | 1 | 2 | 0.26696 | 5.2659e-06 | 1.6027e-06 | 0.18907 | 3.7294e-06 | 1.135e-06 | 0.32809 | 0.001814 | 2.3124e-06 | 0.23236 | 0.0012847 | 1.6377e-06 | 43.3078 | 5.6234 | 0.10868 | 49.0399 | 19.3573 | 3.2652 | 0.048561 | 22.671 | 30.6716 | 3.9826 | 0.076973 | 34.7312 | 13.7093 | 2.3125 | 0.034392 | 16.0562
Upstate | 2027 | 1 | 3 | 0.25883 | 5.1056e-06 | 1.5539e-06 | 0.18331 | 3.6159e-06 | 1.1005e-06 | 0.3181 | 0.0017588 | 2.242e-06 | 0.22529 | 0.0012456 | 1.5879e-06 | 41.9897 | 5.4522 | 0.10538 | 47.5474 | 18.7681 | 3.1658 | 0.047083 | 21.981 | 29.7381 | 3.8614 | 0.07463 | 33.6742 | 13.292 | 2.2421 | 0.033345 | 15.5675
Upstate | 2027 | 1 | 4 | 0.24565 | 4.8455e-06 | 1.4747e-06 | 0.17397 | 3.4317e-06 | 1.0444e-06 | 0.3019 | 0.0016692 | 2.1278e-06 | 0.21381 | 0.0011821 | 1.507e-06 | 39.8503 | 5.1744 | 0.10001 | 45.1247 | 17.8119 | 3.0045 | 0.044684 | 20.8611 | 28.2229 | 3.6647 | 0.070827 | 31.9584 | 12.6148 | 2.1279 | 0.031646 | 14.7743
Upstate | 2027 | 1 | 5 | 0.24862 | 4.9042e-06 | 1.4926e-06 | 0.17608 | 3.4733e-06 | 1.0571e-06 | 0.30556 | 0.0016894 | 2.1536e-06 | 0.2164 | 0.0011965 | 1.5252e-06 | 40.3333 | 5.2371 | 0.10122 | 45.6716 | 18.0277 | 3.0409 | 0.045226 | 21.1139 | 28.565 | 3.7091 | 0.071686 | 32.3457 | 12.7677 | 2.1537 | 0.03203 | 14.9534
Upstate | 2027 | 1 | 6 | 0.24855 | 4.9028e-06 | 1.4921e-06 | 0.17603 | 3.4722e-06 | 1.0568e-06 | 0.30546 | 0.0016889 | 2.1529e-06 | 0.21634 | 0.0011961 | 1.5248e-06 | 40.3211 | 5.2356 | 0.10119 | 45.6578 | 18.0223 | 3.04 | 0.045212 | 21.1075 | 28.5563 | 3.7079 | 0.071664 | 32.336 | 12.7638 | 2.153 | 0.03202 | 14.9488
Upstate | 2027 | 1 | 7 | 0.25652 | 5.0601e-06 | 1.54e-06 | 0.18168 | 3.5837e-06 | 1.0907e-06 | 0.31527 | 0.0017431 | 2.222e-06 | 0.22328 | 0.0012345 | 1.5737e-06 | 41.6151 | 5.4036 | 0.10444 | 47.1231 | 18.6007 | 3.1376 | 0.046663 | 21.7849 | 29.4728 | 3.8269 | 0.073964 | 33.3737 | 13.1734 | 2.2221 | 0.033048 | 15.4286
Upstate | 2027 | 1 | 8 | 0.25892 | 5.1074e-06 | 1.5544e-06 | 0.18338 | 3.6172e-06 | 1.1009e-06 | 0.31821 | 0.0017594 | 2.2428e-06 | 0.22537 | 0.001246 | 1.5884e-06 | 42.0041 | 5.4541 | 0.10541 | 47.5636 | 18.7746 | 3.1669 | 0.047099 | 21.9886 | 29.7483 | 3.8627 | 0.074655 | 33.6857 | 13.2966 | 2.2429 | 0.033357 | 15.5728
Upstate | 2027 | 1 | 9 | 0.25181 | 4.967e-06 | 1.5117e-06 | 0.17834 | 3.5178e-06 | 1.0706e-06 | 0.30947 | 0.001711 | 2.1812e-06 | 0.21917 | 0.0012118 | 1.5448e-06 | 40.8497 | 5.3042 | 0.10252 | 46.2564 | 18.2586 | 3.0799 | 0.045805 | 21.3842 | 28.9307 | 3.7566 | 0.072604 | 32.7599 | 12.9312 | 2.1812 | 0.03244 | 15.1448
Upstate | 2027 | 1 | 10 | 0.24881 | 4.9079e-06 | 1.4937e-06 | 0.17621 | 3.4759e-06 | 1.0579e-06 | 0.30578 | 0.0016907 | 2.1552e-06 | 0.21656 | 0.0011974 | 1.5264e-06 | 40.3633 | 5.2411 | 0.10129 | 45.7057 | 18.0412 | 3.0432 | 0.045259 | 21.1296 | 28.5863 | 3.7118 | 0.071739 | 32.3698 | 12.7772 | 2.1553 | 0.032054 | 14.9645
Upstate | 2027 | 1 | 11 | 0.25136 | 4.9582e-06 | 1.509e-06 | 0.17802 | 3.5115e-06 | 1.0687e-06 | 0.30892 | 0.001708 | 2.1773e-06 | 0.21878 | 0.0012097 | 1.542e-06 | 40.7775 | 5.2948 | 0.10233 | 46.1746 | 18.2263 | 3.0744 | 0.045724 | 21.3464 | 28.8796 | 3.7499 | 0.072475 | 32.702 | 12.9083 | 2.1774 | 0.032383 | 15.118
Upstate | 2027 | 1 | 12 | 0.25197 | 4.9702e-06 | 1.5127e-06 | 0.17845 | 3.52e-06 | 1.0713e-06 | 0.30967 | 0.0017121 | 2.1826e-06 | 0.21931 | 0.0012126 | 1.5458e-06 | 40.876 | 5.3076 | 0.10258 | 46.2862 | 18.2703 | 3.0818 | 0.045834 | 21.398 | 28.9493 | 3.759 | 0.07265 | 32.781 | 12.9395 | 2.1826 | 0.032461 | 15.1546
Upstate | 2027 | 1 | 13 | 0.25556 | 5.041e-06 | 1.5342e-06 | 0.18099 | 3.5702e-06 | 1.0866e-06 | 0.31408 | 0.0017365 | 2.2137e-06 | 0.22244 | 0.0012299 | 1.5678e-06 | 41.4584 | 5.3832 | 0.10404 | 46.9457 | 18.5306 | 3.1258 | 0.046487 | 21.7029 | 29.3618 | 3.8125 | 0.073685 | 33.248 | 13.1238 | 2.2137 | 0.032923 | 15.3705
Upstate | 2027 | 1 | 14 | 0.25662 | 5.0619e-06 | 1.5406e-06 | 0.18174 | 3.585e-06 | 1.0911e-06 | 0.31538 | 0.0017437 | 2.2228e-06 | 0.22336 | 0.0012349 | 1.5743e-06 | 41.6302 | 5.4055 | 0.10447 | 47.1402 | 18.6074 | 3.1387 | 0.04668 | 21.7928 | 29.4835 | 3.8283 | 0.073991 | 33.3858 | 13.1782 | 2.2229 | 0.03306 | 15.4342
Upstate | 2027 | 1 | 15 | 0.26417 | 5.2108e-06 | 1.5859e-06 | 0.18709 | 3.6904e-06 | 1.1232e-06 | 0.32466 | 0.001795 | 2.2882e-06 | 0.22993 | 0.0012713 | 1.6206e-06 | 42.8548 | 5.5646 | 0.10755 | 48.5269 | 19.1548 | 3.231 | 0.048053 | 22.4339 | 30.3508 | 3.941 | 0.076167 | 34.3679 | 13.5659 | 2.2883 | 0.034032 | 15.8882
Upstate | 2027 | 1 | 16 | 0.26845 | 5.2952e-06 | 1.6116e-06 | 0.19012 | 3.7502e-06 | 1.1414e-06 | 0.32992 | 0.0018241 | 2.3253e-06 | 0.23365 | 0.0012919 | 1.6468e-06 | 43.5489 | 5.6547 | 0.10929 | 49.3129 | 19.465 | 3.2834 | 0.048831 | 22.7972 | 30.8424 | 4.0048 | 0.077401 | 34.9245 | 13.7856 | 2.3254 | 0.034583 | 16.1455
Upstate | 2027 | 1 | 17 | 0.26954 | 5.3168e-06 | 1.6182e-06 | 0.1909 | 3.7655e-06 | 1.146e-06 | 0.33126 | 0.0018315 | 2.3348e-06 | 0.23461 | 0.0012971 | 1.6536e-06 | 43.7267 | 5.6778 | 0.10974 | 49.5142 | 19.5445 | 3.2968 | 0.049031 | 22.8903 | 30.9682 | 4.0211 | 0.077717 | 35.0671 | 13.8419 | 2.3348 | 0.034725 | 16.2114
Upstate | 2027 | 1 | 18 | 0.25674 | 5.0644e-06 | 1.5414e-06 | 0.18183 | 3.5868e-06 | 1.0916e-06 | 0.31554 | 0.0017446 | 2.2239e-06 | 0.22347 | 0.0012356 | 1.5751e-06 | 41.6508 | 5.4082 | 0.10453 | 47.1636 | 18.6166 | 3.1403 | 0.046703 | 21.8036 | 29.4981 | 3.8302 | 0.074027 | 33.4023 | 13.1847 | 2.224 | 0.033076 | 15.4418
Upstate | 2027 | 1 | 19 | 0.25165 | 4.964e-06 | 1.5108e-06 | 0.17823 | 3.5156e-06 | 1.07e-06 | 0.30928 | 0.00171 | 2.1798e-06 | 0.21904 | 0.0012111 | 1.5438e-06 | 40.8249 | 5.301 | 0.10245 | 46.2283 | 18.2475 | 3.078 | 0.045777 | 21.3712 | 28.9131 | 3.7543 | 0.07256 | 32.74 | 12.9233 | 2.1799 | 0.03242 | 15.1356
Upstate | 2027 | 1 | 20 | 0.25107 | 4.9525e-06 | 1.5073e-06 | 0.17781 | 3.5075e-06 | 1.0675e-06 | 0.30856 | 0.001706 | 2.1748e-06 | 0.21853 | 0.0012082 | 1.5402e-06 | 40.7301 | 5.2887 | 0.10221 | 46.121 | 18.2051 | 3.0708 | 0.045671 | 21.3216 | 28.846 | 3.7456 | 0.072391 | 32.664 | 12.8933 | 2.1748 | 0.032345 | 15.1005
Upstate | 2027 | 1 | 21 | 0.243 | 4.7932e-06 | 1.4588e-06 | 0.17209 | 3.3947e-06 | 1.0332e-06 | 0.29864 | 0.0016512 | 2.1048e-06 | 0.2115 | 0.0011694 | 1.4907e-06 | 39.4202 | 5.1186 | 0.098928 | 44.6378 | 17.6196 | 2.9721 | 0.044202 | 20.6359 | 27.9183 | 3.6251 | 0.070063 | 31.6135 | 12.4787 | 2.1049 | 0.031305 | 14.6149
Upstate | 2027 | 1 | 22 | 0.24185 | 4.7707e-06 | 1.452e-06 | 0.17129 | 3.3787e-06 | 1.0283e-06 | 0.29724 | 0.0016434 | 2.095e-06 | 0.21051 | 0.0011639 | 1.4837e-06 | 39.2351 | 5.0945 | 0.098463 | 44.4281 | 17.5369 | 2.9581 | 0.043994 | 20.539 | 27.7872 | 3.6081 | 0.069734 | 31.465 | 12.42 | 2.095 | 0.031158 | 14.5462
Upstate | 2027 | 1 | 23 | 0.25617 | 5.0531e-06 | 1.5379e-06 | 0.18143 | 3.5787e-06 | 1.0892e-06 | 0.31483 | 0.0017407 | 2.219e-06 | 0.22297 | 0.0012328 | 1.5715e-06 | 41.5578 | 5.3961 | 0.10429 | 47.0583 | 18.5751 | 3.1332 | 0.046599 | 21.7549 | 29.4322 | 3.8217 | 0.073862 | 33.3278 | 13.1553 | 2.219 | 0.033002 | 15.4074
Upstate | 2027 | 1 | 24 | 0.26016 | 5.1318e-06 | 1.5619e-06 | 0.18425 | 3.6345e-06 | 1.1061e-06 | 0.31973 | 0.0017678 | 2.2535e-06 | 0.22644 | 0.001252 | 1.596e-06 | 42.2048 | 5.4802 | 0.10592 | 47.7909 | 18.8643 | 3.182 | 0.047324 | 22.0936 | 29.8904 | 3.8812 | 0.075012 | 33.8466 | 13.3601 | 2.2536 | 0.033516 | 15.6472
Upstate | 2027 | 2 | 1 | 0.23831 | 4.7009e-06 | 1.4307e-06 | 0.16878 | 3.3293e-06 | 1.0133e-06 | 0.29288 | 0.0016193 | 2.0643e-06 | 0.20743 | 0.0011469 | 1.462e-06 | 38.6607 | 5.02 | 0.097022 | 43.7777 | 17.2802 | 2.9148 | 0.04335 | 20.2383 | 27.3804 | 3.5553 | 0.068713 | 31.0044 | 12.2382 | 2.0643 | 0.030702 | 14.3333
Upstate | 2027 | 2 | 2 | 0.22923 | 4.5217e-06 | 1.3762e-06 | 0.16235 | 3.2024e-06 | 9.7463e-07 | 0.28172 | 0.0015576 | 1.9856e-06 | 0.19952 | 0.0011031 | 1.4063e-06 | 37.1871 | 4.8286 | 0.093324 | 42.109 | 16.6215 | 2.8037 | 0.041698 | 19.4669 | 26.3368 | 3.4197 | 0.066094 | 29.8226 | 11.7717 | 1.9857 | 0.029531 | 13.7869
Upstate | 2027 | 2 | 3 | 0.21791 | 4.2984e-06 | 1.3082e-06 | 0.15433 | 3.0442e-06 | 9.2651e-07 | 0.26781 | 0.0014807 | 1.8876e-06 | 0.18967 | 0.0010487 | 1.3368e-06 | 35.351 | 4.5902 | 0.088716 | 40.0299 | 15.8008 | 2.6653 | 0.039639 | 18.5057 | 25.0364 | 3.2509 | 0.062831 | 28.3501 | 11.1905 | 1.8876 | 0.028073 | 13.1062
Upstate | 2027 | 2 | 4 | 0.21023 | 4.1468e-06 | 1.2621e-06 | 0.14889 | 2.9369e-06 | 8.9383e-07 | 0.25836 | 0.0014285 | 1.821e-06 | 0.18298 | 0.0010117 | 1.2897e-06 | 34.1041 | 4.4283 | 0.085587 | 38.618 | 15.2435 | 2.5713 | 0.038241 | 17.853 | 24.1533 | 3.1362 | 0.060614 | 27.3502 | 10.7958 | 1.821 | 0.027083 | 12.6439
Upstate | 2027 | 2 | 5 | 0.20774 | 4.0978e-06 | 1.2472e-06 | 0.14713 | 2.9022e-06 | 8.8328e-07 | 0.25531 | 0.0014116 | 1.7995e-06 | 0.18082 | 0.00099974 | 1.2744e-06 | 33.7014 | 4.376 | 0.084576 | 38.162 | 15.0635 | 2.5409 | 0.037789 | 17.6422 | 23.8681 | 3.0992 | 0.059899 | 27.0272 | 10.6683 | 1.7995 | 0.026763 | 12.4946
Upstate | 2027 | 2 | 6 | 0.2163 | 4.2666e-06 | 1.2985e-06 | 0.15319 | 3.0217e-06 | 9.1964e-07 | 0.26583 | 0.0014697 | 1.8736e-06 | 0.18826 | 0.0010409 | 1.3269e-06 | 35.0889 | 4.5562 | 0.088058 | 39.7332 | 15.6837 | 2.6455 | 0.039345 | 18.3686 | 24.8508 | 3.2268 | 0.062365 | 28.14 | 11.1076 | 1.8736 | 0.027865 | 13.0091
Upstate | 2027 | 2 | 7 | 0.21586 | 4.258e-06 | 1.2959e-06 | 0.15288 | 3.0156e-06 | 9.178e-07 | 0.26529 | 0.0014668 | 1.8698e-06 | 0.18789 | 0.0010388 | 1.3242e-06 | 35.0185 | 4.547 | 0.087881 | 39.6534 | 15.6522 | 2.6402 | 0.039266 | 18.3317 | 24.8009 | 3.2203 | 0.06224 | 28.0835 | 11.0853 | 1.8699 | 0.027809 | 12.9829
Upstate | 2027 | 2 | 8 | 0.2165 | 4.2706e-06 | 1.2998e-06 | 0.15333 | 3.0245e-06 | 9.2051e-07 | 0.26608 | 0.0014711 | 1.8754e-06 | 0.18844 | 0.0010419 | 1.3282e-06 | 35.1222 | 4.5605 | 0.088142 | 39.7709 | 15.6986 | 2.648 | 0.039382 | 18.386 | 24.8744 | 3.2299 | 0.062424 | 28.1667 | 11.1181 | 1.8754 | 0.027892 | 13.0214
Upstate | 2027 | 2 | 9 | 0.20221 | 3.9888e-06 | 1.214e-06 | 0.14321 | 2.8249e-06 | 8.5976e-07 | 0.24852 | 0.001374 | 1.7516e-06 | 0.17601 | 0.00097313 | 1.2405e-06 | 32.8043 | 4.2595 | 0.082325 | 37.1462 | 14.6625 | 2.4733 | 0.036783 | 17.1726 | 23.2328 | 3.0167 | 0.058304 | 26.3078 | 10.3844 | 1.7516 | 0.026051 | 12.162
Upstate | 2027 | 2 | 10 | 0.19574 | 3.8611e-06 | 1.1751e-06 | 0.13863 | 2.7345e-06 | 8.3224e-07 | 0.24056 | 0.0013301 | 1.6955e-06 | 0.17037 | 0.00094198 | 1.2008e-06 | 31.7541 | 4.1232 | 0.079689 | 35.9569 | 14.1931 | 2.3941 | 0.035606 | 16.6228 | 22.489 | 2.9201 | 0.056438 | 25.4656 | 10.0519 | 1.6956 | 0.025217 | 11.7727
Upstate | 2027 | 2 | 11 | 0.17847 | 3.5205e-06 | 1.0715e-06 | 0.1264 | 2.4933e-06 | 7.5883e-07 | 0.21934 | 0.0012127 | 1.546e-06 | 0.15534 | 0.00085889 | 1.0949e-06 | 28.9532 | 3.7595 | 0.07266 | 32.7853 | 12.9412 | 2.1829 | 0.032465 | 15.1566 | 20.5053 | 2.6626 | 0.05146 | 23.2194 | 9.1653 | 1.546 | 0.022993 | 10.7343
Upstate | 2027 | 2 | 12 | 0.17058 | 3.3647e-06 | 1.024e-06 | 0.12081 | 2.383e-06 | 7.2525e-07 | 0.20964 | 0.0011591 | 1.4775e-06 | 0.14847 | 0.00082088 | 1.0464e-06 | 27.6719 | 3.5931 | 0.069445 | 31.3345 | 12.3685 | 2.0863 | 0.031028 | 14.4859 | 19.5979 | 2.5447 | 0.049182 | 22.1918 | 8.7597 | 1.4776 | 0.021975 | 10.2592
Upstate | 2027 | 2 | 13 | 0.17788 | 3.5087e-06 | 1.0679e-06 | 0.12598 | 2.485e-06 | 7.5629e-07 | 0.21861 | 0.0012087 | 1.5408e-06 | 0.15482 | 0.00085602 | 1.0912e-06 | 28.8564 | 3.7469 | 0.072417 | 32.6758 | 12.898 | 2.1756 | 0.032357 | 15.1059 | 20.4368 | 2.6537 | 0.051288 | 23.1418 | 9.1346 | 1.5408 | 0.022916 | 10.6984
Upstate | 2027 | 2 | 14 | 0.18654 | 3.6797e-06 | 1.1199e-06 | 0.13211 | 2.606e-06 | 7.9314e-07 | 0.22926 | 0.0012676 | 1.6159e-06 | 0.16237 | 0.00089772 | 1.1444e-06 | 30.2622 | 3.9294 | 0.075945 | 34.2676 | 13.5263 | 2.2816 | 0.033933 | 15.8418 | 21.4324 | 2.7829 | 0.053786 | 24.2691 | 9.5796 | 1.6159 | 0.024032 | 11.2196
Upstate | 2027 | 2 | 15 | 0.19705 | 3.887e-06 | 1.183e-06 | 0.13956 | 2.7529e-06 | 8.3783e-07 | 0.24218 | 0.001339 | 1.7069e-06 | 0.17152 | 0.0009483 | 1.2089e-06 | 31.9673 | 4.1508 | 0.080224 | 36.1984 | 14.2884 | 2.4102 | 0.035845 | 16.7344 | 22.64 | 2.9397 | 0.056817 | 25.6365 | 10.1194 | 1.7069 | 0.025386 | 11.8517
Upstate | 2027 | 2 | 16 | 0.20362 | 4.0166e-06 | 1.2224e-06 | 0.14421 | 2.8446e-06 | 8.6576e-07 | 0.25025 | 0.0013836 | 1.7638e-06 | 0.17723 | 0.00097991 | 1.2492e-06 | 33.0329 | 4.2892 | 0.082898 | 37.405 | 14.7647 | 2.4905 | 0.03704 | 17.2923 | 23.3947 | 3.0377 | 0.058711 | 26.4911 | 10.4567 | 1.7638 | 0.026232 | 12.2468
Upstate | 2027 | 2 | 17 | 0.21481 | 4.2371e-06 | 1.2896e-06 | 0.15213 | 3.0008e-06 | 9.133e-07 | 0.26399 | 0.0014596 | 1.8607e-06 | 0.18697 | 0.0010337 | 1.3178e-06 | 34.8471 | 4.5248 | 0.087451 | 39.4593 | 15.5756 | 2.6273 | 0.039074 | 18.2419 | 24.6795 | 3.2046 | 0.061935 | 27.946 | 11.031 | 1.8607 | 0.027673 | 12.9194
Upstate | 2027 | 2 | 18 | 0.22177 | 4.3745e-06 | 1.3314e-06 | 0.15706 | 3.0981e-06 | 9.429e-07 | 0.27255 | 0.0015069 | 1.921e-06 | 0.19303 | 0.0010672 | 1.3605e-06 | 35.9765 | 4.6714 | 0.090286 | 40.7383 | 16.0804 | 2.7124 | 0.04034 | 18.8332 | 25.4794 | 3.3084 | 0.063942 | 28.8518 | 11.3885 | 1.921 | 0.02857 | 13.3381
Upstate | 2027 | 2 | 19 | 0.23769 | 4.6885e-06 | 1.4269e-06 | 0.16834 | 3.3205e-06 | 1.0106e-06 | 0.29212 | 0.0016151 | 2.0589e-06 | 0.20688 | 0.0011438 | 1.4581e-06 | 38.5592 | 5.0068 | 0.096767 | 43.6628 | 17.2348 | 2.9072 | 0.043236 | 20.1852 | 27.3085 | 3.5459 | 0.068533 | 30.923 | 12.2061 | 2.0589 | 0.030621 | 14.2956
Upstate | 2027 | 2 | 20 | 0.23268 | 4.5897e-06 | 1.3969e-06 | 0.16479 | 3.2505e-06 | 9.8929e-07 | 0.28596 | 0.001581 | 2.0155e-06 | 0.20252 | 0.0011197 | 1.4274e-06 | 37.7464 | 4.9012 | 0.094727 | 42.7424 | 16.8715 | 2.8459 | 0.042325 | 19.7597 | 26.7329 | 3.4712 | 0.067088 | 30.2712 | 11.9488 | 2.0155 | 0.029976 | 13.9943
Upstate | 2027 | 2 | 21 | 0.22793 | 4.4961e-06 | 1.3684e-06 | 0.16143 | 3.1842e-06 | 9.6911e-07 | 0.28012 | 0.0015488 | 1.9744e-06 | 0.19839 | 0.0010969 | 1.3983e-06 | 36.9764 | 4.8013 | 0.092795 | 41.8704 | 16.5273 | 2.7878 | 0.041461 | 19.3566 | 26.1875 | 3.4004 | 0.065719 | 29.6536 | 11.705 | 1.9744 | 0.029364 | 13.7088
Upstate | 2027 | 2 | 22 | 0.22313 | 4.4014e-06 | 1.3395e-06 | 0.15803 | 3.1171e-06 | 9.4869e-07 | 0.27422 | 0.0015162 | 1.9328e-06 | 0.19421 | 0.0010738 | 1.3688e-06 | 36.1975 | 4.7001 | 0.09084 | 40.9884 | 16.1792 | 2.7291 | 0.040588 | 18.9489 | 25.6359 | 3.3287 | 0.064335 | 29.029 | 11.4585 | 1.9328 | 0.028745 | 13.42
Upstate | 2027 | 2 | 23 | 0.23833 | 4.7013e-06 | 1.4308e-06 | 0.16879 | 3.3296e-06 | 1.0133e-06 | 0.29291 | 0.0016195 | 2.0645e-06 | 0.20745 | 0.001147 | 1.4621e-06 | 38.6642 | 5.0204 | 0.09703 | 43.7816 | 17.2817 | 2.9151 | 0.043354 | 20.2402 | 27.3829 | 3.5556 | 0.068719 | 31.0072 | 12.2393 | 2.0645 | 0.030704 | 14.3346
Upstate | 2027 | 2 | 24 | 0.24821 | 4.8961e-06 | 1.4901e-06 | 0.17579 | 3.4675e-06 | 1.0553e-06 | 0.30505 | 0.0016866 | 2.15e-06 | 0.21604 | 0.0011945 | 1.5227e-06 | 40.2661 | 5.2284 | 0.10105 | 45.5956 | 17.9977 | 3.0359 | 0.04515 | 21.0787 | 28.5174 | 3.7029 | 0.071566 | 32.2919 | 12.7464 | 2.1501 | 0.031976 | 14.9285
Upstate | 2027 | 3 | 1 | 0.26738 | 5.2743e-06 | 1.6052e-06 | 0.18937 | 3.7354e-06 | 1.1368e-06 | 0.32861 | 0.0018169 | 2.3161e-06 | 0.23273 | 0.0012867 | 1.6403e-06 | 43.3764 | 5.6323 | 0.10886 | 49.1176 | 19.3879 | 3.2704 | 0.048638 | 22.7069 | 30.7202 | 3.9889 | 0.077094 | 34.7862 | 13.731 | 2.3161 | 0.034446 | 16.0816
Upstate | 2027 | 3 | 2 | 0.26072 | 5.1429e-06 | 1.5652e-06 | 0.18465 | 3.6423e-06 | 1.1085e-06 | 0.32042 | 0.0017716 | 2.2584e-06 | 0.22693 | 0.0012547 | 1.5995e-06 | 42.296 | 5.492 | 0.10614 | 47.8942 | 18.905 | 3.1889 | 0.047426 | 22.1414 | 29.955 | 3.8896 | 0.075174 | 33.9198 | 13.389 | 2.2585 | 0.033588 | 15.681
Upstate | 2027 | 3 | 3 | 0.27235 | 5.3723e-06 | 1.635e-06 | 0.19289 | 3.8048e-06 | 1.158e-06 | 0.33472 | 0.0018506 | 2.3591e-06 | 0.23705 | 0.0013107 | 1.6708e-06 | 44.1827 | 5.737 | 0.11088 | 50.0305 | 19.7483 | 3.3311 | 0.049542 | 23.129 | 31.2912 | 4.0631 | 0.078527 | 35.4328 | 13.9862 | 2.3592 | 0.035087 | 16.3805
Upstate | 2027 | 3 | 4 | 0.26203 | 5.1687e-06 | 1.5731e-06 | 0.18557 | 3.6606e-06 | 1.1141e-06 | 0.32203 | 0.0017805 | 2.2697e-06 | 0.22807 | 0.001261 | 1.6075e-06 | 42.5079 | 5.5195 | 0.10668 | 48.1341 | 18.9998 | 3.2049 | 0.047664 | 22.2523 | 30.1051 | 3.9091 | 0.075551 | 34.0897 | 13.4561 | 2.2698 | 0.033757 | 15.7596
Upstate | 2027 | 3 | 5 | 0.27279 | 5.3809e-06 | 1.6377e-06 | 0.19319 | 3.8109e-06 | 1.1598e-06 | 0.33525 | 0.0018536 | 2.3629e-06 | 0.23743 | 0.0013128 | 1.6735e-06 | 44.2532 | 5.7461 | 0.11106 | 50.1104 | 19.7799 | 3.3365 | 0.049621 | 23.166 | 31.3412 | 4.0696 | 0.078653 | 35.4894 | 14.0086 | 2.363 | 0.035143 | 16.4067
Upstate | 2027 | 3 | 6 | 0.28295 | 5.5813e-06 | 1.6987e-06 | 0.20039 | 3.9528e-06 | 1.203e-06 | 0.34774 | 0.0019226 | 2.4509e-06 | 0.24628 | 0.0013617 | 1.7358e-06 | 45.9019 | 5.9602 | 0.11519 | 51.9773 | 20.5167 | 3.4608 | 0.05147 | 24.029 | 32.5088 | 4.2212 | 0.081583 | 36.8115 | 14.5304 | 2.451 | 0.036452 | 17.0179
Upstate | 2027 | 3 | 7 | 0.26981 | 5.3222e-06 | 1.6198e-06 | 0.19109 | 3.7693e-06 | 1.1472e-06 | 0.3316 | 0.0018334 | 2.3371e-06 | 0.23485 | 0.0012984 | 1.6552e-06 | 43.7709 | 5.6835 | 0.10985 | 49.5642 | 19.5643 | 3.3001 | 0.04908 | 22.9134 | 30.9996 | 4.0252 | 0.077796 | 35.1025 | 13.8559 | 2.3372 | 0.03476 | 16.2278
Upstate | 2027 | 3 | 8 | 0.25133 | 4.9577e-06 | 1.5089e-06 | 0.178 | 3.5112e-06 | 1.0686e-06 | 0.30889 | 0.0017078 | 2.1771e-06 | 0.21876 | 0.0012095 | 1.5419e-06 | 40.773 | 5.2942 | 0.10232 | 46.1696 | 18.2243 | 3.0741 | 0.045719 | 21.3441 | 28.8764 | 3.7495 | 0.072467 | 32.6984 | 12.9069 | 2.1771 | 0.032379 | 15.1164
Upstate | 2027 | 3 | 9 | 0.23338 | 4.6036e-06 | 1.4011e-06 | 0.16529 | 3.2604e-06 | 9.9228e-07 | 0.28682 | 0.0015858 | 2.0216e-06 | 0.20313 | 0.0011231 | 1.4317e-06 | 37.8606 | 4.9161 | 0.095014 | 42.8717 | 16.9225 | 2.8545 | 0.042453 | 19.8195 | 26.8138 | 3.4817 | 0.067291 | 30.3628 | 11.9849 | 2.0216 | 0.030066 | 14.0366
Upstate | 2027 | 3 | 10 | 0.23001 | 4.5371e-06 | 1.3809e-06 | 0.1629 | 3.2133e-06 | 9.7795e-07 | 0.28268 | 0.0015629 | 1.9924e-06 | 0.2002 | 0.0011069 | 1.411e-06 | 37.3138 | 4.8451 | 0.093642 | 42.2525 | 16.6781 | 2.8133 | 0.04184 | 19.5332 | 26.4265 | 3.4314 | 0.066319 | 29.9242 | 11.8118 | 1.9924 | 0.029632 | 13.8339
Upstate | 2027 | 3 | 11 | 0.22631 | 4.4641e-06 | 1.3586e-06 | 0.16028 | 3.1616e-06 | 9.6223e-07 | 0.27813 | 0.0015378 | 1.9603e-06 | 0.19698 | 0.0010891 | 1.3884e-06 | 36.7138 | 4.7672 | 0.092136 | 41.5731 | 16.41 | 2.768 | 0.041167 | 19.2192 | 26.0016 | 3.3762 | 0.065253 | 29.4431 | 11.6219 | 1.9604 | 0.029155 | 13.6115
Upstate | 2027 | 3 | 12 | 0.21816 | 4.3033e-06 | 1.3097e-06 | 0.15451 | 3.0477e-06 | 9.2756e-07 | 0.26812 | 0.0014824 | 1.8897e-06 | 0.18989 | 0.0010499 | 1.3383e-06 | 35.3913 | 4.5954 | 0.088817 | 40.0755 | 15.8188 | 2.6683 | 0.039684 | 18.5268 | 25.0649 | 3.2546 | 0.062902 | 28.3824 | 11.2033 | 1.8898 | 0.028105 | 13.1211
Upstate | 2027 | 3 | 13 | 0.21598 | 4.2604e-06 | 1.2966e-06 | 0.15296 | 3.0173e-06 | 9.1831e-07 | 0.26544 | 0.0014676 | 1.8709e-06 | 0.18799 | 0.0010394 | 1.325e-06 | 35.038 | 4.5496 | 0.08793 | 39.6754 | 15.6609 | 2.6417 | 0.039288 | 18.3419 | 24.8147 | 3.2221 | 0.062274 | 28.0991 | 11.0914 | 1.8709 | 0.027825 | 12.9901
Upstate | 2027 | 3 | 14 | 0.21984 | 4.3365e-06 | 1.3198e-06 | 0.1557 | 3.0712e-06 | 9.3472e-07 | 0.27018 | 0.0014938 | 1.9043e-06 | 0.19135 | 0.001058 | 1.3487e-06 | 35.6644 | 4.6309 | 0.089502 | 40.3848 | 15.9409 | 2.6889 | 0.03999 | 18.6698 | 25.2584 | 3.2797 | 0.063388 | 28.6015 | 11.2897 | 1.9044 | 0.028322 | 13.2224
Upstate | 2027 | 3 | 15 | 0.2256 | 4.4501e-06 | 1.3544e-06 | 0.15977 | 3.1516e-06 | 9.592e-07 | 0.27726 | 0.001533 | 1.9542e-06 | 0.19636 | 0.0010857 | 1.384e-06 | 36.5981 | 4.7522 | 0.091846 | 41.4421 | 16.3583 | 2.7593 | 0.041037 | 19.1586 | 25.9197 | 3.3656 | 0.065047 | 29.3503 | 11.5853 | 1.9542 | 0.029064 | 13.5686
Upstate | 2027 | 3 | 16 | 0.23555 | 4.6464e-06 | 1.4141e-06 | 0.16682 | 3.2907e-06 | 1.0015e-06 | 0.28949 | 0.0016006 | 2.0404e-06 | 0.20502 | 0.0011336 | 1.445e-06 | 38.2125 | 4.9618 | 0.095897 | 43.2701 | 17.0798 | 2.881 | 0.042848 | 20.0037 | 27.063 | 3.514 | 0.067916 | 30.6449 | 12.0963 | 2.0404 | 0.030346 | 14.1671
Upstate | 2027 | 3 | 17 | 0.26079 | 5.1442e-06 | 1.5656e-06 | 0.1847 | 3.6432e-06 | 1.1088e-06 | 0.3205 | 0.0017721 | 2.259e-06 | 0.22699 | 0.001255 | 1.5998e-06 | 42.3065 | 5.4934 | 0.10617 | 47.9061 | 18.9097 | 3.1897 | 0.047438 | 22.1469 | 29.9625 | 3.8905 | 0.075193 | 33.9282 | 13.3923 | 2.259 | 0.033597 | 15.6849
Upstate | 2027 | 3 | 18 | 0.2834 | 5.5902e-06 | 1.7014e-06 | 0.20071 | 3.9591e-06 | 1.205e-06 | 0.3483 | 0.0019257 | 2.4548e-06 | 0.24667 | 0.0013638 | 1.7386e-06 | 45.9752 | 5.9697 | 0.11538 | 52.0603 | 20.5495 | 3.4663 | 0.051552 | 24.0674 | 32.5607 | 4.2279 | 0.081713 | 36.8703 | 14.5536 | 2.4549 | 0.03651 | 17.0451
Upstate | 2027 | 3 | 19 | 0.30561 | 6.0283e-06 | 1.8347e-06 | 0.21644 | 4.2694e-06 | 1.2994e-06 | 0.37559 | 0.0020766 | 2.6472e-06 | 0.266 | 0.0014707 | 1.8748e-06 | 49.578 | 6.4375 | 0.12442 | 56.1399 | 22.1599 | 3.7379 | 0.055592 | 25.9534 | 35.1123 | 4.5592 | 0.088117 | 39.7596 | 15.6941 | 2.6473 | 0.039371 | 18.3808
Upstate | 2027 | 3 | 20 | 0.30914 | 6.0979e-06 | 1.8559e-06 | 0.21894 | 4.3187e-06 | 1.3144e-06 | 0.37993 | 0.0021006 | 2.6778e-06 | 0.26907 | 0.0014877 | 1.8965e-06 | 50.1502 | 6.5118 | 0.12586 | 56.7879 | 22.4156 | 3.7811 | 0.056233 | 26.2529 | 35.5176 | 4.6118 | 0.089134 | 40.2185 | 15.8753 | 2.6778 | 0.039826 | 18.5929
Upstate | 2027 | 3 | 21 | 0.29348 | 5.7891e-06 | 1.7619e-06 | 0.20785 | 4.1e-06 | 1.2478e-06 | 0.36068 | 0.0019942 | 2.5422e-06 | 0.25545 | 0.0014123 | 1.8004e-06 | 47.6104 | 6.1821 | 0.11948 | 53.9119 | 21.2804 | 3.5896 | 0.053385 | 24.9234 | 33.7188 | 4.3783 | 0.08462 | 38.1817 | 15.0713 | 2.5422 | 0.037809 | 17.6513
Upstate | 2027 | 3 | 22 | 0.27528 | 5.43e-06 | 1.6526e-06 | 0.19496 | 3.8457e-06 | 1.1704e-06 | 0.33831 | 0.0018705 | 2.3845e-06 | 0.2396 | 0.0013247 | 1.6887e-06 | 44.6573 | 5.7986 | 0.11207 | 50.568 | 19.9605 | 3.3669 | 0.050074 | 23.3775 | 31.6274 | 4.1067 | 0.079371 | 35.8134 | 14.1365 | 2.3845 | 0.035464 | 16.5565
Upstate | 2027 | 3 | 23 | 0.27252 | 5.3756e-06 | 1.6361e-06 | 0.19301 | 3.8072e-06 | 1.1587e-06 | 0.33493 | 0.0018518 | 2.3606e-06 | 0.2372 | 0.0013115 | 1.6718e-06 | 44.2102 | 5.7406 | 0.11095 | 50.0617 | 19.7606 | 3.3332 | 0.049573 | 23.1434 | 31.3107 | 4.0656 | 0.078576 | 35.4549 | 13.9949 | 2.3607 | 0.035109 | 16.3907
Upstate | 2027 | 3 | 24 | 0.27405 | 5.4057e-06 | 1.6452e-06 | 0.19409 | 3.8285e-06 | 1.1652e-06 | 0.3368 | 0.0018621 | 2.3738e-06 | 0.23853 | 0.0013188 | 1.6812e-06 | 44.4575 | 5.7727 | 0.11157 | 50.3417 | 19.8712 | 3.3519 | 0.04985 | 23.2729 | 31.4859 | 4.0883 | 0.079016 | 35.6532 | 14.0732 | 2.3739 | 0.035305 | 16.4824
Upstate | 2027 | 4 | 1 | 0.19839 | 3.9133e-06 | 1.191e-06 | 0.1405 | 2.7715e-06 | 8.4349e-07 | 0.24381 | 0.001348 | 1.7184e-06 | 0.17267 | 0.00095471 | 1.217e-06 | 32.1834 | 4.1789 | 0.080766 | 36.4431 | 14.385 | 2.4265 | 0.036087 | 16.8476 | 22.793 | 2.9596 | 0.057201 | 25.8098 | 10.1878 | 1.7185 | 0.025558 | 11.9318
Upstate | 2027 | 4 | 2 | 0.1887 | 3.7222e-06 | 1.1329e-06 | 0.13364 | 2.6362e-06 | 8.0231e-07 | 0.23191 | 0.0012822 | 1.6345e-06 | 0.16424 | 0.0009081 | 1.1576e-06 | 30.6123 | 3.9749 | 0.076824 | 34.664 | 13.6828 | 2.308 | 0.034325 | 16.0251 | 21.6803 | 2.8151 | 0.054408 | 24.5499 | 9.6905 | 1.6346 | 0.02431 | 11.3493
Upstate | 2027 | 4 | 3 | 0.19704 | 3.8867e-06 | 1.1829e-06 | 0.13955 | 2.7527e-06 | 8.3777e-07 | 0.24216 | 0.0013389 | 1.7068e-06 | 0.1715 | 0.00094823 | 1.2088e-06 | 31.9649 | 4.1505 | 0.080218 | 36.1957 | 14.2874 | 2.41 | 0.035842 | 16.7332 | 22.6383 | 2.9395 | 0.056812 | 25.6347 | 10.1186 | 1.7068 | 0.025384 | 11.8508
Upstate | 2027 | 4 | 4 | 0.18936 | 3.7353e-06 | 1.1368e-06 | 0.13411 | 2.6454e-06 | 8.0513e-07 | 0.23273 | 0.0012867 | 1.6403e-06 | 0.16482 | 0.00091129 | 1.1617e-06 | 30.7198 | 3.9889 | 0.077093 | 34.7857 | 13.7308 | 2.3161 | 0.034446 | 16.0814 | 21.7565 | 2.825 | 0.054599 | 24.6361 | 9.7245 | 1.6403 | 0.024395 | 11.3892
Upstate | 2027 | 4 | 5 | 0.18761 | 3.7007e-06 | 1.1263e-06 | 0.13287 | 2.6209e-06 | 7.9767e-07 | 0.23057 | 0.0012748 | 1.6251e-06 | 0.16329 | 0.00090285 | 1.1509e-06 | 30.4351 | 3.9519 | 0.076379 | 34.4634 | 13.6036 | 2.2947 | 0.034127 | 15.9324 | 21.5549 | 2.7988 | 0.054093 | 24.4078 | 9.6344 | 1.6251 | 0.024169 | 11.2837
Upstate | 2027 | 4 | 6 | 0.18077 | 3.5658e-06 | 1.0852e-06 | 0.12803 | 2.5254e-06 | 7.6859e-07 | 0.22216 | 0.0012283 | 1.5658e-06 | 0.15734 | 0.00086994 | 1.109e-06 | 29.3256 | 3.8078 | 0.073595 | 33.207 | 13.1077 | 2.211 | 0.032883 | 15.3515 | 20.7691 | 2.6968 | 0.052121 | 23.518 | 9.2832 | 1.5659 | 0.023288 | 10.8723
Upstate | 2027 | 4 | 7 | 0.19295 | 3.806e-06 | 1.1583e-06 | 0.13665 | 2.6955e-06 | 8.2037e-07 | 0.23713 | 0.0013111 | 1.6713e-06 | 0.16794 | 0.00092854 | 1.1837e-06 | 31.3012 | 4.0644 | 0.078553 | 35.4442 | 13.9907 | 2.36 | 0.035098 | 16.3858 | 22.1683 | 2.8785 | 0.055633 | 25.1024 | 9.9085 | 1.6714 | 0.024857 | 11.6048
Upstate | 2027 | 4 | 8 | 0.18472 | 3.6437e-06 | 1.109e-06 | 0.13082 | 2.5806e-06 | 7.8539e-07 | 0.22702 | 0.0012552 | 1.6001e-06 | 0.16078 | 0.00088894 | 1.1332e-06 | 29.9664 | 3.891 | 0.075203 | 33.9327 | 13.3941 | 2.2593 | 0.033601 | 15.687 | 21.2229 | 2.7557 | 0.05326 | 24.0319 | 9.486 | 1.6001 | 0.023797 | 11.1099
Upstate | 2027 | 4 | 9 | 0.16653 | 3.2849e-06 | 9.9977e-07 | 0.11794 | 2.3265e-06 | 7.0806e-07 | 0.20467 | 0.0011316 | 1.4425e-06 | 0.14495 | 0.00080142 | 1.0216e-06 | 27.0159 | 3.5079 | 0.067798 | 30.5917 | 12.0753 | 2.0369 | 0.030293 | 14.1425 | 19.1333 | 2.4844 | 0.048016 | 21.6657 | 8.552 | 1.4426 | 0.021454 | 10.016
Upstate | 2027 | 4 | 10 | 0.16073 | 3.1706e-06 | 9.6496e-07 | 0.11384 | 2.2455e-06 | 6.8341e-07 | 0.19754 | 0.0010922 | 1.3923e-06 | 0.1399 | 0.00077352 | 9.8606e-07 | 26.0754 | 3.3858 | 0.065438 | 29.5267 | 11.6549 | 1.966 | 0.029238 | 13.6501 | 18.4672 | 2.3979 | 0.046345 | 20.9115 | 8.2543 | 1.3923 | 0.020707 | 9.6673
Upstate | 2027 | 4 | 11 | 0.15012 | 2.9611e-06 | 9.0122e-07 | 0.10632 | 2.0972e-06 | 6.3826e-07 | 0.18449 | 0.0010201 | 1.3003e-06 | 0.13066 | 0.00072242 | 9.2092e-07 | 24.353 | 3.1622 | 0.061116 | 27.5763 | 10.8851 | 1.8361 | 0.027307 | 12.7485 | 17.2474 | 2.2395 | 0.043283 | 19.5302 | 7.7091 | 1.3004 | 0.019339 | 9.0288
Upstate | 2027 | 4 | 12 | 0.14321 | 2.8248e-06 | 8.5974e-07 | 0.10142 | 2.0006e-06 | 6.0889e-07 | 0.176 | 0.0009731 | 1.2405e-06 | 0.12465 | 0.00068917 | 8.7854e-07 | 23.2321 | 3.0166 | 0.058302 | 26.307 | 10.384 | 1.7516 | 0.02605 | 12.1617 | 16.4535 | 2.1364 | 0.041291 | 18.6312 | 7.3542 | 1.2405 | 0.018449 | 8.6132
Upstate | 2027 | 4 | 13 | 0.14391 | 2.8386e-06 | 8.6393e-07 | 0.10192 | 2.0104e-06 | 6.1185e-07 | 0.17686 | 0.00097784 | 1.2465e-06 | 0.12525 | 0.00069253 | 8.8282e-07 | 23.3452 | 3.0313 | 0.058586 | 26.4351 | 10.4346 | 1.7601 | 0.026177 | 12.2209 | 16.5336 | 2.1468 | 0.041492 | 18.722 | 7.39 | 1.2466 | 0.018539 | 8.6551
Upstate | 2027 | 4 | 14 | 0.15032 | 2.9652e-06 | 9.0245e-07 | 0.10646 | 2.1e-06 | 6.3913e-07 | 0.18474 | 0.0010214 | 1.3021e-06 | 0.13084 | 0.00072341 | 9.2218e-07 | 24.3862 | 3.1665 | 0.061199 | 27.6138 | 10.8999 | 1.8386 | 0.027344 | 12.7658 | 17.2709 | 2.2426 | 0.043342 | 19.5568 | 7.7196 | 1.3021 | 0.019366 | 9.0411
Upstate | 2027 | 4 | 15 | 0.15642 | 3.0856e-06 | 9.3909e-07 | 0.11078 | 2.1853e-06 | 6.6508e-07 | 0.19224 | 0.0010629 | 1.355e-06 | 0.13615 | 0.00075278 | 9.5962e-07 | 25.3763 | 3.295 | 0.063683 | 28.735 | 11.3424 | 1.9132 | 0.028454 | 13.2841 | 17.9721 | 2.3336 | 0.045102 | 20.3508 | 8.033 | 1.355 | 0.020152 | 9.4081
Upstate | 2027 | 4 | 16 | 0.17831 | 3.5172e-06 | 1.0705e-06 | 0.12628 | 2.491e-06 | 7.5813e-07 | 0.21914 | 0.0012116 | 1.5445e-06 | 0.1552 | 0.00085809 | 1.0939e-06 | 28.9264 | 3.756 | 0.072593 | 32.755 | 12.9292 | 2.1809 | 0.032435 | 15.1426 | 20.4863 | 2.6601 | 0.051412 | 23.1978 | 9.1568 | 1.5446 | 0.022971 | 10.7243
Upstate | 2027 | 4 | 17 | 0.18287 | 3.6073e-06 | 1.0979e-06 | 0.12952 | 2.5548e-06 | 7.7754e-07 | 0.22475 | 0.0012426 | 1.5841e-06 | 0.15917 | 0.00088006 | 1.1219e-06 | 29.6669 | 3.8522 | 0.074451 | 33.5935 | 13.2602 | 2.2367 | 0.033265 | 15.5302 | 21.0108 | 2.7282 | 0.052728 | 23.7917 | 9.3912 | 1.5841 | 0.023559 | 10.9989
Upstate | 2027 | 4 | 18 | 0.18356 | 3.6209e-06 | 1.102e-06 | 0.13 | 2.5644e-06 | 7.8047e-07 | 0.2256 | 0.0012473 | 1.59e-06 | 0.15977 | 0.00088338 | 1.1261e-06 | 29.7787 | 3.8667 | 0.074732 | 33.7201 | 13.3102 | 2.2452 | 0.033391 | 15.5887 | 21.09 | 2.7385 | 0.052927 | 23.8814 | 9.4266 | 1.5901 | 0.023648 | 11.0403
Upstate | 2027 | 4 | 19 | 0.19144 | 3.7763e-06 | 1.1493e-06 | 0.13559 | 2.6745e-06 | 8.1398e-07 | 0.23528 | 0.0013009 | 1.6583e-06 | 0.16663 | 0.0009213 | 1.1745e-06 | 31.0572 | 4.0327 | 0.07794 | 35.1679 | 13.8816 | 2.3416 | 0.034824 | 16.258 | 21.9955 | 2.856 | 0.055199 | 24.9067 | 9.8313 | 1.6583 | 0.024663 | 11.5143
Upstate | 2027 | 4 | 20 | 0.22127 | 4.3648e-06 | 1.3284e-06 | 0.15671 | 3.0912e-06 | 9.4081e-07 | 0.27194 | 0.0015036 | 1.9167e-06 | 0.1926 | 0.0010649 | 1.3575e-06 | 35.8966 | 4.6611 | 0.090085 | 40.6477 | 16.0447 | 2.7064 | 0.040251 | 18.7913 | 25.4228 | 3.3011 | 0.0638 | 28.7876 | 11.3632 | 1.9167 | 0.028506 | 13.3085
Upstate | 2027 | 4 | 21 | 0.19517 | 3.8498e-06 | 1.1717e-06 | 0.13822 | 2.7265e-06 | 8.298e-07 | 0.23986 | 0.0013262 | 1.6906e-06 | 0.16987 | 0.00093922 | 1.1973e-06 | 31.6612 | 4.1111 | 0.079456 | 35.8518 | 14.1516 | 2.3871 | 0.035502 | 16.5742 | 22.4232 | 2.9116 | 0.056273 | 25.3911 | 10.0225 | 1.6906 | 0.025143 | 11.7382
Upstate | 2027 | 4 | 22 | 0.18225 | 3.5951e-06 | 1.0942e-06 | 0.12908 | 2.5461e-06 | 7.7491e-07 | 0.22399 | 0.0012384 | 1.5787e-06 | 0.15863 | 0.00087708 | 1.1181e-06 | 29.5665 | 3.8391 | 0.074199 | 33.4799 | 13.2153 | 2.2292 | 0.033153 | 15.4777 | 20.9397 | 2.719 | 0.05255 | 23.7112 | 9.3594 | 1.5787 | 0.02348 | 10.9616
Upstate | 2027 | 4 | 23 | 0.16671 | 3.2884e-06 | 1.0008e-06 | 0.11806 | 2.3289e-06 | 7.0879e-07 | 0.20488 | 0.0011328 | 1.444e-06 | 0.1451 | 0.00080225 | 1.0227e-06 | 27.0441 | 3.5116 | 0.067869 | 30.6235 | 12.0879 | 2.039 | 0.030324 | 14.1572 | 19.1533 | 2.487 | 0.048066 | 21.6883 | 8.5609 | 1.4441 | 0.021476 | 10.0265
Upstate | 2027 | 4 | 24 | 0.17514 | 3.4547e-06 | 1.0514e-06 | 0.12404 | 2.4467e-06 | 7.4465e-07 | 0.21524 | 0.0011901 | 1.5171e-06 | 0.15244 | 0.00084284 | 1.0744e-06 | 28.4122 | 3.6892 | 0.071302 | 32.1728 | 12.6994 | 2.1421 | 0.031859 | 14.8734 | 20.1222 | 2.6128 | 0.050498 | 22.7855 | 8.994 | 1.5171 | 0.022563 | 10.5337
Upstate | 2027 | 5 | 1 | 0.17771 | 3.5054e-06 | 1.0669e-06 | 0.12586 | 2.4826e-06 | 7.5558e-07 | 0.2184 | 0.0012075 | 1.5393e-06 | 0.15468 | 0.00085521 | 1.0902e-06 | 28.8293 | 3.7434 | 0.072349 | 32.645 | 12.8858 | 2.1736 | 0.032326 | 15.0917 | 20.4176 | 2.6512 | 0.051239 | 23.12 | 9.126 | 1.5394 | 0.022894 | 10.6883
Upstate | 2027 | 5 | 2 | 0.18612 | 3.6713e-06 | 1.1174e-06 | 0.13181 | 2.6001e-06 | 7.9134e-07 | 0.22874 | 0.0012647 | 1.6122e-06 | 0.162 | 0.00089569 | 1.1418e-06 | 30.1937 | 3.9205 | 0.075773 | 34.19 | 13.4956 | 2.2764 | 0.033856 | 15.806 | 21.3839 | 2.7766 | 0.053664 | 24.2141 | 9.5579 | 1.6122 | 0.023978 | 11.1941
Upstate | 2027 | 5 | 3 | 0.19168 | 3.7811e-06 | 1.1508e-06 | 0.13575 | 2.6778e-06 | 8.1499e-07 | 0.23558 | 0.0013025 | 1.6604e-06 | 0.16684 | 0.00092245 | 1.1759e-06 | 31.096 | 4.0377 | 0.078038 | 35.2118 | 13.899 | 2.3445 | 0.034868 | 16.2783 | 22.023 | 2.8596 | 0.055268 | 24.9378 | 9.8436 | 1.6604 | 0.024694 | 11.5287
Upstate | 2027 | 5 | 4 | 0.17806 | 3.5124e-06 | 1.069e-06 | 0.12611 | 2.4875e-06 | 7.5708e-07 | 0.21884 | 0.0012099 | 1.5424e-06 | 0.15498 | 0.0008569 | 1.0924e-06 | 28.8862 | 3.7508 | 0.072492 | 32.7095 | 12.9113 | 2.1779 | 0.03239 | 15.1215 | 20.4579 | 2.6564 | 0.051341 | 23.1657 | 9.1441 | 1.5424 | 0.022939 | 10.7094
Upstate | 2027 | 5 | 5 | 0.18538 | 3.6567e-06 | 1.1129e-06 | 0.13129 | 2.5897e-06 | 7.8818e-07 | 0.22783 | 0.0012596 | 1.6058e-06 | 0.16135 | 0.00089211 | 1.1372e-06 | 30.0731 | 3.9049 | 0.075471 | 34.0535 | 13.4418 | 2.2674 | 0.033721 | 15.7428 | 21.2985 | 2.7655 | 0.05345 | 24.1175 | 9.5198 | 1.6058 | 0.023882 | 11.1495
Upstate | 2027 | 5 | 6 | 0.18495 | 3.6482e-06 | 1.1103e-06 | 0.13098 | 2.5837e-06 | 7.8635e-07 | 0.2273 | 0.0012567 | 1.602e-06 | 0.16098 | 0.00089003 | 1.1346e-06 | 30.003 | 3.8958 | 0.075295 | 33.9741 | 13.4104 | 2.2621 | 0.033642 | 15.7062 | 21.2489 | 2.7591 | 0.053325 | 24.0613 | 9.4976 | 1.6021 | 0.023826 | 11.1235
Upstate | 2027 | 5 | 7 | 0.17837 | 3.5185e-06 | 1.0709e-06 | 0.12633 | 2.4919e-06 | 7.584e-07 | 0.21922 | 0.0012121 | 1.5451e-06 | 0.15526 | 0.0008584 | 1.0943e-06 | 28.9369 | 3.7574 | 0.072619 | 32.7669 | 12.9339 | 2.1817 | 0.032447 | 15.148 | 20.4938 | 2.6611 | 0.051431 | 23.2063 | 9.1601 | 1.5451 | 0.02298 | 10.7282
Upstate | 2027 | 5 | 8 | 0.16142 | 3.1842e-06 | 9.691e-07 | 0.11432 | 2.2551e-06 | 6.8634e-07 | 0.19839 | 0.0010969 | 1.3983e-06 | 0.1405 | 0.00077683 | 9.9028e-07 | 26.1872 | 3.4003 | 0.065719 | 29.6532 | 11.7049 | 1.9744 | 0.029364 | 13.7086 | 18.5464 | 2.4082 | 0.046543 | 21.0011 | 8.2897 | 1.3983 | 0.020796 | 9.7088
Upstate | 2027 | 5 | 9 | 0.1484 | 2.9272e-06 | 8.909e-07 | 0.1051 | 2.0731e-06 | 6.3095e-07 | 0.18238 | 0.0010084 | 1.2854e-06 | 0.12917 | 0.00071415 | 9.1037e-07 | 24.074 | 3.1259 | 0.060415 | 27.2604 | 10.7604 | 1.8151 | 0.026994 | 12.6024 | 17.0498 | 2.2139 | 0.042788 | 19.3064 | 7.6207 | 1.2855 | 0.019118 | 8.9253
Upstate | 2027 | 5 | 10 | 0.14942 | 2.9474e-06 | 8.9703e-07 | 0.10582 | 2.0874e-06 | 6.353e-07 | 0.18363 | 0.0010153 | 1.2943e-06 | 0.13005 | 0.00071906 | 9.1664e-07 | 24.2397 | 3.1475 | 0.060831 | 27.448 | 10.8344 | 1.8276 | 0.02718 | 12.6892 | 17.1672 | 2.2291 | 0.043082 | 19.4393 | 7.6732 | 1.2943 | 0.019249 | 8.9868
Upstate | 2027 | 5 | 11 | 0.13975 | 2.7566e-06 | 8.3896e-07 | 0.098972 | 1.9523e-06 | 5.9417e-07 | 0.17175 | 0.00094959 | 1.2105e-06 | 0.12164 | 0.00067252 | 8.5731e-07 | 22.6707 | 2.9437 | 0.056894 | 25.6713 | 10.1331 | 1.7093 | 0.025421 | 11.8678 | 16.0559 | 2.0848 | 0.040293 | 18.181 | 7.1765 | 1.2105 | 0.018003 | 8.405
Upstate | 2027 | 5 | 12 | 0.13372 | 2.6376e-06 | 8.0276e-07 | 0.094701 | 1.868e-06 | 5.6853e-07 | 0.16434 | 0.00090861 | 1.1583e-06 | 0.11639 | 0.0006435 | 8.2031e-07 | 21.6923 | 2.8167 | 0.054438 | 24.5635 | 9.6958 | 1.6355 | 0.024324 | 11.3556 | 15.363 | 1.9948 | 0.038555 | 17.3964 | 6.8668 | 1.1583 | 0.017227 | 8.0423
Upstate | 2027 | 5 | 13 | 0.13746 | 2.7115e-06 | 8.2523e-07 | 0.097352 | 1.9203e-06 | 5.8445e-07 | 0.16894 | 0.00093404 | 1.1907e-06 | 0.11964 | 0.00066151 | 8.4327e-07 | 22.2995 | 2.8955 | 0.055962 | 25.251 | 9.9672 | 1.6813 | 0.025004 | 11.6735 | 15.793 | 2.0507 | 0.039634 | 17.8834 | 7.059 | 1.1907 | 0.017709 | 8.2674
Upstate | 2027 | 5 | 14 | 0.13047 | 2.5736e-06 | 7.8327e-07 | 0.092402 | 1.8227e-06 | 5.5473e-07 | 0.16035 | 0.00088655 | 1.1301e-06 | 0.11356 | 0.00062787 | 8.0039e-07 | 21.1657 | 2.7483 | 0.053117 | 23.9671 | 9.4604 | 1.5958 | 0.023733 | 11.0799 | 14.99 | 1.9464 | 0.037619 | 16.9741 | 6.7001 | 1.1302 | 0.016808 | 7.8471
Upstate | 2027 | 5 | 15 | 0.13766 | 2.7154e-06 | 8.2642e-07 | 0.097492 | 1.9231e-06 | 5.8529e-07 | 0.16918 | 0.00093538 | 1.1924e-06 | 0.11982 | 0.00066246 | 8.4449e-07 | 22.3316 | 2.8997 | 0.056043 | 25.2874 | 9.9816 | 1.6837 | 0.02504 | 11.6903 | 15.8158 | 2.0536 | 0.039691 | 17.9091 | 7.0692 | 1.1924 | 0.017734 | 8.2793
Upstate | 2027 | 5 | 16 | 0.15058 | 2.9703e-06 | 9.0399e-07 | 0.10664 | 2.1036e-06 | 6.4023e-07 | 0.18506 | 0.0010232 | 1.3043e-06 | 0.13106 | 0.00072465 | 9.2376e-07 | 24.428 | 3.1719 | 0.061304 | 27.6611 | 10.9186 | 1.8417 | 0.027391 | 12.7877 | 17.3005 | 2.2464 | 0.043417 | 19.5903 | 7.7328 | 1.3044 | 0.019399 | 9.0565
Upstate | 2027 | 5 | 17 | 0.15396 | 3.0369e-06 | 9.2427e-07 | 0.10904 | 2.1508e-06 | 6.5459e-07 | 0.18921 | 0.0010461 | 1.3336e-06 | 0.134 | 0.00074091 | 9.4448e-07 | 24.976 | 3.2431 | 0.062679 | 28.2817 | 11.1635 | 1.8831 | 0.028005 | 13.0746 | 17.6886 | 2.2968 | 0.044391 | 20.0298 | 7.9063 | 1.3336 | 0.019834 | 9.2597
Upstate | 2027 | 5 | 18 | 0.14414 | 2.8433e-06 | 8.6536e-07 | 0.10209 | 2.0137e-06 | 6.1287e-07 | 0.17715 | 0.00097946 | 1.2486e-06 | 0.12546 | 0.00069368 | 8.8428e-07 | 23.384 | 3.0363 | 0.058684 | 26.479 | 10.4519 | 1.763 | 0.02622 | 12.2412 | 16.5611 | 2.1504 | 0.041561 | 18.7531 | 7.4023 | 1.2486 | 0.01857 | 8.6695
Upstate | 2027 | 5 | 19 | 0.16508 | 3.2563e-06 | 9.9104e-07 | 0.11691 | 2.3062e-06 | 7.0188e-07 | 0.20288 | 0.0011217 | 1.4299e-06 | 0.14368 | 0.00079443 | 1.0127e-06 | 26.7802 | 3.4773 | 0.067207 | 30.3248 | 11.9699 | 2.0191 | 0.030029 | 14.0191 | 18.9664 | 2.4627 | 0.047597 | 21.4767 | 8.4774 | 1.43 | 0.021267 | 9.9286
Upstate | 2027 | 5 | 20 | 0.20409 | 4.0257e-06 | 1.2252e-06 | 0.14454 | 2.8511e-06 | 8.6773e-07 | 0.25082 | 0.0013868 | 1.7678e-06 | 0.17764 | 0.00098215 | 1.252e-06 | 33.1083 | 4.299 | 0.083088 | 37.4904 | 14.7984 | 2.4962 | 0.037124 | 17.3317 | 23.4481 | 3.0447 | 0.058845 | 26.5516 | 10.4806 | 1.7679 | 0.026292 | 12.2747
Upstate | 2027 | 5 | 21 | 0.19176 | 3.7826e-06 | 1.1512e-06 | 0.13581 | 2.6789e-06 | 8.1532e-07 | 0.23567 | 0.001303 | 1.6611e-06 | 0.16691 | 0.00092283 | 1.1764e-06 | 31.1087 | 4.0394 | 0.078069 | 35.2262 | 13.9047 | 2.3454 | 0.034882 | 16.285 | 22.0319 | 2.8608 | 0.055291 | 24.948 | 9.8476 | 1.6611 | 0.024704 | 11.5334
Upstate | 2027 | 5 | 22 | 0.16981 | 3.3496e-06 | 1.0194e-06 | 0.12026 | 2.3722e-06 | 7.2199e-07 | 0.20869 | 0.0011539 | 1.4709e-06 | 0.1478 | 0.00081719 | 1.0417e-06 | 27.5474 | 3.5769 | 0.069132 | 31.1935 | 12.3129 | 2.0769 | 0.030889 | 14.4207 | 19.5097 | 2.5333 | 0.048961 | 22.092 | 8.7203 | 1.4709 | 0.021876 | 10.2131
Upstate | 2027 | 5 | 23 | 0.17285 | 3.4096e-06 | 1.0377e-06 | 0.12242 | 2.4148e-06 | 7.3493e-07 | 0.21243 | 0.0011745 | 1.4973e-06 | 0.15045 | 0.00083184 | 1.0604e-06 | 28.0414 | 3.6411 | 0.070372 | 31.7529 | 12.5337 | 2.1142 | 0.031443 | 14.6793 | 19.8596 | 2.5787 | 0.049839 | 22.4881 | 8.8766 | 1.4973 | 0.022268 | 10.3962
Upstate | 2027 | 5 | 24 | 0.17834 | 3.5178e-06 | 1.0706e-06 | 0.1263 | 2.4914e-06 | 7.5825e-07 | 0.21918 | 0.0012118 | 1.5448e-06 | 0.15522 | 0.00085823 | 1.094e-06 | 28.9311 | 3.7566 | 0.072605 | 32.7603 | 12.9313 | 2.1813 | 0.03244 | 15.145 | 20.4897 | 2.6605 | 0.05142 | 23.2016 | 9.1583 | 1.5448 | 0.022975 | 10.7261
Upstate | 2027 | 6 | 1 | 0.23664 | 4.6678e-06 | 1.4206e-06 | 0.16759 | 3.3059e-06 | 1.0061e-06 | 0.29083 | 0.001608 | 2.0498e-06 | 0.20597 | 0.0011388 | 1.4517e-06 | 38.3891 | 4.9847 | 0.09634 | 43.4701 | 17.1588 | 2.8943 | 0.043046 | 20.0962 | 27.1881 | 3.5303 | 0.06823 | 30.7866 | 12.1522 | 2.0498 | 0.030486 | 14.2326
Upstate | 2027 | 6 | 2 | 0.2368 | 4.671e-06 | 1.4216e-06 | 0.16771 | 3.3081e-06 | 1.0068e-06 | 0.29102 | 0.0016091 | 2.0512e-06 | 0.20611 | 0.0011396 | 1.4527e-06 | 38.415 | 4.9881 | 0.096405 | 43.4995 | 17.1704 | 2.8963 | 0.043075 | 20.1097 | 27.2064 | 3.5327 | 0.068276 | 30.8074 | 12.1605 | 2.0512 | 0.030506 | 14.2422
Upstate | 2027 | 6 | 3 | 0.23733 | 4.6814e-06 | 1.4248e-06 | 0.16808 | 3.3155e-06 | 1.0091e-06 | 0.29167 | 0.0016126 | 2.0557e-06 | 0.20657 | 0.0011421 | 1.4559e-06 | 38.5005 | 4.9992 | 0.09662 | 43.5962 | 17.2085 | 2.9027 | 0.04317 | 20.1544 | 27.2669 | 3.5405 | 0.068428 | 30.8759 | 12.1875 | 2.0558 | 0.030574 | 14.2739
Upstate | 2027 | 6 | 4 | 0.23725 | 4.6799e-06 | 1.4243e-06 | 0.16802 | 3.3144e-06 | 1.0087e-06 | 0.29158 | 0.0016121 | 2.0551e-06 | 0.2065 | 0.0011417 | 1.4554e-06 | 38.488 | 4.9975 | 0.096588 | 43.5821 | 17.203 | 2.9018 | 0.043156 | 20.1479 | 27.2581 | 3.5394 | 0.068406 | 30.8659 | 12.1835 | 2.0551 | 0.030564 | 14.2692
Upstate | 2027 | 6 | 5 | 0.22205 | 4.38e-06 | 1.333e-06 | 0.15726 | 3.102e-06 | 9.4409e-07 | 0.27289 | 0.0015088 | 1.9234e-06 | 0.19327 | 0.0010686 | 1.3622e-06 | 36.0219 | 4.6773 | 0.090399 | 40.7896 | 16.1007 | 2.7159 | 0.040391 | 18.8569 | 25.5115 | 3.3126 | 0.064023 | 28.8882 | 11.4029 | 1.9234 | 0.028606 | 13.3549
Upstate | 2027 | 6 | 6 | 0.23337 | 4.6034e-06 | 1.401e-06 | 0.16528 | 3.2603e-06 | 9.9225e-07 | 0.28681 | 0.0015858 | 2.0215e-06 | 0.20313 | 0.0011231 | 1.4317e-06 | 37.8594 | 4.9159 | 0.095011 | 42.8703 | 16.922 | 2.8544 | 0.042452 | 19.8189 | 26.8129 | 3.4816 | 0.067289 | 30.3618 | 11.9846 | 2.0216 | 0.030065 | 14.0362
Upstate | 2027 | 6 | 7 | 0.21774 | 4.2951e-06 | 1.3072e-06 | 0.15421 | 3.0419e-06 | 9.2579e-07 | 0.2676 | 0.0014796 | 1.8861e-06 | 0.18952 | 0.0010479 | 1.3358e-06 | 35.3234 | 4.5866 | 0.088646 | 39.9987 | 15.7885 | 2.6632 | 0.039608 | 18.4913 | 25.0169 | 3.2484 | 0.062782 | 28.328 | 11.1818 | 1.8861 | 0.028051 | 13.096
Upstate | 2027 | 6 | 8 | 0.19286 | 3.8042e-06 | 1.1578e-06 | 0.13659 | 2.6942e-06 | 8.1999e-07 | 0.23702 | 0.0013105 | 1.6706e-06 | 0.16786 | 0.00092811 | 1.1831e-06 | 31.2867 | 4.0625 | 0.078516 | 35.4277 | 13.9842 | 2.3589 | 0.035082 | 16.3781 | 22.158 | 2.8771 | 0.055607 | 25.0907 | 9.9039 | 1.6706 | 0.024846 | 11.5994
Upstate | 2027 | 6 | 9 | 0.1782 | 3.5151e-06 | 1.0698e-06 | 0.1262 | 2.4895e-06 | 7.5766e-07 | 0.219 | 0.0012109 | 1.5436e-06 | 0.1551 | 0.00085756 | 1.0932e-06 | 28.9086 | 3.7537 | 0.072548 | 32.7348 | 12.9213 | 2.1796 | 0.032415 | 15.1332 | 20.4737 | 2.6584 | 0.05138 | 23.1836 | 9.1511 | 1.5436 | 0.022957 | 10.7177
Upstate | 2027 | 6 | 10 | 0.18032 | 3.5568e-06 | 1.0825e-06 | 0.1277 | 2.519e-06 | 7.6666e-07 | 0.22161 | 0.0012252 | 1.5619e-06 | 0.15695 | 0.00086775 | 1.1062e-06 | 29.2519 | 3.7983 | 0.07341 | 33.1235 | 13.0747 | 2.2054 | 0.0328 | 15.3129 | 20.7169 | 2.69 | 0.05199 | 23.4589 | 9.2598 | 1.5619 | 0.02323 | 10.845
Upstate | 2027 | 6 | 11 | 0.19362 | 3.8193e-06 | 1.1624e-06 | 0.13713 | 2.7049e-06 | 8.2323e-07 | 0.23796 | 0.0013157 | 1.6772e-06 | 0.16853 | 0.00093178 | 1.1878e-06 | 31.4105 | 4.0786 | 0.078827 | 35.5679 | 14.0396 | 2.3682 | 0.035221 | 16.443 | 22.2457 | 2.8885 | 0.055827 | 25.19 | 9.9431 | 1.6772 | 0.024944 | 11.6453
Upstate | 2027 | 6 | 12 | 0.19831 | 3.9119e-06 | 1.1906e-06 | 0.14045 | 2.7705e-06 | 8.4318e-07 | 0.24373 | 0.0013475 | 1.7178e-06 | 0.17261 | 0.00095436 | 1.2166e-06 | 32.1717 | 4.1774 | 0.080737 | 36.4299 | 14.3798 | 2.4256 | 0.036074 | 16.8415 | 22.7848 | 2.9585 | 0.05718 | 25.8005 | 10.1841 | 1.7179 | 0.025549 | 11.9275
Upstate | 2027 | 6 | 13 | 0.207 | 4.0831e-06 | 1.2427e-06 | 0.1466 | 2.8918e-06 | 8.801e-07 | 0.2544 | 0.0014065 | 1.793e-06 | 0.18017 | 0.00099615 | 1.2699e-06 | 33.5803 | 4.3603 | 0.084272 | 38.0248 | 15.0094 | 2.5318 | 0.037653 | 17.5788 | 23.7823 | 3.0881 | 0.059683 | 26.9301 | 10.63 | 1.7931 | 0.026667 | 12.4497
Upstate | 2027 | 6 | 14 | 0.21451 | 4.2313e-06 | 1.2878e-06 | 0.15192 | 2.9967e-06 | 9.1205e-07 | 0.26363 | 0.0014576 | 1.8581e-06 | 0.18671 | 0.0010323 | 1.316e-06 | 34.7993 | 4.5186 | 0.087331 | 39.4052 | 15.5542 | 2.6237 | 0.03902 | 18.217 | 24.6457 | 3.2002 | 0.06185 | 27.9077 | 11.0159 | 1.8582 | 0.027635 | 12.9017
Upstate | 2027 | 6 | 15 | 0.22815 | 4.5005e-06 | 1.3697e-06 | 0.16158 | 3.1873e-06 | 9.7006e-07 | 0.2804 | 0.0015503 | 1.9763e-06 | 0.19858 | 0.001098 | 1.3997e-06 | 37.0126 | 4.806 | 0.092886 | 41.9114 | 16.5435 | 2.7906 | 0.041502 | 19.3756 | 26.2132 | 3.4037 | 0.065784 | 29.6827 | 11.7165 | 1.9763 | 0.029393 | 13.7222
Upstate | 2027 | 6 | 16 | 0.22746 | 4.4868e-06 | 1.3656e-06 | 0.16109 | 3.1777e-06 | 9.6712e-07 | 0.27955 | 0.0015456 | 1.9703e-06 | 0.19798 | 0.0010946 | 1.3954e-06 | 36.9003 | 4.7914 | 0.092604 | 41.7843 | 16.4933 | 2.7821 | 0.041376 | 19.3168 | 26.1337 | 3.3934 | 0.065584 | 29.5926 | 11.681 | 1.9703 | 0.029304 | 13.6806
Upstate | 2027 | 6 | 17 | 0.23899 | 4.7141e-06 | 1.4347e-06 | 0.16925 | 3.3386e-06 | 1.0161e-06 | 0.29371 | 0.0016239 | 2.0701e-06 | 0.20801 | 0.0011501 | 1.4661e-06 | 38.7697 | 5.0341 | 0.097295 | 43.9011 | 17.3289 | 2.923 | 0.043472 | 20.2954 | 27.4576 | 3.5653 | 0.068907 | 31.0918 | 12.2727 | 2.0702 | 0.030788 | 14.3737
Upstate | 2027 | 6 | 18 | 0.22655 | 4.4688e-06 | 1.3601e-06 | 0.16045 | 3.1649e-06 | 9.6324e-07 | 0.27843 | 0.0015394 | 1.9624e-06 | 0.19719 | 0.0010903 | 1.3898e-06 | 36.7526 | 4.7722 | 0.092233 | 41.617 | 16.4273 | 2.771 | 0.041211 | 19.2395 | 26.0291 | 3.3798 | 0.065322 | 29.4742 | 11.6342 | 1.9625 | 0.029186 | 13.6258
Upstate | 2027 | 6 | 19 | 0.22825 | 4.5023e-06 | 1.3703e-06 | 0.16165 | 3.1886e-06 | 9.7045e-07 | 0.28051 | 0.0015509 | 1.9771e-06 | 0.19866 | 0.0010984 | 1.4002e-06 | 37.0275 | 4.8079 | 0.092923 | 41.9283 | 16.5502 | 2.7917 | 0.041519 | 19.3834 | 26.2238 | 3.4051 | 0.06581 | 29.6946 | 11.7212 | 1.9771 | 0.029405 | 13.7278
Upstate | 2027 | 6 | 20 | 0.23937 | 4.7218e-06 | 1.4371e-06 | 0.16953 | 3.3441e-06 | 1.0178e-06 | 0.29419 | 0.0016265 | 2.0735e-06 | 0.20835 | 0.001152 | 1.4685e-06 | 38.8326 | 5.0423 | 0.097453 | 43.9724 | 17.357 | 2.9278 | 0.043543 | 20.3283 | 27.5022 | 3.5711 | 0.069019 | 31.1423 | 12.2926 | 2.0735 | 0.030838 | 14.397
Upstate | 2027 | 6 | 21 | 0.24229 | 4.7793e-06 | 1.4546e-06 | 0.17159 | 3.3848e-06 | 1.0302e-06 | 0.29777 | 0.0016463 | 2.0987e-06 | 0.21089 | 0.001166 | 1.4864e-06 | 39.3054 | 5.1037 | 0.09864 | 44.5077 | 17.5683 | 2.9634 | 0.044073 | 20.5758 | 27.837 | 3.6145 | 0.069859 | 31.5214 | 12.4423 | 2.0988 | 0.031214 | 14.5723
Upstate | 2027 | 6 | 22 | 0.23 | 4.5369e-06 | 1.3808e-06 | 0.16289 | 3.2131e-06 | 9.7791e-07 | 0.28267 | 0.0015629 | 1.9923e-06 | 0.20019 | 0.0011069 | 1.411e-06 | 37.3123 | 4.8449 | 0.093638 | 42.2508 | 16.6775 | 2.8132 | 0.041838 | 19.5324 | 26.4254 | 3.4313 | 0.066316 | 29.923 | 11.8114 | 1.9923 | 0.029631 | 13.8333
Upstate | 2027 | 6 | 23 | 0.21228 | 4.1874e-06 | 1.2744e-06 | 0.15034 | 2.9656e-06 | 9.0258e-07 | 0.26089 | 0.0014425 | 1.8388e-06 | 0.18477 | 0.0010216 | 1.3023e-06 | 34.438 | 4.4717 | 0.086425 | 38.9961 | 15.3927 | 2.5965 | 0.038615 | 18.0278 | 24.3898 | 3.1669 | 0.061208 | 27.618 | 10.9015 | 1.8389 | 0.027348 | 12.7677
Upstate | 2027 | 6 | 24 | 0.21483 | 4.2376e-06 | 1.2897e-06 | 0.15215 | 3.0012e-06 | 9.134e-07 | 0.26402 | 0.0014598 | 1.8609e-06 | 0.18699 | 0.0010338 | 1.3179e-06 | 34.8508 | 4.5253 | 0.087461 | 39.4636 | 15.5773 | 2.6276 | 0.039078 | 18.2439 | 24.6822 | 3.2049 | 0.061942 | 27.949 | 11.0322 | 1.8609 | 0.027676 | 12.9208
Upstate | 2027 | 7 | 1 | 0.25894 | 5.1078e-06 | 1.5545e-06 | 0.18339 | 3.6174e-06 | 1.101e-06 | 0.31824 | 0.0017595 | 2.243e-06 | 0.22538 | 0.0012461 | 1.5885e-06 | 42.007 | 5.4545 | 0.10542 | 47.5669 | 18.7759 | 3.1671 | 0.047102 | 21.9901 | 29.7504 | 3.863 | 0.074661 | 33.688 | 13.2975 | 2.243 | 0.033359 | 15.5739
Upstate | 2027 | 7 | 2 | 0.2453 | 4.8387e-06 | 1.4726e-06 | 0.17373 | 3.4269e-06 | 1.043e-06 | 0.30147 | 0.0016668 | 2.1248e-06 | 0.21351 | 0.0011805 | 1.5048e-06 | 39.7941 | 5.1671 | 0.099866 | 45.0611 | 17.7867 | 3.0003 | 0.044621 | 20.8316 | 28.1831 | 3.6595 | 0.070727 | 31.9133 | 12.597 | 2.1249 | 0.031602 | 14.7535
Upstate | 2027 | 7 | 3 | 0.24685 | 4.8692e-06 | 1.4819e-06 | 0.17482 | 3.4485e-06 | 1.0495e-06 | 0.30337 | 0.0016773 | 2.1382e-06 | 0.21486 | 0.0011879 | 1.5143e-06 | 40.0451 | 5.1997 | 0.1005 | 45.3453 | 17.8989 | 3.0192 | 0.044902 | 20.963 | 28.3609 | 3.6826 | 0.071174 | 32.1146 | 12.6764 | 2.1383 | 0.031801 | 14.8465
Upstate | 2027 | 7 | 4 | 0.24923 | 4.9162e-06 | 1.4962e-06 | 0.17651 | 3.4818e-06 | 1.0597e-06 | 0.3063 | 0.0016935 | 2.1589e-06 | 0.21693 | 0.0011994 | 1.529e-06 | 40.4317 | 5.2499 | 0.10147 | 45.7831 | 18.0717 | 3.0483 | 0.045336 | 21.1654 | 28.6347 | 3.7181 | 0.071861 | 32.4247 | 12.7988 | 2.1589 | 0.032108 | 14.9898
Upstate | 2027 | 7 | 5 | 0.25377 | 5.0058e-06 | 1.5235e-06 | 0.17973 | 3.5452e-06 | 1.079e-06 | 0.31188 | 0.0017244 | 2.1982e-06 | 0.22088 | 0.0012213 | 1.5568e-06 | 41.1688 | 5.3456 | 0.10332 | 46.6177 | 18.4012 | 3.1039 | 0.046162 | 21.5513 | 29.1567 | 3.7859 | 0.073171 | 33.0158 | 13.0322 | 2.1983 | 0.032693 | 15.2631
Upstate | 2027 | 7 | 6 | 0.26784 | 5.2833e-06 | 1.608e-06 | 0.18969 | 3.7418e-06 | 1.1388e-06 | 0.32917 | 0.00182 | 2.3201e-06 | 0.23313 | 0.001289 | 1.6431e-06 | 43.4508 | 5.6419 | 0.10904 | 49.2018 | 19.4212 | 3.276 | 0.048721 | 22.7459 | 30.7729 | 3.9958 | 0.077227 | 34.8459 | 13.7546 | 2.3201 | 0.034506 | 16.1092
Upstate | 2027 | 7 | 7 | 0.26936 | 5.3133e-06 | 1.6171e-06 | 0.19077 | 3.763e-06 | 1.1453e-06 | 0.33104 | 0.0018303 | 2.3332e-06 | 0.23445 | 0.0012963 | 1.6524e-06 | 43.6973 | 5.674 | 0.10966 | 49.4809 | 19.5314 | 3.2946 | 0.048998 | 22.8749 | 30.9474 | 4.0184 | 0.077665 | 35.0435 | 13.8326 | 2.3333 | 0.034701 | 16.2005
Upstate | 2027 | 7 | 8 | 0.26597 | 5.2464e-06 | 1.5967e-06 | 0.18837 | 3.7156e-06 | 1.1308e-06 | 0.32687 | 0.0018073 | 2.3039e-06 | 0.2315 | 0.00128 | 1.6316e-06 | 43.1474 | 5.6026 | 0.10828 | 48.8583 | 19.2856 | 3.2531 | 0.048381 | 22.5871 | 30.558 | 3.9679 | 0.076688 | 34.6026 | 13.6585 | 2.3039 | 0.034265 | 15.9967
Upstate | 2027 | 7 | 9 | 0.25575 | 5.0448e-06 | 1.5354e-06 | 0.18113 | 3.5728e-06 | 1.0874e-06 | 0.31431 | 0.0017378 | 2.2153e-06 | 0.2226 | 0.0012308 | 1.5689e-06 | 41.4891 | 5.3872 | 0.10412 | 46.9804 | 18.5444 | 3.1281 | 0.046522 | 21.7189 | 29.3835 | 3.8154 | 0.07374 | 33.2726 | 13.1335 | 2.2154 | 0.032948 | 15.3819
Upstate | 2027 | 7 | 10 | 0.23786 | 4.6919e-06 | 1.428e-06 | 0.16846 | 3.3229e-06 | 1.0113e-06 | 0.29233 | 0.0016163 | 2.0604e-06 | 0.20703 | 0.0011447 | 1.4592e-06 | 38.5871 | 5.0104 | 0.096837 | 43.6943 | 17.2473 | 2.9093 | 0.043268 | 20.1998 | 27.3283 | 3.5485 | 0.068582 | 30.9453 | 12.2149 | 2.0604 | 0.030643 | 14.306
Upstate | 2027 | 7 | 11 | 0.24036 | 4.7412e-06 | 1.443e-06 | 0.17023 | 3.3578e-06 | 1.0219e-06 | 0.29539 | 0.0016332 | 2.082e-06 | 0.20921 | 0.0011567 | 1.4745e-06 | 38.9921 | 5.063 | 0.097853 | 44.153 | 17.4283 | 2.9398 | 0.043722 | 20.4118 | 27.6151 | 3.5857 | 0.069302 | 31.2702 | 12.3431 | 2.082 | 0.030965 | 14.4561
Upstate | 2027 | 7 | 12 | 0.25415 | 5.0132e-06 | 1.5258e-06 | 0.17999 | 3.5505e-06 | 1.0806e-06 | 0.31234 | 0.0017269 | 2.2014e-06 | 0.22121 | 0.0012231 | 1.5591e-06 | 41.2294 | 5.3535 | 0.10347 | 46.6863 | 18.4283 | 3.1085 | 0.04623 | 21.583 | 29.1996 | 3.7915 | 0.073278 | 33.0644 | 13.0513 | 2.2015 | 0.032741 | 15.2856
Upstate | 2027 | 7 | 13 | 0.25605 | 5.0507e-06 | 1.5372e-06 | 0.18134 | 3.577e-06 | 1.0887e-06 | 0.31468 | 0.0017399 | 2.2179e-06 | 0.22286 | 0.0012322 | 1.5708e-06 | 41.5379 | 5.3936 | 0.10424 | 47.0357 | 18.5662 | 3.1317 | 0.046576 | 21.7445 | 29.4181 | 3.8198 | 0.073827 | 33.3118 | 13.149 | 2.218 | 0.032986 | 15.4
Upstate | 2027 | 7 | 14 | 0.26087 | 5.1459e-06 | 1.5661e-06 | 0.18476 | 3.6444e-06 | 1.1092e-06 | 0.32061 | 0.0017726 | 2.2597e-06 | 0.22706 | 0.0012554 | 1.6004e-06 | 42.3207 | 5.4952 | 0.10621 | 47.9221 | 18.9161 | 3.1908 | 0.047454 | 22.1543 | 29.9725 | 3.8918 | 0.075218 | 33.9396 | 13.3968 | 2.2598 | 0.033608 | 15.6902
Upstate | 2027 | 7 | 15 | 0.27625 | 5.4492e-06 | 1.6585e-06 | 0.19565 | 3.8593e-06 | 1.1746e-06 | 0.33951 | 0.0018771 | 2.3929e-06 | 0.24045 | 0.0013294 | 1.6947e-06 | 44.8155 | 5.8192 | 0.11247 | 50.7472 | 20.0312 | 3.3789 | 0.050252 | 23.4603 | 31.7394 | 4.1213 | 0.079652 | 35.9403 | 14.1866 | 2.393 | 0.035589 | 16.6151
Upstate | 2027 | 7 | 16 | 0.30684 | 6.0525e-06 | 1.8421e-06 | 0.21731 | 4.2865e-06 | 1.3046e-06 | 0.3771 | 0.002085 | 2.6578e-06 | 0.26707 | 0.0014766 | 1.8824e-06 | 49.777 | 6.4634 | 0.12492 | 56.3653 | 22.2488 | 3.7529 | 0.055815 | 26.0576 | 35.2533 | 4.5775 | 0.08847 | 39.9192 | 15.7571 | 2.6579 | 0.039529 | 18.4546
Upstate | 2027 | 7 | 17 | 0.26935 | 5.313e-06 | 1.617e-06 | 0.19076 | 3.7628e-06 | 1.1452e-06 | 0.33103 | 0.0018302 | 2.3331e-06 | 0.23444 | 0.0012962 | 1.6524e-06 | 43.6954 | 5.6737 | 0.10966 | 49.4788 | 19.5305 | 3.2944 | 0.048996 | 22.8739 | 30.9461 | 4.0183 | 0.077661 | 35.042 | 13.832 | 2.3332 | 0.0347 | 16.1999
Upstate | 2027 | 7 | 18 | 0.27149 | 5.3554e-06 | 1.6299e-06 | 0.19228 | 3.7928e-06 | 1.1543e-06 | 0.33366 | 0.0018448 | 2.3517e-06 | 0.23631 | 0.0013065 | 1.6655e-06 | 44.0435 | 5.7189 | 0.11053 | 49.8729 | 19.6861 | 3.3207 | 0.049386 | 23.0561 | 31.1926 | 4.0503 | 0.07828 | 35.3212 | 13.9422 | 2.3518 | 0.034976 | 16.3289
Upstate | 2027 | 7 | 19 | 0.2726 | 5.3772e-06 | 1.6365e-06 | 0.19306 | 3.8082e-06 | 1.159e-06 | 0.33502 | 0.0018523 | 2.3613e-06 | 0.23727 | 0.0013119 | 1.6723e-06 | 44.2227 | 5.7422 | 0.11098 | 50.0759 | 19.7662 | 3.3342 | 0.049587 | 23.15 | 31.3196 | 4.0667 | 0.078599 | 35.4649 | 13.9989 | 2.3613 | 0.035119 | 16.3954
Upstate | 2027 | 7 | 20 | 0.28155 | 5.5537e-06 | 1.6903e-06 | 0.1994 | 3.9333e-06 | 1.1971e-06 | 0.34602 | 0.0019131 | 2.4388e-06 | 0.24506 | 0.0013549 | 1.7272e-06 | 45.6745 | 5.9307 | 0.11462 | 51.7198 | 20.4151 | 3.4436 | 0.051215 | 23.91 | 32.3478 | 4.2003 | 0.081179 | 36.6292 | 14.4585 | 2.4389 | 0.036271 | 16.9336
Upstate | 2027 | 7 | 21 | 0.2882 | 5.6849e-06 | 1.7302e-06 | 0.20411 | 4.0262e-06 | 1.2254e-06 | 0.35419 | 0.0019583 | 2.4964e-06 | 0.25085 | 0.0013869 | 1.768e-06 | 46.7534 | 6.0708 | 0.11733 | 52.9415 | 20.8973 | 3.525 | 0.052424 | 24.4747 | 33.1118 | 4.2995 | 0.083096 | 37.4944 | 14.8 | 2.4965 | 0.037128 | 17.3336
Upstate | 2027 | 7 | 22 | 0.27914 | 5.5063e-06 | 1.6758e-06 | 0.1977 | 3.8997e-06 | 1.1869e-06 | 0.34306 | 0.0018968 | 2.418e-06 | 0.24297 | 0.0013433 | 1.7125e-06 | 45.2844 | 5.88 | 0.11364 | 51.2781 | 20.2408 | 3.4142 | 0.050777 | 23.7058 | 32.0715 | 4.1644 | 0.080486 | 36.3164 | 14.335 | 2.418 | 0.035962 | 16.789
Upstate | 2027 | 7 | 23 | 0.2734 | 5.3929e-06 | 1.6413e-06 | 0.19363 | 3.8194e-06 | 1.1624e-06 | 0.336 | 0.0018577 | 2.3682e-06 | 0.23796 | 0.0013157 | 1.6772e-06 | 44.3521 | 5.759 | 0.1113 | 50.2223 | 19.824 | 3.3439 | 0.049732 | 23.2177 | 31.4112 | 4.0786 | 0.078829 | 35.5686 | 14.0398 | 2.3682 | 0.035221 | 16.4433
Upstate | 2027 | 7 | 24 | 0.26552 | 5.2376e-06 | 1.5941e-06 | 0.18805 | 3.7094e-06 | 1.1289e-06 | 0.32633 | 0.0018042 | 2.3e-06 | 0.23111 | 0.0012778 | 1.6289e-06 | 43.0751 | 5.5932 | 0.1081 | 48.7763 | 19.2533 | 3.2476 | 0.0483 | 22.5492 | 30.5068 | 3.9612 | 0.076559 | 34.5445 | 13.6356 | 2.3001 | 0.034207 | 15.9699
Upstate | 2027 | 8 | 1 | 0.2502 | 4.9353e-06 | 1.502e-06 | 0.1772 | 3.4953e-06 | 1.0638e-06 | 0.30749 | 0.0017001 | 2.1672e-06 | 0.21777 | 0.001204 | 1.5349e-06 | 40.5885 | 5.2703 | 0.10186 | 45.9607 | 18.1418 | 3.0602 | 0.045512 | 21.2475 | 28.7458 | 3.7325 | 0.072139 | 32.5504 | 12.8485 | 2.1673 | 0.032233 | 15.048
Upstate | 2027 | 8 | 2 | 0.2453 | 4.8388e-06 | 1.4727e-06 | 0.17373 | 3.4269e-06 | 1.043e-06 | 0.30148 | 0.0016669 | 2.1249e-06 | 0.21351 | 0.0011805 | 1.5049e-06 | 39.7949 | 5.1672 | 0.099868 | 45.0621 | 17.7871 | 3.0003 | 0.044622 | 20.8321 | 28.1837 | 3.6596 | 0.070729 | 31.914 | 12.5973 | 2.1249 | 0.031602 | 14.7538
Upstate | 2027 | 8 | 3 | 0.24444 | 4.8218e-06 | 1.4675e-06 | 0.17312 | 3.4149e-06 | 1.0393e-06 | 0.30042 | 0.001661 | 2.1174e-06 | 0.21276 | 0.0011764 | 1.4996e-06 | 39.6552 | 5.1491 | 0.099517 | 44.9038 | 17.7247 | 2.9898 | 0.044465 | 20.7589 | 28.0847 | 3.6467 | 0.070481 | 31.8019 | 12.553 | 2.1174 | 0.031491 | 14.702
Upstate | 2027 | 8 | 4 | 0.2494 | 4.9195e-06 | 1.4972e-06 | 0.17663 | 3.4841e-06 | 1.0604e-06 | 0.30651 | 0.0016947 | 2.1603e-06 | 0.21707 | 0.0012002 | 1.53e-06 | 40.4588 | 5.2534 | 0.10153 | 45.8138 | 18.0839 | 3.0504 | 0.045366 | 21.1796 | 28.6539 | 3.7206 | 0.071909 | 32.4464 | 12.8074 | 2.1604 | 0.032129 | 14.9999
Upstate | 2027 | 8 | 5 | 0.24796 | 4.8911e-06 | 1.4886e-06 | 0.17561 | 3.464e-06 | 1.0543e-06 | 0.30473 | 0.0016849 | 2.1478e-06 | 0.21582 | 0.0011933 | 1.5211e-06 | 40.225 | 5.2231 | 0.10095 | 45.549 | 17.9793 | 3.0328 | 0.045104 | 21.0572 | 28.4883 | 3.6991 | 0.071493 | 32.2589 | 12.7334 | 2.1479 | 0.031944 | 14.9132
Upstate | 2027 | 8 | 6 | 0.26609 | 5.2488e-06 | 1.5975e-06 | 0.18845 | 3.7173e-06 | 1.1314e-06 | 0.32702 | 0.0018081 | 2.3049e-06 | 0.23161 | 0.0012805 | 1.6324e-06 | 43.167 | 5.6051 | 0.10833 | 48.8805 | 19.2944 | 3.2546 | 0.048403 | 22.5973 | 30.5719 | 3.9697 | 0.076722 | 34.6183 | 13.6647 | 2.305 | 0.03428 | 16.004
Upstate | 2027 | 8 | 7 | 0.26114 | 5.1512e-06 | 1.5677e-06 | 0.18495 | 3.6482e-06 | 1.1103e-06 | 0.32094 | 0.0017745 | 2.262e-06 | 0.2273 | 0.0012567 | 1.602e-06 | 42.364 | 5.5008 | 0.10632 | 47.9711 | 18.9354 | 3.194 | 0.047503 | 22.1769 | 30.0032 | 3.8958 | 0.075295 | 33.9743 | 13.4105 | 2.2621 | 0.033642 | 15.7062
Upstate | 2027 | 8 | 8 | 0.24137 | 4.7612e-06 | 1.4491e-06 | 0.17095 | 3.372e-06 | 1.0263e-06 | 0.29664 | 0.0016401 | 2.0908e-06 | 0.21009 | 0.0011616 | 1.4807e-06 | 39.157 | 5.0844 | 0.098267 | 44.3396 | 17.502 | 2.9522 | 0.043907 | 20.4981 | 27.7319 | 3.6009 | 0.069595 | 31.4024 | 12.3953 | 2.0908 | 0.031096 | 14.5173
Upstate | 2027 | 8 | 9 | 0.23173 | 4.571e-06 | 1.3912e-06 | 0.16412 | 3.2373e-06 | 9.8526e-07 | 0.28479 | 0.0015746 | 2.0073e-06 | 0.2017 | 0.0011152 | 1.4216e-06 | 37.5925 | 4.8813 | 0.094341 | 42.5681 | 16.8027 | 2.8343 | 0.042152 | 19.6792 | 26.6239 | 3.457 | 0.066815 | 30.1478 | 11.9001 | 2.0073 | 0.029853 | 13.9372
Upstate | 2027 | 8 | 10 | 0.21736 | 4.2876e-06 | 1.3049e-06 | 0.15394 | 3.0366e-06 | 9.2418e-07 | 0.26714 | 0.001477 | 1.8828e-06 | 0.18919 | 0.001046 | 1.3335e-06 | 35.2622 | 4.5787 | 0.088493 | 39.9293 | 15.7611 | 2.6586 | 0.039539 | 18.4592 | 24.9735 | 3.2427 | 0.062673 | 28.2789 | 11.1624 | 1.8829 | 0.028003 | 13.0733
Upstate | 2027 | 8 | 11 | 0.22952 | 4.5275e-06 | 1.3779e-06 | 0.16255 | 3.2064e-06 | 9.7588e-07 | 0.28208 | 0.0015596 | 1.9881e-06 | 0.19978 | 0.0011046 | 1.408e-06 | 37.2346 | 4.8348 | 0.093443 | 42.1628 | 16.6427 | 2.8073 | 0.041751 | 19.4918 | 26.3704 | 3.4241 | 0.066178 | 29.8607 | 11.7868 | 1.9882 | 0.029569 | 13.8045
Upstate | 2027 | 8 | 12 | 0.24205 | 4.7747e-06 | 1.4532e-06 | 0.17143 | 3.3815e-06 | 1.0292e-06 | 0.29748 | 0.0016448 | 2.0967e-06 | 0.21068 | 0.0011649 | 1.4849e-06 | 39.2677 | 5.0988 | 0.098545 | 44.465 | 17.5515 | 2.9606 | 0.044031 | 20.5561 | 27.8103 | 3.6111 | 0.069792 | 31.4911 | 12.4304 | 2.0968 | 0.031184 | 14.5583
Upstate | 2027 | 8 | 13 | 0.25347 | 4.9998e-06 | 1.5217e-06 | 0.17951 | 3.541e-06 | 1.0777e-06 | 0.31151 | 0.0017223 | 2.1956e-06 | 0.22062 | 0.0012198 | 1.5549e-06 | 41.1191 | 5.3392 | 0.10319 | 46.5615 | 18.379 | 3.1002 | 0.046107 | 21.5253 | 29.1215 | 3.7813 | 0.073082 | 32.9759 | 13.0164 | 2.1956 | 0.032654 | 15.2447
Upstate | 2027 | 8 | 14 | 0.2569 | 5.0676e-06 | 1.5423e-06 | 0.18195 | 3.589e-06 | 1.0923e-06 | 0.31573 | 0.0017457 | 2.2253e-06 | 0.22361 | 0.0012363 | 1.576e-06 | 41.6767 | 5.4116 | 0.10459 | 47.1929 | 18.6282 | 3.1422 | 0.046732 | 21.8172 | 29.5164 | 3.8326 | 0.074073 | 33.4231 | 13.1929 | 2.2254 | 0.033097 | 15.4514
Upstate | 2027 | 8 | 15 | 0.27102 | 5.3461e-06 | 1.6271e-06 | 0.19195 | 3.7862e-06 | 1.1523e-06 | 0.33308 | 0.0018416 | 2.3476e-06 | 0.2359 | 0.0013043 | 1.6626e-06 | 43.9671 | 5.709 | 0.11034 | 49.7865 | 19.652 | 3.3149 | 0.0493 | 23.0162 | 31.1386 | 4.0432 | 0.078144 | 35.26 | 13.918 | 2.3477 | 0.034916 | 16.3006
Upstate | 2027 | 8 | 16 | 0.29294 | 5.7784e-06 | 1.7586e-06 | 0.20747 | 4.0924e-06 | 1.2455e-06 | 0.36002 | 0.0019905 | 2.5375e-06 | 0.25497 | 0.0014097 | 1.7971e-06 | 47.5223 | 6.1706 | 0.11926 | 53.8121 | 21.241 | 3.5829 | 0.053287 | 24.8772 | 33.6564 | 4.3702 | 0.084463 | 38.111 | 15.0434 | 2.5375 | 0.037739 | 17.6186
Upstate | 2027 | 8 | 17 | 0.26047 | 5.138e-06 | 1.5637e-06 | 0.18447 | 3.6389e-06 | 1.1075e-06 | 0.32012 | 0.0017699 | 2.2563e-06 | 0.22672 | 0.0012535 | 1.5979e-06 | 42.2559 | 5.4868 | 0.10604 | 47.8487 | 18.8871 | 3.1859 | 0.047381 | 22.1204 | 29.9266 | 3.8859 | 0.075103 | 33.8876 | 13.3763 | 2.2563 | 0.033557 | 15.6662
Upstate | 2027 | 8 | 18 | 0.25319 | 4.9942e-06 | 1.52e-06 | 0.17931 | 3.537e-06 | 1.0765e-06 | 0.31116 | 0.0017204 | 2.1931e-06 | 0.22037 | 0.0012184 | 1.5532e-06 | 41.0733 | 5.3332 | 0.10308 | 46.5097 | 18.3585 | 3.0967 | 0.046055 | 21.5013 | 29.0891 | 3.7771 | 0.073001 | 32.9392 | 13.002 | 2.1932 | 0.032618 | 15.2277
Upstate | 2027 | 8 | 19 | 0.26256 | 5.1791e-06 | 1.5762e-06 | 0.18595 | 3.6679e-06 | 1.1163e-06 | 0.32268 | 0.0017841 | 2.2743e-06 | 0.22853 | 0.0012635 | 1.6107e-06 | 42.5936 | 5.5306 | 0.10689 | 48.2312 | 19.0381 | 3.2113 | 0.04776 | 22.2972 | 30.1658 | 3.9169 | 0.075703 | 34.1584 | 13.4832 | 2.2743 | 0.033825 | 15.7914
Upstate | 2027 | 8 | 20 | 0.26697 | 5.2661e-06 | 1.6027e-06 | 0.18907 | 3.7296e-06 | 1.1351e-06 | 0.3281 | 0.0018141 | 2.3125e-06 | 0.23237 | 0.0012848 | 1.6378e-06 | 43.3094 | 5.6236 | 0.10869 | 49.0417 | 19.358 | 3.2653 | 0.048563 | 22.6719 | 30.6727 | 3.9828 | 0.076975 | 34.7325 | 13.7098 | 2.3126 | 0.034393 | 16.0567
Upstate | 2027 | 8 | 21 | 0.25873 | 5.1036e-06 | 1.5533e-06 | 0.18324 | 3.6145e-06 | 1.1001e-06 | 0.31798 | 0.0017581 | 2.2411e-06 | 0.2252 | 0.0012451 | 1.5872e-06 | 41.9729 | 5.45 | 0.10533 | 47.5283 | 18.7606 | 3.1645 | 0.047064 | 21.9722 | 29.7262 | 3.8599 | 0.0746 | 33.6606 | 13.2867 | 2.2412 | 0.033332 | 15.5612
Upstate | 2027 | 8 | 22 | 0.24676 | 4.8674e-06 | 1.4814e-06 | 0.17476 | 3.4472e-06 | 1.0492e-06 | 0.30326 | 0.0016767 | 2.1374e-06 | 0.21478 | 0.0011875 | 1.5138e-06 | 40.0307 | 5.1979 | 0.10046 | 45.329 | 17.8925 | 3.0181 | 0.044886 | 20.9555 | 28.3507 | 3.6812 | 0.071148 | 32.1031 | 12.6719 | 2.1375 | 0.03179 | 14.8412
Upstate | 2027 | 8 | 23 | 0.25124 | 4.9558e-06 | 1.5083e-06 | 0.17793 | 3.5098e-06 | 1.0682e-06 | 0.30877 | 0.0017072 | 2.1762e-06 | 0.21868 | 0.001209 | 1.5413e-06 | 40.7571 | 5.2922 | 0.10228 | 46.1515 | 18.2172 | 3.0729 | 0.045701 | 21.3357 | 28.8651 | 3.748 | 0.072439 | 32.6856 | 12.9018 | 2.1763 | 0.032366 | 15.1105
Upstate | 2027 | 8 | 24 | 0.25265 | 4.9838e-06 | 1.5168e-06 | 0.17894 | 3.5296e-06 | 1.0742e-06 | 0.31051 | 0.0017168 | 2.1885e-06 | 0.21991 | 0.0012159 | 1.55e-06 | 40.9873 | 5.3221 | 0.10286 | 46.4122 | 18.3201 | 3.0902 | 0.045959 | 21.4563 | 29.0281 | 3.7692 | 0.072848 | 32.8702 | 12.9747 | 2.1886 | 0.032549 | 15.1958
Upstate | 2027 | 9 | 1 | 0.16708 | 3.2957e-06 | 1.0031e-06 | 0.11833 | 2.3341e-06 | 7.1039e-07 | 0.20534 | 0.0011353 | 1.4473e-06 | 0.14543 | 0.00080405 | 1.025e-06 | 27.1048 | 3.5195 | 0.068021 | 30.6923 | 12.115 | 2.0436 | 0.030392 | 14.189 | 19.1962 | 2.4926 | 0.048174 | 21.737 | 8.5801 | 1.4473 | 0.021525 | 10.049
Upstate | 2027 | 9 | 2 | 0.147 | 2.8996e-06 | 8.8248e-07 | 0.10411 | 2.0535e-06 | 6.2499e-07 | 0.18066 | 0.00099884 | 1.2733e-06 | 0.12794 | 0.0007074 | 9.0177e-07 | 23.8465 | 3.0964 | 0.059844 | 27.0028 | 10.6587 | 1.7979 | 0.026739 | 12.4833 | 16.8887 | 2.1929 | 0.042383 | 19.124 | 7.5487 | 1.2733 | 0.018937 | 8.841
Upstate | 2027 | 9 | 3 | 0.16261 | 3.2077e-06 | 9.7624e-07 | 0.11517 | 2.2717e-06 | 6.914e-07 | 0.19985 | 0.001105 | 1.4086e-06 | 0.14154 | 0.00078256 | 9.9759e-07 | 26.3803 | 3.4254 | 0.066203 | 29.8719 | 11.7912 | 1.9889 | 0.02958 | 13.8097 | 18.6832 | 2.4259 | 0.046887 | 21.156 | 8.3508 | 1.4086 | 0.020949 | 9.7804
Upstate | 2027 | 9 | 4 | 0.16708 | 3.2957e-06 | 1.0031e-06 | 0.11833 | 2.3341e-06 | 7.1038e-07 | 0.20534 | 0.0011353 | 1.4473e-06 | 0.14543 | 0.00080405 | 1.025e-06 | 27.1047 | 3.5195 | 0.068021 | 30.6922 | 12.115 | 2.0436 | 0.030392 | 14.1889 | 19.1962 | 2.4926 | 0.048174 | 21.7369 | 8.5801 | 1.4473 | 0.021525 | 10.0489
Upstate | 2027 | 9 | 5 | 0.18481 | 3.6455e-06 | 1.1095e-06 | 0.13089 | 2.5818e-06 | 7.8576e-07 | 0.22713 | 0.0012558 | 1.6008e-06 | 0.16086 | 0.00088937 | 1.1337e-06 | 29.9808 | 3.8929 | 0.075239 | 33.949 | 13.4005 | 2.2604 | 0.033617 | 15.6945 | 21.2331 | 2.7571 | 0.053286 | 24.0435 | 9.4906 | 1.6009 | 0.023809 | 11.1152
Upstate | 2027 | 9 | 6 | 0.2335 | 4.6059e-06 | 1.4018e-06 | 0.16537 | 3.262e-06 | 9.9278e-07 | 0.28697 | 0.0015866 | 2.0226e-06 | 0.20324 | 0.0011237 | 1.4324e-06 | 37.8795 | 4.9185 | 0.095061 | 42.8931 | 16.931 | 2.8559 | 0.042474 | 19.8294 | 26.8272 | 3.4834 | 0.067325 | 30.3779 | 11.9909 | 2.0226 | 0.030081 | 14.0437
Upstate | 2027 | 9 | 7 | 0.22743 | 4.4861e-06 | 1.3653e-06 | 0.16107 | 3.1772e-06 | 9.6696e-07 | 0.2795 | 0.0015454 | 1.97e-06 | 0.19795 | 0.0010945 | 1.3952e-06 | 36.8945 | 4.7906 | 0.092589 | 41.7778 | 16.4907 | 2.7817 | 0.04137 | 19.3138 | 26.1296 | 3.3928 | 0.065574 | 29.588 | 11.6791 | 1.97 | 0.029299 | 13.6785
Upstate | 2027 | 9 | 8 | 0.19991 | 3.9432e-06 | 1.2001e-06 | 0.14158 | 2.7927e-06 | 8.4995e-07 | 0.24568 | 0.0013584 | 1.7316e-06 | 0.174 | 0.00096202 | 1.2264e-06 | 32.4299 | 4.2109 | 0.081385 | 36.7222 | 14.4952 | 2.4451 | 0.036364 | 16.9766 | 22.9676 | 2.9823 | 0.057639 | 26.0075 | 10.2658 | 1.7316 | 0.025754 | 12.0232
Upstate | 2027 | 9 | 9 | 0.17629 | 3.4775e-06 | 1.0584e-06 | 0.12486 | 2.4628e-06 | 7.4956e-07 | 0.21666 | 0.0011979 | 1.5271e-06 | 0.15345 | 0.0008484 | 1.0815e-06 | 28.5996 | 3.7136 | 0.071773 | 32.3849 | 12.7831 | 2.1563 | 0.032069 | 14.9715 | 20.2549 | 2.63 | 0.050831 | 22.9357 | 9.0533 | 1.5271 | 0.022712 | 10.6031
Upstate | 2027 | 9 | 10 | 0.16938 | 3.341e-06 | 1.0168e-06 | 0.11996 | 2.3662e-06 | 7.2015e-07 | 0.20816 | 0.0011509 | 1.4671e-06 | 0.14742 | 0.0008151 | 1.0391e-06 | 27.4772 | 3.5678 | 0.068956 | 31.114 | 12.2815 | 2.0716 | 0.03081 | 14.3839 | 19.46 | 2.5268 | 0.048836 | 22.0356 | 8.698 | 1.4672 | 0.02182 | 10.187
Upstate | 2027 | 9 | 11 | 0.16267 | 3.2088e-06 | 9.7658e-07 | 0.11521 | 2.2725e-06 | 6.9163e-07 | 0.19992 | 0.0011053 | 1.4091e-06 | 0.14159 | 0.00078283 | 9.9793e-07 | 26.3893 | 3.4266 | 0.066226 | 29.8821 | 11.7952 | 1.9896 | 0.02959 | 13.8144 | 18.6895 | 2.4268 | 0.046903 | 21.1632 | 8.3537 | 1.4091 | 0.020957 | 9.7837
Upstate | 2027 | 9 | 12 | 0.16201 | 3.1957e-06 | 9.726e-07 | 0.11474 | 2.2632e-06 | 6.8882e-07 | 0.1991 | 0.0011008 | 1.4033e-06 | 0.14101 | 0.00077964 | 9.9386e-07 | 26.2818 | 3.4126 | 0.065956 | 29.7603 | 11.7471 | 1.9815 | 0.02947 | 13.7581 | 18.6134 | 2.4169 | 0.046712 | 21.077 | 8.3196 | 1.4034 | 0.020871 | 9.7438
Upstate | 2027 | 9 | 13 | 0.17335 | 3.4195e-06 | 1.0407e-06 | 0.12277 | 2.4218e-06 | 7.3706e-07 | 0.21305 | 0.0011779 | 1.5016e-06 | 0.15089 | 0.00083425 | 1.0635e-06 | 28.1226 | 3.6516 | 0.070576 | 31.8448 | 12.57 | 2.1203 | 0.031534 | 14.7218 | 19.9171 | 2.5862 | 0.049983 | 22.5533 | 8.9023 | 1.5016 | 0.022333 | 10.4263
Upstate | 2027 | 9 | 14 | 0.20071 | 3.9591e-06 | 1.2049e-06 | 0.14215 | 2.8039e-06 | 8.5336e-07 | 0.24667 | 0.0013638 | 1.7385e-06 | 0.17469 | 0.00096588 | 1.2313e-06 | 32.5599 | 4.2278 | 0.081711 | 36.8694 | 14.5533 | 2.4549 | 0.036509 | 17.0447 | 23.0597 | 2.9942 | 0.05787 | 26.1118 | 10.307 | 1.7386 | 0.025857 | 12.0714
Upstate | 2027 | 9 | 15 | 0.21744 | 4.2891e-06 | 1.3054e-06 | 0.15399 | 3.0376e-06 | 9.245e-07 | 0.26723 | 0.0014775 | 1.8835e-06 | 0.18926 | 0.0010464 | 1.3339e-06 | 35.2741 | 4.5802 | 0.088523 | 39.9429 | 15.7665 | 2.6595 | 0.039553 | 18.4655 | 24.982 | 3.2438 | 0.062694 | 28.2885 | 11.1662 | 1.8835 | 0.028012 | 13.0777
Upstate | 2027 | 9 | 16 | 0.24218 | 4.777e-06 | 1.4539e-06 | 0.17151 | 3.3832e-06 | 1.0297e-06 | 0.29763 | 0.0016456 | 2.0977e-06 | 0.21079 | 0.0011654 | 1.4857e-06 | 39.2873 | 5.1013 | 0.098594 | 44.4872 | 17.5602 | 2.9621 | 0.044053 | 20.5663 | 27.8242 | 3.6129 | 0.069827 | 31.5069 | 12.4366 | 2.0978 | 0.031199 | 14.5656
Upstate | 2027 | 9 | 17 | 0.21953 | 4.3304e-06 | 1.3179e-06 | 0.15548 | 3.0669e-06 | 9.3339e-07 | 0.2698 | 0.0014917 | 1.9016e-06 | 0.19108 | 0.0010565 | 1.3468e-06 | 35.6136 | 4.6243 | 0.089375 | 40.3273 | 15.9182 | 2.6851 | 0.039933 | 18.6432 | 25.2224 | 3.275 | 0.063297 | 28.5607 | 11.2736 | 1.9016 | 0.028282 | 13.2036
Upstate | 2027 | 9 | 18 | 0.24152 | 4.7641e-06 | 1.4499e-06 | 0.17105 | 3.374e-06 | 1.0269e-06 | 0.29682 | 0.0016411 | 2.0921e-06 | 0.21022 | 0.0011623 | 1.4816e-06 | 39.1806 | 5.0875 | 0.098326 | 44.3664 | 17.5125 | 2.954 | 0.043933 | 20.5105 | 27.7486 | 3.6031 | 0.069637 | 31.4213 | 12.4028 | 2.0921 | 0.031114 | 14.526
Upstate | 2027 | 9 | 19 | 0.256 | 5.0498e-06 | 1.5369e-06 | 0.18131 | 3.5764e-06 | 1.0885e-06 | 0.31462 | 0.0017395 | 2.2175e-06 | 0.22282 | 0.001232 | 1.5705e-06 | 41.5304 | 5.3926 | 0.10422 | 47.0272 | 18.5628 | 3.1312 | 0.046568 | 21.7406 | 29.4128 | 3.8192 | 0.073813 | 33.3058 | 13.1466 | 2.2176 | 0.03298 | 15.3972
Upstate | 2027 | 9 | 20 | 0.27045 | 5.3348e-06 | 1.6236e-06 | 0.19154 | 3.7782e-06 | 1.1499e-06 | 0.33238 | 0.0018377 | 2.3427e-06 | 0.2354 | 0.0013015 | 1.6591e-06 | 43.8745 | 5.697 | 0.11011 | 49.6815 | 19.6106 | 3.3079 | 0.049196 | 22.9677 | 31.0729 | 4.0347 | 0.07798 | 35.1856 | 13.8887 | 2.3427 | 0.034842 | 16.2662
Upstate | 2027 | 9 | 21 | 0.21854 | 4.3108e-06 | 1.312e-06 | 0.15478 | 3.053e-06 | 9.2918e-07 | 0.26858 | 0.001485 | 1.893e-06 | 0.19022 | 0.0010517 | 1.3407e-06 | 35.453 | 4.6035 | 0.088972 | 40.1455 | 15.8464 | 2.673 | 0.039753 | 18.5592 | 25.1087 | 3.2603 | 0.063012 | 28.432 | 11.2228 | 1.8931 | 0.028154 | 13.144
Upstate | 2027 | 9 | 22 | 0.20655 | 4.0743e-06 | 1.24e-06 | 0.14628 | 2.8855e-06 | 8.7819e-07 | 0.25384 | 0.0014035 | 1.7891e-06 | 0.17978 | 0.00099399 | 1.2671e-06 | 33.5074 | 4.3508 | 0.084089 | 37.9423 | 14.9768 | 2.5263 | 0.037572 | 17.5406 | 23.7307 | 3.0814 | 0.059554 | 26.8716 | 10.6069 | 1.7892 | 0.026609 | 12.4227
Upstate | 2027 | 9 | 23 | 0.20026 | 3.9502e-06 | 1.2022e-06 | 0.14183 | 2.7977e-06 | 8.5146e-07 | 0.24612 | 0.0013608 | 1.7347e-06 | 0.17431 | 0.00096373 | 1.2285e-06 | 32.4875 | 4.2184 | 0.08153 | 36.7874 | 14.5209 | 2.4494 | 0.036428 | 17.0067 | 23.0084 | 2.9876 | 0.057741 | 26.0537 | 10.2841 | 1.7347 | 0.025799 | 12.0446
Upstate | 2027 | 9 | 24 | 0.19123 | 3.7721e-06 | 1.148e-06 | 0.13543 | 2.6715e-06 | 8.1306e-07 | 0.23502 | 0.0012994 | 1.6564e-06 | 0.16644 | 0.00092027 | 1.1731e-06 | 31.0223 | 4.0281 | 0.077853 | 35.1283 | 13.866 | 2.3389 | 0.034785 | 16.2397 | 21.9707 | 2.8528 | 0.055137 | 24.8787 | 9.8202 | 1.6565 | 0.024636 | 11.5014
Upstate | 2027 | 10 | 1 | 0.17231 | 3.3989e-06 | 1.0345e-06 | 0.12204 | 2.4072e-06 | 7.3263e-07 | 0.21177 | 0.0011709 | 1.4926e-06 | 0.14998 | 0.00082923 | 1.0571e-06 | 27.9535 | 3.6297 | 0.070151 | 31.6533 | 12.4944 | 2.1076 | 0.031344 | 14.6333 | 19.7973 | 2.5706 | 0.049683 | 22.4176 | 8.8488 | 1.4926 | 0.022199 | 10.3636
Upstate | 2027 | 10 | 2 | 0.16391 | 3.2332e-06 | 9.8401e-07 | 0.11608 | 2.2898e-06 | 6.969e-07 | 0.20144 | 0.0011138 | 1.4198e-06 | 0.14266 | 0.00078879 | 1.0055e-06 | 26.5902 | 3.4526 | 0.06673 | 30.1095 | 11.885 | 2.0048 | 0.029815 | 13.9196 | 18.8318 | 2.4452 | 0.04726 | 21.3243 | 8.4172 | 1.4198 | 0.021116 | 9.8582
Upstate | 2027 | 10 | 3 | 0.17115 | 3.3761e-06 | 1.0275e-06 | 0.12121 | 2.391e-06 | 7.277e-07 | 0.21034 | 0.001163 | 1.4825e-06 | 0.14897 | 0.00082365 | 1.05e-06 | 27.7655 | 3.6053 | 0.069679 | 31.4404 | 12.4103 | 2.0934 | 0.031133 | 14.5348 | 19.6642 | 2.5533 | 0.049349 | 22.2668 | 8.7893 | 1.4826 | 0.022049 | 10.2939
Upstate | 2027 | 10 | 4 | 0.17195 | 3.3918e-06 | 1.0323e-06 | 0.12178 | 2.4021e-06 | 7.3109e-07 | 0.21132 | 0.0011684 | 1.4894e-06 | 0.14966 | 0.00082749 | 1.0549e-06 | 27.8947 | 3.622 | 0.070004 | 31.5868 | 12.4681 | 2.1031 | 0.031278 | 14.6025 | 19.7557 | 2.5652 | 0.049578 | 22.3705 | 8.8302 | 1.4895 | 0.022152 | 10.3418
Upstate | 2027 | 10 | 5 | 0.18333 | 3.6163e-06 | 1.1006e-06 | 0.12984 | 2.5611e-06 | 7.7948e-07 | 0.22531 | 0.0012457 | 1.588e-06 | 0.15957 | 0.00088226 | 1.1247e-06 | 29.7411 | 3.8618 | 0.074637 | 33.6775 | 13.2934 | 2.2423 | 0.033349 | 15.569 | 21.0633 | 2.735 | 0.05286 | 23.8512 | 9.4147 | 1.5881 | 0.023618 | 11.0264
Upstate | 2027 | 10 | 6 | 0.22561 | 4.4503e-06 | 1.3544e-06 | 0.15978 | 3.1518e-06 | 9.5924e-07 | 0.27727 | 0.001533 | 1.9543e-06 | 0.19637 | 0.0010857 | 1.384e-06 | 36.5998 | 4.7524 | 0.09185 | 41.4441 | 16.359 | 2.7594 | 0.041039 | 19.1595 | 25.9209 | 3.3657 | 0.06505 | 29.3517 | 11.5858 | 1.9543 | 0.029065 | 13.5692
Upstate | 2027 | 10 | 7 | 0.23195 | 4.5754e-06 | 1.3925e-06 | 0.16427 | 3.2404e-06 | 9.862e-07 | 0.28506 | 0.0015761 | 2.0092e-06 | 0.20189 | 0.0011162 | 1.4229e-06 | 37.6285 | 4.8859 | 0.094431 | 42.6088 | 16.8188 | 2.837 | 0.042193 | 19.698 | 26.6494 | 3.4603 | 0.066878 | 30.1766 | 11.9115 | 2.0092 | 0.029882 | 13.9506
Upstate | 2027 | 10 | 8 | 0.21425 | 4.2263e-06 | 1.2863e-06 | 0.15174 | 2.9931e-06 | 9.1095e-07 | 0.26331 | 0.0014559 | 1.8559e-06 | 0.18649 | 0.0010311 | 1.3144e-06 | 34.7575 | 4.5132 | 0.087226 | 39.3579 | 15.5356 | 2.6205 | 0.038973 | 18.1951 | 24.6161 | 3.1963 | 0.061776 | 27.8742 | 11.0026 | 1.8559 | 0.027602 | 12.8862
Upstate | 2027 | 10 | 9 | 0.19025 | 3.7527e-06 | 1.1421e-06 | 0.13474 | 2.6578e-06 | 8.0889e-07 | 0.23381 | 0.0012927 | 1.6479e-06 | 0.16559 | 0.00091554 | 1.1671e-06 | 30.8631 | 4.0075 | 0.077453 | 34.948 | 13.7948 | 2.3269 | 0.034607 | 16.1564 | 21.8579 | 2.8382 | 0.054854 | 24.751 | 9.7698 | 1.648 | 0.024509 | 11.4423
Upstate | 2027 | 10 | 10 | 0.17688 | 3.489e-06 | 1.0619e-06 | 0.12527 | 2.471e-06 | 7.5205e-07 | 0.21738 | 0.0012019 | 1.5321e-06 | 0.15396 | 0.00085121 | 1.0851e-06 | 28.6945 | 3.7259 | 0.072011 | 32.4924 | 12.8256 | 2.1634 | 0.032175 | 15.0212 | 20.3221 | 2.6388 | 0.051 | 23.0119 | 9.0834 | 1.5322 | 0.022787 | 10.6384
Upstate | 2027 | 10 | 11 | 0.17702 | 3.4919e-06 | 1.0628e-06 | 0.12537 | 2.473e-06 | 7.5267e-07 | 0.21756 | 0.0012029 | 1.5334e-06 | 0.15408 | 0.00085191 | 1.086e-06 | 28.718 | 3.7289 | 0.07207 | 32.519 | 12.8361 | 2.1652 | 0.032201 | 15.0335 | 20.3388 | 2.6409 | 0.051042 | 23.0307 | 9.0908 | 1.5334 | 0.022806 | 10.6471
Upstate | 2027 | 10 | 12 | 0.18485 | 3.6462e-06 | 1.1097e-06 | 0.13091 | 2.5824e-06 | 7.8594e-07 | 0.22718 | 0.0012561 | 1.6012e-06 | 0.16089 | 0.00088957 | 1.134e-06 | 29.9874 | 3.8938 | 0.075255 | 33.9564 | 13.4034 | 2.2609 | 0.033625 | 15.698 | 21.2378 | 2.7577 | 0.053298 | 24.0487 | 9.4926 | 1.6012 | 0.023814 | 11.1177
Upstate | 2027 | 10 | 13 | 0.19267 | 3.8004e-06 | 1.1567e-06 | 0.13645 | 2.6916e-06 | 8.1917e-07 | 0.23678 | 0.0013092 | 1.6689e-06 | 0.1677 | 0.00092718 | 1.1819e-06 | 31.2555 | 4.0584 | 0.078438 | 35.3923 | 13.9702 | 2.3565 | 0.035047 | 16.3618 | 22.1359 | 2.8743 | 0.055551 | 25.0657 | 9.8941 | 1.6689 | 0.024821 | 11.5878
Upstate | 2027 | 10 | 14 | 0.2131 | 4.2034e-06 | 1.2793e-06 | 0.15092 | 2.977e-06 | 9.0604e-07 | 0.26189 | 0.001448 | 1.8459e-06 | 0.18548 | 0.0010255 | 1.3073e-06 | 34.5698 | 4.4888 | 0.086755 | 39.1454 | 15.4517 | 2.6064 | 0.038763 | 18.0968 | 24.4832 | 3.1791 | 0.061442 | 27.7237 | 10.9432 | 1.8459 | 0.027453 | 12.8166
Upstate | 2027 | 10 | 15 | 0.2375 | 4.6848e-06 | 1.4258e-06 | 0.1682 | 3.3179e-06 | 1.0098e-06 | 0.29188 | 0.0016138 | 2.0572e-06 | 0.20672 | 0.0011429 | 1.457e-06 | 38.5286 | 5.0028 | 0.09669 | 43.6282 | 17.2211 | 2.9049 | 0.043202 | 20.1692 | 27.2869 | 3.5431 | 0.068478 | 30.8985 | 12.1964 | 2.0573 | 0.030597 | 14.2843
Upstate | 2027 | 10 | 16 | 0.25459 | 5.022e-06 | 1.5284e-06 | 0.18031 | 3.5567e-06 | 1.0825e-06 | 0.31289 | 0.00173 | 2.2053e-06 | 0.2216 | 0.0012252 | 1.5618e-06 | 41.3016 | 5.3629 | 0.10365 | 46.7682 | 18.4606 | 3.1139 | 0.046311 | 21.6208 | 29.2508 | 3.7981 | 0.073407 | 33.1223 | 13.0742 | 2.2054 | 0.032799 | 15.3124
Upstate | 2027 | 10 | 17 | 0.24072 | 4.7484e-06 | 1.4452e-06 | 0.17048 | 3.3629e-06 | 1.0235e-06 | 0.29584 | 0.0016357 | 2.0852e-06 | 0.20952 | 0.0011584 | 1.4768e-06 | 39.0515 | 5.0707 | 0.098002 | 44.2202 | 17.4548 | 2.9443 | 0.043788 | 20.4429 | 27.6572 | 3.5912 | 0.069408 | 31.3178 | 12.3619 | 2.0852 | 0.031012 | 14.4781
Upstate | 2027 | 10 | 18 | 0.27422 | 5.4091e-06 | 1.6463e-06 | 0.19421 | 3.8309e-06 | 1.1659e-06 | 0.33701 | 0.0018633 | 2.3753e-06 | 0.23868 | 0.0013197 | 1.6823e-06 | 44.4856 | 5.7763 | 0.11164 | 50.3735 | 19.8837 | 3.354 | 0.049882 | 23.2876 | 31.5057 | 4.0909 | 0.079066 | 35.6757 | 14.0821 | 2.3754 | 0.035327 | 16.4928
Upstate | 2027 | 10 | 19 | 0.30204 | 5.9579e-06 | 1.8133e-06 | 0.21391 | 4.2195e-06 | 1.2842e-06 | 0.3712 | 0.0020524 | 2.6163e-06 | 0.2629 | 0.0014535 | 1.8529e-06 | 48.999 | 6.3624 | 0.12297 | 55.4844 | 21.9011 | 3.6943 | 0.054942 | 25.6503 | 34.7023 | 4.506 | 0.087088 | 39.2953 | 15.5109 | 2.6164 | 0.038912 | 18.1661
Upstate | 2027 | 10 | 20 | 0.27271 | 5.3793e-06 | 1.6372e-06 | 0.19314 | 3.8097e-06 | 1.1595e-06 | 0.33515 | 0.001853 | 2.3622e-06 | 0.23736 | 0.0013124 | 1.673e-06 | 44.2402 | 5.7444 | 0.11102 | 50.0957 | 19.774 | 3.3355 | 0.049606 | 23.1591 | 31.332 | 4.0684 | 0.07863 | 35.4789 | 14.0044 | 2.3623 | 0.035132 | 16.4018
Upstate | 2027 | 10 | 21 | 0.24154 | 4.7645e-06 | 1.4501e-06 | 0.17106 | 3.3743e-06 | 1.027e-06 | 0.29685 | 0.0016413 | 2.0922e-06 | 0.21023 | 0.0011624 | 1.4818e-06 | 39.1839 | 5.0879 | 0.098335 | 44.3701 | 17.514 | 2.9543 | 0.043937 | 20.5122 | 27.7509 | 3.6034 | 0.069643 | 31.424 | 12.4038 | 2.0923 | 0.031117 | 14.5272
Upstate | 2027 | 10 | 22 | 0.22918 | 4.5206e-06 | 1.3758e-06 | 0.16231 | 3.2016e-06 | 9.744e-07 | 0.28165 | 0.0015573 | 1.9851e-06 | 0.19947 | 0.0011029 | 1.4059e-06 | 37.1784 | 4.8275 | 0.093302 | 42.0992 | 16.6176 | 2.8031 | 0.041688 | 19.4624 | 26.3306 | 3.4189 | 0.066079 | 29.8157 | 11.769 | 1.9852 | 0.029524 | 13.7837
Upstate | 2027 | 10 | 23 | 0.21995 | 4.3387e-06 | 1.3205e-06 | 0.15577 | 3.0727e-06 | 9.3518e-07 | 0.27032 | 0.0014946 | 1.9052e-06 | 0.19145 | 0.0010585 | 1.3493e-06 | 35.682 | 4.6332 | 0.089546 | 40.4047 | 15.9488 | 2.6902 | 0.04001 | 18.679 | 25.2708 | 3.2813 | 0.063419 | 28.6156 | 11.2953 | 1.9053 | 0.028336 | 13.2289
Upstate | 2027 | 10 | 24 | 0.1999 | 3.9432e-06 | 1.2001e-06 | 0.14158 | 2.7927e-06 | 8.4995e-07 | 0.24568 | 0.0013584 | 1.7316e-06 | 0.174 | 0.00096202 | 1.2264e-06 | 32.4298 | 4.2109 | 0.081385 | 36.7221 | 14.4952 | 2.445 | 0.036363 | 16.9766 | 22.9676 | 2.9823 | 0.057639 | 26.0075 | 10.2658 | 1.7316 | 0.025753 | 12.0232
Upstate | 2027 | 11 | 1 | 0.23544 | 4.6442e-06 | 1.4135e-06 | 0.16674 | 3.2891e-06 | 1.001e-06 | 0.28935 | 0.0015998 | 2.0394e-06 | 0.20493 | 0.001133 | 1.4444e-06 | 38.1947 | 4.9595 | 0.095852 | 43.25 | 17.0719 | 2.8797 | 0.042828 | 19.9944 | 27.0504 | 3.5124 | 0.067885 | 30.6307 | 12.0907 | 2.0395 | 0.030332 | 14.1605
Upstate | 2027 | 11 | 2 | 0.21878 | 4.3155e-06 | 1.3134e-06 | 0.15494 | 3.0563e-06 | 9.3019e-07 | 0.26887 | 0.0014866 | 1.8951e-06 | 0.19042 | 0.0010528 | 1.3421e-06 | 35.4913 | 4.6084 | 0.089068 | 40.1888 | 15.8635 | 2.6759 | 0.039796 | 18.5792 | 25.1358 | 3.2638 | 0.06308 | 28.4626 | 11.2349 | 1.8951 | 0.028185 | 13.1582
Upstate | 2027 | 11 | 3 | 0.22027 | 4.345e-06 | 1.3224e-06 | 0.156 | 3.0773e-06 | 9.3656e-07 | 0.27072 | 0.0014968 | 1.908e-06 | 0.19173 | 0.00106 | 1.3513e-06 | 35.7344 | 4.64 | 0.089678 | 40.4641 | 15.9722 | 2.6942 | 0.040069 | 18.7065 | 25.3079 | 3.2862 | 0.063512 | 28.6576 | 11.3119 | 1.9081 | 0.028378 | 13.2483
Upstate | 2027 | 11 | 4 | 0.2334 | 4.604e-06 | 1.4012e-06 | 0.1653 | 3.2607e-06 | 9.9237e-07 | 0.28685 | 0.001586 | 2.0217e-06 | 0.20315 | 0.0011232 | 1.4319e-06 | 37.864 | 4.9165 | 0.095022 | 42.8755 | 16.924 | 2.8548 | 0.042457 | 19.8213 | 26.8162 | 3.482 | 0.067297 | 30.3654 | 11.986 | 2.0218 | 0.030069 | 14.0379
Upstate | 2027 | 11 | 5 | 0.22719 | 4.4815e-06 | 1.3639e-06 | 0.1609 | 3.1739e-06 | 9.6597e-07 | 0.27922 | 0.0015438 | 1.968e-06 | 0.19775 | 0.0010933 | 1.3938e-06 | 36.8568 | 4.7857 | 0.092495 | 41.735 | 16.4739 | 2.7788 | 0.041327 | 19.294 | 26.1028 | 3.3894 | 0.065507 | 29.5577 | 11.6672 | 1.968 | 0.029269 | 13.6645
Upstate | 2027 | 11 | 6 | 0.2509 | 4.9492e-06 | 1.5063e-06 | 0.17769 | 3.5051e-06 | 1.0668e-06 | 0.30835 | 0.0017049 | 2.1733e-06 | 0.21838 | 0.0012074 | 1.5392e-06 | 40.7027 | 5.2851 | 0.10215 | 46.0899 | 18.1929 | 3.0688 | 0.04564 | 21.3073 | 28.8266 | 3.743 | 0.072342 | 32.642 | 12.8846 | 2.1734 | 0.032323 | 15.0903
Upstate | 2027 | 11 | 7 | 0.26137 | 5.1557e-06 | 1.5691e-06 | 0.18511 | 3.6514e-06 | 1.1113e-06 | 0.32122 | 0.001776 | 2.264e-06 | 0.2275 | 0.0012578 | 1.6034e-06 | 42.4014 | 5.5057 | 0.10641 | 48.0134 | 18.9521 | 3.1968 | 0.047545 | 22.1965 | 30.0296 | 3.8993 | 0.075361 | 34.0043 | 13.4223 | 2.2641 | 0.033672 | 15.7201
Upstate | 2027 | 11 | 8 | 0.2592 | 5.1129e-06 | 1.5561e-06 | 0.18357 | 3.6211e-06 | 1.1021e-06 | 0.31856 | 0.0017613 | 2.2452e-06 | 0.22561 | 0.0012474 | 1.5901e-06 | 42.0495 | 5.46 | 0.10553 | 47.615 | 18.7948 | 3.1703 | 0.04715 | 22.0123 | 29.7804 | 3.8669 | 0.074736 | 33.7221 | 13.3109 | 2.2453 | 0.033393 | 15.5896
Upstate | 2027 | 11 | 9 | 0.24265 | 4.7865e-06 | 1.4568e-06 | 0.17185 | 3.3899e-06 | 1.0317e-06 | 0.29822 | 0.0016488 | 2.1019e-06 | 0.2112 | 0.0011677 | 1.4886e-06 | 39.3648 | 5.1114 | 0.098789 | 44.5749 | 17.5949 | 2.9679 | 0.04414 | 20.6069 | 27.879 | 3.62 | 0.069964 | 31.569 | 12.4611 | 2.1019 | 0.031261 | 14.5943
Upstate | 2027 | 11 | 10 | 0.22399 | 4.4183e-06 | 1.3447e-06 | 0.15863 | 3.1291e-06 | 9.5235e-07 | 0.27528 | 0.001522 | 1.9402e-06 | 0.19496 | 0.0010779 | 1.3741e-06 | 36.3368 | 4.7182 | 0.09119 | 41.1462 | 16.2415 | 2.7396 | 0.040744 | 19.0218 | 25.7346 | 3.3416 | 0.064583 | 29.1407 | 11.5026 | 1.9403 | 0.028856 | 13.4717
Upstate | 2027 | 11 | 11 | 0.22321 | 4.403e-06 | 1.34e-06 | 0.15808 | 3.1183e-06 | 9.4904e-07 | 0.27432 | 0.0015167 | 1.9335e-06 | 0.19428 | 0.0010742 | 1.3693e-06 | 36.2107 | 4.7018 | 0.090873 | 41.0034 | 16.1851 | 2.7301 | 0.040603 | 18.9558 | 25.6452 | 3.33 | 0.064359 | 29.0396 | 11.4626 | 1.9335 | 0.028756 | 13.4249
Upstate | 2027 | 11 | 12 | 0.23314 | 4.5988e-06 | 1.3996e-06 | 0.16511 | 3.2569e-06 | 9.9124e-07 | 0.28652 | 0.0015842 | 2.0195e-06 | 0.20292 | 0.0011219 | 1.4302e-06 | 37.8209 | 4.9109 | 0.094914 | 42.8268 | 16.9048 | 2.8515 | 0.042408 | 19.7987 | 26.7857 | 3.478 | 0.06722 | 30.3309 | 11.9724 | 2.0195 | 0.030035 | 14.0219
Upstate | 2027 | 11 | 13 | 0.2465 | 4.8623e-06 | 1.4798e-06 | 0.17457 | 3.4436e-06 | 1.048e-06 | 0.30294 | 0.0016749 | 2.1352e-06 | 0.21455 | 0.0011862 | 1.5122e-06 | 39.9882 | 5.1923 | 0.10035 | 45.2809 | 17.8735 | 3.0149 | 0.044839 | 20.9332 | 28.3206 | 3.6773 | 0.071072 | 32.069 | 12.6584 | 2.1352 | 0.031756 | 14.8254
Upstate | 2027 | 11 | 14 | 0.25381 | 5.0065e-06 | 1.5237e-06 | 0.17975 | 3.5457e-06 | 1.0791e-06 | 0.31193 | 0.0017246 | 2.1985e-06 | 0.22091 | 0.0012214 | 1.557e-06 | 41.1745 | 5.3464 | 0.10333 | 46.6242 | 18.4037 | 3.1043 | 0.046169 | 21.5542 | 29.1607 | 3.7864 | 0.073181 | 33.0203 | 13.034 | 2.1986 | 0.032698 | 15.2652
Upstate | 2027 | 11 | 15 | 0.2678 | 5.2824e-06 | 1.6077e-06 | 0.18966 | 3.7411e-06 | 1.1386e-06 | 0.32912 | 0.0018197 | 2.3197e-06 | 0.23309 | 0.0012887 | 1.6428e-06 | 43.4435 | 5.641 | 0.10902 | 49.1935 | 19.4179 | 3.2754 | 0.048713 | 22.742 | 30.7677 | 3.9951 | 0.077214 | 34.84 | 13.7522 | 2.3197 | 0.0345 | 16.1064
Upstate | 2027 | 11 | 16 | 0.29138 | 5.7476e-06 | 1.7493e-06 | 0.20636 | 4.0706e-06 | 1.2389e-06 | 0.3581 | 0.0019799 | 2.5239e-06 | 0.25362 | 0.0014022 | 1.7875e-06 | 47.2693 | 6.1378 | 0.11863 | 53.5257 | 21.1279 | 3.5639 | 0.053003 | 24.7448 | 33.4772 | 4.3469 | 0.084013 | 37.9081 | 14.9633 | 2.524 | 0.037538 | 17.5248
Upstate | 2027 | 11 | 17 | 0.30136 | 5.9444e-06 | 1.8092e-06 | 0.21343 | 4.21e-06 | 1.2813e-06 | 0.37036 | 0.0020477 | 2.6104e-06 | 0.2623 | 0.0014502 | 1.8487e-06 | 48.8878 | 6.3479 | 0.12269 | 55.3584 | 21.8514 | 3.6859 | 0.054818 | 25.5921 | 34.6235 | 4.4957 | 0.08689 | 39.2061 | 15.4756 | 2.6104 | 0.038823 | 18.1249
Upstate | 2027 | 11 | 18 | 0.34005 | 6.7077e-06 | 2.0415e-06 | 0.24083 | 4.7505e-06 | 1.4458e-06 | 0.41792 | 0.0023106 | 2.9455e-06 | 0.29598 | 0.0016365 | 2.0861e-06 | 55.165 | 7.163 | 0.13844 | 62.4664 | 24.6571 | 4.1592 | 0.061856 | 28.8781 | 39.0691 | 5.073 | 0.098047 | 44.2402 | 17.4627 | 2.9456 | 0.043808 | 20.4521
Upstate | 2027 | 11 | 19 | 0.33416 | 6.5914e-06 | 2.0061e-06 | 0.23666 | 4.6682e-06 | 1.4208e-06 | 0.41067 | 0.0022706 | 2.8945e-06 | 0.29085 | 0.0016081 | 2.0499e-06 | 54.2089 | 7.0389 | 0.13604 | 61.3838 | 24.2297 | 4.0871 | 0.060784 | 28.3776 | 38.392 | 4.9851 | 0.096347 | 43.4735 | 17.1601 | 2.8946 | 0.043049 | 20.0977
Upstate | 2027 | 11 | 20 | 0.30686 | 6.053e-06 | 1.8422e-06 | 0.21733 | 4.2869e-06 | 1.3047e-06 | 0.37713 | 0.0020851 | 2.6581e-06 | 0.26709 | 0.0014767 | 1.8825e-06 | 49.7809 | 6.4639 | 0.12493 | 56.3697 | 22.2506 | 3.7532 | 0.055819 | 26.0596 | 35.256 | 4.5779 | 0.088477 | 39.9224 | 15.7584 | 2.6581 | 0.039532 | 18.456
Upstate | 2027 | 11 | 21 | 0.27873 | 5.4982e-06 | 1.6734e-06 | 0.19741 | 3.8939e-06 | 1.1851e-06 | 0.34256 | 0.001894 | 2.4144e-06 | 0.24261 | 0.0013414 | 1.7099e-06 | 45.218 | 5.8714 | 0.11348 | 51.2029 | 20.2111 | 3.4092 | 0.050703 | 23.671 | 32.0244 | 4.1583 | 0.080368 | 36.2631 | 14.3139 | 2.4145 | 0.035909 | 16.7643
Upstate | 2027 | 11 | 22 | 0.26425 | 5.2124e-06 | 1.5864e-06 | 0.18715 | 3.6915e-06 | 1.1235e-06 | 0.32476 | 0.0017956 | 2.2889e-06 | 0.23 | 0.0012717 | 1.6211e-06 | 42.8677 | 5.5662 | 0.10758 | 48.5415 | 19.1606 | 3.232 | 0.048067 | 22.4406 | 30.3599 | 3.9421 | 0.07619 | 34.3782 | 13.57 | 2.289 | 0.034042 | 15.893
Upstate | 2027 | 11 | 23 | 0.24741 | 4.8802e-06 | 1.4853e-06 | 0.17522 | 3.4563e-06 | 1.0519e-06 | 0.30406 | 0.0016811 | 2.1431e-06 | 0.21534 | 0.0011906 | 1.5178e-06 | 40.1358 | 5.2115 | 0.10072 | 45.4481 | 17.9395 | 3.026 | 0.045004 | 21.0106 | 28.4252 | 3.6909 | 0.071335 | 32.1874 | 12.7052 | 2.1431 | 0.031873 | 14.8802
Upstate | 2027 | 11 | 24 | 0.257 | 5.0694e-06 | 1.5429e-06 | 0.18201 | 3.5903e-06 | 1.0927e-06 | 0.31585 | 0.0017463 | 2.2261e-06 | 0.22369 | 0.0012368 | 1.5766e-06 | 41.6916 | 5.4135 | 0.10463 | 47.2098 | 18.6349 | 3.1433 | 0.046749 | 21.825 | 29.527 | 3.834 | 0.0741 | 33.4351 | 13.1977 | 2.2262 | 0.033109 | 15.457
Upstate | 2027 | 12 | 1 | 0.24311 | 4.7954e-06 | 1.4595e-06 | 0.17217 | 3.3962e-06 | 1.0336e-06 | 0.29878 | 0.0016519 | 2.1058e-06 | 0.2116 | 0.0011699 | 1.4914e-06 | 39.4383 | 5.1209 | 0.098973 | 44.6582 | 17.6277 | 2.9734 | 0.044222 | 20.6454 | 27.9311 | 3.6268 | 0.070095 | 31.628 | 12.4844 | 2.1059 | 0.031319 | 14.6216
Upstate | 2027 | 12 | 2 | 0.24001 | 4.7343e-06 | 1.4409e-06 | 0.16998 | 3.353e-06 | 1.0205e-06 | 0.29497 | 0.0016309 | 2.079e-06 | 0.2089 | 0.001155 | 1.4724e-06 | 38.9358 | 5.0557 | 0.097712 | 44.0893 | 17.4031 | 2.9356 | 0.043659 | 20.3824 | 27.5753 | 3.5806 | 0.069202 | 31.225 | 12.3253 | 2.079 | 0.03092 | 14.4353
Upstate | 2027 | 12 | 3 | 0.23923 | 4.7189e-06 | 1.4362e-06 | 0.16943 | 3.342e-06 | 1.0171e-06 | 0.29401 | 0.0016256 | 2.0722e-06 | 0.20822 | 0.0011513 | 1.4676e-06 | 38.8089 | 5.0392 | 0.097394 | 43.9455 | 17.3464 | 2.926 | 0.043516 | 20.3159 | 27.4854 | 3.5689 | 0.068976 | 31.1233 | 12.2851 | 2.0723 | 0.030819 | 14.3882
Upstate | 2027 | 12 | 4 | 0.23534 | 4.6422e-06 | 1.4128e-06 | 0.16667 | 3.2877e-06 | 1.0006e-06 | 0.28923 | 0.0015991 | 2.0385e-06 | 0.20484 | 0.0011325 | 1.4437e-06 | 38.1779 | 4.9573 | 0.09581 | 43.231 | 17.0644 | 2.8784 | 0.042809 | 19.9856 | 27.0385 | 3.5109 | 0.067855 | 30.6172 | 12.0854 | 2.0386 | 0.030318 | 14.1543
Upstate | 2027 | 12 | 5 | 0.22954 | 4.5279e-06 | 1.3781e-06 | 0.16257 | 3.2068e-06 | 9.7597e-07 | 0.28211 | 0.0015598 | 1.9883e-06 | 0.1998 | 0.0011047 | 1.4082e-06 | 37.2382 | 4.8353 | 0.093452 | 42.167 | 16.6444 | 2.8076 | 0.041755 | 19.4937 | 26.373 | 3.4244 | 0.066185 | 29.8636 | 11.7879 | 1.9884 | 0.029572 | 13.8059
Upstate | 2027 | 12 | 6 | 0.24526 | 4.8378e-06 | 1.4724e-06 | 0.1737 | 3.4263e-06 | 1.0428e-06 | 0.30142 | 0.0016665 | 2.1244e-06 | 0.21347 | 0.0011803 | 1.5046e-06 | 39.7872 | 5.1662 | 0.099849 | 45.0533 | 17.7837 | 2.9998 | 0.044613 | 20.828 | 28.1782 | 3.6589 | 0.070715 | 31.9078 | 12.5948 | 2.1245 | 0.031596 | 14.7509
Upstate | 2027 | 12 | 7 | 0.26381 | 5.2037e-06 | 1.5837e-06 | 0.18683 | 3.6854e-06 | 1.1216e-06 | 0.32421 | 0.0017926 | 2.2851e-06 | 0.22962 | 0.0012695 | 1.6184e-06 | 42.7963 | 5.557 | 0.1074 | 48.4607 | 19.1287 | 3.2266 | 0.047987 | 22.4033 | 30.3094 | 3.9356 | 0.076063 | 34.321 | 13.5474 | 2.2852 | 0.033986 | 15.8665
Upstate | 2027 | 12 | 8 | 0.27169 | 5.3593e-06 | 1.6311e-06 | 0.19242 | 3.7956e-06 | 1.1552e-06 | 0.33391 | 0.0018462 | 2.3534e-06 | 0.23648 | 0.0013075 | 1.6667e-06 | 44.0756 | 5.7231 | 0.11061 | 49.9093 | 19.7005 | 3.3231 | 0.049422 | 23.073 | 31.2154 | 4.0532 | 0.078337 | 35.3469 | 13.9523 | 2.3535 | 0.035002 | 16.3408
Upstate | 2027 | 12 | 9 | 0.25505 | 5.031e-06 | 1.5312e-06 | 0.18063 | 3.5631e-06 | 1.0844e-06 | 0.31345 | 0.0017331 | 2.2093e-06 | 0.22199 | 0.0012274 | 1.5646e-06 | 41.3757 | 5.3725 | 0.10384 | 46.8521 | 18.4937 | 3.1195 | 0.046394 | 21.6596 | 29.3033 | 3.8049 | 0.073539 | 33.1817 | 13.0977 | 2.2093 | 0.032858 | 15.3398
Upstate | 2027 | 12 | 10 | 0.23339 | 4.6038e-06 | 1.4011e-06 | 0.16529 | 3.2605e-06 | 9.9233e-07 | 0.28683 | 0.0015859 | 2.0217e-06 | 0.20314 | 0.0011232 | 1.4318e-06 | 37.8622 | 4.9163 | 0.095018 | 42.8735 | 16.9233 | 2.8546 | 0.042455 | 19.8203 | 26.8149 | 3.4818 | 0.067294 | 30.364 | 11.9855 | 2.0217 | 0.030067 | 14.0372
Upstate | 2027 | 12 | 11 | 0.23372 | 4.6103e-06 | 1.4031e-06 | 0.16553 | 3.2651e-06 | 9.9373e-07 | 0.28724 | 0.0015882 | 2.0245e-06 | 0.20343 | 0.0011248 | 1.4338e-06 | 37.916 | 4.9233 | 0.095153 | 42.9344 | 16.9473 | 2.8587 | 0.042515 | 19.8485 | 26.853 | 3.4868 | 0.067389 | 30.4071 | 12.0025 | 2.0246 | 0.03011 | 14.0572
Upstate | 2027 | 12 | 12 | 0.23293 | 4.5946e-06 | 1.3984e-06 | 0.16496 | 3.254e-06 | 9.9035e-07 | 0.28626 | 0.0015827 | 2.0176e-06 | 0.20274 | 0.0011209 | 1.4289e-06 | 37.7869 | 4.9065 | 0.094829 | 42.7883 | 16.8896 | 2.8489 | 0.04237 | 19.7809 | 26.7616 | 3.4749 | 0.06716 | 30.3037 | 11.9616 | 2.0177 | 0.030008 | 14.0093
Upstate | 2027 | 12 | 13 | 0.24381 | 4.8093e-06 | 1.4637e-06 | 0.17267 | 3.4061e-06 | 1.0366e-06 | 0.29964 | 0.0016567 | 2.1119e-06 | 0.21221 | 0.0011733 | 1.4957e-06 | 39.5525 | 5.1358 | 0.09926 | 44.7875 | 17.6788 | 2.9821 | 0.04435 | 20.7052 | 28.012 | 3.6373 | 0.070298 | 31.7196 | 12.5205 | 2.112 | 0.03141 | 14.6639
Upstate | 2027 | 12 | 14 | 0.2498 | 4.9274e-06 | 1.4996e-06 | 0.17691 | 3.4897e-06 | 1.0621e-06 | 0.307 | 0.0016974 | 2.1638e-06 | 0.21742 | 0.0012021 | 1.5324e-06 | 40.5234 | 5.2618 | 0.1017 | 45.887 | 18.1128 | 3.0553 | 0.045439 | 21.2135 | 28.6997 | 3.7266 | 0.072024 | 32.4982 | 12.8279 | 2.1638 | 0.032181 | 15.0239
Upstate | 2027 | 12 | 15 | 0.25663 | 5.0622e-06 | 1.5407e-06 | 0.18175 | 3.5852e-06 | 1.0911e-06 | 0.3154 | 0.0017438 | 2.223e-06 | 0.22337 | 0.001235 | 1.5744e-06 | 41.6326 | 5.4059 | 0.10448 | 47.1429 | 18.6085 | 3.1389 | 0.046682 | 21.7941 | 29.4852 | 3.8286 | 0.073995 | 33.3877 | 13.179 | 2.223 | 0.033062 | 15.4351
Upstate | 2027 | 12 | 16 | 0.27754 | 5.4746e-06 | 1.6662e-06 | 0.19656 | 3.8773e-06 | 1.18e-06 | 0.34109 | 0.0018859 | 2.4041e-06 | 0.24157 | 0.0013356 | 1.7026e-06 | 45.0245 | 5.8463 | 0.11299 | 50.9837 | 20.1246 | 3.3946 | 0.050486 | 23.5697 | 31.8874 | 4.1405 | 0.080024 | 36.1079 | 14.2527 | 2.4041 | 0.035755 | 16.6926
Upstate | 2027 | 12 | 17 | 0.28205 | 5.5637e-06 | 1.6933e-06 | 0.19976 | 3.9403e-06 | 1.1992e-06 | 0.34664 | 0.0019166 | 2.4432e-06 | 0.2455 | 0.0013574 | 1.7303e-06 | 45.7566 | 5.9414 | 0.11483 | 51.8128 | 20.4518 | 3.4498 | 0.051307 | 23.953 | 32.4059 | 4.2078 | 0.081325 | 36.6951 | 14.4845 | 2.4432 | 0.036337 | 16.964
Upstate | 2027 | 12 | 18 | 0.30801 | 6.0758e-06 | 1.8491e-06 | 0.21814 | 4.303e-06 | 1.3096e-06 | 0.37855 | 0.002093 | 2.6681e-06 | 0.2681 | 0.0014823 | 1.8896e-06 | 49.9682 | 6.4882 | 0.1254 | 56.5818 | 22.3342 | 3.7673 | 0.056029 | 26.1576 | 35.3886 | 4.5951 | 0.08881 | 40.0725 | 15.8176 | 2.6681 | 0.039681 | 18.5254
Upstate | 2027 | 12 | 19 | 0.30688 | 6.0535e-06 | 1.8424e-06 | 0.21734 | 4.2872e-06 | 1.3048e-06 | 0.37716 | 0.0020853 | 2.6583e-06 | 0.26711 | 0.0014768 | 1.8826e-06 | 49.7847 | 6.4644 | 0.12494 | 56.3741 | 22.2523 | 3.7535 | 0.055823 | 26.0616 | 35.2587 | 4.5782 | 0.088484 | 39.9254 | 15.7596 | 2.6583 | 0.039535 | 18.4574
Upstate | 2027 | 12 | 20 | 0.29672 | 5.8529e-06 | 1.7813e-06 | 0.21014 | 4.1452e-06 | 1.2616e-06 | 0.36466 | 0.0020162 | 2.5702e-06 | 0.25826 | 0.0014279 | 1.8203e-06 | 48.1352 | 6.2502 | 0.1208 | 54.5062 | 21.515 | 3.6291 | 0.053974 | 25.1981 | 34.0905 | 4.4265 | 0.085552 | 38.6026 | 15.2374 | 2.5702 | 0.038226 | 17.8459
Upstate | 2027 | 12 | 21 | 0.29108 | 5.7416e-06 | 1.7475e-06 | 0.20615 | 4.0664e-06 | 1.2376e-06 | 0.35773 | 0.0019779 | 2.5213e-06 | 0.25335 | 0.0014008 | 1.7857e-06 | 47.2203 | 6.1314 | 0.1185 | 53.4702 | 21.106 | 3.5602 | 0.052948 | 24.7192 | 33.4425 | 4.3424 | 0.083926 | 37.8689 | 14.9478 | 2.5214 | 0.037499 | 17.5067
Upstate | 2027 | 12 | 22 | 0.28193 | 5.5612e-06 | 1.6925e-06 | 0.19967 | 3.9386e-06 | 1.1987e-06 | 0.34649 | 0.0019157 | 2.4421e-06 | 0.24539 | 0.0013568 | 1.7296e-06 | 45.7364 | 5.9387 | 0.11478 | 51.7899 | 20.4428 | 3.4483 | 0.051284 | 23.9424 | 32.3916 | 4.2059 | 0.081289 | 36.6789 | 14.4781 | 2.4422 | 0.036321 | 16.9566
Upstate | 2027 | 12 | 23 | 0.26838 | 5.2939e-06 | 1.6112e-06 | 0.19007 | 3.7492e-06 | 1.1411e-06 | 0.32983 | 0.0018236 | 2.3247e-06 | 0.23359 | 0.0012915 | 1.6464e-06 | 43.5377 | 5.6532 | 0.10926 | 49.3002 | 19.46 | 3.2825 | 0.048819 | 22.7914 | 30.8344 | 4.0037 | 0.077381 | 34.9155 | 13.782 | 2.3248 | 0.034575 | 16.1414
Upstate | 2027 | 12 | 24 | 0.25845 | 5.0981e-06 | 1.5516e-06 | 0.18304 | 3.6106e-06 | 1.0989e-06 | 0.31763 | 0.0017562 | 2.2387e-06 | 0.22496 | 0.0012438 | 1.5855e-06 | 41.9277 | 5.4442 | 0.10522 | 47.4771 | 18.7404 | 3.1611 | 0.047013 | 21.9485 | 29.6942 | 3.8557 | 0.07452 | 33.6244 | 13.2724 | 2.2388 | 0.033296 | 15.5445
Upstate | 2028 | 1 | 1 | 0.22491 | 4.4364e-06 | 1.3502e-06 | 0.1407 | 2.7754e-06 | 8.447e-07 | 0.27641 | 0.0015283 | 1.9482e-06 | 0.17292 | 0.00095608 | 1.2188e-06 | 37.0388 | 4.8904 | 0.093512 | 42.0227 | 16.5845 | 2.9037 | 0.04286 | 19.5311 | 23.1716 | 3.0595 | 0.058502 | 26.2896 | 10.3753 | 1.8166 | 0.026813 | 12.2187
Upstate | 2028 | 1 | 2 | 0.20693 | 4.0819e-06 | 1.2423e-06 | 0.12946 | 2.5536e-06 | 7.772e-07 | 0.25432 | 0.0014061 | 1.7925e-06 | 0.1591 | 0.00087967 | 1.1214e-06 | 34.0788 | 4.4996 | 0.086039 | 38.6644 | 15.2592 | 2.6716 | 0.039435 | 17.9702 | 21.3198 | 2.815 | 0.053826 | 24.1886 | 9.5462 | 1.6714 | 0.02467 | 11.2422
Upstate | 2028 | 1 | 3 | 0.19889 | 3.9233e-06 | 1.1941e-06 | 0.12443 | 2.4544e-06 | 7.47e-07 | 0.24444 | 0.0013515 | 1.7228e-06 | 0.15292 | 0.0008455 | 1.0778e-06 | 32.7549 | 4.3248 | 0.082697 | 37.1624 | 14.6664 | 2.5678 | 0.037903 | 17.2721 | 20.4916 | 2.7056 | 0.051735 | 23.2489 | 9.1753 | 1.6065 | 0.023712 | 10.8055
Upstate | 2028 | 1 | 4 | 0.19312 | 3.8094e-06 | 1.1594e-06 | 0.12082 | 2.3832e-06 | 7.2531e-07 | 0.23734 | 0.0013122 | 1.6728e-06 | 0.14848 | 0.00082095 | 1.0465e-06 | 31.8036 | 4.1992 | 0.080295 | 36.0831 | 14.2404 | 2.4933 | 0.036802 | 16.7705 | 19.8965 | 2.627 | 0.050233 | 22.5737 | 8.9089 | 1.5598 | 0.023023 | 10.4917
Upstate | 2028 | 1 | 5 | 0.19707 | 3.8874e-06 | 1.1831e-06 | 0.12329 | 2.432e-06 | 7.4016e-07 | 0.2422 | 0.0013391 | 1.7071e-06 | 0.15152 | 0.00083776 | 1.0679e-06 | 32.4549 | 4.2852 | 0.081939 | 36.822 | 14.5321 | 2.5443 | 0.037556 | 17.1139 | 20.3039 | 2.6808 | 0.051262 | 23.036 | 9.0913 | 1.5917 | 0.023495 | 10.7065
Upstate | 2028 | 1 | 6 | 0.21176 | 4.1771e-06 | 1.2713e-06 | 0.13248 | 2.6132e-06 | 7.9532e-07 | 0.26025 | 0.0014389 | 1.8343e-06 | 0.16281 | 0.00090019 | 1.1475e-06 | 34.8734 | 4.6045 | 0.088045 | 39.5659 | 15.6149 | 2.7339 | 0.040354 | 18.3892 | 21.8169 | 2.8806 | 0.055081 | 24.7526 | 9.7688 | 1.7104 | 0.025246 | 11.5044
Upstate | 2028 | 1 | 7 | 0.23165 | 4.5694e-06 | 1.3907e-06 | 0.14492 | 2.8587e-06 | 8.7003e-07 | 0.2847 | 0.0015741 | 2.0066e-06 | 0.17811 | 0.00098475 | 1.2553e-06 | 38.1493 | 5.037 | 0.096316 | 43.2827 | 17.0818 | 2.9907 | 0.044145 | 20.1167 | 23.8664 | 3.1512 | 0.060256 | 27.0778 | 10.6864 | 1.871 | 0.027617 | 12.5851
Upstate | 2028 | 1 | 8 | 0.23576 | 4.6505e-06 | 1.4154e-06 | 0.14749 | 2.9094e-06 | 8.8546e-07 | 0.28975 | 0.001602 | 2.0422e-06 | 0.18127 | 0.0010022 | 1.2776e-06 | 38.8261 | 5.1264 | 0.098025 | 44.0506 | 17.3848 | 3.0438 | 0.044928 | 20.4736 | 24.2898 | 3.2071 | 0.061325 | 27.5582 | 10.876 | 1.9042 | 0.028107 | 12.8083
Upstate | 2028 | 1 | 9 | 0.23264 | 4.5889e-06 | 1.3966e-06 | 0.14554 | 2.8709e-06 | 8.7374e-07 | 0.28591 | 0.0015808 | 2.0151e-06 | 0.17887 | 0.00098895 | 1.2607e-06 | 38.312 | 5.0585 | 0.096727 | 43.4672 | 17.1546 | 3.0035 | 0.044333 | 20.2025 | 23.9681 | 3.1646 | 0.060513 | 27.1933 | 10.732 | 1.879 | 0.027735 | 12.6387
Upstate | 2028 | 1 | 10 | 0.21771 | 4.2944e-06 | 1.307e-06 | 0.1362 | 2.6866e-06 | 8.1766e-07 | 0.26756 | 0.0014793 | 1.8858e-06 | 0.16739 | 0.00092547 | 1.1798e-06 | 35.8531 | 4.7339 | 0.090519 | 40.6775 | 16.0536 | 2.8107 | 0.041488 | 18.9058 | 22.4298 | 2.9615 | 0.056629 | 25.448 | 10.0432 | 1.7584 | 0.025955 | 11.8276
Upstate | 2028 | 1 | 11 | 0.21743 | 4.2888e-06 | 1.3053e-06 | 0.13602 | 2.6831e-06 | 8.166e-07 | 0.26721 | 0.0014774 | 1.8834e-06 | 0.16717 | 0.00092428 | 1.1782e-06 | 35.8067 | 4.7277 | 0.090401 | 40.6248 | 16.0328 | 2.8071 | 0.041434 | 18.8814 | 22.4008 | 2.9577 | 0.056555 | 25.415 | 10.0302 | 1.7561 | 0.025921 | 11.8122
Upstate | 2028 | 1 | 12 | 0.23174 | 4.5711e-06 | 1.3912e-06 | 0.14498 | 2.8597e-06 | 8.7035e-07 | 0.2848 | 0.0015747 | 2.0073e-06 | 0.17817 | 0.00098511 | 1.2558e-06 | 38.1635 | 5.0389 | 0.096352 | 43.2988 | 17.0882 | 2.9919 | 0.044161 | 20.1242 | 23.8753 | 3.1524 | 0.060278 | 27.0879 | 10.6904 | 1.8717 | 0.027627 | 12.5898
Upstate | 2028 | 1 | 13 | 0.23941 | 4.7225e-06 | 1.4373e-06 | 0.14978 | 2.9544e-06 | 8.9917e-07 | 0.29423 | 0.0016268 | 2.0738e-06 | 0.18407 | 0.0010177 | 1.2974e-06 | 39.427 | 5.2057 | 0.099542 | 44.7322 | 17.6539 | 3.0909 | 0.045623 | 20.7904 | 24.6657 | 3.2567 | 0.062274 | 27.9847 | 11.0443 | 1.9337 | 0.028542 | 13.0065
Upstate | 2028 | 1 | 14 | 0.24576 | 4.8478e-06 | 1.4754e-06 | 0.15375 | 3.0328e-06 | 9.2304e-07 | 0.30204 | 0.00167 | 2.1288e-06 | 0.18896 | 0.0010447 | 1.3318e-06 | 40.4736 | 5.3439 | 0.10218 | 45.9197 | 18.1225 | 3.173 | 0.046834 | 21.3423 | 25.3204 | 3.3432 | 0.063927 | 28.7275 | 11.3375 | 1.985 | 0.0293 | 13.3518
Upstate | 2028 | 1 | 15 | 0.24982 | 4.9279e-06 | 1.4998e-06 | 0.15629 | 3.0829e-06 | 9.3828e-07 | 0.30703 | 0.0016976 | 2.164e-06 | 0.19208 | 0.001062 | 1.3538e-06 | 41.1419 | 5.4322 | 0.10387 | 46.6779 | 18.4217 | 3.2253 | 0.047608 | 21.6947 | 25.7385 | 3.3984 | 0.064982 | 29.2019 | 11.5247 | 2.0178 | 0.029784 | 13.5723
Upstate | 2028 | 1 | 16 | 0.25013 | 4.9339e-06 | 1.5016e-06 | 0.15648 | 3.0867e-06 | 9.3942e-07 | 0.3074 | 0.0016996 | 2.1666e-06 | 0.19231 | 0.0010633 | 1.3555e-06 | 41.1922 | 5.4388 | 0.104 | 46.735 | 18.4443 | 3.2293 | 0.047666 | 21.7212 | 25.77 | 3.4025 | 0.065062 | 29.2376 | 11.5388 | 2.0203 | 0.02982 | 13.5889
Upstate | 2028 | 1 | 17 | 0.23812 | 4.6971e-06 | 1.4296e-06 | 0.14897 | 2.9385e-06 | 8.9434e-07 | 0.29265 | 0.0016181 | 2.0627e-06 | 0.18308 | 0.0010123 | 1.2904e-06 | 39.2153 | 5.1778 | 0.099007 | 44.4921 | 17.5591 | 3.0743 | 0.045378 | 20.6788 | 24.5333 | 3.2392 | 0.061939 | 27.8344 | 10.985 | 1.9233 | 0.028389 | 12.9367
Upstate | 2028 | 1 | 18 | 0.24354 | 4.8039e-06 | 1.4621e-06 | 0.15236 | 3.0053e-06 | 9.1467e-07 | 0.2993 | 0.0016548 | 2.1095e-06 | 0.18725 | 0.0010353 | 1.3197e-06 | 40.1067 | 5.2955 | 0.10126 | 45.5034 | 17.9582 | 3.1442 | 0.04641 | 21.1488 | 25.0909 | 3.3129 | 0.063347 | 28.4671 | 11.2347 | 1.967 | 0.029034 | 13.2308
Upstate | 2028 | 1 | 19 | 0.24006 | 4.7353e-06 | 1.4412e-06 | 0.15018 | 2.9624e-06 | 9.0161e-07 | 0.29503 | 0.0016312 | 2.0794e-06 | 0.18457 | 0.0010205 | 1.3009e-06 | 39.5339 | 5.2199 | 0.099812 | 44.8536 | 17.7018 | 3.0993 | 0.045747 | 20.8468 | 24.7326 | 3.2656 | 0.062443 | 28.0606 | 11.0743 | 1.9389 | 0.02862 | 13.0418
Upstate | 2028 | 1 | 20 | 0.2409 | 4.7519e-06 | 1.4462e-06 | 0.15071 | 2.9728e-06 | 9.0478e-07 | 0.29607 | 0.0016369 | 2.0867e-06 | 0.18522 | 0.0010241 | 1.3055e-06 | 39.673 | 5.2382 | 0.10016 | 45.0114 | 17.764 | 3.1102 | 0.045908 | 20.9201 | 24.8196 | 3.277 | 0.062662 | 28.1593 | 11.1132 | 1.9457 | 0.02872 | 13.0877
Upstate | 2028 | 1 | 21 | 0.22795 | 4.4965e-06 | 1.3685e-06 | 0.14261 | 2.813e-06 | 8.5614e-07 | 0.28015 | 0.001549 | 1.9746e-06 | 0.17526 | 0.00096903 | 1.2353e-06 | 37.5405 | 4.9567 | 0.094779 | 42.5919 | 16.8092 | 2.943 | 0.04344 | 19.7956 | 23.4855 | 3.1009 | 0.059294 | 26.6457 | 10.5159 | 1.8412 | 0.027176 | 12.3842
Upstate | 2028 | 1 | 22 | 0.23148 | 4.566e-06 | 1.3897e-06 | 0.14481 | 2.8565e-06 | 8.6938e-07 | 0.28448 | 0.0015729 | 2.0051e-06 | 0.17797 | 0.00098401 | 1.2544e-06 | 38.1208 | 5.0333 | 0.096244 | 43.2503 | 17.069 | 2.9885 | 0.044112 | 20.1016 | 23.8485 | 3.1488 | 0.060211 | 27.0575 | 10.6784 | 1.8696 | 0.027596 | 12.5756
Upstate | 2028 | 1 | 23 | 0.22514 | 4.441e-06 | 1.3516e-06 | 0.14085 | 2.7783e-06 | 8.4558e-07 | 0.2767 | 0.0015298 | 1.9502e-06 | 0.1731 | 0.00095707 | 1.22e-06 | 37.0772 | 4.8955 | 0.093609 | 42.0663 | 16.6017 | 2.9067 | 0.042904 | 19.5513 | 23.1956 | 3.0626 | 0.058562 | 26.3168 | 10.3861 | 1.8184 | 0.026841 | 12.2314
Upstate | 2028 | 1 | 24 | 0.22968 | 4.5306e-06 | 1.3789e-06 | 0.14369 | 2.8344e-06 | 8.6263e-07 | 0.28228 | 0.0015607 | 1.9895e-06 | 0.17659 | 0.00097637 | 1.2446e-06 | 37.8249 | 4.9942 | 0.095497 | 42.9146 | 16.9365 | 2.9653 | 0.043769 | 19.9456 | 23.6634 | 3.1244 | 0.059743 | 26.8475 | 10.5955 | 1.8551 | 0.027382 | 12.478
Upstate | 2028 | 2 | 1 | 0.17327 | 3.4178e-06 | 1.0402e-06 | 0.1084 | 2.1382e-06 | 6.5076e-07 | 0.21295 | 0.0011774 | 1.5009e-06 | 0.13322 | 0.00073657 | 9.3895e-07 | 28.5348 | 3.7676 | 0.072042 | 32.3744 | 12.7768 | 2.237 | 0.033019 | 15.0468 | 17.8515 | 2.357 | 0.04507 | 20.2536 | 7.9932 | 1.3995 | 0.020657 | 9.4133
Upstate | 2028 | 2 | 2 | 0.15558 | 3.0689e-06 | 9.3401e-07 | 0.097331 | 1.9199e-06 | 5.8432e-07 | 0.19121 | 0.0010572 | 1.3476e-06 | 0.11962 | 0.00066137 | 8.4309e-07 | 25.6215 | 3.3829 | 0.064687 | 29.0691 | 11.4723 | 2.0086 | 0.029648 | 13.5106 | 16.0289 | 2.1164 | 0.040468 | 18.1858 | 7.1771 | 1.2566 | 0.018548 | 8.4523
Upstate | 2028 | 2 | 3 | 0.1583 | 3.1226e-06 | 9.5037e-07 | 0.099035 | 1.9535e-06 | 5.9455e-07 | 0.19455 | 0.0010757 | 1.3712e-06 | 0.12171 | 0.00067295 | 8.5785e-07 | 26.0702 | 3.4422 | 0.06582 | 29.5782 | 11.6732 | 2.0438 | 0.030167 | 13.7472 | 16.3096 | 2.1534 | 0.041177 | 18.5042 | 7.3028 | 1.2786 | 0.018873 | 8.6003
Upstate | 2028 | 2 | 4 | 0.15503 | 3.058e-06 | 9.307e-07 | 0.096986 | 1.9131e-06 | 5.8225e-07 | 0.19053 | 0.0010534 | 1.3429e-06 | 0.11919 | 0.00065902 | 8.401e-07 | 25.5306 | 3.3709 | 0.064457 | 28.966 | 11.4316 | 2.0015 | 0.029543 | 13.4627 | 15.9721 | 2.1089 | 0.040325 | 18.1213 | 7.1517 | 1.2521 | 0.018482 | 8.4223
Upstate | 2028 | 2 | 5 | 0.15261 | 3.0102e-06 | 9.1616e-07 | 0.095471 | 1.8832e-06 | 5.7315e-07 | 0.18755 | 0.001037 | 1.3219e-06 | 0.11733 | 0.00064873 | 8.2698e-07 | 25.1318 | 3.3183 | 0.063451 | 28.5136 | 11.2531 | 1.9702 | 0.029082 | 13.2524 | 15.7226 | 2.0759 | 0.039695 | 17.8382 | 7.04 | 1.2326 | 0.018194 | 8.2907
Upstate | 2028 | 2 | 6 | 0.17349 | 3.4222e-06 | 1.0415e-06 | 0.10854 | 2.1409e-06 | 6.5159e-07 | 0.21322 | 0.0011789 | 1.5028e-06 | 0.13339 | 0.00073751 | 9.4015e-07 | 28.5711 | 3.7724 | 0.072134 | 32.4157 | 12.7931 | 2.2399 | 0.033061 | 15.066 | 17.8742 | 2.36 | 0.045127 | 20.2794 | 8.0034 | 1.4013 | 0.020683 | 9.4253
Upstate | 2028 | 2 | 7 | 0.18025 | 3.5555e-06 | 1.0821e-06 | 0.11276 | 2.2243e-06 | 6.7697e-07 | 0.22152 | 0.0012248 | 1.5613e-06 | 0.13859 | 0.00076624 | 9.7677e-07 | 29.6841 | 3.9193 | 0.074944 | 33.6784 | 13.2914 | 2.3271 | 0.034349 | 15.6528 | 18.5705 | 2.452 | 0.046885 | 21.0693 | 8.3151 | 1.4558 | 0.021489 | 9.7925
Upstate | 2028 | 2 | 8 | 0.17407 | 3.4336e-06 | 1.045e-06 | 0.1089 | 2.1481e-06 | 6.5377e-07 | 0.21393 | 0.0011828 | 1.5078e-06 | 0.13384 | 0.00073997 | 9.433e-07 | 28.6667 | 3.785 | 0.072375 | 32.5241 | 12.8358 | 2.2473 | 0.033172 | 15.1164 | 17.934 | 2.3679 | 0.045278 | 20.3472 | 8.0302 | 1.4059 | 0.020753 | 9.4569
Upstate | 2028 | 2 | 9 | 0.17518 | 3.4556e-06 | 1.0517e-06 | 0.10959 | 2.1618e-06 | 6.5794e-07 | 0.2153 | 0.0011904 | 1.5174e-06 | 0.13469 | 0.0007447 | 9.4932e-07 | 28.8498 | 3.8092 | 0.072837 | 32.7318 | 12.9178 | 2.2617 | 0.033384 | 15.2129 | 18.0485 | 2.383 | 0.045567 | 20.4771 | 8.0814 | 1.4149 | 0.020885 | 9.5173
Upstate | 2028 | 2 | 10 | 0.15824 | 3.1214e-06 | 9.4999e-07 | 0.098997 | 1.9528e-06 | 5.9432e-07 | 0.19448 | 0.0010753 | 1.3707e-06 | 0.12167 | 0.00067268 | 8.5752e-07 | 26.0599 | 3.4408 | 0.065794 | 29.5666 | 11.6686 | 2.043 | 0.030156 | 13.7418 | 16.3032 | 2.1526 | 0.041161 | 18.497 | 7.2999 | 1.2781 | 0.018865 | 8.5969
Upstate | 2028 | 2 | 11 | 0.15281 | 3.0143e-06 | 9.174e-07 | 0.0956 | 1.8858e-06 | 5.7393e-07 | 0.1878 | 0.0010384 | 1.3237e-06 | 0.11749 | 0.0006496 | 8.2809e-07 | 25.1657 | 3.3228 | 0.063536 | 28.552 | 11.2682 | 1.9729 | 0.029121 | 13.2703 | 15.7438 | 2.0787 | 0.039749 | 17.8623 | 7.0495 | 1.2342 | 0.018218 | 8.3019
Upstate | 2028 | 2 | 12 | 0.13618 | 2.6863e-06 | 8.1757e-07 | 0.085197 | 1.6806e-06 | 5.1147e-07 | 0.16737 | 0.00092537 | 1.1796e-06 | 0.10471 | 0.00057891 | 7.3798e-07 | 22.4272 | 2.9612 | 0.056622 | 25.445 | 10.0421 | 1.7582 | 0.025952 | 11.8262 | 14.0306 | 1.8525 | 0.035423 | 15.9185 | 6.2823 | 1.0999 | 0.016236 | 7.3985
Upstate | 2028 | 2 | 13 | 0.14705 | 2.9007e-06 | 8.8283e-07 | 0.091998 | 1.8147e-06 | 5.523e-07 | 0.18073 | 0.00099924 | 1.2738e-06 | 0.11306 | 0.00062513 | 7.969e-07 | 24.2176 | 3.1976 | 0.061143 | 27.4763 | 10.8437 | 1.8986 | 0.028024 | 12.7703 | 15.1506 | 2.0004 | 0.038251 | 17.1893 | 6.7839 | 1.1877 | 0.017532 | 7.9891
Upstate | 2028 | 2 | 14 | 0.13908 | 2.7434e-06 | 8.3496e-07 | 0.087009 | 1.7163e-06 | 5.2235e-07 | 0.17093 | 0.00094506 | 1.2047e-06 | 0.10693 | 0.00059123 | 7.5368e-07 | 22.9044 | 3.0242 | 0.057827 | 25.9864 | 10.2557 | 1.7956 | 0.026504 | 12.0778 | 14.3291 | 1.8919 | 0.036177 | 16.2572 | 6.416 | 1.1233 | 0.016581 | 7.5559
Upstate | 2028 | 2 | 15 | 0.15275 | 3.0131e-06 | 9.1703e-07 | 0.095562 | 1.885e-06 | 5.737e-07 | 0.18773 | 0.0010379 | 1.3231e-06 | 0.11744 | 0.00064934 | 8.2776e-07 | 25.1557 | 3.3214 | 0.063511 | 28.5407 | 11.2638 | 1.9721 | 0.029109 | 13.265 | 15.7375 | 2.0779 | 0.039733 | 17.8552 | 7.0467 | 1.2338 | 0.018211 | 8.2986
Upstate | 2028 | 2 | 16 | 0.17169 | 3.3867e-06 | 1.0307e-06 | 0.10741 | 2.1188e-06 | 6.4484e-07 | 0.21101 | 0.0011667 | 1.4872e-06 | 0.13201 | 0.00072987 | 9.3041e-07 | 28.2751 | 3.7333 | 0.071387 | 32.0798 | 12.6605 | 2.2166 | 0.032719 | 14.9099 | 17.689 | 2.3356 | 0.04466 | 20.0693 | 7.9205 | 1.3867 | 0.020469 | 9.3277
Upstate | 2028 | 2 | 17 | 0.17191 | 3.391e-06 | 1.032e-06 | 0.10755 | 2.1214e-06 | 6.4565e-07 | 0.21127 | 0.0011681 | 1.4891e-06 | 0.13217 | 0.00073078 | 9.3158e-07 | 28.3107 | 3.738 | 0.071476 | 32.1202 | 12.6764 | 2.2194 | 0.03276 | 14.9286 | 17.7113 | 2.3385 | 0.044716 | 20.0945 | 7.9304 | 1.3885 | 0.020495 | 9.3394
Upstate | 2028 | 2 | 18 | 0.21164 | 4.1748e-06 | 1.2706e-06 | 0.1324 | 2.6117e-06 | 7.9488e-07 | 0.26011 | 0.0014381 | 1.8333e-06 | 0.16272 | 0.00089969 | 1.1469e-06 | 34.8541 | 4.602 | 0.087997 | 39.5441 | 15.6063 | 2.7324 | 0.040332 | 18.3791 | 21.8049 | 2.879 | 0.055051 | 24.7389 | 9.7634 | 1.7094 | 0.025232 | 11.498
Upstate | 2028 | 2 | 19 | 0.2446 | 4.8249e-06 | 1.4684e-06 | 0.15302 | 3.0185e-06 | 9.1866e-07 | 0.30061 | 0.0016621 | 2.1188e-06 | 0.18806 | 0.0010398 | 1.3255e-06 | 40.2819 | 5.3186 | 0.1017 | 45.7022 | 18.0367 | 3.1579 | 0.046613 | 21.2412 | 25.2005 | 3.3273 | 0.063624 | 28.5915 | 11.2838 | 1.9756 | 0.029161 | 13.2886
Upstate | 2028 | 2 | 20 | 0.22983 | 4.5335e-06 | 1.3798e-06 | 0.14378 | 2.8362e-06 | 8.6319e-07 | 0.28246 | 0.0015617 | 1.9908e-06 | 0.17671 | 0.00097701 | 1.2455e-06 | 37.8496 | 4.9975 | 0.095559 | 42.9426 | 16.9476 | 2.9672 | 0.043798 | 19.9586 | 23.6788 | 3.1264 | 0.059782 | 26.8651 | 10.6025 | 1.8563 | 0.0274 | 12.4862
Upstate | 2028 | 2 | 21 | 0.20564 | 4.0564e-06 | 1.2346e-06 | 0.12865 | 2.5377e-06 | 7.7235e-07 | 0.25273 | 0.0013973 | 1.7813e-06 | 0.15811 | 0.00087419 | 1.1144e-06 | 33.8662 | 4.4715 | 0.085502 | 38.4232 | 15.164 | 2.655 | 0.039189 | 17.8581 | 21.1868 | 2.7974 | 0.053491 | 24.0377 | 9.4866 | 1.661 | 0.024516 | 11.1721
Upstate | 2028 | 2 | 22 | 0.20206 | 3.9857e-06 | 1.213e-06 | 0.12641 | 2.4934e-06 | 7.5887e-07 | 0.24832 | 0.001373 | 1.7502e-06 | 0.15535 | 0.00085894 | 1.0949e-06 | 33.2754 | 4.3935 | 0.084011 | 37.753 | 14.8994 | 2.6087 | 0.038505 | 17.5466 | 20.8172 | 2.7486 | 0.052557 | 23.6184 | 9.3212 | 1.632 | 0.024089 | 10.9772
Upstate | 2028 | 2 | 23 | 0.20417 | 4.0273e-06 | 1.2257e-06 | 0.12773 | 2.5195e-06 | 7.668e-07 | 0.25092 | 0.0013873 | 1.7685e-06 | 0.15698 | 0.00086791 | 1.1064e-06 | 33.623 | 4.4394 | 0.084888 | 38.1473 | 15.0551 | 2.6359 | 0.038907 | 17.7299 | 21.0347 | 2.7773 | 0.053107 | 23.8651 | 9.4185 | 1.649 | 0.02434 | 11.0919
Upstate | 2028 | 2 | 24 | 0.1902 | 3.7519e-06 | 1.1419e-06 | 0.11899 | 2.3472e-06 | 7.1436e-07 | 0.23376 | 0.0012924 | 1.6476e-06 | 0.14624 | 0.00080855 | 1.0307e-06 | 31.3236 | 4.1358 | 0.079083 | 35.5384 | 14.0255 | 2.4556 | 0.036246 | 16.5173 | 19.5961 | 2.5874 | 0.049475 | 22.233 | 8.7744 | 1.5363 | 0.022676 | 10.3333
Upstate | 2028 | 3 | 1 | 0.18994 | 3.7467e-06 | 1.1403e-06 | 0.11883 | 2.344e-06 | 7.1339e-07 | 0.23344 | 0.0012907 | 1.6453e-06 | 0.14604 | 0.00080745 | 1.0293e-06 | 31.2808 | 4.1302 | 0.078975 | 35.4899 | 14.0063 | 2.4523 | 0.036197 | 16.4948 | 19.5694 | 2.5838 | 0.049407 | 22.2026 | 8.7624 | 1.5342 | 0.022645 | 10.3192
Upstate | 2028 | 3 | 2 | 0.18267 | 3.6033e-06 | 1.0966e-06 | 0.11428 | 2.2542e-06 | 6.8607e-07 | 0.2245 | 0.0012412 | 1.5823e-06 | 0.14045 | 0.00077653 | 9.899e-07 | 30.0829 | 3.972 | 0.075951 | 34.1308 | 13.4699 | 2.3584 | 0.034811 | 15.8631 | 18.82 | 2.4849 | 0.047515 | 21.3524 | 8.4269 | 1.4754 | 0.021778 | 9.924
Upstate | 2028 | 3 | 3 | 0.19972 | 3.9396e-06 | 1.199e-06 | 0.12495 | 2.4646e-06 | 7.501e-07 | 0.24545 | 0.0013571 | 1.73e-06 | 0.15356 | 0.00084901 | 1.0823e-06 | 32.8908 | 4.3427 | 0.08304 | 37.3166 | 14.7272 | 2.5785 | 0.03806 | 17.3438 | 20.5766 | 2.7168 | 0.05195 | 23.3454 | 9.2134 | 1.6131 | 0.02381 | 10.8503
Upstate | 2028 | 3 | 4 | 0.19406 | 3.8279e-06 | 1.165e-06 | 0.1214 | 2.3948e-06 | 7.2884e-07 | 0.2385 | 0.0013186 | 1.681e-06 | 0.1492 | 0.00082495 | 1.0516e-06 | 31.9586 | 4.2196 | 0.080686 | 36.2589 | 14.3098 | 2.5054 | 0.036981 | 16.8522 | 19.9934 | 2.6398 | 0.050478 | 22.6837 | 8.9523 | 1.5674 | 0.023136 | 10.5428
Upstate | 2028 | 3 | 5 | 0.1972 | 3.89e-06 | 1.1839e-06 | 0.12337 | 2.4336e-06 | 7.4065e-07 | 0.24236 | 0.00134 | 1.7082e-06 | 0.15162 | 0.00083831 | 1.0687e-06 | 32.4765 | 4.288 | 0.081994 | 36.8465 | 14.5417 | 2.546 | 0.03758 | 17.1253 | 20.3174 | 2.6826 | 0.051296 | 23.0513 | 9.0973 | 1.5928 | 0.02351 | 10.7137
Upstate | 2028 | 3 | 6 | 0.22513 | 4.4408e-06 | 1.3516e-06 | 0.14084 | 2.7782e-06 | 8.4554e-07 | 0.27668 | 0.0015298 | 1.9501e-06 | 0.17309 | 0.00095703 | 1.22e-06 | 37.0755 | 4.8953 | 0.093605 | 42.0644 | 16.601 | 2.9066 | 0.042902 | 19.5505 | 23.1946 | 3.0625 | 0.05856 | 26.3157 | 10.3856 | 1.8184 | 0.02684 | 12.2308
Upstate | 2028 | 3 | 7 | 0.22547 | 4.4474e-06 | 1.3536e-06 | 0.14105 | 2.7823e-06 | 8.468e-07 | 0.2771 | 0.001532 | 1.953e-06 | 0.17335 | 0.00095845 | 1.2218e-06 | 37.1307 | 4.9026 | 0.093744 | 42.127 | 16.6257 | 2.9109 | 0.042966 | 19.5796 | 23.2291 | 3.0671 | 0.058647 | 26.3548 | 10.4011 | 1.8211 | 0.02688 | 12.249
Upstate | 2028 | 3 | 8 | 0.21771 | 4.2944e-06 | 1.307e-06 | 0.1362 | 2.6866e-06 | 8.1766e-07 | 0.26756 | 0.0014793 | 1.8858e-06 | 0.16739 | 0.00092547 | 1.1798e-06 | 35.853 | 4.7338 | 0.090518 | 40.6773 | 16.0536 | 2.8107 | 0.041488 | 18.9058 | 22.4298 | 2.9615 | 0.056629 | 25.4479 | 10.0432 | 1.7584 | 0.025955 | 11.8275
Upstate | 2028 | 3 | 9 | 0.22194 | 4.378e-06 | 1.3324e-06 | 0.13885 | 2.7389e-06 | 8.3357e-07 | 0.27277 | 0.0015081 | 1.9225e-06 | 0.17064 | 0.00094348 | 1.2027e-06 | 36.5507 | 4.826 | 0.09228 | 41.469 | 16.366 | 2.8654 | 0.042295 | 19.2737 | 22.8663 | 3.0191 | 0.057731 | 25.9432 | 10.2386 | 1.7926 | 0.02646 | 12.0577
Upstate | 2028 | 3 | 10 | 0.19249 | 3.7969e-06 | 1.1556e-06 | 0.12042 | 2.3754e-06 | 7.2293e-07 | 0.23656 | 0.0013079 | 1.6673e-06 | 0.14799 | 0.00081826 | 1.0431e-06 | 31.6994 | 4.1854 | 0.080032 | 35.9649 | 14.1938 | 2.4851 | 0.036681 | 16.7156 | 19.8313 | 2.6184 | 0.050068 | 22.4998 | 8.8797 | 1.5547 | 0.022948 | 10.4573
Upstate | 2028 | 3 | 11 | 0.18969 | 3.7418e-06 | 1.1388e-06 | 0.11867 | 2.3409e-06 | 7.1245e-07 | 0.23313 | 0.001289 | 1.6431e-06 | 0.14585 | 0.00080639 | 1.028e-06 | 31.2397 | 4.1247 | 0.078871 | 35.4433 | 13.9879 | 2.4491 | 0.036149 | 16.4731 | 19.5437 | 2.5804 | 0.049342 | 22.1734 | 8.7509 | 1.5321 | 0.022615 | 10.3056
Upstate | 2028 | 3 | 12 | 0.18248 | 3.5996e-06 | 1.0955e-06 | 0.11416 | 2.2519e-06 | 6.8537e-07 | 0.22427 | 0.00124 | 1.5807e-06 | 0.1403 | 0.00077574 | 9.8889e-07 | 30.0522 | 3.9679 | 0.075873 | 34.096 | 13.4562 | 2.356 | 0.034775 | 15.8469 | 18.8008 | 2.4824 | 0.047466 | 21.3306 | 8.4183 | 1.4739 | 0.021755 | 9.9139
Upstate | 2028 | 3 | 13 | 0.17053 | 3.3638e-06 | 1.0238e-06 | 0.10668 | 2.1044e-06 | 6.4047e-07 | 0.20958 | 0.0011587 | 1.4771e-06 | 0.13111 | 0.00072491 | 9.241e-07 | 28.0834 | 3.708 | 0.070902 | 31.8622 | 12.5746 | 2.2016 | 0.032497 | 14.8087 | 17.5691 | 2.3197 | 0.044357 | 19.9331 | 7.8667 | 1.3773 | 0.02033 | 9.2644
Upstate | 2028 | 3 | 14 | 0.18464 | 3.6422e-06 | 1.1085e-06 | 0.11551 | 2.2786e-06 | 6.9347e-07 | 0.22692 | 0.0012546 | 1.5994e-06 | 0.14196 | 0.00078491 | 1.0006e-06 | 30.4076 | 4.0149 | 0.07677 | 34.4993 | 13.6154 | 2.3838 | 0.035186 | 16.0344 | 19.0231 | 2.5117 | 0.048028 | 21.5829 | 8.5178 | 1.4913 | 0.022013 | 10.0312
Upstate | 2028 | 3 | 15 | 0.193 | 3.807e-06 | 1.1587e-06 | 0.12074 | 2.3817e-06 | 7.2486e-07 | 0.23719 | 0.0013114 | 1.6718e-06 | 0.14839 | 0.00082044 | 1.0459e-06 | 31.784 | 4.1966 | 0.080245 | 36.0609 | 14.2317 | 2.4917 | 0.036779 | 16.7602 | 19.8842 | 2.6254 | 0.050202 | 22.5598 | 8.9034 | 1.5588 | 0.023009 | 10.4852
Upstate | 2028 | 3 | 16 | 0.21474 | 4.2359e-06 | 1.2892e-06 | 0.13434 | 2.65e-06 | 8.0653e-07 | 0.26392 | 0.0014592 | 1.8601e-06 | 0.16511 | 0.00091287 | 1.1637e-06 | 35.3649 | 4.6694 | 0.089286 | 40.1236 | 15.835 | 2.7725 | 0.040923 | 18.6484 | 22.1244 | 2.9212 | 0.055858 | 25.1015 | 9.9065 | 1.7345 | 0.025601 | 11.6665
Upstate | 2028 | 3 | 17 | 0.21696 | 4.2797e-06 | 1.3025e-06 | 0.13573 | 2.6774e-06 | 8.1486e-07 | 0.26664 | 0.0014743 | 1.8793e-06 | 0.16681 | 0.0009223 | 1.1757e-06 | 35.7303 | 4.7176 | 0.090209 | 40.5381 | 15.9986 | 2.8011 | 0.041346 | 18.8411 | 22.353 | 2.9514 | 0.056435 | 25.3608 | 10.0088 | 1.7524 | 0.025866 | 11.787
Upstate | 2028 | 3 | 18 | 0.26293 | 5.1864e-06 | 1.5785e-06 | 0.16449 | 3.2446e-06 | 9.875e-07 | 0.32314 | 0.0017866 | 2.2775e-06 | 0.20216 | 0.0011177 | 1.4248e-06 | 43.3003 | 5.7172 | 0.10932 | 49.1268 | 19.3882 | 3.3946 | 0.050105 | 22.8329 | 27.0888 | 3.5767 | 0.068391 | 30.7339 | 12.1293 | 2.1236 | 0.031346 | 14.2843
Upstate | 2028 | 3 | 19 | 0.29358 | 5.7911e-06 | 1.7625e-06 | 0.18367 | 3.6229e-06 | 1.1026e-06 | 0.36081 | 0.0019949 | 2.543e-06 | 0.22572 | 0.001248 | 1.5909e-06 | 48.3484 | 6.3837 | 0.12207 | 54.8541 | 21.6485 | 3.7903 | 0.055947 | 25.4948 | 30.2469 | 3.9937 | 0.076365 | 34.317 | 13.5434 | 2.3712 | 0.035001 | 15.9496
Upstate | 2028 | 3 | 20 | 0.30263 | 5.9696e-06 | 1.8168e-06 | 0.18933 | 3.7346e-06 | 1.1366e-06 | 0.37193 | 0.0020564 | 2.6214e-06 | 0.23268 | 0.0012865 | 1.64e-06 | 49.8386 | 6.5804 | 0.12583 | 56.5449 | 22.3158 | 3.9071 | 0.057671 | 26.2806 | 31.1792 | 4.1167 | 0.078719 | 35.3747 | 13.9609 | 2.4443 | 0.036079 | 16.4413
Upstate | 2028 | 3 | 21 | 0.27311 | 5.3872e-06 | 1.6396e-06 | 0.17086 | 3.3702e-06 | 1.0257e-06 | 0.33564 | 0.0018558 | 2.3657e-06 | 0.20998 | 0.001161 | 1.48e-06 | 44.9763 | 5.9384 | 0.11355 | 51.0283 | 20.1387 | 3.526 | 0.052045 | 23.7166 | 28.1374 | 3.7151 | 0.071039 | 31.9235 | 12.5988 | 2.2058 | 0.032559 | 14.8372
Upstate | 2028 | 3 | 22 | 0.23753 | 4.6855e-06 | 1.426e-06 | 0.1486 | 2.9313e-06 | 8.9212e-07 | 0.29193 | 0.001614 | 2.0575e-06 | 0.18263 | 0.0010098 | 1.2872e-06 | 39.1181 | 5.165 | 0.098762 | 44.3818 | 17.5156 | 3.0667 | 0.045266 | 20.6275 | 24.4724 | 3.2312 | 0.061786 | 27.7654 | 10.9578 | 1.9185 | 0.028318 | 12.9047
Upstate | 2028 | 3 | 23 | 0.21301 | 4.2016e-06 | 1.2788e-06 | 0.13326 | 2.6286e-06 | 8e-07 | 0.26178 | 0.0014474 | 1.8451e-06 | 0.16377 | 0.00090548 | 1.1543e-06 | 35.0786 | 4.6316 | 0.088563 | 39.7988 | 15.7069 | 2.75 | 0.040592 | 18.4975 | 21.9453 | 2.8975 | 0.055406 | 24.8983 | 9.8263 | 1.7204 | 0.025394 | 11.5721
Upstate | 2028 | 3 | 24 | 0.20829 | 4.1086e-06 | 1.2504e-06 | 0.13031 | 2.5703e-06 | 7.8228e-07 | 0.25598 | 0.0014153 | 1.8042e-06 | 0.16014 | 0.00088543 | 1.1287e-06 | 34.3016 | 4.529 | 0.086602 | 38.9172 | 15.3589 | 2.6891 | 0.039692 | 18.0877 | 21.4592 | 2.8334 | 0.054178 | 24.3468 | 9.6086 | 1.6823 | 0.024832 | 11.3157
Upstate | 2028 | 4 | 1 | 0.12014 | 2.3698e-06 | 7.2124e-07 | 0.075159 | 1.4826e-06 | 4.5121e-07 | 0.14765 | 0.00081634 | 1.0407e-06 | 0.09237 | 0.00051071 | 6.5103e-07 | 19.7849 | 2.6123 | 0.049951 | 22.4472 | 8.8589 | 1.5511 | 0.022894 | 10.4329 | 12.3775 | 1.6343 | 0.03125 | 14.043 | 5.5422 | 0.97034 | 0.014323 | 6.5268
Upstate | 2028 | 4 | 2 | 0.11388 | 2.2463e-06 | 6.8365e-07 | 0.071242 | 1.4053e-06 | 4.2769e-07 | 0.13995 | 0.0007738 | 9.8641e-07 | 0.087555 | 0.00048409 | 6.171e-07 | 18.7537 | 2.4761 | 0.047348 | 21.2772 | 8.3972 | 1.4702 | 0.021701 | 9.8891 | 11.7324 | 1.5491 | 0.029621 | 13.3111 | 5.2533 | 0.91977 | 0.013576 | 6.1867
Upstate | 2028 | 4 | 3 | 0.12372 | 2.4405e-06 | 7.4276e-07 | 0.077401 | 1.5268e-06 | 4.6467e-07 | 0.15205 | 0.0008407 | 1.0717e-06 | 0.095125 | 0.00052594 | 6.7046e-07 | 20.3752 | 2.6902 | 0.051442 | 23.1169 | 9.1232 | 1.5973 | 0.023577 | 10.7441 | 12.7468 | 1.683 | 0.032182 | 14.462 | 5.7075 | 0.9993 | 0.01475 | 6.7216
Upstate | 2028 | 4 | 4 | 0.12698 | 2.5047e-06 | 7.6231e-07 | 0.079439 | 1.567e-06 | 4.7691e-07 | 0.15606 | 0.00086283 | 1.0999e-06 | 0.09763 | 0.00053979 | 6.8811e-07 | 20.9116 | 2.7611 | 0.052796 | 23.7255 | 9.3634 | 1.6394 | 0.024198 | 11.027 | 13.0824 | 1.7273 | 0.033029 | 14.8427 | 5.8578 | 1.0256 | 0.015138 | 6.8985
Upstate | 2028 | 4 | 5 | 0.12765 | 2.5179e-06 | 7.6632e-07 | 0.079856 | 1.5752e-06 | 4.7941e-07 | 0.15688 | 0.00086736 | 1.1057e-06 | 0.098142 | 0.00054262 | 6.9172e-07 | 21.0214 | 2.7756 | 0.053073 | 23.85 | 9.4126 | 1.648 | 0.024325 | 11.0849 | 13.1511 | 1.7364 | 0.033203 | 14.9207 | 5.8885 | 1.031 | 0.015218 | 6.9347
Upstate | 2028 | 4 | 6 | 0.16232 | 3.2019e-06 | 9.745e-07 | 0.10155 | 2.0031e-06 | 6.0965e-07 | 0.19949 | 0.001103 | 1.4061e-06 | 0.1248 | 0.00069004 | 8.7964e-07 | 26.7321 | 3.5296 | 0.067491 | 30.3292 | 11.9696 | 2.0957 | 0.030933 | 14.0962 | 16.7237 | 2.2081 | 0.042223 | 18.9741 | 7.4882 | 1.3111 | 0.019352 | 8.8187
Upstate | 2028 | 4 | 7 | 0.15643 | 3.0857e-06 | 9.3913e-07 | 0.097865 | 1.9304e-06 | 5.8753e-07 | 0.19225 | 0.001063 | 1.355e-06 | 0.12027 | 0.00066499 | 8.4772e-07 | 25.762 | 3.4015 | 0.065042 | 29.2286 | 11.5352 | 2.0196 | 0.029811 | 13.5847 | 16.1168 | 2.128 | 0.04069 | 18.2855 | 7.2165 | 1.2635 | 0.01865 | 8.4986
Upstate | 2028 | 4 | 8 | 0.13935 | 2.7487e-06 | 8.3658e-07 | 0.087178 | 1.7196e-06 | 5.2336e-07 | 0.17126 | 0.00094688 | 1.2071e-06 | 0.10714 | 0.00059237 | 7.5514e-07 | 22.9487 | 3.03 | 0.057939 | 26.0367 | 10.2755 | 1.7991 | 0.026555 | 12.1012 | 14.3568 | 1.8956 | 0.036247 | 16.2886 | 6.4284 | 1.1255 | 0.016613 | 7.5705
Upstate | 2028 | 4 | 9 | 0.12836 | 2.5319e-06 | 7.7058e-07 | 0.080301 | 1.584e-06 | 4.8208e-07 | 0.15775 | 0.00087219 | 1.1118e-06 | 0.098689 | 0.00054565 | 6.9557e-07 | 21.1384 | 2.791 | 0.053368 | 23.9828 | 9.465 | 1.6572 | 0.024461 | 11.1466 | 13.2243 | 1.7461 | 0.033387 | 15.0037 | 5.9213 | 1.0367 | 0.015303 | 6.9734
Upstate | 2028 | 4 | 10 | 0.11182 | 2.2057e-06 | 6.7131e-07 | 0.069956 | 1.3799e-06 | 4.1998e-07 | 0.13743 | 0.00075983 | 9.6861e-07 | 0.085975 | 0.00047535 | 6.0596e-07 | 18.4152 | 2.4315 | 0.046493 | 20.8932 | 8.2456 | 1.4437 | 0.021309 | 9.7106 | 11.5206 | 1.5211 | 0.029086 | 13.0709 | 5.1585 | 0.90317 | 0.013331 | 6.075
Upstate | 2028 | 4 | 11 | 0.094455 | 1.8632e-06 | 5.6705e-07 | 0.059091 | 1.1656e-06 | 3.5475e-07 | 0.11608 | 0.00064182 | 8.1818e-07 | 0.072623 | 0.00040153 | 5.1185e-07 | 15.5552 | 2.0538 | 0.039272 | 17.6483 | 6.965 | 1.2195 | 0.018 | 8.2025 | 9.7314 | 1.2849 | 0.024569 | 11.0409 | 4.3574 | 0.7629 | 0.011261 | 5.1315
Upstate | 2028 | 4 | 12 | 0.086736 | 1.7109e-06 | 5.2071e-07 | 0.054262 | 1.0703e-06 | 3.2576e-07 | 0.1066 | 0.00058937 | 7.5131e-07 | 0.066687 | 0.00036871 | 4.7002e-07 | 14.284 | 1.886 | 0.036063 | 16.206 | 6.3958 | 1.1198 | 0.016529 | 7.5321 | 8.9361 | 1.1799 | 0.022561 | 10.1386 | 4.0012 | 0.70055 | 0.010341 | 4.7121
Upstate | 2028 | 4 | 13 | 0.080268 | 1.5833e-06 | 4.8189e-07 | 0.050216 | 9.9054e-07 | 3.0147e-07 | 0.098649 | 0.00054543 | 6.9529e-07 | 0.061715 | 0.00034122 | 4.3498e-07 | 13.2189 | 1.7454 | 0.033374 | 14.9977 | 5.9189 | 1.0363 | 0.015296 | 6.9705 | 8.2698 | 1.0919 | 0.020879 | 9.3826 | 3.7029 | 0.64832 | 0.0095695 | 4.3608
Upstate | 2028 | 4 | 14 | 0.079636 | 1.5709e-06 | 4.7809e-07 | 0.049821 | 9.8274e-07 | 2.991e-07 | 0.097872 | 0.00054113 | 6.8982e-07 | 0.061229 | 0.00033853 | 4.3155e-07 | 13.1149 | 1.7316 | 0.033111 | 14.8796 | 5.8723 | 1.0282 | 0.015176 | 6.9157 | 8.2047 | 1.0833 | 0.020715 | 9.3087 | 3.6738 | 0.64321 | 0.0094942 | 4.3265
Upstate | 2028 | 4 | 15 | 0.098357 | 1.9402e-06 | 5.9048e-07 | 0.061533 | 1.2138e-06 | 3.6941e-07 | 0.12088 | 0.00066834 | 8.5198e-07 | 0.075623 | 0.00041812 | 5.33e-07 | 16.1979 | 2.1387 | 0.040895 | 18.3775 | 7.2528 | 1.2698 | 0.018744 | 8.5414 | 10.1335 | 1.338 | 0.025584 | 11.497 | 4.5374 | 0.79442 | 0.011726 | 5.3435
Upstate | 2028 | 4 | 16 | 0.13023 | 2.5689e-06 | 7.8183e-07 | 0.081473 | 1.6071e-06 | 4.8912e-07 | 0.16005 | 0.00088493 | 1.1281e-06 | 0.10013 | 0.00055361 | 7.0573e-07 | 21.4471 | 2.8318 | 0.054148 | 24.333 | 9.6032 | 1.6814 | 0.024818 | 11.3093 | 13.4174 | 1.7716 | 0.033875 | 15.2228 | 6.0078 | 1.0519 | 0.015526 | 7.0752
Upstate | 2028 | 4 | 17 | 0.13177 | 2.5993e-06 | 7.9108e-07 | 0.082437 | 1.6261e-06 | 4.949e-07 | 0.16195 | 0.00089539 | 1.1414e-06 | 0.10131 | 0.00056016 | 7.1407e-07 | 21.7007 | 2.8652 | 0.054788 | 24.6207 | 9.7167 | 1.7012 | 0.025111 | 11.4431 | 13.576 | 1.7925 | 0.034276 | 15.4028 | 6.0788 | 1.0643 | 0.01571 | 7.1588
Upstate | 2028 | 4 | 18 | 0.14552 | 2.8705e-06 | 8.7362e-07 | 0.091038 | 1.7958e-06 | 5.4654e-07 | 0.17884 | 0.00098882 | 1.2605e-06 | 0.11188 | 0.00061861 | 7.8858e-07 | 23.965 | 3.1642 | 0.060505 | 27.1897 | 10.7306 | 1.8787 | 0.027731 | 12.6371 | 14.9926 | 1.9795 | 0.037852 | 17.01 | 6.7131 | 1.1754 | 0.017349 | 7.9058
Upstate | 2028 | 4 | 19 | 0.17693 | 3.49e-06 | 1.0622e-06 | 0.11069 | 2.1834e-06 | 6.6451e-07 | 0.21745 | 0.0012022 | 1.5326e-06 | 0.13603 | 0.00075213 | 9.5879e-07 | 29.1376 | 3.8472 | 0.073564 | 33.0584 | 13.0467 | 2.2843 | 0.033717 | 15.3647 | 18.2286 | 2.4068 | 0.046022 | 20.6815 | 8.1621 | 1.429 | 0.021093 | 9.6122
Upstate | 2028 | 4 | 20 | 0.18915 | 3.7311e-06 | 1.1356e-06 | 0.11833 | 2.3342e-06 | 7.1041e-07 | 0.23247 | 0.0012853 | 1.6385e-06 | 0.14543 | 0.00080408 | 1.025e-06 | 31.1504 | 4.1129 | 0.078646 | 35.3419 | 13.9479 | 2.4421 | 0.036046 | 16.426 | 19.4878 | 2.5731 | 0.049201 | 22.1101 | 8.7259 | 1.5278 | 0.02255 | 10.2762
Upstate | 2028 | 4 | 21 | 0.15666 | 3.0902e-06 | 9.405e-07 | 0.098008 | 1.9333e-06 | 5.8838e-07 | 0.19253 | 0.0010645 | 1.357e-06 | 0.12045 | 0.00066597 | 8.4895e-07 | 25.7997 | 3.4065 | 0.065137 | 29.2713 | 11.5521 | 2.0226 | 0.029854 | 13.6045 | 16.1404 | 2.1311 | 0.04075 | 18.3122 | 7.227 | 1.2653 | 0.018677 | 8.511
Upstate | 2028 | 4 | 22 | 0.14567 | 2.8734e-06 | 8.7452e-07 | 0.091132 | 1.7976e-06 | 5.471e-07 | 0.17903 | 0.00098983 | 1.2618e-06 | 0.112 | 0.00061924 | 7.8939e-07 | 23.9896 | 3.1675 | 0.060567 | 27.2177 | 10.7416 | 1.8807 | 0.02776 | 12.6501 | 15.008 | 1.9816 | 0.037891 | 17.0275 | 6.72 | 1.1766 | 0.017367 | 7.9139
Upstate | 2028 | 4 | 23 | 0.13662 | 2.695e-06 | 8.2021e-07 | 0.085472 | 1.686e-06 | 5.1313e-07 | 0.16791 | 0.00092836 | 1.1834e-06 | 0.10504 | 0.00058079 | 7.4037e-07 | 22.4998 | 2.9708 | 0.056806 | 25.5274 | 10.0746 | 1.7639 | 0.026036 | 11.8645 | 14.076 | 1.8585 | 0.035538 | 15.97 | 6.3027 | 1.1035 | 0.016288 | 7.4225
Upstate | 2028 | 4 | 24 | 0.13516 | 2.6662e-06 | 8.1145e-07 | 0.084559 | 1.668e-06 | 5.0764e-07 | 0.16611 | 0.00091844 | 1.1708e-06 | 0.10392 | 0.00057458 | 7.3246e-07 | 22.2593 | 2.939 | 0.056198 | 25.2545 | 9.9669 | 1.745 | 0.025758 | 11.7377 | 13.9255 | 1.8387 | 0.035158 | 15.7993 | 6.2353 | 1.0917 | 0.016114 | 7.3431
Upstate | 2028 | 5 | 1 | 0.12417 | 2.4493e-06 | 7.4545e-07 | 0.077682 | 1.5323e-06 | 4.6636e-07 | 0.15261 | 0.00084375 | 1.0756e-06 | 0.09547 | 0.00052785 | 6.7289e-07 | 20.4491 | 2.7 | 0.051628 | 23.2007 | 9.1563 | 1.6031 | 0.023663 | 10.7831 | 12.793 | 1.6891 | 0.032299 | 14.5144 | 5.7282 | 1.0029 | 0.014804 | 6.7459
Upstate | 2028 | 5 | 2 | 0.1217 | 2.4007e-06 | 7.3064e-07 | 0.076138 | 1.5019e-06 | 4.5709e-07 | 0.14957 | 0.00082698 | 1.0542e-06 | 0.093573 | 0.00051736 | 6.5952e-07 | 20.0427 | 2.6463 | 0.050602 | 22.7397 | 8.9744 | 1.5713 | 0.023193 | 10.5688 | 12.5388 | 1.6556 | 0.031657 | 14.226 | 5.6144 | 0.98299 | 0.014509 | 6.6119
Upstate | 2028 | 5 | 3 | 0.12426 | 2.4512e-06 | 7.4601e-07 | 0.07774 | 1.5335e-06 | 4.6671e-07 | 0.15272 | 0.00084438 | 1.0764e-06 | 0.095542 | 0.00052825 | 6.7339e-07 | 20.4644 | 2.702 | 0.051667 | 23.2181 | 9.1632 | 1.6043 | 0.023681 | 10.7912 | 12.8026 | 1.6904 | 0.032323 | 14.5253 | 5.7325 | 1.0037 | 0.014815 | 6.751
Upstate | 2028 | 5 | 4 | 0.13535 | 2.6699e-06 | 8.1257e-07 | 0.084676 | 1.6703e-06 | 5.0835e-07 | 0.16635 | 0.00091972 | 1.1724e-06 | 0.10407 | 0.00057538 | 7.3348e-07 | 22.2903 | 2.9431 | 0.056277 | 25.2897 | 9.9807 | 1.7475 | 0.025793 | 11.754 | 13.9449 | 1.8412 | 0.035207 | 15.8213 | 6.244 | 1.0932 | 0.016136 | 7.3533
Upstate | 2028 | 5 | 5 | 0.14176 | 2.7963e-06 | 8.5106e-07 | 0.088687 | 1.7494e-06 | 5.3243e-07 | 0.17422 | 0.00096328 | 1.228e-06 | 0.109 | 0.00060263 | 7.6821e-07 | 23.346 | 3.0825 | 0.058942 | 26.4874 | 10.4534 | 1.8302 | 0.027015 | 12.3107 | 14.6053 | 1.9284 | 0.036874 | 16.5706 | 6.5397 | 1.145 | 0.016901 | 7.7016
Upstate | 2028 | 5 | 6 | 0.151 | 2.9786e-06 | 9.0652e-07 | 0.094467 | 1.8634e-06 | 5.6712e-07 | 0.18558 | 0.0010261 | 1.308e-06 | 0.1161 | 0.0006419 | 8.1828e-07 | 24.8674 | 3.2834 | 0.062783 | 28.2136 | 11.1347 | 1.9495 | 0.028776 | 13.1129 | 15.5572 | 2.0541 | 0.039277 | 17.6505 | 6.9659 | 1.2196 | 0.018002 | 8.2035
Upstate | 2028 | 5 | 7 | 0.13678 | 2.6981e-06 | 8.2117e-07 | 0.085573 | 1.688e-06 | 5.1373e-07 | 0.16811 | 0.00092945 | 1.1848e-06 | 0.10517 | 0.00058147 | 7.4124e-07 | 22.5262 | 2.9742 | 0.056872 | 25.5573 | 10.0863 | 1.766 | 0.026066 | 11.8784 | 14.0925 | 1.8607 | 0.035579 | 15.9887 | 6.3101 | 1.1048 | 0.016307 | 7.4312
Upstate | 2028 | 5 | 8 | 0.12314 | 2.4289e-06 | 7.3923e-07 | 0.077034 | 1.5195e-06 | 4.6247e-07 | 0.15133 | 0.00083671 | 1.0666e-06 | 0.094674 | 0.00052345 | 6.6727e-07 | 20.2784 | 2.6775 | 0.051197 | 23.0071 | 9.0799 | 1.5897 | 0.023465 | 10.6931 | 12.6863 | 1.675 | 0.032029 | 14.3933 | 5.6804 | 0.99455 | 0.01468 | 6.6896
Upstate | 2028 | 5 | 9 | 0.12984 | 2.5612e-06 | 7.7948e-07 | 0.081228 | 1.6023e-06 | 4.8765e-07 | 0.15957 | 0.00088226 | 1.1247e-06 | 0.099829 | 0.00055195 | 7.0361e-07 | 21.3826 | 2.8232 | 0.053985 | 24.2598 | 9.5743 | 1.6763 | 0.024743 | 11.2753 | 13.377 | 1.7662 | 0.033773 | 15.177 | 5.9897 | 1.0487 | 0.015479 | 7.0539
Upstate | 2028 | 5 | 10 | 0.11515 | 2.2714e-06 | 6.913e-07 | 0.072039 | 1.421e-06 | 4.3248e-07 | 0.14152 | 0.00078246 | 9.9745e-07 | 0.088535 | 0.00048951 | 6.2401e-07 | 18.9637 | 2.5039 | 0.047878 | 21.5154 | 8.4912 | 1.4867 | 0.021944 | 9.9998 | 11.8637 | 1.5664 | 0.029953 | 13.4601 | 5.3121 | 0.93007 | 0.013728 | 6.2559
Upstate | 2028 | 5 | 11 | 0.11212 | 2.2116e-06 | 6.7311e-07 | 0.070143 | 1.3836e-06 | 4.211e-07 | 0.1378 | 0.00076186 | 9.712e-07 | 0.086205 | 0.00047663 | 6.0759e-07 | 18.4646 | 2.438 | 0.046618 | 20.9491 | 8.2677 | 1.4475 | 0.021366 | 9.7366 | 11.5515 | 1.5252 | 0.029164 | 13.1059 | 5.1723 | 0.90559 | 0.013367 | 6.0913
Upstate | 2028 | 5 | 12 | 0.10128 | 1.9977e-06 | 6.0801e-07 | 0.063359 | 1.2498e-06 | 3.8037e-07 | 0.12447 | 0.00068818 | 8.7727e-07 | 0.077867 | 0.00043053 | 5.4882e-07 | 16.6787 | 2.2022 | 0.042109 | 18.923 | 7.4681 | 1.3075 | 0.0193 | 8.7949 | 10.4342 | 1.3777 | 0.026343 | 11.8383 | 4.672 | 0.818 | 0.012074 | 5.5021
Upstate | 2028 | 5 | 13 | 0.099079 | 1.9544e-06 | 5.9481e-07 | 0.061984 | 1.2227e-06 | 3.7212e-07 | 0.12177 | 0.00067324 | 8.5823e-07 | 0.076178 | 0.00042118 | 5.3691e-07 | 16.3167 | 2.1544 | 0.041195 | 18.5123 | 7.306 | 1.2792 | 0.018881 | 8.604 | 10.2078 | 1.3478 | 0.025772 | 11.5814 | 4.5707 | 0.80025 | 0.011812 | 5.3827
Upstate | 2028 | 5 | 14 | 0.10398 | 2.051e-06 | 6.2421e-07 | 0.065048 | 1.2831e-06 | 3.9051e-07 | 0.12779 | 0.00070652 | 9.0065e-07 | 0.079943 | 0.000442 | 5.6345e-07 | 17.1233 | 2.2609 | 0.043231 | 19.4274 | 7.6671 | 1.3424 | 0.019814 | 9.0293 | 10.7124 | 1.4144 | 0.027046 | 12.1538 | 4.7966 | 0.8398 | 0.012396 | 5.6488
Upstate | 2028 | 5 | 15 | 0.11245 | 2.2182e-06 | 6.751e-07 | 0.07035 | 1.3877e-06 | 4.2234e-07 | 0.1382 | 0.00076411 | 9.7407e-07 | 0.08646 | 0.00047803 | 6.0938e-07 | 18.519 | 2.4452 | 0.046755 | 21.0109 | 8.2921 | 1.4518 | 0.021429 | 9.7653 | 11.5856 | 1.5297 | 0.02925 | 13.1445 | 5.1876 | 0.90826 | 0.013406 | 6.1092
Upstate | 2028 | 5 | 16 | 0.11606 | 2.2894e-06 | 6.9678e-07 | 0.07261 | 1.4323e-06 | 4.3591e-07 | 0.14264 | 0.00078865 | 1.0054e-06 | 0.089236 | 0.00049338 | 6.2895e-07 | 19.1138 | 2.5237 | 0.048257 | 21.6858 | 8.5584 | 1.4984 | 0.022118 | 10.079 | 11.9577 | 1.5788 | 0.03019 | 13.5667 | 5.3542 | 0.93743 | 0.013837 | 6.3055
Upstate | 2028 | 5 | 17 | 0.12026 | 2.3722e-06 | 7.2199e-07 | 0.075236 | 1.4841e-06 | 4.5168e-07 | 0.1478 | 0.00081718 | 1.0417e-06 | 0.092465 | 0.00051123 | 6.5171e-07 | 19.8053 | 2.615 | 0.050003 | 22.4703 | 8.868 | 1.5526 | 0.022918 | 10.4436 | 12.3903 | 1.6359 | 0.031282 | 14.0575 | 5.5479 | 0.97134 | 0.014338 | 6.5336
Upstate | 2028 | 5 | 18 | 0.14211 | 2.8031e-06 | 8.5312e-07 | 0.088902 | 1.7536e-06 | 5.3372e-07 | 0.17465 | 0.00096561 | 1.2309e-06 | 0.10926 | 0.00060409 | 7.7008e-07 | 23.4026 | 3.09 | 0.059085 | 26.5517 | 10.4788 | 1.8347 | 0.027081 | 12.3405 | 14.6408 | 1.9331 | 0.036964 | 16.6108 | 6.5556 | 1.1478 | 0.016942 | 7.7203
Upstate | 2028 | 5 | 19 | 0.14611 | 2.8821e-06 | 8.7716e-07 | 0.091407 | 1.803e-06 | 5.4875e-07 | 0.17957 | 0.00099282 | 1.2656e-06 | 0.11234 | 0.00062111 | 7.9177e-07 | 24.062 | 3.177 | 0.060749 | 27.2997 | 10.774 | 1.8864 | 0.027844 | 12.6882 | 15.0532 | 1.9876 | 0.038005 | 17.0788 | 6.7403 | 1.1801 | 0.017419 | 7.9378
Upstate | 2028 | 5 | 20 | 0.1624 | 3.2034e-06 | 9.7493e-07 | 0.1016 | 2.004e-06 | 6.0992e-07 | 0.19958 | 0.0011035 | 1.4067e-06 | 0.12486 | 0.00069035 | 8.8003e-07 | 26.7441 | 3.5312 | 0.067521 | 30.3428 | 11.975 | 2.0966 | 0.030947 | 14.1026 | 16.7312 | 2.2091 | 0.042242 | 18.9826 | 7.4916 | 1.3117 | 0.019361 | 8.8226
Upstate | 2028 | 5 | 21 | 0.16069 | 3.1696e-06 | 9.6467e-07 | 0.10053 | 1.9829e-06 | 6.035e-07 | 0.19748 | 0.0010919 | 1.3919e-06 | 0.12355 | 0.00068308 | 8.7077e-07 | 26.4625 | 3.494 | 0.06681 | 30.0233 | 11.8489 | 2.0745 | 0.030621 | 13.9541 | 16.5551 | 2.1858 | 0.041797 | 18.7827 | 7.4127 | 1.2978 | 0.019157 | 8.7297
Upstate | 2028 | 5 | 22 | 0.14277 | 2.8162e-06 | 8.5711e-07 | 0.089318 | 1.7618e-06 | 5.3621e-07 | 0.17546 | 0.00097013 | 1.2367e-06 | 0.10977 | 0.00060692 | 7.7368e-07 | 23.5121 | 3.1044 | 0.059361 | 26.6758 | 10.5278 | 1.8432 | 0.027207 | 12.3982 | 14.7092 | 1.9421 | 0.037137 | 16.6885 | 6.5862 | 1.1531 | 0.017021 | 7.7564
Upstate | 2028 | 5 | 23 | 0.1417 | 2.7951e-06 | 8.5069e-07 | 0.088648 | 1.7486e-06 | 5.3219e-07 | 0.17415 | 0.00096286 | 1.2274e-06 | 0.10895 | 0.00060237 | 7.6788e-07 | 23.3358 | 3.0811 | 0.058916 | 26.4759 | 10.4489 | 1.8294 | 0.027003 | 12.3053 | 14.599 | 1.9276 | 0.036858 | 16.5634 | 6.5369 | 1.1445 | 0.016893 | 7.6982
Upstate | 2028 | 5 | 24 | 0.12432 | 2.4523e-06 | 7.4635e-07 | 0.077775 | 1.5342e-06 | 4.6692e-07 | 0.15279 | 0.00084476 | 1.0769e-06 | 0.095585 | 0.00052848 | 6.737e-07 | 20.4736 | 2.7032 | 0.05169 | 23.2285 | 9.1673 | 1.605 | 0.023691 | 10.796 | 12.8084 | 1.6912 | 0.032337 | 14.5319 | 5.7351 | 1.0041 | 0.014821 | 6.754
Upstate | 2028 | 6 | 1 | 0.19464 | 3.8394e-06 | 1.1685e-06 | 0.12177 | 2.4019e-06 | 7.3103e-07 | 0.23921 | 0.0013226 | 1.686e-06 | 0.14965 | 0.00082742 | 1.0548e-06 | 32.0543 | 4.2323 | 0.080928 | 36.3675 | 14.3527 | 2.5129 | 0.037092 | 16.9027 | 20.0533 | 2.6477 | 0.050629 | 22.7517 | 8.9791 | 1.5721 | 0.023205 | 10.5744
Upstate | 2028 | 6 | 2 | 0.18836 | 3.7155e-06 | 1.1308e-06 | 0.11784 | 2.3245e-06 | 7.0744e-07 | 0.23149 | 0.0012799 | 1.6316e-06 | 0.14482 | 0.00080072 | 1.0207e-06 | 31.0202 | 4.0957 | 0.078317 | 35.1942 | 13.8896 | 2.4318 | 0.035895 | 16.3574 | 19.4063 | 2.5623 | 0.048995 | 22.0177 | 8.6894 | 1.5214 | 0.022456 | 10.2332
Upstate | 2028 | 6 | 3 | 0.19436 | 3.8338e-06 | 1.1668e-06 | 0.12159 | 2.3984e-06 | 7.2995e-07 | 0.23886 | 0.0013207 | 1.6835e-06 | 0.14943 | 0.0008262 | 1.0532e-06 | 32.0073 | 4.2261 | 0.080809 | 36.3142 | 14.3316 | 2.5092 | 0.037038 | 16.8779 | 20.0239 | 2.6439 | 0.050555 | 22.7183 | 8.9659 | 1.5698 | 0.023171 | 10.5589
Upstate | 2028 | 6 | 4 | 0.19914 | 3.9281e-06 | 1.1955e-06 | 0.12458 | 2.4575e-06 | 7.4792e-07 | 0.24474 | 0.0013532 | 1.725e-06 | 0.15311 | 0.00084654 | 1.0791e-06 | 32.7951 | 4.3301 | 0.082798 | 37.208 | 14.6844 | 2.571 | 0.037949 | 17.2933 | 20.5168 | 2.7089 | 0.051799 | 23.2775 | 9.1866 | 1.6084 | 0.023741 | 10.8188
Upstate | 2028 | 6 | 5 | 0.19648 | 3.8757e-06 | 1.1796e-06 | 0.12292 | 2.4247e-06 | 7.3794e-07 | 0.24147 | 0.0013351 | 1.7019e-06 | 0.15107 | 0.00083524 | 1.0647e-06 | 32.3574 | 4.2723 | 0.081693 | 36.7114 | 14.4884 | 2.5367 | 0.037443 | 17.0625 | 20.2429 | 2.6728 | 0.051108 | 22.9668 | 9.064 | 1.587 | 0.023424 | 10.6744
Upstate | 2028 | 6 | 6 | 0.20594 | 4.0622e-06 | 1.2363e-06 | 0.12883 | 2.5413e-06 | 7.7345e-07 | 0.25309 | 0.0013993 | 1.7838e-06 | 0.15834 | 0.00087543 | 1.116e-06 | 33.9143 | 4.4779 | 0.085624 | 38.4778 | 15.1855 | 2.6587 | 0.039244 | 17.8835 | 21.2169 | 2.8014 | 0.053567 | 24.0719 | 9.5001 | 1.6633 | 0.024551 | 11.188
Upstate | 2028 | 6 | 7 | 0.1954 | 3.8544e-06 | 1.1731e-06 | 0.12224 | 2.4113e-06 | 7.3388e-07 | 0.24015 | 0.0013278 | 1.6926e-06 | 0.15024 | 0.00083065 | 1.0589e-06 | 32.1796 | 4.2488 | 0.081244 | 36.5097 | 14.4088 | 2.5227 | 0.037237 | 16.9688 | 20.1317 | 2.6581 | 0.050827 | 22.8406 | 9.0142 | 1.5782 | 0.023296 | 10.6157
Upstate | 2028 | 6 | 8 | 0.17218 | 3.3964e-06 | 1.0337e-06 | 0.10772 | 2.1248e-06 | 6.4668e-07 | 0.21161 | 0.00117 | 1.4915e-06 | 0.13239 | 0.00073195 | 9.3307e-07 | 28.356 | 3.744 | 0.071591 | 32.1716 | 12.6967 | 2.223 | 0.032812 | 14.9525 | 17.7396 | 2.3423 | 0.044787 | 20.1267 | 7.9431 | 1.3907 | 0.020528 | 9.3544
Upstate | 2028 | 6 | 9 | 0.15888 | 3.134e-06 | 9.5384e-07 | 0.099398 | 1.9607e-06 | 5.9673e-07 | 0.19526 | 0.0010796 | 1.3763e-06 | 0.12216 | 0.00067541 | 8.6099e-07 | 26.1655 | 3.4548 | 0.06606 | 29.6863 | 11.7159 | 2.0513 | 0.030278 | 13.7974 | 16.3692 | 2.1613 | 0.041328 | 18.5719 | 7.3295 | 1.2833 | 0.018942 | 8.6317
Upstate | 2028 | 6 | 10 | 0.16183 | 3.1922e-06 | 9.7153e-07 | 0.10124 | 1.997e-06 | 6.0779e-07 | 0.19889 | 0.0010996 | 1.4018e-06 | 0.12442 | 0.00068793 | 8.7696e-07 | 26.6507 | 3.5188 | 0.067285 | 30.2368 | 11.9331 | 2.0893 | 0.030839 | 14.0533 | 16.6727 | 2.2014 | 0.042094 | 18.9162 | 7.4654 | 1.3071 | 0.019293 | 8.7918
Upstate | 2028 | 6 | 11 | 0.16394 | 3.2337e-06 | 9.8418e-07 | 0.10256 | 2.023e-06 | 6.157e-07 | 0.20147 | 0.0011139 | 1.42e-06 | 0.12604 | 0.00069689 | 8.8837e-07 | 26.9976 | 3.5646 | 0.068161 | 30.6304 | 12.0885 | 2.1165 | 0.031241 | 14.2362 | 16.8898 | 2.23 | 0.042642 | 19.1625 | 7.5626 | 1.3241 | 0.019544 | 8.9062
Upstate | 2028 | 6 | 12 | 0.16453 | 3.2454e-06 | 9.8773e-07 | 0.10293 | 2.0303e-06 | 6.1793e-07 | 0.2022 | 0.001118 | 1.4252e-06 | 0.1265 | 0.00069941 | 8.9158e-07 | 27.0952 | 3.5775 | 0.068407 | 30.7411 | 12.1322 | 2.1241 | 0.031353 | 14.2877 | 16.9508 | 2.2381 | 0.042796 | 19.2317 | 7.5899 | 1.3289 | 0.019615 | 8.9384
Upstate | 2028 | 6 | 13 | 0.17931 | 3.537e-06 | 1.0765e-06 | 0.11218 | 2.2127e-06 | 6.7344e-07 | 0.22037 | 0.0012184 | 1.5532e-06 | 0.13786 | 0.00076224 | 9.7168e-07 | 29.5292 | 3.8989 | 0.074553 | 33.5027 | 13.222 | 2.315 | 0.03417 | 15.5712 | 18.4736 | 2.4392 | 0.04664 | 20.9594 | 8.2718 | 1.4483 | 0.021377 | 9.7414
Upstate | 2028 | 6 | 14 | 0.19218 | 3.7908e-06 | 1.1537e-06 | 0.12023 | 2.3716e-06 | 7.2178e-07 | 0.23619 | 0.0013059 | 1.6647e-06 | 0.14776 | 0.00081695 | 1.0414e-06 | 31.6489 | 4.1788 | 0.079904 | 35.9075 | 14.1711 | 2.4811 | 0.036623 | 16.6889 | 19.7996 | 2.6142 | 0.049988 | 22.4639 | 8.8655 | 1.5522 | 0.022911 | 10.4406
Upstate | 2028 | 6 | 15 | 0.2011 | 3.9669e-06 | 1.2073e-06 | 0.12581 | 2.4817e-06 | 7.553e-07 | 0.24715 | 0.0013665 | 1.742e-06 | 0.15462 | 0.00085489 | 1.0898e-06 | 33.1187 | 4.3728 | 0.083615 | 37.5751 | 14.8293 | 2.5964 | 0.038324 | 17.4639 | 20.7192 | 2.7357 | 0.05231 | 23.5071 | 9.2772 | 1.6243 | 0.023975 | 10.9255
Upstate | 2028 | 6 | 16 | 0.21961 | 4.332e-06 | 1.3184e-06 | 0.13739 | 2.7101e-06 | 8.2482e-07 | 0.2699 | 0.0014923 | 1.9023e-06 | 0.16885 | 0.00093357 | 1.1901e-06 | 36.1668 | 4.7753 | 0.091311 | 41.0334 | 16.1941 | 2.8353 | 0.041851 | 19.0713 | 22.6261 | 2.9874 | 0.057124 | 25.6706 | 10.1311 | 1.7738 | 0.026182 | 11.9311
Upstate | 2028 | 6 | 17 | 0.20456 | 4.035e-06 | 1.228e-06 | 0.12797 | 2.5243e-06 | 7.6827e-07 | 0.2514 | 0.00139 | 1.7719e-06 | 0.15728 | 0.00086957 | 1.1085e-06 | 33.6875 | 4.4479 | 0.085051 | 38.2205 | 15.084 | 2.641 | 0.038982 | 17.7639 | 21.075 | 2.7826 | 0.053208 | 23.9109 | 9.4366 | 1.6522 | 0.024387 | 11.1132
Upstate | 2028 | 6 | 18 | 0.20705 | 4.0841e-06 | 1.243e-06 | 0.12953 | 2.555e-06 | 7.7762e-07 | 0.25446 | 0.0014069 | 1.7935e-06 | 0.15919 | 0.00088016 | 1.122e-06 | 34.0974 | 4.5021 | 0.086086 | 38.6856 | 15.2675 | 2.6731 | 0.039456 | 17.9801 | 21.3315 | 2.8165 | 0.053856 | 24.2018 | 9.5514 | 1.6723 | 0.024684 | 11.2484
Upstate | 2028 | 6 | 19 | 0.22316 | 4.4019e-06 | 1.3397e-06 | 0.13961 | 2.7538e-06 | 8.3812e-07 | 0.27426 | 0.0015164 | 1.933e-06 | 0.17158 | 0.00094864 | 1.2093e-06 | 36.7504 | 4.8523 | 0.092784 | 41.6955 | 16.4554 | 2.8811 | 0.042526 | 19.379 | 22.9912 | 3.0356 | 0.058046 | 26.0849 | 10.2946 | 1.8024 | 0.026604 | 12.1236
Upstate | 2028 | 6 | 20 | 0.23986 | 4.7314e-06 | 1.44e-06 | 0.15006 | 2.96e-06 | 9.0087e-07 | 0.29479 | 0.0016299 | 2.0777e-06 | 0.18442 | 0.0010197 | 1.2998e-06 | 39.5017 | 5.2156 | 0.09973 | 44.8171 | 17.6873 | 3.0968 | 0.04571 | 20.8298 | 24.7124 | 3.2629 | 0.062392 | 28.0377 | 11.0653 | 1.9373 | 0.028596 | 13.0312
Upstate | 2028 | 6 | 21 | 0.24516 | 4.8359e-06 | 1.4718e-06 | 0.15337 | 3.0253e-06 | 9.2076e-07 | 0.3013 | 0.0016659 | 2.1236e-06 | 0.18849 | 0.0010422 | 1.3285e-06 | 40.3737 | 5.3307 | 0.10193 | 45.8063 | 18.0778 | 3.1651 | 0.046719 | 21.2896 | 25.2579 | 3.3349 | 0.063769 | 28.6566 | 11.3095 | 1.9801 | 0.029227 | 13.3189
Upstate | 2028 | 6 | 22 | 0.2092 | 4.1265e-06 | 1.2559e-06 | 0.13087 | 2.5816e-06 | 7.8569e-07 | 0.2571 | 0.0014215 | 1.8121e-06 | 0.16084 | 0.00088929 | 1.1336e-06 | 34.4513 | 4.5488 | 0.08698 | 39.0871 | 15.426 | 2.7008 | 0.039866 | 18.1667 | 21.5529 | 2.8457 | 0.054415 | 24.453 | 9.6505 | 1.6897 | 0.02494 | 11.3651
Upstate | 2028 | 6 | 23 | 0.18902 | 3.7286e-06 | 1.1348e-06 | 0.11825 | 2.3326e-06 | 7.0993e-07 | 0.23231 | 0.0012844 | 1.6373e-06 | 0.14533 | 0.00080354 | 1.0243e-06 | 31.1294 | 4.1102 | 0.078593 | 35.3182 | 13.9385 | 2.4404 | 0.036022 | 16.415 | 19.4747 | 2.5713 | 0.049168 | 22.0952 | 8.72 | 1.5267 | 0.022535 | 10.2693
Upstate | 2028 | 6 | 24 | 0.20392 | 4.0224e-06 | 1.2242e-06 | 0.12757 | 2.5164e-06 | 7.6588e-07 | 0.25061 | 0.0013856 | 1.7664e-06 | 0.15679 | 0.00086686 | 1.105e-06 | 33.5824 | 4.434 | 0.084786 | 38.1012 | 15.0369 | 2.6327 | 0.03886 | 17.7085 | 21.0093 | 2.774 | 0.053042 | 23.8363 | 9.4071 | 1.647 | 0.024311 | 11.0785
Upstate | 2028 | 7 | 1 | 0.25127 | 4.9564e-06 | 1.5085e-06 | 0.1572 | 3.1008e-06 | 9.4371e-07 | 0.30881 | 0.0017074 | 2.1765e-06 | 0.19319 | 0.0010681 | 1.3616e-06 | 41.3803 | 5.4636 | 0.10447 | 46.9484 | 18.5285 | 3.244 | 0.047884 | 21.8204 | 25.8877 | 3.4181 | 0.065359 | 29.3711 | 11.5915 | 2.0295 | 0.029956 | 13.6509
Upstate | 2028 | 7 | 2 | 0.24089 | 4.7516e-06 | 1.4461e-06 | 0.1507 | 2.9726e-06 | 9.0471e-07 | 0.29605 | 0.0016368 | 2.0866e-06 | 0.18521 | 0.001024 | 1.3054e-06 | 39.6702 | 5.2378 | 0.10016 | 45.0082 | 17.7628 | 3.11 | 0.045905 | 20.9186 | 24.8178 | 3.2768 | 0.062658 | 28.1573 | 11.1124 | 1.9456 | 0.028718 | 13.0868
Upstate | 2028 | 7 | 3 | 0.23981 | 4.7304e-06 | 1.4397e-06 | 0.15003 | 2.9594e-06 | 9.0068e-07 | 0.29473 | 0.0016295 | 2.0773e-06 | 0.18438 | 0.0010194 | 1.2996e-06 | 39.4934 | 5.2145 | 0.099709 | 44.8076 | 17.6836 | 3.0961 | 0.0457 | 20.8254 | 24.7072 | 3.2622 | 0.062379 | 28.0318 | 11.0629 | 1.9369 | 0.02859 | 13.0285
Upstate | 2028 | 7 | 4 | 0.24229 | 4.7793e-06 | 1.4546e-06 | 0.15158 | 2.99e-06 | 9.0999e-07 | 0.29777 | 0.0016464 | 2.0988e-06 | 0.18629 | 0.00103 | 1.313e-06 | 39.9016 | 5.2684 | 0.10074 | 45.2708 | 17.8664 | 3.1281 | 0.046173 | 21.0407 | 24.9626 | 3.2959 | 0.063023 | 28.3216 | 11.1773 | 1.957 | 0.028886 | 13.1631
Upstate | 2028 | 7 | 5 | 0.24597 | 4.852e-06 | 1.4767e-06 | 0.15388 | 3.0354e-06 | 9.2382e-07 | 0.3023 | 0.0016714 | 2.1307e-06 | 0.18912 | 0.0010456 | 1.3329e-06 | 40.5081 | 5.3485 | 0.10227 | 45.9589 | 18.138 | 3.1757 | 0.046874 | 21.3605 | 25.3421 | 3.346 | 0.063981 | 28.7521 | 11.3472 | 1.9867 | 0.029325 | 13.3632
Upstate | 2028 | 7 | 6 | 0.25729 | 5.0753e-06 | 1.5446e-06 | 0.16096 | 3.1751e-06 | 9.6634e-07 | 0.31621 | 0.0017483 | 2.2287e-06 | 0.19782 | 0.0010938 | 1.3943e-06 | 42.3723 | 5.5946 | 0.10698 | 48.0738 | 18.9727 | 3.3218 | 0.049031 | 22.3435 | 26.5082 | 3.5 | 0.066926 | 30.0752 | 11.8694 | 2.0781 | 0.030674 | 13.9782
Upstate | 2028 | 7 | 7 | 0.25597 | 5.0492e-06 | 1.5367e-06 | 0.16014 | 3.1588e-06 | 9.6137e-07 | 0.31459 | 0.0017393 | 2.2172e-06 | 0.19681 | 0.0010881 | 1.3871e-06 | 42.1545 | 5.5659 | 0.10643 | 47.8268 | 18.8751 | 3.3047 | 0.048779 | 22.2286 | 26.372 | 3.482 | 0.066582 | 29.9206 | 11.8084 | 2.0675 | 0.030517 | 13.9063
Upstate | 2028 | 7 | 8 | 0.2529 | 4.9885e-06 | 1.5182e-06 | 0.15821 | 3.1208e-06 | 9.4982e-07 | 0.31081 | 0.0017184 | 2.1906e-06 | 0.19444 | 0.0010751 | 1.3705e-06 | 41.648 | 5.499 | 0.10515 | 47.2522 | 18.6484 | 3.265 | 0.048193 | 21.9616 | 26.0552 | 3.4402 | 0.065782 | 29.5611 | 11.6665 | 2.0426 | 0.03015 | 13.7393
Upstate | 2028 | 7 | 9 | 0.24399 | 4.8129e-06 | 1.4648e-06 | 0.15264 | 3.0109e-06 | 9.1638e-07 | 0.29986 | 0.0016579 | 2.1135e-06 | 0.1876 | 0.0010372 | 1.3222e-06 | 40.1816 | 5.3054 | 0.10145 | 45.5884 | 17.9918 | 3.1501 | 0.046496 | 21.1883 | 25.1377 | 3.3191 | 0.063466 | 28.5203 | 11.2557 | 1.9707 | 0.029088 | 13.2555
Upstate | 2028 | 7 | 10 | 0.22597 | 4.4574e-06 | 1.3566e-06 | 0.14137 | 2.7886e-06 | 8.487e-07 | 0.27772 | 0.0015355 | 1.9574e-06 | 0.17374 | 0.0009606 | 1.2245e-06 | 37.2139 | 4.9135 | 0.093954 | 42.2214 | 16.6629 | 2.9174 | 0.043062 | 19.6234 | 23.2812 | 3.0739 | 0.058778 | 26.4139 | 10.4244 | 1.8251 | 0.02694 | 12.2765
Upstate | 2028 | 7 | 11 | 0.2287 | 4.5113e-06 | 1.373e-06 | 0.14308 | 2.8223e-06 | 8.5896e-07 | 0.28108 | 0.0015541 | 1.9811e-06 | 0.17584 | 0.00097222 | 1.2394e-06 | 37.6641 | 4.973 | 0.095091 | 42.7321 | 16.8645 | 2.9527 | 0.043583 | 19.8608 | 23.5628 | 3.1111 | 0.059489 | 26.7334 | 10.5505 | 1.8472 | 0.027266 | 12.425
Upstate | 2028 | 7 | 12 | 0.23924 | 4.7191e-06 | 1.4362e-06 | 0.14967 | 2.9523e-06 | 8.9851e-07 | 0.29402 | 0.0016256 | 2.0723e-06 | 0.18394 | 0.001017 | 1.2964e-06 | 39.3983 | 5.202 | 0.099469 | 44.6997 | 17.641 | 3.0887 | 0.04559 | 20.7753 | 24.6477 | 3.2544 | 0.062228 | 27.9643 | 11.0363 | 1.9323 | 0.028521 | 12.9971
Upstate | 2028 | 7 | 13 | 0.24132 | 4.7601e-06 | 1.4487e-06 | 0.15097 | 2.978e-06 | 9.0633e-07 | 0.29658 | 0.0016398 | 2.0903e-06 | 0.18554 | 0.0010258 | 1.3077e-06 | 39.7413 | 5.2472 | 0.10034 | 45.0889 | 17.7946 | 3.1155 | 0.045987 | 20.9561 | 24.8623 | 3.2827 | 0.06277 | 28.2078 | 11.1324 | 1.9491 | 0.02877 | 13.1102
Upstate | 2028 | 7 | 14 | 0.24387 | 4.8104e-06 | 1.464e-06 | 0.15256 | 3.0094e-06 | 9.1591e-07 | 0.29971 | 0.0016571 | 2.1124e-06 | 0.1875 | 0.0010367 | 1.3215e-06 | 40.1612 | 5.3027 | 0.1014 | 45.5652 | 17.9826 | 3.1485 | 0.046473 | 21.1775 | 25.125 | 3.3174 | 0.063433 | 28.5058 | 11.25 | 1.9697 | 0.029074 | 13.2488
Upstate | 2028 | 7 | 15 | 0.25847 | 5.0985e-06 | 1.5517e-06 | 0.1617 | 3.1896e-06 | 9.7076e-07 | 0.31766 | 0.0017563 | 2.2389e-06 | 0.19873 | 0.0010988 | 1.4007e-06 | 42.5663 | 5.6202 | 0.10747 | 48.294 | 19.0595 | 3.337 | 0.049256 | 22.4458 | 26.6296 | 3.516 | 0.067232 | 30.2129 | 11.9237 | 2.0876 | 0.030815 | 14.0422
Upstate | 2028 | 7 | 16 | 0.28305 | 5.5833e-06 | 1.6993e-06 | 0.17708 | 3.4929e-06 | 1.0631e-06 | 0.34787 | 0.0019233 | 2.4518e-06 | 0.21763 | 0.0012032 | 1.5339e-06 | 46.6139 | 6.1547 | 0.11769 | 52.8863 | 20.8719 | 3.6543 | 0.05394 | 24.5802 | 29.1619 | 3.8504 | 0.073625 | 33.0859 | 13.0575 | 2.2862 | 0.033745 | 15.3775
Upstate | 2028 | 7 | 17 | 0.25964 | 5.1216e-06 | 1.5588e-06 | 0.16243 | 3.2041e-06 | 9.7516e-07 | 0.3191 | 0.0017643 | 2.2491e-06 | 0.19963 | 0.0011037 | 1.407e-06 | 42.7594 | 5.6457 | 0.10795 | 48.513 | 19.146 | 3.3521 | 0.049479 | 22.5476 | 26.7504 | 3.532 | 0.067537 | 30.3499 | 11.9778 | 2.0971 | 0.030954 | 14.1059
Upstate | 2028 | 7 | 18 | 0.26382 | 5.204e-06 | 1.5838e-06 | 0.16505 | 3.2557e-06 | 9.9085e-07 | 0.32423 | 0.0017927 | 2.2852e-06 | 0.20284 | 0.0011215 | 1.4297e-06 | 43.4472 | 5.7365 | 0.10969 | 49.2935 | 19.454 | 3.4061 | 0.050275 | 22.9103 | 27.1808 | 3.5888 | 0.068624 | 30.8382 | 12.1705 | 2.1309 | 0.031452 | 14.3328
Upstate | 2028 | 7 | 19 | 0.26467 | 5.2207e-06 | 1.5889e-06 | 0.16558 | 3.2661e-06 | 9.9403e-07 | 0.32527 | 0.0017984 | 2.2926e-06 | 0.20349 | 0.0011251 | 1.4342e-06 | 43.5864 | 5.7549 | 0.11004 | 49.4514 | 19.5163 | 3.417 | 0.050436 | 22.9837 | 27.2678 | 3.6003 | 0.068843 | 30.937 | 12.2095 | 2.1377 | 0.031553 | 14.3787
Upstate | 2028 | 7 | 20 | 0.27286 | 5.3822e-06 | 1.6381e-06 | 0.1707 | 3.3671e-06 | 1.0248e-06 | 0.33534 | 0.0018541 | 2.3635e-06 | 0.20979 | 0.0011599 | 1.4786e-06 | 44.9351 | 5.933 | 0.11345 | 50.9815 | 20.1202 | 3.5227 | 0.051997 | 23.6949 | 28.1116 | 3.7117 | 0.070974 | 31.8943 | 12.5873 | 2.2038 | 0.03253 | 14.8236
Upstate | 2028 | 7 | 21 | 0.27939 | 5.511e-06 | 1.6773e-06 | 0.17478 | 3.4477e-06 | 1.0493e-06 | 0.34336 | 0.0018984 | 2.4201e-06 | 0.21481 | 0.0011877 | 1.514e-06 | 46.0104 | 6.075 | 0.11616 | 52.2015 | 20.6017 | 3.607 | 0.053241 | 24.2619 | 28.7843 | 3.8005 | 0.072672 | 32.6575 | 12.8885 | 2.2566 | 0.033308 | 15.1784
Upstate | 2028 | 7 | 22 | 0.26976 | 5.3211e-06 | 1.6195e-06 | 0.16876 | 3.3289e-06 | 1.0131e-06 | 0.33153 | 0.001833 | 2.3367e-06 | 0.20741 | 0.0011467 | 1.4618e-06 | 44.4249 | 5.8656 | 0.11216 | 50.4027 | 19.8917 | 3.4827 | 0.051407 | 23.4259 | 27.7924 | 3.6696 | 0.070168 | 31.5321 | 12.4443 | 2.1788 | 0.03216 | 14.6553
Upstate | 2028 | 7 | 23 | 0.26162 | 5.1606e-06 | 1.5706e-06 | 0.16367 | 3.2285e-06 | 9.8258e-07 | 0.32153 | 0.0017777 | 2.2662e-06 | 0.20115 | 0.0011121 | 1.4177e-06 | 43.0847 | 5.6887 | 0.10878 | 48.8822 | 19.2917 | 3.3777 | 0.049856 | 22.7192 | 26.954 | 3.5589 | 0.068051 | 30.5809 | 12.0689 | 2.1131 | 0.03119 | 14.2132
Upstate | 2028 | 7 | 24 | 0.25563 | 5.0424e-06 | 1.5347e-06 | 0.15992 | 3.1546e-06 | 9.6009e-07 | 0.31417 | 0.001737 | 2.2143e-06 | 0.19654 | 0.0010867 | 1.3853e-06 | 42.0982 | 5.5584 | 0.10629 | 47.7629 | 18.85 | 3.3003 | 0.048714 | 22.199 | 26.3368 | 3.4774 | 0.066493 | 29.8807 | 11.7926 | 2.0647 | 0.030476 | 13.8878
Upstate | 2028 | 8 | 1 | 0.23719 | 4.6788e-06 | 1.424e-06 | 0.14839 | 2.927e-06 | 8.9084e-07 | 0.29151 | 0.0016117 | 2.0546e-06 | 0.18237 | 0.0010083 | 1.2854e-06 | 39.0619 | 5.1575 | 0.09862 | 44.3181 | 17.4904 | 3.0623 | 0.045201 | 20.5979 | 24.4373 | 3.2266 | 0.061697 | 27.7256 | 10.9421 | 1.9158 | 0.028278 | 12.8861
Upstate | 2028 | 8 | 2 | 0.2341 | 4.6178e-06 | 1.4054e-06 | 0.14646 | 2.8889e-06 | 8.7924e-07 | 0.28771 | 0.0015907 | 2.0278e-06 | 0.17999 | 0.00099518 | 1.2686e-06 | 38.5533 | 5.0904 | 0.097336 | 43.741 | 17.2627 | 3.0224 | 0.044612 | 20.3297 | 24.1191 | 3.1846 | 0.060894 | 27.3645 | 10.7996 | 1.8908 | 0.02791 | 12.7183
Upstate | 2028 | 8 | 3 | 0.23405 | 4.6168e-06 | 1.4051e-06 | 0.14642 | 2.8883e-06 | 8.7905e-07 | 0.28765 | 0.0015904 | 2.0274e-06 | 0.17995 | 0.00099496 | 1.2683e-06 | 38.5449 | 5.0893 | 0.097315 | 43.7314 | 17.2589 | 3.0218 | 0.044603 | 20.3252 | 24.1138 | 3.1839 | 0.06088 | 27.3586 | 10.7972 | 1.8904 | 0.027904 | 12.7156
Upstate | 2028 | 8 | 4 | 0.23903 | 4.715e-06 | 1.435e-06 | 0.14954 | 2.9497e-06 | 8.9774e-07 | 0.29377 | 0.0016242 | 2.0705e-06 | 0.18378 | 0.0010161 | 1.2953e-06 | 39.3647 | 5.1975 | 0.099384 | 44.6616 | 17.626 | 3.086 | 0.045551 | 20.7575 | 24.6267 | 3.2516 | 0.062175 | 27.9404 | 11.0269 | 1.9306 | 0.028497 | 12.986
Upstate | 2028 | 8 | 5 | 0.23683 | 4.6716e-06 | 1.4218e-06 | 0.14816 | 2.9226e-06 | 8.8948e-07 | 0.29106 | 0.0016093 | 2.0515e-06 | 0.18209 | 0.0010068 | 1.2834e-06 | 39.0024 | 5.1497 | 0.09847 | 44.2506 | 17.4638 | 3.0576 | 0.045132 | 20.5665 | 24.4001 | 3.2217 | 0.061603 | 27.6833 | 10.9254 | 1.9129 | 0.028235 | 12.8665
Upstate | 2028 | 8 | 6 | 0.25176 | 4.9662e-06 | 1.5114e-06 | 0.1575 | 3.1069e-06 | 9.4557e-07 | 0.30941 | 0.0017107 | 2.1808e-06 | 0.19357 | 0.0010702 | 1.3643e-06 | 41.4616 | 5.4744 | 0.10468 | 47.0406 | 18.5649 | 3.2504 | 0.047978 | 21.8633 | 25.9385 | 3.4248 | 0.065487 | 29.4288 | 11.6143 | 2.0335 | 0.030015 | 13.6777
Upstate | 2028 | 8 | 7 | 0.24566 | 4.8458e-06 | 1.4748e-06 | 0.15369 | 3.0316e-06 | 9.2266e-07 | 0.30192 | 0.0016693 | 2.128e-06 | 0.18888 | 0.0010443 | 1.3313e-06 | 40.4569 | 5.3417 | 0.10214 | 45.9008 | 18.115 | 3.1717 | 0.046815 | 21.3335 | 25.31 | 3.3418 | 0.0639 | 28.7157 | 11.3328 | 1.9842 | 0.029288 | 13.3463
Upstate | 2028 | 8 | 8 | 0.22743 | 4.4862e-06 | 1.3654e-06 | 0.14228 | 2.8066e-06 | 8.5417e-07 | 0.27951 | 0.0015454 | 1.97e-06 | 0.17486 | 0.0009668 | 1.2324e-06 | 37.4541 | 4.9452 | 0.094561 | 42.4939 | 16.7705 | 2.9362 | 0.04334 | 19.7501 | 23.4314 | 3.0938 | 0.059158 | 26.5843 | 10.4917 | 1.8369 | 0.027114 | 12.3557
Upstate | 2028 | 8 | 9 | 0.21965 | 4.3327e-06 | 1.3186e-06 | 0.13741 | 2.7105e-06 | 8.2495e-07 | 0.26994 | 0.0014925 | 1.9026e-06 | 0.16888 | 0.00093372 | 1.1903e-06 | 36.1726 | 4.776 | 0.091325 | 41.04 | 16.1967 | 2.8358 | 0.041857 | 19.0743 | 22.6297 | 2.9879 | 0.057133 | 25.6748 | 10.1327 | 1.7741 | 0.026186 | 11.933
Upstate | 2028 | 8 | 10 | 0.2071 | 4.0851e-06 | 1.2433e-06 | 0.12956 | 2.5557e-06 | 7.7782e-07 | 0.25452 | 0.0014072 | 1.7939e-06 | 0.15923 | 0.00088038 | 1.1223e-06 | 34.106 | 4.5032 | 0.086108 | 38.6952 | 15.2713 | 2.6738 | 0.039466 | 17.9846 | 21.3368 | 2.8172 | 0.053869 | 24.2079 | 9.5538 | 1.6727 | 0.02469 | 11.2512
Upstate | 2028 | 8 | 11 | 0.21566 | 4.2539e-06 | 1.2947e-06 | 0.13492 | 2.6613e-06 | 8.0996e-07 | 0.26504 | 0.0014654 | 1.868e-06 | 0.16581 | 0.00091675 | 1.1687e-06 | 35.5152 | 4.6893 | 0.089666 | 40.2942 | 15.9023 | 2.7842 | 0.041097 | 18.7277 | 22.2185 | 2.9336 | 0.056095 | 25.2082 | 9.9486 | 1.7418 | 0.02571 | 11.7161
Upstate | 2028 | 8 | 12 | 0.22705 | 4.4788e-06 | 1.3631e-06 | 0.14205 | 2.8019e-06 | 8.5276e-07 | 0.27905 | 0.0015428 | 1.9668e-06 | 0.17457 | 0.0009652 | 1.2304e-06 | 37.3921 | 4.9371 | 0.094404 | 42.4236 | 16.7427 | 2.9314 | 0.043269 | 19.7174 | 23.3927 | 3.0886 | 0.05906 | 26.5404 | 10.4743 | 1.8339 | 0.027069 | 12.3353
Upstate | 2028 | 8 | 13 | 0.23888 | 4.7121e-06 | 1.4341e-06 | 0.14945 | 2.9479e-06 | 8.972e-07 | 0.29359 | 0.0016232 | 2.0692e-06 | 0.18367 | 0.0010155 | 1.2945e-06 | 39.3406 | 5.1943 | 0.099324 | 44.6342 | 17.6152 | 3.0841 | 0.045523 | 20.7448 | 24.6116 | 3.2496 | 0.062137 | 27.9233 | 11.0201 | 1.9294 | 0.02848 | 12.978
Upstate | 2028 | 8 | 14 | 0.2416 | 4.7657e-06 | 1.4504e-06 | 0.15114 | 2.9814e-06 | 9.0739e-07 | 0.29692 | 0.0016417 | 2.0927e-06 | 0.18576 | 0.001027 | 1.3092e-06 | 39.7874 | 5.2533 | 0.10045 | 45.1412 | 17.8153 | 3.1192 | 0.04604 | 20.9805 | 24.8912 | 3.2865 | 0.062843 | 28.2405 | 11.1453 | 1.9514 | 0.028803 | 13.1255
Upstate | 2028 | 8 | 15 | 0.25109 | 4.9528e-06 | 1.5074e-06 | 0.15708 | 3.0985e-06 | 9.4303e-07 | 0.30858 | 0.0017061 | 2.1749e-06 | 0.19305 | 0.0010674 | 1.3607e-06 | 41.3501 | 5.4597 | 0.1044 | 46.9142 | 18.515 | 3.2417 | 0.047849 | 21.8045 | 25.8688 | 3.4156 | 0.065311 | 29.3497 | 11.583 | 2.028 | 0.029934 | 13.641
Upstate | 2028 | 8 | 16 | 0.26624 | 5.2518e-06 | 1.5984e-06 | 0.16656 | 3.2855e-06 | 9.9994e-07 | 0.32721 | 0.0018091 | 2.3062e-06 | 0.2047 | 0.0011318 | 1.4428e-06 | 43.8458 | 5.7892 | 0.1107 | 49.7456 | 19.6324 | 3.4373 | 0.050737 | 23.1205 | 27.4301 | 3.6217 | 0.069253 | 31.1211 | 12.2821 | 2.1504 | 0.031741 | 14.4643
Upstate | 2028 | 8 | 17 | 0.24485 | 4.8299e-06 | 1.47e-06 | 0.15318 | 3.0216e-06 | 9.1961e-07 | 0.30092 | 0.0016638 | 2.1209e-06 | 0.18826 | 0.0010409 | 1.3269e-06 | 40.3234 | 5.3241 | 0.1018 | 45.7493 | 18.0553 | 3.1612 | 0.046661 | 21.2631 | 25.2265 | 3.3308 | 0.06369 | 28.6209 | 11.2954 | 1.9776 | 0.029191 | 13.3023
Upstate | 2028 | 8 | 18 | 0.23941 | 4.7225e-06 | 1.4373e-06 | 0.14978 | 2.9544e-06 | 8.9917e-07 | 0.29423 | 0.0016268 | 2.0738e-06 | 0.18407 | 0.0010177 | 1.2974e-06 | 39.4272 | 5.2058 | 0.099542 | 44.7325 | 17.654 | 3.0909 | 0.045623 | 20.7905 | 24.6658 | 3.2567 | 0.062274 | 27.9848 | 11.0444 | 1.9337 | 0.028542 | 13.0066
Upstate | 2028 | 8 | 19 | 0.25017 | 4.9347e-06 | 1.5019e-06 | 0.15651 | 3.0872e-06 | 9.3957e-07 | 0.30745 | 0.0016999 | 2.167e-06 | 0.19234 | 0.0010635 | 1.3557e-06 | 41.1986 | 5.4397 | 0.10401 | 46.7423 | 18.4471 | 3.2298 | 0.047673 | 21.7246 | 25.774 | 3.4031 | 0.065072 | 29.2421 | 11.5406 | 2.0206 | 0.029825 | 13.591
Upstate | 2028 | 8 | 20 | 0.25763 | 5.082e-06 | 1.5467e-06 | 0.16118 | 3.1793e-06 | 9.6761e-07 | 0.31663 | 0.0017506 | 2.2316e-06 | 0.19808 | 0.0010952 | 1.3961e-06 | 42.4281 | 5.602 | 0.10712 | 48.1372 | 18.9977 | 3.3262 | 0.049096 | 22.3729 | 26.5432 | 3.5046 | 0.067014 | 30.1148 | 11.885 | 2.0809 | 0.030715 | 13.9966
Upstate | 2028 | 8 | 21 | 0.24849 | 4.9017e-06 | 1.4918e-06 | 0.15546 | 3.0665e-06 | 9.3328e-07 | 0.3054 | 0.0016885 | 2.1525e-06 | 0.19106 | 0.0010563 | 1.3466e-06 | 40.923 | 5.4033 | 0.10332 | 46.4296 | 18.3237 | 3.2082 | 0.047354 | 21.5793 | 25.6016 | 3.3803 | 0.064637 | 29.0465 | 11.4634 | 2.0071 | 0.029625 | 13.5001
Upstate | 2028 | 8 | 22 | 0.23974 | 4.729e-06 | 1.4392e-06 | 0.14998 | 2.9585e-06 | 9.004e-07 | 0.29463 | 0.001629 | 2.0766e-06 | 0.18432 | 0.0010191 | 1.2991e-06 | 39.4811 | 5.2129 | 0.099678 | 44.7936 | 17.6781 | 3.0951 | 0.045686 | 20.8189 | 24.6995 | 3.2612 | 0.062359 | 28.0231 | 11.0595 | 1.9363 | 0.028581 | 13.0244
Upstate | 2028 | 8 | 23 | 0.24056 | 4.7451e-06 | 1.4442e-06 | 0.15049 | 2.9686e-06 | 9.0347e-07 | 0.29564 | 0.0016346 | 2.0837e-06 | 0.18495 | 0.0010226 | 1.3036e-06 | 39.6159 | 5.2307 | 0.10002 | 44.9466 | 17.7385 | 3.1057 | 0.045842 | 20.89 | 24.7839 | 3.2723 | 0.062572 | 28.1188 | 11.0972 | 1.9429 | 0.028679 | 13.0689
Upstate | 2028 | 8 | 24 | 0.23976 | 4.7294e-06 | 1.4394e-06 | 0.14999 | 2.9587e-06 | 9.0048e-07 | 0.29466 | 0.0016292 | 2.0768e-06 | 0.18434 | 0.0010192 | 1.2993e-06 | 39.4844 | 5.2133 | 0.099687 | 44.7974 | 17.6796 | 3.0954 | 0.04569 | 20.8207 | 24.7016 | 3.2615 | 0.062364 | 28.0254 | 11.0604 | 1.9365 | 0.028584 | 13.0255
Upstate | 2028 | 9 | 1 | 0.16003 | 3.1566e-06 | 9.6071e-07 | 0.10011 | 1.9748e-06 | 6.0102e-07 | 0.19667 | 0.0010874 | 1.3862e-06 | 0.12304 | 0.00068027 | 8.6719e-07 | 26.3538 | 3.4796 | 0.066536 | 29.8999 | 11.8002 | 2.066 | 0.030496 | 13.8967 | 16.487 | 2.1769 | 0.041625 | 18.7055 | 7.3823 | 1.2925 | 0.019078 | 8.6938
Upstate | 2028 | 9 | 2 | 0.14741 | 2.9078e-06 | 8.8498e-07 | 0.092222 | 1.8191e-06 | 5.5365e-07 | 0.18117 | 0.0010017 | 1.2769e-06 | 0.11334 | 0.00062665 | 7.9884e-07 | 24.2766 | 3.2054 | 0.061291 | 27.5433 | 10.8701 | 1.9032 | 0.028092 | 12.8014 | 15.1875 | 2.0053 | 0.038344 | 17.2312 | 6.8004 | 1.1906 | 0.017574 | 8.0086
Upstate | 2028 | 9 | 3 | 0.16127 | 3.1811e-06 | 9.6815e-07 | 0.10089 | 1.9901e-06 | 6.0568e-07 | 0.19819 | 0.0010958 | 1.3969e-06 | 0.12399 | 0.00068554 | 8.7391e-07 | 26.558 | 3.5066 | 0.067051 | 30.1317 | 11.8917 | 2.082 | 0.030732 | 14.0044 | 16.6148 | 2.1937 | 0.041948 | 18.8505 | 7.4395 | 1.3025 | 0.019226 | 8.7612
Upstate | 2028 | 9 | 4 | 0.16509 | 3.2564e-06 | 9.9108e-07 | 0.10328 | 2.0372e-06 | 6.2002e-07 | 0.20289 | 0.0011218 | 1.43e-06 | 0.12693 | 0.00070178 | 8.946e-07 | 27.187 | 3.5896 | 0.068639 | 30.8453 | 12.1733 | 2.1313 | 0.03146 | 14.3361 | 17.0083 | 2.2457 | 0.042941 | 19.2969 | 7.6157 | 1.3334 | 0.019681 | 8.9687
Upstate | 2028 | 9 | 5 | 0.17519 | 3.4556e-06 | 1.0517e-06 | 0.1096 | 2.1619e-06 | 6.5795e-07 | 0.2153 | 0.0011904 | 1.5175e-06 | 0.13469 | 0.00074471 | 9.4933e-07 | 28.8502 | 3.8092 | 0.072839 | 32.7323 | 12.918 | 2.2617 | 0.033384 | 15.2131 | 18.0488 | 2.3831 | 0.045568 | 20.4775 | 8.0816 | 1.415 | 0.020885 | 9.5174
Upstate | 2028 | 9 | 6 | 0.21651 | 4.2707e-06 | 1.2998e-06 | 0.13545 | 2.6718e-06 | 8.1315e-07 | 0.26609 | 0.0014712 | 1.8754e-06 | 0.16646 | 0.00092037 | 1.1733e-06 | 35.6555 | 4.7078 | 0.09002 | 40.4533 | 15.9651 | 2.7952 | 0.041259 | 18.8016 | 22.3062 | 2.9452 | 0.056317 | 25.3077 | 9.9879 | 1.7487 | 0.025812 | 11.7624
Upstate | 2028 | 9 | 7 | 0.20785 | 4.0999e-06 | 1.2478e-06 | 0.13003 | 2.5649e-06 | 7.8062e-07 | 0.25544 | 0.0014123 | 1.8004e-06 | 0.1598 | 0.00088355 | 1.1263e-06 | 34.2291 | 4.5194 | 0.086419 | 38.8349 | 15.3265 | 2.6834 | 0.039608 | 18.0495 | 21.4138 | 2.8274 | 0.054064 | 24.2953 | 9.5883 | 1.6788 | 0.024779 | 11.2918
Upstate | 2028 | 9 | 8 | 0.1809 | 3.5684e-06 | 1.086e-06 | 0.11317 | 2.2324e-06 | 6.7942e-07 | 0.22232 | 0.0012292 | 1.567e-06 | 0.13909 | 0.00076901 | 9.8031e-07 | 29.7915 | 3.9335 | 0.075215 | 33.8002 | 13.3395 | 2.3355 | 0.034473 | 15.7095 | 18.6376 | 2.4608 | 0.047055 | 21.1455 | 8.3452 | 1.4611 | 0.021567 | 9.8279
Upstate | 2028 | 9 | 9 | 0.16184 | 3.1923e-06 | 9.7158e-07 | 0.10125 | 1.9971e-06 | 6.0782e-07 | 0.1989 | 0.0010997 | 1.4018e-06 | 0.12443 | 0.00068797 | 8.77e-07 | 26.6521 | 3.519 | 0.067289 | 30.2384 | 11.9338 | 2.0894 | 0.030841 | 14.054 | 16.6736 | 2.2015 | 0.042096 | 18.9172 | 7.4658 | 1.3071 | 0.019294 | 8.7922
Upstate | 2028 | 9 | 10 | 0.15408 | 3.0394e-06 | 9.2502e-07 | 0.096395 | 1.9014e-06 | 5.787e-07 | 0.18937 | 0.001047 | 1.3347e-06 | 0.11847 | 0.000655 | 8.3498e-07 | 25.375 | 3.3504 | 0.064065 | 28.7894 | 11.3619 | 1.9893 | 0.029363 | 13.3806 | 15.8747 | 2.096 | 0.040079 | 18.0108 | 7.1081 | 1.2445 | 0.01837 | 8.3709
Upstate | 2028 | 9 | 11 | 0.14903 | 2.9398e-06 | 8.9472e-07 | 0.093236 | 1.8391e-06 | 5.5974e-07 | 0.18316 | 0.0010127 | 1.2909e-06 | 0.11459 | 0.00063354 | 8.0762e-07 | 24.5436 | 3.2406 | 0.061966 | 27.8462 | 10.9897 | 1.9241 | 0.028401 | 12.9422 | 15.3546 | 2.0273 | 0.038766 | 17.4207 | 6.8752 | 1.2037 | 0.017768 | 8.0967
Upstate | 2028 | 9 | 12 | 0.14694 | 2.8986e-06 | 8.8217e-07 | 0.091929 | 1.8133e-06 | 5.5189e-07 | 0.18059 | 0.00099849 | 1.2728e-06 | 0.11298 | 0.00062466 | 7.963e-07 | 24.1994 | 3.1952 | 0.061096 | 27.4557 | 10.8355 | 1.8971 | 0.028003 | 12.7607 | 15.1392 | 1.9989 | 0.038222 | 17.1764 | 6.7788 | 1.1869 | 0.017518 | 7.9831
Upstate | 2028 | 9 | 13 | 0.15956 | 3.1474e-06 | 9.5789e-07 | 0.09982 | 1.969e-06 | 5.9926e-07 | 0.19609 | 0.0010842 | 1.3821e-06 | 0.12268 | 0.00067828 | 8.6465e-07 | 26.2766 | 3.4694 | 0.066341 | 29.8124 | 11.7657 | 2.06 | 0.030406 | 13.856 | 16.4388 | 2.1705 | 0.041503 | 18.6508 | 7.3606 | 1.2887 | 0.019022 | 8.6684
Upstate | 2028 | 9 | 14 | 0.18641 | 3.677e-06 | 1.1191e-06 | 0.11662 | 2.3004e-06 | 7.0011e-07 | 0.22909 | 0.0012667 | 1.6147e-06 | 0.14332 | 0.00079242 | 1.0102e-06 | 30.6987 | 4.0533 | 0.077505 | 34.8295 | 13.7457 | 2.4066 | 0.035523 | 16.1878 | 19.2052 | 2.5358 | 0.048488 | 21.7894 | 8.5993 | 1.5056 | 0.022223 | 10.1272
Upstate | 2028 | 9 | 15 | 0.20028 | 3.9506e-06 | 1.2024e-06 | 0.1253 | 2.4715e-06 | 7.5221e-07 | 0.24614 | 0.0013609 | 1.7348e-06 | 0.15399 | 0.00085139 | 1.0853e-06 | 32.983 | 4.3549 | 0.083273 | 37.4212 | 14.7685 | 2.5857 | 0.038167 | 17.3924 | 20.6343 | 2.7244 | 0.052096 | 23.4108 | 9.2392 | 1.6176 | 0.023877 | 10.8807
Upstate | 2028 | 9 | 16 | 0.22483 | 4.4349e-06 | 1.3498e-06 | 0.14065 | 2.7745e-06 | 8.4441e-07 | 0.27631 | 0.0015277 | 1.9475e-06 | 0.17286 | 0.00095575 | 1.2184e-06 | 37.026 | 4.8887 | 0.09348 | 42.0082 | 16.5788 | 2.9027 | 0.042845 | 19.5243 | 23.1636 | 3.0584 | 0.058481 | 26.2805 | 10.3718 | 1.8159 | 0.026804 | 12.2145
Upstate | 2028 | 9 | 17 | 0.19876 | 3.9206e-06 | 1.1932e-06 | 0.12434 | 2.4527e-06 | 7.4649e-07 | 0.24427 | 0.0013506 | 1.7217e-06 | 0.15282 | 0.00084492 | 1.0771e-06 | 32.7322 | 4.3218 | 0.082639 | 37.1367 | 14.6562 | 2.5661 | 0.037876 | 17.2602 | 20.4774 | 2.7037 | 0.0517 | 23.2328 | 9.169 | 1.6053 | 0.023696 | 10.798
Upstate | 2028 | 9 | 18 | 0.22548 | 4.4478e-06 | 1.3537e-06 | 0.14106 | 2.7826e-06 | 8.4687e-07 | 0.27712 | 0.0015322 | 1.9532e-06 | 0.17337 | 0.00095853 | 1.2219e-06 | 37.1337 | 4.9029 | 0.093752 | 42.1303 | 16.627 | 2.9111 | 0.04297 | 19.5811 | 23.231 | 3.0673 | 0.058651 | 26.3569 | 10.4019 | 1.8212 | 0.026882 | 12.25
Upstate | 2028 | 9 | 19 | 0.253 | 4.9906e-06 | 1.5189e-06 | 0.15828 | 3.1222e-06 | 9.5022e-07 | 0.31094 | 0.0017192 | 2.1915e-06 | 0.19452 | 0.0010755 | 1.371e-06 | 41.6657 | 5.5013 | 0.10519 | 47.2722 | 18.6563 | 3.2664 | 0.048214 | 21.9709 | 26.0662 | 3.4417 | 0.06581 | 29.5737 | 11.6714 | 2.0435 | 0.030163 | 13.7451
Upstate | 2028 | 9 | 20 | 0.27469 | 5.4185e-06 | 1.6491e-06 | 0.17185 | 3.3898e-06 | 1.0317e-06 | 0.3376 | 0.0018665 | 2.3794e-06 | 0.2112 | 0.0011677 | 1.4886e-06 | 45.2377 | 5.973 | 0.11421 | 51.3249 | 20.2557 | 3.5464 | 0.052347 | 23.8545 | 28.3009 | 3.7367 | 0.071452 | 32.1091 | 12.672 | 2.2187 | 0.032749 | 14.9235
Upstate | 2028 | 9 | 21 | 0.20836 | 4.1099e-06 | 1.2509e-06 | 0.13035 | 2.5712e-06 | 7.8254e-07 | 0.25607 | 0.0014158 | 1.8048e-06 | 0.1602 | 0.00088572 | 1.1291e-06 | 34.313 | 4.5305 | 0.08663 | 38.9302 | 15.364 | 2.69 | 0.039706 | 18.0937 | 21.4663 | 2.8343 | 0.054196 | 24.3549 | 9.6118 | 1.6829 | 0.02484 | 11.3195
Upstate | 2028 | 9 | 22 | 0.19394 | 3.8255e-06 | 1.1643e-06 | 0.12133 | 2.3932e-06 | 7.2838e-07 | 0.23835 | 0.0013178 | 1.6799e-06 | 0.14911 | 0.00082442 | 1.0509e-06 | 31.9383 | 4.217 | 0.080635 | 36.2359 | 14.3007 | 2.5038 | 0.036958 | 16.8415 | 19.9807 | 2.6381 | 0.050445 | 22.6693 | 8.9466 | 1.5664 | 0.023121 | 10.5361
Upstate | 2028 | 9 | 23 | 0.1857 | 3.663e-06 | 1.1148e-06 | 0.11617 | 2.2916e-06 | 6.9744e-07 | 0.22822 | 0.0012618 | 1.6085e-06 | 0.14278 | 0.00078941 | 1.0063e-06 | 30.5818 | 4.0379 | 0.07721 | 34.6968 | 13.6933 | 2.3975 | 0.035388 | 16.1262 | 19.1321 | 2.5261 | 0.048303 | 21.7065 | 8.5666 | 1.4999 | 0.022139 | 10.0886
Upstate | 2028 | 9 | 24 | 0.17885 | 3.5279e-06 | 1.0737e-06 | 0.11189 | 2.2071e-06 | 6.7172e-07 | 0.2198 | 0.0012153 | 1.5492e-06 | 0.13751 | 0.00076029 | 9.6919e-07 | 29.4538 | 3.8889 | 0.074362 | 33.417 | 13.1883 | 2.309 | 0.034083 | 15.5314 | 18.4264 | 2.4329 | 0.046521 | 20.9058 | 8.2506 | 1.4445 | 0.021322 | 9.7165
Upstate | 2028 | 10 | 1 | 0.15872 | 3.1308e-06 | 9.5284e-07 | 0.099293 | 1.9586e-06 | 5.961e-07 | 0.19506 | 0.0010785 | 1.3748e-06 | 0.12203 | 0.0006747 | 8.6009e-07 | 26.138 | 3.4511 | 0.065991 | 29.6552 | 11.7036 | 2.0491 | 0.030246 | 13.783 | 16.3521 | 2.159 | 0.041284 | 18.5524 | 7.3218 | 1.2819 | 0.018922 | 8.6227
Upstate | 2028 | 10 | 2 | 0.15026 | 2.9639e-06 | 9.0206e-07 | 0.094002 | 1.8542e-06 | 5.6433e-07 | 0.18466 | 0.001021 | 1.3015e-06 | 0.11553 | 0.00063874 | 8.1425e-07 | 24.745 | 3.2672 | 0.062474 | 28.0747 | 11.0799 | 1.9399 | 0.028634 | 13.0484 | 15.4806 | 2.044 | 0.039084 | 17.5637 | 6.9316 | 1.2136 | 0.017914 | 8.1631
Upstate | 2028 | 10 | 3 | 0.16355 | 3.2261e-06 | 9.8185e-07 | 0.10232 | 2.0182e-06 | 6.1425e-07 | 0.201 | 0.0011113 | 1.4167e-06 | 0.12575 | 0.00069524 | 8.8627e-07 | 26.9338 | 3.5562 | 0.068 | 30.558 | 12.0599 | 2.1115 | 0.031167 | 14.2026 | 16.8499 | 2.2248 | 0.042541 | 19.1172 | 7.5447 | 1.321 | 0.019498 | 8.8852
Upstate | 2028 | 10 | 4 | 0.15967 | 3.1497e-06 | 9.5859e-07 | 0.099892 | 1.9704e-06 | 5.997e-07 | 0.19624 | 0.001085 | 1.3831e-06 | 0.12277 | 0.00067877 | 8.6528e-07 | 26.2958 | 3.472 | 0.066389 | 29.8341 | 11.7742 | 2.0615 | 0.030428 | 13.8661 | 16.4507 | 2.1721 | 0.041533 | 18.6643 | 7.366 | 1.2897 | 0.019036 | 8.6747
Upstate | 2028 | 10 | 5 | 0.16574 | 3.2693e-06 | 9.9502e-07 | 0.10369 | 2.0453e-06 | 6.2249e-07 | 0.20369 | 0.0011262 | 1.4357e-06 | 0.12743 | 0.00070456 | 8.9816e-07 | 27.295 | 3.6039 | 0.068912 | 30.9678 | 12.2216 | 2.1398 | 0.031585 | 14.393 | 17.0758 | 2.2546 | 0.043112 | 19.3736 | 7.6459 | 1.3387 | 0.019759 | 9.0043
Upstate | 2028 | 10 | 6 | 0.20367 | 4.0176e-06 | 1.2227e-06 | 0.12742 | 2.5134e-06 | 7.6495e-07 | 0.25031 | 0.001384 | 1.7642e-06 | 0.1566 | 0.00086581 | 1.1037e-06 | 33.5418 | 4.4287 | 0.084683 | 38.0552 | 15.0187 | 2.6295 | 0.038813 | 17.6871 | 20.9839 | 2.7706 | 0.052978 | 23.8075 | 9.3958 | 1.645 | 0.024282 | 11.0651
Upstate | 2028 | 10 | 7 | 0.20496 | 4.0429e-06 | 1.2304e-06 | 0.12822 | 2.5292e-06 | 7.6977e-07 | 0.25189 | 0.0013927 | 1.7753e-06 | 0.15758 | 0.00087127 | 1.1107e-06 | 33.753 | 4.4566 | 0.085217 | 38.2948 | 15.1133 | 2.6461 | 0.039058 | 17.7984 | 21.116 | 2.7881 | 0.053312 | 23.9574 | 9.4549 | 1.6554 | 0.024435 | 11.1348
Upstate | 2028 | 10 | 8 | 0.1899 | 3.7459e-06 | 1.1401e-06 | 0.1188 | 2.3434e-06 | 7.1322e-07 | 0.23339 | 0.0012904 | 1.6449e-06 | 0.14601 | 0.00080727 | 1.0291e-06 | 31.2737 | 4.1292 | 0.078957 | 35.4819 | 14.0031 | 2.4517 | 0.036189 | 16.4911 | 19.5649 | 2.5833 | 0.049396 | 22.1976 | 8.7604 | 1.5338 | 0.02264 | 10.3169
Upstate | 2028 | 10 | 9 | 0.16537 | 3.2621e-06 | 9.928e-07 | 0.10346 | 2.0408e-06 | 6.211e-07 | 0.20324 | 0.0011237 | 1.4325e-06 | 0.12715 | 0.000703 | 8.9616e-07 | 27.2342 | 3.5959 | 0.068759 | 30.8988 | 12.1944 | 2.135 | 0.031514 | 14.361 | 17.0378 | 2.2496 | 0.043016 | 19.3304 | 7.6289 | 1.3357 | 0.019715 | 8.9843
Upstate | 2028 | 10 | 10 | 0.15167 | 2.9918e-06 | 9.1055e-07 | 0.094886 | 1.8717e-06 | 5.6964e-07 | 0.1864 | 0.0010306 | 1.3138e-06 | 0.11661 | 0.00064475 | 8.2191e-07 | 24.9779 | 3.298 | 0.063062 | 28.3389 | 11.1841 | 1.9582 | 0.028903 | 13.1712 | 15.6263 | 2.0632 | 0.039452 | 17.7289 | 6.9968 | 1.225 | 0.018082 | 8.2399
Upstate | 2028 | 10 | 11 | 0.15214 | 3.0011e-06 | 9.1337e-07 | 0.09518 | 1.8775e-06 | 5.714e-07 | 0.18698 | 0.0010338 | 1.3179e-06 | 0.11697 | 0.00064675 | 8.2446e-07 | 25.0552 | 3.3082 | 0.063257 | 28.4266 | 11.2187 | 1.9642 | 0.028993 | 13.2119 | 15.6746 | 2.0696 | 0.039574 | 17.7838 | 7.0185 | 1.2288 | 0.018138 | 8.2654
Upstate | 2028 | 10 | 12 | 0.16142 | 3.184e-06 | 9.6906e-07 | 0.10098 | 1.992e-06 | 6.0625e-07 | 0.19838 | 0.0010968 | 1.3982e-06 | 0.12411 | 0.00068618 | 8.7473e-07 | 26.5829 | 3.5099 | 0.067114 | 30.1599 | 11.9028 | 2.084 | 0.030761 | 14.0175 | 16.6304 | 2.1958 | 0.041987 | 18.8681 | 7.4464 | 1.3037 | 0.019244 | 8.7694
Upstate | 2028 | 10 | 13 | 0.16869 | 3.3275e-06 | 1.0127e-06 | 0.10553 | 2.0817e-06 | 6.3355e-07 | 0.20732 | 0.0011462 | 1.4612e-06 | 0.1297 | 0.00071709 | 9.1413e-07 | 27.7803 | 3.668 | 0.070137 | 31.5184 | 12.4389 | 2.1779 | 0.032146 | 14.6489 | 17.3795 | 2.2947 | 0.043878 | 19.718 | 7.7818 | 1.3625 | 0.020111 | 9.1644
Upstate | 2028 | 10 | 14 | 0.18832 | 3.7147e-06 | 1.1306e-06 | 0.11781 | 2.324e-06 | 7.0729e-07 | 0.23144 | 0.0012796 | 1.6313e-06 | 0.14479 | 0.00080055 | 1.0205e-06 | 31.0135 | 4.0949 | 0.0783 | 35.1867 | 13.8866 | 2.4313 | 0.035888 | 16.3539 | 19.4022 | 2.5618 | 0.048985 | 22.0129 | 8.6875 | 1.521 | 0.022451 | 10.231
Upstate | 2028 | 10 | 15 | 0.21558 | 4.2525e-06 | 1.2942e-06 | 0.13487 | 2.6604e-06 | 8.0968e-07 | 0.26495 | 0.0014649 | 1.8674e-06 | 0.16575 | 0.00091644 | 1.1683e-06 | 35.5032 | 4.6877 | 0.089635 | 40.2805 | 15.8969 | 2.7833 | 0.041083 | 18.7213 | 22.2109 | 2.9326 | 0.056076 | 25.1996 | 9.9452 | 1.7412 | 0.025702 | 11.7121
Upstate | 2028 | 10 | 16 | 0.22614 | 4.4607e-06 | 1.3576e-06 | 0.14147 | 2.7906e-06 | 8.4932e-07 | 0.27792 | 0.0015366 | 1.9588e-06 | 0.17387 | 0.00096131 | 1.2254e-06 | 37.2413 | 4.9171 | 0.094023 | 42.2524 | 16.6752 | 2.9196 | 0.043094 | 19.6378 | 23.2983 | 3.0762 | 0.058821 | 26.4333 | 10.4321 | 1.8265 | 0.02696 | 12.2855
Upstate | 2028 | 10 | 17 | 0.2087 | 4.1168e-06 | 1.2529e-06 | 0.13057 | 2.5755e-06 | 7.8384e-07 | 0.25649 | 0.0014181 | 1.8078e-06 | 0.16046 | 0.0008872 | 1.131e-06 | 34.3702 | 4.5381 | 0.086775 | 38.995 | 15.3896 | 2.6945 | 0.039772 | 18.1239 | 21.5021 | 2.839 | 0.054287 | 24.3954 | 9.6278 | 1.6857 | 0.024881 | 11.3384
Upstate | 2028 | 10 | 18 | 0.25149 | 4.9608e-06 | 1.5098e-06 | 0.15733 | 3.1035e-06 | 9.4454e-07 | 0.30908 | 0.0017089 | 2.1784e-06 | 0.19336 | 0.0010691 | 1.3628e-06 | 41.4165 | 5.4684 | 0.10456 | 46.9894 | 18.5447 | 3.2469 | 0.047925 | 21.8395 | 25.9103 | 3.4211 | 0.065416 | 29.3968 | 11.6016 | 2.0313 | 0.029982 | 13.6629
Upstate | 2028 | 10 | 19 | 0.29212 | 5.7621e-06 | 1.7537e-06 | 0.18275 | 3.6048e-06 | 1.0971e-06 | 0.35901 | 0.0019849 | 2.5303e-06 | 0.2246 | 0.0012418 | 1.583e-06 | 48.1068 | 6.3518 | 0.12146 | 54.5801 | 21.5404 | 3.7714 | 0.055667 | 25.3674 | 30.0958 | 3.9737 | 0.075983 | 34.1455 | 13.4757 | 2.3594 | 0.034826 | 15.8699
Upstate | 2028 | 10 | 20 | 0.25675 | 5.0645e-06 | 1.5414e-06 | 0.16062 | 3.1684e-06 | 9.6428e-07 | 0.31554 | 0.0017446 | 2.224e-06 | 0.1974 | 0.0010914 | 1.3913e-06 | 42.2823 | 5.5827 | 0.10675 | 47.9718 | 18.9324 | 3.3147 | 0.048927 | 22.296 | 26.452 | 3.4926 | 0.066784 | 30.0113 | 11.8442 | 2.0737 | 0.030609 | 13.9485
Upstate | 2028 | 10 | 21 | 0.21968 | 4.3333e-06 | 1.3188e-06 | 0.13743 | 2.711e-06 | 8.2507e-07 | 0.26999 | 0.0014927 | 1.9029e-06 | 0.1689 | 0.00093387 | 1.1905e-06 | 36.1782 | 4.7768 | 0.091339 | 41.0463 | 16.1992 | 2.8362 | 0.041864 | 19.0773 | 22.6332 | 2.9884 | 0.057142 | 25.6787 | 10.1343 | 1.7743 | 0.02619 | 11.9348
Upstate | 2028 | 10 | 22 | 0.20669 | 4.077e-06 | 1.2408e-06 | 0.1293 | 2.5506e-06 | 7.7626e-07 | 0.25401 | 0.0014044 | 1.7903e-06 | 0.15891 | 0.00087862 | 1.12e-06 | 34.0379 | 4.4942 | 0.085936 | 38.618 | 15.2408 | 2.6684 | 0.039387 | 17.9487 | 21.2942 | 2.8116 | 0.053762 | 24.1596 | 9.5347 | 1.6694 | 0.024641 | 11.2287
Upstate | 2028 | 10 | 23 | 0.19854 | 3.9163e-06 | 1.1919e-06 | 0.12421 | 2.45e-06 | 7.4566e-07 | 0.244 | 0.0013491 | 1.7197e-06 | 0.15265 | 0.00084398 | 1.0759e-06 | 32.6959 | 4.317 | 0.082548 | 37.0955 | 14.64 | 2.5632 | 0.037834 | 17.241 | 20.4547 | 2.7007 | 0.051642 | 23.2071 | 9.1588 | 1.6036 | 0.023669 | 10.7861
Upstate | 2028 | 10 | 24 | 0.1817 | 3.5842e-06 | 1.0909e-06 | 0.11368 | 2.2423e-06 | 6.8244e-07 | 0.22331 | 0.0012347 | 1.5739e-06 | 0.13971 | 0.00077243 | 9.8467e-07 | 29.924 | 3.951 | 0.075549 | 33.9505 | 13.3988 | 2.3459 | 0.034627 | 15.7793 | 18.7205 | 2.4718 | 0.047264 | 21.2396 | 8.3823 | 1.4676 | 0.021663 | 9.8716
Upstate | 2028 | 11 | 1 | 0.22185 | 4.3762e-06 | 1.3319e-06 | 0.13879 | 2.7378e-06 | 8.3323e-07 | 0.27266 | 0.0015075 | 1.9217e-06 | 0.17057 | 0.0009431 | 1.2022e-06 | 36.5359 | 4.824 | 0.092243 | 41.4521 | 16.3594 | 2.8643 | 0.042278 | 19.2659 | 22.857 | 3.0179 | 0.057707 | 25.9326 | 10.2345 | 1.7919 | 0.026449 | 12.0528
Upstate | 2028 | 11 | 2 | 0.20232 | 3.9909e-06 | 1.2146e-06 | 0.12657 | 2.4967e-06 | 7.5988e-07 | 0.24865 | 0.0013748 | 1.7525e-06 | 0.15556 | 0.00086007 | 1.0964e-06 | 33.3194 | 4.3993 | 0.084122 | 37.8028 | 14.9191 | 2.6121 | 0.038556 | 17.5698 | 20.8447 | 2.7522 | 0.052627 | 23.6496 | 9.3335 | 1.6341 | 0.024121 | 10.9917
Upstate | 2028 | 11 | 3 | 0.2019 | 3.9826e-06 | 1.2121e-06 | 0.12631 | 2.4915e-06 | 7.5828e-07 | 0.24813 | 0.0013719 | 1.7489e-06 | 0.15523 | 0.00085827 | 1.0941e-06 | 33.2495 | 4.3901 | 0.083945 | 37.7236 | 14.8879 | 2.6066 | 0.038475 | 17.533 | 20.801 | 2.7465 | 0.052517 | 23.6 | 9.3139 | 1.6307 | 0.02407 | 10.9687
Upstate | 2028 | 11 | 4 | 0.21255 | 4.1928e-06 | 1.2761e-06 | 0.13297 | 2.623e-06 | 7.9831e-07 | 0.26123 | 0.0014443 | 1.8412e-06 | 0.16342 | 0.00090357 | 1.1518e-06 | 35.0044 | 4.6218 | 0.088376 | 39.7146 | 15.6736 | 2.7442 | 0.040506 | 18.4583 | 21.8989 | 2.8914 | 0.055288 | 24.8456 | 9.8055 | 1.7168 | 0.02534 | 11.5476
Upstate | 2028 | 11 | 5 | 0.20578 | 4.0592e-06 | 1.2354e-06 | 0.12874 | 2.5394e-06 | 7.7287e-07 | 0.2529 | 0.0013983 | 1.7825e-06 | 0.15822 | 0.00087478 | 1.1151e-06 | 33.8891 | 4.4745 | 0.08556 | 38.4492 | 15.1742 | 2.6568 | 0.039215 | 17.8702 | 21.2012 | 2.7993 | 0.053527 | 24.054 | 9.4931 | 1.6621 | 0.024533 | 11.1797
Upstate | 2028 | 11 | 6 | 0.23237 | 4.5837e-06 | 1.395e-06 | 0.14537 | 2.8676e-06 | 8.7274e-07 | 0.28558 | 0.001579 | 2.0128e-06 | 0.17866 | 0.00098782 | 1.2592e-06 | 38.2683 | 5.0527 | 0.096616 | 43.4176 | 17.135 | 3.0001 | 0.044282 | 20.1794 | 23.9408 | 3.161 | 0.060444 | 27.1622 | 10.7197 | 1.8769 | 0.027703 | 12.6243
Upstate | 2028 | 11 | 7 | 0.24419 | 4.8167e-06 | 1.466e-06 | 0.15276 | 3.0134e-06 | 9.1711e-07 | 0.3001 | 0.0016593 | 2.1152e-06 | 0.18774 | 0.001038 | 1.3233e-06 | 40.2136 | 5.3096 | 0.10153 | 45.6248 | 18.0061 | 3.1526 | 0.046534 | 21.2052 | 25.1578 | 3.3217 | 0.063516 | 28.543 | 11.2647 | 1.9723 | 0.029112 | 13.2661
Upstate | 2028 | 11 | 8 | 0.23854 | 4.7053e-06 | 1.432e-06 | 0.14923 | 2.9436e-06 | 8.9589e-07 | 0.29316 | 0.0016209 | 2.0662e-06 | 0.1834 | 0.001014 | 1.2926e-06 | 39.2833 | 5.1868 | 0.099179 | 44.5693 | 17.5896 | 3.0796 | 0.045457 | 20.7147 | 24.5758 | 3.2449 | 0.062047 | 27.8827 | 11.0041 | 1.9266 | 0.028438 | 12.9592
Upstate | 2028 | 11 | 9 | 0.22296 | 4.398e-06 | 1.3385e-06 | 0.13949 | 2.7514e-06 | 8.3739e-07 | 0.27402 | 0.001515 | 1.9313e-06 | 0.17143 | 0.00094781 | 1.2082e-06 | 36.7183 | 4.8481 | 0.092703 | 41.6592 | 16.4411 | 2.8786 | 0.042489 | 19.3621 | 22.9711 | 3.033 | 0.057995 | 26.0621 | 10.2856 | 1.8008 | 0.026581 | 12.113
Upstate | 2028 | 11 | 10 | 0.19723 | 3.8905e-06 | 1.1841e-06 | 0.12339 | 2.4339e-06 | 7.4076e-07 | 0.2424 | 0.0013402 | 1.7084e-06 | 0.15164 | 0.00083843 | 1.0688e-06 | 32.4811 | 4.2886 | 0.082005 | 36.8518 | 14.5438 | 2.5464 | 0.037586 | 17.1278 | 20.3203 | 2.683 | 0.051303 | 23.0546 | 9.0987 | 1.593 | 0.023514 | 10.7152
Upstate | 2028 | 11 | 11 | 0.19702 | 3.8863e-06 | 1.1828e-06 | 0.12325 | 2.4313e-06 | 7.3995e-07 | 0.24213 | 0.0013387 | 1.7066e-06 | 0.15148 | 0.00083752 | 1.0676e-06 | 32.4457 | 4.284 | 0.081916 | 36.8115 | 14.5279 | 2.5436 | 0.037545 | 17.1091 | 20.2981 | 2.6801 | 0.051247 | 23.0294 | 9.0887 | 1.5913 | 0.023488 | 10.7035
Upstate | 2028 | 11 | 12 | 0.20537 | 4.051e-06 | 1.2329e-06 | 0.12848 | 2.5343e-06 | 7.7132e-07 | 0.2524 | 0.0013955 | 1.7789e-06 | 0.1579 | 0.00087302 | 1.1129e-06 | 33.8211 | 4.4656 | 0.085388 | 38.3721 | 15.1438 | 2.6514 | 0.039136 | 17.8343 | 21.1586 | 2.7937 | 0.053419 | 24.0057 | 9.474 | 1.6587 | 0.024484 | 11.1572
Upstate | 2028 | 11 | 13 | 0.2198 | 4.3358e-06 | 1.3196e-06 | 0.13751 | 2.7125e-06 | 8.2554e-07 | 0.27014 | 0.0014936 | 1.904e-06 | 0.169 | 0.00093439 | 1.1911e-06 | 36.1984 | 4.7795 | 0.091391 | 41.0693 | 16.2083 | 2.8378 | 0.041887 | 19.0879 | 22.6459 | 2.99 | 0.057174 | 25.6931 | 10.1399 | 1.7753 | 0.026205 | 11.9415
Upstate | 2028 | 11 | 14 | 0.23255 | 4.5872e-06 | 1.3961e-06 | 0.14548 | 2.8698e-06 | 8.7341e-07 | 0.2858 | 0.0015802 | 2.0144e-06 | 0.1788 | 0.00098857 | 1.2602e-06 | 38.2975 | 5.0566 | 0.09669 | 43.4508 | 17.1482 | 3.0024 | 0.044316 | 20.1948 | 23.9591 | 3.1634 | 0.06049 | 27.183 | 10.728 | 1.8783 | 0.027724 | 12.634
Upstate | 2028 | 11 | 15 | 0.24728 | 4.8778e-06 | 1.4846e-06 | 0.1547 | 3.0516e-06 | 9.2874e-07 | 0.30391 | 0.0016803 | 2.142e-06 | 0.19013 | 0.0010512 | 1.34e-06 | 40.7239 | 5.377 | 0.10282 | 46.2037 | 18.2346 | 3.1926 | 0.047124 | 21.4743 | 25.477 | 3.3639 | 0.064322 | 28.9052 | 11.4076 | 1.9973 | 0.029481 | 13.4344
Upstate | 2028 | 11 | 16 | 0.26776 | 5.2818e-06 | 1.6075e-06 | 0.16751 | 3.3043e-06 | 1.0057e-06 | 0.32908 | 0.0018194 | 2.3194e-06 | 0.20587 | 0.0011383 | 1.451e-06 | 44.0962 | 5.8222 | 0.11133 | 50.0298 | 19.7446 | 3.457 | 0.051026 | 23.2525 | 27.5867 | 3.6424 | 0.069649 | 31.2988 | 12.3523 | 2.1627 | 0.031922 | 14.5469
Upstate | 2028 | 11 | 17 | 0.2763 | 5.4501e-06 | 1.6587e-06 | 0.17285 | 3.4096e-06 | 1.0377e-06 | 0.33956 | 0.0018774 | 2.3933e-06 | 0.21243 | 0.0011745 | 1.4973e-06 | 45.5015 | 6.0078 | 0.11488 | 51.6242 | 20.3738 | 3.5671 | 0.052652 | 23.9936 | 28.4659 | 3.7585 | 0.071868 | 32.2963 | 12.7459 | 2.2316 | 0.03294 | 15.0105
Upstate | 2028 | 11 | 18 | 0.32913 | 6.4922e-06 | 1.9759e-06 | 0.2059 | 4.0616e-06 | 1.2361e-06 | 0.4045 | 0.0022364 | 2.8509e-06 | 0.25305 | 0.0013991 | 1.7836e-06 | 54.2024 | 7.1566 | 0.13685 | 61.4958 | 24.2697 | 4.2492 | 0.062721 | 28.5817 | 33.9092 | 4.4772 | 0.085611 | 38.472 | 15.1832 | 2.6583 | 0.039238 | 17.8808
Upstate | 2028 | 11 | 19 | 0.32756 | 6.4612e-06 | 1.9665e-06 | 0.20492 | 4.0422e-06 | 1.2302e-06 | 0.40256 | 0.0022258 | 2.8373e-06 | 0.25184 | 0.0013924 | 1.775e-06 | 53.9434 | 7.1224 | 0.13619 | 61.202 | 24.1538 | 4.2289 | 0.062421 | 28.4451 | 33.7472 | 4.4558 | 0.085202 | 38.2882 | 15.1107 | 2.6456 | 0.039051 | 17.7954
Upstate | 2028 | 11 | 20 | 0.29607 | 5.8402e-06 | 1.7775e-06 | 0.18522 | 3.6537e-06 | 1.112e-06 | 0.36387 | 0.0020118 | 2.5646e-06 | 0.22764 | 0.0012586 | 1.6044e-06 | 48.7587 | 6.4379 | 0.1231 | 55.3197 | 21.8323 | 3.8225 | 0.056422 | 25.7112 | 30.5037 | 4.0275 | 0.077013 | 34.6082 | 13.6584 | 2.3914 | 0.035298 | 16.085
Upstate | 2028 | 11 | 21 | 0.2606 | 5.1406e-06 | 1.5645e-06 | 0.16304 | 3.216e-06 | 9.7877e-07 | 0.32028 | 0.0017708 | 2.2574e-06 | 0.20037 | 0.0011078 | 1.4122e-06 | 42.9175 | 5.6666 | 0.10835 | 48.6924 | 19.2168 | 3.3645 | 0.049662 | 22.631 | 26.8493 | 3.545 | 0.067787 | 30.4622 | 12.0221 | 2.1049 | 0.031069 | 14.158
Upstate | 2028 | 11 | 22 | 0.2494 | 4.9195e-06 | 1.4972e-06 | 0.15602 | 3.0777e-06 | 9.3668e-07 | 0.30651 | 0.0016947 | 2.1603e-06 | 0.19175 | 0.0010602 | 1.3515e-06 | 41.072 | 5.4229 | 0.10369 | 46.5986 | 18.3904 | 3.2199 | 0.047527 | 21.6578 | 25.6948 | 3.3926 | 0.064872 | 29.1523 | 11.5051 | 2.0144 | 0.029733 | 13.5492
Upstate | 2028 | 11 | 23 | 0.23375 | 4.6108e-06 | 1.4033e-06 | 0.14623 | 2.8845e-06 | 8.779e-07 | 0.28727 | 0.0015883 | 2.0247e-06 | 0.17972 | 0.00099365 | 1.2667e-06 | 38.4943 | 5.0826 | 0.097187 | 43.6741 | 17.2362 | 3.0178 | 0.044544 | 20.2986 | 24.0822 | 3.1797 | 0.060801 | 27.3227 | 10.7831 | 1.8879 | 0.027867 | 12.6989
Upstate | 2028 | 11 | 24 | 0.24086 | 4.7511e-06 | 1.446e-06 | 0.15068 | 2.9723e-06 | 9.0461e-07 | 0.29601 | 0.0016367 | 2.0864e-06 | 0.18519 | 0.0010239 | 1.3052e-06 | 39.6659 | 5.2373 | 0.10014 | 45.0033 | 17.7608 | 3.1096 | 0.0459 | 20.9164 | 24.8151 | 3.2765 | 0.062651 | 28.1542 | 11.1113 | 1.9454 | 0.028715 | 13.0854
Upstate | 2028 | 12 | 1 | 0.22607 | 4.4593e-06 | 1.3572e-06 | 0.14143 | 2.7898e-06 | 8.4906e-07 | 0.27784 | 0.0015361 | 1.9582e-06 | 0.17381 | 0.00096101 | 1.2251e-06 | 37.2299 | 4.9156 | 0.093995 | 42.2395 | 16.6701 | 2.9187 | 0.043081 | 19.6319 | 23.2912 | 3.0752 | 0.058803 | 26.4252 | 10.4289 | 1.8259 | 0.026952 | 12.2818
Upstate | 2028 | 12 | 2 | 0.21805 | 4.3012e-06 | 1.3091e-06 | 0.13641 | 2.6908e-06 | 8.1895e-07 | 0.26798 | 0.0014817 | 1.8888e-06 | 0.16765 | 0.00092694 | 1.1816e-06 | 35.9098 | 4.7413 | 0.090662 | 40.7418 | 16.079 | 2.8152 | 0.041553 | 18.9357 | 22.4653 | 2.9662 | 0.056718 | 25.4882 | 10.0591 | 1.7612 | 0.025996 | 11.8463
Upstate | 2028 | 12 | 3 | 0.21394 | 4.2201e-06 | 1.2844e-06 | 0.13384 | 2.6401e-06 | 8.0352e-07 | 0.26293 | 0.0014537 | 1.8532e-06 | 0.16449 | 0.00090947 | 1.1594e-06 | 35.233 | 4.652 | 0.088953 | 39.974 | 15.776 | 2.7621 | 0.04077 | 18.5789 | 22.0419 | 2.9103 | 0.055649 | 25.0079 | 9.8695 | 1.728 | 0.025506 | 11.623
Upstate | 2028 | 12 | 4 | 0.21115 | 4.1651e-06 | 1.2676e-06 | 0.1321 | 2.6057e-06 | 7.9303e-07 | 0.2595 | 0.0014348 | 1.829e-06 | 0.16235 | 0.0008976 | 1.1442e-06 | 34.7732 | 4.5913 | 0.087792 | 39.4523 | 15.5701 | 2.7261 | 0.040238 | 18.3364 | 21.7543 | 2.8723 | 0.054923 | 24.6815 | 9.7407 | 1.7054 | 0.025173 | 11.4713
Upstate | 2028 | 12 | 5 | 0.20504 | 4.0445e-06 | 1.2309e-06 | 0.12827 | 2.5303e-06 | 7.7008e-07 | 0.25199 | 0.0013933 | 1.7761e-06 | 0.15765 | 0.00087163 | 1.1111e-06 | 33.767 | 4.4584 | 0.085252 | 38.3106 | 15.1195 | 2.6472 | 0.039074 | 17.8058 | 21.1247 | 2.7892 | 0.053334 | 23.9673 | 9.4588 | 1.6561 | 0.024445 | 11.1394
Upstate | 2028 | 12 | 6 | 0.22062 | 4.3518e-06 | 1.3245e-06 | 0.13802 | 2.7225e-06 | 8.2859e-07 | 0.27114 | 0.0014991 | 1.911e-06 | 0.16962 | 0.00093784 | 1.1955e-06 | 36.3322 | 4.7971 | 0.091728 | 41.221 | 16.2681 | 2.8483 | 0.042042 | 19.1585 | 22.7295 | 3.0011 | 0.057386 | 25.788 | 10.1774 | 1.7819 | 0.026302 | 11.9856
Upstate | 2028 | 12 | 7 | 0.24142 | 4.7621e-06 | 1.4493e-06 | 0.15103 | 2.9792e-06 | 9.0671e-07 | 0.2967 | 0.0016404 | 2.0912e-06 | 0.18562 | 0.0010263 | 1.3083e-06 | 39.7577 | 5.2494 | 0.10038 | 45.1075 | 17.802 | 3.1168 | 0.046006 | 20.9648 | 24.8726 | 3.284 | 0.062796 | 28.2194 | 11.137 | 1.9499 | 0.028782 | 13.1157
Upstate | 2028 | 12 | 8 | 0.24873 | 4.9063e-06 | 1.4932e-06 | 0.15561 | 3.0694e-06 | 9.3417e-07 | 0.30569 | 0.0016901 | 2.1545e-06 | 0.19124 | 0.0010573 | 1.3479e-06 | 40.9618 | 5.4084 | 0.10342 | 46.4736 | 18.3411 | 3.2112 | 0.047399 | 21.5997 | 25.6259 | 3.3835 | 0.064698 | 29.0741 | 11.4743 | 2.009 | 0.029653 | 13.5129
Upstate | 2028 | 12 | 9 | 0.22848 | 4.507e-06 | 1.3717e-06 | 0.14294 | 2.8196e-06 | 8.5813e-07 | 0.2808 | 0.0015526 | 1.9792e-06 | 0.17567 | 0.00097129 | 1.2382e-06 | 37.6278 | 4.9682 | 0.094999 | 42.691 | 16.8483 | 2.9499 | 0.043541 | 19.8417 | 23.5401 | 3.1081 | 0.059432 | 26.7077 | 10.5403 | 1.8454 | 0.02724 | 12.413
Upstate | 2028 | 12 | 10 | 0.20612 | 4.0658e-06 | 1.2374e-06 | 0.12895 | 2.5436e-06 | 7.7414e-07 | 0.25332 | 0.0014006 | 1.7854e-06 | 0.15848 | 0.00087622 | 1.117e-06 | 33.9449 | 4.4819 | 0.085701 | 38.5125 | 15.1992 | 2.6611 | 0.03928 | 17.8996 | 21.236 | 2.8039 | 0.053615 | 24.0936 | 9.5087 | 1.6648 | 0.024573 | 11.1981
Upstate | 2028 | 12 | 11 | 0.2047 | 4.0379e-06 | 1.2289e-06 | 0.12806 | 2.5261e-06 | 7.6881e-07 | 0.25158 | 0.001391 | 1.7731e-06 | 0.15739 | 0.00087019 | 1.1093e-06 | 33.7113 | 4.4511 | 0.085111 | 38.2474 | 15.0946 | 2.6428 | 0.039009 | 17.7764 | 21.0899 | 2.7846 | 0.053246 | 23.9277 | 9.4432 | 1.6534 | 0.024404 | 11.121
Upstate | 2028 | 12 | 12 | 0.20629 | 4.0693e-06 | 1.2385e-06 | 0.12906 | 2.5458e-06 | 7.748e-07 | 0.25353 | 0.0014018 | 1.7869e-06 | 0.15861 | 0.00087696 | 1.1179e-06 | 33.9735 | 4.4857 | 0.085773 | 38.545 | 15.212 | 2.6634 | 0.039313 | 17.9147 | 21.254 | 2.8063 | 0.05366 | 24.1139 | 9.5167 | 1.6662 | 0.024594 | 11.2075
Upstate | 2028 | 12 | 13 | 0.22013 | 4.3421e-06 | 1.3215e-06 | 0.13771 | 2.7165e-06 | 8.2675e-07 | 0.27053 | 0.0014958 | 1.9068e-06 | 0.16925 | 0.00093576 | 1.1929e-06 | 36.2516 | 4.7865 | 0.091525 | 41.1296 | 16.232 | 2.842 | 0.041949 | 19.116 | 22.6791 | 2.9944 | 0.057258 | 25.7308 | 10.1548 | 1.7779 | 0.026243 | 11.959
Upstate | 2028 | 12 | 14 | 0.22576 | 4.4533e-06 | 1.3554e-06 | 0.14124 | 2.786e-06 | 8.4792e-07 | 0.27746 | 0.0015341 | 1.9556e-06 | 0.17358 | 0.00095972 | 1.2234e-06 | 37.1799 | 4.909 | 0.093869 | 42.1828 | 16.6477 | 2.9147 | 0.043023 | 19.6055 | 23.2599 | 3.0711 | 0.058725 | 26.3897 | 10.4149 | 1.8235 | 0.026915 | 12.2653
Upstate | 2028 | 12 | 15 | 0.23682 | 4.6714e-06 | 1.4217e-06 | 0.14816 | 2.9225e-06 | 8.8945e-07 | 0.29105 | 0.0016092 | 2.0514e-06 | 0.18208 | 0.0010067 | 1.2833e-06 | 39.0007 | 5.1495 | 0.098466 | 44.2487 | 17.463 | 3.0575 | 0.04513 | 20.5656 | 24.399 | 3.2215 | 0.0616 | 27.6821 | 10.9249 | 1.9128 | 0.028234 | 12.8659
Upstate | 2028 | 12 | 16 | 0.25956 | 5.12e-06 | 1.5583e-06 | 0.16238 | 3.2031e-06 | 9.7486e-07 | 0.319 | 0.0017637 | 2.2484e-06 | 0.19957 | 0.0011034 | 1.4066e-06 | 42.7459 | 5.644 | 0.10792 | 48.4978 | 19.14 | 3.3511 | 0.049464 | 22.5405 | 26.742 | 3.5309 | 0.067516 | 30.3404 | 11.974 | 2.0965 | 0.030945 | 14.1014
Upstate | 2028 | 12 | 17 | 0.26498 | 5.2268e-06 | 1.5908e-06 | 0.16577 | 3.2699e-06 | 9.9519e-07 | 0.32565 | 0.0018005 | 2.2952e-06 | 0.20373 | 0.0011264 | 1.4359e-06 | 43.6374 | 5.7617 | 0.11017 | 49.5092 | 19.5391 | 3.421 | 0.050495 | 23.0106 | 27.2997 | 3.6045 | 0.068924 | 30.9731 | 12.2238 | 2.1402 | 0.03159 | 14.3955
Upstate | 2028 | 12 | 18 | 0.30056 | 5.9288e-06 | 1.8044e-06 | 0.18803 | 3.7091e-06 | 1.1288e-06 | 0.36939 | 0.0020423 | 2.6035e-06 | 0.23109 | 0.0012777 | 1.6288e-06 | 49.4981 | 6.5355 | 0.12497 | 56.1585 | 22.1633 | 3.8804 | 0.057277 | 26.101 | 30.9662 | 4.0886 | 0.078181 | 35.133 | 13.8655 | 2.4276 | 0.035833 | 16.3289
Upstate | 2028 | 12 | 19 | 0.30162 | 5.9496e-06 | 1.8108e-06 | 0.18869 | 3.7221e-06 | 1.1328e-06 | 0.37069 | 0.0020495 | 2.6127e-06 | 0.2319 | 0.0012822 | 1.6345e-06 | 49.6722 | 6.5585 | 0.12541 | 56.3561 | 22.2413 | 3.8941 | 0.057479 | 26.1929 | 31.0751 | 4.103 | 0.078456 | 35.2566 | 13.9142 | 2.4362 | 0.035959 | 16.3863
Upstate | 2028 | 12 | 20 | 0.28963 | 5.7132e-06 | 1.7388e-06 | 0.1812 | 3.5742e-06 | 1.0878e-06 | 0.35596 | 0.0019681 | 2.5088e-06 | 0.22269 | 0.0012312 | 1.5695e-06 | 47.6981 | 6.2978 | 0.12042 | 54.1163 | 21.3574 | 3.7393 | 0.055194 | 25.1519 | 29.8401 | 3.9399 | 0.075338 | 33.8554 | 13.3612 | 2.3393 | 0.03453 | 15.7351
Upstate | 2028 | 12 | 21 | 0.28087 | 5.5403e-06 | 1.6862e-06 | 0.17571 | 3.4661e-06 | 1.0549e-06 | 0.34519 | 0.0019085 | 2.4329e-06 | 0.21595 | 0.001194 | 1.5221e-06 | 46.2551 | 6.1073 | 0.11678 | 52.4792 | 20.7112 | 3.6262 | 0.053525 | 24.391 | 28.9374 | 3.8207 | 0.073059 | 32.8312 | 12.957 | 2.2686 | 0.033485 | 15.2591
Upstate | 2028 | 12 | 22 | 0.26382 | 5.2041e-06 | 1.5839e-06 | 0.16505 | 3.2557e-06 | 9.9086e-07 | 0.32424 | 0.0017927 | 2.2853e-06 | 0.20284 | 0.0011215 | 1.4297e-06 | 43.4478 | 5.7366 | 0.10969 | 49.2941 | 19.4542 | 3.4061 | 0.050276 | 22.9106 | 27.1811 | 3.5889 | 0.068624 | 30.8386 | 12.1706 | 2.1309 | 0.031453 | 14.333
Upstate | 2028 | 12 | 23 | 0.25049 | 4.941e-06 | 1.5038e-06 | 0.1567 | 3.0911e-06 | 9.4077e-07 | 0.30784 | 0.0017021 | 2.1697e-06 | 0.19259 | 0.0010648 | 1.3574e-06 | 41.2511 | 5.4466 | 0.10415 | 46.8018 | 18.4706 | 3.2339 | 0.047734 | 21.7523 | 25.8068 | 3.4074 | 0.065155 | 29.2794 | 11.5553 | 2.0231 | 0.029863 | 13.6083
Upstate | 2028 | 12 | 24 | 0.24076 | 4.7491e-06 | 1.4454e-06 | 0.15062 | 2.971e-06 | 9.0423e-07 | 0.29589 | 0.001636 | 2.0855e-06 | 0.18511 | 0.0010235 | 1.3047e-06 | 39.649 | 5.2351 | 0.1001 | 44.9842 | 17.7533 | 3.1083 | 0.04588 | 20.9075 | 24.8046 | 3.2751 | 0.062624 | 28.1423 | 11.1065 | 1.9446 | 0.028703 | 13.0798
Upstate | 2029 | 1 | 1 | 0.21072 | 4.1565e-06 | 1.265e-06 | 0.12753 | 2.5157e-06 | 7.6564e-07 | 0.25897 | 0.0014318 | 1.8252e-06 | 0.15674 | 0.00086659 | 1.1047e-06 | 35.2195 | 4.725 | 0.089437 | 40.034 | 15.797 | 2.7205 | 0.040155 | 18.5576 | 21.3162 | 2.8598 | 0.054131 | 24.2301 | 9.561 | 1.6465 | 0.024304 | 11.2318
Upstate | 2029 | 1 | 2 | 0.18814 | 3.7111e-06 | 1.1295e-06 | 0.11387 | 2.2461e-06 | 6.836e-07 | 0.23122 | 0.0012784 | 1.6297e-06 | 0.13994 | 0.00077374 | 9.8634e-07 | 31.446 | 4.2187 | 0.079854 | 35.7446 | 14.1044 | 2.429 | 0.035853 | 16.5693 | 19.0323 | 2.5533 | 0.048331 | 21.634 | 8.5366 | 1.4701 | 0.0217 | 10.0284
Upstate | 2029 | 1 | 3 | 0.17804 | 3.5119e-06 | 1.0688e-06 | 0.10776 | 2.1255e-06 | 6.469e-07 | 0.21881 | 0.0012098 | 1.5422e-06 | 0.13243 | 0.0007322 | 9.3338e-07 | 29.7576 | 3.9922 | 0.075567 | 33.8254 | 13.3471 | 2.2986 | 0.033928 | 15.6796 | 18.0104 | 2.4163 | 0.045736 | 20.4724 | 8.0782 | 1.3912 | 0.020534 | 9.4899
Upstate | 2029 | 1 | 4 | 0.17351 | 3.4226e-06 | 1.0417e-06 | 0.10502 | 2.0715e-06 | 6.3046e-07 | 0.21324 | 0.001179 | 1.503e-06 | 0.12906 | 0.00071359 | 9.0966e-07 | 29.0012 | 3.8908 | 0.073646 | 32.9656 | 13.0079 | 2.2401 | 0.033065 | 15.2811 | 17.5526 | 2.3548 | 0.044573 | 19.952 | 7.8729 | 1.3558 | 0.020012 | 9.2487
Upstate | 2029 | 1 | 5 | 0.17671 | 3.4857e-06 | 1.0609e-06 | 0.10695 | 2.1097e-06 | 6.4207e-07 | 0.21717 | 0.0012007 | 1.5307e-06 | 0.13144 | 0.00072673 | 9.2642e-07 | 29.5355 | 3.9624 | 0.075003 | 33.5729 | 13.2475 | 2.2814 | 0.033675 | 15.5626 | 17.876 | 2.3982 | 0.045394 | 20.3196 | 8.0179 | 1.3808 | 0.020381 | 9.4191
Upstate | 2029 | 1 | 6 | 0.1932 | 3.8109e-06 | 1.1599e-06 | 0.11693 | 2.3065e-06 | 7.0199e-07 | 0.23744 | 0.0013128 | 1.6735e-06 | 0.14371 | 0.00079455 | 1.0129e-06 | 32.2916 | 4.3322 | 0.082001 | 36.7058 | 14.4837 | 2.4943 | 0.036817 | 17.0148 | 19.5441 | 2.622 | 0.04963 | 22.2158 | 8.7661 | 1.5096 | 0.022283 | 10.298
Upstate | 2029 | 1 | 7 | 0.21618 | 4.2643e-06 | 1.2978e-06 | 0.13084 | 2.5809e-06 | 7.855e-07 | 0.26568 | 0.001469 | 1.8726e-06 | 0.1608 | 0.00088907 | 1.1334e-06 | 36.1331 | 4.8476 | 0.091757 | 41.0725 | 16.2068 | 2.791 | 0.041197 | 19.039 | 21.8692 | 2.9339 | 0.055535 | 24.8586 | 9.809 | 1.6892 | 0.024934 | 11.5231
Upstate | 2029 | 1 | 8 | 0.2217 | 4.3731e-06 | 1.331e-06 | 0.13418 | 2.6468e-06 | 8.0554e-07 | 0.27246 | 0.0015064 | 1.9204e-06 | 0.16491 | 0.00091176 | 1.1623e-06 | 37.0552 | 4.9713 | 0.094098 | 42.1206 | 16.6204 | 2.8622 | 0.042248 | 19.5249 | 22.4272 | 3.0088 | 0.056952 | 25.493 | 10.0593 | 1.7323 | 0.02557 | 11.8172
Upstate | 2029 | 1 | 9 | 0.21912 | 4.3223e-06 | 1.3155e-06 | 0.13262 | 2.616e-06 | 7.9617e-07 | 0.2693 | 0.0014889 | 1.898e-06 | 0.16299 | 0.00090115 | 1.1488e-06 | 36.6242 | 4.9134 | 0.093004 | 41.6306 | 16.427 | 2.829 | 0.041757 | 19.2977 | 22.1664 | 2.9738 | 0.056289 | 25.1965 | 9.9423 | 1.7122 | 0.025273 | 11.6797
Upstate | 2029 | 1 | 10 | 0.20269 | 3.9981e-06 | 1.2168e-06 | 0.12267 | 2.4198e-06 | 7.3647e-07 | 0.2491 | 0.0013773 | 1.7557e-06 | 0.15077 | 0.00083358 | 1.0626e-06 | 33.8777 | 4.545 | 0.086029 | 38.5087 | 15.1951 | 2.6168 | 0.038625 | 17.8506 | 20.5041 | 2.7508 | 0.052068 | 23.307 | 9.1967 | 1.5838 | 0.023378 | 10.8039
Upstate | 2029 | 1 | 11 | 0.20224 | 3.9894e-06 | 1.2142e-06 | 0.12241 | 2.4145e-06 | 7.3485e-07 | 0.24855 | 0.0013742 | 1.7518e-06 | 0.15043 | 0.00083175 | 1.0603e-06 | 33.8034 | 4.535 | 0.085841 | 38.4242 | 15.1618 | 2.6111 | 0.038541 | 17.8114 | 20.4591 | 2.7448 | 0.051954 | 23.2558 | 9.1765 | 1.5803 | 0.023326 | 10.7802
Upstate | 2029 | 1 | 12 | 0.22001 | 4.3398e-06 | 1.3208e-06 | 0.13316 | 2.6266e-06 | 7.994e-07 | 0.27039 | 0.001495 | 1.9057e-06 | 0.16365 | 0.00090481 | 1.1534e-06 | 36.7726 | 4.9334 | 0.093381 | 41.7994 | 16.4936 | 2.8404 | 0.041926 | 19.376 | 22.2562 | 2.9859 | 0.056518 | 25.2986 | 9.9826 | 1.7191 | 0.025375 | 11.7271
Upstate | 2029 | 1 | 13 | 0.22922 | 4.5216e-06 | 1.3761e-06 | 0.13873 | 2.7366e-06 | 8.3288e-07 | 0.28171 | 0.0015576 | 1.9856e-06 | 0.1705 | 0.00094271 | 1.2017e-06 | 38.3129 | 5.14 | 0.097292 | 43.5502 | 17.1845 | 2.9594 | 0.043682 | 20.1875 | 23.1884 | 3.1109 | 0.058885 | 26.3582 | 10.4007 | 1.7911 | 0.026438 | 12.2183
Upstate | 2029 | 1 | 14 | 0.23647 | 4.6646e-06 | 1.4197e-06 | 0.14312 | 2.8232e-06 | 8.5923e-07 | 0.29062 | 0.0016068 | 2.0484e-06 | 0.1759 | 0.00097252 | 1.2397e-06 | 39.5247 | 5.3026 | 0.10037 | 44.9277 | 17.728 | 3.053 | 0.045064 | 20.8261 | 23.9219 | 3.2093 | 0.060747 | 27.192 | 10.7297 | 1.8478 | 0.027274 | 12.6047
Upstate | 2029 | 1 | 15 | 0.23982 | 4.7305e-06 | 1.4397e-06 | 0.14515 | 2.8631e-06 | 8.7138e-07 | 0.29473 | 0.0016296 | 2.0773e-06 | 0.17838 | 0.00098628 | 1.2573e-06 | 40.0836 | 5.3776 | 0.10179 | 45.563 | 17.9787 | 3.0962 | 0.045701 | 21.1206 | 24.2602 | 3.2547 | 0.061606 | 27.5765 | 10.8814 | 1.8739 | 0.02766 | 12.783
Upstate | 2029 | 1 | 16 | 0.23995 | 4.7332e-06 | 1.4405e-06 | 0.14523 | 2.8647e-06 | 8.7187e-07 | 0.2949 | 0.0016305 | 2.0785e-06 | 0.17848 | 0.00098683 | 1.258e-06 | 40.1061 | 5.3806 | 0.10185 | 45.5885 | 17.9888 | 3.0979 | 0.045727 | 21.1324 | 24.2738 | 3.2565 | 0.061641 | 27.5919 | 10.8875 | 1.875 | 0.027676 | 12.7901
Upstate | 2029 | 1 | 17 | 0.22275 | 4.3938e-06 | 1.3373e-06 | 0.13482 | 2.6593e-06 | 8.0936e-07 | 0.27375 | 0.0015136 | 1.9295e-06 | 0.16569 | 0.00091608 | 1.1678e-06 | 37.2306 | 4.9948 | 0.094544 | 42.3199 | 16.699 | 2.8758 | 0.042448 | 19.6173 | 22.5334 | 3.023 | 0.057221 | 25.6137 | 10.1069 | 1.7405 | 0.025691 | 11.8731
Upstate | 2029 | 1 | 18 | 0.23387 | 4.6133e-06 | 1.404e-06 | 0.14155 | 2.7921e-06 | 8.4978e-07 | 0.28743 | 0.0015892 | 2.0258e-06 | 0.17396 | 0.00096183 | 1.2261e-06 | 39.0901 | 5.2443 | 0.099266 | 44.4336 | 17.533 | 3.0194 | 0.044568 | 20.597 | 23.6588 | 3.174 | 0.060079 | 26.8929 | 10.6117 | 1.8275 | 0.026974 | 12.4661
Upstate | 2029 | 1 | 19 | 0.23381 | 4.612e-06 | 1.4037e-06 | 0.14151 | 2.7914e-06 | 8.4955e-07 | 0.28735 | 0.0015887 | 2.0253e-06 | 0.17391 | 0.00096157 | 1.2258e-06 | 39.0794 | 5.2428 | 0.099239 | 44.4215 | 17.5283 | 3.0186 | 0.044556 | 20.5914 | 23.6524 | 3.1732 | 0.060063 | 26.8856 | 10.6088 | 1.827 | 0.026967 | 12.4627
Upstate | 2029 | 1 | 20 | 0.235 | 4.6354e-06 | 1.4108e-06 | 0.14223 | 2.8055e-06 | 8.5386e-07 | 0.28881 | 0.0015968 | 2.0356e-06 | 0.1748 | 0.00096644 | 1.232e-06 | 39.2777 | 5.2694 | 0.099742 | 44.6468 | 17.6172 | 3.0339 | 0.044782 | 20.6959 | 23.7724 | 3.1893 | 0.060368 | 27.022 | 10.6626 | 1.8362 | 0.027104 | 12.5259
Upstate | 2029 | 1 | 21 | 0.2166 | 4.2725e-06 | 1.3003e-06 | 0.13109 | 2.5859e-06 | 7.8701e-07 | 0.2662 | 0.0014718 | 1.8762e-06 | 0.16111 | 0.00089078 | 1.1355e-06 | 36.2026 | 4.8569 | 0.091933 | 41.1514 | 16.2379 | 2.7964 | 0.041276 | 19.0756 | 21.9112 | 2.9396 | 0.055641 | 24.9064 | 9.8278 | 1.6925 | 0.024982 | 11.5453
Upstate | 2029 | 1 | 22 | 0.22072 | 4.3537e-06 | 1.3251e-06 | 0.13359 | 2.6351e-06 | 8.0197e-07 | 0.27126 | 0.0014998 | 1.9119e-06 | 0.16418 | 0.00090772 | 1.1571e-06 | 36.8909 | 4.9492 | 0.093681 | 41.9338 | 16.5467 | 2.8496 | 0.042061 | 19.4383 | 22.3278 | 2.9955 | 0.056699 | 25.38 | 10.0147 | 1.7247 | 0.025457 | 11.7648
Upstate | 2029 | 1 | 23 | 0.20887 | 4.12e-06 | 1.2539e-06 | 0.12641 | 2.4936e-06 | 7.5892e-07 | 0.25669 | 0.0014192 | 1.8092e-06 | 0.15536 | 0.00085898 | 1.095e-06 | 34.9103 | 4.6835 | 0.088652 | 39.6825 | 15.6583 | 2.6966 | 0.039803 | 18.3947 | 21.1291 | 2.8346 | 0.053655 | 24.0174 | 9.477 | 1.6321 | 0.02409 | 11.1332
Upstate | 2029 | 1 | 24 | 0.21236 | 4.189e-06 | 1.2749e-06 | 0.12853 | 2.5353e-06 | 7.7162e-07 | 0.26099 | 0.001443 | 1.8395e-06 | 0.15796 | 0.00087336 | 1.1133e-06 | 35.4948 | 4.7619 | 0.090136 | 40.3468 | 15.9205 | 2.7417 | 0.040469 | 18.7026 | 21.4828 | 2.8821 | 0.054554 | 24.4195 | 9.6357 | 1.6594 | 0.024493 | 11.3196
Upstate | 2029 | 2 | 1 | 0.15494 | 3.0562e-06 | 9.3015e-07 | 0.093774 | 1.8497e-06 | 5.6297e-07 | 0.19042 | 0.0010528 | 1.3421e-06 | 0.11525 | 0.0006372 | 8.1228e-07 | 25.8966 | 3.4742 | 0.065762 | 29.4366 | 11.6154 | 2.0003 | 0.029526 | 13.6452 | 15.6736 | 2.1027 | 0.039802 | 17.8161 | 7.0301 | 1.2107 | 0.01787 | 8.2586
Upstate | 2029 | 2 | 2 | 0.13821 | 2.7262e-06 | 8.2972e-07 | 0.083649 | 1.65e-06 | 5.0218e-07 | 0.16986 | 0.00093913 | 1.1972e-06 | 0.1028 | 0.0005684 | 7.2458e-07 | 23.1005 | 3.0991 | 0.058661 | 26.2582 | 10.3612 | 1.7843 | 0.026338 | 12.1719 | 13.9813 | 1.8757 | 0.035504 | 15.8925 | 6.271 | 1.08 | 0.015941 | 7.3669
Upstate | 2029 | 2 | 3 | 0.14031 | 2.7676e-06 | 8.4232e-07 | 0.084919 | 1.6751e-06 | 5.0981e-07 | 0.17244 | 0.00095339 | 1.2153e-06 | 0.10436 | 0.00057703 | 7.3558e-07 | 23.4512 | 3.1462 | 0.059552 | 26.6569 | 10.5185 | 1.8114 | 0.026738 | 12.3567 | 14.1936 | 1.9042 | 0.036043 | 16.1338 | 6.3662 | 1.0964 | 0.016183 | 7.4788
Upstate | 2029 | 2 | 4 | 0.13505 | 2.664e-06 | 8.1078e-07 | 0.081739 | 1.6123e-06 | 4.9071e-07 | 0.16598 | 0.00091768 | 1.1698e-06 | 0.10046 | 0.00055542 | 7.0803e-07 | 22.5729 | 3.0284 | 0.057322 | 25.6586 | 10.1246 | 1.7436 | 0.025736 | 11.894 | 13.662 | 1.8329 | 0.034693 | 15.5296 | 6.1278 | 1.0553 | 0.015577 | 7.1987
Upstate | 2029 | 2 | 5 | 0.13506 | 2.6642e-06 | 8.1085e-07 | 0.081746 | 1.6125e-06 | 4.9076e-07 | 0.16599 | 0.00091776 | 1.1699e-06 | 0.10046 | 0.00055547 | 7.0809e-07 | 22.5749 | 3.0286 | 0.057327 | 25.6609 | 10.1255 | 1.7438 | 0.025739 | 11.895 | 13.6632 | 1.833 | 0.034696 | 15.531 | 6.1284 | 1.0554 | 0.015578 | 7.1993
Upstate | 2029 | 2 | 6 | 0.1531 | 3.02e-06 | 9.1913e-07 | 0.092663 | 1.8278e-06 | 5.5629e-07 | 0.18816 | 0.0010403 | 1.3262e-06 | 0.11388 | 0.00062965 | 8.0265e-07 | 25.5897 | 3.4331 | 0.064983 | 29.0878 | 11.4777 | 1.9766 | 0.029176 | 13.4835 | 15.4879 | 2.0778 | 0.03933 | 17.605 | 6.9468 | 1.1963 | 0.017658 | 8.1608
Upstate | 2029 | 2 | 7 | 0.15801 | 3.1169e-06 | 9.4863e-07 | 0.095637 | 1.8865e-06 | 5.7415e-07 | 0.1942 | 0.0010737 | 1.3687e-06 | 0.11754 | 0.00064985 | 8.2841e-07 | 26.411 | 3.5433 | 0.067068 | 30.0213 | 11.8461 | 2.0401 | 0.030112 | 13.9163 | 15.9849 | 2.1445 | 0.040592 | 18.1701 | 7.1697 | 1.2347 | 0.018225 | 8.4227
Upstate | 2029 | 2 | 8 | 0.15657 | 3.0884e-06 | 9.3995e-07 | 0.094762 | 1.8692e-06 | 5.689e-07 | 0.19242 | 0.0010639 | 1.3562e-06 | 0.11646 | 0.00064391 | 8.2083e-07 | 26.1693 | 3.5108 | 0.066455 | 29.7466 | 11.7377 | 2.0214 | 0.029837 | 13.7889 | 15.8387 | 2.1249 | 0.040221 | 18.0038 | 7.1041 | 1.2234 | 0.018058 | 8.3456
Upstate | 2029 | 2 | 9 | 0.16267 | 3.2087e-06 | 9.7658e-07 | 0.098454 | 1.9421e-06 | 5.9106e-07 | 0.19992 | 0.0011053 | 1.4091e-06 | 0.121 | 0.000669 | 8.5282e-07 | 27.189 | 3.6476 | 0.069044 | 30.9056 | 12.1951 | 2.1002 | 0.030999 | 14.3262 | 16.4558 | 2.2077 | 0.041788 | 18.7053 | 7.3809 | 1.2711 | 0.018762 | 8.6708
Upstate | 2029 | 2 | 10 | 0.14433 | 2.8469e-06 | 8.6646e-07 | 0.087353 | 1.7231e-06 | 5.2442e-07 | 0.17738 | 0.00098071 | 1.2502e-06 | 0.10736 | 0.00059356 | 7.5666e-07 | 24.1233 | 3.2363 | 0.061259 | 27.4209 | 10.82 | 1.8633 | 0.027504 | 12.7109 | 14.6003 | 1.9588 | 0.037076 | 16.5962 | 6.5487 | 1.1278 | 0.016646 | 7.6931
Upstate | 2029 | 2 | 11 | 0.14051 | 2.7717e-06 | 8.4355e-07 | 0.085043 | 1.6775e-06 | 5.1055e-07 | 0.17269 | 0.00095478 | 1.2171e-06 | 0.10452 | 0.00057787 | 7.3665e-07 | 23.4855 | 3.1508 | 0.059639 | 26.696 | 10.5339 | 1.8141 | 0.026777 | 12.3748 | 14.2143 | 1.907 | 0.036096 | 16.1574 | 6.3756 | 1.098 | 0.016206 | 7.4897
Upstate | 2029 | 2 | 12 | 0.12048 | 2.3765e-06 | 7.2329e-07 | 0.072919 | 1.4384e-06 | 4.3776e-07 | 0.14807 | 0.00081866 | 1.0436e-06 | 0.089617 | 0.00049549 | 6.3163e-07 | 20.1373 | 2.7016 | 0.051137 | 22.89 | 9.0322 | 1.5555 | 0.022959 | 10.6106 | 12.1879 | 1.6351 | 0.03095 | 13.8539 | 5.4666 | 0.94143 | 0.013896 | 6.4219
Upstate | 2029 | 2 | 13 | 0.13311 | 2.6257e-06 | 7.9912e-07 | 0.080564 | 1.5892e-06 | 4.8366e-07 | 0.16359 | 0.00090449 | 1.153e-06 | 0.099012 | 0.00054743 | 6.9785e-07 | 22.2484 | 2.9848 | 0.056498 | 25.2898 | 9.9791 | 1.7185 | 0.025366 | 11.723 | 13.4656 | 1.8065 | 0.034195 | 15.3063 | 6.0397 | 1.0401 | 0.015353 | 7.0952
Upstate | 2029 | 2 | 14 | 0.12076 | 2.3821e-06 | 7.2498e-07 | 0.073089 | 1.4417e-06 | 4.3879e-07 | 0.14841 | 0.00082057 | 1.046e-06 | 0.089826 | 0.00049664 | 6.3311e-07 | 20.1843 | 2.7079 | 0.051256 | 22.9434 | 9.0532 | 1.5591 | 0.023013 | 10.6354 | 12.2163 | 1.6389 | 0.031022 | 13.8863 | 5.4794 | 0.94362 | 0.013928 | 6.4369
Upstate | 2029 | 2 | 15 | 0.13908 | 2.7435e-06 | 8.3498e-07 | 0.084179 | 1.6605e-06 | 5.0536e-07 | 0.17093 | 0.00094507 | 1.2048e-06 | 0.10345 | 0.000572 | 7.2916e-07 | 23.2467 | 3.1187 | 0.059033 | 26.4245 | 10.4268 | 1.7956 | 0.026505 | 12.249 | 14.0698 | 1.8876 | 0.035729 | 15.9931 | 6.3107 | 1.0868 | 0.016042 | 7.4136
Upstate | 2029 | 2 | 16 | 0.15539 | 3.0652e-06 | 9.329e-07 | 0.094051 | 1.8552e-06 | 5.6463e-07 | 0.19098 | 0.0010559 | 1.346e-06 | 0.11559 | 0.00063908 | 8.1468e-07 | 25.9731 | 3.4845 | 0.065956 | 29.5235 | 11.6497 | 2.0062 | 0.029613 | 13.6855 | 15.7199 | 2.109 | 0.039919 | 17.8688 | 7.0508 | 1.2142 | 0.017923 | 8.283
Upstate | 2029 | 2 | 17 | 0.14935 | 2.9461e-06 | 8.9663e-07 | 0.090394 | 1.7831e-06 | 5.4268e-07 | 0.18355 | 0.0010149 | 1.2937e-06 | 0.11109 | 0.00061423 | 7.83e-07 | 24.9632 | 3.349 | 0.063392 | 28.3757 | 11.1968 | 1.9282 | 0.028462 | 13.1534 | 15.1087 | 2.027 | 0.038367 | 17.1741 | 6.7767 | 1.167 | 0.017226 | 7.961
Upstate | 2029 | 2 | 18 | 0.19808 | 3.9072e-06 | 1.1892e-06 | 0.11988 | 2.3648e-06 | 7.1972e-07 | 0.24344 | 0.0013459 | 1.7158e-06 | 0.14734 | 0.00081462 | 1.0385e-06 | 33.1073 | 4.4416 | 0.084073 | 37.633 | 14.8496 | 2.5573 | 0.037747 | 17.4447 | 20.0378 | 2.6882 | 0.050884 | 22.777 | 8.9876 | 1.5478 | 0.022846 | 10.5582
Upstate | 2029 | 2 | 19 | 0.23943 | 4.7229e-06 | 1.4374e-06 | 0.14491 | 2.8585e-06 | 8.6997e-07 | 0.29426 | 0.0016269 | 2.074e-06 | 0.1781 | 0.00098469 | 1.2552e-06 | 40.019 | 5.3689 | 0.10162 | 45.4895 | 17.9497 | 3.0912 | 0.045627 | 21.0865 | 24.2211 | 3.2495 | 0.061507 | 27.532 | 10.8639 | 1.8709 | 0.027615 | 12.7624
Upstate | 2029 | 2 | 20 | 0.2273 | 4.4837e-06 | 1.3646e-06 | 0.13757 | 2.7137e-06 | 8.2591e-07 | 0.27935 | 0.0015445 | 1.9689e-06 | 0.16908 | 0.00093481 | 1.1917e-06 | 37.992 | 5.0969 | 0.096477 | 43.1854 | 17.0405 | 2.9346 | 0.043316 | 20.0184 | 22.9942 | 3.0849 | 0.058392 | 26.1375 | 10.3136 | 1.7761 | 0.026217 | 12.1159
Upstate | 2029 | 2 | 21 | 0.19554 | 3.8572e-06 | 1.1739e-06 | 0.11835 | 2.3345e-06 | 7.1051e-07 | 0.24032 | 0.0013287 | 1.6938e-06 | 0.14545 | 0.0008042 | 1.0252e-06 | 32.6838 | 4.3848 | 0.082997 | 37.1516 | 14.6596 | 2.5246 | 0.037264 | 17.2215 | 19.7815 | 2.6539 | 0.050233 | 22.4856 | 8.8726 | 1.528 | 0.022554 | 10.4231
Upstate | 2029 | 2 | 22 | 0.19045 | 3.7568e-06 | 1.1434e-06 | 0.11527 | 2.2737e-06 | 6.9201e-07 | 0.23406 | 0.0012941 | 1.6497e-06 | 0.14166 | 0.00078325 | 9.9847e-07 | 31.8326 | 4.2706 | 0.080836 | 36.184 | 14.2778 | 2.4588 | 0.036294 | 16.773 | 19.2663 | 2.5847 | 0.048925 | 21.9 | 8.6415 | 1.4882 | 0.021966 | 10.1517
Upstate | 2029 | 2 | 23 | 0.18859 | 3.72e-06 | 1.1322e-06 | 0.11414 | 2.2515e-06 | 6.8523e-07 | 0.23177 | 0.0012814 | 1.6336e-06 | 0.14028 | 0.00077558 | 9.8869e-07 | 31.5207 | 4.2288 | 0.080044 | 35.8296 | 14.138 | 2.4348 | 0.035938 | 16.6087 | 19.0776 | 2.5594 | 0.048446 | 21.6854 | 8.5568 | 1.4736 | 0.021751 | 10.0522
Upstate | 2029 | 2 | 24 | 0.16973 | 3.348e-06 | 1.0189e-06 | 0.10273 | 2.0263e-06 | 6.167e-07 | 0.20859 | 0.0011533 | 1.4702e-06 | 0.12625 | 0.00069802 | 8.8982e-07 | 28.3686 | 3.8059 | 0.072039 | 32.2465 | 12.7241 | 2.1913 | 0.032344 | 14.9477 | 17.1698 | 2.3035 | 0.043601 | 19.5168 | 7.7011 | 1.3262 | 0.019576 | 9.047
Upstate | 2029 | 3 | 1 | 0.17371 | 3.4266e-06 | 1.0429e-06 | 0.10514 | 2.0739e-06 | 6.3118e-07 | 0.21349 | 0.0011804 | 1.5047e-06 | 0.12921 | 0.00071441 | 9.1071e-07 | 29.0346 | 3.8952 | 0.073731 | 33.0036 | 13.0229 | 2.2427 | 0.033104 | 15.2987 | 17.5729 | 2.3576 | 0.044625 | 19.9751 | 7.882 | 1.3574 | 0.020036 | 9.2594
Upstate | 2029 | 3 | 2 | 0.16567 | 3.268e-06 | 9.946e-07 | 0.10027 | 1.9779e-06 | 6.0197e-07 | 0.20361 | 0.0011257 | 1.4351e-06 | 0.12323 | 0.00068134 | 8.6856e-07 | 27.6908 | 3.715 | 0.070318 | 31.4761 | 12.4201 | 2.1389 | 0.031571 | 14.5906 | 16.7595 | 2.2484 | 0.042559 | 19.0505 | 7.5172 | 1.2946 | 0.019108 | 8.8308
Upstate | 2029 | 3 | 3 | 0.18116 | 3.5734e-06 | 1.0876e-06 | 0.10964 | 2.1628e-06 | 6.5823e-07 | 0.22264 | 0.001231 | 1.5692e-06 | 0.13475 | 0.00074502 | 9.4973e-07 | 30.2787 | 4.0621 | 0.07689 | 34.4177 | 13.5809 | 2.3388 | 0.034522 | 15.9542 | 18.3258 | 2.4586 | 0.046537 | 20.8309 | 8.2197 | 1.4155 | 0.020894 | 9.6561
Upstate | 2029 | 3 | 4 | 0.17518 | 3.4556e-06 | 1.0517e-06 | 0.10603 | 2.0914e-06 | 6.3653e-07 | 0.2153 | 0.0011904 | 1.5174e-06 | 0.13031 | 0.00072046 | 9.1842e-07 | 29.2804 | 3.9282 | 0.074355 | 33.283 | 13.1331 | 2.2617 | 0.033384 | 15.4282 | 17.7216 | 2.3775 | 0.045002 | 20.1441 | 7.9487 | 1.3689 | 0.020205 | 9.3377
Upstate | 2029 | 3 | 5 | 0.17313 | 3.415e-06 | 1.0394e-06 | 0.10478 | 2.0669e-06 | 6.2906e-07 | 0.21277 | 0.0011764 | 1.4997e-06 | 0.12878 | 0.00071201 | 9.0765e-07 | 28.937 | 3.8822 | 0.073483 | 32.8927 | 12.9791 | 2.2352 | 0.032992 | 15.2473 | 17.5138 | 2.3496 | 0.044475 | 19.9079 | 7.8555 | 1.3528 | 0.019968 | 9.2282
Upstate | 2029 | 3 | 6 | 0.20402 | 4.0244e-06 | 1.2248e-06 | 0.12348 | 2.4357e-06 | 7.413e-07 | 0.25074 | 0.0013863 | 1.7672e-06 | 0.15176 | 0.00083905 | 1.0696e-06 | 34.1002 | 4.5748 | 0.086594 | 38.7616 | 15.2949 | 2.634 | 0.038879 | 17.9678 | 20.6388 | 2.7689 | 0.05241 | 23.46 | 9.2571 | 1.5942 | 0.023531 | 10.8748
Upstate | 2029 | 3 | 7 | 0.19959 | 3.937e-06 | 1.1982e-06 | 0.1208 | 2.3828e-06 | 7.252e-07 | 0.24529 | 0.0013562 | 1.7288e-06 | 0.14846 | 0.00082083 | 1.0464e-06 | 33.3596 | 4.4755 | 0.084713 | 37.9197 | 14.9627 | 2.5768 | 0.038035 | 17.5776 | 20.1905 | 2.7087 | 0.051272 | 22.9505 | 9.056 | 1.5596 | 0.02302 | 10.6386
Upstate | 2029 | 3 | 8 | 0.19372 | 3.8213e-06 | 1.163e-06 | 0.11725 | 2.3128e-06 | 7.039e-07 | 0.23808 | 0.0013164 | 1.6781e-06 | 0.1441 | 0.00079671 | 1.0156e-06 | 32.3794 | 4.344 | 0.082225 | 36.8056 | 14.5231 | 2.5011 | 0.036917 | 17.0611 | 19.5973 | 2.6291 | 0.049765 | 22.2762 | 8.79 | 1.5137 | 0.022344 | 10.326
Upstate | 2029 | 3 | 9 | 0.20085 | 3.9619e-06 | 1.2058e-06 | 0.12156 | 2.3979e-06 | 7.2979e-07 | 0.24684 | 0.0013648 | 1.7398e-06 | 0.1494 | 0.00082602 | 1.053e-06 | 33.5705 | 4.5038 | 0.085249 | 38.1595 | 15.0574 | 2.5931 | 0.038275 | 17.6887 | 20.3182 | 2.7259 | 0.051596 | 23.0956 | 9.1133 | 1.5694 | 0.023166 | 10.7059
Upstate | 2029 | 3 | 10 | 0.16428 | 3.2404e-06 | 9.8622e-07 | 0.099426 | 1.9612e-06 | 5.969e-07 | 0.20189 | 0.0011163 | 1.423e-06 | 0.12219 | 0.0006756 | 8.6124e-07 | 27.4575 | 3.6837 | 0.069726 | 31.2109 | 12.3155 | 2.1209 | 0.031305 | 14.4677 | 16.6184 | 2.2295 | 0.042201 | 18.8901 | 7.4538 | 1.2836 | 0.018947 | 8.7564
Upstate | 2029 | 3 | 11 | 0.16382 | 3.2314e-06 | 9.8347e-07 | 0.099149 | 1.9558e-06 | 5.9524e-07 | 0.20133 | 0.0011132 | 1.419e-06 | 0.12185 | 0.00067372 | 8.5884e-07 | 27.381 | 3.6734 | 0.069532 | 31.124 | 12.2812 | 2.115 | 0.031218 | 14.4274 | 16.5721 | 2.2233 | 0.042083 | 18.8374 | 7.4331 | 1.2801 | 0.018894 | 8.732
Upstate | 2029 | 3 | 12 | 0.15898 | 3.136e-06 | 9.5443e-07 | 0.096221 | 1.898e-06 | 5.7766e-07 | 0.19539 | 0.0010803 | 1.3771e-06 | 0.11825 | 0.00065382 | 8.3348e-07 | 26.5724 | 3.5649 | 0.067478 | 30.2048 | 11.9185 | 2.0525 | 0.030296 | 14.0013 | 16.0826 | 2.1576 | 0.04084 | 18.2811 | 7.2135 | 1.2423 | 0.018336 | 8.4741
Upstate | 2029 | 3 | 13 | 0.14202 | 2.8014e-06 | 8.5261e-07 | 0.085956 | 1.6955e-06 | 5.1603e-07 | 0.17454 | 0.00096503 | 1.2302e-06 | 0.10564 | 0.00058407 | 7.4456e-07 | 23.7376 | 3.1846 | 0.060279 | 26.9825 | 10.647 | 1.8336 | 0.027064 | 12.5076 | 14.3669 | 1.9274 | 0.036483 | 16.3308 | 6.444 | 1.1097 | 0.01638 | 7.5701
Upstate | 2029 | 3 | 14 | 0.15766 | 3.11e-06 | 9.4651e-07 | 0.095423 | 1.8823e-06 | 5.7287e-07 | 0.19377 | 0.0010713 | 1.3657e-06 | 0.11727 | 0.0006484 | 8.2657e-07 | 26.352 | 3.5354 | 0.066919 | 29.9543 | 11.8197 | 2.0355 | 0.030045 | 13.8852 | 15.9493 | 2.1397 | 0.040502 | 18.1295 | 7.1537 | 1.232 | 0.018184 | 8.4039
Upstate | 2029 | 3 | 15 | 0.16473 | 3.2494e-06 | 9.8895e-07 | 0.099702 | 1.9667e-06 | 5.9855e-07 | 0.20245 | 0.0011194 | 1.4269e-06 | 0.12253 | 0.00067748 | 8.6363e-07 | 27.5336 | 3.6939 | 0.069919 | 31.2974 | 12.3496 | 2.1268 | 0.031392 | 14.5078 | 16.6644 | 2.2357 | 0.042318 | 18.9424 | 7.4745 | 1.2872 | 0.019 | 8.7807
Upstate | 2029 | 3 | 16 | 0.19158 | 3.779e-06 | 1.1501e-06 | 0.11595 | 2.2872e-06 | 6.9611e-07 | 0.23545 | 0.0013018 | 1.6595e-06 | 0.1425 | 0.0007879 | 1.0044e-06 | 32.0212 | 4.2959 | 0.081315 | 36.3984 | 14.3624 | 2.4734 | 0.036509 | 16.8724 | 19.3805 | 2.6001 | 0.049215 | 22.0297 | 8.6927 | 1.497 | 0.022096 | 10.2118
Upstate | 2029 | 3 | 17 | 0.19052 | 3.7581e-06 | 1.1438e-06 | 0.11531 | 2.2746e-06 | 6.9226e-07 | 0.23415 | 0.0012946 | 1.6503e-06 | 0.14172 | 0.00078354 | 9.9883e-07 | 31.8442 | 4.2722 | 0.080865 | 36.1972 | 14.283 | 2.4597 | 0.036307 | 16.7791 | 19.2733 | 2.5857 | 0.048943 | 21.9079 | 8.6447 | 1.4887 | 0.021974 | 10.1554
Upstate | 2029 | 3 | 18 | 0.24547 | 4.8419e-06 | 1.4736e-06 | 0.14856 | 2.9305e-06 | 8.919e-07 | 0.30167 | 0.0016679 | 2.1262e-06 | 0.18258 | 0.0010095 | 1.2869e-06 | 41.0276 | 5.5042 | 0.10419 | 46.636 | 18.4021 | 3.1691 | 0.046777 | 21.618 | 24.8315 | 3.3314 | 0.063057 | 28.2259 | 11.1377 | 1.9181 | 0.028311 | 13.084
Upstate | 2029 | 3 | 19 | 0.2761 | 5.4463e-06 | 1.6576e-06 | 0.16711 | 3.2963e-06 | 1.0032e-06 | 0.33933 | 0.0018761 | 2.3916e-06 | 0.20537 | 0.0011355 | 1.4475e-06 | 46.1485 | 6.1912 | 0.11719 | 52.4569 | 20.6989 | 3.5646 | 0.052616 | 24.3162 | 27.9308 | 3.7472 | 0.070928 | 31.7489 | 12.5278 | 2.1575 | 0.031845 | 14.7171
Upstate | 2029 | 3 | 20 | 0.29102 | 5.7404e-06 | 1.7471e-06 | 0.17613 | 3.4743e-06 | 1.0574e-06 | 0.35765 | 0.0019775 | 2.5208e-06 | 0.21647 | 0.0011968 | 1.5257e-06 | 48.6411 | 6.5256 | 0.12352 | 55.2902 | 21.8169 | 3.7572 | 0.055458 | 25.6296 | 29.4394 | 3.9496 | 0.074759 | 33.4638 | 13.2045 | 2.274 | 0.033565 | 15.512
Upstate | 2029 | 3 | 21 | 0.26774 | 5.2814e-06 | 1.6074e-06 | 0.16205 | 3.1965e-06 | 9.7285e-07 | 0.32905 | 0.0018193 | 2.3192e-06 | 0.19916 | 0.0011011 | 1.4037e-06 | 44.7513 | 6.0038 | 0.11364 | 50.8688 | 20.0723 | 3.4567 | 0.051023 | 23.58 | 27.0852 | 3.6337 | 0.06878 | 30.7877 | 12.1485 | 2.0921 | 0.030881 | 14.2715
Upstate | 2029 | 3 | 22 | 0.21948 | 4.3293e-06 | 1.3176e-06 | 0.13284 | 2.6203e-06 | 7.9748e-07 | 0.26974 | 0.0014914 | 1.9011e-06 | 0.16326 | 0.00090263 | 1.1506e-06 | 36.6842 | 4.9215 | 0.093156 | 41.6989 | 16.4539 | 2.8336 | 0.041825 | 19.3294 | 22.2027 | 2.9787 | 0.056382 | 25.2378 | 9.9586 | 1.715 | 0.025314 | 11.6989
Upstate | 2029 | 3 | 23 | 0.19269 | 3.8009e-06 | 1.1568e-06 | 0.11662 | 2.3004e-06 | 7.0013e-07 | 0.23681 | 0.0013093 | 1.6691e-06 | 0.14333 | 0.00079245 | 1.0102e-06 | 32.2061 | 4.3207 | 0.081784 | 36.6086 | 14.4454 | 2.4877 | 0.03672 | 16.9698 | 19.4924 | 2.6151 | 0.049499 | 22.157 | 8.7429 | 1.5056 | 0.022224 | 10.2708
Upstate | 2029 | 3 | 24 | 0.19234 | 3.794e-06 | 1.1547e-06 | 0.11641 | 2.2963e-06 | 6.9887e-07 | 0.23638 | 0.001307 | 1.6661e-06 | 0.14307 | 0.00079102 | 1.0084e-06 | 32.1484 | 4.313 | 0.081638 | 36.543 | 14.4195 | 2.4832 | 0.036654 | 16.9394 | 19.4574 | 2.6104 | 0.04941 | 22.1172 | 8.7272 | 1.5029 | 0.022184 | 10.2524
Upstate | 2029 | 4 | 1 | 0.11735 | 2.3148e-06 | 7.0452e-07 | 0.071026 | 1.401e-06 | 4.264e-07 | 0.14422 | 0.00079741 | 1.0165e-06 | 0.08729 | 0.00048263 | 6.1524e-07 | 19.6146 | 2.6315 | 0.049809 | 22.2959 | 8.7977 | 1.5151 | 0.022363 | 10.3352 | 11.8715 | 1.5927 | 0.030147 | 13.4943 | 5.3247 | 0.91699 | 0.013535 | 6.2552
Upstate | 2029 | 4 | 2 | 0.11437 | 2.256e-06 | 6.8661e-07 | 0.069221 | 1.3654e-06 | 4.1557e-07 | 0.14056 | 0.00077715 | 9.9069e-07 | 0.085072 | 0.00047036 | 5.996e-07 | 19.1161 | 2.5646 | 0.048544 | 21.7293 | 8.5741 | 1.4766 | 0.021795 | 10.0725 | 11.5698 | 1.5522 | 0.02938 | 13.1514 | 5.1894 | 0.89368 | 0.013191 | 6.0963
Upstate | 2029 | 4 | 3 | 0.11903 | 2.348e-06 | 7.1461e-07 | 0.072043 | 1.4211e-06 | 4.3251e-07 | 0.14629 | 0.00080883 | 1.0311e-06 | 0.088541 | 0.00048954 | 6.2405e-07 | 19.8955 | 2.6692 | 0.050523 | 22.6152 | 8.9237 | 1.5368 | 0.022684 | 10.4832 | 12.0415 | 1.6155 | 0.030578 | 13.6876 | 5.401 | 0.93012 | 0.013729 | 6.3448
Upstate | 2029 | 4 | 4 | 0.12296 | 2.4254e-06 | 7.3815e-07 | 0.074417 | 1.4679e-06 | 4.4676e-07 | 0.15111 | 0.00083548 | 1.065e-06 | 0.091458 | 0.00050567 | 6.4461e-07 | 20.551 | 2.7571 | 0.052187 | 23.3603 | 9.2177 | 1.5874 | 0.023431 | 10.8286 | 12.4383 | 1.6687 | 0.031586 | 14.1385 | 5.5789 | 0.96077 | 0.014181 | 6.5539
Upstate | 2029 | 4 | 5 | 0.11775 | 2.3227e-06 | 7.069e-07 | 0.071267 | 1.4058e-06 | 4.2784e-07 | 0.14471 | 0.00080011 | 1.02e-06 | 0.087586 | 0.00048426 | 6.1732e-07 | 19.6809 | 2.6404 | 0.049978 | 22.3713 | 8.8275 | 1.5202 | 0.022439 | 10.3701 | 11.9117 | 1.5981 | 0.030249 | 13.54 | 5.3427 | 0.92009 | 0.013581 | 6.2764
Upstate | 2029 | 4 | 6 | 0.14427 | 2.8458e-06 | 8.6611e-07 | 0.087317 | 1.7224e-06 | 5.242e-07 | 0.17731 | 0.00098032 | 1.2497e-06 | 0.10731 | 0.00059332 | 7.5635e-07 | 24.1136 | 3.235 | 0.061234 | 27.4098 | 10.8156 | 1.8626 | 0.027493 | 12.7057 | 14.5945 | 1.958 | 0.037061 | 16.5895 | 6.546 | 1.1273 | 0.01664 | 7.69
Upstate | 2029 | 4 | 7 | 0.13269 | 2.6175e-06 | 7.9662e-07 | 0.080311 | 1.5842e-06 | 4.8214e-07 | 0.16308 | 0.00090166 | 1.1494e-06 | 0.098702 | 0.00054572 | 6.9566e-07 | 22.1787 | 2.9755 | 0.056321 | 25.2105 | 9.9478 | 1.7131 | 0.025287 | 11.6862 | 13.4234 | 1.8009 | 0.034087 | 15.2584 | 6.0208 | 1.0369 | 0.015305 | 7.073
Upstate | 2029 | 4 | 8 | 0.1145 | 2.2586e-06 | 6.874e-07 | 0.069301 | 1.367e-06 | 4.1604e-07 | 0.14072 | 0.00077804 | 9.9182e-07 | 0.08517 | 0.0004709 | 6.0029e-07 | 19.138 | 2.5675 | 0.048599 | 21.7541 | 8.584 | 1.4783 | 0.02182 | 10.0841 | 11.5831 | 1.554 | 0.029414 | 13.1664 | 5.1953 | 0.89471 | 0.013206 | 6.1033
Upstate | 2029 | 4 | 9 | 0.1025 | 2.0218e-06 | 6.1533e-07 | 0.062035 | 1.2237e-06 | 3.7242e-07 | 0.12597 | 0.00069646 | 8.8783e-07 | 0.07624 | 0.00042153 | 5.3735e-07 | 17.1315 | 2.2983 | 0.043504 | 19.4733 | 7.684 | 1.3233 | 0.019532 | 9.0268 | 10.3686 | 1.391 | 0.02633 | 11.786 | 4.6506 | 0.8009 | 0.011822 | 5.4634
Upstate | 2029 | 4 | 10 | 0.083269 | 1.6425e-06 | 4.999e-07 | 0.050398 | 9.9413e-07 | 3.0256e-07 | 0.10234 | 0.00056582 | 7.2129e-07 | 0.061938 | 0.00034245 | 4.3655e-07 | 13.9179 | 1.8672 | 0.035343 | 15.8204 | 6.2426 | 1.0751 | 0.015868 | 7.3335 | 8.4236 | 1.1301 | 0.021391 | 9.5751 | 3.7782 | 0.65066 | 0.0096041 | 4.4385
Upstate | 2029 | 4 | 11 | 0.07124 | 1.4053e-06 | 4.2769e-07 | 0.043117 | 8.5051e-07 | 2.5885e-07 | 0.087553 | 0.00048408 | 6.1709e-07 | 0.052991 | 0.00029298 | 3.7349e-07 | 11.9073 | 1.5975 | 0.030237 | 13.535 | 5.3408 | 0.91975 | 0.013576 | 6.2741 | 7.2067 | 0.96685 | 0.018301 | 8.1919 | 3.2324 | 0.55667 | 0.0082167 | 3.7973
Upstate | 2029 | 4 | 12 | 0.068922 | 1.3595e-06 | 4.1377e-07 | 0.041714 | 8.2284e-07 | 2.5043e-07 | 0.084704 | 0.00046833 | 5.9701e-07 | 0.051266 | 0.00028345 | 3.6133e-07 | 11.5198 | 1.5455 | 0.029253 | 13.0945 | 5.167 | 0.88982 | 0.013134 | 6.0699 | 6.9722 | 0.93538 | 0.017705 | 7.9253 | 3.1273 | 0.53855 | 0.0079493 | 3.6738
Upstate | 2029 | 4 | 13 | 0.059661 | 1.1768e-06 | 3.5817e-07 | 0.036109 | 7.1227e-07 | 2.1678e-07 | 0.073322 | 0.0004054 | 5.1679e-07 | 0.044377 | 0.00024536 | 3.1278e-07 | 9.9718 | 1.3378 | 0.025322 | 11.3349 | 4.4727 | 0.77025 | 0.011369 | 5.2543 | 6.0353 | 0.80969 | 0.015326 | 6.8603 | 2.707 | 0.46619 | 0.0068811 | 3.1801
Upstate | 2029 | 4 | 14 | 0.063581 | 1.2542e-06 | 3.8171e-07 | 0.038482 | 7.5907e-07 | 2.3102e-07 | 0.078141 | 0.00043204 | 5.5075e-07 | 0.047294 | 0.00026148 | 3.3333e-07 | 10.6271 | 1.4257 | 0.026987 | 12.0798 | 4.7666 | 0.82087 | 0.012116 | 5.5996 | 6.4319 | 0.8629 | 0.016333 | 7.3112 | 2.8849 | 0.49682 | 0.0073333 | 3.3891
Upstate | 2029 | 4 | 15 | 0.081987 | 1.6172e-06 | 4.9221e-07 | 0.049622 | 9.7882e-07 | 2.979e-07 | 0.10076 | 0.00055711 | 7.1018e-07 | 0.060985 | 0.00033718 | 4.2983e-07 | 13.7036 | 1.8385 | 0.034799 | 15.5768 | 6.1465 | 1.0585 | 0.015624 | 7.2206 | 8.2939 | 1.1127 | 0.021062 | 9.4277 | 3.7201 | 0.64065 | 0.0094563 | 4.3702
Upstate | 2029 | 4 | 16 | 0.11454 | 2.2594e-06 | 6.8764e-07 | 0.069325 | 1.3675e-06 | 4.1619e-07 | 0.14077 | 0.00077832 | 9.9217e-07 | 0.0852 | 0.00047107 | 6.005e-07 | 19.1448 | 2.5684 | 0.048616 | 21.7619 | 8.587 | 1.4788 | 0.021828 | 10.0876 | 11.5872 | 1.5545 | 0.029425 | 13.1711 | 5.1972 | 0.89503 | 0.013211 | 6.1054
Upstate | 2029 | 4 | 17 | 0.11341 | 2.237e-06 | 6.8084e-07 | 0.068639 | 1.3539e-06 | 4.1207e-07 | 0.13938 | 0.00077061 | 9.8235e-07 | 0.084356 | 0.0004664 | 5.9456e-07 | 18.9553 | 2.543 | 0.048135 | 21.5464 | 8.502 | 1.4642 | 0.021612 | 9.9878 | 11.4725 | 1.5391 | 0.029133 | 13.0407 | 5.1457 | 0.88617 | 0.01308 | 6.045
Upstate | 2029 | 4 | 18 | 0.12429 | 2.4518e-06 | 7.4619e-07 | 0.075228 | 1.4839e-06 | 4.5162e-07 | 0.15276 | 0.00084458 | 1.0767e-06 | 0.092454 | 0.00051117 | 6.5163e-07 | 20.7749 | 2.7871 | 0.052756 | 23.6148 | 9.3181 | 1.6047 | 0.023686 | 10.9465 | 12.5738 | 1.6869 | 0.03193 | 14.2926 | 5.6397 | 0.97123 | 0.014336 | 6.6253
Upstate | 2029 | 4 | 19 | 0.15193 | 2.9968e-06 | 9.1208e-07 | 0.091951 | 1.8138e-06 | 5.5202e-07 | 0.18672 | 0.0010323 | 1.316e-06 | 0.11301 | 0.00062481 | 7.9649e-07 | 25.3933 | 3.4067 | 0.064484 | 28.8645 | 11.3896 | 1.9614 | 0.028952 | 13.38 | 15.369 | 2.0619 | 0.039028 | 17.4699 | 6.8934 | 1.1871 | 0.017523 | 8.0981
Upstate | 2029 | 4 | 20 | 0.16591 | 3.2727e-06 | 9.9603e-07 | 0.10042 | 1.9808e-06 | 6.0284e-07 | 0.2039 | 0.0011274 | 1.4371e-06 | 0.12341 | 0.00068233 | 8.6981e-07 | 27.7307 | 3.7203 | 0.07042 | 31.5214 | 12.438 | 2.142 | 0.031617 | 14.6117 | 16.7837 | 2.2517 | 0.042621 | 19.078 | 7.528 | 1.2964 | 0.019136 | 8.8435
Upstate | 2029 | 4 | 21 | 0.13612 | 2.6849e-06 | 8.1716e-07 | 0.082382 | 1.625e-06 | 4.9458e-07 | 0.16728 | 0.00092491 | 1.179e-06 | 0.10125 | 0.00055979 | 7.136e-07 | 22.7506 | 3.0522 | 0.057773 | 25.8606 | 10.2043 | 1.7573 | 0.025939 | 11.9876 | 13.7695 | 1.8473 | 0.034966 | 15.6518 | 6.176 | 1.0636 | 0.015699 | 7.2553
Upstate | 2029 | 4 | 22 | 0.12837 | 2.5322e-06 | 7.7067e-07 | 0.077696 | 1.5326e-06 | 4.6644e-07 | 0.15777 | 0.00087229 | 1.112e-06 | 0.095487 | 0.00052794 | 6.7301e-07 | 21.4564 | 2.8786 | 0.054487 | 24.3895 | 9.6238 | 1.6574 | 0.024463 | 11.3057 | 12.9863 | 1.7422 | 0.032977 | 14.7614 | 5.8247 | 1.0031 | 0.014806 | 6.8426
Upstate | 2029 | 4 | 23 | 0.12616 | 2.4886e-06 | 7.574e-07 | 0.076358 | 1.5062e-06 | 4.5841e-07 | 0.15505 | 0.00085727 | 1.0928e-06 | 0.093843 | 0.00051886 | 6.6142e-07 | 21.087 | 2.829 | 0.053549 | 23.9696 | 9.4581 | 1.6288 | 0.024042 | 11.111 | 12.7627 | 1.7122 | 0.03241 | 14.5073 | 5.7244 | 0.98583 | 0.014551 | 6.7248
Upstate | 2029 | 4 | 24 | 0.12508 | 2.4673e-06 | 7.5092e-07 | 0.075704 | 1.4933e-06 | 4.5448e-07 | 0.15372 | 0.00084993 | 1.0835e-06 | 0.093039 | 0.00051441 | 6.5576e-07 | 20.9064 | 2.8048 | 0.05309 | 23.7643 | 9.3771 | 1.6149 | 0.023836 | 11.0158 | 12.6534 | 1.6976 | 0.032132 | 14.383 | 5.6754 | 0.97738 | 0.014427 | 6.6672
Upstate | 2029 | 5 | 1 | 0.11605 | 2.2891e-06 | 6.9669e-07 | 0.070238 | 1.3855e-06 | 4.2167e-07 | 0.14262 | 0.00078856 | 1.0052e-06 | 0.086321 | 0.00047727 | 6.084e-07 | 19.3968 | 2.6022 | 0.049256 | 22.0483 | 8.7 | 1.4983 | 0.022115 | 10.2204 | 11.7397 | 1.575 | 0.029812 | 13.3445 | 5.2656 | 0.90681 | 0.013385 | 6.1858
Upstate | 2029 | 5 | 2 | 0.116 | 2.2882e-06 | 6.9641e-07 | 0.070209 | 1.3849e-06 | 4.2149e-07 | 0.14256 | 0.00078823 | 1.0048e-06 | 0.086285 | 0.00047707 | 6.0815e-07 | 19.3887 | 2.6012 | 0.049236 | 22.0391 | 8.6964 | 1.4976 | 0.022106 | 10.2162 | 11.7348 | 1.5743 | 0.029799 | 13.3389 | 5.2634 | 0.90643 | 0.013379 | 6.1832
Upstate | 2029 | 5 | 3 | 0.11514 | 2.2713e-06 | 6.9125e-07 | 0.069689 | 1.3747e-06 | 4.1837e-07 | 0.14151 | 0.0007824 | 9.9738e-07 | 0.085647 | 0.00047354 | 6.0365e-07 | 19.2452 | 2.5819 | 0.048872 | 21.876 | 8.6321 | 1.4866 | 0.021942 | 10.1406 | 11.648 | 1.5627 | 0.029579 | 13.2402 | 5.2245 | 0.89972 | 0.01328 | 6.1375
Upstate | 2029 | 5 | 4 | 0.12103 | 2.3873e-06 | 7.2658e-07 | 0.073251 | 1.4449e-06 | 4.3976e-07 | 0.14874 | 0.00082239 | 1.0484e-06 | 0.090024 | 0.00049774 | 6.345e-07 | 20.2289 | 2.7139 | 0.051369 | 22.9941 | 9.0732 | 1.5625 | 0.023064 | 10.6588 | 12.2433 | 1.6425 | 0.031091 | 13.9169 | 5.4915 | 0.94571 | 0.013959 | 6.4511
Upstate | 2029 | 5 | 5 | 0.12173 | 2.4012e-06 | 7.3081e-07 | 0.073677 | 1.4533e-06 | 4.4231e-07 | 0.14961 | 0.00082717 | 1.0545e-06 | 0.090548 | 0.00050064 | 6.382e-07 | 20.3466 | 2.7297 | 0.051668 | 23.1279 | 9.126 | 1.5716 | 0.023198 | 10.7209 | 12.3145 | 1.6521 | 0.031272 | 13.9979 | 5.5234 | 0.95121 | 0.01404 | 6.4887
Upstate | 2029 | 5 | 6 | 0.12914 | 2.5474e-06 | 7.753e-07 | 0.078163 | 1.5418e-06 | 4.6924e-07 | 0.15872 | 0.00087753 | 1.1187e-06 | 0.096061 | 0.00053112 | 6.7705e-07 | 21.5854 | 2.8959 | 0.054814 | 24.536 | 9.6817 | 1.6673 | 0.02461 | 11.3736 | 13.0643 | 1.7527 | 0.033176 | 14.8502 | 5.8597 | 1.0091 | 0.014895 | 6.8837
Upstate | 2029 | 5 | 7 | 0.11163 | 2.202e-06 | 6.7016e-07 | 0.067563 | 1.3327e-06 | 4.0561e-07 | 0.13719 | 0.00075853 | 9.6695e-07 | 0.083034 | 0.00045909 | 5.8524e-07 | 18.6581 | 2.5031 | 0.047381 | 21.2086 | 8.3687 | 1.4412 | 0.021273 | 9.8312 | 11.2926 | 1.515 | 0.028677 | 12.8363 | 5.0651 | 0.87227 | 0.012875 | 5.9502
Upstate | 2029 | 5 | 8 | 0.10044 | 1.9813e-06 | 6.03e-07 | 0.060791 | 1.1991e-06 | 3.6496e-07 | 0.12344 | 0.00068251 | 8.7004e-07 | 0.074712 | 0.00041308 | 5.2658e-07 | 16.7881 | 2.2523 | 0.042632 | 19.083 | 7.53 | 1.2968 | 0.019141 | 8.8459 | 10.1608 | 1.3632 | 0.025802 | 11.5498 | 4.5574 | 0.78485 | 0.011585 | 5.3539
Upstate | 2029 | 5 | 9 | 0.10912 | 2.1525e-06 | 6.5512e-07 | 0.066046 | 1.3028e-06 | 3.965e-07 | 0.13411 | 0.0007415 | 9.4524e-07 | 0.08117 | 0.00044878 | 5.721e-07 | 18.2392 | 2.4469 | 0.046317 | 20.7325 | 8.1808 | 1.4088 | 0.020795 | 9.6105 | 11.0391 | 1.481 | 0.028033 | 12.5481 | 4.9513 | 0.85269 | 0.012586 | 5.8166
Upstate | 2029 | 5 | 10 | 0.092659 | 1.8278e-06 | 5.5627e-07 | 0.056081 | 1.1062e-06 | 3.3668e-07 | 0.11388 | 0.00062962 | 8.0262e-07 | 0.068923 | 0.00038107 | 4.8578e-07 | 15.4873 | 2.0778 | 0.039328 | 17.6044 | 6.9465 | 1.1963 | 0.017658 | 8.1604 | 9.3735 | 1.2575 | 0.023803 | 10.6548 | 4.2043 | 0.72404 | 0.010687 | 4.939
Upstate | 2029 | 5 | 11 | 0.091771 | 1.8102e-06 | 5.5094e-07 | 0.055543 | 1.0956e-06 | 3.3345e-07 | 0.11279 | 0.00062359 | 7.9493e-07 | 0.068262 | 0.00037742 | 4.8112e-07 | 15.3388 | 2.0578 | 0.038952 | 17.4356 | 6.8799 | 1.1848 | 0.017488 | 8.0822 | 9.2837 | 1.2455 | 0.023575 | 10.5527 | 4.164 | 0.7171 | 0.010585 | 4.8917
Upstate | 2029 | 5 | 12 | 0.083927 | 1.6555e-06 | 5.0385e-07 | 0.050796 | 1.002e-06 | 3.0495e-07 | 0.10315 | 0.00057029 | 7.2699e-07 | 0.062428 | 0.00034516 | 4.4e-07 | 14.0278 | 1.882 | 0.035622 | 15.9454 | 6.2919 | 1.0835 | 0.015994 | 7.3914 | 8.4902 | 1.139 | 0.02156 | 9.6508 | 3.8081 | 0.65581 | 0.00968 | 4.4736
Upstate | 2029 | 5 | 13 | 0.079142 | 1.5611e-06 | 4.7513e-07 | 0.0479 | 9.4485e-07 | 2.8756e-07 | 0.097265 | 0.00053777 | 6.8554e-07 | 0.058869 | 0.00032548 | 4.1491e-07 | 13.228 | 1.7747 | 0.033591 | 15.0363 | 5.9332 | 1.0218 | 0.015082 | 6.97 | 8.0061 | 1.0741 | 0.020331 | 9.1005 | 3.591 | 0.61842 | 0.0091281 | 4.2185
Upstate | 2029 | 5 | 14 | 0.08713 | 1.7187e-06 | 5.2308e-07 | 0.052735 | 1.0402e-06 | 3.1659e-07 | 0.10708 | 0.00059205 | 7.5473e-07 | 0.06481 | 0.00035833 | 4.5679e-07 | 14.5632 | 1.9538 | 0.036982 | 16.5539 | 6.532 | 1.1249 | 0.016604 | 7.6735 | 8.8142 | 1.1825 | 0.022383 | 10.0191 | 3.9534 | 0.68083 | 0.010049 | 4.6443
Upstate | 2029 | 5 | 15 | 0.094986 | 1.8736e-06 | 5.7024e-07 | 0.057489 | 1.134e-06 | 3.4513e-07 | 0.11674 | 0.00064543 | 8.2278e-07 | 0.070653 | 0.00039064 | 4.9798e-07 | 15.8762 | 2.1299 | 0.040316 | 18.0464 | 7.1209 | 1.2263 | 0.018101 | 8.3653 | 9.6089 | 1.2891 | 0.024401 | 10.9224 | 4.3099 | 0.74222 | 0.010955 | 5.063
Upstate | 2029 | 5 | 16 | 0.096974 | 1.9129e-06 | 5.8218e-07 | 0.058693 | 1.1577e-06 | 3.5236e-07 | 0.11918 | 0.00065894 | 8.4e-07 | 0.072133 | 0.00039882 | 5.084e-07 | 16.2085 | 2.1745 | 0.04116 | 18.4242 | 7.27 | 1.252 | 0.01848 | 8.5405 | 9.81 | 1.3161 | 0.024912 | 11.151 | 4.4001 | 0.75775 | 0.011185 | 5.169
Upstate | 2029 | 5 | 17 | 0.10055 | 1.9833e-06 | 6.0363e-07 | 0.060855 | 1.2004e-06 | 3.6534e-07 | 0.12357 | 0.00068322 | 8.7095e-07 | 0.07479 | 0.00041351 | 5.2713e-07 | 16.8057 | 2.2546 | 0.042676 | 19.103 | 7.5378 | 1.2981 | 0.019161 | 8.8551 | 10.1714 | 1.3646 | 0.025829 | 11.5618 | 4.5622 | 0.78567 | 0.011597 | 5.3595
Upstate | 2029 | 5 | 18 | 0.12366 | 2.4393e-06 | 7.4239e-07 | 0.074845 | 1.4764e-06 | 4.4933e-07 | 0.15198 | 0.00084028 | 1.0712e-06 | 0.091983 | 0.00050857 | 6.4831e-07 | 20.6691 | 2.7729 | 0.052487 | 23.4945 | 9.2707 | 1.5965 | 0.023566 | 10.8908 | 12.5097 | 1.6783 | 0.031767 | 14.2198 | 5.611 | 0.96629 | 0.014263 | 6.5915
Upstate | 2029 | 5 | 19 | 0.12195 | 2.4056e-06 | 7.3214e-07 | 0.073811 | 1.456e-06 | 4.4312e-07 | 0.14988 | 0.00082868 | 1.0564e-06 | 0.090713 | 0.00050155 | 6.3936e-07 | 20.3835 | 2.7346 | 0.051762 | 23.1699 | 9.1426 | 1.5745 | 0.02324 | 10.7403 | 12.3369 | 1.6551 | 0.031328 | 14.0233 | 5.5335 | 0.95294 | 0.014066 | 6.5005
Upstate | 2029 | 5 | 20 | 0.141 | 2.7813e-06 | 8.4648e-07 | 0.085338 | 1.6833e-06 | 5.1232e-07 | 0.17329 | 0.00095809 | 1.2213e-06 | 0.10488 | 0.00057987 | 7.3921e-07 | 23.5669 | 3.1617 | 0.059846 | 26.7885 | 10.5705 | 1.8204 | 0.02687 | 12.4177 | 14.2636 | 1.9136 | 0.036221 | 16.2134 | 6.3976 | 1.1018 | 0.016263 | 7.5157
Upstate | 2029 | 5 | 21 | 0.14393 | 2.8391e-06 | 8.6407e-07 | 0.087112 | 1.7183e-06 | 5.2297e-07 | 0.17689 | 0.000978 | 1.2467e-06 | 0.10706 | 0.00059193 | 7.5457e-07 | 24.0567 | 3.2274 | 0.06109 | 27.3452 | 10.7901 | 1.8582 | 0.027428 | 12.6758 | 14.56 | 1.9534 | 0.036974 | 16.5504 | 6.5306 | 1.1247 | 0.016601 | 7.6719
Upstate | 2029 | 5 | 22 | 0.1256 | 2.4775e-06 | 7.5401e-07 | 0.076016 | 1.4995e-06 | 4.5636e-07 | 0.15436 | 0.00085343 | 1.0879e-06 | 0.093423 | 0.00051653 | 6.5846e-07 | 20.9925 | 2.8163 | 0.053309 | 23.8621 | 9.4158 | 1.6215 | 0.023934 | 11.0612 | 12.7055 | 1.7045 | 0.032264 | 14.4423 | 5.6988 | 0.98141 | 0.014486 | 6.6947
Upstate | 2029 | 5 | 23 | 0.12502 | 2.4661e-06 | 7.5057e-07 | 0.075669 | 1.4926e-06 | 4.5427e-07 | 0.15365 | 0.00084953 | 1.083e-06 | 0.092996 | 0.00051417 | 6.5545e-07 | 20.8966 | 2.8035 | 0.053065 | 23.7531 | 9.3727 | 1.6141 | 0.023825 | 11.0107 | 12.6474 | 1.6968 | 0.032117 | 14.3763 | 5.6727 | 0.97692 | 0.01442 | 6.6641
Upstate | 2029 | 5 | 24 | 0.10822 | 2.1347e-06 | 6.4968e-07 | 0.065498 | 1.292e-06 | 3.9321e-07 | 0.133 | 0.00073535 | 9.374e-07 | 0.080496 | 0.00044506 | 5.6735e-07 | 18.0879 | 2.4266 | 0.045933 | 20.5605 | 8.113 | 1.3972 | 0.020623 | 9.5307 | 10.9475 | 1.4687 | 0.0278 | 12.444 | 4.9103 | 0.84562 | 0.012482 | 5.7684
Upstate | 2029 | 6 | 1 | 0.18637 | 3.6763e-06 | 1.1189e-06 | 0.1128 | 2.225e-06 | 6.7718e-07 | 0.22905 | 0.0012664 | 1.6144e-06 | 0.13863 | 0.00076647 | 9.7707e-07 | 31.1505 | 4.1791 | 0.079104 | 35.4087 | 13.9719 | 2.4062 | 0.035516 | 16.4136 | 18.8535 | 2.5294 | 0.047877 | 21.4307 | 8.4563 | 1.4563 | 0.021496 | 9.9341
Upstate | 2029 | 6 | 2 | 0.18191 | 3.5882e-06 | 1.0921e-06 | 0.1101 | 2.1717e-06 | 6.6096e-07 | 0.22356 | 0.0012361 | 1.5757e-06 | 0.13531 | 0.00074812 | 9.5368e-07 | 30.4045 | 4.079 | 0.077209 | 34.5608 | 13.6373 | 2.3485 | 0.034665 | 16.0205 | 18.402 | 2.4688 | 0.04673 | 20.9175 | 8.2538 | 1.4214 | 0.020981 | 9.6962
Upstate | 2029 | 6 | 3 | 0.19217 | 3.7906e-06 | 1.1537e-06 | 0.11631 | 2.2942e-06 | 6.9825e-07 | 0.23617 | 0.0013058 | 1.6646e-06 | 0.14294 | 0.00079031 | 1.0075e-06 | 32.1195 | 4.3091 | 0.081564 | 36.5102 | 14.4065 | 2.481 | 0.036621 | 16.9242 | 19.44 | 2.608 | 0.049366 | 22.0974 | 8.7194 | 1.5016 | 0.022164 | 10.2432
Upstate | 2029 | 6 | 4 | 0.19682 | 3.8823e-06 | 1.1816e-06 | 0.11912 | 2.3497e-06 | 7.1513e-07 | 0.24188 | 0.0013374 | 1.7048e-06 | 0.1464 | 0.00080942 | 1.0318e-06 | 32.8961 | 4.4133 | 0.083537 | 37.393 | 14.7549 | 2.541 | 0.037506 | 17.3334 | 19.91 | 2.6711 | 0.05056 | 22.6317 | 8.9302 | 1.5379 | 0.0227 | 10.4908
Upstate | 2029 | 6 | 5 | 0.19046 | 3.757e-06 | 1.1434e-06 | 0.11528 | 2.2739e-06 | 6.9205e-07 | 0.23408 | 0.0012942 | 1.6498e-06 | 0.14167 | 0.00078331 | 9.9853e-07 | 31.8346 | 4.2709 | 0.080841 | 36.1864 | 14.2788 | 2.459 | 0.036296 | 16.7741 | 19.2676 | 2.5849 | 0.048928 | 21.9014 | 8.6421 | 1.4883 | 0.021968 | 10.1523
Upstate | 2029 | 6 | 6 | 0.19656 | 3.8773e-06 | 1.18e-06 | 0.11897 | 2.3467e-06 | 7.142e-07 | 0.24157 | 0.0013356 | 1.7026e-06 | 0.14621 | 0.00080838 | 1.0305e-06 | 32.8536 | 4.4076 | 0.083429 | 37.3446 | 14.7358 | 2.5377 | 0.037458 | 17.311 | 19.8843 | 2.6676 | 0.050494 | 22.6024 | 8.9187 | 1.5359 | 0.022671 | 10.4773
Upstate | 2029 | 6 | 7 | 0.18449 | 3.6392e-06 | 1.1076e-06 | 0.11166 | 2.2026e-06 | 6.7035e-07 | 0.22674 | 0.0012536 | 1.5981e-06 | 0.13723 | 0.00075874 | 9.6722e-07 | 30.8363 | 4.137 | 0.078306 | 35.0515 | 13.831 | 2.3819 | 0.035158 | 16.248 | 18.6633 | 2.5038 | 0.047394 | 21.2145 | 8.371 | 1.4416 | 0.021279 | 9.8339
Upstate | 2029 | 6 | 8 | 0.16417 | 3.2384e-06 | 9.8559e-07 | 0.099363 | 1.96e-06 | 5.9652e-07 | 0.20176 | 0.0011155 | 1.4221e-06 | 0.12212 | 0.00067517 | 8.6069e-07 | 27.44 | 3.6813 | 0.069681 | 31.191 | 12.3077 | 2.1195 | 0.031286 | 14.4585 | 16.6078 | 2.2281 | 0.042174 | 18.878 | 7.4491 | 1.2828 | 0.018935 | 8.7508
Upstate | 2029 | 6 | 9 | 0.15516 | 3.0607e-06 | 9.3151e-07 | 0.09391 | 1.8524e-06 | 5.6378e-07 | 0.19069 | 0.0010543 | 1.344e-06 | 0.11541 | 0.00063812 | 8.1346e-07 | 25.9342 | 3.4793 | 0.065857 | 29.4793 | 11.6322 | 2.0032 | 0.029569 | 13.665 | 15.6964 | 2.1058 | 0.039859 | 17.842 | 7.0403 | 1.2124 | 0.017896 | 8.2706
Upstate | 2029 | 6 | 10 | 0.15172 | 2.9928e-06 | 9.1087e-07 | 0.091829 | 1.8114e-06 | 5.5129e-07 | 0.18647 | 0.001031 | 1.3143e-06 | 0.11286 | 0.00062398 | 7.9544e-07 | 25.3596 | 3.4022 | 0.064398 | 28.8262 | 11.3745 | 1.9588 | 0.028914 | 13.3623 | 15.3486 | 2.0591 | 0.038976 | 17.4467 | 6.8843 | 1.1856 | 0.0175 | 8.0874
Upstate | 2029 | 6 | 11 | 0.15377 | 3.0333e-06 | 9.2317e-07 | 0.09307 | 1.8359e-06 | 5.5874e-07 | 0.18899 | 0.0010449 | 1.332e-06 | 0.11438 | 0.00063241 | 8.0618e-07 | 25.7022 | 3.4482 | 0.065268 | 29.2156 | 11.5282 | 1.9853 | 0.029304 | 13.5428 | 15.5559 | 2.087 | 0.039503 | 17.6824 | 6.9773 | 1.2016 | 0.017736 | 8.1966
Upstate | 2029 | 6 | 12 | 0.15095 | 2.9776e-06 | 9.0622e-07 | 0.091361 | 1.8022e-06 | 5.4848e-07 | 0.18552 | 0.0010257 | 1.3075e-06 | 0.11228 | 0.0006208 | 7.9138e-07 | 25.2303 | 3.3849 | 0.06407 | 28.6792 | 11.3165 | 1.9489 | 0.028766 | 13.2941 | 15.2703 | 2.0486 | 0.038778 | 17.3577 | 6.8492 | 1.1795 | 0.01741 | 8.0461
Upstate | 2029 | 6 | 13 | 0.1642 | 3.2389e-06 | 9.8575e-07 | 0.099378 | 1.9603e-06 | 5.9661e-07 | 0.2018 | 0.0011157 | 1.4223e-06 | 0.12213 | 0.00067528 | 8.6083e-07 | 27.4443 | 3.6819 | 0.069692 | 31.1959 | 12.3096 | 2.1199 | 0.03129 | 14.4607 | 16.6104 | 2.2284 | 0.04218 | 18.881 | 7.4502 | 1.283 | 0.018938 | 8.7522
Upstate | 2029 | 6 | 14 | 0.17334 | 3.4193e-06 | 1.0407e-06 | 0.10491 | 2.0695e-06 | 6.2984e-07 | 0.21304 | 0.0011779 | 1.5015e-06 | 0.12894 | 0.00071289 | 9.0877e-07 | 28.9729 | 3.887 | 0.073574 | 32.9334 | 12.9952 | 2.2379 | 0.033033 | 15.2662 | 17.5355 | 2.3525 | 0.04453 | 19.9326 | 7.8652 | 1.3545 | 0.019993 | 9.2397
Upstate | 2029 | 6 | 15 | 0.17449 | 3.442e-06 | 1.0476e-06 | 0.10561 | 2.0832e-06 | 6.3402e-07 | 0.21445 | 0.0011857 | 1.5115e-06 | 0.12979 | 0.00071762 | 9.148e-07 | 29.1652 | 3.9128 | 0.074062 | 33.152 | 13.0814 | 2.2528 | 0.033252 | 15.3675 | 17.6519 | 2.3682 | 0.044825 | 20.0649 | 7.9174 | 1.3635 | 0.020126 | 9.301
Upstate | 2029 | 6 | 16 | 0.18894 | 3.7269e-06 | 1.1343e-06 | 0.11435 | 2.2557e-06 | 6.8651e-07 | 0.2322 | 0.0012838 | 1.6366e-06 | 0.14054 | 0.00077703 | 9.9054e-07 | 31.5797 | 4.2367 | 0.080194 | 35.8966 | 14.1644 | 2.4393 | 0.036005 | 16.6397 | 19.1132 | 2.5642 | 0.048536 | 21.726 | 8.5728 | 1.4764 | 0.021792 | 10.071
Upstate | 2029 | 6 | 17 | 0.18751 | 3.6988e-06 | 1.1257e-06 | 0.11349 | 2.2387e-06 | 6.8133e-07 | 0.23045 | 0.0012742 | 1.6243e-06 | 0.13948 | 0.00077117 | 9.8307e-07 | 31.3416 | 4.2047 | 0.079589 | 35.6259 | 14.0576 | 2.4209 | 0.035734 | 16.5143 | 18.9691 | 2.5449 | 0.04817 | 21.5622 | 8.5082 | 1.4652 | 0.021628 | 9.9951
Upstate | 2029 | 6 | 18 | 0.19259 | 3.7989e-06 | 1.1562e-06 | 0.11656 | 2.2992e-06 | 6.9977e-07 | 0.23669 | 0.0013086 | 1.6682e-06 | 0.14325 | 0.00079204 | 1.0097e-06 | 32.1895 | 4.3185 | 0.081742 | 36.5898 | 14.438 | 2.4864 | 0.036701 | 16.9611 | 19.4824 | 2.6137 | 0.049474 | 22.1455 | 8.7384 | 1.5049 | 0.022213 | 10.2655
Upstate | 2029 | 6 | 19 | 0.21731 | 4.2865e-06 | 1.3046e-06 | 0.13152 | 2.5944e-06 | 7.8959e-07 | 0.26707 | 0.0014766 | 1.8823e-06 | 0.16164 | 0.0008937 | 1.1393e-06 | 36.3214 | 4.8728 | 0.092235 | 41.2865 | 16.2912 | 2.8056 | 0.041412 | 19.1382 | 21.9831 | 2.9492 | 0.055824 | 24.9882 | 9.8601 | 1.698 | 0.025064 | 11.5832
Upstate | 2029 | 6 | 20 | 0.2402 | 4.738e-06 | 1.442e-06 | 0.14538 | 2.8677e-06 | 8.7276e-07 | 0.2952 | 0.0016322 | 2.0806e-06 | 0.17867 | 0.00098784 | 1.2593e-06 | 40.1473 | 5.3861 | 0.10195 | 45.6354 | 18.0073 | 3.1011 | 0.045774 | 21.1541 | 24.2987 | 3.2599 | 0.061704 | 27.6203 | 10.8987 | 1.8769 | 0.027704 | 12.8033
Upstate | 2029 | 6 | 21 | 0.24927 | 4.9169e-06 | 1.4964e-06 | 0.15086 | 2.9759e-06 | 9.0571e-07 | 0.30634 | 0.0016938 | 2.1592e-06 | 0.18541 | 0.0010251 | 1.3068e-06 | 41.6628 | 5.5894 | 0.1058 | 47.358 | 18.687 | 3.2181 | 0.047501 | 21.9526 | 25.2159 | 3.3829 | 0.064033 | 28.6629 | 11.3101 | 1.9477 | 0.02875 | 13.2866
Upstate | 2029 | 6 | 22 | 0.20757 | 4.0944e-06 | 1.2461e-06 | 0.12563 | 2.4781e-06 | 7.542e-07 | 0.2551 | 0.0014104 | 1.798e-06 | 0.1544 | 0.00085365 | 1.0882e-06 | 34.6934 | 4.6544 | 0.088101 | 39.4359 | 15.561 | 2.6798 | 0.039555 | 18.2804 | 20.9978 | 2.817 | 0.053322 | 23.8681 | 9.4181 | 1.6219 | 0.02394 | 11.064
Upstate | 2029 | 6 | 23 | 0.18819 | 3.7122e-06 | 1.1298e-06 | 0.1139 | 2.2468e-06 | 6.838e-07 | 0.23129 | 0.0012788 | 1.6301e-06 | 0.13998 | 0.00077396 | 9.8662e-07 | 31.4548 | 4.2199 | 0.079877 | 35.7546 | 14.1084 | 2.4297 | 0.035863 | 16.5739 | 19.0377 | 2.5541 | 0.048344 | 21.6401 | 8.539 | 1.4705 | 0.021706 | 10.0312
Upstate | 2029 | 6 | 24 | 0.19817 | 3.909e-06 | 1.1897e-06 | 0.11994 | 2.3659e-06 | 7.2004e-07 | 0.24354 | 0.0013466 | 1.7165e-06 | 0.1474 | 0.00081498 | 1.0389e-06 | 33.1221 | 4.4436 | 0.084111 | 37.6498 | 14.8562 | 2.5584 | 0.037764 | 17.4524 | 20.0468 | 2.6894 | 0.050907 | 22.7871 | 8.9916 | 1.5485 | 0.022856 | 10.5629
Upstate | 2029 | 7 | 1 | 0.2436 | 4.8051e-06 | 1.4624e-06 | 0.14744 | 2.9083e-06 | 8.8512e-07 | 0.29938 | 0.0016553 | 2.1101e-06 | 0.1812 | 0.0010018 | 1.2771e-06 | 40.7158 | 5.4624 | 0.10339 | 46.2816 | 18.2622 | 3.145 | 0.046422 | 21.4537 | 24.6428 | 3.306 | 0.062578 | 28.0114 | 11.053 | 1.9035 | 0.028096 | 12.9846
Upstate | 2029 | 7 | 2 | 0.23647 | 4.6645e-06 | 1.4196e-06 | 0.14312 | 2.8232e-06 | 8.5922e-07 | 0.29062 | 0.0016068 | 2.0483e-06 | 0.1759 | 0.00097252 | 1.2397e-06 | 39.5245 | 5.3026 | 0.10037 | 44.9275 | 17.7279 | 3.053 | 0.045064 | 20.826 | 23.9218 | 3.2093 | 0.060747 | 27.1918 | 10.7296 | 1.8478 | 0.027274 | 12.6047
Upstate | 2029 | 7 | 3 | 0.23278 | 4.5917e-06 | 1.3975e-06 | 0.14089 | 2.7791e-06 | 8.458e-07 | 0.28608 | 0.0015817 | 2.0163e-06 | 0.17315 | 0.00095733 | 1.2204e-06 | 38.9071 | 5.2197 | 0.098801 | 44.2256 | 17.451 | 3.0053 | 0.04436 | 20.5006 | 23.5481 | 3.1592 | 0.059798 | 26.767 | 10.562 | 1.8189 | 0.026848 | 12.4078
Upstate | 2029 | 7 | 4 | 0.23535 | 4.6425e-06 | 1.4129e-06 | 0.14244 | 2.8098e-06 | 8.5516e-07 | 0.28925 | 0.0015992 | 2.0386e-06 | 0.17506 | 0.00096792 | 1.2339e-06 | 39.3375 | 5.2775 | 0.099894 | 44.7148 | 17.644 | 3.0385 | 0.04485 | 20.7274 | 23.8085 | 3.1941 | 0.06046 | 27.0631 | 10.6788 | 1.839 | 0.027145 | 12.545
Upstate | 2029 | 7 | 5 | 0.23818 | 4.6981e-06 | 1.4299e-06 | 0.14415 | 2.8435e-06 | 8.6541e-07 | 0.29271 | 0.0016184 | 2.0631e-06 | 0.17716 | 0.00097952 | 1.2487e-06 | 39.8092 | 5.3407 | 0.10109 | 45.251 | 17.8556 | 3.075 | 0.045388 | 20.976 | 24.0941 | 3.2324 | 0.061185 | 27.3877 | 10.8069 | 1.8611 | 0.027471 | 12.6955
Upstate | 2029 | 7 | 6 | 0.24675 | 4.8672e-06 | 1.4813e-06 | 0.14934 | 2.9458e-06 | 8.9656e-07 | 0.30325 | 0.0016767 | 2.1373e-06 | 0.18354 | 0.0010148 | 1.2936e-06 | 41.2418 | 5.5329 | 0.10473 | 46.8795 | 18.4982 | 3.1856 | 0.047022 | 21.7308 | 24.9612 | 3.3488 | 0.063387 | 28.3733 | 11.1958 | 1.9281 | 0.028459 | 13.1523
Upstate | 2029 | 7 | 7 | 0.24258 | 4.7851e-06 | 1.4563e-06 | 0.14682 | 2.8961e-06 | 8.8143e-07 | 0.29813 | 0.0016484 | 2.1013e-06 | 0.18044 | 0.00099765 | 1.2718e-06 | 40.5459 | 5.4396 | 0.10296 | 46.0884 | 18.186 | 3.1319 | 0.046228 | 21.3641 | 24.5399 | 3.2922 | 0.062317 | 27.8945 | 11.0069 | 1.8955 | 0.027979 | 12.9304
Upstate | 2029 | 7 | 8 | 0.23982 | 4.7306e-06 | 1.4398e-06 | 0.14515 | 2.8632e-06 | 8.7139e-07 | 0.29474 | 0.0016296 | 2.0774e-06 | 0.17839 | 0.00098629 | 1.2573e-06 | 40.0844 | 5.3777 | 0.10179 | 45.5638 | 17.979 | 3.0962 | 0.045702 | 21.1209 | 24.2606 | 3.2548 | 0.061608 | 27.577 | 10.8816 | 1.874 | 0.027661 | 12.7832
Upstate | 2029 | 7 | 9 | 0.23223 | 4.581e-06 | 1.3942e-06 | 0.14056 | 2.7726e-06 | 8.4383e-07 | 0.28541 | 0.001578 | 2.0116e-06 | 0.17274 | 0.00095509 | 1.2175e-06 | 38.8163 | 5.2075 | 0.09857 | 44.1224 | 17.4103 | 2.9983 | 0.044256 | 20.4528 | 23.4931 | 3.1518 | 0.059659 | 26.7046 | 10.5374 | 1.8147 | 0.026785 | 12.3788
Upstate | 2029 | 7 | 10 | 0.21408 | 4.2229e-06 | 1.2852e-06 | 0.12957 | 2.5559e-06 | 7.7787e-07 | 0.26311 | 0.0014547 | 1.8544e-06 | 0.15924 | 0.00088044 | 1.1224e-06 | 35.7823 | 4.8005 | 0.090866 | 40.6737 | 16.0494 | 2.7639 | 0.040797 | 18.8541 | 21.6568 | 2.9055 | 0.054996 | 24.6173 | 9.7137 | 1.6728 | 0.024692 | 11.4113
Upstate | 2029 | 7 | 11 | 0.21705 | 4.2815e-06 | 1.3031e-06 | 0.13137 | 2.5913e-06 | 7.8866e-07 | 0.26676 | 0.0014749 | 1.8801e-06 | 0.16145 | 0.00089265 | 1.1379e-06 | 36.2787 | 4.8671 | 0.092126 | 41.238 | 16.2721 | 2.8023 | 0.041363 | 19.1157 | 21.9573 | 2.9458 | 0.055759 | 24.9588 | 9.8485 | 1.696 | 0.025034 | 11.5696
Upstate | 2029 | 7 | 12 | 0.22432 | 4.4249e-06 | 1.3467e-06 | 0.13577 | 2.6781e-06 | 8.1508e-07 | 0.27569 | 0.0015243 | 1.9431e-06 | 0.16686 | 0.00092256 | 1.176e-06 | 37.494 | 5.0301 | 0.095213 | 42.6193 | 16.8172 | 2.8961 | 0.042748 | 19.756 | 22.6928 | 3.0444 | 0.057626 | 25.7949 | 10.1784 | 1.7529 | 0.025873 | 11.9571
Upstate | 2029 | 7 | 13 | 0.22659 | 4.4696e-06 | 1.3603e-06 | 0.13714 | 2.7051e-06 | 8.2331e-07 | 0.27847 | 0.0015397 | 1.9627e-06 | 0.16854 | 0.00093186 | 1.1879e-06 | 37.8723 | 5.0809 | 0.096173 | 43.0494 | 16.9868 | 2.9254 | 0.04318 | 19.9554 | 22.9218 | 3.0752 | 0.058208 | 26.0551 | 10.2811 | 1.7705 | 0.026134 | 12.0778
Upstate | 2029 | 7 | 14 | 0.22686 | 4.475e-06 | 1.3619e-06 | 0.1373 | 2.7084e-06 | 8.243e-07 | 0.27881 | 0.0015415 | 1.9651e-06 | 0.16875 | 0.00093299 | 1.1893e-06 | 37.918 | 5.087 | 0.096289 | 43.1013 | 17.0073 | 2.9289 | 0.043232 | 19.9795 | 22.9494 | 3.0789 | 0.058278 | 26.0866 | 10.2935 | 1.7727 | 0.026166 | 12.0923
Upstate | 2029 | 7 | 15 | 0.24069 | 4.7478e-06 | 1.445e-06 | 0.14568 | 2.8735e-06 | 8.7455e-07 | 0.29581 | 0.0016355 | 2.0849e-06 | 0.17903 | 0.00098987 | 1.2619e-06 | 40.2296 | 5.3971 | 0.10216 | 45.7289 | 18.0442 | 3.1074 | 0.045867 | 21.1975 | 24.3485 | 3.2666 | 0.061831 | 27.6769 | 10.921 | 1.8807 | 0.027761 | 12.8295
Upstate | 2029 | 7 | 16 | 0.25926 | 5.1141e-06 | 1.5565e-06 | 0.15692 | 3.0953e-06 | 9.4204e-07 | 0.31863 | 0.0017617 | 2.2458e-06 | 0.19285 | 0.0010663 | 1.3592e-06 | 43.3339 | 5.8136 | 0.11004 | 49.2576 | 19.4365 | 3.3472 | 0.049407 | 22.8332 | 26.2274 | 3.5186 | 0.066602 | 29.8126 | 11.7637 | 2.0259 | 0.029903 | 13.8195
Upstate | 2029 | 7 | 17 | 0.24994 | 4.9302e-06 | 1.5005e-06 | 0.15127 | 2.984e-06 | 9.0816e-07 | 0.30717 | 0.0016983 | 2.165e-06 | 0.18591 | 0.0010279 | 1.3103e-06 | 41.7756 | 5.6046 | 0.10609 | 47.4862 | 18.7376 | 3.2269 | 0.04763 | 22.0121 | 25.2842 | 3.3921 | 0.064207 | 28.7405 | 11.3407 | 1.953 | 0.028828 | 13.3226
Upstate | 2029 | 7 | 18 | 0.25615 | 5.0527e-06 | 1.5378e-06 | 0.15503 | 3.0581e-06 | 9.3072e-07 | 0.3148 | 0.0017405 | 2.2188e-06 | 0.19053 | 0.0010534 | 1.3429e-06 | 42.8133 | 5.7438 | 0.10872 | 48.6657 | 19.203 | 3.307 | 0.048813 | 22.5588 | 25.9122 | 3.4763 | 0.065802 | 29.4544 | 11.6224 | 2.0015 | 0.029544 | 13.6535
Upstate | 2029 | 7 | 19 | 0.25673 | 5.0642e-06 | 1.5413e-06 | 0.15539 | 3.0651e-06 | 9.3285e-07 | 0.31552 | 0.0017445 | 2.2239e-06 | 0.19097 | 0.0010558 | 1.346e-06 | 42.9111 | 5.7569 | 0.10897 | 48.777 | 19.2469 | 3.3146 | 0.048925 | 22.6104 | 25.9715 | 3.4843 | 0.065952 | 29.5217 | 11.649 | 2.0061 | 0.029611 | 13.6847
Upstate | 2029 | 7 | 20 | 0.26416 | 5.2108e-06 | 1.5859e-06 | 0.15988 | 3.1538e-06 | 9.5984e-07 | 0.32465 | 0.001795 | 2.2882e-06 | 0.19649 | 0.0010864 | 1.3849e-06 | 44.1529 | 5.9235 | 0.11212 | 50.1886 | 19.8039 | 3.4105 | 0.050341 | 23.2647 | 26.7231 | 3.5851 | 0.067861 | 30.3761 | 11.9861 | 2.0642 | 0.030468 | 14.0807
Upstate | 2029 | 7 | 21 | 0.27057 | 5.3372e-06 | 1.6244e-06 | 0.16376 | 3.2303e-06 | 9.8313e-07 | 0.33253 | 0.0018385 | 2.3437e-06 | 0.20126 | 0.0011128 | 1.4185e-06 | 45.2241 | 6.0672 | 0.11484 | 51.4061 | 20.2843 | 3.4932 | 0.051562 | 23.8291 | 27.3714 | 3.6721 | 0.069507 | 31.113 | 12.2769 | 2.1142 | 0.031207 | 14.4223
Upstate | 2029 | 7 | 22 | 0.26037 | 5.136e-06 | 1.5631e-06 | 0.15759 | 3.1085e-06 | 9.4606e-07 | 0.31999 | 0.0017692 | 2.2554e-06 | 0.19367 | 0.0010708 | 1.365e-06 | 43.5192 | 5.8385 | 0.11051 | 49.4682 | 19.5196 | 3.3615 | 0.049618 | 22.9308 | 26.3395 | 3.5337 | 0.066887 | 29.9401 | 11.814 | 2.0345 | 0.030031 | 13.8786
Upstate | 2029 | 7 | 23 | 0.24984 | 4.9283e-06 | 1.4999e-06 | 0.15122 | 2.9828e-06 | 9.0781e-07 | 0.30705 | 0.0016977 | 2.1642e-06 | 0.18584 | 0.0010275 | 1.3098e-06 | 41.7595 | 5.6024 | 0.10604 | 47.4679 | 18.7303 | 3.2256 | 0.047612 | 22.0036 | 25.2744 | 3.3908 | 0.064182 | 28.7294 | 11.3363 | 1.9523 | 0.028816 | 13.3174
Upstate | 2029 | 7 | 24 | 0.24574 | 4.8473e-06 | 1.4753e-06 | 0.14873 | 2.9337e-06 | 8.9288e-07 | 0.30201 | 0.0016698 | 2.1286e-06 | 0.18279 | 0.0010106 | 1.2883e-06 | 41.0727 | 5.5103 | 0.1043 | 46.6873 | 18.4223 | 3.1726 | 0.046829 | 21.6417 | 24.8588 | 3.335 | 0.063127 | 28.2569 | 11.1499 | 1.9202 | 0.028343 | 13.0984
Upstate | 2029 | 8 | 1 | 0.22419 | 4.4222e-06 | 1.3459e-06 | 0.13569 | 2.6765e-06 | 8.1459e-07 | 0.27552 | 0.0015234 | 1.9419e-06 | 0.16676 | 0.000922 | 1.1753e-06 | 37.4714 | 5.0271 | 0.095155 | 42.5936 | 16.807 | 2.8944 | 0.042723 | 19.7441 | 22.6791 | 3.0426 | 0.057591 | 25.7793 | 10.1722 | 1.7518 | 0.025857 | 11.9499
Upstate | 2029 | 8 | 2 | 0.2229 | 4.3969e-06 | 1.3382e-06 | 0.13491 | 2.6612e-06 | 8.0992e-07 | 0.27395 | 0.0015146 | 1.9308e-06 | 0.1658 | 0.00091671 | 1.1686e-06 | 37.2566 | 4.9983 | 0.09461 | 42.3495 | 16.7107 | 2.8778 | 0.042478 | 19.631 | 22.5491 | 3.0252 | 0.057261 | 25.6315 | 10.1139 | 1.7418 | 0.025709 | 11.8814
Upstate | 2029 | 8 | 3 | 0.22366 | 4.4119e-06 | 1.3427e-06 | 0.13537 | 2.6702e-06 | 8.1268e-07 | 0.27488 | 0.0015198 | 1.9374e-06 | 0.16637 | 0.00091984 | 1.1726e-06 | 37.3835 | 5.0153 | 0.094932 | 42.4937 | 16.7676 | 2.8876 | 0.042622 | 19.6978 | 22.6259 | 3.0355 | 0.057456 | 25.7188 | 10.1484 | 1.7477 | 0.025797 | 11.9219
Upstate | 2029 | 8 | 4 | 0.22866 | 4.5105e-06 | 1.3728e-06 | 0.1384 | 2.73e-06 | 8.3086e-07 | 0.28103 | 0.0015538 | 1.9807e-06 | 0.17009 | 0.00094041 | 1.1988e-06 | 38.2196 | 5.1275 | 0.097055 | 43.4441 | 17.1426 | 2.9522 | 0.043576 | 20.1384 | 23.132 | 3.1034 | 0.058741 | 26.294 | 10.3754 | 1.7868 | 0.026374 | 12.1885
Upstate | 2029 | 8 | 5 | 0.22571 | 4.4522e-06 | 1.355e-06 | 0.13661 | 2.6946e-06 | 8.2011e-07 | 0.27739 | 0.0015337 | 1.9551e-06 | 0.16789 | 0.00092825 | 1.1833e-06 | 37.7252 | 5.0612 | 0.0958 | 42.8822 | 16.9209 | 2.914 | 0.043012 | 19.8779 | 22.8328 | 3.0632 | 0.057982 | 25.9539 | 10.2412 | 1.7637 | 0.026033 | 12.0309
Upstate | 2029 | 8 | 6 | 0.23744 | 4.6836e-06 | 1.4254e-06 | 0.14371 | 2.8347e-06 | 8.6273e-07 | 0.29181 | 0.0016134 | 2.0567e-06 | 0.17661 | 0.00097648 | 1.2448e-06 | 39.6857 | 5.3242 | 0.10078 | 45.1106 | 17.8002 | 3.0654 | 0.045247 | 20.9109 | 24.0193 | 3.2224 | 0.060995 | 27.3027 | 10.7734 | 1.8553 | 0.027385 | 12.6561
Upstate | 2029 | 8 | 7 | 0.23019 | 4.5405e-06 | 1.3819e-06 | 0.13932 | 2.7481e-06 | 8.3638e-07 | 0.2829 | 0.0015641 | 1.9939e-06 | 0.17122 | 0.00094667 | 1.2068e-06 | 38.4738 | 5.1616 | 0.097701 | 43.7331 | 17.2566 | 2.9718 | 0.043866 | 20.2723 | 23.2858 | 3.124 | 0.059132 | 26.469 | 10.4444 | 1.7987 | 0.026549 | 12.2696
Upstate | 2029 | 8 | 8 | 0.21349 | 4.2111e-06 | 1.2817e-06 | 0.12921 | 2.5487e-06 | 7.7571e-07 | 0.26237 | 0.0014506 | 1.8492e-06 | 0.1588 | 0.00087799 | 1.1192e-06 | 35.6826 | 4.7871 | 0.090613 | 40.5604 | 16.0047 | 2.7562 | 0.040683 | 18.8016 | 21.5965 | 2.8974 | 0.054842 | 24.5487 | 9.6867 | 1.6682 | 0.024623 | 11.3795
Upstate | 2029 | 8 | 9 | 0.20757 | 4.0944e-06 | 1.2461e-06 | 0.12563 | 2.4781e-06 | 7.542e-07 | 0.2551 | 0.0014104 | 1.798e-06 | 0.15439 | 0.00085364 | 1.0882e-06 | 34.6932 | 4.6544 | 0.0881 | 39.4357 | 15.5609 | 2.6798 | 0.039555 | 18.2803 | 20.9977 | 2.817 | 0.053322 | 23.868 | 9.4181 | 1.6219 | 0.02394 | 11.0639
Upstate | 2029 | 8 | 10 | 0.19683 | 3.8827e-06 | 1.1817e-06 | 0.11913 | 2.3499e-06 | 7.152e-07 | 0.24191 | 0.0013375 | 1.705e-06 | 0.14641 | 0.0008095 | 1.0319e-06 | 32.8993 | 4.4137 | 0.083545 | 37.3966 | 14.7563 | 2.5412 | 0.03751 | 17.335 | 19.9119 | 2.6714 | 0.050564 | 22.6338 | 8.9311 | 1.5381 | 0.022702 | 10.4918
Upstate | 2029 | 8 | 11 | 0.20179 | 3.9804e-06 | 1.2114e-06 | 0.12213 | 2.4091e-06 | 7.3321e-07 | 0.248 | 0.0013712 | 1.7479e-06 | 0.1501 | 0.00082989 | 1.0579e-06 | 33.7278 | 4.5249 | 0.085649 | 38.3383 | 15.1279 | 2.6052 | 0.038454 | 17.7716 | 20.4133 | 2.7386 | 0.051838 | 23.2038 | 9.156 | 1.5768 | 0.023274 | 10.756
Upstate | 2029 | 8 | 12 | 0.21205 | 4.1828e-06 | 1.273e-06 | 0.12834 | 2.5316e-06 | 7.7049e-07 | 0.26061 | 0.0014409 | 1.8368e-06 | 0.15773 | 0.00087209 | 1.1117e-06 | 35.4428 | 4.755 | 0.090004 | 40.2878 | 15.8972 | 2.7377 | 0.04041 | 18.6753 | 21.4514 | 2.8779 | 0.054474 | 24.3837 | 9.6216 | 1.657 | 0.024458 | 11.303
Upstate | 2029 | 8 | 13 | 0.2243 | 4.4245e-06 | 1.3466e-06 | 0.13576 | 2.6779e-06 | 8.15e-07 | 0.27566 | 0.0015241 | 1.9429e-06 | 0.16684 | 0.00092247 | 1.1759e-06 | 37.4903 | 5.0296 | 0.095203 | 42.6152 | 16.8155 | 2.8959 | 0.042744 | 19.7541 | 22.6906 | 3.0441 | 0.057621 | 25.7924 | 10.1774 | 1.7527 | 0.02587 | 11.956
Upstate | 2029 | 8 | 14 | 0.22629 | 4.4637e-06 | 1.3585e-06 | 0.13696 | 2.7016e-06 | 8.2223e-07 | 0.27811 | 0.0015377 | 1.9602e-06 | 0.16832 | 0.00093065 | 1.1864e-06 | 37.823 | 5.0743 | 0.096048 | 42.9933 | 16.9647 | 2.9216 | 0.043124 | 19.9294 | 22.8919 | 3.0711 | 0.058132 | 26.0212 | 10.2677 | 1.7682 | 0.0261 | 12.062
Upstate | 2029 | 8 | 15 | 0.23115 | 4.5596e-06 | 1.3877e-06 | 0.1399 | 2.7596e-06 | 8.3989e-07 | 0.28408 | 0.0015707 | 2.0023e-06 | 0.17194 | 0.00095063 | 1.2118e-06 | 38.6351 | 5.1832 | 0.09811 | 43.9165 | 17.329 | 2.9843 | 0.04405 | 20.3573 | 23.3835 | 3.1371 | 0.05938 | 26.58 | 10.4882 | 1.8062 | 0.02666 | 12.321
Upstate | 2029 | 8 | 16 | 0.23954 | 4.7252e-06 | 1.4381e-06 | 0.14498 | 2.8598e-06 | 8.7039e-07 | 0.2944 | 0.0016277 | 2.075e-06 | 0.17818 | 0.00098515 | 1.2558e-06 | 40.038 | 5.3714 | 0.10167 | 45.5112 | 17.9582 | 3.0927 | 0.045649 | 21.0965 | 24.2326 | 3.251 | 0.061536 | 27.5451 | 10.869 | 1.8718 | 0.027629 | 12.7684
Upstate | 2029 | 8 | 17 | 0.22923 | 4.5217e-06 | 1.3762e-06 | 0.13874 | 2.7367e-06 | 8.3291e-07 | 0.28172 | 0.0015576 | 1.9856e-06 | 0.17051 | 0.00094274 | 1.2018e-06 | 38.3141 | 5.1402 | 0.097295 | 43.5516 | 17.185 | 2.9595 | 0.043684 | 20.1882 | 23.1892 | 3.111 | 0.058887 | 26.3591 | 10.401 | 1.7912 | 0.026439 | 12.2187
Upstate | 2029 | 8 | 18 | 0.22564 | 4.4508e-06 | 1.3546e-06 | 0.13656 | 2.6938e-06 | 8.1985e-07 | 0.2773 | 0.0015332 | 1.9545e-06 | 0.16783 | 0.00092795 | 1.1829e-06 | 37.7133 | 5.0596 | 0.095769 | 42.8686 | 16.9155 | 2.9131 | 0.042998 | 19.8716 | 22.8255 | 3.0622 | 0.057963 | 25.9457 | 10.2379 | 1.7631 | 0.026024 | 12.027
Upstate | 2029 | 8 | 19 | 0.23778 | 4.6903e-06 | 1.4275e-06 | 0.14391 | 2.8387e-06 | 8.6397e-07 | 0.29223 | 0.0016157 | 2.0596e-06 | 0.17687 | 0.00097789 | 1.2466e-06 | 39.7427 | 5.3318 | 0.10092 | 45.1754 | 17.8258 | 3.0698 | 0.045312 | 20.9409 | 24.0538 | 3.227 | 0.061082 | 27.3419 | 10.7888 | 1.858 | 0.027425 | 12.6742
Upstate | 2029 | 8 | 20 | 0.2483 | 4.8978e-06 | 1.4906e-06 | 0.15028 | 2.9643e-06 | 9.0219e-07 | 0.30515 | 0.0016872 | 2.1508e-06 | 0.18469 | 0.0010211 | 1.3017e-06 | 41.5009 | 5.5677 | 0.10539 | 47.174 | 18.6144 | 3.2056 | 0.047317 | 21.8673 | 25.118 | 3.3698 | 0.063785 | 28.5515 | 11.2661 | 1.9402 | 0.028638 | 13.235
Upstate | 2029 | 8 | 21 | 0.23826 | 4.6997e-06 | 1.4304e-06 | 0.1442 | 2.8445e-06 | 8.6571e-07 | 0.29281 | 0.001619 | 2.0638e-06 | 0.17722 | 0.00097986 | 1.2491e-06 | 39.8228 | 5.3426 | 0.10113 | 45.2665 | 17.8617 | 3.076 | 0.045404 | 20.9831 | 24.1023 | 3.2335 | 0.061205 | 27.397 | 10.8106 | 1.8617 | 0.02748 | 12.6998
Upstate | 2029 | 8 | 22 | 0.23272 | 4.5905e-06 | 1.3971e-06 | 0.14085 | 2.7783e-06 | 8.4558e-07 | 0.28601 | 0.0015813 | 2.0158e-06 | 0.1731 | 0.00095708 | 1.2201e-06 | 38.8969 | 5.2184 | 0.098775 | 44.214 | 17.4464 | 3.0045 | 0.044348 | 20.4953 | 23.5419 | 3.1584 | 0.059783 | 26.76 | 10.5592 | 1.8184 | 0.026841 | 12.4045
Upstate | 2029 | 8 | 23 | 0.22988 | 4.5345e-06 | 1.3801e-06 | 0.13913 | 2.7444e-06 | 8.3526e-07 | 0.28252 | 0.001562 | 1.9912e-06 | 0.17099 | 0.0009454 | 1.2052e-06 | 38.4222 | 5.1547 | 0.09757 | 43.6745 | 17.2335 | 2.9678 | 0.043807 | 20.2452 | 23.2546 | 3.1198 | 0.059053 | 26.4335 | 10.4304 | 1.7963 | 0.026514 | 12.2531
Upstate | 2029 | 8 | 24 | 0.22686 | 4.475e-06 | 1.3619e-06 | 0.13731 | 2.7084e-06 | 8.243e-07 | 0.27881 | 0.0015415 | 1.9651e-06 | 0.16875 | 0.00093299 | 1.1894e-06 | 37.9182 | 5.0871 | 0.09629 | 43.1015 | 17.0074 | 2.9289 | 0.043232 | 19.9796 | 22.9495 | 3.0789 | 0.058278 | 26.0867 | 10.2935 | 1.7727 | 0.026166 | 12.0924
Upstate | 2029 | 9 | 1 | 0.15297 | 3.0175e-06 | 9.1836e-07 | 0.092585 | 1.8263e-06 | 5.5583e-07 | 0.188 | 0.0010394 | 1.3251e-06 | 0.11379 | 0.00062911 | 8.0198e-07 | 25.5681 | 3.4302 | 0.064928 | 29.0632 | 11.4681 | 1.975 | 0.029151 | 13.4722 | 15.4748 | 2.0761 | 0.039297 | 17.5902 | 6.9409 | 1.1953 | 0.017643 | 8.1539
Upstate | 2029 | 9 | 2 | 0.14783 | 2.916e-06 | 8.8749e-07 | 0.089473 | 1.7649e-06 | 5.3714e-07 | 0.18168 | 0.0010045 | 1.2805e-06 | 0.10996 | 0.00060797 | 7.7502e-07 | 24.7088 | 3.3149 | 0.062746 | 28.0864 | 11.0826 | 1.9086 | 0.028171 | 13.0193 | 14.9547 | 2.0063 | 0.037976 | 16.999 | 6.7076 | 1.1551 | 0.01705 | 7.8798
Upstate | 2029 | 9 | 3 | 0.15992 | 3.1545e-06 | 9.6006e-07 | 0.096789 | 1.9092e-06 | 5.8106e-07 | 0.19654 | 0.0010866 | 1.3852e-06 | 0.11895 | 0.00065768 | 8.3839e-07 | 26.7291 | 3.5859 | 0.067876 | 30.383 | 11.9888 | 2.0646 | 0.030475 | 14.0839 | 16.1775 | 2.1704 | 0.041081 | 18.3889 | 7.2561 | 1.2496 | 0.018445 | 8.5241
Upstate | 2029 | 9 | 4 | 0.16309 | 3.2171e-06 | 9.7911e-07 | 0.098709 | 1.9471e-06 | 5.9259e-07 | 0.20044 | 0.0011082 | 1.4127e-06 | 0.12131 | 0.00067073 | 8.5503e-07 | 27.2595 | 3.6571 | 0.069223 | 30.9858 | 12.2267 | 2.1056 | 0.03108 | 14.3633 | 16.4985 | 2.2134 | 0.041896 | 18.7538 | 7.4001 | 1.2744 | 0.018811 | 8.6933
Upstate | 2029 | 9 | 5 | 0.16556 | 3.2658e-06 | 9.9394e-07 | 0.1002 | 1.9766e-06 | 6.0157e-07 | 0.20347 | 0.001125 | 1.4341e-06 | 0.12315 | 0.00068089 | 8.6798e-07 | 27.6723 | 3.7125 | 0.070271 | 31.4551 | 12.4119 | 2.1375 | 0.03155 | 14.5809 | 16.7484 | 2.2469 | 0.042531 | 19.0378 | 7.5121 | 1.2937 | 0.019096 | 8.8249
Upstate | 2029 | 9 | 6 | 0.19952 | 3.9356e-06 | 1.1978e-06 | 0.12076 | 2.382e-06 | 7.2495e-07 | 0.24521 | 0.0013557 | 1.7282e-06 | 0.14841 | 0.00082054 | 1.046e-06 | 33.3479 | 4.4739 | 0.084684 | 37.9065 | 14.9575 | 2.5759 | 0.038021 | 17.5714 | 20.1835 | 2.7078 | 0.051254 | 22.9425 | 9.0529 | 1.559 | 0.023012 | 10.6349
Upstate | 2029 | 9 | 7 | 0.18827 | 3.7137e-06 | 1.1302e-06 | 0.11395 | 2.2477e-06 | 6.8407e-07 | 0.23138 | 0.0012793 | 1.6308e-06 | 0.14004 | 0.00077427 | 9.8701e-07 | 31.4674 | 4.2216 | 0.079908 | 35.7689 | 14.114 | 2.4306 | 0.035877 | 16.5806 | 19.0453 | 2.5551 | 0.048364 | 21.6487 | 8.5424 | 1.4711 | 0.021714 | 10.0352
Upstate | 2029 | 9 | 8 | 0.1619 | 3.1935e-06 | 9.7193e-07 | 0.097985 | 1.9328e-06 | 5.8825e-07 | 0.19897 | 0.0011001 | 1.4024e-06 | 0.12042 | 0.00066581 | 8.4876e-07 | 27.0596 | 3.6303 | 0.068715 | 30.7585 | 12.137 | 2.0902 | 0.030852 | 14.258 | 16.3775 | 2.1972 | 0.041589 | 18.6163 | 7.3458 | 1.265 | 0.018673 | 8.6295
Upstate | 2029 | 9 | 9 | 0.14738 | 2.9072e-06 | 8.8479e-07 | 0.0892 | 1.7595e-06 | 5.3551e-07 | 0.18113 | 0.0010015 | 1.2766e-06 | 0.10963 | 0.00060612 | 7.7266e-07 | 24.6335 | 3.3048 | 0.062555 | 28.0009 | 11.0489 | 1.9028 | 0.028086 | 12.9797 | 14.9092 | 2.0002 | 0.03786 | 16.9472 | 6.6872 | 1.1516 | 0.016999 | 7.8558
Upstate | 2029 | 9 | 10 | 0.13879 | 2.7377e-06 | 8.3321e-07 | 0.084001 | 1.657e-06 | 5.0429e-07 | 0.17057 | 0.00094308 | 1.2022e-06 | 0.10324 | 0.00057079 | 7.2762e-07 | 23.1976 | 3.1122 | 0.058908 | 26.3687 | 10.4048 | 1.7919 | 0.026449 | 12.2231 | 14.0401 | 1.8836 | 0.035654 | 15.9594 | 6.2974 | 1.0845 | 0.016008 | 7.3979
Upstate | 2029 | 9 | 11 | 0.1354 | 2.6708e-06 | 8.1286e-07 | 0.081949 | 1.6165e-06 | 4.9197e-07 | 0.1664 | 0.00092004 | 1.1728e-06 | 0.10071 | 0.00055684 | 7.0985e-07 | 22.6309 | 3.0361 | 0.057469 | 25.7245 | 10.1506 | 1.7481 | 0.025802 | 11.9245 | 13.6971 | 1.8376 | 0.034782 | 15.5695 | 6.1435 | 1.058 | 0.015617 | 7.2172
Upstate | 2029 | 9 | 12 | 0.13188 | 2.6014e-06 | 7.9174e-07 | 0.07982 | 1.5745e-06 | 4.7919e-07 | 0.16208 | 0.00089614 | 1.1424e-06 | 0.098098 | 0.00054238 | 6.9141e-07 | 22.043 | 2.9573 | 0.055976 | 25.0562 | 9.8869 | 1.7027 | 0.025132 | 11.6147 | 13.3413 | 1.7898 | 0.033879 | 15.165 | 5.9839 | 1.0305 | 0.015211 | 7.0297
Upstate | 2029 | 9 | 13 | 0.14576 | 2.8752e-06 | 8.7507e-07 | 0.08822 | 1.7402e-06 | 5.2962e-07 | 0.17914 | 0.00099045 | 1.2626e-06 | 0.10842 | 0.00059946 | 7.6417e-07 | 24.3629 | 3.2685 | 0.061867 | 27.6932 | 10.9275 | 1.8819 | 0.027777 | 12.8371 | 14.7453 | 1.9782 | 0.037444 | 16.761 | 6.6137 | 1.139 | 0.016812 | 7.7695
Upstate | 2029 | 9 | 14 | 0.17211 | 3.395e-06 | 1.0333e-06 | 0.10417 | 2.0548e-06 | 6.2537e-07 | 0.21152 | 0.0011695 | 1.4908e-06 | 0.12802 | 0.00070783 | 9.0232e-07 | 28.7671 | 3.8594 | 0.073051 | 32.6995 | 12.9029 | 2.2221 | 0.032799 | 15.1577 | 17.411 | 2.3358 | 0.044214 | 19.791 | 7.8093 | 1.3449 | 0.019851 | 9.1741
Upstate | 2029 | 9 | 15 | 0.18312 | 3.6122e-06 | 1.0994e-06 | 0.11083 | 2.1862e-06 | 6.6538e-07 | 0.22506 | 0.0012443 | 1.5862e-06 | 0.13621 | 0.00075311 | 9.6004e-07 | 30.6075 | 4.1063 | 0.077725 | 34.7915 | 13.7284 | 2.3642 | 0.034897 | 16.1275 | 18.5248 | 2.4853 | 0.047042 | 21.0571 | 8.3089 | 1.4309 | 0.021121 | 9.761
Upstate | 2029 | 9 | 16 | 0.20748 | 4.0927e-06 | 1.2456e-06 | 0.12558 | 2.4771e-06 | 7.539e-07 | 0.255 | 0.0014099 | 1.7972e-06 | 0.15433 | 0.0008533 | 1.0878e-06 | 34.6794 | 4.6525 | 0.088065 | 39.42 | 15.5547 | 2.6787 | 0.039539 | 18.273 | 20.9893 | 2.8159 | 0.0533 | 23.8585 | 9.4143 | 1.6213 | 0.023931 | 11.0595
Upstate | 2029 | 9 | 17 | 0.17798 | 3.5108e-06 | 1.0685e-06 | 0.10772 | 2.1249e-06 | 6.4671e-07 | 0.21874 | 0.0012094 | 1.5417e-06 | 0.13239 | 0.00073198 | 9.3311e-07 | 29.7487 | 3.991 | 0.075544 | 33.8153 | 13.3432 | 2.2979 | 0.033918 | 15.675 | 18.0051 | 2.4155 | 0.045722 | 20.4663 | 8.0758 | 1.3908 | 0.020528 | 9.4871
Upstate | 2029 | 9 | 18 | 0.20945 | 4.1315e-06 | 1.2574e-06 | 0.12677 | 2.5005e-06 | 7.6104e-07 | 0.25741 | 0.0014232 | 1.8143e-06 | 0.1558 | 0.00086138 | 1.0981e-06 | 35.0079 | 4.6966 | 0.088899 | 39.7934 | 15.7021 | 2.7041 | 0.039914 | 18.4461 | 21.1881 | 2.8426 | 0.053805 | 24.0845 | 9.5035 | 1.6366 | 0.024157 | 11.1643
Upstate | 2029 | 9 | 19 | 0.25 | 4.9315e-06 | 1.5009e-06 | 0.15131 | 2.9847e-06 | 9.0839e-07 | 0.30725 | 0.0016988 | 2.1656e-06 | 0.18596 | 0.0010282 | 1.3107e-06 | 41.7863 | 5.606 | 0.10611 | 47.4984 | 18.7424 | 3.2277 | 0.047642 | 22.0177 | 25.2907 | 3.393 | 0.064223 | 28.7479 | 11.3436 | 1.9535 | 0.028835 | 13.326
Upstate | 2029 | 9 | 20 | 0.27894 | 5.5022e-06 | 1.6746e-06 | 0.16882 | 3.3301e-06 | 1.0135e-06 | 0.34281 | 0.0018954 | 2.4162e-06 | 0.20748 | 0.0011472 | 1.4624e-06 | 46.6219 | 6.2547 | 0.11839 | 52.995 | 20.9113 | 3.6012 | 0.053156 | 24.5656 | 28.2174 | 3.7856 | 0.071655 | 32.0746 | 12.6563 | 2.1796 | 0.032172 | 14.8681
Upstate | 2029 | 9 | 21 | 0.19817 | 3.909e-06 | 1.1897e-06 | 0.11994 | 2.3659e-06 | 7.2006e-07 | 0.24355 | 0.0013466 | 1.7166e-06 | 0.14741 | 0.000815 | 1.0389e-06 | 33.1229 | 4.4437 | 0.084113 | 37.6507 | 14.8566 | 2.5585 | 0.037765 | 17.4529 | 20.0473 | 2.6895 | 0.050908 | 22.7877 | 8.9918 | 1.5485 | 0.022857 | 10.5631
Upstate | 2029 | 9 | 22 | 0.18133 | 3.5767e-06 | 1.0886e-06 | 0.10975 | 2.1648e-06 | 6.5885e-07 | 0.22285 | 0.0012321 | 1.5707e-06 | 0.13488 | 0.00074572 | 9.5062e-07 | 30.3071 | 4.066 | 0.076962 | 34.4501 | 13.5936 | 2.341 | 0.034554 | 15.9692 | 18.343 | 2.4609 | 0.04658 | 20.8505 | 8.2274 | 1.4169 | 0.020914 | 9.6652
Upstate | 2029 | 9 | 23 | 0.17114 | 3.3758e-06 | 1.0274e-06 | 0.10358 | 2.0432e-06 | 6.2183e-07 | 0.21033 | 0.0011629 | 1.4824e-06 | 0.1273 | 0.00070383 | 8.9722e-07 | 28.6045 | 3.8375 | 0.072638 | 32.5147 | 12.83 | 2.2095 | 0.032613 | 15.0721 | 17.3125 | 2.3226 | 0.043964 | 19.6791 | 7.7652 | 1.3373 | 0.019739 | 9.1222
Upstate | 2029 | 9 | 24 | 0.16647 | 3.2837e-06 | 9.994e-07 | 0.10075 | 1.9874e-06 | 6.0487e-07 | 0.20459 | 0.0011312 | 1.442e-06 | 0.12383 | 0.00068463 | 8.7275e-07 | 27.8244 | 3.7329 | 0.070657 | 31.6279 | 12.4801 | 2.1492 | 0.031724 | 14.661 | 16.8404 | 2.2593 | 0.042765 | 19.1425 | 7.5534 | 1.3008 | 0.0192 | 8.8734
Upstate | 2029 | 10 | 1 | 0.14512 | 2.8626e-06 | 8.7122e-07 | 0.087832 | 1.7325e-06 | 5.273e-07 | 0.17835 | 0.0009861 | 1.257e-06 | 0.10794 | 0.00059682 | 7.6081e-07 | 24.2557 | 3.2541 | 0.061595 | 27.5714 | 10.8794 | 1.8736 | 0.027655 | 12.7806 | 14.6805 | 1.9695 | 0.03728 | 16.6873 | 6.5846 | 1.134 | 0.016738 | 7.7353
Upstate | 2029 | 10 | 2 | 0.13661 | 2.6946e-06 | 8.2011e-07 | 0.08268 | 1.6309e-06 | 4.9636e-07 | 0.16789 | 0.00092825 | 1.1833e-06 | 0.10161 | 0.00056181 | 7.1618e-07 | 22.8328 | 3.0632 | 0.057982 | 25.954 | 10.2412 | 1.7637 | 0.026033 | 12.0309 | 13.8193 | 1.854 | 0.035093 | 15.7084 | 6.1984 | 1.0674 | 0.015756 | 7.2816
Upstate | 2029 | 10 | 3 | 0.15594 | 3.0761e-06 | 9.362e-07 | 0.094383 | 1.8618e-06 | 5.6662e-07 | 0.19165 | 0.0010596 | 1.3508e-06 | 0.116 | 0.00064134 | 8.1756e-07 | 26.0648 | 3.4968 | 0.066189 | 29.6278 | 11.6908 | 2.0133 | 0.029718 | 13.7339 | 15.7754 | 2.1164 | 0.04006 | 17.9319 | 7.0757 | 1.2185 | 0.017986 | 8.3123
Upstate | 2029 | 10 | 4 | 0.1474 | 2.9075e-06 | 8.8489e-07 | 0.089211 | 1.7597e-06 | 5.3557e-07 | 0.18115 | 0.0010016 | 1.2768e-06 | 0.10964 | 0.00060619 | 7.7275e-07 | 24.6365 | 3.3052 | 0.062562 | 28.0042 | 11.0502 | 1.903 | 0.028089 | 12.9813 | 14.911 | 2.0004 | 0.037865 | 16.9492 | 6.688 | 1.1518 | 0.017001 | 7.8568
Upstate | 2029 | 10 | 5 | 0.14815 | 2.9224e-06 | 8.8942e-07 | 0.089667 | 1.7687e-06 | 5.3831e-07 | 0.18208 | 0.0010067 | 1.2833e-06 | 0.1102 | 0.00060929 | 7.7671e-07 | 24.7624 | 3.3221 | 0.062882 | 28.1474 | 11.1067 | 1.9127 | 0.028233 | 13.0476 | 14.9872 | 2.0107 | 0.038059 | 17.0359 | 6.7222 | 1.1577 | 0.017088 | 7.8969
Upstate | 2029 | 10 | 6 | 0.18174 | 3.5849e-06 | 1.091e-06 | 0.10999 | 2.1697e-06 | 6.6034e-07 | 0.22335 | 0.0012349 | 1.5742e-06 | 0.13518 | 0.00074741 | 9.5278e-07 | 30.3759 | 4.0752 | 0.077137 | 34.5283 | 13.6245 | 2.3463 | 0.034633 | 16.0055 | 18.3847 | 2.4665 | 0.046686 | 20.8978 | 8.2461 | 1.4201 | 0.020961 | 9.6871
Upstate | 2029 | 10 | 7 | 0.17796 | 3.5104e-06 | 1.0684e-06 | 0.10771 | 2.1246e-06 | 6.4662e-07 | 0.21871 | 0.0012093 | 1.5415e-06 | 0.13237 | 0.00073189 | 9.3299e-07 | 29.7449 | 3.9905 | 0.075534 | 33.8109 | 13.3415 | 2.2976 | 0.033913 | 15.6729 | 18.0027 | 2.4152 | 0.045716 | 20.4637 | 8.0748 | 1.3906 | 0.020526 | 9.4859
Upstate | 2029 | 10 | 8 | 0.16555 | 3.2655e-06 | 9.9386e-07 | 0.1002 | 1.9764e-06 | 6.0152e-07 | 0.20346 | 0.0011249 | 1.434e-06 | 0.12314 | 0.00068084 | 8.6791e-07 | 27.6701 | 3.7122 | 0.070266 | 31.4526 | 12.4109 | 2.1373 | 0.031548 | 14.5797 | 16.747 | 2.2468 | 0.042528 | 19.0363 | 7.5115 | 1.2936 | 0.019094 | 8.8242
Upstate | 2029 | 10 | 9 | 0.1405 | 2.7714e-06 | 8.4347e-07 | 0.085035 | 1.6774e-06 | 5.105e-07 | 0.17267 | 0.00095468 | 1.217e-06 | 0.10451 | 0.00057781 | 7.3658e-07 | 23.4831 | 3.1505 | 0.059633 | 26.6932 | 10.5329 | 1.8139 | 0.026774 | 12.3735 | 14.2129 | 1.9068 | 0.036092 | 16.1557 | 6.3749 | 1.0978 | 0.016205 | 7.4889
Upstate | 2029 | 10 | 10 | 0.12646 | 2.4946e-06 | 7.5921e-07 | 0.07654 | 1.5098e-06 | 4.595e-07 | 0.15542 | 0.00085932 | 1.0954e-06 | 0.094067 | 0.00052009 | 6.63e-07 | 21.1373 | 2.8358 | 0.053676 | 24.0268 | 9.4807 | 1.6327 | 0.0241 | 11.1375 | 12.7931 | 1.7163 | 0.032487 | 14.5419 | 5.7381 | 0.98818 | 0.014586 | 6.7409
Upstate | 2029 | 10 | 11 | 0.12726 | 2.5102e-06 | 7.6398e-07 | 0.077021 | 1.5193e-06 | 4.6239e-07 | 0.1564 | 0.00086471 | 1.1023e-06 | 0.094658 | 0.00052336 | 6.6716e-07 | 21.27 | 2.8536 | 0.054013 | 24.1776 | 9.5402 | 1.643 | 0.024251 | 11.2074 | 12.8734 | 1.7271 | 0.032691 | 14.6332 | 5.7741 | 0.99438 | 0.014678 | 6.7832
Upstate | 2029 | 10 | 12 | 0.13799 | 2.7218e-06 | 8.2839e-07 | 0.083514 | 1.6474e-06 | 5.0137e-07 | 0.16958 | 0.00093762 | 1.1952e-06 | 0.10264 | 0.00056748 | 7.2341e-07 | 23.0633 | 3.0941 | 0.058567 | 26.216 | 10.3445 | 1.7815 | 0.026295 | 12.1523 | 13.9588 | 1.8727 | 0.035447 | 15.8669 | 6.2609 | 1.0782 | 0.015915 | 7.355
Upstate | 2029 | 10 | 13 | 0.14471 | 2.8545e-06 | 8.6876e-07 | 0.087584 | 1.7276e-06 | 5.2581e-07 | 0.17785 | 0.00098331 | 1.2535e-06 | 0.10764 | 0.00059514 | 7.5866e-07 | 24.1872 | 3.2449 | 0.061421 | 27.4936 | 10.8487 | 1.8683 | 0.027577 | 12.7446 | 14.639 | 1.964 | 0.037174 | 16.6402 | 6.566 | 1.1308 | 0.016691 | 7.7135
Upstate | 2029 | 10 | 14 | 0.16355 | 3.226e-06 | 9.8183e-07 | 0.098984 | 1.9525e-06 | 5.9424e-07 | 0.201 | 0.0011113 | 1.4166e-06 | 0.12165 | 0.0006726 | 8.5741e-07 | 27.3354 | 3.6673 | 0.069416 | 31.072 | 12.2607 | 2.1115 | 0.031166 | 14.4033 | 16.5444 | 2.2196 | 0.042013 | 18.806 | 7.4207 | 1.2779 | 0.018863 | 8.7175
Upstate | 2029 | 10 | 15 | 0.19367 | 3.8202e-06 | 1.1627e-06 | 0.11721 | 2.3121e-06 | 7.0369e-07 | 0.23801 | 0.001316 | 1.6776e-06 | 0.14406 | 0.00079648 | 1.0153e-06 | 32.37 | 4.3427 | 0.082201 | 36.7949 | 14.5189 | 2.5003 | 0.036906 | 17.0561 | 19.5916 | 2.6284 | 0.049751 | 22.2697 | 8.7874 | 1.5133 | 0.022337 | 10.323
Upstate | 2029 | 10 | 16 | 0.19768 | 3.8994e-06 | 1.1868e-06 | 0.11964 | 2.3601e-06 | 7.1828e-07 | 0.24295 | 0.0013433 | 1.7123e-06 | 0.14704 | 0.00081299 | 1.0364e-06 | 33.041 | 4.4327 | 0.083905 | 37.5576 | 14.8199 | 2.5522 | 0.037671 | 17.4097 | 19.9977 | 2.6829 | 0.050782 | 22.7313 | 8.9696 | 1.5447 | 0.0228 | 10.537
Upstate | 2029 | 10 | 17 | 0.17668 | 3.4852e-06 | 1.0607e-06 | 0.10694 | 2.1094e-06 | 6.4198e-07 | 0.21714 | 0.0012006 | 1.5305e-06 | 0.13142 | 0.00072663 | 9.2629e-07 | 29.5314 | 3.9619 | 0.074992 | 33.5683 | 13.2457 | 2.2811 | 0.03367 | 15.5605 | 17.8736 | 2.3979 | 0.045388 | 20.3168 | 8.0168 | 1.3806 | 0.020378 | 9.4178
Upstate | 2029 | 10 | 18 | 0.22876 | 4.5124e-06 | 1.3733e-06 | 0.13845 | 2.7311e-06 | 8.312e-07 | 0.28114 | 0.0015544 | 1.9815e-06 | 0.17016 | 0.0009408 | 1.1993e-06 | 38.2356 | 5.1296 | 0.097096 | 43.4623 | 17.1498 | 2.9534 | 0.043594 | 20.1468 | 23.1417 | 3.1047 | 0.058766 | 26.3051 | 10.3797 | 1.7875 | 0.026385 | 12.1936
Upstate | 2029 | 10 | 19 | 0.28219 | 5.5663e-06 | 1.6941e-06 | 0.17079 | 3.369e-06 | 1.0253e-06 | 0.34681 | 0.0019175 | 2.4444e-06 | 0.2099 | 0.0011605 | 1.4794e-06 | 47.1658 | 6.3277 | 0.11977 | 53.6133 | 21.1553 | 3.6432 | 0.053776 | 24.8523 | 28.5466 | 3.8298 | 0.072491 | 32.4488 | 12.804 | 2.205 | 0.032547 | 15.0415
Upstate | 2029 | 10 | 20 | 0.24079 | 4.7497e-06 | 1.4456e-06 | 0.14573 | 2.8747e-06 | 8.7491e-07 | 0.29593 | 0.0016362 | 2.0857e-06 | 0.17911 | 0.00099027 | 1.2624e-06 | 40.2459 | 5.3993 | 0.1022 | 45.7474 | 18.0515 | 3.1087 | 0.045886 | 21.2061 | 24.3584 | 3.2679 | 0.061856 | 27.6881 | 10.9254 | 1.8815 | 0.027772 | 12.8347
Upstate | 2029 | 10 | 21 | 0.19783 | 3.9022e-06 | 1.1876e-06 | 0.11973 | 2.3618e-06 | 7.188e-07 | 0.24312 | 0.0013442 | 1.7136e-06 | 0.14715 | 0.00081358 | 1.0371e-06 | 33.065 | 4.436 | 0.083965 | 37.5849 | 14.8306 | 2.554 | 0.037699 | 17.4224 | 20.0122 | 2.6848 | 0.050819 | 22.7478 | 8.9761 | 1.5458 | 0.022817 | 10.5447
Upstate | 2029 | 10 | 22 | 0.18419 | 3.6333e-06 | 1.1058e-06 | 0.11148 | 2.199e-06 | 6.6927e-07 | 0.22637 | 0.0012516 | 1.5955e-06 | 0.13701 | 0.00075752 | 9.6567e-07 | 30.7868 | 4.1303 | 0.07818 | 34.9953 | 13.8088 | 2.3781 | 0.035101 | 16.2219 | 18.6333 | 2.4998 | 0.047318 | 21.1805 | 8.3576 | 1.4393 | 0.021245 | 9.8181
Upstate | 2029 | 10 | 23 | 0.17712 | 3.4938e-06 | 1.0633e-06 | 0.1072 | 2.1146e-06 | 6.4357e-07 | 0.21768 | 0.0012036 | 1.5342e-06 | 0.13175 | 0.00072843 | 9.2859e-07 | 29.6046 | 3.9717 | 0.075178 | 33.6515 | 13.2785 | 2.2867 | 0.033753 | 15.599 | 17.9179 | 2.4038 | 0.045501 | 20.3672 | 8.0367 | 1.384 | 0.020429 | 9.4411
Upstate | 2029 | 10 | 24 | 0.1635 | 3.2252e-06 | 9.8159e-07 | 0.09896 | 1.952e-06 | 5.941e-07 | 0.20095 | 0.001111 | 1.4163e-06 | 0.12162 | 0.00067243 | 8.572e-07 | 27.3286 | 3.6664 | 0.069398 | 31.0644 | 12.2577 | 2.1109 | 0.031158 | 14.3998 | 16.5403 | 2.219 | 0.042003 | 18.8014 | 7.4188 | 1.2776 | 0.018858 | 8.7153
Upstate | 2029 | 11 | 1 | 0.20827 | 4.1082e-06 | 1.2503e-06 | 0.12605 | 2.4864e-06 | 7.5674e-07 | 0.25596 | 0.0014152 | 1.804e-06 | 0.15492 | 0.00085652 | 1.0919e-06 | 34.8103 | 4.6701 | 0.088397 | 39.5688 | 15.6134 | 2.6888 | 0.039689 | 18.342 | 21.0685 | 2.8265 | 0.053502 | 23.9485 | 9.4498 | 1.6274 | 0.024021 | 11.1013
Upstate | 2029 | 11 | 2 | 0.18587 | 3.6664e-06 | 1.1159e-06 | 0.1125 | 2.219e-06 | 6.7536e-07 | 0.22843 | 0.001263 | 1.61e-06 | 0.13826 | 0.00076441 | 9.7444e-07 | 31.0666 | 4.1679 | 0.078891 | 35.3133 | 13.9343 | 2.3997 | 0.03542 | 16.3694 | 18.8027 | 2.5225 | 0.047748 | 21.373 | 8.4336 | 1.4524 | 0.021438 | 9.9074
Upstate | 2029 | 11 | 3 | 0.18352 | 3.6201e-06 | 1.1018e-06 | 0.11107 | 2.191e-06 | 6.6683e-07 | 0.22555 | 0.001247 | 1.5897e-06 | 0.13651 | 0.00075476 | 9.6214e-07 | 30.6744 | 4.1152 | 0.077895 | 34.8675 | 13.7584 | 2.3694 | 0.034973 | 16.1627 | 18.5653 | 2.4907 | 0.047145 | 21.1031 | 8.3271 | 1.434 | 0.021167 | 9.7823
Upstate | 2029 | 11 | 4 | 0.19171 | 3.7815e-06 | 1.1509e-06 | 0.11603 | 2.2887e-06 | 6.9657e-07 | 0.23561 | 0.0013027 | 1.6606e-06 | 0.1426 | 0.00078842 | 1.005e-06 | 32.0424 | 4.2988 | 0.081369 | 36.4225 | 14.3719 | 2.475 | 0.036533 | 16.8835 | 19.3933 | 2.6018 | 0.049247 | 22.0443 | 8.6985 | 1.498 | 0.022111 | 10.2186
Upstate | 2029 | 11 | 5 | 0.18437 | 3.6368e-06 | 1.1069e-06 | 0.11159 | 2.2011e-06 | 6.6991e-07 | 0.22659 | 0.0012528 | 1.597e-06 | 0.13714 | 0.00075825 | 9.6659e-07 | 30.8162 | 4.1343 | 0.078255 | 35.0288 | 13.822 | 2.3803 | 0.035135 | 16.2375 | 18.6512 | 2.5022 | 0.047363 | 21.2008 | 8.3656 | 1.4407 | 0.021265 | 9.8275
Upstate | 2029 | 11 | 6 | 0.21385 | 4.2182e-06 | 1.2838e-06 | 0.12943 | 2.553e-06 | 7.7701e-07 | 0.26281 | 0.0014531 | 1.8524e-06 | 0.15907 | 0.00087947 | 1.1211e-06 | 35.7428 | 4.7952 | 0.090765 | 40.6287 | 16.0317 | 2.7609 | 0.040752 | 18.8333 | 21.6329 | 2.9022 | 0.054935 | 24.5901 | 9.703 | 1.671 | 0.024665 | 11.3986
Upstate | 2029 | 11 | 7 | 0.227 | 4.4777e-06 | 1.3628e-06 | 0.13739 | 2.7101e-06 | 8.2481e-07 | 0.27898 | 0.0015425 | 1.9663e-06 | 0.16885 | 0.00093357 | 1.1901e-06 | 37.9414 | 5.0902 | 0.096349 | 43.128 | 17.0179 | 2.9307 | 0.043259 | 19.9918 | 22.9636 | 3.0808 | 0.058314 | 26.1027 | 10.2999 | 1.7738 | 0.026182 | 12.0998
Upstate | 2029 | 11 | 8 | 0.21787 | 4.2976e-06 | 1.308e-06 | 0.13186 | 2.6011e-06 | 7.9164e-07 | 0.26776 | 0.0014804 | 1.8872e-06 | 0.16206 | 0.00089602 | 1.1422e-06 | 36.4156 | 4.8855 | 0.092474 | 41.3935 | 16.3335 | 2.8128 | 0.041519 | 19.1878 | 22.0401 | 2.9569 | 0.055969 | 25.053 | 9.8856 | 1.7024 | 0.025129 | 11.6132
Upstate | 2029 | 11 | 9 | 0.20327 | 4.0096e-06 | 1.2203e-06 | 0.12303 | 2.4268e-06 | 7.3859e-07 | 0.24982 | 0.0013812 | 1.7607e-06 | 0.1512 | 0.00083597 | 1.0657e-06 | 33.9751 | 4.5581 | 0.086277 | 38.6195 | 15.2388 | 2.6243 | 0.038736 | 17.9019 | 20.5631 | 2.7587 | 0.052218 | 23.374 | 9.2231 | 1.5883 | 0.023445 | 10.8349
Upstate | 2029 | 11 | 10 | 0.17048 | 3.3628e-06 | 1.0234e-06 | 0.10318 | 2.0353e-06 | 6.1943e-07 | 0.20951 | 0.0011584 | 1.4767e-06 | 0.12681 | 0.00070111 | 8.9375e-07 | 28.4939 | 3.8227 | 0.072358 | 32.389 | 12.7804 | 2.201 | 0.032487 | 15.0138 | 17.2456 | 2.3136 | 0.043794 | 19.6031 | 7.7352 | 1.3321 | 0.019662 | 9.0869
Upstate | 2029 | 11 | 11 | 0.17082 | 3.3696e-06 | 1.0255e-06 | 0.10339 | 2.0394e-06 | 6.2069e-07 | 0.20994 | 0.0011608 | 1.4797e-06 | 0.12706 | 0.00070253 | 8.9557e-07 | 28.5519 | 3.8305 | 0.072505 | 32.4549 | 12.8064 | 2.2054 | 0.032553 | 15.0444 | 17.2807 | 2.3184 | 0.043883 | 19.643 | 7.7509 | 1.3348 | 0.019702 | 9.1054
Upstate | 2029 | 11 | 12 | 0.1776 | 3.5033e-06 | 1.0662e-06 | 0.10749 | 2.1203e-06 | 6.4532e-07 | 0.21827 | 0.0012068 | 1.5384e-06 | 0.13211 | 0.00073041 | 9.311e-07 | 29.6848 | 3.9825 | 0.075382 | 33.7426 | 13.3145 | 2.2929 | 0.033845 | 15.6413 | 17.9664 | 2.4103 | 0.045624 | 20.4223 | 8.0584 | 1.3878 | 0.020484 | 9.4667
Upstate | 2029 | 11 | 13 | 0.19311 | 3.8093e-06 | 1.1593e-06 | 0.11688 | 2.3055e-06 | 7.0168e-07 | 0.23733 | 0.0013122 | 1.6728e-06 | 0.14364 | 0.0007942 | 1.0124e-06 | 32.2775 | 4.3303 | 0.081966 | 36.6897 | 14.4774 | 2.4932 | 0.036801 | 17.0074 | 19.5356 | 2.6209 | 0.049609 | 22.206 | 8.7623 | 1.509 | 0.022273 | 10.2935
Upstate | 2029 | 11 | 14 | 0.21129 | 4.1679e-06 | 1.2685e-06 | 0.12788 | 2.5226e-06 | 7.6774e-07 | 0.25968 | 0.0014357 | 1.8302e-06 | 0.15717 | 0.00086897 | 1.1077e-06 | 35.3161 | 4.738 | 0.089682 | 40.1438 | 15.8403 | 2.7279 | 0.040265 | 18.6085 | 21.3747 | 2.8676 | 0.054279 | 24.2966 | 9.5872 | 1.651 | 0.02437 | 11.2626
Upstate | 2029 | 11 | 15 | 0.22677 | 4.4732e-06 | 1.3614e-06 | 0.13725 | 2.7074e-06 | 8.2398e-07 | 0.2787 | 0.0015409 | 1.9643e-06 | 0.16868 | 0.00093263 | 1.1889e-06 | 37.9035 | 5.0851 | 0.096252 | 43.0848 | 17.0008 | 2.9278 | 0.043215 | 19.9718 | 22.9406 | 3.0777 | 0.058256 | 26.0766 | 10.2895 | 1.772 | 0.026156 | 12.0877
Upstate | 2029 | 11 | 16 | 0.24415 | 4.8159e-06 | 1.4657e-06 | 0.14777 | 2.9148e-06 | 8.871e-07 | 0.30005 | 0.001659 | 2.1148e-06 | 0.1816 | 0.0010041 | 1.28e-06 | 40.807 | 5.4746 | 0.10363 | 46.3853 | 18.3031 | 3.152 | 0.046526 | 21.5017 | 24.698 | 3.3134 | 0.062718 | 28.0741 | 11.0778 | 1.9077 | 0.028159 | 13.0137
Upstate | 2029 | 11 | 17 | 0.25124 | 4.9558e-06 | 1.5083e-06 | 0.15206 | 2.9994e-06 | 9.1286e-07 | 0.30876 | 0.0017071 | 2.1762e-06 | 0.18688 | 0.0010332 | 1.3171e-06 | 41.992 | 5.6336 | 0.10663 | 47.7323 | 18.8347 | 3.2436 | 0.047877 | 22.1261 | 25.4152 | 3.4097 | 0.06454 | 28.8894 | 11.3995 | 1.9631 | 0.028977 | 13.3916
Upstate | 2029 | 11 | 18 | 0.31821 | 6.2768e-06 | 1.9103e-06 | 0.19259 | 3.799e-06 | 1.1562e-06 | 0.39107 | 0.0021622 | 2.7563e-06 | 0.23669 | 0.0013087 | 1.6682e-06 | 53.1861 | 7.1354 | 0.13506 | 60.4565 | 23.8555 | 4.1082 | 0.06064 | 28.0244 | 32.1903 | 4.3186 | 0.081744 | 36.5906 | 14.4383 | 2.4865 | 0.036701 | 16.9615
Upstate | 2029 | 11 | 19 | 0.32096 | 6.331e-06 | 1.9268e-06 | 0.19426 | 3.8318e-06 | 1.1662e-06 | 0.39445 | 0.0021809 | 2.7802e-06 | 0.23874 | 0.00132 | 1.6827e-06 | 53.6455 | 7.197 | 0.13623 | 60.9787 | 24.0616 | 4.1437 | 0.061163 | 28.2665 | 32.4683 | 4.3559 | 0.08245 | 36.9066 | 14.563 | 2.5079 | 0.037018 | 17.1079
Upstate | 2029 | 11 | 20 | 0.28529 | 5.6274e-06 | 1.7127e-06 | 0.17267 | 3.4059e-06 | 1.0366e-06 | 0.35061 | 0.0019385 | 2.4712e-06 | 0.21221 | 0.0011733 | 1.4957e-06 | 47.6836 | 6.3972 | 0.12109 | 54.2018 | 21.3875 | 3.6832 | 0.054366 | 25.1251 | 28.8599 | 3.8718 | 0.073287 | 32.805 | 12.9445 | 2.2292 | 0.032904 | 15.2067
Upstate | 2029 | 11 | 21 | 0.24248 | 4.783e-06 | 1.4557e-06 | 0.14676 | 2.8948e-06 | 8.8104e-07 | 0.298 | 0.0016476 | 2.1003e-06 | 0.18036 | 0.00099721 | 1.2712e-06 | 40.5279 | 5.4372 | 0.10292 | 46.0679 | 18.1779 | 3.1305 | 0.046208 | 21.3546 | 24.529 | 3.2908 | 0.062289 | 27.8821 | 11.002 | 1.8947 | 0.027967 | 12.9246
Upstate | 2029 | 11 | 22 | 0.23455 | 4.6266e-06 | 1.4081e-06 | 0.14196 | 2.8002e-06 | 8.5224e-07 | 0.28826 | 0.0015938 | 2.0317e-06 | 0.17447 | 0.00096461 | 1.2297e-06 | 39.2033 | 5.2595 | 0.099553 | 44.5623 | 17.5838 | 3.0282 | 0.044697 | 20.6567 | 23.7273 | 3.1832 | 0.060253 | 26.9708 | 10.6424 | 1.8328 | 0.027053 | 12.5022
Upstate | 2029 | 11 | 23 | 0.22009 | 4.3413e-06 | 1.3213e-06 | 0.1332 | 2.6275e-06 | 7.9968e-07 | 0.27048 | 0.0014955 | 1.9064e-06 | 0.16371 | 0.00090512 | 1.1538e-06 | 36.7856 | 4.9351 | 0.093414 | 41.8141 | 16.4994 | 2.8414 | 0.041941 | 19.3828 | 22.264 | 2.9869 | 0.056537 | 25.3075 | 9.9861 | 1.7197 | 0.025384 | 11.7312
Upstate | 2029 | 11 | 24 | 0.22472 | 4.4328e-06 | 1.3491e-06 | 0.13601 | 2.6829e-06 | 8.1653e-07 | 0.27618 | 0.001527 | 1.9466e-06 | 0.16716 | 0.0009242 | 1.1781e-06 | 37.5608 | 5.0391 | 0.095382 | 42.6953 | 16.8471 | 2.9013 | 0.042825 | 19.7913 | 22.7333 | 3.0499 | 0.057729 | 25.8408 | 10.1965 | 1.756 | 0.025919 | 11.9784
Upstate | 2029 | 12 | 1 | 0.20903 | 4.1232e-06 | 1.2549e-06 | 0.12651 | 2.4955e-06 | 7.5951e-07 | 0.2569 | 0.0014204 | 1.8106e-06 | 0.15548 | 0.00085966 | 1.0959e-06 | 34.9377 | 4.6872 | 0.088721 | 39.7137 | 15.6706 | 2.6987 | 0.039834 | 18.4091 | 21.1457 | 2.8369 | 0.053697 | 24.0362 | 9.4845 | 1.6334 | 0.024109 | 11.1419
Upstate | 2029 | 12 | 2 | 0.19609 | 3.8681e-06 | 1.1772e-06 | 0.11868 | 2.3411e-06 | 7.1251e-07 | 0.241 | 0.0013325 | 1.6986e-06 | 0.14586 | 0.00080646 | 1.0281e-06 | 32.7757 | 4.3971 | 0.083231 | 37.2561 | 14.7009 | 2.5317 | 0.037369 | 17.2699 | 19.8371 | 2.6613 | 0.050375 | 22.5488 | 8.8975 | 1.5323 | 0.022617 | 10.4524
Upstate | 2029 | 12 | 3 | 0.18866 | 3.7214e-06 | 1.1326e-06 | 0.11418 | 2.2523e-06 | 6.8549e-07 | 0.23186 | 0.0012819 | 1.6342e-06 | 0.14033 | 0.00077588 | 9.8907e-07 | 31.5329 | 4.2304 | 0.080075 | 35.8433 | 14.1434 | 2.4357 | 0.035952 | 16.6151 | 19.0849 | 2.5604 | 0.048464 | 21.6938 | 8.5601 | 1.4742 | 0.021759 | 10.0561
Upstate | 2029 | 12 | 4 | 0.18696 | 3.688e-06 | 1.1224e-06 | 0.11316 | 2.2321e-06 | 6.7934e-07 | 0.22978 | 0.0012704 | 1.6195e-06 | 0.13907 | 0.00076891 | 9.8018e-07 | 31.2497 | 4.1924 | 0.079356 | 35.5214 | 14.0164 | 2.4138 | 0.035629 | 16.4658 | 18.9135 | 2.5374 | 0.048029 | 21.4989 | 8.4833 | 1.4609 | 0.021564 | 9.9658
Upstate | 2029 | 12 | 5 | 0.18054 | 3.5612e-06 | 1.0838e-06 | 0.10927 | 2.1554e-06 | 6.5598e-07 | 0.22188 | 0.0012267 | 1.5638e-06 | 0.13429 | 0.00074248 | 9.4649e-07 | 30.1753 | 4.0483 | 0.076627 | 34.3001 | 13.5345 | 2.3308 | 0.034404 | 15.8997 | 18.2632 | 2.4502 | 0.046378 | 20.7598 | 8.1916 | 1.4107 | 0.020823 | 9.6231
Upstate | 2029 | 12 | 6 | 0.19598 | 3.8657e-06 | 1.1765e-06 | 0.11861 | 2.3397e-06 | 7.1208e-07 | 0.24085 | 0.0013317 | 1.6976e-06 | 0.14577 | 0.00080598 | 1.0274e-06 | 32.756 | 4.3945 | 0.083181 | 37.2337 | 14.692 | 2.5302 | 0.037346 | 17.2595 | 19.8252 | 2.6597 | 0.050344 | 22.5353 | 8.8922 | 1.5314 | 0.022604 | 10.4461
Upstate | 2029 | 12 | 7 | 0.21903 | 4.3205e-06 | 1.3149e-06 | 0.13257 | 2.6149e-06 | 7.9584e-07 | 0.26918 | 0.0014883 | 1.8973e-06 | 0.16292 | 0.00090078 | 1.1483e-06 | 36.6091 | 4.9114 | 0.092965 | 41.6135 | 16.4203 | 2.8278 | 0.04174 | 19.2898 | 22.1572 | 2.9726 | 0.056266 | 25.1861 | 9.9382 | 1.7115 | 0.025262 | 11.6749
Upstate | 2029 | 12 | 8 | 0.22577 | 4.4534e-06 | 1.3554e-06 | 0.13664 | 2.6953e-06 | 8.2032e-07 | 0.27746 | 0.0015341 | 1.9556e-06 | 0.16793 | 0.00092849 | 1.1836e-06 | 37.7351 | 5.0625 | 0.095825 | 42.8934 | 16.9253 | 2.9148 | 0.043023 | 19.8831 | 22.8387 | 3.064 | 0.057997 | 25.9607 | 10.2438 | 1.7641 | 0.026039 | 12.034
Upstate | 2029 | 12 | 9 | 0.20192 | 3.983e-06 | 1.2122e-06 | 0.12221 | 2.4107e-06 | 7.3368e-07 | 0.24816 | 0.001372 | 1.749e-06 | 0.15019 | 0.00083042 | 1.0586e-06 | 33.7493 | 4.5278 | 0.085703 | 38.3628 | 15.1376 | 2.6069 | 0.038479 | 17.7829 | 20.4264 | 2.7404 | 0.051871 | 23.2186 | 9.1618 | 1.5778 | 0.023289 | 10.7629
Upstate | 2029 | 12 | 10 | 0.17885 | 3.5279e-06 | 1.0737e-06 | 0.10825 | 2.1352e-06 | 6.4985e-07 | 0.2198 | 0.0012153 | 1.5492e-06 | 0.13303 | 0.00073554 | 9.3765e-07 | 29.8935 | 4.0105 | 0.075912 | 33.9798 | 13.4081 | 2.3091 | 0.034083 | 15.7512 | 18.0927 | 2.4273 | 0.045945 | 20.5659 | 8.1151 | 1.3975 | 0.020628 | 9.5333
Upstate | 2029 | 12 | 11 | 0.17568 | 3.4654e-06 | 1.0547e-06 | 0.10633 | 2.0974e-06 | 6.3834e-07 | 0.21591 | 0.0011938 | 1.5218e-06 | 0.13068 | 0.00072251 | 9.2104e-07 | 29.3639 | 3.9394 | 0.074567 | 33.3779 | 13.1706 | 2.2682 | 0.033479 | 15.4722 | 17.7722 | 2.3843 | 0.045131 | 20.2016 | 7.9713 | 1.3728 | 0.020263 | 9.3644
Upstate | 2029 | 12 | 12 | 0.17966 | 3.5439e-06 | 1.0786e-06 | 0.10874 | 2.1449e-06 | 6.528e-07 | 0.2208 | 0.0012208 | 1.5563e-06 | 0.13364 | 0.00073888 | 9.419e-07 | 30.0292 | 4.0287 | 0.076256 | 34.1341 | 13.469 | 2.3195 | 0.034238 | 15.8227 | 18.1748 | 2.4383 | 0.046153 | 20.6593 | 8.1519 | 1.4039 | 0.020722 | 9.5765
Upstate | 2029 | 12 | 13 | 0.19644 | 3.875e-06 | 1.1793e-06 | 0.1189 | 2.3453e-06 | 7.1378e-07 | 0.24143 | 0.0013348 | 1.7016e-06 | 0.14612 | 0.0008079 | 1.0299e-06 | 32.8342 | 4.405 | 0.083379 | 37.3226 | 14.7271 | 2.5362 | 0.037436 | 17.3007 | 19.8725 | 2.6661 | 0.050464 | 22.5891 | 8.9134 | 1.535 | 0.022657 | 10.4711
Upstate | 2029 | 12 | 14 | 0.20173 | 3.9793e-06 | 1.2111e-06 | 0.1221 | 2.4084e-06 | 7.33e-07 | 0.24793 | 0.0013708 | 1.7474e-06 | 0.15006 | 0.00082965 | 1.0576e-06 | 33.7182 | 4.5236 | 0.085624 | 38.3275 | 15.1236 | 2.6045 | 0.038444 | 17.7666 | 20.4076 | 2.7379 | 0.051823 | 23.1973 | 9.1534 | 1.5763 | 0.023268 | 10.753
Upstate | 2029 | 12 | 15 | 0.21701 | 4.2806e-06 | 1.3028e-06 | 0.13134 | 2.5908e-06 | 7.8851e-07 | 0.2667 | 0.0014746 | 1.8798e-06 | 0.16142 | 0.00089248 | 1.1377e-06 | 36.2715 | 4.8661 | 0.092108 | 41.2298 | 16.2688 | 2.8017 | 0.041355 | 19.1119 | 21.9529 | 2.9452 | 0.055747 | 24.9538 | 9.8465 | 1.6957 | 0.025029 | 11.5673
Upstate | 2029 | 12 | 16 | 0.24158 | 4.7654e-06 | 1.4503e-06 | 0.14622 | 2.8842e-06 | 8.778e-07 | 0.2969 | 0.0016416 | 2.0926e-06 | 0.1797 | 0.00099354 | 1.2665e-06 | 40.379 | 5.4172 | 0.10254 | 45.8987 | 18.1112 | 3.119 | 0.046038 | 21.2762 | 24.4389 | 3.2787 | 0.06206 | 27.7797 | 10.9616 | 1.8877 | 0.027864 | 12.8772
Upstate | 2029 | 12 | 17 | 0.2479 | 4.8899e-06 | 1.4882e-06 | 0.15004 | 2.9596e-06 | 9.0074e-07 | 0.30466 | 0.0016845 | 2.1473e-06 | 0.18439 | 0.0010195 | 1.2996e-06 | 41.4342 | 5.5587 | 0.10522 | 47.0981 | 18.5844 | 3.2005 | 0.047241 | 21.8322 | 25.0775 | 3.3644 | 0.063682 | 28.5056 | 11.248 | 1.9371 | 0.028592 | 13.2137
Upstate | 2029 | 12 | 18 | 0.29311 | 5.7818e-06 | 1.7597e-06 | 0.1774 | 3.4994e-06 | 1.065e-06 | 0.36023 | 0.0019917 | 2.539e-06 | 0.21803 | 0.0012055 | 1.5367e-06 | 48.9914 | 6.5726 | 0.12441 | 55.6884 | 21.9741 | 3.7842 | 0.055857 | 25.8142 | 29.6515 | 3.978 | 0.075297 | 33.7048 | 13.2996 | 2.2904 | 0.033807 | 15.6237
Upstate | 2029 | 12 | 19 | 0.29636 | 5.8458e-06 | 1.7792e-06 | 0.17937 | 3.5381e-06 | 1.0768e-06 | 0.36422 | 0.0020138 | 2.5671e-06 | 0.22044 | 0.0012188 | 1.5537e-06 | 49.5338 | 6.6454 | 0.12579 | 56.305 | 22.2174 | 3.8261 | 0.056476 | 26.1 | 29.9798 | 4.022 | 0.076131 | 34.0779 | 13.4468 | 2.3157 | 0.034181 | 15.7967
Upstate | 2029 | 12 | 20 | 0.28255 | 5.5735e-06 | 1.6963e-06 | 0.17101 | 3.3733e-06 | 1.0266e-06 | 0.34725 | 0.0019199 | 2.4475e-06 | 0.21017 | 0.001162 | 1.4813e-06 | 47.2262 | 6.3358 | 0.11993 | 53.6819 | 21.1823 | 3.6479 | 0.053845 | 24.8841 | 28.5831 | 3.8347 | 0.072584 | 32.4904 | 12.8204 | 2.2078 | 0.032589 | 15.0608
Upstate | 2029 | 12 | 21 | 0.27067 | 5.339e-06 | 1.6249e-06 | 0.16382 | 3.2314e-06 | 9.8347e-07 | 0.33265 | 0.0018392 | 2.3445e-06 | 0.20133 | 0.0011131 | 1.419e-06 | 45.2398 | 6.0693 | 0.11488 | 51.424 | 20.2914 | 3.4944 | 0.05158 | 23.8374 | 27.3809 | 3.6734 | 0.069531 | 31.1238 | 12.2811 | 2.115 | 0.031218 | 14.4273
Upstate | 2029 | 12 | 22 | 0.24572 | 4.847e-06 | 1.4752e-06 | 0.14872 | 2.9336e-06 | 8.9282e-07 | 0.30199 | 0.0016697 | 2.1284e-06 | 0.18277 | 0.0010106 | 1.2882e-06 | 41.0702 | 5.5099 | 0.10429 | 46.6844 | 18.4212 | 3.1724 | 0.046826 | 21.6404 | 24.8573 | 3.3348 | 0.063123 | 28.2552 | 11.1492 | 1.92 | 0.028341 | 13.0976
Upstate | 2029 | 12 | 23 | 0.2326 | 4.5881e-06 | 1.3964e-06 | 0.14078 | 2.7769e-06 | 8.4514e-07 | 0.28586 | 0.0015805 | 2.0148e-06 | 0.17301 | 0.00095657 | 1.2194e-06 | 38.8765 | 5.2156 | 0.098723 | 44.1908 | 17.4372 | 3.0029 | 0.044325 | 20.4845 | 23.5296 | 3.1567 | 0.059751 | 26.746 | 10.5537 | 1.8175 | 0.026827 | 12.398
Upstate | 2029 | 12 | 24 | 0.22306 | 4.4001e-06 | 1.3391e-06 | 0.13501 | 2.6631e-06 | 8.105e-07 | 0.27414 | 0.0015157 | 1.9322e-06 | 0.16592 | 0.00091737 | 1.1694e-06 | 37.2834 | 5.0019 | 0.094678 | 42.38 | 16.7227 | 2.8799 | 0.042508 | 19.6451 | 22.5654 | 3.0273 | 0.057303 | 25.65 | 10.1212 | 1.743 | 0.025728 | 11.89
Upstate | 2030 | 1 | 1 | 0.19652 | 3.8765e-06 | 1.1798e-06 | 0.10951 | 2.1601e-06 | 6.5741e-07 | 0.24153 | 0.0013354 | 1.7023e-06 | 0.13458 | 0.00074409 | 9.4855e-07 | 33.089 | 4.5403 | 0.085115 | 37.7144 | 14.9746 | 2.6708 | 0.039153 | 17.6845 | 18.4376 | 2.5299 | 0.047427 | 21.015 | 8.344 | 1.4882 | 0.021817 | 9.854
Upstate | 2030 | 1 | 2 | 0.16934 | 3.3404e-06 | 1.0166e-06 | 0.09436 | 1.8613e-06 | 5.6649e-07 | 0.20812 | 0.0011507 | 1.4669e-06 | 0.11597 | 0.00064118 | 8.1736e-07 | 28.5126 | 3.9124 | 0.073344 | 32.4984 | 12.9035 | 2.3014 | 0.033738 | 15.2387 | 15.8876 | 2.18 | 0.040868 | 18.1085 | 7.19 | 1.2824 | 0.018799 | 8.4912
Upstate | 2030 | 1 | 3 | 0.15718 | 3.1005e-06 | 9.4362e-07 | 0.087582 | 1.7276e-06 | 5.2579e-07 | 0.19317 | 0.001068 | 1.3615e-06 | 0.10764 | 0.00059512 | 7.5865e-07 | 26.4645 | 3.6313 | 0.068075 | 30.1639 | 11.9767 | 2.1361 | 0.031315 | 14.144 | 14.7464 | 2.0234 | 0.037932 | 16.8077 | 6.6735 | 1.1902 | 0.017449 | 7.8812
Upstate | 2030 | 1 | 4 | 0.15391 | 3.0359e-06 | 9.2396e-07 | 0.085758 | 1.6916e-06 | 5.1484e-07 | 0.18915 | 0.0010458 | 1.3331e-06 | 0.1054 | 0.00058273 | 7.4284e-07 | 25.9132 | 3.5557 | 0.066657 | 29.5355 | 11.7271 | 2.0916 | 0.030662 | 13.8494 | 14.4392 | 1.9813 | 0.037142 | 16.4576 | 6.5345 | 1.1655 | 0.017085 | 7.717
Upstate | 2030 | 1 | 5 | 0.15634 | 3.084e-06 | 9.386e-07 | 0.087116 | 1.7184e-06 | 5.23e-07 | 0.19214 | 0.0010624 | 1.3543e-06 | 0.10707 | 0.00059196 | 7.5461e-07 | 26.3237 | 3.612 | 0.067713 | 30.0035 | 11.9129 | 2.1247 | 0.031148 | 14.0688 | 14.6679 | 2.0127 | 0.037731 | 16.7183 | 6.638 | 1.1839 | 0.017356 | 7.8393
Upstate | 2030 | 1 | 6 | 0.17464 | 3.4448e-06 | 1.0484e-06 | 0.09731 | 1.9195e-06 | 5.8419e-07 | 0.21463 | 0.0011867 | 1.5127e-06 | 0.11959 | 0.00066122 | 8.4291e-07 | 29.4039 | 4.0347 | 0.075636 | 33.5142 | 13.3069 | 2.3733 | 0.034793 | 15.715 | 16.3842 | 2.2482 | 0.042145 | 18.6745 | 7.4148 | 1.3224 | 0.019387 | 8.7566
Upstate | 2030 | 1 | 7 | 0.20071 | 3.9592e-06 | 1.205e-06 | 0.11184 | 2.2061e-06 | 6.7142e-07 | 0.24667 | 0.0013638 | 1.7386e-06 | 0.13745 | 0.00075995 | 9.6876e-07 | 33.7942 | 4.6371 | 0.086929 | 38.5182 | 15.2937 | 2.7277 | 0.039988 | 18.0614 | 18.8306 | 2.5838 | 0.048438 | 21.4628 | 8.5219 | 1.5199 | 0.022282 | 10.064
Upstate | 2030 | 1 | 8 | 0.20764 | 4.0957e-06 | 1.2465e-06 | 0.1157 | 2.2822e-06 | 6.9458e-07 | 0.25518 | 0.0014109 | 1.7986e-06 | 0.14219 | 0.00078617 | 1.0022e-06 | 34.96 | 4.797 | 0.089928 | 39.8469 | 15.8213 | 2.8218 | 0.041367 | 18.6845 | 19.4801 | 2.673 | 0.050109 | 22.2032 | 8.8158 | 1.5723 | 0.02305 | 10.4112
Upstate | 2030 | 1 | 9 | 0.2056 | 4.0556e-06 | 1.2343e-06 | 0.11456 | 2.2598e-06 | 6.8777e-07 | 0.25268 | 0.0013971 | 1.7809e-06 | 0.1408 | 0.00077846 | 9.9236e-07 | 34.6172 | 4.75 | 0.089047 | 39.4563 | 15.6662 | 2.7941 | 0.040961 | 18.5013 | 19.2892 | 2.6468 | 0.049618 | 21.9855 | 8.7294 | 1.5569 | 0.022824 | 10.3091
Upstate | 2030 | 1 | 10 | 0.18767 | 3.7018e-06 | 1.1266e-06 | 0.10457 | 2.0627e-06 | 6.2778e-07 | 0.23064 | 0.0012752 | 1.6256e-06 | 0.12852 | 0.00071056 | 9.058e-07 | 31.5979 | 4.3357 | 0.08128 | 36.0148 | 14.2998 | 2.5504 | 0.037389 | 16.8876 | 17.6067 | 2.4159 | 0.04529 | 20.0679 | 7.968 | 1.4211 | 0.020833 | 9.41
Upstate | 2030 | 1 | 11 | 0.18706 | 3.6899e-06 | 1.123e-06 | 0.10423 | 2.056e-06 | 6.2575e-07 | 0.22989 | 0.0012711 | 1.6203e-06 | 0.1281 | 0.00070826 | 9.0287e-07 | 31.4955 | 4.3217 | 0.081017 | 35.8982 | 14.2535 | 2.5422 | 0.037268 | 16.8329 | 17.5497 | 2.4081 | 0.045143 | 20.0029 | 7.9422 | 1.4165 | 0.020766 | 9.3795
Upstate | 2030 | 1 | 12 | 0.20828 | 4.1084e-06 | 1.2504e-06 | 0.11606 | 2.2893e-06 | 6.9673e-07 | 0.25597 | 0.0014153 | 1.8041e-06 | 0.14263 | 0.0007886 | 1.0053e-06 | 35.0681 | 4.8119 | 0.090206 | 39.9702 | 15.8702 | 2.8305 | 0.041495 | 18.7422 | 19.5404 | 2.6812 | 0.050264 | 22.2719 | 8.8431 | 1.5772 | 0.023121 | 10.4434
Upstate | 2030 | 1 | 13 | 0.21904 | 4.3206e-06 | 1.315e-06 | 0.12205 | 2.4075e-06 | 7.3272e-07 | 0.26919 | 0.0014884 | 1.8973e-06 | 0.15 | 0.00082933 | 1.0572e-06 | 36.8795 | 5.0604 | 0.094866 | 42.0348 | 16.69 | 2.9767 | 0.043638 | 19.7104 | 20.5497 | 2.8197 | 0.05286 | 23.4223 | 9.2999 | 1.6587 | 0.024316 | 10.9829
Upstate | 2030 | 1 | 14 | 0.22718 | 4.4813e-06 | 1.3639e-06 | 0.12659 | 2.497e-06 | 7.5997e-07 | 0.2792 | 0.0015437 | 1.9679e-06 | 0.15558 | 0.00086017 | 1.0965e-06 | 38.251 | 5.2486 | 0.098394 | 43.598 | 17.3107 | 3.0874 | 0.045261 | 20.4434 | 21.3139 | 2.9246 | 0.054826 | 24.2934 | 9.6457 | 1.7203 | 0.02522 | 11.3913
Upstate | 2030 | 1 | 15 | 0.22981 | 4.5332e-06 | 1.3797e-06 | 0.12805 | 2.5259e-06 | 7.6876e-07 | 0.28244 | 0.0015616 | 1.9907e-06 | 0.15738 | 0.00087013 | 1.1092e-06 | 38.6938 | 5.3094 | 0.099533 | 44.1027 | 17.5111 | 3.1232 | 0.045785 | 20.68 | 21.5607 | 2.9584 | 0.055461 | 24.5746 | 9.7574 | 1.7403 | 0.025512 | 11.5232
Upstate | 2030 | 1 | 16 | 0.22978 | 4.5324e-06 | 1.3794e-06 | 0.12803 | 2.5255e-06 | 7.6864e-07 | 0.28239 | 0.0015613 | 1.9903e-06 | 0.15735 | 0.00086999 | 1.109e-06 | 38.6876 | 5.3085 | 0.099517 | 44.0956 | 17.5082 | 3.1227 | 0.045778 | 20.6767 | 21.5572 | 2.958 | 0.055452 | 24.5706 | 9.7558 | 1.74 | 0.025508 | 11.5213
Upstate | 2030 | 1 | 17 | 0.20737 | 4.0905e-06 | 1.2449e-06 | 0.11555 | 2.2793e-06 | 6.937e-07 | 0.25486 | 0.0014091 | 1.7963e-06 | 0.14201 | 0.00078516 | 1.0009e-06 | 34.9154 | 4.7909 | 0.089813 | 39.7961 | 15.8011 | 2.8182 | 0.041314 | 18.6606 | 19.4553 | 2.6696 | 0.050045 | 22.1749 | 8.8046 | 1.5703 | 0.023021 | 10.3979
Upstate | 2030 | 1 | 18 | 0.22421 | 4.4226e-06 | 1.346e-06 | 0.12493 | 2.4644e-06 | 7.5002e-07 | 0.27555 | 0.0015235 | 1.9421e-06 | 0.15354 | 0.00084892 | 1.0822e-06 | 37.7504 | 5.1799 | 0.097106 | 43.0274 | 17.0841 | 3.047 | 0.044669 | 20.1758 | 21.035 | 2.8863 | 0.054109 | 23.9754 | 9.5195 | 1.6978 | 0.02489 | 11.2422
Upstate | 2030 | 1 | 19 | 0.22756 | 4.4887e-06 | 1.3661e-06 | 0.1268 | 2.5012e-06 | 7.6123e-07 | 0.27967 | 0.0015463 | 1.9711e-06 | 0.15583 | 0.0008616 | 1.0983e-06 | 38.3145 | 5.2573 | 0.098557 | 43.6704 | 17.3394 | 3.0925 | 0.045336 | 20.4773 | 21.3493 | 2.9294 | 0.054917 | 24.3337 | 9.6617 | 1.7232 | 0.025262 | 11.4102
Upstate | 2030 | 1 | 20 | 0.22909 | 4.5189e-06 | 1.3753e-06 | 0.12765 | 2.518e-06 | 7.6634e-07 | 0.28155 | 0.0015567 | 1.9844e-06 | 0.15688 | 0.00086739 | 1.1057e-06 | 38.5717 | 5.2926 | 0.099219 | 43.9636 | 17.4558 | 3.1133 | 0.045641 | 20.6148 | 21.4927 | 2.9491 | 0.055286 | 24.4971 | 9.7266 | 1.7348 | 0.025432 | 11.4868
Upstate | 2030 | 1 | 21 | 0.20524 | 4.0485e-06 | 1.2321e-06 | 0.11436 | 2.2559e-06 | 6.8657e-07 | 0.25224 | 0.0013946 | 1.7778e-06 | 0.14055 | 0.0007771 | 9.9062e-07 | 34.5566 | 4.7417 | 0.088891 | 39.3872 | 15.6388 | 2.7892 | 0.04089 | 18.4689 | 19.2554 | 2.6421 | 0.049531 | 21.947 | 8.7141 | 1.5542 | 0.022784 | 10.2911
Upstate | 2030 | 1 | 22 | 0.20995 | 4.1415e-06 | 1.2604e-06 | 0.11699 | 2.3077e-06 | 7.0233e-07 | 0.25803 | 0.0014266 | 1.8186e-06 | 0.14378 | 0.00079494 | 1.0134e-06 | 35.3502 | 4.8506 | 0.090932 | 40.2917 | 15.9979 | 2.8533 | 0.041829 | 18.893 | 19.6976 | 2.7028 | 0.050668 | 22.451 | 8.9142 | 1.5899 | 0.023307 | 10.5274
Upstate | 2030 | 1 | 23 | 0.19259 | 3.799e-06 | 1.1562e-06 | 0.10731 | 2.1168e-06 | 6.4425e-07 | 0.23669 | 0.0013087 | 1.6682e-06 | 0.13189 | 0.0007292 | 9.2957e-07 | 32.4268 | 4.4494 | 0.083412 | 36.9597 | 14.6749 | 2.6173 | 0.03837 | 17.3306 | 18.0686 | 2.4793 | 0.046478 | 20.5944 | 8.177 | 1.4584 | 0.02138 | 9.6568
Upstate | 2030 | 1 | 24 | 0.19504 | 3.8474e-06 | 1.1709e-06 | 0.10868 | 2.1438e-06 | 6.5246e-07 | 0.23971 | 0.0013253 | 1.6895e-06 | 0.13357 | 0.00073849 | 9.4141e-07 | 32.8399 | 4.5061 | 0.084475 | 37.4305 | 14.8618 | 2.6507 | 0.038858 | 17.5514 | 18.2988 | 2.5109 | 0.04707 | 20.8567 | 8.2812 | 1.477 | 0.021652 | 9.7798
Upstate | 2030 | 2 | 1 | 0.1366 | 2.6946e-06 | 8.201e-07 | 0.076118 | 1.5015e-06 | 4.5697e-07 | 0.16789 | 0.00092823 | 1.1833e-06 | 0.093548 | 0.00051722 | 6.5934e-07 | 23.0003 | 3.156 | 0.059164 | 26.2155 | 10.4089 | 1.8565 | 0.027215 | 12.2926 | 12.8161 | 1.7586 | 0.032967 | 14.6076 | 5.8 | 1.0344 | 0.015165 | 6.8496
Upstate | 2030 | 2 | 2 | 0.12084 | 2.3836e-06 | 7.2544e-07 | 0.067332 | 1.3282e-06 | 4.0422e-07 | 0.14851 | 0.00082109 | 1.0467e-06 | 0.08275 | 0.00045752 | 5.8324e-07 | 20.3455 | 2.7917 | 0.052335 | 23.1895 | 9.2075 | 1.6422 | 0.024074 | 10.8737 | 11.3368 | 1.5556 | 0.029162 | 12.9215 | 5.1305 | 0.91504 | 0.013414 | 6.059
Upstate | 2030 | 2 | 3 | 0.12231 | 2.4126e-06 | 7.3428e-07 | 0.068152 | 1.3443e-06 | 4.0915e-07 | 0.15032 | 0.0008311 | 1.0595e-06 | 0.083758 | 0.0004631 | 5.9034e-07 | 20.5934 | 2.8257 | 0.052973 | 23.4721 | 9.3196 | 1.6622 | 0.024367 | 11.0062 | 11.4749 | 1.5745 | 0.029517 | 13.0789 | 5.193 | 0.92619 | 0.013578 | 6.1328
Upstate | 2030 | 2 | 4 | 0.11508 | 2.2699e-06 | 6.9085e-07 | 0.064122 | 1.2648e-06 | 3.8495e-07 | 0.14143 | 0.00078195 | 9.968e-07 | 0.078805 | 0.00043571 | 5.5543e-07 | 19.3756 | 2.6586 | 0.04984 | 22.0841 | 8.7685 | 1.5639 | 0.022926 | 10.3553 | 10.7963 | 1.4814 | 0.027772 | 12.3055 | 4.8859 | 0.87142 | 0.012775 | 5.7701
Upstate | 2030 | 2 | 5 | 0.11752 | 2.3182e-06 | 7.0554e-07 | 0.065485 | 1.2917e-06 | 3.9313e-07 | 0.14443 | 0.00079857 | 1.018e-06 | 0.08048 | 0.00044497 | 5.6724e-07 | 19.7874 | 2.7151 | 0.050899 | 22.5534 | 8.9549 | 1.5971 | 0.023414 | 10.5754 | 11.0258 | 1.5129 | 0.028362 | 12.567 | 4.9898 | 0.88994 | 0.013046 | 5.8928
Upstate | 2030 | 2 | 6 | 0.13271 | 2.6178e-06 | 7.9673e-07 | 0.073949 | 1.4587e-06 | 4.4395e-07 | 0.1631 | 0.00090178 | 1.1496e-06 | 0.090882 | 0.00050249 | 6.4055e-07 | 22.345 | 3.0661 | 0.057478 | 25.4685 | 10.1123 | 1.8036 | 0.02644 | 11.9423 | 12.4509 | 1.7084 | 0.032028 | 14.1914 | 5.6347 | 1.005 | 0.014733 | 6.6544
Upstate | 2030 | 2 | 7 | 0.13578 | 2.6784e-06 | 8.1515e-07 | 0.075659 | 1.4924e-06 | 4.5421e-07 | 0.16687 | 0.00092264 | 1.1761e-06 | 0.092984 | 0.0005141 | 6.5537e-07 | 22.8617 | 3.137 | 0.058807 | 26.0574 | 10.3462 | 1.8453 | 0.027051 | 12.2185 | 12.7388 | 1.748 | 0.032768 | 14.5195 | 5.765 | 1.0282 | 0.015073 | 6.8083
Upstate | 2030 | 2 | 8 | 0.13907 | 2.7432e-06 | 8.3488e-07 | 0.07749 | 1.5285e-06 | 4.6521e-07 | 0.17091 | 0.00094497 | 1.2046e-06 | 0.095235 | 0.00052655 | 6.7123e-07 | 23.415 | 3.2129 | 0.060231 | 26.6881 | 10.5966 | 1.8899 | 0.027706 | 12.5142 | 13.0471 | 1.7903 | 0.033561 | 14.871 | 5.9045 | 1.0531 | 0.015438 | 6.9731
Upstate | 2030 | 2 | 9 | 0.15016 | 2.9619e-06 | 9.0146e-07 | 0.083669 | 1.6504e-06 | 5.023e-07 | 0.18454 | 0.0010203 | 1.3007e-06 | 0.10283 | 0.00056853 | 7.2475e-07 | 25.2821 | 3.4691 | 0.065034 | 28.8162 | 11.4415 | 2.0406 | 0.029915 | 13.5121 | 14.0875 | 1.933 | 0.036238 | 16.0567 | 6.3754 | 1.1371 | 0.016669 | 7.5291
Upstate | 2030 | 2 | 10 | 0.13041 | 2.5725e-06 | 7.8293e-07 | 0.072668 | 1.4334e-06 | 4.3626e-07 | 0.16028 | 0.00088616 | 1.1297e-06 | 0.089308 | 0.00049378 | 6.2946e-07 | 21.9579 | 3.013 | 0.056483 | 25.0274 | 9.9372 | 1.7723 | 0.025982 | 11.7355 | 12.2352 | 1.6789 | 0.031473 | 13.9456 | 5.5371 | 0.98756 | 0.014478 | 6.5392
Upstate | 2030 | 2 | 11 | 0.12821 | 2.5291e-06 | 7.6971e-07 | 0.071441 | 1.4092e-06 | 4.2889e-07 | 0.15757 | 0.00087121 | 1.1106e-06 | 0.087801 | 0.00048545 | 6.1883e-07 | 21.5873 | 2.9621 | 0.055529 | 24.6049 | 9.7694 | 1.7424 | 0.025543 | 11.5374 | 12.0287 | 1.6505 | 0.030942 | 13.7102 | 5.4436 | 0.97089 | 0.014233 | 6.4288
Upstate | 2030 | 2 | 12 | 0.10478 | 2.0668e-06 | 6.2902e-07 | 0.058383 | 1.1516e-06 | 3.505e-07 | 0.12877 | 0.00071196 | 9.0759e-07 | 0.071752 | 0.00039671 | 5.0572e-07 | 17.6414 | 2.4207 | 0.045379 | 20.1074 | 7.9837 | 1.4239 | 0.020874 | 9.4285 | 9.83 | 1.3488 | 0.025286 | 11.2041 | 4.4486 | 0.79343 | 0.011632 | 5.2537
Upstate | 2030 | 2 | 13 | 0.11917 | 2.3506e-06 | 7.1541e-07 | 0.066401 | 1.3098e-06 | 3.9863e-07 | 0.14645 | 0.00080974 | 1.0322e-06 | 0.081606 | 0.0004512 | 5.7517e-07 | 20.0643 | 2.7531 | 0.051612 | 22.869 | 9.0802 | 1.6195 | 0.023741 | 10.7234 | 11.1801 | 1.5341 | 0.028759 | 12.7429 | 5.0596 | 0.9024 | 0.013229 | 5.9752
Upstate | 2030 | 2 | 14 | 0.10244 | 2.0207e-06 | 6.15e-07 | 0.057082 | 1.126e-06 | 3.4269e-07 | 0.1259 | 0.00069609 | 8.8736e-07 | 0.070153 | 0.00038787 | 4.9445e-07 | 17.2482 | 2.3667 | 0.044368 | 19.6593 | 7.8058 | 1.3922 | 0.020409 | 9.2184 | 9.6109 | 1.3188 | 0.024722 | 10.9544 | 4.3495 | 0.77574 | 0.011372 | 5.1366
Upstate | 2030 | 2 | 15 | 0.12542 | 2.4739e-06 | 7.5292e-07 | 0.069883 | 1.3785e-06 | 4.1954e-07 | 0.15413 | 0.0008522 | 1.0864e-06 | 0.085885 | 0.00047486 | 6.0533e-07 | 21.1163 | 2.8975 | 0.054318 | 24.0681 | 9.5563 | 1.7044 | 0.024986 | 11.2857 | 11.7663 | 1.6145 | 0.030267 | 13.4111 | 5.3249 | 0.94971 | 0.013923 | 6.2885
Upstate | 2030 | 2 | 16 | 0.1391 | 2.7438e-06 | 8.3506e-07 | 0.077506 | 1.5289e-06 | 4.653e-07 | 0.17095 | 0.00094517 | 1.2049e-06 | 0.095254 | 0.00052666 | 6.7137e-07 | 23.4199 | 3.2136 | 0.060243 | 26.6937 | 10.5988 | 1.8903 | 0.027712 | 12.5168 | 13.0499 | 1.7906 | 0.033568 | 14.8741 | 5.9058 | 1.0533 | 0.015441 | 6.9745
Upstate | 2030 | 2 | 17 | 0.1268 | 2.5011e-06 | 7.6122e-07 | 0.070653 | 1.3937e-06 | 4.2416e-07 | 0.15583 | 0.00086159 | 1.0983e-06 | 0.086832 | 0.00048009 | 6.12e-07 | 21.349 | 2.9294 | 0.054917 | 24.3334 | 9.6616 | 1.7232 | 0.025262 | 11.4101 | 11.896 | 1.6323 | 0.0306 | 13.5589 | 5.3836 | 0.96018 | 0.014076 | 6.3578
Upstate | 2030 | 2 | 18 | 0.18451 | 3.6397e-06 | 1.1077e-06 | 0.10281 | 2.0281e-06 | 6.1724e-07 | 0.22677 | 0.0012538 | 1.5983e-06 | 0.12636 | 0.00069862 | 8.9058e-07 | 31.067 | 4.2629 | 0.079914 | 35.4098 | 14.0595 | 2.5076 | 0.036761 | 16.6039 | 17.3109 | 2.3753 | 0.044529 | 19.7308 | 7.8341 | 1.3972 | 0.020483 | 9.2519
Upstate | 2030 | 2 | 19 | 0.23426 | 4.6209e-06 | 1.4064e-06 | 0.13053 | 2.5748e-06 | 7.8365e-07 | 0.2879 | 0.0015918 | 2.0292e-06 | 0.16042 | 0.00088698 | 1.1307e-06 | 39.4428 | 5.4121 | 0.10146 | 44.9564 | 17.85 | 3.1836 | 0.046671 | 21.0803 | 21.978 | 3.0157 | 0.056534 | 25.0503 | 9.9463 | 1.774 | 0.026006 | 11.7462
Upstate | 2030 | 2 | 20 | 0.22478 | 4.4338e-06 | 1.3494e-06 | 0.12525 | 2.4706e-06 | 7.5191e-07 | 0.27625 | 0.0015274 | 1.947e-06 | 0.15393 | 0.00085106 | 1.0849e-06 | 37.8457 | 5.193 | 0.097351 | 43.136 | 17.1272 | 3.0547 | 0.044782 | 20.2267 | 21.0881 | 2.8936 | 0.054245 | 24.0359 | 9.5435 | 1.7021 | 0.024953 | 11.2706
Upstate | 2030 | 2 | 21 | 0.18545 | 3.658e-06 | 1.1133e-06 | 0.10333 | 2.0383e-06 | 6.2035e-07 | 0.22791 | 0.0012601 | 1.6064e-06 | 0.127 | 0.00070215 | 8.9508e-07 | 31.2239 | 4.2844 | 0.080318 | 35.5886 | 14.1305 | 2.5202 | 0.036946 | 16.6877 | 17.3983 | 2.3873 | 0.044754 | 19.8304 | 7.8737 | 1.4043 | 0.020587 | 9.2986
Upstate | 2030 | 2 | 22 | 0.17885 | 3.5279e-06 | 1.0737e-06 | 0.099656 | 1.9658e-06 | 5.9828e-07 | 0.2198 | 0.0012153 | 1.5492e-06 | 0.12248 | 0.00067717 | 8.6323e-07 | 30.1129 | 4.1319 | 0.07746 | 34.3223 | 13.6277 | 2.4306 | 0.035632 | 16.0939 | 16.7793 | 2.3024 | 0.043162 | 19.1248 | 7.5935 | 1.3543 | 0.019854 | 8.9677
Upstate | 2030 | 2 | 23 | 0.17301 | 3.4126e-06 | 1.0386e-06 | 0.096401 | 1.9016e-06 | 5.7874e-07 | 0.21262 | 0.0011756 | 1.4986e-06 | 0.11848 | 0.00065505 | 8.3503e-07 | 29.1292 | 3.997 | 0.07493 | 33.2011 | 13.1826 | 2.3512 | 0.034468 | 15.5682 | 16.2312 | 2.2272 | 0.041752 | 18.5001 | 7.3455 | 1.3101 | 0.019206 | 8.6748
Upstate | 2030 | 2 | 24 | 0.14925 | 2.944e-06 | 8.9601e-07 | 0.083164 | 1.6405e-06 | 4.9927e-07 | 0.18343 | 0.0010142 | 1.2928e-06 | 0.10221 | 0.0005651 | 7.2038e-07 | 25.1295 | 3.4481 | 0.064641 | 28.6423 | 11.3725 | 2.0283 | 0.029735 | 13.4305 | 14.0025 | 1.9213 | 0.036019 | 15.9598 | 6.3369 | 1.1302 | 0.016569 | 7.4837
Upstate | 2030 | 3 | 1 | 0.15748 | 3.1064e-06 | 9.4542e-07 | 0.08775 | 1.7309e-06 | 5.268e-07 | 0.19354 | 0.0010701 | 1.3641e-06 | 0.10784 | 0.00059626 | 7.601e-07 | 26.5152 | 3.6383 | 0.068205 | 30.2216 | 11.9996 | 2.1402 | 0.031374 | 14.1711 | 14.7746 | 2.0273 | 0.038005 | 16.8399 | 6.6863 | 1.1925 | 0.017482 | 7.8963
Upstate | 2030 | 3 | 2 | 0.14867 | 2.9327e-06 | 8.9255e-07 | 0.082843 | 1.6341e-06 | 4.9734e-07 | 0.18272 | 0.0010102 | 1.2878e-06 | 0.10181 | 0.00056292 | 7.1759e-07 | 25.0325 | 3.4348 | 0.064391 | 28.5317 | 11.3286 | 2.0205 | 0.02962 | 13.3787 | 13.9484 | 1.9139 | 0.03588 | 15.8982 | 6.3124 | 1.1258 | 0.016505 | 7.4548
Upstate | 2030 | 3 | 3 | 0.16259 | 3.2072e-06 | 9.761e-07 | 0.090597 | 1.7871e-06 | 5.4389e-07 | 0.19982 | 0.0011048 | 1.4084e-06 | 0.11134 | 0.00061561 | 7.8476e-07 | 27.3755 | 3.7563 | 0.070418 | 31.2022 | 12.3889 | 2.2096 | 0.032393 | 14.6309 | 15.254 | 2.0931 | 0.039238 | 17.3863 | 6.9033 | 1.2312 | 0.01805 | 8.1525
Upstate | 2030 | 3 | 4 | 0.15631 | 3.0832e-06 | 9.3837e-07 | 0.087095 | 1.718e-06 | 5.2287e-07 | 0.1921 | 0.0010621 | 1.3539e-06 | 0.10704 | 0.00059181 | 7.5443e-07 | 26.3173 | 3.6111 | 0.067696 | 29.9961 | 11.91 | 2.1242 | 0.03114 | 14.0654 | 14.6643 | 2.0122 | 0.037721 | 16.7142 | 6.6364 | 1.1836 | 0.017352 | 7.8374
Upstate | 2030 | 3 | 5 | 0.14905 | 2.9401e-06 | 8.9482e-07 | 0.083053 | 1.6383e-06 | 4.9861e-07 | 0.18318 | 0.0010128 | 1.2911e-06 | 0.10207 | 0.00056435 | 7.1942e-07 | 25.096 | 3.4436 | 0.064555 | 28.6041 | 11.3573 | 2.0256 | 0.029695 | 13.4126 | 13.9838 | 1.9188 | 0.035971 | 15.9386 | 6.3284 | 1.1287 | 0.016547 | 7.4737
Upstate | 2030 | 3 | 6 | 0.18291 | 3.6079e-06 | 1.0981e-06 | 0.10192 | 2.0104e-06 | 6.1186e-07 | 0.22479 | 0.0012429 | 1.5844e-06 | 0.12526 | 0.00069254 | 8.8282e-07 | 30.7963 | 4.2257 | 0.079218 | 35.1012 | 13.937 | 2.4857 | 0.03644 | 16.4592 | 17.1601 | 2.3546 | 0.044141 | 19.5589 | 7.7659 | 1.3851 | 0.020305 | 9.1713
Upstate | 2030 | 3 | 7 | 0.17371 | 3.4265e-06 | 1.0429e-06 | 0.096793 | 1.9093e-06 | 5.8109e-07 | 0.21349 | 0.0011804 | 1.5047e-06 | 0.11896 | 0.00065771 | 8.3843e-07 | 29.2477 | 4.0132 | 0.075234 | 33.3361 | 13.2362 | 2.3607 | 0.034608 | 15.6315 | 16.2972 | 2.2362 | 0.041921 | 18.5753 | 7.3754 | 1.3154 | 0.019284 | 8.7101
Upstate | 2030 | 3 | 8 | 0.16974 | 3.3482e-06 | 1.019e-06 | 0.094581 | 1.8657e-06 | 5.6781e-07 | 0.20861 | 0.0011534 | 1.4703e-06 | 0.11624 | 0.00064268 | 8.1927e-07 | 28.5794 | 3.9215 | 0.073515 | 32.5744 | 12.9337 | 2.3068 | 0.033817 | 15.2743 | 15.9248 | 2.1851 | 0.040964 | 18.1509 | 7.2068 | 1.2854 | 0.018843 | 8.511
Upstate | 2030 | 3 | 9 | 0.17976 | 3.5458e-06 | 1.0791e-06 | 0.10016 | 1.9757e-06 | 6.0132e-07 | 0.22092 | 0.0012214 | 1.5571e-06 | 0.1231 | 0.0006806 | 8.6761e-07 | 30.2656 | 4.1529 | 0.077853 | 34.4964 | 13.6969 | 2.4429 | 0.035812 | 16.1756 | 16.8644 | 2.314 | 0.043381 | 19.2218 | 7.6321 | 1.3612 | 0.019955 | 9.0132
Upstate | 2030 | 3 | 10 | 0.13607 | 2.684e-06 | 8.1687e-07 | 0.075818 | 1.4956e-06 | 4.5517e-07 | 0.16722 | 0.00092458 | 1.1786e-06 | 0.09318 | 0.00051519 | 6.5674e-07 | 22.9097 | 3.1436 | 0.058931 | 26.1122 | 10.3679 | 1.8492 | 0.027108 | 12.2442 | 12.7656 | 1.7516 | 0.032837 | 14.5501 | 5.7771 | 1.0304 | 0.015105 | 6.8226
Upstate | 2030 | 3 | 11 | 0.13794 | 2.721e-06 | 8.2813e-07 | 0.076864 | 1.5162e-06 | 4.6145e-07 | 0.16953 | 0.00093733 | 1.1949e-06 | 0.094464 | 0.00052229 | 6.658e-07 | 23.2257 | 3.1869 | 0.059744 | 26.4723 | 10.5109 | 1.8747 | 0.027482 | 12.413 | 12.9416 | 1.7758 | 0.03329 | 14.7507 | 5.8568 | 1.0446 | 0.015313 | 6.9167
Upstate | 2030 | 3 | 12 | 0.13548 | 2.6724e-06 | 8.1333e-07 | 0.07549 | 1.4891e-06 | 4.532e-07 | 0.1665 | 0.00092057 | 1.1735e-06 | 0.092776 | 0.00051295 | 6.539e-07 | 22.8105 | 3.1299 | 0.058676 | 25.9991 | 10.323 | 1.8411 | 0.026991 | 12.1911 | 12.7103 | 1.744 | 0.032695 | 14.487 | 5.7521 | 1.0259 | 0.01504 | 6.7931
Upstate | 2030 | 3 | 13 | 0.11351 | 2.2391e-06 | 6.8146e-07 | 0.06325 | 1.2476e-06 | 3.7972e-07 | 0.13951 | 0.00077132 | 9.8325e-07 | 0.077734 | 0.00042979 | 5.4788e-07 | 19.1122 | 2.6225 | 0.049163 | 21.7838 | 8.6493 | 1.5426 | 0.022615 | 10.2146 | 10.6496 | 1.4613 | 0.027394 | 12.1382 | 4.8195 | 0.85958 | 0.012601 | 5.6917
Upstate | 2030 | 3 | 14 | 0.13068 | 2.5778e-06 | 7.8454e-07 | 0.072818 | 1.4364e-06 | 4.3716e-07 | 0.16061 | 0.00088799 | 1.132e-06 | 0.089492 | 0.0004948 | 6.3076e-07 | 22.0032 | 3.0192 | 0.056599 | 25.079 | 9.9577 | 1.776 | 0.026036 | 11.7597 | 12.2605 | 1.6823 | 0.031538 | 13.9743 | 5.5485 | 0.9896 | 0.014507 | 6.5526
Upstate | 2030 | 3 | 15 | 0.13646 | 2.6918e-06 | 8.1925e-07 | 0.076039 | 1.4999e-06 | 4.565e-07 | 0.16771 | 0.00092727 | 1.1821e-06 | 0.093451 | 0.00051669 | 6.5866e-07 | 22.9765 | 3.1527 | 0.059103 | 26.1884 | 10.3981 | 1.8545 | 0.027187 | 12.2799 | 12.8028 | 1.7567 | 0.032933 | 14.5925 | 5.794 | 1.0334 | 0.015149 | 6.8425
Upstate | 2030 | 3 | 16 | 0.16842 | 3.3221e-06 | 1.0111e-06 | 0.093844 | 1.8511e-06 | 5.6339e-07 | 0.20698 | 0.0011444 | 1.4588e-06 | 0.11533 | 0.00063767 | 8.1289e-07 | 28.3566 | 3.891 | 0.072942 | 32.3205 | 12.8329 | 2.2888 | 0.033553 | 15.1553 | 15.8007 | 2.1681 | 0.040644 | 18.0094 | 7.1507 | 1.2753 | 0.018696 | 8.4447
Upstate | 2030 | 3 | 17 | 0.16408 | 3.2366e-06 | 9.8504e-07 | 0.091428 | 1.8035e-06 | 5.4888e-07 | 0.20165 | 0.0011149 | 1.4213e-06 | 0.11236 | 0.00062125 | 7.9195e-07 | 27.6264 | 3.7908 | 0.071064 | 31.4883 | 12.5025 | 2.2299 | 0.032689 | 14.765 | 15.3938 | 2.1123 | 0.039598 | 17.5457 | 6.9665 | 1.2425 | 0.018215 | 8.2273
Upstate | 2030 | 3 | 18 | 0.228 | 4.4974e-06 | 1.3688e-06 | 0.12705 | 2.506e-06 | 7.6271e-07 | 0.28021 | 0.0015493 | 1.975e-06 | 0.15614 | 0.00086327 | 1.1005e-06 | 38.3889 | 5.2675 | 0.098748 | 43.7551 | 17.3731 | 3.0985 | 0.045424 | 20.517 | 21.3908 | 2.9351 | 0.055024 | 24.3809 | 9.6805 | 1.7265 | 0.025311 | 11.4323
Upstate | 2030 | 3 | 19 | 0.25862 | 5.1015e-06 | 1.5526e-06 | 0.14411 | 2.8426e-06 | 8.6514e-07 | 0.31784 | 0.0017574 | 2.2402e-06 | 0.17711 | 0.00097922 | 1.2483e-06 | 43.5447 | 5.975 | 0.11201 | 49.6317 | 19.7064 | 3.5147 | 0.051525 | 23.2726 | 24.2637 | 3.3293 | 0.062414 | 27.6554 | 10.9806 | 1.9584 | 0.02871 | 12.9678
Upstate | 2030 | 3 | 20 | 0.2794 | 5.5113e-06 | 1.6774e-06 | 0.15569 | 3.071e-06 | 9.3465e-07 | 0.34338 | 0.0018985 | 2.4202e-06 | 0.19134 | 0.0010579 | 1.3486e-06 | 47.043 | 6.455 | 0.12101 | 53.619 | 21.2895 | 3.7971 | 0.055664 | 25.1423 | 26.2129 | 3.5968 | 0.067428 | 29.8772 | 11.8628 | 2.1158 | 0.031017 | 14.0096
Upstate | 2030 | 3 | 21 | 0.26238 | 5.1756e-06 | 1.5752e-06 | 0.1462 | 2.8839e-06 | 8.7772e-07 | 0.32246 | 0.0017829 | 2.2728e-06 | 0.17968 | 0.00099345 | 1.2664e-06 | 44.1775 | 6.0618 | 0.11364 | 50.353 | 19.9928 | 3.5658 | 0.052274 | 23.6108 | 24.6163 | 3.3777 | 0.063321 | 28.0573 | 11.1402 | 1.9869 | 0.029128 | 13.1562
Upstate | 2030 | 3 | 22 | 0.20142 | 3.9732e-06 | 1.2092e-06 | 0.11224 | 2.2139e-06 | 6.738e-07 | 0.24755 | 0.0013687 | 1.7448e-06 | 0.13794 | 0.00076265 | 9.722e-07 | 33.914 | 4.6535 | 0.087238 | 38.6548 | 15.3479 | 2.7374 | 0.040129 | 18.1254 | 18.8973 | 2.593 | 0.04861 | 21.5389 | 8.5521 | 1.5253 | 0.022361 | 10.0997
Upstate | 2030 | 3 | 23 | 0.17237 | 3.4001e-06 | 1.0348e-06 | 0.096046 | 1.8946e-06 | 5.766e-07 | 0.21184 | 0.0011712 | 1.4931e-06 | 0.11804 | 0.00065263 | 8.3196e-07 | 29.0219 | 3.9822 | 0.074654 | 33.0788 | 13.134 | 2.3425 | 0.034341 | 15.5108 | 16.1714 | 2.219 | 0.041598 | 18.4319 | 7.3184 | 1.3053 | 0.019135 | 8.6428
Upstate | 2030 | 3 | 24 | 0.1764 | 3.4795e-06 | 1.059e-06 | 0.09829 | 1.9388e-06 | 5.9008e-07 | 0.21679 | 0.0011986 | 1.528e-06 | 0.1208 | 0.00066788 | 8.5139e-07 | 29.6999 | 4.0753 | 0.076398 | 33.8516 | 13.4408 | 2.3972 | 0.035143 | 15.8732 | 16.5492 | 2.2708 | 0.04257 | 18.8625 | 7.4894 | 1.3358 | 0.019582 | 8.8448
Upstate | 2030 | 4 | 1 | 0.11457 | 2.2599e-06 | 6.8779e-07 | 0.063838 | 1.2592e-06 | 3.8325e-07 | 0.1408 | 0.00077848 | 9.9239e-07 | 0.078456 | 0.00043378 | 5.5297e-07 | 19.2898 | 2.6468 | 0.049619 | 21.9862 | 8.7297 | 1.557 | 0.022825 | 10.3095 | 10.7485 | 1.4749 | 0.027649 | 12.251 | 4.8643 | 0.86756 | 0.012718 | 5.7446
Upstate | 2030 | 4 | 2 | 0.11486 | 2.2658e-06 | 6.8958e-07 | 0.064004 | 1.2625e-06 | 3.8424e-07 | 0.14117 | 0.0007805 | 9.9496e-07 | 0.07866 | 0.00043491 | 5.544e-07 | 19.3398 | 2.6537 | 0.049748 | 22.0432 | 8.7523 | 1.561 | 0.022884 | 10.3362 | 10.7764 | 1.4787 | 0.02772 | 12.2828 | 4.8769 | 0.86981 | 0.012751 | 5.7595
Upstate | 2030 | 4 | 3 | 0.11434 | 2.2555e-06 | 6.8645e-07 | 0.063714 | 1.2568e-06 | 3.825e-07 | 0.14053 | 0.00077697 | 9.9045e-07 | 0.078303 | 0.00043294 | 5.5189e-07 | 19.2522 | 2.6417 | 0.049523 | 21.9434 | 8.7127 | 1.5539 | 0.02278 | 10.2894 | 10.7276 | 1.472 | 0.027595 | 12.2271 | 4.8548 | 0.86587 | 0.012694 | 5.7334
Upstate | 2030 | 4 | 4 | 0.11893 | 2.346e-06 | 7.1399e-07 | 0.066269 | 1.3072e-06 | 3.9784e-07 | 0.14616 | 0.00080813 | 1.0302e-06 | 0.081444 | 0.0004503 | 5.7403e-07 | 20.0245 | 2.7477 | 0.051509 | 22.8236 | 9.0622 | 1.6163 | 0.023694 | 10.7021 | 11.1579 | 1.531 | 0.028702 | 12.7176 | 5.0496 | 0.90061 | 0.013203 | 5.9634
Upstate | 2030 | 4 | 5 | 0.10785 | 2.1274e-06 | 6.4748e-07 | 0.060097 | 1.1854e-06 | 3.6079e-07 | 0.13255 | 0.00073286 | 9.3423e-07 | 0.073858 | 0.00040836 | 5.2056e-07 | 18.1592 | 2.4917 | 0.046711 | 20.6977 | 8.2181 | 1.4657 | 0.021487 | 9.7053 | 10.1186 | 1.3884 | 0.026028 | 11.533 | 4.5792 | 0.81672 | 0.011973 | 5.4079
Upstate | 2030 | 4 | 6 | 0.12622 | 2.4897e-06 | 7.5773e-07 | 0.070329 | 1.3873e-06 | 4.2222e-07 | 0.15512 | 0.00085764 | 1.0933e-06 | 0.086433 | 0.00047789 | 6.092e-07 | 21.2511 | 2.916 | 0.054665 | 24.2217 | 9.6173 | 1.7153 | 0.025146 | 11.3577 | 11.8414 | 1.6248 | 0.03046 | 13.4967 | 5.3589 | 0.95577 | 0.014012 | 6.3287
Upstate | 2030 | 4 | 7 | 0.10895 | 2.1492e-06 | 6.541e-07 | 0.060711 | 1.1976e-06 | 3.6447e-07 | 0.1339 | 0.00074035 | 9.4377e-07 | 0.074613 | 0.00041253 | 5.2588e-07 | 18.3448 | 2.5172 | 0.047189 | 20.9091 | 8.302 | 1.4807 | 0.021707 | 9.8044 | 10.2219 | 1.4026 | 0.026294 | 11.6508 | 4.626 | 0.82506 | 0.012095 | 5.4631
Upstate | 2030 | 4 | 8 | 0.089653 | 1.7685e-06 | 5.3823e-07 | 0.049956 | 9.8541e-07 | 2.9991e-07 | 0.11018 | 0.00060919 | 7.7658e-07 | 0.061395 | 0.00033945 | 4.3272e-07 | 15.095 | 2.0713 | 0.038829 | 17.2051 | 6.8313 | 1.2184 | 0.017861 | 8.0676 | 8.4111 | 1.1541 | 0.021636 | 9.5869 | 3.8065 | 0.6789 | 0.0099526 | 4.4953
Upstate | 2030 | 4 | 9 | 0.076635 | 1.5117e-06 | 4.6007e-07 | 0.042702 | 8.4232e-07 | 2.5636e-07 | 0.094184 | 0.00052074 | 6.6382e-07 | 0.05248 | 0.00029016 | 3.6989e-07 | 12.9032 | 1.7705 | 0.033191 | 14.7069 | 5.8394 | 1.0415 | 0.015268 | 6.8961 | 7.1898 | 0.98655 | 0.018494 | 8.1949 | 3.2538 | 0.58032 | 0.0085075 | 3.8426
Upstate | 2030 | 4 | 10 | 0.054717 | 1.0793e-06 | 3.2849e-07 | 0.030489 | 6.0142e-07 | 1.8304e-07 | 0.067247 | 0.00037181 | 4.7397e-07 | 0.037471 | 0.00020718 | 2.641e-07 | 9.2129 | 1.2641 | 0.023698 | 10.5007 | 4.1693 | 0.74361 | 0.010901 | 4.9238 | 5.1335 | 0.7044 | 0.013205 | 5.8511 | 2.3232 | 0.41435 | 0.0060743 | 2.7436
Upstate | 2030 | 4 | 11 | 0.048026 | 9.4733e-07 | 2.8832e-07 | 0.02676 | 5.2787e-07 | 1.6065e-07 | 0.059023 | 0.00032634 | 4.16e-07 | 0.032888 | 0.00018184 | 2.318e-07 | 8.0861 | 1.1095 | 0.0208 | 9.2165 | 3.6594 | 0.65267 | 0.0095681 | 4.3217 | 4.5057 | 0.61825 | 0.01159 | 5.1355 | 2.0391 | 0.36368 | 0.0053314 | 2.4081
Upstate | 2030 | 4 | 12 | 0.051109 | 1.0081e-06 | 3.0683e-07 | 0.028478 | 5.6175e-07 | 1.7097e-07 | 0.062812 | 0.00034729 | 4.4271e-07 | 0.035 | 0.00019351 | 2.4668e-07 | 8.6052 | 1.1808 | 0.022135 | 9.8082 | 3.8943 | 0.69457 | 0.010182 | 4.5991 | 4.795 | 0.65794 | 0.012334 | 5.4652 | 2.17 | 0.38702 | 0.0056737 | 2.5627
Upstate | 2030 | 4 | 13 | 0.039053 | 7.7034e-07 | 2.3445e-07 | 0.021761 | 4.2924e-07 | 1.3064e-07 | 0.047996 | 0.00026537 | 3.3828e-07 | 0.026744 | 0.00014786 | 1.8849e-07 | 6.5754 | 0.90224 | 0.016914 | 7.4945 | 2.9757 | 0.53073 | 0.0077804 | 3.5142 | 3.6639 | 0.50274 | 0.0094247 | 4.1761 | 1.6581 | 0.29573 | 0.0043354 | 1.9582
Upstate | 2030 | 4 | 14 | 0.047526 | 9.3748e-07 | 2.8532e-07 | 0.026482 | 5.2237e-07 | 1.5898e-07 | 0.058409 | 0.00032294 | 4.1167e-07 | 0.032546 | 0.00017995 | 2.2939e-07 | 8.002 | 1.098 | 0.020584 | 9.1206 | 3.6214 | 0.64588 | 0.0094685 | 4.2767 | 4.4588 | 0.61182 | 0.01147 | 5.0821 | 2.0179 | 0.35989 | 0.005276 | 2.383
Upstate | 2030 | 4 | 15 | 0.065617 | 1.2943e-06 | 3.9393e-07 | 0.036563 | 7.2122e-07 | 2.195e-07 | 0.080643 | 0.00044587 | 5.6838e-07 | 0.044935 | 0.00024845 | 3.1671e-07 | 11.0481 | 1.516 | 0.028419 | 12.5925 | 4.9999 | 0.89174 | 0.013073 | 5.9047 | 6.1561 | 0.84471 | 0.015836 | 7.0167 | 2.786 | 0.49689 | 0.0072843 | 3.2902
Upstate | 2030 | 4 | 16 | 0.098853 | 1.9499e-06 | 5.9345e-07 | 0.055082 | 1.0865e-06 | 3.3068e-07 | 0.12149 | 0.00067171 | 8.5627e-07 | 0.067695 | 0.00037428 | 4.7712e-07 | 16.644 | 2.2838 | 0.042814 | 18.9706 | 7.5323 | 1.3434 | 0.019694 | 8.8954 | 9.2742 | 1.2726 | 0.023856 | 10.5706 | 4.1971 | 0.74857 | 0.010974 | 4.9566
Upstate | 2030 | 4 | 17 | 0.095045 | 1.8748e-06 | 5.7059e-07 | 0.05296 | 1.0447e-06 | 3.1794e-07 | 0.11681 | 0.00064583 | 8.2328e-07 | 0.065087 | 0.00035986 | 4.5874e-07 | 16.0028 | 2.1958 | 0.041164 | 18.2398 | 7.2421 | 1.2917 | 0.018936 | 8.5527 | 8.9169 | 1.2235 | 0.022937 | 10.1634 | 4.0354 | 0.71973 | 0.010551 | 4.7657
Upstate | 2030 | 4 | 18 | 0.10307 | 2.0331e-06 | 6.1876e-07 | 0.057431 | 1.1329e-06 | 3.4478e-07 | 0.12667 | 0.00070035 | 8.9279e-07 | 0.070582 | 0.00039025 | 4.9747e-07 | 17.3538 | 2.3812 | 0.044639 | 19.7796 | 7.8535 | 1.4007 | 0.020534 | 9.2748 | 9.6697 | 1.3268 | 0.024874 | 11.0214 | 4.3761 | 0.78049 | 0.011442 | 5.168
Upstate | 2030 | 4 | 19 | 0.12692 | 2.5036e-06 | 7.6197e-07 | 0.070722 | 1.395e-06 | 4.2458e-07 | 0.15599 | 0.00086244 | 1.0994e-06 | 0.086917 | 0.00048056 | 6.126e-07 | 21.37 | 2.9323 | 0.05497 | 24.3572 | 9.6711 | 1.7249 | 0.025286 | 11.4212 | 11.9076 | 1.6339 | 0.03063 | 13.5721 | 5.3888 | 0.96112 | 0.01409 | 6.3641
Upstate | 2030 | 4 | 20 | 0.14267 | 2.8142e-06 | 8.5651e-07 | 0.079497 | 1.5681e-06 | 4.7726e-07 | 0.17534 | 0.00096944 | 1.2358e-06 | 0.097701 | 0.00054019 | 6.8861e-07 | 24.0215 | 3.2961 | 0.061791 | 27.3794 | 10.871 | 1.9389 | 0.028424 | 12.8383 | 13.3851 | 1.8366 | 0.034431 | 15.2561 | 6.0575 | 1.0804 | 0.015838 | 7.1537
Upstate | 2030 | 4 | 21 | 0.11557 | 2.2797e-06 | 6.9381e-07 | 0.064397 | 1.2703e-06 | 3.866e-07 | 0.14203 | 0.00078529 | 1.0011e-06 | 0.079143 | 0.00043758 | 5.5781e-07 | 19.4585 | 2.67 | 0.050053 | 22.1786 | 8.806 | 1.5706 | 0.023025 | 10.3997 | 10.8425 | 1.4878 | 0.02789 | 12.3582 | 4.9068 | 0.87515 | 0.01283 | 5.7948
Upstate | 2030 | 4 | 22 | 0.11107 | 2.191e-06 | 6.6682e-07 | 0.061892 | 1.2208e-06 | 3.7156e-07 | 0.13651 | 0.00075475 | 9.6213e-07 | 0.076064 | 0.00042056 | 5.3611e-07 | 18.7017 | 2.5661 | 0.048107 | 21.3159 | 8.4635 | 1.5095 | 0.022129 | 9.9952 | 10.4208 | 1.4299 | 0.026806 | 11.8775 | 4.716 | 0.84111 | 0.012331 | 5.5694
Upstate | 2030 | 4 | 23 | 0.1157 | 2.2822e-06 | 6.946e-07 | 0.06447 | 1.2717e-06 | 3.8704e-07 | 0.14219 | 0.00078618 | 1.0022e-06 | 0.079232 | 0.00043807 | 5.5844e-07 | 19.4806 | 2.673 | 0.05011 | 22.2037 | 8.816 | 1.5724 | 0.023051 | 10.4114 | 10.8548 | 1.4894 | 0.027922 | 12.3722 | 4.9124 | 0.87614 | 0.012844 | 5.8014
Upstate | 2030 | 4 | 24 | 0.115 | 2.2684e-06 | 6.9039e-07 | 0.064079 | 1.264e-06 | 3.8469e-07 | 0.14133 | 0.00078142 | 9.9613e-07 | 0.078752 | 0.00043542 | 5.5506e-07 | 19.3625 | 2.6568 | 0.049807 | 22.0692 | 8.7626 | 1.5628 | 0.022911 | 10.3484 | 10.7891 | 1.4804 | 0.027753 | 12.2972 | 4.8826 | 0.87084 | 0.012766 | 5.7662
Upstate | 2030 | 5 | 1 | 0.10793 | 2.1289e-06 | 6.4794e-07 | 0.060139 | 1.1863e-06 | 3.6104e-07 | 0.13264 | 0.00073337 | 9.3488e-07 | 0.07391 | 0.00040864 | 5.2093e-07 | 18.1719 | 2.4935 | 0.046744 | 20.7121 | 8.2238 | 1.4667 | 0.021502 | 9.712 | 10.1256 | 1.3894 | 0.026046 | 11.541 | 4.5824 | 0.81729 | 0.011981 | 5.4117
Upstate | 2030 | 5 | 2 | 0.1103 | 2.1757e-06 | 6.6217e-07 | 0.06146 | 1.2123e-06 | 3.6897e-07 | 0.13556 | 0.00074948 | 9.5542e-07 | 0.075533 | 0.00041762 | 5.3237e-07 | 18.5712 | 2.5482 | 0.047771 | 21.1672 | 8.4045 | 1.499 | 0.021975 | 9.9254 | 10.3481 | 1.4199 | 0.026619 | 11.7946 | 4.6831 | 0.83524 | 0.012245 | 5.5306
Upstate | 2030 | 5 | 3 | 0.10602 | 2.0913e-06 | 6.3649e-07 | 0.059076 | 1.1653e-06 | 3.5466e-07 | 0.1303 | 0.00072042 | 9.1837e-07 | 0.072604 | 0.00040143 | 5.1173e-07 | 17.851 | 2.4494 | 0.045918 | 20.3463 | 8.0785 | 1.4408 | 0.021122 | 9.5405 | 9.9468 | 1.3648 | 0.025586 | 11.3372 | 4.5015 | 0.80285 | 0.01177 | 5.3161
Upstate | 2030 | 5 | 4 | 0.1067 | 2.1048e-06 | 6.4059e-07 | 0.059457 | 1.1728e-06 | 3.5694e-07 | 0.13114 | 0.00072506 | 9.2428e-07 | 0.073072 | 0.00040401 | 5.1502e-07 | 17.9659 | 2.4652 | 0.046214 | 20.4773 | 8.1306 | 1.4501 | 0.021258 | 9.6019 | 10.0108 | 1.3736 | 0.025751 | 11.4102 | 4.5304 | 0.80802 | 0.011845 | 5.3503
Upstate | 2030 | 5 | 5 | 0.1017 | 2.0061e-06 | 6.1056e-07 | 0.05667 | 1.1178e-06 | 3.4021e-07 | 0.12499 | 0.00069107 | 8.8095e-07 | 0.069646 | 0.00038507 | 4.9088e-07 | 17.1237 | 2.3496 | 0.044048 | 19.5174 | 7.7494 | 1.3821 | 0.020262 | 9.1518 | 9.5415 | 1.3092 | 0.024544 | 10.8753 | 4.3181 | 0.77014 | 0.01129 | 5.0995
Upstate | 2030 | 5 | 6 | 0.10729 | 2.1163e-06 | 6.4409e-07 | 0.059781 | 1.1792e-06 | 3.5889e-07 | 0.13185 | 0.00072902 | 9.2933e-07 | 0.073471 | 0.00040622 | 5.1783e-07 | 18.064 | 2.4787 | 0.046466 | 20.5891 | 8.1749 | 1.458 | 0.021375 | 9.6543 | 10.0655 | 1.3811 | 0.025892 | 11.4725 | 4.5552 | 0.81243 | 0.01191 | 5.3795
Upstate | 2030 | 5 | 7 | 0.086476 | 1.7058e-06 | 5.1915e-07 | 0.048186 | 9.5049e-07 | 2.8928e-07 | 0.10628 | 0.00058761 | 7.4907e-07 | 0.05922 | 0.00032742 | 4.1739e-07 | 14.5601 | 1.9979 | 0.037453 | 16.5955 | 6.5893 | 1.1752 | 0.017229 | 7.7817 | 8.1131 | 1.1132 | 0.020869 | 9.2472 | 3.6716 | 0.65485 | 0.0095999 | 4.3361
Upstate | 2030 | 5 | 8 | 0.077749 | 1.5336e-06 | 4.6676e-07 | 0.043323 | 8.5456e-07 | 2.6008e-07 | 0.095553 | 0.00052831 | 6.7347e-07 | 0.053243 | 0.00029438 | 3.7527e-07 | 13.0907 | 1.7962 | 0.033673 | 14.9206 | 5.9243 | 1.0566 | 0.01549 | 6.9964 | 7.2943 | 1.0009 | 0.018763 | 8.314 | 3.3011 | 0.58876 | 0.0086311 | 3.8985
Upstate | 2030 | 5 | 9 | 0.088408 | 1.7439e-06 | 5.3075e-07 | 0.049262 | 9.7172e-07 | 2.9574e-07 | 0.10865 | 0.00060073 | 7.658e-07 | 0.060542 | 0.00033474 | 4.2671e-07 | 14.8853 | 2.0425 | 0.03829 | 16.9661 | 6.7364 | 1.2015 | 0.017613 | 7.9555 | 8.2943 | 1.1381 | 0.021336 | 9.4537 | 3.7536 | 0.66947 | 0.0098144 | 4.4329
Upstate | 2030 | 5 | 10 | 0.070167 | 1.3841e-06 | 4.2124e-07 | 0.039098 | 7.7123e-07 | 2.3472e-07 | 0.086234 | 0.00047678 | 6.0779e-07 | 0.048051 | 0.00026567 | 3.3867e-07 | 11.8141 | 1.6211 | 0.03039 | 13.4655 | 5.3465 | 0.95357 | 0.013979 | 6.3141 | 6.5829 | 0.90328 | 0.016933 | 7.5032 | 2.9791 | 0.53134 | 0.0077894 | 3.5183
Upstate | 2030 | 5 | 11 | 0.071421 | 1.4088e-06 | 4.2877e-07 | 0.039797 | 7.8502e-07 | 2.3892e-07 | 0.087776 | 0.00048531 | 6.1866e-07 | 0.04891 | 0.00027042 | 3.4472e-07 | 12.0253 | 1.6501 | 0.030933 | 13.7063 | 5.4421 | 0.97062 | 0.014229 | 6.427 | 6.7006 | 0.91943 | 0.017236 | 7.6373 | 3.0324 | 0.54084 | 0.0079287 | 3.5812
Upstate | 2030 | 5 | 12 | 0.066578 | 1.3133e-06 | 3.997e-07 | 0.037098 | 7.3178e-07 | 2.2272e-07 | 0.081824 | 0.0004524 | 5.7671e-07 | 0.045593 | 0.00025208 | 3.2135e-07 | 11.2098 | 1.5382 | 0.028835 | 12.7768 | 5.0731 | 0.9048 | 0.013264 | 5.9911 | 6.2463 | 0.85708 | 0.016067 | 7.1194 | 2.8268 | 0.50417 | 0.007391 | 3.3383
Upstate | 2030 | 5 | 13 | 0.059206 | 1.1679e-06 | 3.5544e-07 | 0.03299 | 6.5075e-07 | 1.9805e-07 | 0.072763 | 0.00040231 | 5.1285e-07 | 0.040545 | 0.00022417 | 2.8576e-07 | 9.9686 | 1.3678 | 0.025642 | 11.362 | 4.5113 | 0.80461 | 0.011795 | 5.3277 | 5.5546 | 0.76218 | 0.014288 | 6.3311 | 2.5138 | 0.44834 | 0.0065726 | 2.9687
Upstate | 2030 | 5 | 14 | 0.070284 | 1.3864e-06 | 4.2195e-07 | 0.039163 | 7.7252e-07 | 2.3511e-07 | 0.086378 | 0.00047758 | 6.0881e-07 | 0.048131 | 0.00026612 | 3.3924e-07 | 11.8338 | 1.6238 | 0.03044 | 13.4881 | 5.3555 | 0.95517 | 0.014003 | 6.3246 | 6.594 | 0.90479 | 0.016962 | 7.5157 | 2.9841 | 0.53223 | 0.0078024 | 3.5242
Upstate | 2030 | 5 | 15 | 0.07752 | 1.5291e-06 | 4.6539e-07 | 0.043195 | 8.5205e-07 | 2.5932e-07 | 0.095271 | 0.00052675 | 6.7149e-07 | 0.053086 | 0.00029351 | 3.7416e-07 | 13.0522 | 1.791 | 0.033574 | 14.8767 | 5.9068 | 1.0535 | 0.015444 | 6.9758 | 7.2728 | 0.99794 | 0.018708 | 8.2895 | 3.2914 | 0.58702 | 0.0086057 | 3.887
Upstate | 2030 | 5 | 16 | 0.077885 | 1.5363e-06 | 4.6758e-07 | 0.043399 | 8.5606e-07 | 2.6054e-07 | 0.09572 | 0.00052923 | 6.7465e-07 | 0.053336 | 0.0002949 | 3.7592e-07 | 13.1137 | 1.7994 | 0.033733 | 14.9468 | 5.9347 | 1.0585 | 0.015517 | 7.0086 | 7.3071 | 1.0026 | 0.018796 | 8.3285 | 3.3069 | 0.58979 | 0.0086462 | 3.9053
Upstate | 2030 | 5 | 17 | 0.080832 | 1.5945e-06 | 4.8527e-07 | 0.04504 | 8.8845e-07 | 2.704e-07 | 0.099341 | 0.00054925 | 7.0017e-07 | 0.055354 | 0.00030605 | 3.9014e-07 | 13.6098 | 1.8675 | 0.035009 | 15.5122 | 6.1592 | 1.0985 | 0.016104 | 7.2738 | 7.5835 | 1.0406 | 0.019507 | 8.6436 | 3.432 | 0.6121 | 0.0089733 | 4.053
Upstate | 2030 | 5 | 18 | 0.10522 | 2.0755e-06 | 6.3166e-07 | 0.058628 | 1.1565e-06 | 3.5197e-07 | 0.12931 | 0.00071495 | 9.114e-07 | 0.072053 | 0.00039838 | 5.0784e-07 | 17.7155 | 2.4308 | 0.04557 | 20.1919 | 8.0173 | 1.4299 | 0.020962 | 9.4681 | 9.8713 | 1.3545 | 0.025392 | 11.2512 | 4.4673 | 0.79676 | 0.01168 | 5.2758
Upstate | 2030 | 5 | 19 | 0.097797 | 1.9291e-06 | 5.8712e-07 | 0.054494 | 1.0749e-06 | 3.2715e-07 | 0.12019 | 0.00066453 | 8.4713e-07 | 0.066972 | 0.00037029 | 4.7203e-07 | 16.4662 | 2.2594 | 0.042356 | 18.768 | 7.4519 | 1.3291 | 0.019484 | 8.8004 | 9.1752 | 1.259 | 0.023601 | 10.4577 | 4.1523 | 0.74057 | 0.010857 | 4.9037
Upstate | 2030 | 5 | 20 | 0.1196 | 2.3592e-06 | 7.1802e-07 | 0.066644 | 1.3146e-06 | 4.0009e-07 | 0.14699 | 0.0008127 | 1.036e-06 | 0.081904 | 0.00045284 | 5.7727e-07 | 20.1375 | 2.7632 | 0.0518 | 22.9525 | 9.1133 | 1.6254 | 0.023828 | 10.7625 | 11.2209 | 1.5397 | 0.028864 | 12.7894 | 5.0781 | 0.90569 | 0.013277 | 5.997
Upstate | 2030 | 5 | 21 | 0.12717 | 2.5085e-06 | 7.6347e-07 | 0.070862 | 1.3978e-06 | 4.2542e-07 | 0.15629 | 0.00086414 | 1.1016e-06 | 0.087089 | 0.00048151 | 6.1381e-07 | 21.4122 | 2.9381 | 0.055079 | 24.4053 | 9.6902 | 1.7283 | 0.025336 | 11.4438 | 11.9311 | 1.6371 | 0.030691 | 13.5989 | 5.3995 | 0.96302 | 0.014118 | 6.3766
Upstate | 2030 | 5 | 22 | 0.10842 | 2.1387e-06 | 6.5091e-07 | 0.060415 | 1.1917e-06 | 3.6269e-07 | 0.13325 | 0.00073674 | 9.3917e-07 | 0.074249 | 0.00041052 | 5.2332e-07 | 18.2553 | 2.5049 | 0.046958 | 20.8071 | 8.2615 | 1.4735 | 0.021601 | 9.7566 | 10.1721 | 1.3958 | 0.026166 | 11.594 | 4.6034 | 0.82104 | 0.012036 | 5.4365
Upstate | 2030 | 5 | 23 | 0.10835 | 2.1372e-06 | 6.5044e-07 | 0.060371 | 1.1909e-06 | 3.6244e-07 | 0.13316 | 0.00073621 | 9.385e-07 | 0.074196 | 0.00041023 | 5.2294e-07 | 18.2423 | 2.5031 | 0.046925 | 20.7923 | 8.2556 | 1.4724 | 0.021585 | 9.7496 | 10.1648 | 1.3948 | 0.026147 | 11.5857 | 4.6001 | 0.82045 | 0.012028 | 5.4326
Upstate | 2030 | 5 | 24 | 0.092117 | 1.8171e-06 | 5.5302e-07 | 0.051329 | 1.0125e-06 | 3.0815e-07 | 0.11321 | 0.00062594 | 7.9793e-07 | 0.063082 | 0.00034878 | 4.4461e-07 | 15.5099 | 2.1282 | 0.039896 | 17.678 | 7.0191 | 1.2519 | 0.018352 | 8.2893 | 8.6423 | 1.1859 | 0.022231 | 9.8504 | 3.9111 | 0.69756 | 0.010226 | 4.6189
Upstate | 2030 | 6 | 1 | 0.1781 | 3.5131e-06 | 1.0692e-06 | 0.09924 | 1.9576e-06 | 5.9578e-07 | 0.21888 | 0.0012102 | 1.5427e-06 | 0.12196 | 0.00067434 | 8.5963e-07 | 29.9871 | 4.1147 | 0.077136 | 34.1789 | 13.5708 | 2.4204 | 0.035483 | 16.0267 | 16.7092 | 2.2928 | 0.042981 | 19.0449 | 7.5618 | 1.3487 | 0.019771 | 8.9303
Upstate | 2030 | 6 | 2 | 0.17545 | 3.4609e-06 | 1.0533e-06 | 0.097765 | 1.9285e-06 | 5.8693e-07 | 0.21563 | 0.0011922 | 1.5198e-06 | 0.12015 | 0.00066432 | 8.4685e-07 | 29.5415 | 4.0535 | 0.07599 | 33.671 | 13.3692 | 2.3844 | 0.034955 | 15.7885 | 16.4609 | 2.2587 | 0.042343 | 18.7619 | 7.4495 | 1.3286 | 0.019478 | 8.7976
Upstate | 2030 | 6 | 3 | 0.18998 | 3.7475e-06 | 1.1405e-06 | 0.10586 | 2.0881e-06 | 6.3552e-07 | 0.23348 | 0.0012909 | 1.6456e-06 | 0.1301 | 0.00071932 | 9.1697e-07 | 31.9874 | 4.3892 | 0.082282 | 36.4589 | 14.4761 | 2.5819 | 0.03785 | 17.0958 | 17.8238 | 2.4457 | 0.045848 | 20.3153 | 8.0662 | 1.4386 | 0.02109 | 9.526
Upstate | 2030 | 6 | 4 | 0.19449 | 3.8364e-06 | 1.1676e-06 | 0.10837 | 2.1377e-06 | 6.5061e-07 | 0.23903 | 0.0013216 | 1.6847e-06 | 0.13319 | 0.0007364 | 9.3873e-07 | 32.7467 | 4.4933 | 0.084235 | 37.3243 | 14.8197 | 2.6431 | 0.038748 | 17.5016 | 18.2469 | 2.5037 | 0.046937 | 20.7975 | 8.2577 | 1.4728 | 0.021591 | 9.7521
Upstate | 2030 | 6 | 5 | 0.18445 | 3.6383e-06 | 1.1073e-06 | 0.10278 | 2.0273e-06 | 6.1701e-07 | 0.22668 | 0.0012533 | 1.5977e-06 | 0.12631 | 0.00069837 | 8.9026e-07 | 31.0556 | 4.2613 | 0.079885 | 35.3968 | 14.0544 | 2.5066 | 0.036747 | 16.5977 | 17.3046 | 2.3744 | 0.044513 | 19.7235 | 7.8313 | 1.3967 | 0.020476 | 9.2485
Upstate | 2030 | 6 | 6 | 0.18719 | 3.6923e-06 | 1.1238e-06 | 0.1043 | 2.0574e-06 | 6.2617e-07 | 0.23005 | 0.0012719 | 1.6214e-06 | 0.12819 | 0.00070874 | 9.0348e-07 | 31.5167 | 4.3246 | 0.081071 | 35.9223 | 14.263 | 2.5439 | 0.037293 | 16.8442 | 17.5615 | 2.4097 | 0.045174 | 20.0164 | 7.9475 | 1.4175 | 0.02078 | 9.3858
Upstate | 2030 | 6 | 7 | 0.17358 | 3.424e-06 | 1.0421e-06 | 0.096721 | 1.9079e-06 | 5.8066e-07 | 0.21333 | 0.0011795 | 1.5036e-06 | 0.11887 | 0.00065722 | 8.3781e-07 | 29.226 | 4.0102 | 0.075178 | 33.3114 | 13.2264 | 2.359 | 0.034582 | 15.6199 | 16.2851 | 2.2346 | 0.04189 | 18.5615 | 7.3699 | 1.3144 | 0.01927 | 8.7036
Upstate | 2030 | 6 | 8 | 0.15616 | 3.0803e-06 | 9.3749e-07 | 0.087014 | 1.7164e-06 | 5.2238e-07 | 0.19192 | 0.0010611 | 1.3527e-06 | 0.10694 | 0.00059126 | 7.5372e-07 | 26.2927 | 3.6078 | 0.067633 | 29.9681 | 11.8989 | 2.1222 | 0.031111 | 14.0522 | 14.6506 | 2.0103 | 0.037686 | 16.6986 | 6.6302 | 1.1825 | 0.017336 | 7.8301
Upstate | 2030 | 6 | 9 | 0.15144 | 2.9873e-06 | 9.0917e-07 | 0.084385 | 1.6645e-06 | 5.066e-07 | 0.18612 | 0.0010291 | 1.3118e-06 | 0.10371 | 0.0005734 | 7.3095e-07 | 25.4985 | 3.4988 | 0.06559 | 29.0628 | 11.5394 | 2.0581 | 0.030171 | 13.6277 | 14.2081 | 1.9496 | 0.036548 | 16.1942 | 6.4299 | 1.1468 | 0.016812 | 7.5935
Upstate | 2030 | 6 | 10 | 0.14162 | 2.7935e-06 | 8.5021e-07 | 0.078913 | 1.5566e-06 | 4.7375e-07 | 0.17405 | 0.00096231 | 1.2267e-06 | 0.096983 | 0.00053621 | 6.8355e-07 | 23.8448 | 3.2719 | 0.061336 | 27.178 | 10.7911 | 1.9246 | 0.028215 | 12.7439 | 13.2866 | 1.8231 | 0.034177 | 15.1439 | 6.0129 | 1.0724 | 0.015722 | 7.1011
Upstate | 2030 | 6 | 11 | 0.14361 | 2.8328e-06 | 8.6217e-07 | 0.080023 | 1.5785e-06 | 4.8041e-07 | 0.1765 | 0.00097585 | 1.244e-06 | 0.098347 | 0.00054376 | 6.9316e-07 | 24.1803 | 3.3179 | 0.062199 | 27.5603 | 10.9429 | 1.9517 | 0.028612 | 12.9232 | 13.4735 | 1.8488 | 0.034658 | 15.357 | 6.0975 | 1.0875 | 0.015943 | 7.201
Upstate | 2030 | 6 | 12 | 0.13737 | 2.7098e-06 | 8.2471e-07 | 0.076546 | 1.5099e-06 | 4.5954e-07 | 0.16883 | 0.00093346 | 1.1899e-06 | 0.094074 | 0.00052013 | 6.6305e-07 | 23.1298 | 3.1738 | 0.059497 | 26.363 | 10.4675 | 1.8669 | 0.027369 | 12.3618 | 12.8882 | 1.7685 | 0.033153 | 14.6898 | 5.8326 | 1.0403 | 0.01525 | 6.8881
Upstate | 2030 | 6 | 13 | 0.14909 | 2.9408e-06 | 8.9503e-07 | 0.083073 | 1.6387e-06 | 4.9872e-07 | 0.18323 | 0.001013 | 1.2914e-06 | 0.1021 | 0.00056448 | 7.1958e-07 | 25.1019 | 3.4444 | 0.06457 | 28.6108 | 11.36 | 2.0261 | 0.029702 | 13.4158 | 13.9871 | 1.9192 | 0.035979 | 15.9423 | 6.3299 | 1.129 | 0.01655 | 7.4754
Upstate | 2030 | 6 | 14 | 0.15451 | 3.0477e-06 | 9.2757e-07 | 0.086093 | 1.6982e-06 | 5.1685e-07 | 0.18989 | 0.0010499 | 1.3383e-06 | 0.10581 | 0.000585 | 7.4574e-07 | 26.0145 | 3.5696 | 0.066917 | 29.651 | 11.773 | 2.0998 | 0.030782 | 13.9035 | 14.4956 | 1.989 | 0.037287 | 16.5219 | 6.56 | 1.17 | 0.017152 | 7.7472
Upstate | 2030 | 6 | 15 | 0.14788 | 2.9171e-06 | 8.878e-07 | 0.082402 | 1.6254e-06 | 4.9469e-07 | 0.18175 | 0.0010049 | 1.281e-06 | 0.10127 | 0.00055992 | 7.1377e-07 | 24.8991 | 3.4165 | 0.064048 | 28.3797 | 11.2682 | 2.0097 | 0.029462 | 13.3074 | 13.8741 | 1.9037 | 0.035689 | 15.8135 | 6.2788 | 1.1198 | 0.016417 | 7.415
Upstate | 2030 | 6 | 16 | 0.15826 | 3.1219e-06 | 9.5013e-07 | 0.088187 | 1.7395e-06 | 5.2943e-07 | 0.19451 | 0.0010754 | 1.3709e-06 | 0.10838 | 0.00059923 | 7.6388e-07 | 26.6473 | 3.6564 | 0.068545 | 30.3722 | 12.0593 | 2.1508 | 0.031531 | 14.2417 | 14.8482 | 2.0374 | 0.038194 | 16.9238 | 6.7196 | 1.1985 | 0.017569 | 7.9357
Upstate | 2030 | 6 | 17 | 0.17047 | 3.3626e-06 | 1.0234e-06 | 0.094988 | 1.8737e-06 | 5.7026e-07 | 0.20951 | 0.0011584 | 1.4766e-06 | 0.11674 | 0.00064545 | 8.228e-07 | 28.7024 | 3.9384 | 0.073832 | 32.7146 | 12.9894 | 2.3167 | 0.033963 | 15.3401 | 15.9933 | 2.1945 | 0.04114 | 18.229 | 7.2379 | 1.2909 | 0.018924 | 8.5477
Upstate | 2030 | 6 | 18 | 0.17813 | 3.5137e-06 | 1.0694e-06 | 0.099255 | 1.9579e-06 | 5.9587e-07 | 0.21892 | 0.0012104 | 1.543e-06 | 0.12198 | 0.00067444 | 8.5976e-07 | 29.9916 | 4.1153 | 0.077148 | 34.1841 | 13.5729 | 2.4208 | 0.035488 | 16.0291 | 16.7117 | 2.2931 | 0.042988 | 19.0478 | 7.563 | 1.3489 | 0.019774 | 8.9316
Upstate | 2030 | 6 | 19 | 0.21146 | 4.1712e-06 | 1.2695e-06 | 0.11783 | 2.3242e-06 | 7.0737e-07 | 0.25988 | 0.0014369 | 1.8317e-06 | 0.14481 | 0.00080065 | 1.0206e-06 | 35.6038 | 4.8854 | 0.091584 | 40.5808 | 16.1127 | 2.8738 | 0.042129 | 19.0285 | 19.8389 | 2.7222 | 0.051032 | 22.6121 | 8.9782 | 1.6013 | 0.023475 | 10.6029
Upstate | 2030 | 6 | 20 | 0.24053 | 4.7447e-06 | 1.444e-06 | 0.13403 | 2.6438e-06 | 8.0463e-07 | 0.29561 | 0.0016344 | 2.0835e-06 | 0.16472 | 0.00091073 | 1.161e-06 | 40.499 | 5.5571 | 0.10418 | 46.1602 | 18.328 | 3.2689 | 0.047921 | 21.6448 | 22.5665 | 3.0965 | 0.058048 | 25.7211 | 10.2126 | 1.8215 | 0.026702 | 12.0608
Upstate | 2030 | 6 | 21 | 0.25337 | 4.9979e-06 | 1.5211e-06 | 0.14118 | 2.7849e-06 | 8.4758e-07 | 0.31139 | 0.0017217 | 2.1947e-06 | 0.17351 | 0.00095934 | 1.2229e-06 | 42.6606 | 5.8537 | 0.10974 | 48.624 | 19.3063 | 3.4433 | 0.050479 | 22.8001 | 23.771 | 3.2617 | 0.061147 | 27.0939 | 10.7577 | 1.9187 | 0.028127 | 12.7045
Upstate | 2030 | 6 | 22 | 0.20594 | 4.0623e-06 | 1.2363e-06 | 0.11475 | 2.2635e-06 | 6.8891e-07 | 0.2531 | 0.0013994 | 1.7839e-06 | 0.14103 | 0.00077974 | 9.9399e-07 | 34.6743 | 4.7578 | 0.089193 | 39.5214 | 15.692 | 2.7987 | 0.041029 | 18.5318 | 19.321 | 2.6511 | 0.0497 | 22.0218 | 8.7438 | 1.5595 | 0.022862 | 10.3261
Upstate | 2030 | 6 | 23 | 0.18736 | 3.6958e-06 | 1.1248e-06 | 0.1044 | 2.0593e-06 | 6.2675e-07 | 0.23026 | 0.0012731 | 1.6229e-06 | 0.1283 | 0.00070939 | 9.0431e-07 | 31.5459 | 4.3286 | 0.081146 | 35.9556 | 14.2763 | 2.5462 | 0.037327 | 16.8598 | 17.5778 | 2.4119 | 0.045216 | 20.0349 | 7.9549 | 1.4188 | 0.020799 | 9.3945
Upstate | 2030 | 6 | 24 | 0.19241 | 3.7955e-06 | 1.1551e-06 | 0.10722 | 2.1149e-06 | 6.4366e-07 | 0.23648 | 0.0013075 | 1.6667e-06 | 0.13177 | 0.00072853 | 9.2871e-07 | 32.3971 | 4.4454 | 0.083336 | 36.9258 | 14.6615 | 2.6149 | 0.038334 | 17.3147 | 18.0521 | 2.477 | 0.046436 | 20.5755 | 8.1695 | 1.4571 | 0.02136 | 9.648
Upstate | 2030 | 7 | 1 | 0.23593 | 4.6538e-06 | 1.4164e-06 | 0.13146 | 2.5932e-06 | 7.8923e-07 | 0.28995 | 0.0016031 | 2.0436e-06 | 0.16157 | 0.00089329 | 1.1387e-06 | 39.7237 | 5.4507 | 0.10218 | 45.2766 | 17.9771 | 3.2063 | 0.047004 | 21.2304 | 22.1345 | 3.0372 | 0.056937 | 25.2287 | 10.0171 | 1.7866 | 0.026191 | 11.8299
Upstate | 2030 | 7 | 2 | 0.23206 | 4.5775e-06 | 1.3931e-06 | 0.12931 | 2.5506e-06 | 7.7628e-07 | 0.2852 | 0.0015768 | 2.0101e-06 | 0.15892 | 0.00087864 | 1.1201e-06 | 39.072 | 5.3613 | 0.10051 | 44.5338 | 17.6822 | 3.1537 | 0.046233 | 20.8822 | 21.7714 | 2.9874 | 0.056003 | 24.8148 | 9.8528 | 1.7573 | 0.025761 | 11.6358
Upstate | 2030 | 7 | 3 | 0.22574 | 4.4529e-06 | 1.3552e-06 | 0.12579 | 2.4812e-06 | 7.5515e-07 | 0.27744 | 0.0015339 | 1.9554e-06 | 0.15459 | 0.00085473 | 1.0896e-06 | 38.0088 | 5.2154 | 0.097771 | 43.3219 | 17.201 | 3.0679 | 0.044974 | 20.3139 | 21.179 | 2.9061 | 0.054479 | 24.1395 | 9.5846 | 1.7095 | 0.02506 | 11.3191
Upstate | 2030 | 7 | 4 | 0.22841 | 4.5056e-06 | 1.3713e-06 | 0.12728 | 2.5106e-06 | 7.6409e-07 | 0.28072 | 0.0015521 | 1.9785e-06 | 0.15642 | 0.00086484 | 1.1025e-06 | 38.4585 | 5.2771 | 0.098927 | 43.8345 | 17.4046 | 3.1042 | 0.045507 | 20.5542 | 21.4295 | 2.9405 | 0.055124 | 24.4251 | 9.698 | 1.7297 | 0.025357 | 11.4531
Upstate | 2030 | 7 | 5 | 0.23038 | 4.5443e-06 | 1.383e-06 | 0.12837 | 2.5321e-06 | 7.7065e-07 | 0.28313 | 0.0015654 | 1.9955e-06 | 0.15776 | 0.00087227 | 1.1119e-06 | 38.7888 | 5.3224 | 0.099777 | 44.2109 | 17.554 | 3.1308 | 0.045897 | 20.7308 | 21.6136 | 2.9657 | 0.055597 | 24.6349 | 9.7813 | 1.7445 | 0.025575 | 11.5514
Upstate | 2030 | 7 | 6 | 0.2362 | 4.6592e-06 | 1.418e-06 | 0.13161 | 2.5962e-06 | 7.9013e-07 | 0.29029 | 0.001605 | 2.046e-06 | 0.16175 | 0.00089432 | 1.14e-06 | 39.7693 | 5.4569 | 0.1023 | 45.3285 | 17.9978 | 3.21 | 0.047058 | 21.2548 | 22.1599 | 3.0407 | 0.057002 | 25.2576 | 10.0286 | 1.7886 | 0.026221 | 11.8434
Upstate | 2030 | 7 | 7 | 0.22919 | 4.521e-06 | 1.376e-06 | 0.12771 | 2.5191e-06 | 7.667e-07 | 0.28168 | 0.0015574 | 1.9853e-06 | 0.15695 | 0.00086779 | 1.1062e-06 | 38.5898 | 5.2951 | 0.099265 | 43.9841 | 17.464 | 3.1148 | 0.045662 | 20.6244 | 21.5027 | 2.9505 | 0.055312 | 24.5085 | 9.7311 | 1.7356 | 0.025443 | 11.4922
Upstate | 2030 | 7 | 8 | 0.22675 | 4.4727e-06 | 1.3613e-06 | 0.12635 | 2.4923e-06 | 7.5851e-07 | 0.27867 | 0.0015408 | 1.9641e-06 | 0.15528 | 0.00085853 | 1.0944e-06 | 38.1777 | 5.2386 | 0.098205 | 43.5145 | 17.2775 | 3.0815 | 0.045174 | 20.4042 | 21.2731 | 2.919 | 0.054721 | 24.2468 | 9.6272 | 1.7171 | 0.025172 | 11.3695
Upstate | 2030 | 7 | 9 | 0.22048 | 4.3491e-06 | 1.3236e-06 | 0.12285 | 2.4234e-06 | 7.3754e-07 | 0.27097 | 0.0014982 | 1.9098e-06 | 0.15099 | 0.00083479 | 1.0642e-06 | 37.1223 | 5.0937 | 0.09549 | 42.3115 | 16.7999 | 2.9963 | 0.043926 | 19.8401 | 20.685 | 2.8383 | 0.053208 | 23.5765 | 9.3611 | 1.6696 | 0.024476 | 11.0552
Upstate | 2030 | 7 | 10 | 0.20219 | 3.9884e-06 | 1.2139e-06 | 0.11267 | 2.2224e-06 | 6.7638e-07 | 0.24849 | 0.0013739 | 1.7514e-06 | 0.13846 | 0.00076556 | 9.7592e-07 | 34.0438 | 4.6713 | 0.087571 | 38.8027 | 15.4067 | 2.7478 | 0.040283 | 18.1948 | 18.9696 | 2.6029 | 0.048796 | 21.6213 | 8.5848 | 1.5311 | 0.022446 | 10.1384
Upstate | 2030 | 7 | 11 | 0.2054 | 4.0517e-06 | 1.2331e-06 | 0.11445 | 2.2576e-06 | 6.8711e-07 | 0.25244 | 0.0013957 | 1.7792e-06 | 0.14066 | 0.00077771 | 9.914e-07 | 34.5837 | 4.7454 | 0.08896 | 39.4181 | 15.651 | 2.7914 | 0.040922 | 18.4833 | 19.2705 | 2.6442 | 0.04957 | 21.9642 | 8.7209 | 1.5554 | 0.022802 | 10.2992
Upstate | 2030 | 7 | 12 | 0.20941 | 4.1308e-06 | 1.2572e-06 | 0.11669 | 2.3017e-06 | 7.0052e-07 | 0.25736 | 0.001423 | 1.8139e-06 | 0.14341 | 0.00079289 | 1.0108e-06 | 35.259 | 4.8381 | 0.090697 | 40.1877 | 15.9566 | 2.8459 | 0.041721 | 18.8443 | 19.6467 | 2.6958 | 0.050538 | 22.3931 | 8.8912 | 1.5858 | 0.023247 | 10.5003
Upstate | 2030 | 7 | 13 | 0.21186 | 4.179e-06 | 1.2719e-06 | 0.11805 | 2.3286e-06 | 7.087e-07 | 0.26037 | 0.0014396 | 1.8351e-06 | 0.14508 | 0.00080215 | 1.0226e-06 | 35.6705 | 4.8945 | 0.091756 | 40.6568 | 16.1429 | 2.8791 | 0.042208 | 19.0642 | 19.8761 | 2.7273 | 0.051128 | 22.6545 | 8.995 | 1.6043 | 0.023519 | 10.6228
Upstate | 2030 | 7 | 14 | 0.20985 | 4.1395e-06 | 1.2598e-06 | 0.11693 | 2.3066e-06 | 7.02e-07 | 0.25791 | 0.001426 | 1.8178e-06 | 0.14371 | 0.00079456 | 1.0129e-06 | 35.3333 | 4.8483 | 0.090889 | 40.2725 | 15.9903 | 2.8519 | 0.041809 | 18.884 | 19.6882 | 2.7015 | 0.050644 | 22.4403 | 8.91 | 1.5891 | 0.023296 | 10.5224
Upstate | 2030 | 7 | 15 | 0.22291 | 4.397e-06 | 1.3382e-06 | 0.12421 | 2.4501e-06 | 7.4567e-07 | 0.27395 | 0.0015147 | 1.9309e-06 | 0.15265 | 0.000844 | 1.0759e-06 | 37.5316 | 5.1499 | 0.096543 | 42.778 | 16.9851 | 3.0294 | 0.04441 | 20.0589 | 20.9131 | 2.8696 | 0.053795 | 23.8364 | 9.4643 | 1.688 | 0.024746 | 11.177
Upstate | 2030 | 7 | 16 | 0.23548 | 4.6449e-06 | 1.4137e-06 | 0.13121 | 2.5882e-06 | 7.8771e-07 | 0.2894 | 0.0016001 | 2.0397e-06 | 0.16126 | 0.00089158 | 1.1366e-06 | 39.6476 | 5.4402 | 0.10199 | 45.1898 | 17.9427 | 3.2001 | 0.046914 | 21.1898 | 22.0921 | 3.0314 | 0.056828 | 25.1803 | 9.9979 | 1.7832 | 0.026141 | 11.8072
Upstate | 2030 | 7 | 17 | 0.24024 | 4.7388e-06 | 1.4422e-06 | 0.13386 | 2.6405e-06 | 8.0363e-07 | 0.29525 | 0.0016324 | 2.0809e-06 | 0.16452 | 0.0009096 | 1.1595e-06 | 40.4489 | 5.5502 | 0.10405 | 46.1031 | 18.3053 | 3.2648 | 0.047862 | 21.618 | 22.5386 | 3.0926 | 0.057977 | 25.6892 | 10.2 | 1.8192 | 0.026669 | 12.0458
Upstate | 2030 | 7 | 18 | 0.24848 | 4.9013e-06 | 1.4917e-06 | 0.13845 | 2.7311e-06 | 8.312e-07 | 0.30537 | 0.0016884 | 2.1523e-06 | 0.17016 | 0.0009408 | 1.1993e-06 | 41.8362 | 5.7406 | 0.10762 | 47.6844 | 18.9332 | 3.3768 | 0.049503 | 22.3595 | 23.3116 | 3.1987 | 0.059965 | 26.5703 | 10.5498 | 1.8816 | 0.027584 | 12.459
Upstate | 2030 | 7 | 19 | 0.2488 | 4.9078e-06 | 1.4937e-06 | 0.13864 | 2.7347e-06 | 8.3229e-07 | 0.30577 | 0.0016906 | 2.1551e-06 | 0.17038 | 0.00094203 | 1.2009e-06 | 41.8911 | 5.7481 | 0.10776 | 47.7469 | 18.958 | 3.3812 | 0.049568 | 22.3888 | 23.3422 | 3.2029 | 0.060044 | 26.6052 | 10.5636 | 1.8841 | 0.02762 | 12.4753
Upstate | 2030 | 7 | 20 | 0.25547 | 5.0393e-06 | 1.5337e-06 | 0.14235 | 2.808e-06 | 8.546e-07 | 0.31397 | 0.0017359 | 2.2129e-06 | 0.17495 | 0.00096729 | 1.2331e-06 | 43.0141 | 5.9022 | 0.11065 | 49.0269 | 19.4662 | 3.4719 | 0.050897 | 22.989 | 23.968 | 3.2888 | 0.061653 | 27.3184 | 10.8468 | 1.9346 | 0.028361 | 12.8098
Upstate | 2030 | 7 | 21 | 0.26176 | 5.1633e-06 | 1.5715e-06 | 0.14586 | 2.8771e-06 | 8.7563e-07 | 0.3217 | 0.0017787 | 2.2674e-06 | 0.17925 | 0.00099109 | 1.2634e-06 | 44.0728 | 6.0474 | 0.11337 | 50.2336 | 19.9453 | 3.5573 | 0.05215 | 23.5548 | 24.5579 | 3.3697 | 0.063171 | 27.9908 | 11.1138 | 1.9822 | 0.029059 | 13.125
Upstate | 2030 | 7 | 22 | 0.25099 | 4.9508e-06 | 1.5068e-06 | 0.13985 | 2.7587e-06 | 8.396e-07 | 0.30846 | 0.0017055 | 2.1741e-06 | 0.17188 | 0.0009503 | 1.2114e-06 | 42.2589 | 5.7986 | 0.1087 | 48.1662 | 19.1245 | 3.4109 | 0.050004 | 22.5854 | 23.5472 | 3.231 | 0.060571 | 26.8388 | 10.6564 | 1.9006 | 0.027863 | 12.5849
Upstate | 2030 | 7 | 23 | 0.23807 | 4.696e-06 | 1.4292e-06 | 0.13265 | 2.6167e-06 | 7.9638e-07 | 0.29258 | 0.0016177 | 2.0622e-06 | 0.16303 | 0.00090139 | 1.1491e-06 | 40.0837 | 5.5001 | 0.10311 | 45.6869 | 18.1401 | 3.2353 | 0.04743 | 21.4229 | 22.3352 | 3.0647 | 0.057453 | 25.4573 | 10.1079 | 1.8028 | 0.026428 | 11.9371
Upstate | 2030 | 7 | 24 | 0.23584 | 4.6521e-06 | 1.4159e-06 | 0.13141 | 2.5922e-06 | 7.8893e-07 | 0.28984 | 0.0016025 | 2.0429e-06 | 0.16151 | 0.00089296 | 1.1383e-06 | 39.7088 | 5.4486 | 0.10214 | 45.2595 | 17.9704 | 3.2051 | 0.046986 | 21.2225 | 22.1262 | 3.036 | 0.056916 | 25.2192 | 10.0133 | 1.7859 | 0.026181 | 11.8254
Upstate | 2030 | 8 | 1 | 0.21118 | 4.1657e-06 | 1.2678e-06 | 0.11767 | 2.3212e-06 | 7.0645e-07 | 0.25954 | 0.001435 | 1.8293e-06 | 0.14462 | 0.0007996 | 1.0193e-06 | 35.5573 | 4.879 | 0.091465 | 40.5278 | 16.0916 | 2.87 | 0.042074 | 19.0037 | 19.813 | 2.7186 | 0.050965 | 22.5826 | 8.9665 | 1.5992 | 0.023444 | 10.5891
Upstate | 2030 | 8 | 2 | 0.2117 | 4.1759e-06 | 1.2709e-06 | 0.11796 | 2.3269e-06 | 7.0818e-07 | 0.26018 | 0.0014385 | 1.8338e-06 | 0.14498 | 0.00080156 | 1.0218e-06 | 35.6446 | 4.891 | 0.091689 | 40.6273 | 16.1311 | 2.877 | 0.042177 | 19.0504 | 19.8616 | 2.7253 | 0.05109 | 22.638 | 8.9885 | 1.6031 | 0.023502 | 10.6151
Upstate | 2030 | 8 | 3 | 0.21327 | 4.2069e-06 | 1.2804e-06 | 0.11884 | 2.3441e-06 | 7.1343e-07 | 0.26211 | 0.0014492 | 1.8474e-06 | 0.14605 | 0.00080751 | 1.0294e-06 | 35.9089 | 4.9272 | 0.092369 | 40.9285 | 16.2507 | 2.8984 | 0.04249 | 19.1916 | 20.0089 | 2.7455 | 0.051469 | 22.8059 | 9.0551 | 1.615 | 0.023676 | 10.6938
Upstate | 2030 | 8 | 4 | 0.2183 | 4.3061e-06 | 1.3105e-06 | 0.12164 | 2.3994e-06 | 7.3025e-07 | 0.26829 | 0.0014833 | 1.8909e-06 | 0.14949 | 0.00082654 | 1.0536e-06 | 36.7552 | 5.0434 | 0.094546 | 41.8931 | 16.6337 | 2.9667 | 0.043491 | 19.6439 | 20.4805 | 2.8102 | 0.052682 | 23.3434 | 9.2685 | 1.6531 | 0.024234 | 10.9458
Upstate | 2030 | 8 | 5 | 0.21458 | 4.2328e-06 | 1.2882e-06 | 0.11957 | 2.3585e-06 | 7.1782e-07 | 0.26372 | 0.0014581 | 1.8587e-06 | 0.14695 | 0.00081247 | 1.0357e-06 | 36.1296 | 4.9575 | 0.092937 | 41.18 | 16.3506 | 2.9162 | 0.042751 | 19.3096 | 20.1319 | 2.7624 | 0.051786 | 22.946 | 9.1108 | 1.6249 | 0.023821 | 10.7595
Upstate | 2030 | 8 | 6 | 0.22311 | 4.4009e-06 | 1.3394e-06 | 0.12432 | 2.4523e-06 | 7.4634e-07 | 0.2742 | 0.001516 | 1.9326e-06 | 0.15279 | 0.00084475 | 1.0769e-06 | 37.5652 | 5.1545 | 0.09663 | 42.8163 | 17.0003 | 3.0321 | 0.04445 | 20.0768 | 20.9318 | 2.8722 | 0.053843 | 23.8578 | 9.4728 | 1.6895 | 0.024768 | 11.187
Upstate | 2030 | 8 | 7 | 0.21471 | 4.2352e-06 | 1.289e-06 | 0.11964 | 2.3599e-06 | 7.1824e-07 | 0.26387 | 0.0014589 | 1.8598e-06 | 0.14703 | 0.00081294 | 1.0363e-06 | 36.1508 | 4.9604 | 0.092991 | 41.2042 | 16.3602 | 2.9179 | 0.042776 | 19.3209 | 20.1437 | 2.764 | 0.051816 | 22.9595 | 9.1161 | 1.6259 | 0.023835 | 10.7658
Upstate | 2030 | 8 | 8 | 0.19954 | 3.9361e-06 | 1.1979e-06 | 0.11119 | 2.1932e-06 | 6.6751e-07 | 0.24524 | 0.0013559 | 1.7285e-06 | 0.13665 | 0.00075553 | 9.6312e-07 | 33.5974 | 4.6101 | 0.086423 | 38.2939 | 15.2047 | 2.7118 | 0.039755 | 17.9562 | 18.7209 | 2.5688 | 0.048156 | 21.3379 | 8.4722 | 1.5111 | 0.022152 | 10.0054
Upstate | 2030 | 8 | 9 | 0.19549 | 3.8561e-06 | 1.1736e-06 | 0.10893 | 2.1487e-06 | 6.5394e-07 | 0.24025 | 0.0013283 | 1.6933e-06 | 0.13387 | 0.00074016 | 9.4354e-07 | 32.9143 | 4.5163 | 0.084666 | 37.5153 | 14.8955 | 2.6567 | 0.038946 | 17.5911 | 18.3402 | 2.5166 | 0.047177 | 20.904 | 8.3 | 1.4803 | 0.021701 | 9.802
Upstate | 2030 | 8 | 10 | 0.18657 | 3.6802e-06 | 1.1201e-06 | 0.10396 | 2.0506e-06 | 6.2411e-07 | 0.22929 | 0.0012677 | 1.6161e-06 | 0.12776 | 0.0007064 | 9.005e-07 | 31.4129 | 4.3103 | 0.080804 | 35.804 | 14.2161 | 2.5355 | 0.03717 | 16.7887 | 17.5037 | 2.4018 | 0.045025 | 19.9504 | 7.9214 | 1.4128 | 0.020711 | 9.3549
Upstate | 2030 | 8 | 11 | 0.18792 | 3.7069e-06 | 1.1282e-06 | 0.10471 | 2.0655e-06 | 6.2864e-07 | 0.23096 | 0.001277 | 1.6278e-06 | 0.12869 | 0.00071154 | 9.0704e-07 | 31.6412 | 4.3416 | 0.081391 | 36.0642 | 14.3194 | 2.5539 | 0.03744 | 16.9107 | 17.6309 | 2.4192 | 0.045352 | 20.0954 | 7.9789 | 1.4231 | 0.020862 | 9.4229
Upstate | 2030 | 8 | 12 | 0.19705 | 3.8869e-06 | 1.183e-06 | 0.1098 | 2.1658e-06 | 6.5917e-07 | 0.24217 | 0.001339 | 1.7069e-06 | 0.13494 | 0.00074609 | 9.5109e-07 | 33.1776 | 4.5525 | 0.085343 | 37.8154 | 15.0147 | 2.6779 | 0.039258 | 17.7319 | 18.487 | 2.5367 | 0.047554 | 21.0712 | 8.3664 | 1.4922 | 0.021875 | 9.8804
Upstate | 2030 | 8 | 13 | 0.20972 | 4.1368e-06 | 1.259e-06 | 0.11686 | 2.3051e-06 | 7.0155e-07 | 0.25774 | 0.001425 | 1.8166e-06 | 0.14362 | 0.00079405 | 1.0122e-06 | 35.3107 | 4.8452 | 0.09083 | 40.2466 | 15.98 | 2.8501 | 0.041782 | 18.8719 | 19.6755 | 2.6998 | 0.050612 | 22.4259 | 8.9043 | 1.5881 | 0.023281 | 10.5156
Upstate | 2030 | 8 | 14 | 0.21099 | 4.1618e-06 | 1.2666e-06 | 0.11756 | 2.319e-06 | 7.0579e-07 | 0.2593 | 0.0014337 | 1.8276e-06 | 0.14448 | 0.00079885 | 1.0183e-06 | 35.5239 | 4.8744 | 0.091379 | 40.4897 | 16.0765 | 2.8673 | 0.042034 | 18.9859 | 19.7944 | 2.7161 | 0.050917 | 22.5614 | 8.958 | 1.5977 | 0.023422 | 10.5792
Upstate | 2030 | 8 | 15 | 0.21122 | 4.1663e-06 | 1.268e-06 | 0.11769 | 2.3215e-06 | 7.0655e-07 | 0.25958 | 0.0014352 | 1.8296e-06 | 0.14464 | 0.00079972 | 1.0195e-06 | 35.5626 | 4.8797 | 0.091478 | 40.5338 | 16.094 | 2.8704 | 0.04208 | 19.0065 | 19.8159 | 2.719 | 0.050973 | 22.5859 | 8.9678 | 1.5994 | 0.023447 | 10.5907
Upstate | 2030 | 8 | 16 | 0.21285 | 4.1985e-06 | 1.2778e-06 | 0.1186 | 2.3395e-06 | 7.1202e-07 | 0.26159 | 0.0014463 | 1.8437e-06 | 0.14576 | 0.0008059 | 1.0273e-06 | 35.8375 | 4.9174 | 0.092185 | 40.8471 | 16.2184 | 2.8926 | 0.042405 | 19.1535 | 19.9691 | 2.7401 | 0.051367 | 22.7605 | 9.0371 | 1.6118 | 0.023629 | 10.6725
Upstate | 2030 | 8 | 17 | 0.21361 | 4.2135e-06 | 1.2824e-06 | 0.11903 | 2.3478e-06 | 7.1456e-07 | 0.26252 | 0.0014515 | 1.8503e-06 | 0.14628 | 0.00080878 | 1.031e-06 | 35.9655 | 4.935 | 0.092515 | 40.993 | 16.2764 | 2.9029 | 0.042557 | 19.2219 | 20.0404 | 2.7498 | 0.05155 | 22.8418 | 9.0694 | 1.6176 | 0.023713 | 10.7107
Upstate | 2030 | 8 | 18 | 0.21186 | 4.1791e-06 | 1.2719e-06 | 0.11805 | 2.3286e-06 | 7.0871e-07 | 0.26037 | 0.0014396 | 1.8352e-06 | 0.14508 | 0.00080216 | 1.0226e-06 | 35.6713 | 4.8946 | 0.091758 | 40.6576 | 16.1432 | 2.8792 | 0.042209 | 19.0646 | 19.8765 | 2.7274 | 0.051129 | 22.6549 | 8.9952 | 1.6043 | 0.023519 | 10.623
Upstate | 2030 | 8 | 19 | 0.22539 | 4.4459e-06 | 1.3531e-06 | 0.12559 | 2.4773e-06 | 7.5396e-07 | 0.277 | 0.0015315 | 1.9523e-06 | 0.15435 | 0.00085338 | 1.0879e-06 | 37.9488 | 5.2072 | 0.097616 | 43.2536 | 17.1739 | 3.063 | 0.044904 | 20.2819 | 21.1456 | 2.9015 | 0.054393 | 24.1015 | 9.5695 | 1.7068 | 0.025021 | 11.3013
Upstate | 2030 | 8 | 20 | 0.23896 | 4.7136e-06 | 1.4346e-06 | 0.13315 | 2.6265e-06 | 7.9937e-07 | 0.29368 | 0.0016237 | 2.0699e-06 | 0.16364 | 0.00090477 | 1.1534e-06 | 40.2341 | 5.5207 | 0.1035 | 45.8584 | 18.2082 | 3.2475 | 0.047608 | 21.5032 | 22.419 | 3.0762 | 0.057669 | 25.5529 | 10.1458 | 1.8095 | 0.026528 | 11.9819
Upstate | 2030 | 8 | 21 | 0.22802 | 4.4978e-06 | 1.3689e-06 | 0.12706 | 2.5062e-06 | 7.6277e-07 | 0.28023 | 0.0015494 | 1.9751e-06 | 0.15615 | 0.00086335 | 1.1006e-06 | 38.392 | 5.268 | 0.098756 | 43.7587 | 17.3745 | 3.0988 | 0.045428 | 20.5187 | 21.3925 | 2.9354 | 0.055028 | 24.3829 | 9.6813 | 1.7267 | 0.025313 | 11.4333
Upstate | 2030 | 8 | 22 | 0.2257 | 4.452e-06 | 1.355e-06 | 0.12576 | 2.4807e-06 | 7.55e-07 | 0.27738 | 0.0015336 | 1.955e-06 | 0.15456 | 0.00085455 | 1.0894e-06 | 38.0009 | 5.2143 | 0.09775 | 43.3129 | 17.1975 | 3.0672 | 0.044965 | 20.3097 | 21.1746 | 2.9055 | 0.054468 | 24.1345 | 9.5827 | 1.7091 | 0.025055 | 11.3168
Upstate | 2030 | 8 | 23 | 0.2192 | 4.3238e-06 | 1.3159e-06 | 0.12214 | 2.4093e-06 | 7.3326e-07 | 0.26939 | 0.0014895 | 1.8987e-06 | 0.15011 | 0.00082994 | 1.058e-06 | 36.9067 | 5.0642 | 0.094936 | 42.0658 | 16.7023 | 2.9789 | 0.04367 | 19.7249 | 20.5649 | 2.8218 | 0.052899 | 23.4396 | 9.3067 | 1.6599 | 0.024334 | 10.9909
Upstate | 2030 | 8 | 24 | 0.21397 | 4.2206e-06 | 1.2845e-06 | 0.11922 | 2.3518e-06 | 7.1575e-07 | 0.26296 | 0.0014539 | 1.8534e-06 | 0.14652 | 0.00081013 | 1.0327e-06 | 36.0256 | 4.9433 | 0.092669 | 41.0615 | 16.3035 | 2.9078 | 0.042628 | 19.254 | 20.0739 | 2.7544 | 0.051636 | 22.88 | 9.0845 | 1.6203 | 0.023753 | 10.7286
Upstate | 2030 | 9 | 1 | 0.14592 | 2.8783e-06 | 8.7601e-07 | 0.081307 | 1.6038e-06 | 4.8812e-07 | 0.17933 | 0.00099152 | 1.264e-06 | 0.099926 | 0.00055249 | 7.0429e-07 | 24.5685 | 3.3712 | 0.063198 | 28.0028 | 11.1186 | 1.983 | 0.029071 | 13.1307 | 13.6899 | 1.8785 | 0.035215 | 15.6035 | 6.1954 | 1.105 | 0.016199 | 7.3166
Upstate | 2030 | 9 | 2 | 0.14825 | 2.9243e-06 | 8.9e-07 | 0.082606 | 1.6294e-06 | 4.9592e-07 | 0.1822 | 0.0010074 | 1.2841e-06 | 0.10152 | 0.00056131 | 7.1554e-07 | 24.9608 | 3.425 | 0.064207 | 28.45 | 11.2961 | 2.0147 | 0.029535 | 13.3403 | 13.9084 | 1.9084 | 0.035777 | 15.8527 | 6.2943 | 1.1226 | 0.016457 | 7.4334
Upstate | 2030 | 9 | 3 | 0.15857 | 3.1279e-06 | 9.5197e-07 | 0.088357 | 1.7429e-06 | 5.3045e-07 | 0.19488 | 0.0010775 | 1.3736e-06 | 0.10859 | 0.00060039 | 7.6536e-07 | 26.6987 | 3.6635 | 0.068678 | 30.4309 | 12.0826 | 2.155 | 0.031592 | 14.2692 | 14.8769 | 2.0413 | 0.038268 | 16.9565 | 6.7326 | 1.2008 | 0.017603 | 7.951
Upstate | 2030 | 9 | 4 | 0.1611 | 3.1777e-06 | 9.6714e-07 | 0.089765 | 1.7707e-06 | 5.389e-07 | 0.19799 | 0.0010947 | 1.3954e-06 | 0.11032 | 0.00060996 | 7.7756e-07 | 27.1241 | 3.7218 | 0.069772 | 30.9158 | 12.2752 | 2.1893 | 0.032095 | 14.4966 | 15.1139 | 2.0739 | 0.038878 | 17.2266 | 6.8399 | 1.2199 | 0.017884 | 8.0777
Upstate | 2030 | 9 | 5 | 0.15594 | 3.076e-06 | 9.3616e-07 | 0.086891 | 1.714e-06 | 5.2164e-07 | 0.19165 | 0.0010596 | 1.3507e-06 | 0.10679 | 0.00059042 | 7.5265e-07 | 26.2555 | 3.6026 | 0.067537 | 29.9257 | 11.882 | 2.1192 | 0.031067 | 14.0323 | 14.6299 | 2.0074 | 0.037633 | 16.675 | 6.6208 | 1.1808 | 0.017311 | 7.819
Upstate | 2030 | 9 | 6 | 0.18253 | 3.6005e-06 | 1.0958e-06 | 0.10171 | 2.0062e-06 | 6.1059e-07 | 0.22432 | 0.0012403 | 1.5811e-06 | 0.125 | 0.0006911 | 8.81e-07 | 30.7325 | 4.217 | 0.079054 | 35.0285 | 13.9081 | 2.4806 | 0.036365 | 16.4251 | 17.1245 | 2.3497 | 0.04405 | 19.5183 | 7.7498 | 1.3822 | 0.020263 | 9.1523
Upstate | 2030 | 9 | 7 | 0.16869 | 3.3275e-06 | 1.0127e-06 | 0.093995 | 1.8541e-06 | 5.6429e-07 | 0.20731 | 0.0011462 | 1.4612e-06 | 0.11552 | 0.0006387 | 8.1419e-07 | 28.4021 | 3.8972 | 0.073059 | 32.3724 | 12.8535 | 2.2925 | 0.033607 | 15.1796 | 15.826 | 2.1716 | 0.04071 | 18.0383 | 7.1621 | 1.2774 | 0.018726 | 8.4583
Upstate | 2030 | 9 | 8 | 0.14289 | 2.8186e-06 | 8.5783e-07 | 0.07962 | 1.5706e-06 | 4.7799e-07 | 0.17561 | 0.00097094 | 1.2377e-06 | 0.097852 | 0.00054102 | 6.8968e-07 | 24.0586 | 3.3012 | 0.061886 | 27.4217 | 10.8878 | 1.9419 | 0.028468 | 12.8582 | 13.4058 | 1.8395 | 0.034484 | 15.2797 | 6.0668 | 1.082 | 0.015863 | 7.1648
Upstate | 2030 | 9 | 9 | 0.13292 | 2.622e-06 | 7.98e-07 | 0.074067 | 1.461e-06 | 4.4465e-07 | 0.16336 | 0.00090322 | 1.1514e-06 | 0.091027 | 0.00050329 | 6.4157e-07 | 22.3805 | 3.0709 | 0.05757 | 25.5091 | 10.1284 | 1.8064 | 0.026482 | 11.9613 | 12.4707 | 1.7112 | 0.032079 | 14.214 | 5.6437 | 1.0066 | 0.014756 | 6.665
Upstate | 2030 | 9 | 10 | 0.1235 | 2.436e-06 | 7.414e-07 | 0.068814 | 1.3574e-06 | 4.1312e-07 | 0.15178 | 0.00083916 | 1.0697e-06 | 0.084572 | 0.00046759 | 5.9607e-07 | 20.7933 | 2.8532 | 0.053487 | 23.7 | 9.4101 | 1.6783 | 0.024604 | 11.113 | 11.5863 | 1.5898 | 0.029804 | 13.2059 | 5.2434 | 0.93519 | 0.01371 | 6.1923
Upstate | 2030 | 9 | 11 | 0.12176 | 2.4019e-06 | 7.31e-07 | 0.067848 | 1.3383e-06 | 4.0732e-07 | 0.14965 | 0.00082739 | 1.0547e-06 | 0.083385 | 0.00046103 | 5.8771e-07 | 20.5015 | 2.8131 | 0.052736 | 23.3673 | 9.278 | 1.6548 | 0.024259 | 10.9571 | 11.4237 | 1.5675 | 0.029385 | 13.0206 | 5.1698 | 0.92206 | 0.013517 | 6.1054
Upstate | 2030 | 9 | 12 | 0.11682 | 2.3043e-06 | 7.0131e-07 | 0.065093 | 1.284e-06 | 3.9078e-07 | 0.14357 | 0.00079379 | 1.0119e-06 | 0.079998 | 0.00044231 | 5.6384e-07 | 19.669 | 2.6989 | 0.050595 | 22.4184 | 8.9013 | 1.5876 | 0.023274 | 10.5121 | 10.9598 | 1.5038 | 0.028192 | 12.4918 | 4.9599 | 0.88462 | 0.012968 | 5.8575
Upstate | 2030 | 9 | 13 | 0.13196 | 2.6031e-06 | 7.9224e-07 | 0.073532 | 1.4505e-06 | 4.4145e-07 | 0.16218 | 0.0008967 | 1.1431e-06 | 0.09037 | 0.00049965 | 6.3694e-07 | 22.2191 | 3.0488 | 0.057154 | 25.325 | 10.0553 | 1.7934 | 0.026291 | 11.875 | 12.3807 | 1.6988 | 0.031847 | 14.1114 | 5.603 | 0.99931 | 0.01465 | 6.6169
Upstate | 2030 | 9 | 14 | 0.15781 | 3.113e-06 | 9.4742e-07 | 0.087936 | 1.7346e-06 | 5.2792e-07 | 0.19395 | 0.0010723 | 1.367e-06 | 0.10807 | 0.00059753 | 7.6171e-07 | 26.5713 | 3.646 | 0.06835 | 30.2857 | 12.025 | 2.1447 | 0.031441 | 14.2011 | 14.8059 | 2.0316 | 0.038085 | 16.8755 | 6.7005 | 1.1951 | 0.017519 | 7.913
Upstate | 2030 | 9 | 15 | 0.16596 | 3.2737e-06 | 9.9636e-07 | 0.092478 | 1.8242e-06 | 5.5518e-07 | 0.20397 | 0.0011277 | 1.4376e-06 | 0.11365 | 0.00062839 | 8.0105e-07 | 27.9437 | 3.8343 | 0.07188 | 31.8499 | 12.646 | 2.2555 | 0.033065 | 14.9346 | 15.5706 | 2.1365 | 0.040052 | 17.7471 | 7.0465 | 1.2568 | 0.018424 | 8.3217
Upstate | 2030 | 9 | 16 | 0.19014 | 3.7506e-06 | 1.1415e-06 | 0.10595 | 2.0899e-06 | 6.3605e-07 | 0.23368 | 0.001292 | 1.647e-06 | 0.13021 | 0.00071992 | 9.1773e-07 | 32.0139 | 4.3928 | 0.08235 | 36.4891 | 14.4881 | 2.584 | 0.037881 | 17.1099 | 17.8386 | 2.4477 | 0.045886 | 20.3322 | 8.0729 | 1.4398 | 0.021108 | 9.5339
Upstate | 2030 | 9 | 17 | 0.15721 | 3.1011e-06 | 9.4381e-07 | 0.0876 | 1.728e-06 | 5.259e-07 | 0.19321 | 0.0010683 | 1.3618e-06 | 0.10766 | 0.00059525 | 7.588e-07 | 26.4699 | 3.6321 | 0.068089 | 30.1701 | 11.9791 | 2.1365 | 0.031321 | 14.1469 | 14.7494 | 2.0238 | 0.03794 | 16.8111 | 6.6749 | 1.1905 | 0.017452 | 7.8828
Upstate | 2030 | 9 | 18 | 0.19342 | 3.8152e-06 | 1.1612e-06 | 0.10777 | 2.1259e-06 | 6.4701e-07 | 0.23771 | 0.0013143 | 1.6754e-06 | 0.13245 | 0.00073232 | 9.3354e-07 | 32.5656 | 4.4685 | 0.083769 | 37.1179 | 14.7377 | 2.6285 | 0.038534 | 17.4048 | 18.146 | 2.4899 | 0.046677 | 20.6826 | 8.212 | 1.4646 | 0.021472 | 9.6982
Upstate | 2030 | 9 | 19 | 0.24701 | 4.8723e-06 | 1.4829e-06 | 0.13763 | 2.7149e-06 | 8.2628e-07 | 0.30357 | 0.0016784 | 2.1396e-06 | 0.16915 | 0.00093523 | 1.1922e-06 | 41.5886 | 5.7066 | 0.10698 | 47.4022 | 18.8211 | 3.3568 | 0.04921 | 22.2271 | 23.1737 | 3.1798 | 0.05961 | 26.4131 | 10.4874 | 1.8705 | 0.027421 | 12.3852
Upstate | 2030 | 9 | 20 | 0.28318 | 5.5858e-06 | 1.7e-06 | 0.15779 | 3.1125e-06 | 9.4728e-07 | 0.34802 | 0.0019242 | 2.4529e-06 | 0.19392 | 0.0010722 | 1.3668e-06 | 47.6788 | 6.5423 | 0.12265 | 54.3437 | 21.5773 | 3.8484 | 0.056417 | 25.4821 | 26.5672 | 3.6454 | 0.068339 | 30.281 | 12.0231 | 2.1444 | 0.031436 | 14.1989
Upstate | 2030 | 9 | 21 | 0.18799 | 3.7082e-06 | 1.1286e-06 | 0.10475 | 2.0662e-06 | 6.2885e-07 | 0.23103 | 0.0012774 | 1.6284e-06 | 0.12874 | 0.00071177 | 9.0735e-07 | 31.6517 | 4.3431 | 0.081418 | 36.0762 | 14.3241 | 2.5548 | 0.037452 | 16.9163 | 17.6367 | 2.42 | 0.045367 | 20.1021 | 7.9816 | 1.4235 | 0.020869 | 9.426
Upstate | 2030 | 9 | 22 | 0.16871 | 3.328e-06 | 1.0129e-06 | 0.09401 | 1.8544e-06 | 5.6438e-07 | 0.20735 | 0.0011464 | 1.4614e-06 | 0.11554 | 0.0006388 | 8.1432e-07 | 28.4067 | 3.8978 | 0.073071 | 32.3776 | 12.8556 | 2.2928 | 0.033613 | 15.182 | 15.8286 | 2.1719 | 0.040716 | 18.0412 | 7.1633 | 1.2776 | 0.018729 | 8.4596
Upstate | 2030 | 9 | 23 | 0.15658 | 3.0886e-06 | 9.4e-07 | 0.087247 | 1.721e-06 | 5.2378e-07 | 0.19243 | 0.0010639 | 1.3563e-06 | 0.10723 | 0.00059285 | 7.5574e-07 | 26.3632 | 3.6174 | 0.067815 | 30.0485 | 11.9308 | 2.1279 | 0.031195 | 14.0899 | 14.6899 | 2.0157 | 0.037787 | 16.7434 | 6.648 | 1.1857 | 0.017382 | 7.8511
Upstate | 2030 | 9 | 24 | 0.15409 | 3.0396e-06 | 9.2509e-07 | 0.085862 | 1.6937e-06 | 5.1547e-07 | 0.18938 | 0.0010471 | 1.3348e-06 | 0.10552 | 0.00058344 | 7.4375e-07 | 25.9448 | 3.56 | 0.066738 | 29.5716 | 11.7414 | 2.0941 | 0.0307 | 13.8663 | 14.4568 | 1.9837 | 0.037187 | 16.4777 | 6.5425 | 1.1669 | 0.017106 | 7.7265
Upstate | 2030 | 10 | 1 | 0.13152 | 2.5944e-06 | 7.896e-07 | 0.073287 | 1.4456e-06 | 4.3997e-07 | 0.16164 | 0.00089371 | 1.1393e-06 | 0.090069 | 0.00049799 | 6.3482e-07 | 22.1449 | 3.0386 | 0.056964 | 25.2405 | 10.0218 | 1.7874 | 0.026203 | 11.8354 | 12.3394 | 1.6932 | 0.031741 | 14.0643 | 5.5843 | 0.99597 | 0.014601 | 6.5948
Upstate | 2030 | 10 | 2 | 0.12296 | 2.4254e-06 | 7.3816e-07 | 0.068513 | 1.3515e-06 | 4.1131e-07 | 0.15111 | 0.00083549 | 1.0651e-06 | 0.084202 | 0.00046555 | 5.9347e-07 | 20.7024 | 2.8407 | 0.053253 | 23.5963 | 9.369 | 1.671 | 0.024496 | 11.0644 | 11.5356 | 1.5829 | 0.029673 | 13.1482 | 5.2205 | 0.93109 | 0.01365 | 6.1652
Upstate | 2030 | 10 | 3 | 0.14834 | 2.9261e-06 | 8.9054e-07 | 0.082656 | 1.6304e-06 | 4.9622e-07 | 0.18231 | 0.001008 | 1.2849e-06 | 0.10158 | 0.00056165 | 7.1598e-07 | 24.9761 | 3.4271 | 0.064246 | 28.4674 | 11.303 | 2.0159 | 0.029553 | 13.3485 | 13.917 | 1.9096 | 0.035799 | 15.8624 | 6.2982 | 1.1233 | 0.016467 | 7.438
Upstate | 2030 | 10 | 4 | 0.13512 | 2.6654e-06 | 8.112e-07 | 0.075292 | 1.4852e-06 | 4.5201e-07 | 0.16606 | 0.00091816 | 1.1704e-06 | 0.092533 | 0.00051161 | 6.5219e-07 | 22.7508 | 3.1218 | 0.058522 | 25.9311 | 10.296 | 1.8363 | 0.02692 | 12.1592 | 12.677 | 1.7395 | 0.032609 | 14.4491 | 5.737 | 1.0232 | 0.015 | 6.7753
Upstate | 2030 | 10 | 5 | 0.13056 | 2.5754e-06 | 7.8382e-07 | 0.072751 | 1.4351e-06 | 4.3676e-07 | 0.16046 | 0.00088717 | 1.1309e-06 | 0.08941 | 0.00049434 | 6.3018e-07 | 21.983 | 3.0164 | 0.056547 | 25.0559 | 9.9485 | 1.7743 | 0.026012 | 11.7489 | 12.2492 | 1.6808 | 0.031509 | 13.9615 | 5.5434 | 0.98869 | 0.014494 | 6.5466
Upstate | 2030 | 10 | 6 | 0.1598 | 3.1522e-06 | 9.5935e-07 | 0.089043 | 1.7564e-06 | 5.3456e-07 | 0.19639 | 0.0010858 | 1.3842e-06 | 0.10943 | 0.00060505 | 7.713e-07 | 26.9058 | 3.6919 | 0.06921 | 30.6669 | 12.1764 | 2.1717 | 0.031837 | 14.3799 | 14.9923 | 2.0572 | 0.038565 | 17.088 | 6.7848 | 1.2101 | 0.01774 | 8.0127
Upstate | 2030 | 10 | 7 | 0.15097 | 2.9779e-06 | 9.0632e-07 | 0.084121 | 1.6593e-06 | 5.0501e-07 | 0.18554 | 0.0010258 | 1.3077e-06 | 0.10338 | 0.0005716 | 7.2866e-07 | 25.4185 | 3.4878 | 0.065384 | 28.9717 | 11.5033 | 2.0516 | 0.030077 | 13.585 | 14.1635 | 1.9434 | 0.036433 | 16.1434 | 6.4098 | 1.1432 | 0.016759 | 7.5697
Upstate | 2030 | 10 | 8 | 0.1412 | 2.7852e-06 | 8.4766e-07 | 0.078676 | 1.5519e-06 | 4.7233e-07 | 0.17353 | 0.00095943 | 1.2231e-06 | 0.096692 | 0.00053461 | 6.815e-07 | 23.7734 | 3.2621 | 0.061153 | 27.0966 | 10.7587 | 1.9189 | 0.02813 | 12.7057 | 13.2468 | 1.8177 | 0.034075 | 15.0985 | 5.9949 | 1.0692 | 0.015675 | 7.0798
Upstate | 2030 | 10 | 9 | 0.11562 | 2.2807e-06 | 6.9413e-07 | 0.064427 | 1.2708e-06 | 3.8678e-07 | 0.1421 | 0.00078566 | 1.0015e-06 | 0.079179 | 0.00043778 | 5.5807e-07 | 19.4676 | 2.6712 | 0.050077 | 22.1889 | 8.8101 | 1.5713 | 0.023035 | 10.4045 | 10.8476 | 1.4885 | 0.027903 | 12.3639 | 4.9091 | 0.87556 | 0.012836 | 5.7975
Upstate | 2030 | 10 | 10 | 0.10125 | 1.9973e-06 | 6.0788e-07 | 0.05642 | 1.1129e-06 | 3.3872e-07 | 0.12444 | 0.00068803 | 8.7708e-07 | 0.06934 | 0.00038338 | 4.8872e-07 | 17.0484 | 2.3393 | 0.043854 | 19.4315 | 7.7153 | 1.3761 | 0.020173 | 9.1116 | 9.4996 | 1.3035 | 0.024436 | 10.8275 | 4.2991 | 0.76676 | 0.011241 | 5.0771
Upstate | 2030 | 10 | 11 | 0.10237 | 2.0194e-06 | 6.1459e-07 | 0.057044 | 1.1252e-06 | 3.4246e-07 | 0.12582 | 0.00069563 | 8.8677e-07 | 0.070106 | 0.00038761 | 4.9412e-07 | 17.2367 | 2.3651 | 0.044338 | 19.6462 | 7.8006 | 1.3913 | 0.020396 | 9.2122 | 9.6045 | 1.3179 | 0.024706 | 10.9471 | 4.3466 | 0.77523 | 0.011365 | 5.1332
Upstate | 2030 | 10 | 12 | 0.11455 | 2.2596e-06 | 6.8772e-07 | 0.063831 | 1.2591e-06 | 3.832e-07 | 0.14079 | 0.0007784 | 9.9228e-07 | 0.078447 | 0.00043373 | 5.5291e-07 | 19.2876 | 2.6466 | 0.049614 | 21.9838 | 8.7287 | 1.5568 | 0.022822 | 10.3083 | 10.7473 | 1.4747 | 0.027645 | 12.2496 | 4.8637 | 0.86747 | 0.012717 | 5.7439
Upstate | 2030 | 10 | 13 | 0.12073 | 2.3815e-06 | 7.2481e-07 | 0.067274 | 1.327e-06 | 4.0387e-07 | 0.14838 | 0.00082038 | 1.0458e-06 | 0.082679 | 0.00045713 | 5.8273e-07 | 20.3279 | 2.7893 | 0.05229 | 23.1695 | 9.1995 | 1.6408 | 0.024053 | 10.8643 | 11.327 | 1.5542 | 0.029137 | 12.9103 | 5.1261 | 0.91425 | 0.013403 | 6.0537
Upstate | 2030 | 10 | 14 | 0.13877 | 2.7373e-06 | 8.331e-07 | 0.077324 | 1.5253e-06 | 4.6421e-07 | 0.17055 | 0.00094294 | 1.202e-06 | 0.095031 | 0.00052542 | 6.6979e-07 | 23.3649 | 3.206 | 0.060102 | 26.631 | 10.5739 | 1.8859 | 0.027647 | 12.4874 | 13.0192 | 1.7864 | 0.03349 | 14.8391 | 5.8919 | 1.0508 | 0.015405 | 6.9581
Upstate | 2030 | 10 | 15 | 0.17175 | 3.3879e-06 | 1.0311e-06 | 0.095702 | 1.8878e-06 | 5.7454e-07 | 0.21108 | 0.0011671 | 1.4877e-06 | 0.11762 | 0.0006503 | 8.2898e-07 | 28.918 | 3.968 | 0.074386 | 32.9603 | 13.087 | 2.3341 | 0.034218 | 15.4553 | 16.1135 | 2.211 | 0.041449 | 18.3659 | 7.2922 | 1.3006 | 0.019067 | 8.6119
Upstate | 2030 | 10 | 16 | 0.16923 | 3.3381e-06 | 1.0159e-06 | 0.094295 | 1.86e-06 | 5.6609e-07 | 0.20798 | 0.0011499 | 1.4659e-06 | 0.11589 | 0.00064074 | 8.1679e-07 | 28.4929 | 3.9097 | 0.073293 | 32.4758 | 12.8946 | 2.2998 | 0.033715 | 15.2281 | 15.8766 | 2.1785 | 0.04084 | 18.0959 | 7.185 | 1.2815 | 0.018786 | 8.4853
Upstate | 2030 | 10 | 17 | 0.14467 | 2.8536e-06 | 8.6849e-07 | 0.080609 | 1.5901e-06 | 4.8393e-07 | 0.17779 | 0.00098301 | 1.2531e-06 | 0.099068 | 0.00054774 | 6.9825e-07 | 24.3575 | 3.3422 | 0.062655 | 27.7624 | 11.0231 | 1.966 | 0.028821 | 13.0179 | 13.5723 | 1.8623 | 0.034912 | 15.4695 | 6.1422 | 1.0955 | 0.01606 | 7.2538
Upstate | 2030 | 10 | 18 | 0.20603 | 4.0641e-06 | 1.2369e-06 | 0.1148 | 2.2646e-06 | 6.8921e-07 | 0.25321 | 0.0014 | 1.7847e-06 | 0.14109 | 0.00078009 | 9.9444e-07 | 34.6898 | 4.76 | 0.089233 | 39.539 | 15.699 | 2.8 | 0.041047 | 18.5401 | 19.3296 | 2.6523 | 0.049722 | 22.0316 | 8.7477 | 1.5602 | 0.022872 | 10.3308
Upstate | 2030 | 10 | 19 | 0.27226 | 5.3706e-06 | 1.6345e-06 | 0.15171 | 2.9925e-06 | 9.1077e-07 | 0.33461 | 0.00185 | 2.3584e-06 | 0.18645 | 0.0010309 | 1.3141e-06 | 45.8414 | 6.2901 | 0.11792 | 52.2495 | 20.7457 | 3.7001 | 0.054243 | 24.5001 | 25.5434 | 3.5049 | 0.065706 | 29.1141 | 11.5598 | 2.0617 | 0.030225 | 13.6517
Upstate | 2030 | 10 | 20 | 0.22483 | 4.4349e-06 | 1.3497e-06 | 0.12528 | 2.4712e-06 | 7.5209e-07 | 0.27631 | 0.0015277 | 1.9475e-06 | 0.15396 | 0.00085126 | 1.0852e-06 | 37.8547 | 5.1942 | 0.097374 | 43.1463 | 17.1313 | 3.0554 | 0.044792 | 20.2316 | 21.0931 | 2.8943 | 0.054258 | 24.0417 | 9.5458 | 1.7025 | 0.024959 | 11.2733
Upstate | 2030 | 10 | 21 | 0.17597 | 3.4711e-06 | 1.0564e-06 | 0.098052 | 1.9341e-06 | 5.8865e-07 | 0.21626 | 0.0011957 | 1.5243e-06 | 0.1205 | 0.00066627 | 8.4934e-07 | 29.6281 | 4.0654 | 0.076213 | 33.7698 | 13.4083 | 2.3914 | 0.035058 | 15.8348 | 16.5092 | 2.2653 | 0.042467 | 18.8169 | 7.4713 | 1.3325 | 0.019535 | 8.8234
Upstate | 2030 | 10 | 22 | 0.1617 | 3.1897e-06 | 9.7078e-07 | 0.090104 | 1.7773e-06 | 5.4093e-07 | 0.19873 | 0.0010988 | 1.4007e-06 | 0.11074 | 0.00061226 | 7.8049e-07 | 27.2264 | 3.7359 | 0.070035 | 31.0323 | 12.3214 | 2.1976 | 0.032216 | 14.5512 | 15.1709 | 2.0817 | 0.039024 | 17.2916 | 6.8656 | 1.2245 | 0.017951 | 8.1081
Upstate | 2030 | 10 | 23 | 0.15571 | 3.0714e-06 | 9.3478e-07 | 0.086762 | 1.7114e-06 | 5.2087e-07 | 0.19136 | 0.001058 | 1.3488e-06 | 0.10663 | 0.00058955 | 7.5154e-07 | 26.2167 | 3.5973 | 0.067438 | 29.8814 | 11.8645 | 2.1161 | 0.031021 | 14.0116 | 14.6083 | 2.0045 | 0.037577 | 16.6503 | 6.611 | 1.1791 | 0.017285 | 7.8074
Upstate | 2030 | 10 | 24 | 0.14531 | 2.8662e-06 | 8.7233e-07 | 0.080966 | 1.5971e-06 | 4.8607e-07 | 0.17858 | 0.00098735 | 1.2586e-06 | 0.099506 | 0.00055016 | 7.0133e-07 | 24.4652 | 3.357 | 0.062932 | 27.8851 | 11.0718 | 1.9747 | 0.028949 | 13.0755 | 13.6323 | 1.8706 | 0.035067 | 15.5379 | 6.1694 | 1.1003 | 0.016131 | 7.2858
Upstate | 2030 | 11 | 1 | 0.19468 | 3.8402e-06 | 1.1687e-06 | 0.10848 | 2.1398e-06 | 6.5124e-07 | 0.23926 | 0.0013229 | 1.6863e-06 | 0.13332 | 0.00073711 | 9.3965e-07 | 32.7786 | 4.4977 | 0.084317 | 37.3606 | 14.8341 | 2.6457 | 0.038786 | 17.5186 | 18.2646 | 2.5062 | 0.046982 | 20.8178 | 8.2657 | 1.4742 | 0.021612 | 9.7616
Upstate | 2030 | 11 | 2 | 0.16942 | 3.3418e-06 | 1.0171e-06 | 0.0944 | 1.8621e-06 | 5.6673e-07 | 0.20821 | 0.0011512 | 1.4675e-06 | 0.11602 | 0.00064145 | 8.1771e-07 | 28.5247 | 3.914 | 0.073375 | 32.5121 | 12.909 | 2.3024 | 0.033752 | 15.2451 | 15.8943 | 2.1809 | 0.040885 | 18.1162 | 7.1931 | 1.2829 | 0.018807 | 8.4948
Upstate | 2030 | 11 | 3 | 0.16515 | 3.2576e-06 | 9.9144e-07 | 0.092022 | 1.8152e-06 | 5.5244e-07 | 0.20296 | 0.0011222 | 1.4305e-06 | 0.11309 | 0.00062529 | 7.971e-07 | 27.8059 | 3.8154 | 0.071526 | 31.6928 | 12.5837 | 2.2443 | 0.032902 | 14.8609 | 15.4938 | 2.126 | 0.039855 | 17.6596 | 7.0118 | 1.2506 | 0.018333 | 8.2807
Upstate | 2030 | 11 | 4 | 0.17086 | 3.3703e-06 | 1.0257e-06 | 0.095205 | 1.878e-06 | 5.7156e-07 | 0.20998 | 0.001161 | 1.48e-06 | 0.11701 | 0.00064692 | 8.2467e-07 | 28.7678 | 3.9474 | 0.074 | 32.7892 | 13.019 | 2.322 | 0.03404 | 15.375 | 16.0298 | 2.1995 | 0.041234 | 18.2706 | 7.2544 | 1.2938 | 0.018968 | 8.5672
Upstate | 2030 | 11 | 5 | 0.16296 | 3.2145e-06 | 9.7832e-07 | 0.090803 | 1.7911e-06 | 5.4513e-07 | 0.20028 | 0.0011073 | 1.4116e-06 | 0.1116 | 0.00061701 | 7.8655e-07 | 27.4378 | 3.7649 | 0.070579 | 31.2733 | 12.4171 | 2.2146 | 0.032466 | 14.6642 | 15.2887 | 2.0978 | 0.039327 | 17.4259 | 6.919 | 1.234 | 0.018091 | 8.1711
Upstate | 2030 | 11 | 6 | 0.19532 | 3.8528e-06 | 1.1726e-06 | 0.10883 | 2.1468e-06 | 6.5338e-07 | 0.24004 | 0.0013272 | 1.6919e-06 | 0.13376 | 0.00073953 | 9.4273e-07 | 32.8861 | 4.5125 | 0.084594 | 37.4832 | 14.8828 | 2.6544 | 0.038913 | 17.5761 | 18.3246 | 2.5144 | 0.047137 | 20.8861 | 8.2929 | 1.4791 | 0.021683 | 9.7936
Upstate | 2030 | 11 | 7 | 0.20982 | 4.1387e-06 | 1.2596e-06 | 0.11691 | 2.3061e-06 | 7.0187e-07 | 0.25786 | 0.0014257 | 1.8174e-06 | 0.14368 | 0.00079442 | 1.0127e-06 | 35.3269 | 4.8474 | 0.090872 | 40.2651 | 15.9874 | 2.8514 | 0.041801 | 18.8806 | 19.6846 | 2.701 | 0.050635 | 22.4362 | 8.9084 | 1.5888 | 0.023292 | 10.5205
Upstate | 2030 | 11 | 8 | 0.19721 | 3.89e-06 | 1.1839e-06 | 0.10989 | 2.1676e-06 | 6.5969e-07 | 0.24236 | 0.00134 | 1.7082e-06 | 0.13505 | 0.00074668 | 9.5184e-07 | 33.2039 | 4.5561 | 0.085411 | 37.8454 | 15.0266 | 2.68 | 0.039289 | 17.7459 | 18.5016 | 2.5387 | 0.047592 | 21.0879 | 8.373 | 1.4934 | 0.021892 | 9.8883
Upstate | 2030 | 11 | 9 | 0.18358 | 3.6212e-06 | 1.1021e-06 | 0.10229 | 2.0178e-06 | 6.1411e-07 | 0.22562 | 0.0012474 | 1.5902e-06 | 0.12572 | 0.00069508 | 8.8607e-07 | 30.9095 | 4.2412 | 0.079509 | 35.2303 | 13.9882 | 2.4949 | 0.036574 | 16.5197 | 17.2232 | 2.3633 | 0.044303 | 19.6307 | 7.7944 | 1.3902 | 0.02038 | 9.205
Upstate | 2030 | 11 | 10 | 0.14372 | 2.835e-06 | 8.6282e-07 | 0.080083 | 1.5797e-06 | 4.8077e-07 | 0.17663 | 0.00097659 | 1.2449e-06 | 0.098421 | 0.00054417 | 6.9369e-07 | 24.1985 | 3.3204 | 0.062246 | 27.5812 | 10.9512 | 1.9532 | 0.028633 | 12.933 | 13.4837 | 1.8502 | 0.034684 | 15.3686 | 6.1021 | 1.0883 | 0.015955 | 7.2064
Upstate | 2030 | 11 | 11 | 0.14463 | 2.8529e-06 | 8.6828e-07 | 0.08059 | 1.5897e-06 | 4.8382e-07 | 0.17775 | 0.00098277 | 1.2528e-06 | 0.099044 | 0.00054761 | 6.9808e-07 | 24.3516 | 3.3414 | 0.06264 | 27.7557 | 11.0204 | 1.9655 | 0.028814 | 13.0148 | 13.569 | 1.8619 | 0.034904 | 15.4658 | 6.1407 | 1.0952 | 0.016056 | 7.252
Upstate | 2030 | 11 | 12 | 0.14983 | 2.9556e-06 | 8.9952e-07 | 0.08349 | 1.6469e-06 | 5.0122e-07 | 0.18414 | 0.0010181 | 1.2979e-06 | 0.10261 | 0.00056731 | 7.2319e-07 | 25.2278 | 3.4616 | 0.064894 | 28.7543 | 11.417 | 2.0363 | 0.029851 | 13.4831 | 14.0572 | 1.9289 | 0.03616 | 16.0223 | 6.3617 | 1.1346 | 0.016633 | 7.5129
Upstate | 2030 | 11 | 13 | 0.16642 | 3.2828e-06 | 9.9911e-07 | 0.092733 | 1.8292e-06 | 5.5671e-07 | 0.20453 | 0.0011308 | 1.4416e-06 | 0.11397 | 0.00063012 | 8.0326e-07 | 28.0208 | 3.8449 | 0.072078 | 31.9377 | 12.6809 | 2.2617 | 0.033156 | 14.9758 | 15.6135 | 2.1424 | 0.040163 | 17.7961 | 7.066 | 1.2602 | 0.018475 | 8.3447
Upstate | 2030 | 11 | 14 | 0.19004 | 3.7486e-06 | 1.1409e-06 | 0.10589 | 2.0888e-06 | 6.3571e-07 | 0.23355 | 0.0012913 | 1.6461e-06 | 0.13014 | 0.00071953 | 9.1723e-07 | 31.9967 | 4.3904 | 0.082306 | 36.4694 | 14.4803 | 2.5826 | 0.037861 | 17.1007 | 17.829 | 2.4464 | 0.045862 | 20.3212 | 8.0686 | 1.4391 | 0.021096 | 9.5287
Upstate | 2030 | 11 | 15 | 0.20626 | 4.0686e-06 | 1.2383e-06 | 0.11493 | 2.2671e-06 | 6.8999e-07 | 0.25349 | 0.0014016 | 1.7867e-06 | 0.14125 | 0.00078097 | 9.9555e-07 | 34.7287 | 4.7653 | 0.089333 | 39.5833 | 15.7166 | 2.8031 | 0.041093 | 18.5609 | 19.3513 | 2.6553 | 0.049778 | 22.0563 | 8.7575 | 1.5619 | 0.022898 | 10.3423
Upstate | 2030 | 11 | 16 | 0.22053 | 4.3501e-06 | 1.3239e-06 | 0.12288 | 2.4239e-06 | 7.3771e-07 | 0.27103 | 0.0014985 | 1.9102e-06 | 0.15102 | 0.00083498 | 1.0644e-06 | 37.1307 | 5.0949 | 0.095512 | 42.3211 | 16.8037 | 2.997 | 0.043936 | 19.8446 | 20.6897 | 2.8389 | 0.05322 | 23.5819 | 9.3632 | 1.67 | 0.024481 | 11.0577
Upstate | 2030 | 11 | 17 | 0.22618 | 4.4614e-06 | 1.3578e-06 | 0.12603 | 2.486e-06 | 7.566e-07 | 0.27797 | 0.0015369 | 1.9591e-06 | 0.15489 | 0.00085636 | 1.0917e-06 | 38.0814 | 5.2253 | 0.097957 | 43.4047 | 17.2339 | 3.0737 | 0.04506 | 20.3527 | 21.2194 | 2.9116 | 0.054583 | 24.1856 | 9.603 | 1.7127 | 0.025108 | 11.3408
Upstate | 2030 | 11 | 18 | 0.30729 | 6.0614e-06 | 1.8448e-06 | 0.17122 | 3.3775e-06 | 1.0279e-06 | 0.37765 | 0.002088 | 2.6618e-06 | 0.21043 | 0.0011635 | 1.4832e-06 | 51.7385 | 7.0993 | 0.13309 | 58.9709 | 23.4145 | 4.1761 | 0.06122 | 27.6518 | 28.8293 | 3.9558 | 0.074158 | 32.8593 | 13.0468 | 2.327 | 0.034113 | 15.4079
Upstate | 2030 | 11 | 19 | 0.31436 | 6.2009e-06 | 1.8872e-06 | 0.17516 | 3.4552e-06 | 1.0516e-06 | 0.38634 | 0.0021361 | 2.723e-06 | 0.21527 | 0.0011902 | 1.5173e-06 | 52.9287 | 7.2626 | 0.13615 | 60.3275 | 23.9531 | 4.2721 | 0.062629 | 28.2879 | 29.4925 | 4.0468 | 0.075864 | 33.6152 | 13.347 | 2.3805 | 0.034898 | 15.7624
Upstate | 2030 | 11 | 20 | 0.2745 | 5.4147e-06 | 1.6479e-06 | 0.15295 | 3.0171e-06 | 9.1825e-07 | 0.33736 | 0.0018652 | 2.3777e-06 | 0.18798 | 0.0010393 | 1.3249e-06 | 46.218 | 6.3418 | 0.11889 | 52.6787 | 20.9162 | 3.7305 | 0.054688 | 24.7013 | 25.7532 | 3.5337 | 0.066246 | 29.3532 | 11.6548 | 2.0787 | 0.030473 | 13.7639
Upstate | 2030 | 11 | 21 | 0.22435 | 4.4253e-06 | 1.3468e-06 | 0.12501 | 2.4659e-06 | 7.5048e-07 | 0.27572 | 0.0015244 | 1.9433e-06 | 0.15363 | 0.00084943 | 1.0828e-06 | 37.7734 | 5.1831 | 0.097165 | 43.0537 | 17.0945 | 3.0489 | 0.044696 | 20.1881 | 21.0478 | 2.8881 | 0.054142 | 23.99 | 9.5253 | 1.6989 | 0.024905 | 11.2491
Upstate | 2030 | 11 | 22 | 0.2197 | 4.3337e-06 | 1.319e-06 | 0.12242 | 2.4148e-06 | 7.3494e-07 | 0.27001 | 0.0014929 | 1.9031e-06 | 0.15045 | 0.00083185 | 1.0604e-06 | 36.9916 | 5.0758 | 0.095154 | 42.1625 | 16.7407 | 2.9858 | 0.043771 | 19.7702 | 20.6122 | 2.8283 | 0.053021 | 23.4935 | 9.3281 | 1.6637 | 0.02439 | 11.0162
Upstate | 2030 | 11 | 23 | 0.20642 | 4.0718e-06 | 1.2393e-06 | 0.11502 | 2.2689e-06 | 6.9053e-07 | 0.25369 | 0.0014027 | 1.7881e-06 | 0.14136 | 0.00078158 | 9.9633e-07 | 34.756 | 4.769 | 0.089403 | 39.6144 | 15.729 | 2.8053 | 0.041126 | 18.5754 | 19.3665 | 2.6574 | 0.049817 | 22.0737 | 8.7644 | 1.5632 | 0.022916 | 10.3505
Upstate | 2030 | 11 | 24 | 0.20859 | 4.1145e-06 | 1.2522e-06 | 0.11623 | 2.2926e-06 | 6.9776e-07 | 0.25635 | 0.0014174 | 1.8068e-06 | 0.14284 | 0.00078977 | 1.0068e-06 | 35.1201 | 4.819 | 0.09034 | 40.0294 | 15.8938 | 2.8347 | 0.041556 | 18.77 | 19.5693 | 2.6852 | 0.050339 | 22.3049 | 8.8562 | 1.5795 | 0.023156 | 10.4589
Upstate | 2030 | 12 | 1 | 0.19199 | 3.7871e-06 | 1.1526e-06 | 0.10698 | 2.1102e-06 | 6.4225e-07 | 0.23596 | 0.0013046 | 1.663e-06 | 0.13148 | 0.00072693 | 9.2667e-07 | 32.3258 | 4.4356 | 0.083152 | 36.8446 | 14.6292 | 2.6092 | 0.03825 | 17.2766 | 18.0124 | 2.4716 | 0.046334 | 20.5303 | 8.1516 | 1.4539 | 0.021313 | 9.6268
Upstate | 2030 | 12 | 2 | 0.17414 | 3.435e-06 | 1.0454e-06 | 0.097032 | 1.914e-06 | 5.8252e-07 | 0.21401 | 0.0011833 | 1.5084e-06 | 0.11925 | 0.00065933 | 8.405e-07 | 29.3198 | 4.0231 | 0.07542 | 33.4183 | 13.2688 | 2.3665 | 0.034693 | 15.67 | 16.3373 | 2.2417 | 0.042025 | 18.6211 | 7.3935 | 1.3187 | 0.019331 | 8.7315
Upstate | 2030 | 12 | 3 | 0.16337 | 3.2227e-06 | 9.8081e-07 | 0.091034 | 1.7957e-06 | 5.4652e-07 | 0.20079 | 0.0011101 | 1.4152e-06 | 0.11188 | 0.00061858 | 7.8855e-07 | 27.5076 | 3.7745 | 0.070758 | 31.3528 | 12.4487 | 2.2203 | 0.032549 | 14.7015 | 15.3276 | 2.1032 | 0.039427 | 17.4702 | 6.9366 | 1.2372 | 0.018137 | 8.1919
Upstate | 2030 | 12 | 4 | 0.16278 | 3.2109e-06 | 9.7722e-07 | 0.090702 | 1.7891e-06 | 5.4452e-07 | 0.20005 | 0.0011061 | 1.41e-06 | 0.11147 | 0.00061632 | 7.8567e-07 | 27.4071 | 3.7607 | 0.0705 | 31.2383 | 12.4032 | 2.2122 | 0.03243 | 14.6478 | 15.2716 | 2.0955 | 0.039283 | 17.4064 | 6.9112 | 1.2326 | 0.01807 | 8.1619
Upstate | 2030 | 12 | 5 | 0.15603 | 3.0778e-06 | 9.3673e-07 | 0.086943 | 1.715e-06 | 5.2196e-07 | 0.19176 | 0.0010602 | 1.3516e-06 | 0.10685 | 0.00059078 | 7.5311e-07 | 26.2713 | 3.6048 | 0.067578 | 29.9437 | 11.8892 | 2.1205 | 0.031086 | 14.0408 | 14.6387 | 2.0087 | 0.037655 | 16.685 | 6.6248 | 1.1816 | 0.017321 | 7.8237
Upstate | 2030 | 12 | 6 | 0.17134 | 3.3797e-06 | 1.0286e-06 | 0.095471 | 1.8832e-06 | 5.7315e-07 | 0.21057 | 0.0011642 | 1.4841e-06 | 0.11733 | 0.00064873 | 8.2698e-07 | 28.8481 | 3.9584 | 0.074207 | 32.8807 | 13.0554 | 2.3285 | 0.034135 | 15.418 | 16.0745 | 2.2057 | 0.041349 | 18.3216 | 7.2746 | 1.2975 | 0.01902 | 8.5911
Upstate | 2030 | 12 | 7 | 0.19664 | 3.8789e-06 | 1.1805e-06 | 0.10957 | 2.1613e-06 | 6.578e-07 | 0.24167 | 0.0013362 | 1.7033e-06 | 0.13466 | 0.00074454 | 9.4911e-07 | 33.1087 | 4.543 | 0.085166 | 37.7369 | 14.9835 | 2.6724 | 0.039176 | 17.695 | 18.4486 | 2.5314 | 0.047456 | 21.0275 | 8.349 | 1.4891 | 0.02183 | 9.8599
Upstate | 2030 | 12 | 8 | 0.2028 | 4.0004e-06 | 1.2175e-06 | 0.113 | 2.2291e-06 | 6.7841e-07 | 0.24924 | 0.0013781 | 1.7567e-06 | 0.13888 | 0.00076787 | 9.7886e-07 | 34.1463 | 4.6854 | 0.087835 | 38.9195 | 15.4531 | 2.7561 | 0.040404 | 18.2496 | 19.0267 | 2.6108 | 0.048943 | 21.6864 | 8.6106 | 1.5357 | 0.022514 | 10.1689
Upstate | 2030 | 12 | 9 | 0.17535 | 3.459e-06 | 1.0527e-06 | 0.09771 | 1.9274e-06 | 5.866e-07 | 0.21551 | 0.0011915 | 1.5189e-06 | 0.12008 | 0.00066394 | 8.4637e-07 | 29.5247 | 4.0512 | 0.075947 | 33.6519 | 13.3616 | 2.3831 | 0.034936 | 15.7796 | 16.4516 | 2.2574 | 0.042319 | 18.7513 | 7.4452 | 1.3279 | 0.019467 | 8.7926
Upstate | 2030 | 12 | 10 | 0.15158 | 2.99e-06 | 9.1e-07 | 0.084462 | 1.6661e-06 | 5.0706e-07 | 0.18629 | 0.00103 | 1.313e-06 | 0.1038 | 0.00057392 | 7.3162e-07 | 25.5217 | 3.502 | 0.06565 | 29.0893 | 11.55 | 2.06 | 0.030199 | 13.6401 | 14.221 | 1.9513 | 0.036581 | 16.2089 | 6.4358 | 1.1478 | 0.016827 | 7.6005
Upstate | 2030 | 12 | 11 | 0.14666 | 2.893e-06 | 8.8047e-07 | 0.081722 | 1.612e-06 | 4.9061e-07 | 0.18025 | 0.00099657 | 1.2704e-06 | 0.10043 | 0.0005553 | 7.0788e-07 | 24.6936 | 3.3883 | 0.06352 | 28.1455 | 11.1752 | 1.9931 | 0.029219 | 13.1976 | 13.7596 | 1.888 | 0.035394 | 15.683 | 6.227 | 1.1106 | 0.016281 | 7.3539
Upstate | 2030 | 12 | 12 | 0.15303 | 3.0186e-06 | 9.187e-07 | 0.08527 | 1.682e-06 | 5.1191e-07 | 0.18807 | 0.0010398 | 1.3256e-06 | 0.1048 | 0.00057941 | 7.3862e-07 | 25.7659 | 3.5355 | 0.066278 | 29.3676 | 11.6605 | 2.0797 | 0.030488 | 13.7706 | 14.3571 | 1.97 | 0.036931 | 16.364 | 6.4974 | 1.1588 | 0.016988 | 7.6732
Upstate | 2030 | 12 | 13 | 0.17276 | 3.4078e-06 | 1.0372e-06 | 0.096265 | 1.8989e-06 | 5.7792e-07 | 0.21232 | 0.0011739 | 1.4965e-06 | 0.11831 | 0.00065412 | 8.3386e-07 | 29.0881 | 3.9913 | 0.074824 | 33.1542 | 13.164 | 2.3478 | 0.034419 | 15.5462 | 16.2082 | 2.224 | 0.041693 | 18.474 | 7.3351 | 1.3082 | 0.019179 | 8.6625
Upstate | 2030 | 12 | 14 | 0.1777 | 3.5053e-06 | 1.0668e-06 | 0.099018 | 1.9532e-06 | 5.9445e-07 | 0.21839 | 0.0012075 | 1.5393e-06 | 0.12169 | 0.00067283 | 8.577e-07 | 29.9201 | 4.1055 | 0.076964 | 34.1025 | 13.5405 | 2.415 | 0.035403 | 15.9909 | 16.6718 | 2.2876 | 0.042885 | 19.0023 | 7.5449 | 1.3457 | 0.019727 | 8.9103
Upstate | 2030 | 12 | 15 | 0.1972 | 3.8898e-06 | 1.1839e-06 | 0.10988 | 2.1675e-06 | 6.5967e-07 | 0.24235 | 0.00134 | 1.7081e-06 | 0.13504 | 0.00074665 | 9.518e-07 | 33.2025 | 4.5559 | 0.085407 | 37.8438 | 15.026 | 2.6799 | 0.039287 | 17.7452 | 18.5009 | 2.5386 | 0.04759 | 21.0871 | 8.3727 | 1.4933 | 0.021891 | 9.8878
Upstate | 2030 | 12 | 16 | 0.22361 | 4.4108e-06 | 1.3424e-06 | 0.1246 | 2.4577e-06 | 7.48e-07 | 0.27481 | 0.0015194 | 1.9369e-06 | 0.15313 | 0.00084663 | 1.0793e-06 | 37.6489 | 5.166 | 0.096845 | 42.9117 | 17.0382 | 3.0388 | 0.044549 | 20.1216 | 20.9784 | 2.8786 | 0.053963 | 23.911 | 9.4939 | 1.6933 | 0.024823 | 11.212
Upstate | 2030 | 12 | 17 | 0.23082 | 4.553e-06 | 1.3857e-06 | 0.12862 | 2.537e-06 | 7.7213e-07 | 0.28367 | 0.0015684 | 1.9994e-06 | 0.15807 | 0.00087394 | 1.1141e-06 | 38.8633 | 5.3326 | 0.099969 | 44.2959 | 17.5878 | 3.1368 | 0.045986 | 20.7706 | 21.6551 | 2.9714 | 0.055704 | 24.6822 | 9.8001 | 1.7479 | 0.025624 | 11.5736
Upstate | 2030 | 12 | 18 | 0.28566 | 5.6348e-06 | 1.7149e-06 | 0.15917 | 3.1398e-06 | 9.5559e-07 | 0.35107 | 0.0019411 | 2.4744e-06 | 0.19562 | 0.0010816 | 1.3788e-06 | 48.097 | 6.5996 | 0.12372 | 54.8203 | 21.7665 | 3.8821 | 0.056912 | 25.7056 | 26.8002 | 3.6774 | 0.068939 | 30.5466 | 12.1286 | 2.1632 | 0.031712 | 14.3235
Upstate | 2030 | 12 | 19 | 0.29109 | 5.742e-06 | 1.7476e-06 | 0.1622 | 3.1995e-06 | 9.7376e-07 | 0.35775 | 0.001978 | 2.5215e-06 | 0.19934 | 0.0011022 | 1.405e-06 | 49.0118 | 6.7252 | 0.12607 | 55.863 | 22.1805 | 3.956 | 0.057994 | 26.1945 | 27.31 | 3.7473 | 0.07025 | 31.1276 | 12.3593 | 2.2043 | 0.032315 | 14.5959
Upstate | 2030 | 12 | 20 | 0.27547 | 5.4338e-06 | 1.6538e-06 | 0.15349 | 3.0278e-06 | 9.2149e-07 | 0.33855 | 0.0018718 | 2.3861e-06 | 0.18864 | 0.001043 | 1.3296e-06 | 46.3809 | 6.3642 | 0.11931 | 52.8644 | 20.9899 | 3.7436 | 0.054881 | 24.7884 | 25.844 | 3.5462 | 0.066479 | 29.4567 | 11.6958 | 2.086 | 0.03058 | 13.8124
Upstate | 2030 | 12 | 21 | 0.26046 | 5.1377e-06 | 1.5637e-06 | 0.14513 | 2.8628e-06 | 8.7129e-07 | 0.3201 | 0.0017698 | 2.2561e-06 | 0.17837 | 0.00098618 | 1.2571e-06 | 43.8542 | 6.0175 | 0.11281 | 49.9844 | 19.8464 | 3.5397 | 0.051891 | 23.438 | 24.4361 | 3.353 | 0.062857 | 27.852 | 11.0587 | 1.9724 | 0.028914 | 13.0599
Upstate | 2030 | 12 | 22 | 0.22761 | 4.4898e-06 | 1.3665e-06 | 0.12683 | 2.5018e-06 | 7.6141e-07 | 0.27974 | 0.0015466 | 1.9716e-06 | 0.15587 | 0.00086181 | 1.0986e-06 | 38.3238 | 5.2586 | 0.098581 | 43.681 | 17.3436 | 3.0933 | 0.045347 | 20.4823 | 21.3545 | 2.9302 | 0.054931 | 24.3396 | 9.6641 | 1.7236 | 0.025268 | 11.413
Upstate | 2030 | 12 | 23 | 0.2147 | 4.2352e-06 | 1.289e-06 | 0.11964 | 2.3599e-06 | 7.1823e-07 | 0.26387 | 0.0014589 | 1.8598e-06 | 0.14703 | 0.00081293 | 1.0363e-06 | 36.1501 | 4.9603 | 0.09299 | 41.2034 | 16.3599 | 2.9178 | 0.042775 | 19.3205 | 20.1433 | 2.764 | 0.051815 | 22.9591 | 9.1159 | 1.6259 | 0.023835 | 10.7656
Upstate | 2030 | 12 | 24 | 0.20537 | 4.051e-06 | 1.2329e-06 | 0.11443 | 2.2573e-06 | 6.87e-07 | 0.2524 | 0.0013955 | 1.7789e-06 | 0.14064 | 0.00077759 | 9.9124e-07 | 34.5784 | 4.7447 | 0.088947 | 39.412 | 15.6486 | 2.791 | 0.040915 | 18.4805 | 19.2675 | 2.6438 | 0.049562 | 21.9609 | 8.7196 | 1.5552 | 0.022799 | 10.2976
Downstate | 2022 | 1 | 1 | 0.26622 | 5.2513e-06 | 1.5982e-06 | 0.25189 | 4.9686e-06 | 1.5122e-06 | 0.32718 | 0.0018089 | 2.306e-06 | 0.30957 | 0.0017116 | 2.1819e-06 | 40.57 | 5.0651 | 0.10146 | 45.7365 | 17.3404 | 2.8943 | 0.043814 | 20.2785 | 38.3861 | 4.7924 | 0.096002 | 43.2746 | 16.407 | 2.7385 | 0.041455 | 19.187
Downstate | 2022 | 1 | 2 | 0.25948 | 5.1183e-06 | 1.5578e-06 | 0.24551 | 4.8428e-06 | 1.4739e-06 | 0.31889 | 0.0017632 | 2.2476e-06 | 0.30173 | 0.0016682 | 2.1266e-06 | 39.5429 | 4.9368 | 0.098895 | 44.5787 | 16.9014 | 2.821 | 0.042705 | 19.7652 | 37.4144 | 4.6711 | 0.093572 | 42.1791 | 15.9916 | 2.6692 | 0.040406 | 18.7012
Downstate | 2022 | 1 | 3 | 0.29315 | 5.7825e-06 | 1.7599e-06 | 0.27737 | 5.4712e-06 | 1.6652e-06 | 0.36028 | 0.0019919 | 2.5393e-06 | 0.34088 | 0.0018847 | 2.4026e-06 | 44.6742 | 5.5775 | 0.11173 | 50.3634 | 19.0946 | 3.1871 | 0.048246 | 22.33 | 42.2694 | 5.2772 | 0.10571 | 47.6524 | 18.0668 | 3.0156 | 0.045649 | 21.128
Downstate | 2022 | 1 | 4 | 0.28195 | 5.5616e-06 | 1.6926e-06 | 0.26677 | 5.2622e-06 | 1.6015e-06 | 0.34651 | 0.0019158 | 2.4422e-06 | 0.32786 | 0.0018127 | 2.3108e-06 | 42.9671 | 5.3643 | 0.10746 | 48.4389 | 18.365 | 3.0653 | 0.046403 | 21.4767 | 40.6542 | 5.0756 | 0.10167 | 45.8315 | 17.3764 | 2.9003 | 0.043905 | 20.3206
Downstate | 2022 | 1 | 5 | 0.25698 | 5.0692e-06 | 1.5428e-06 | 0.24315 | 4.7963e-06 | 1.4597e-06 | 0.31583 | 0.0017462 | 2.226e-06 | 0.29883 | 0.0016522 | 2.1062e-06 | 39.163 | 4.8894 | 0.097945 | 44.1504 | 16.739 | 2.7939 | 0.042294 | 19.5753 | 37.055 | 4.6262 | 0.092673 | 41.7739 | 15.838 | 2.6436 | 0.040018 | 18.5216
Downstate | 2022 | 1 | 6 | 0.28802 | 5.6814e-06 | 1.7291e-06 | 0.27252 | 5.3756e-06 | 1.636e-06 | 0.35397 | 0.0019571 | 2.4949e-06 | 0.33492 | 0.0018518 | 2.3606e-06 | 43.8929 | 5.4799 | 0.10977 | 49.4826 | 18.7607 | 3.1314 | 0.047402 | 21.9394 | 41.5302 | 5.1849 | 0.10387 | 46.819 | 17.7508 | 2.9628 | 0.044851 | 20.7585
Downstate | 2022 | 1 | 7 | 0.29839 | 5.8858e-06 | 1.7913e-06 | 0.28232 | 5.569e-06 | 1.6949e-06 | 0.36671 | 0.0020275 | 2.5846e-06 | 0.34697 | 0.0019184 | 2.4455e-06 | 45.4724 | 5.6771 | 0.11372 | 51.2632 | 19.4358 | 3.2441 | 0.049108 | 22.7289 | 43.0246 | 5.3715 | 0.1076 | 48.5038 | 18.3896 | 3.0694 | 0.046465 | 21.5055
Downstate | 2022 | 1 | 8 | 0.33269 | 6.5625e-06 | 1.9973e-06 | 0.31478 | 6.2093e-06 | 1.8898e-06 | 0.40887 | 0.0022606 | 2.8818e-06 | 0.38686 | 0.002139 | 2.7267e-06 | 50.7003 | 6.3298 | 0.1268 | 57.1568 | 21.6703 | 3.617 | 0.054754 | 25.3421 | 47.9711 | 5.9891 | 0.11997 | 54.0802 | 20.5038 | 3.4223 | 0.051807 | 23.9779
Downstate | 2022 | 1 | 9 | 0.34141 | 6.7345e-06 | 2.0496e-06 | 0.32303 | 6.372e-06 | 1.9393e-06 | 0.41959 | 0.0023199 | 2.9573e-06 | 0.397 | 0.002195 | 2.7981e-06 | 52.0287 | 6.4957 | 0.13012 | 58.6545 | 22.2381 | 3.7118 | 0.056189 | 26.0061 | 49.2281 | 6.146 | 0.12312 | 55.4972 | 21.041 | 3.512 | 0.053164 | 24.6062
Downstate | 2022 | 1 | 10 | 0.28669 | 5.6552e-06 | 1.7211e-06 | 0.27126 | 5.3508e-06 | 1.6285e-06 | 0.35234 | 0.0019481 | 2.4834e-06 | 0.33338 | 0.0018432 | 2.3497e-06 | 43.6906 | 5.4547 | 0.10927 | 49.2545 | 18.6742 | 3.117 | 0.047184 | 21.8383 | 41.3388 | 5.161 | 0.10339 | 46.6032 | 17.669 | 2.9492 | 0.044644 | 20.6628
Downstate | 2022 | 1 | 11 | 0.28535 | 5.6288e-06 | 1.7131e-06 | 0.26999 | 5.3258e-06 | 1.6209e-06 | 0.3507 | 0.001939 | 2.4718e-06 | 0.33182 | 0.0018346 | 2.3387e-06 | 43.4864 | 5.4292 | 0.10876 | 49.0243 | 18.5869 | 3.1024 | 0.046964 | 21.7363 | 41.1456 | 5.1369 | 0.1029 | 46.3854 | 17.5864 | 2.9354 | 0.044436 | 20.5662
Downstate | 2022 | 1 | 12 | 0.29474 | 5.814e-06 | 1.7695e-06 | 0.27888 | 5.501e-06 | 1.6742e-06 | 0.36224 | 0.0020028 | 2.5531e-06 | 0.34274 | 0.001895 | 2.4157e-06 | 44.9174 | 5.6078 | 0.11234 | 50.6376 | 19.1986 | 3.2045 | 0.048509 | 22.4516 | 42.4996 | 5.306 | 0.10629 | 47.9119 | 18.1652 | 3.032 | 0.045898 | 21.243
Downstate | 2022 | 1 | 13 | 0.35138 | 6.9312e-06 | 2.1095e-06 | 0.33247 | 6.5581e-06 | 1.9959e-06 | 0.43184 | 0.0023877 | 3.0437e-06 | 0.4086 | 0.0022591 | 2.8799e-06 | 53.5488 | 6.6854 | 0.13392 | 60.3681 | 22.8878 | 3.8202 | 0.05783 | 26.7659 | 50.6663 | 6.3256 | 0.12671 | 57.1186 | 21.6558 | 3.6146 | 0.054718 | 25.3251
Downstate | 2022 | 1 | 14 | 0.41295 | 8.1456e-06 | 2.4791e-06 | 0.39072 | 7.7071e-06 | 2.3456e-06 | 0.5075 | 0.002806 | 3.577e-06 | 0.48019 | 0.0026549 | 3.3844e-06 | 62.9306 | 7.8567 | 0.15739 | 70.9447 | 26.8977 | 4.4896 | 0.067962 | 31.4553 | 59.5431 | 7.4338 | 0.14891 | 67.1258 | 25.4499 | 4.2479 | 0.064304 | 29.7621
Downstate | 2022 | 1 | 15 | 0.40419 | 7.9728e-06 | 2.4265e-06 | 0.38243 | 7.5436e-06 | 2.2959e-06 | 0.49674 | 0.0027465 | 3.5011e-06 | 0.47 | 0.0025986 | 3.3126e-06 | 61.5959 | 7.6901 | 0.15405 | 69.44 | 26.3273 | 4.3943 | 0.066521 | 30.7881 | 58.2803 | 7.2761 | 0.14576 | 65.7022 | 24.9101 | 4.1578 | 0.06294 | 29.1308
Downstate | 2022 | 1 | 16 | 0.39272 | 7.7465e-06 | 2.3576e-06 | 0.37158 | 7.3296e-06 | 2.2307e-06 | 0.48264 | 0.0026685 | 3.4017e-06 | 0.45666 | 0.0025249 | 3.2186e-06 | 59.8477 | 7.4718 | 0.14968 | 67.4693 | 25.5801 | 4.2696 | 0.064633 | 29.9143 | 56.6262 | 7.0696 | 0.14162 | 63.8375 | 24.2031 | 4.0398 | 0.061154 | 28.3041
Downstate | 2022 | 1 | 17 | 0.40471 | 7.9831e-06 | 2.4296e-06 | 0.38292 | 7.5534e-06 | 2.2989e-06 | 0.49738 | 0.00275 | 3.5056e-06 | 0.47061 | 0.002602 | 3.3169e-06 | 61.6753 | 7.7 | 0.15425 | 69.5296 | 26.3612 | 4.4 | 0.066607 | 30.8278 | 58.3554 | 7.2855 | 0.14594 | 65.7869 | 24.9422 | 4.1632 | 0.063021 | 29.1684
Downstate | 2022 | 1 | 18 | 0.45762 | 9.0268e-06 | 2.7473e-06 | 0.43299 | 8.5409e-06 | 2.5994e-06 | 0.56241 | 0.0031095 | 3.964e-06 | 0.53214 | 0.0029422 | 3.7506e-06 | 69.7389 | 8.7067 | 0.17441 | 78.62 | 29.8077 | 4.9753 | 0.075315 | 34.8583 | 65.9849 | 8.2381 | 0.16503 | 74.388 | 28.2032 | 4.7075 | 0.071261 | 32.982
Downstate | 2022 | 1 | 19 | 0.36108 | 7.1225e-06 | 2.1677e-06 | 0.34164 | 6.7391e-06 | 2.051e-06 | 0.44376 | 0.0024536 | 3.1277e-06 | 0.41988 | 0.0023215 | 2.9594e-06 | 55.0268 | 6.87 | 0.13762 | 62.0344 | 23.5195 | 3.9257 | 0.059427 | 27.5046 | 52.0648 | 6.5002 | 0.13021 | 58.6952 | 22.2535 | 3.7144 | 0.056228 | 26.0241
Downstate | 2022 | 1 | 20 | 0.3466 | 6.8368e-06 | 2.0808e-06 | 0.32794 | 6.4688e-06 | 1.9688e-06 | 0.42597 | 0.0023551 | 3.0023e-06 | 0.40304 | 0.0022284 | 2.8407e-06 | 52.8197 | 6.5944 | 0.1321 | 59.5462 | 22.5762 | 3.7682 | 0.057043 | 26.4014 | 49.9765 | 6.2394 | 0.12499 | 56.3409 | 21.3609 | 3.5654 | 0.053973 | 24.9803
Downstate | 2022 | 1 | 21 | 0.36517 | 7.2032e-06 | 2.1923e-06 | 0.34552 | 6.8155e-06 | 2.0743e-06 | 0.44879 | 0.0024814 | 3.1632e-06 | 0.42464 | 0.0023478 | 2.9929e-06 | 55.6504 | 6.9478 | 0.13918 | 62.7374 | 23.7861 | 3.9702 | 0.0601 | 27.8163 | 52.6548 | 6.5738 | 0.13169 | 59.3603 | 22.5057 | 3.7565 | 0.056865 | 26.319
Downstate | 2022 | 1 | 22 | 0.34704 | 6.8456e-06 | 2.0835e-06 | 0.32836 | 6.4771e-06 | 1.9713e-06 | 0.42651 | 0.0023582 | 3.0061e-06 | 0.40355 | 0.0022312 | 2.8443e-06 | 52.8875 | 6.6029 | 0.13227 | 59.6227 | 22.6052 | 3.7731 | 0.057116 | 26.4353 | 50.0407 | 6.2475 | 0.12515 | 56.4133 | 21.3884 | 3.57 | 0.054042 | 25.0124
Downstate | 2022 | 1 | 23 | 0.31464 | 6.2064e-06 | 1.8889e-06 | 0.2977 | 5.8724e-06 | 1.7872e-06 | 0.38669 | 0.002138 | 2.7254e-06 | 0.36587 | 0.0020229 | 2.5787e-06 | 47.9493 | 5.9864 | 0.11992 | 54.0556 | 20.4945 | 3.4208 | 0.051783 | 23.967 | 45.3683 | 5.6641 | 0.11346 | 51.1459 | 19.3913 | 3.2366 | 0.048996 | 22.6769
Downstate | 2022 | 1 | 24 | 0.31254 | 6.1651e-06 | 1.8763e-06 | 0.29572 | 5.8333e-06 | 1.7753e-06 | 0.38411 | 0.0021237 | 2.7073e-06 | 0.36344 | 0.0020094 | 2.5616e-06 | 47.63 | 5.9465 | 0.11912 | 53.6956 | 20.358 | 3.398 | 0.051438 | 23.8074 | 45.0662 | 5.6264 | 0.11271 | 50.8053 | 19.2622 | 3.2151 | 0.04867 | 22.5259
Downstate | 2022 | 2 | 1 | 0.22454 | 4.4291e-06 | 1.348e-06 | 0.21245 | 4.1907e-06 | 1.2754e-06 | 0.27595 | 0.0015257 | 1.945e-06 | 0.2611 | 0.0014436 | 1.8403e-06 | 34.2182 | 4.2721 | 0.085578 | 38.5758 | 14.6255 | 2.4412 | 0.036954 | 17.1037 | 32.3763 | 4.0421 | 0.080972 | 36.4994 | 13.8383 | 2.3098 | 0.034965 | 16.183
Downstate | 2022 | 2 | 2 | 0.21452 | 4.2316e-06 | 1.2879e-06 | 0.20298 | 4.0038e-06 | 1.2186e-06 | 0.26365 | 0.0014577 | 1.8582e-06 | 0.24946 | 0.0013792 | 1.7582e-06 | 32.6924 | 4.0816 | 0.081762 | 36.8557 | 13.9734 | 2.3323 | 0.035306 | 16.341 | 30.9326 | 3.8619 | 0.077361 | 34.8718 | 13.2212 | 2.2068 | 0.033406 | 15.4614
Downstate | 2022 | 2 | 3 | 0.23217 | 4.5798e-06 | 1.3938e-06 | 0.21968 | 4.3333e-06 | 1.3188e-06 | 0.28534 | 0.0015776 | 2.0111e-06 | 0.26998 | 0.0014927 | 1.9029e-06 | 35.3822 | 4.4174 | 0.088489 | 39.888 | 15.123 | 2.5242 | 0.038211 | 17.6854 | 33.4776 | 4.1796 | 0.083726 | 37.7409 | 14.309 | 2.3883 | 0.036154 | 16.7335
Downstate | 2022 | 2 | 4 | 0.22909 | 4.5189e-06 | 1.3753e-06 | 0.21676 | 4.2756e-06 | 1.3013e-06 | 0.28155 | 0.0015567 | 1.9844e-06 | 0.26639 | 0.0014729 | 1.8776e-06 | 34.9117 | 4.3586 | 0.087313 | 39.3577 | 14.9219 | 2.4907 | 0.037703 | 17.4503 | 33.0325 | 4.124 | 0.082613 | 37.2391 | 14.1187 | 2.3566 | 0.035674 | 16.511
Downstate | 2022 | 2 | 5 | 0.21563 | 4.2533e-06 | 1.2945e-06 | 0.20402 | 4.0244e-06 | 1.2248e-06 | 0.265 | 0.0014652 | 1.8678e-06 | 0.25074 | 0.0013863 | 1.7672e-06 | 32.8603 | 4.1025 | 0.082182 | 37.045 | 14.0451 | 2.3443 | 0.035488 | 16.4249 | 31.0914 | 3.8817 | 0.077758 | 35.0509 | 13.2891 | 2.2181 | 0.033577 | 15.5408
Downstate | 2022 | 2 | 6 | 0.25541 | 5.038e-06 | 1.5333e-06 | 0.24166 | 4.7668e-06 | 1.4508e-06 | 0.31389 | 0.0017355 | 2.2123e-06 | 0.29699 | 0.0016421 | 2.0933e-06 | 38.9224 | 4.8594 | 0.097343 | 43.8791 | 16.6362 | 2.7768 | 0.042035 | 19.455 | 36.8273 | 4.5978 | 0.092103 | 41.5172 | 15.7407 | 2.6273 | 0.039772 | 18.4078
Downstate | 2022 | 2 | 7 | 0.26255 | 5.179e-06 | 1.5762e-06 | 0.24842 | 4.9002e-06 | 1.4914e-06 | 0.32268 | 0.0017841 | 2.2743e-06 | 0.30531 | 0.001688 | 2.1518e-06 | 40.0118 | 4.9954 | 0.10007 | 45.1072 | 17.1018 | 2.8545 | 0.043211 | 19.9995 | 37.858 | 4.7265 | 0.094681 | 42.6792 | 16.1813 | 2.7008 | 0.040885 | 18.923
Downstate | 2022 | 2 | 8 | 0.25924 | 5.1136e-06 | 1.5563e-06 | 0.24528 | 4.8383e-06 | 1.4725e-06 | 0.3186 | 0.0017615 | 2.2455e-06 | 0.30145 | 0.0016667 | 2.1247e-06 | 39.5063 | 4.9323 | 0.098804 | 44.5374 | 16.8858 | 2.8184 | 0.042665 | 19.7469 | 37.3797 | 4.6668 | 0.093485 | 42.14 | 15.9768 | 2.6667 | 0.040369 | 18.6839
Downstate | 2022 | 2 | 9 | 0.24675 | 4.8674e-06 | 1.4814e-06 | 0.23347 | 4.6054e-06 | 1.4016e-06 | 0.30326 | 0.0016767 | 2.1374e-06 | 0.28693 | 0.0015864 | 2.0224e-06 | 37.604 | 4.6948 | 0.094046 | 42.3928 | 16.0727 | 2.6827 | 0.040611 | 18.796 | 35.5798 | 4.442 | 0.088984 | 40.1108 | 15.2075 | 2.5383 | 0.038425 | 17.7842
Downstate | 2022 | 2 | 10 | 0.22556 | 4.4493e-06 | 1.3541e-06 | 0.21342 | 4.2098e-06 | 1.2812e-06 | 0.27721 | 0.0015327 | 1.9538e-06 | 0.26229 | 0.0014502 | 1.8486e-06 | 34.374 | 4.2915 | 0.085968 | 38.7515 | 14.6921 | 2.4523 | 0.037123 | 17.1815 | 32.5237 | 4.0605 | 0.08134 | 36.6656 | 13.9013 | 2.3203 | 0.035124 | 16.2567
Downstate | 2022 | 2 | 11 | 0.22557 | 4.4496e-06 | 1.3542e-06 | 0.21343 | 4.21e-06 | 1.2813e-06 | 0.27723 | 0.0015328 | 1.9539e-06 | 0.2623 | 0.0014503 | 1.8488e-06 | 34.3761 | 4.2918 | 0.085973 | 38.7538 | 14.693 | 2.4524 | 0.037125 | 17.1826 | 32.5257 | 4.0607 | 0.081345 | 36.6677 | 13.9021 | 2.3204 | 0.035126 | 16.2576
Downstate | 2022 | 2 | 12 | 0.23653 | 4.6657e-06 | 1.42e-06 | 0.2238 | 4.4146e-06 | 1.3436e-06 | 0.29069 | 0.0016072 | 2.0489e-06 | 0.27505 | 0.0015207 | 1.9386e-06 | 36.046 | 4.5003 | 0.09015 | 40.6364 | 15.4068 | 2.5716 | 0.038928 | 18.0173 | 34.1057 | 4.258 | 0.085297 | 38.449 | 14.5774 | 2.4332 | 0.036833 | 17.0474
Downstate | 2022 | 2 | 13 | 0.27465 | 5.4175e-06 | 1.6488e-06 | 0.25986 | 5.1259e-06 | 1.5601e-06 | 0.33754 | 0.0018662 | 2.379e-06 | 0.31937 | 0.0017658 | 2.2509e-06 | 41.8545 | 5.2254 | 0.10468 | 47.1846 | 17.8894 | 2.986 | 0.045201 | 20.9206 | 39.6015 | 4.9441 | 0.099042 | 44.6447 | 16.9264 | 2.8252 | 0.042768 | 19.7944
Downstate | 2022 | 2 | 14 | 0.29419 | 5.8031e-06 | 1.7662e-06 | 0.27836 | 5.4907e-06 | 1.6711e-06 | 0.36156 | 0.001999 | 2.5483e-06 | 0.3421 | 0.0018914 | 2.4111e-06 | 44.8332 | 5.5973 | 0.11213 | 50.5426 | 19.1626 | 3.1985 | 0.048418 | 22.4095 | 42.4199 | 5.296 | 0.10609 | 47.822 | 18.1311 | 3.0263 | 0.045812 | 21.2032
Downstate | 2022 | 2 | 15 | 0.29761 | 5.8705e-06 | 1.7867e-06 | 0.28159 | 5.5545e-06 | 1.6905e-06 | 0.36576 | 0.0020223 | 2.5779e-06 | 0.34607 | 0.0019134 | 2.4391e-06 | 45.3538 | 5.6623 | 0.11343 | 51.1296 | 19.3851 | 3.2356 | 0.04898 | 22.6697 | 42.9125 | 5.3575 | 0.10732 | 48.3773 | 18.3416 | 3.0614 | 0.046344 | 21.4494
Downstate | 2022 | 2 | 16 | 0.30958 | 6.1067e-06 | 1.8586e-06 | 0.29292 | 5.778e-06 | 1.7585e-06 | 0.38048 | 0.0021036 | 2.6816e-06 | 0.36 | 0.0019904 | 2.5373e-06 | 47.179 | 5.8902 | 0.11799 | 53.1871 | 20.1652 | 3.3658 | 0.050951 | 23.582 | 44.6394 | 5.5731 | 0.11164 | 50.3241 | 19.0797 | 3.1846 | 0.048209 | 22.3126
Downstate | 2022 | 2 | 17 | 0.31825 | 6.2777e-06 | 1.9106e-06 | 0.30112 | 5.9398e-06 | 1.8078e-06 | 0.39113 | 0.0021625 | 2.7567e-06 | 0.37007 | 0.0020461 | 2.6083e-06 | 48.5 | 6.0551 | 0.1213 | 54.6764 | 20.7298 | 3.4601 | 0.052378 | 24.2423 | 45.8893 | 5.7292 | 0.11477 | 51.7332 | 19.614 | 3.2738 | 0.049559 | 22.9373
Downstate | 2022 | 2 | 18 | 0.45099 | 8.8961e-06 | 2.7075e-06 | 0.42672 | 8.4172e-06 | 2.5618e-06 | 0.55426 | 0.0030645 | 3.9065e-06 | 0.52443 | 0.0028995 | 3.6963e-06 | 68.7287 | 8.5806 | 0.17189 | 77.4812 | 29.376 | 4.9032 | 0.074224 | 34.3534 | 65.0291 | 8.1187 | 0.16264 | 73.3105 | 27.7947 | 4.6393 | 0.070229 | 32.5042
Downstate | 2022 | 2 | 19 | 0.41136 | 8.1142e-06 | 2.4695e-06 | 0.38921 | 7.6774e-06 | 2.3366e-06 | 0.50555 | 0.0027952 | 3.5632e-06 | 0.47834 | 0.0026447 | 3.3714e-06 | 62.6883 | 7.8265 | 0.15678 | 70.6716 | 26.7942 | 4.4723 | 0.067701 | 31.3342 | 59.3139 | 7.4052 | 0.14834 | 66.8674 | 25.3519 | 4.2315 | 0.064057 | 29.6475
Downstate | 2022 | 2 | 20 | 0.36979 | 7.2944e-06 | 2.22e-06 | 0.34989 | 6.9018e-06 | 2.1005e-06 | 0.45447 | 0.0025128 | 3.2032e-06 | 0.43001 | 0.0023775 | 3.0308e-06 | 56.3546 | 7.0357 | 0.14094 | 63.5313 | 24.0871 | 4.0204 | 0.060861 | 28.1683 | 53.3212 | 6.657 | 0.13335 | 60.1115 | 22.7905 | 3.804 | 0.057585 | 26.6521
Downstate | 2022 | 2 | 21 | 0.35073 | 6.9183e-06 | 2.1056e-06 | 0.33185 | 6.5459e-06 | 1.9922e-06 | 0.43104 | 0.0023832 | 3.038e-06 | 0.40784 | 0.0022549 | 2.8745e-06 | 53.4491 | 6.673 | 0.13367 | 60.2558 | 22.8452 | 3.8131 | 0.057723 | 26.7161 | 50.5721 | 6.3138 | 0.12648 | 57.0123 | 21.6155 | 3.6079 | 0.054616 | 25.278
Downstate | 2022 | 2 | 22 | 0.30608 | 6.0377e-06 | 1.8376e-06 | 0.28961 | 5.7127e-06 | 1.7386e-06 | 0.37617 | 0.0020798 | 2.6513e-06 | 0.35592 | 0.0019679 | 2.5086e-06 | 46.6454 | 5.8236 | 0.11666 | 52.5857 | 19.9372 | 3.3278 | 0.050375 | 23.3153 | 44.1346 | 5.5101 | 0.11038 | 49.7551 | 18.864 | 3.1486 | 0.047664 | 22.0603
Downstate | 2022 | 2 | 23 | 0.27209 | 5.3672e-06 | 1.6335e-06 | 0.25745 | 5.0782e-06 | 1.5456e-06 | 0.3344 | 0.0018489 | 2.3569e-06 | 0.3164 | 0.0017493 | 2.23e-06 | 41.4652 | 5.1768 | 0.1037 | 46.7458 | 17.723 | 2.9582 | 0.044781 | 20.726 | 39.2332 | 4.8982 | 0.098121 | 44.2295 | 16.769 | 2.799 | 0.04237 | 19.6104
Downstate | 2022 | 2 | 24 | 0.27011 | 5.3282e-06 | 1.6216e-06 | 0.25557 | 5.0413e-06 | 1.5343e-06 | 0.33197 | 0.0018354 | 2.3398e-06 | 0.3141 | 0.0017366 | 2.2138e-06 | 41.1639 | 5.1392 | 0.10295 | 46.4061 | 17.5942 | 2.9367 | 0.044455 | 20.5754 | 38.9481 | 4.8626 | 0.097408 | 43.9081 | 16.6472 | 2.7786 | 0.042062 | 19.4678
Downstate | 2022 | 3 | 1 | 0.21659 | 4.2723e-06 | 1.3003e-06 | 0.20493 | 4.0424e-06 | 1.2303e-06 | 0.26619 | 0.0014717 | 1.8761e-06 | 0.25186 | 0.0013925 | 1.7751e-06 | 33.0071 | 4.1208 | 0.082549 | 37.2105 | 14.1079 | 2.3548 | 0.035646 | 16.4983 | 31.2303 | 3.899 | 0.078106 | 35.2075 | 13.3485 | 2.228 | 0.033727 | 15.6102
Downstate | 2022 | 3 | 2 | 0.20694 | 4.082e-06 | 1.2424e-06 | 0.1958 | 3.8623e-06 | 1.1755e-06 | 0.25433 | 0.0014062 | 1.7926e-06 | 0.24064 | 0.0013305 | 1.6961e-06 | 31.5368 | 3.9373 | 0.078872 | 35.553 | 13.4795 | 2.2499 | 0.034058 | 15.7634 | 29.8393 | 3.7254 | 0.074627 | 33.6392 | 12.7539 | 2.1288 | 0.032225 | 14.9149
Downstate | 2022 | 3 | 3 | 0.22385 | 4.4156e-06 | 1.3439e-06 | 0.2118 | 4.1779e-06 | 1.2715e-06 | 0.27511 | 0.0015211 | 1.939e-06 | 0.2603 | 0.0014392 | 1.8347e-06 | 34.1138 | 4.259 | 0.085317 | 38.4581 | 14.5809 | 2.4337 | 0.036841 | 17.0515 | 32.2775 | 4.0298 | 0.080725 | 36.388 | 13.796 | 2.3027 | 0.034858 | 16.1336
Downstate | 2022 | 3 | 4 | 0.22401 | 4.4188e-06 | 1.3448e-06 | 0.21195 | 4.1809e-06 | 1.2725e-06 | 0.27531 | 0.0015222 | 1.9404e-06 | 0.26049 | 0.0014402 | 1.836e-06 | 34.1382 | 4.2621 | 0.085378 | 38.4857 | 14.5913 | 2.4355 | 0.036868 | 17.0637 | 32.3006 | 4.0327 | 0.080782 | 36.414 | 13.8059 | 2.3044 | 0.034883 | 16.1452
Downstate | 2022 | 3 | 5 | 0.24004 | 4.735e-06 | 1.4411e-06 | 0.22712 | 4.4801e-06 | 1.3635e-06 | 0.29501 | 0.0016311 | 2.0793e-06 | 0.27913 | 0.0015433 | 1.9673e-06 | 36.581 | 4.567 | 0.091488 | 41.2395 | 15.6354 | 2.6097 | 0.039506 | 18.2847 | 34.6119 | 4.3212 | 0.086563 | 39.0197 | 14.7938 | 2.4693 | 0.037379 | 17.3004
Downstate | 2022 | 3 | 6 | 0.26158 | 5.1598e-06 | 1.5704e-06 | 0.2475 | 4.882e-06 | 1.4858e-06 | 0.32148 | 0.0017774 | 2.2658e-06 | 0.30417 | 0.0016818 | 2.1439e-06 | 39.8632 | 4.9768 | 0.099696 | 44.9397 | 17.0383 | 2.8439 | 0.043051 | 19.9252 | 37.7174 | 4.7089 | 0.09433 | 42.5207 | 16.1212 | 2.6908 | 0.040733 | 18.8527
Downstate | 2022 | 3 | 7 | 0.28292 | 5.5808e-06 | 1.6985e-06 | 0.26769 | 5.2804e-06 | 1.6071e-06 | 0.34771 | 0.0019225 | 2.4507e-06 | 0.32899 | 0.001819 | 2.3188e-06 | 43.1157 | 5.3829 | 0.10783 | 48.6064 | 18.4285 | 3.0759 | 0.046563 | 21.551 | 40.7948 | 5.0931 | 0.10203 | 45.99 | 17.4365 | 2.9104 | 0.044057 | 20.3909
Downstate | 2022 | 3 | 8 | 0.26262 | 5.1803e-06 | 1.5766e-06 | 0.24848 | 4.9015e-06 | 1.4918e-06 | 0.32276 | 0.0017845 | 2.2748e-06 | 0.30538 | 0.0016885 | 2.1524e-06 | 40.022 | 4.9966 | 0.10009 | 45.1187 | 17.1062 | 2.8552 | 0.043222 | 20.0046 | 37.8676 | 4.7277 | 0.094705 | 42.69 | 16.1854 | 2.7015 | 0.040895 | 18.9278
Downstate | 2022 | 3 | 9 | 0.28722 | 5.6656e-06 | 1.7243e-06 | 0.27176 | 5.3606e-06 | 1.6315e-06 | 0.35299 | 0.0019517 | 2.4879e-06 | 0.33399 | 0.0018466 | 2.354e-06 | 43.7707 | 5.4647 | 0.10947 | 49.3448 | 18.7084 | 3.1227 | 0.04727 | 21.8784 | 41.4145 | 5.1705 | 0.10358 | 46.6886 | 17.7014 | 2.9546 | 0.044726 | 20.7007
Downstate | 2022 | 3 | 10 | 0.25846 | 5.0982e-06 | 1.5516e-06 | 0.24454 | 4.8238e-06 | 1.4681e-06 | 0.31764 | 0.0017562 | 2.2388e-06 | 0.30054 | 0.0016617 | 2.1183e-06 | 39.3875 | 4.9174 | 0.098506 | 44.4034 | 16.835 | 2.81 | 0.042537 | 19.6875 | 37.2673 | 4.6527 | 0.093204 | 42.0132 | 15.9288 | 2.6587 | 0.040247 | 18.6277
Downstate | 2022 | 3 | 11 | 0.25346 | 4.9996e-06 | 1.5216e-06 | 0.23982 | 4.7305e-06 | 1.4397e-06 | 0.3115 | 0.0017223 | 2.1955e-06 | 0.29473 | 0.0016296 | 2.0773e-06 | 38.6258 | 4.8223 | 0.096601 | 43.5447 | 16.5094 | 2.7556 | 0.041714 | 19.3067 | 36.5466 | 4.5628 | 0.091401 | 41.2008 | 15.6207 | 2.6073 | 0.039469 | 18.2675
Downstate | 2022 | 3 | 12 | 0.24755 | 4.8831e-06 | 1.4862e-06 | 0.23423 | 4.6202e-06 | 1.4062e-06 | 0.30424 | 0.0016821 | 2.1443e-06 | 0.28786 | 0.0015916 | 2.0289e-06 | 37.7255 | 4.7099 | 0.09435 | 42.5297 | 16.1246 | 2.6914 | 0.040742 | 18.8567 | 35.6948 | 4.4564 | 0.089271 | 40.2404 | 15.2566 | 2.5465 | 0.038549 | 17.8417
Downstate | 2022 | 3 | 13 | 0.26135 | 5.1553e-06 | 1.569e-06 | 0.24729 | 4.8778e-06 | 1.4846e-06 | 0.3212 | 0.0017759 | 2.2639e-06 | 0.30391 | 0.0016803 | 2.142e-06 | 39.8289 | 4.9725 | 0.09961 | 44.901 | 17.0236 | 2.8414 | 0.043014 | 19.9081 | 37.685 | 4.7049 | 0.094248 | 42.4841 | 16.1073 | 2.6885 | 0.040698 | 18.8365
Downstate | 2022 | 3 | 14 | 0.27839 | 5.4914e-06 | 1.6713e-06 | 0.2634 | 5.1958e-06 | 1.5813e-06 | 0.34214 | 0.0018917 | 2.4114e-06 | 0.32372 | 0.0017898 | 2.2816e-06 | 42.425 | 5.2967 | 0.1061 | 47.8277 | 18.1333 | 3.0267 | 0.045817 | 21.2057 | 40.1413 | 5.0115 | 0.10039 | 45.2532 | 17.1572 | 2.8637 | 0.043351 | 20.0643
Downstate | 2022 | 3 | 15 | 0.28976 | 5.7156e-06 | 1.7395e-06 | 0.27416 | 5.408e-06 | 1.6459e-06 | 0.35611 | 0.0019689 | 2.5099e-06 | 0.33694 | 0.0018629 | 2.3748e-06 | 44.1575 | 5.513 | 0.11044 | 49.7809 | 18.8738 | 3.1503 | 0.047688 | 22.0717 | 41.7806 | 5.2162 | 0.10449 | 47.1012 | 17.8578 | 2.9807 | 0.045121 | 20.8836
Downstate | 2022 | 3 | 16 | 0.31073 | 6.1293e-06 | 1.8655e-06 | 0.294 | 5.7994e-06 | 1.765e-06 | 0.38188 | 0.0021114 | 2.6916e-06 | 0.36133 | 0.0019978 | 2.5467e-06 | 47.3537 | 5.912 | 0.11843 | 53.3841 | 20.2399 | 3.3783 | 0.05114 | 23.6693 | 44.8047 | 5.5938 | 0.11205 | 50.5105 | 19.1504 | 3.1964 | 0.048387 | 22.3952
Downstate | 2022 | 3 | 17 | 0.32751 | 6.4603e-06 | 1.9662e-06 | 0.30988 | 6.1126e-06 | 1.8604e-06 | 0.40251 | 0.0022254 | 2.8369e-06 | 0.38084 | 0.0021057 | 2.6842e-06 | 49.911 | 6.2313 | 0.12483 | 56.2671 | 21.3329 | 3.5607 | 0.053902 | 24.9475 | 47.2243 | 5.8958 | 0.11811 | 53.2383 | 20.1846 | 3.3691 | 0.051 | 23.6046
Downstate | 2022 | 3 | 18 | 0.36392 | 7.1785e-06 | 2.1848e-06 | 0.34433 | 6.7921e-06 | 2.0672e-06 | 0.44725 | 0.0024728 | 3.1523e-06 | 0.42318 | 0.0023397 | 2.9826e-06 | 55.4594 | 6.924 | 0.1387 | 62.5221 | 23.7044 | 3.9566 | 0.059894 | 27.7209 | 52.4741 | 6.5513 | 0.13124 | 59.1566 | 22.4285 | 3.7436 | 0.05667 | 26.2287
Downstate | 2022 | 3 | 19 | 0.40493 | 7.9874e-06 | 2.4309e-06 | 0.38313 | 7.5574e-06 | 2.3001e-06 | 0.49765 | 0.0027515 | 3.5075e-06 | 0.47086 | 0.0026034 | 3.3187e-06 | 61.7084 | 7.7041 | 0.15433 | 69.5669 | 26.3754 | 4.4024 | 0.066643 | 30.8444 | 58.3867 | 7.2894 | 0.14602 | 65.8222 | 24.9556 | 4.1654 | 0.063055 | 29.1841
Downstate | 2022 | 3 | 20 | 0.37518 | 7.4006e-06 | 2.2523e-06 | 0.35498 | 7.0022e-06 | 2.1311e-06 | 0.46109 | 0.0025493 | 3.2498e-06 | 0.43627 | 0.0024121 | 3.0749e-06 | 57.1748 | 7.1381 | 0.14299 | 64.4559 | 24.4376 | 4.0789 | 0.061746 | 28.5783 | 54.0971 | 6.7539 | 0.13529 | 60.9863 | 23.1222 | 3.8594 | 0.058423 | 27.0399
Downstate | 2022 | 3 | 21 | 0.32893 | 6.4883e-06 | 1.9747e-06 | 0.31122 | 6.1391e-06 | 1.8684e-06 | 0.40425 | 0.0022351 | 2.8492e-06 | 0.38249 | 0.0021148 | 2.6958e-06 | 50.127 | 6.2582 | 0.12537 | 56.5106 | 21.4253 | 3.5761 | 0.054135 | 25.0555 | 47.4288 | 5.9214 | 0.11862 | 53.4688 | 20.272 | 3.3836 | 0.051221 | 23.7068
Downstate | 2022 | 3 | 22 | 0.29727 | 5.8638e-06 | 1.7846e-06 | 0.28127 | 5.5482e-06 | 1.6886e-06 | 0.36534 | 0.00202 | 2.575e-06 | 0.34568 | 0.0019112 | 2.4364e-06 | 45.3023 | 5.6559 | 0.1133 | 51.0714 | 19.3631 | 3.2319 | 0.048925 | 22.6439 | 42.8637 | 5.3514 | 0.1072 | 48.3223 | 18.3208 | 3.058 | 0.046291 | 21.425
Downstate | 2022 | 3 | 23 | 0.26019 | 5.1325e-06 | 1.5621e-06 | 0.24619 | 4.8562e-06 | 1.478e-06 | 0.31978 | 0.001768 | 2.2538e-06 | 0.30256 | 0.0016729 | 2.1325e-06 | 39.6523 | 4.9505 | 0.099169 | 44.7019 | 16.9482 | 2.8288 | 0.042823 | 19.8198 | 37.5179 | 4.684 | 0.093831 | 42.2957 | 16.0359 | 2.6766 | 0.040518 | 18.753
Downstate | 2022 | 3 | 24 | 0.23158 | 4.568e-06 | 1.3903e-06 | 0.21911 | 4.3221e-06 | 1.3154e-06 | 0.28461 | 0.0015736 | 2.006e-06 | 0.26929 | 0.0014889 | 1.898e-06 | 35.2913 | 4.406 | 0.088262 | 39.7856 | 15.0842 | 2.5177 | 0.038113 | 17.64 | 33.3916 | 4.1689 | 0.083511 | 37.644 | 14.2722 | 2.3822 | 0.036062 | 16.6905
Downstate | 2022 | 4 | 1 | 0.13203 | 2.6044e-06 | 7.9263e-07 | 0.12492 | 2.4642e-06 | 7.4997e-07 | 0.16226 | 0.00089715 | 1.1437e-06 | 0.15353 | 0.00084886 | 1.0821e-06 | 20.1207 | 2.512 | 0.050321 | 22.683 | 8.6 | 1.4354 | 0.02173 | 10.0571 | 19.0376 | 2.3768 | 0.047612 | 21.462 | 8.137 | 1.3582 | 0.02056 | 9.5158
Downstate | 2022 | 4 | 2 | 0.11814 | 2.3303e-06 | 7.0922e-07 | 0.11178 | 2.2049e-06 | 6.7104e-07 | 0.14519 | 0.00080274 | 1.0233e-06 | 0.13737 | 0.00075953 | 9.6822e-07 | 18.0033 | 2.2477 | 0.045025 | 20.2959 | 7.6949 | 1.2844 | 0.019443 | 8.9988 | 17.0342 | 2.1267 | 0.042602 | 19.2034 | 7.2807 | 1.2152 | 0.018396 | 8.5144
Downstate | 2022 | 4 | 3 | 0.13571 | 2.677e-06 | 8.1474e-07 | 0.12841 | 2.5329e-06 | 7.7089e-07 | 0.16679 | 0.00092217 | 1.1756e-06 | 0.15781 | 0.00087253 | 1.1123e-06 | 20.6819 | 2.5821 | 0.051725 | 23.3157 | 8.8398 | 1.4755 | 0.022336 | 10.3376 | 19.5686 | 2.4431 | 0.04894 | 22.0606 | 8.364 | 1.3961 | 0.021133 | 9.7812
Downstate | 2022 | 4 | 4 | 0.15492 | 3.0558e-06 | 9.3003e-07 | 0.14658 | 2.8913e-06 | 8.7997e-07 | 0.19039 | 0.0010527 | 1.3419e-06 | 0.18014 | 0.000996 | 1.2697e-06 | 23.6084 | 2.9474 | 0.059044 | 26.6149 | 10.0907 | 1.6843 | 0.025496 | 11.8004 | 22.3376 | 2.7888 | 0.055865 | 25.1822 | 9.5475 | 1.5936 | 0.024124 | 11.1652
Downstate | 2022 | 4 | 5 | 0.17794 | 3.51e-06 | 1.0683e-06 | 0.16836 | 3.3211e-06 | 1.0108e-06 | 0.21869 | 0.0012091 | 1.5414e-06 | 0.20692 | 0.001144 | 1.4584e-06 | 27.1175 | 3.3856 | 0.06782 | 30.5709 | 11.5906 | 1.9346 | 0.029286 | 13.5545 | 25.6578 | 3.2033 | 0.064169 | 28.9253 | 10.9667 | 1.8305 | 0.027709 | 12.8248
Downstate | 2022 | 4 | 6 | 0.22317 | 4.4022e-06 | 1.3398e-06 | 0.21116 | 4.1652e-06 | 1.2677e-06 | 0.27427 | 0.0015164 | 1.9331e-06 | 0.25951 | 0.0014348 | 1.8291e-06 | 34.0099 | 4.2461 | 0.085057 | 38.341 | 14.5365 | 2.4263 | 0.036729 | 16.9995 | 32.1792 | 4.0175 | 0.080479 | 36.2772 | 13.754 | 2.2957 | 0.034752 | 16.0845
Downstate | 2022 | 4 | 7 | 0.24345 | 4.8022e-06 | 1.4615e-06 | 0.23035 | 4.5437e-06 | 1.3829e-06 | 0.2992 | 0.0016543 | 2.1088e-06 | 0.28309 | 0.0015652 | 1.9953e-06 | 37.1008 | 4.6319 | 0.092787 | 41.8255 | 15.8576 | 2.6468 | 0.040067 | 18.5445 | 35.1037 | 4.3826 | 0.087793 | 39.5741 | 15.004 | 2.5043 | 0.037911 | 17.5463
Downstate | 2022 | 4 | 8 | 0.24836 | 4.8991e-06 | 1.491e-06 | 0.235 | 4.6354e-06 | 1.4108e-06 | 0.30524 | 0.0016876 | 2.1514e-06 | 0.28881 | 0.0015968 | 2.0356e-06 | 37.8494 | 4.7254 | 0.09466 | 42.6694 | 16.1775 | 2.7002 | 0.040876 | 18.9186 | 35.812 | 4.471 | 0.089564 | 40.3726 | 15.3067 | 2.5549 | 0.038675 | 17.9003
Downstate | 2022 | 4 | 9 | 0.25561 | 5.0421e-06 | 1.5345e-06 | 0.24185 | 4.7707e-06 | 1.4519e-06 | 0.31414 | 0.0017369 | 2.2141e-06 | 0.29723 | 0.0016434 | 2.0949e-06 | 38.9537 | 4.8633 | 0.097422 | 43.9144 | 16.6496 | 2.779 | 0.042068 | 19.4706 | 36.8569 | 4.6015 | 0.092177 | 41.5505 | 15.7533 | 2.6294 | 0.039804 | 18.4226
Downstate | 2022 | 4 | 10 | 0.25267 | 4.984e-06 | 1.5169e-06 | 0.23907 | 4.7157e-06 | 1.4352e-06 | 0.31053 | 0.0017169 | 2.1886e-06 | 0.29381 | 0.0016245 | 2.0708e-06 | 38.5052 | 4.8073 | 0.0963 | 43.4088 | 16.4579 | 2.747 | 0.041584 | 19.2465 | 36.4325 | 4.5485 | 0.091116 | 41.0721 | 15.572 | 2.5991 | 0.039346 | 18.2105
Downstate | 2022 | 4 | 11 | 0.24823 | 4.8964e-06 | 1.4902e-06 | 0.23487 | 4.6329e-06 | 1.41e-06 | 0.30507 | 0.0016867 | 2.1502e-06 | 0.28865 | 0.0015959 | 2.0344e-06 | 37.8285 | 4.7228 | 0.094607 | 42.6459 | 16.1686 | 2.6987 | 0.040853 | 18.9082 | 35.7922 | 4.4686 | 0.089515 | 40.3503 | 15.2983 | 2.5535 | 0.038654 | 17.8904
Downstate | 2022 | 4 | 12 | 0.24337 | 4.8005e-06 | 1.461e-06 | 0.23027 | 4.5421e-06 | 1.3824e-06 | 0.29909 | 0.0016537 | 2.1081e-06 | 0.28299 | 0.0015647 | 1.9946e-06 | 37.0877 | 4.6303 | 0.092755 | 41.8107 | 15.852 | 2.6459 | 0.040053 | 18.5379 | 35.0913 | 4.3811 | 0.087762 | 39.5601 | 14.9987 | 2.5035 | 0.037897 | 17.5401
Downstate | 2022 | 4 | 13 | 0.24806 | 4.8932e-06 | 1.4892e-06 | 0.23471 | 4.6298e-06 | 1.4091e-06 | 0.30487 | 0.0016856 | 2.1487e-06 | 0.28845 | 0.0015949 | 2.0331e-06 | 37.8033 | 4.7196 | 0.094544 | 42.6175 | 16.1579 | 2.6969 | 0.040826 | 18.8956 | 35.7684 | 4.4656 | 0.089455 | 40.3235 | 15.2881 | 2.5518 | 0.038628 | 17.8785
Downstate | 2022 | 4 | 14 | 0.2526 | 4.9827e-06 | 1.5165e-06 | 0.239 | 4.7145e-06 | 1.4348e-06 | 0.31044 | 0.0017164 | 2.1881e-06 | 0.29373 | 0.001624 | 2.0703e-06 | 38.495 | 4.806 | 0.096274 | 43.3973 | 16.4535 | 2.7463 | 0.041573 | 19.2414 | 36.4229 | 4.5473 | 0.091092 | 41.0613 | 15.5678 | 2.5985 | 0.039335 | 18.2056
Downstate | 2022 | 4 | 15 | 0.2696 | 5.3181e-06 | 1.6185e-06 | 0.25509 | 5.0318e-06 | 1.5314e-06 | 0.33134 | 0.001832 | 2.3353e-06 | 0.3135 | 0.0017333 | 2.2096e-06 | 41.086 | 5.1295 | 0.10275 | 46.3182 | 17.5609 | 2.9311 | 0.044371 | 20.5364 | 38.8744 | 4.8534 | 0.097223 | 43.825 | 16.6157 | 2.7734 | 0.041983 | 19.431
Downstate | 2022 | 4 | 16 | 0.29862 | 5.8904e-06 | 1.7927e-06 | 0.28254 | 5.5733e-06 | 1.6962e-06 | 0.367 | 0.0020291 | 2.5866e-06 | 0.34724 | 0.0019199 | 2.4474e-06 | 45.5075 | 5.6815 | 0.11381 | 51.3028 | 19.4508 | 3.2466 | 0.049146 | 22.7465 | 43.0579 | 5.3757 | 0.10769 | 48.5412 | 18.4038 | 3.0718 | 0.046501 | 21.5221
Downstate | 2022 | 4 | 17 | 0.31019 | 6.1186e-06 | 1.8622e-06 | 0.29349 | 5.7892e-06 | 1.7619e-06 | 0.38121 | 0.0021077 | 2.6869e-06 | 0.36069 | 0.0019943 | 2.5422e-06 | 47.2706 | 5.9016 | 0.11822 | 53.2904 | 20.2044 | 3.3723 | 0.05105 | 23.6278 | 44.7261 | 5.5839 | 0.11186 | 50.4219 | 19.1168 | 3.1908 | 0.048302 | 22.3559
Downstate | 2022 | 4 | 18 | 0.32685 | 6.4474e-06 | 1.9622e-06 | 0.30926 | 6.1003e-06 | 1.8566e-06 | 0.4017 | 0.002221 | 2.8312e-06 | 0.38008 | 0.0021014 | 2.6788e-06 | 49.8106 | 6.2187 | 0.12457 | 56.1539 | 21.29 | 3.5536 | 0.053793 | 24.8973 | 47.1293 | 5.884 | 0.11787 | 53.1312 | 20.144 | 3.3623 | 0.050898 | 23.5572
Downstate | 2022 | 4 | 19 | 0.36394 | 7.1789e-06 | 2.1849e-06 | 0.34435 | 6.7925e-06 | 2.0673e-06 | 0.44728 | 0.002473 | 3.1525e-06 | 0.4232 | 0.0023399 | 2.9828e-06 | 55.4626 | 6.9244 | 0.13871 | 62.5257 | 23.7058 | 3.9568 | 0.059897 | 27.7225 | 52.4771 | 6.5516 | 0.13124 | 59.16 | 22.4297 | 3.7438 | 0.056673 | 26.2302
Downstate | 2022 | 4 | 20 | 0.33072 | 6.5236e-06 | 1.9855e-06 | 0.31292 | 6.1725e-06 | 1.8786e-06 | 0.40645 | 0.0022472 | 2.8647e-06 | 0.38457 | 0.0021263 | 2.7105e-06 | 50.3998 | 6.2923 | 0.12605 | 56.8181 | 21.5419 | 3.5956 | 0.05443 | 25.1919 | 47.6869 | 5.9536 | 0.11926 | 53.7597 | 20.3823 | 3.402 | 0.0515 | 23.8358
Downstate | 2022 | 4 | 21 | 0.29631 | 5.8448e-06 | 1.7788e-06 | 0.28036 | 5.5302e-06 | 1.6831e-06 | 0.36416 | 0.0020134 | 2.5666e-06 | 0.34455 | 0.001905 | 2.4285e-06 | 45.1553 | 5.6375 | 0.11293 | 50.9058 | 19.3003 | 3.2214 | 0.048766 | 22.5705 | 42.7247 | 5.3341 | 0.10685 | 48.1656 | 18.2613 | 3.048 | 0.046141 | 21.3555
Downstate | 2022 | 4 | 22 | 0.25906 | 5.1101e-06 | 1.5553e-06 | 0.24512 | 4.8351e-06 | 1.4715e-06 | 0.31838 | 0.0017603 | 2.244e-06 | 0.30124 | 0.0016656 | 2.1232e-06 | 39.4795 | 4.9289 | 0.098737 | 44.5072 | 16.8743 | 2.8165 | 0.042636 | 19.7335 | 37.3544 | 4.6636 | 0.093422 | 42.1114 | 15.966 | 2.6649 | 0.040341 | 18.6712
Downstate | 2022 | 4 | 23 | 0.21628 | 4.2663e-06 | 1.2985e-06 | 0.20464 | 4.0367e-06 | 1.2286e-06 | 0.26581 | 0.0014697 | 1.8735e-06 | 0.2515 | 0.0013906 | 1.7726e-06 | 32.9606 | 4.1151 | 0.082433 | 37.1581 | 14.088 | 2.3515 | 0.035596 | 16.4751 | 31.1864 | 3.8935 | 0.077996 | 35.158 | 13.3297 | 2.2249 | 0.03368 | 15.5882
Downstate | 2022 | 4 | 24 | 0.1783 | 3.5171e-06 | 1.0704e-06 | 0.1687 | 3.3278e-06 | 1.0128e-06 | 0.21913 | 0.0012116 | 1.5445e-06 | 0.20734 | 0.0011464 | 1.4613e-06 | 27.1724 | 3.3924 | 0.067957 | 30.6327 | 11.614 | 1.9385 | 0.029345 | 13.5819 | 25.7097 | 3.2098 | 0.064299 | 28.9838 | 10.9888 | 1.8342 | 0.027765 | 12.8508
Downstate | 2022 | 5 | 1 | 0.16589 | 3.2722e-06 | 9.959e-07 | 0.15696 | 3.0961e-06 | 9.4229e-07 | 0.20387 | 0.0011272 | 1.4369e-06 | 0.1929 | 0.0010665 | 1.3596e-06 | 25.2805 | 3.1562 | 0.063225 | 28.4999 | 10.8054 | 1.8035 | 0.027302 | 12.6362 | 23.9197 | 2.9863 | 0.059822 | 26.9658 | 10.2237 | 1.7065 | 0.025832 | 11.956
Downstate | 2022 | 5 | 2 | 0.16655 | 3.2853e-06 | 9.9986e-07 | 0.15758 | 3.1084e-06 | 9.4604e-07 | 0.20469 | 0.0011317 | 1.4427e-06 | 0.19367 | 0.0010708 | 1.365e-06 | 25.3811 | 3.1688 | 0.063477 | 28.6134 | 10.8484 | 1.8107 | 0.027411 | 12.6865 | 24.0149 | 2.9982 | 0.06006 | 27.0731 | 10.2644 | 1.7133 | 0.025935 | 12.0036
Downstate | 2022 | 5 | 3 | 0.1719 | 3.3908e-06 | 1.032e-06 | 0.16265 | 3.2083e-06 | 9.7644e-07 | 0.21126 | 0.0011681 | 1.489e-06 | 0.19989 | 0.0011052 | 1.4089e-06 | 26.1968 | 3.2706 | 0.065517 | 29.5329 | 11.197 | 1.8689 | 0.028291 | 13.0942 | 24.7866 | 3.0945 | 0.06199 | 27.9432 | 10.5943 | 1.7683 | 0.026769 | 12.3894
Downstate | 2022 | 5 | 4 | 0.18457 | 3.6408e-06 | 1.1081e-06 | 0.17464 | 3.4449e-06 | 1.0484e-06 | 0.22684 | 0.0012542 | 1.5988e-06 | 0.21463 | 0.0011867 | 1.5127e-06 | 28.1281 | 3.5117 | 0.070347 | 31.7102 | 12.0225 | 2.0067 | 0.030377 | 14.0596 | 26.614 | 3.3227 | 0.066561 | 30.0033 | 11.3754 | 1.8987 | 0.028742 | 13.3028
Downstate | 2022 | 5 | 5 | 0.21878 | 4.3156e-06 | 1.3135e-06 | 0.20701 | 4.0833e-06 | 1.2428e-06 | 0.26888 | 0.0014866 | 1.8951e-06 | 0.25441 | 0.0014066 | 1.7931e-06 | 33.3415 | 4.1626 | 0.083386 | 37.5874 | 14.2508 | 2.3786 | 0.036007 | 16.6654 | 31.5467 | 3.9385 | 0.078897 | 35.5642 | 13.4837 | 2.2506 | 0.034069 | 15.7683
Downstate | 2022 | 5 | 6 | 0.24435 | 4.8199e-06 | 1.4669e-06 | 0.23119 | 4.5604e-06 | 1.388e-06 | 0.3003 | 0.0016603 | 2.1166e-06 | 0.28413 | 0.001571 | 2.0026e-06 | 37.2371 | 4.649 | 0.093128 | 41.9792 | 15.9159 | 2.6566 | 0.040215 | 18.6126 | 35.2327 | 4.3987 | 0.088116 | 39.7196 | 15.0591 | 2.5136 | 0.03805 | 17.6108
Downstate | 2022 | 5 | 7 | 0.25283 | 4.9872e-06 | 1.5178e-06 | 0.23922 | 4.7187e-06 | 1.4361e-06 | 0.31072 | 0.001718 | 2.19e-06 | 0.294 | 0.0016255 | 2.0721e-06 | 38.5295 | 4.8103 | 0.096361 | 43.4361 | 16.4682 | 2.7487 | 0.04161 | 19.2586 | 36.4555 | 4.5514 | 0.091174 | 41.098 | 15.5818 | 2.6008 | 0.03937 | 18.2219
Downstate | 2022 | 5 | 8 | 0.25755 | 5.0803e-06 | 1.5462e-06 | 0.24368 | 4.8068e-06 | 1.4629e-06 | 0.31652 | 0.00175 | 2.2309e-06 | 0.29949 | 0.0016558 | 2.1108e-06 | 39.2489 | 4.9001 | 0.09816 | 44.2472 | 16.7758 | 2.8001 | 0.042387 | 19.6182 | 37.1362 | 4.6364 | 0.092876 | 41.8655 | 15.8727 | 2.6494 | 0.040106 | 18.5622
Downstate | 2022 | 5 | 9 | 0.26536 | 5.2343e-06 | 1.5931e-06 | 0.25107 | 4.9526e-06 | 1.5073e-06 | 0.32612 | 0.0018031 | 2.2986e-06 | 0.30857 | 0.0017061 | 2.1748e-06 | 40.4391 | 5.0487 | 0.10114 | 45.589 | 17.2845 | 2.885 | 0.043673 | 20.2131 | 38.2623 | 4.777 | 0.095692 | 43.135 | 16.3541 | 2.7297 | 0.041322 | 19.1251
Downstate | 2022 | 5 | 10 | 0.2517 | 4.9648e-06 | 1.511e-06 | 0.23815 | 4.6976e-06 | 1.4297e-06 | 0.30933 | 0.0017103 | 2.1802e-06 | 0.29268 | 0.0016182 | 2.0629e-06 | 38.3571 | 4.7888 | 0.095929 | 43.2418 | 16.3946 | 2.7365 | 0.041424 | 19.1724 | 36.2924 | 4.531 | 0.090766 | 40.9142 | 15.5121 | 2.5892 | 0.039194 | 18.1404
Downstate | 2022 | 5 | 11 | 0.24399 | 4.8129e-06 | 1.4648e-06 | 0.23086 | 4.5539e-06 | 1.386e-06 | 0.29987 | 0.0016579 | 2.1135e-06 | 0.28372 | 0.0015687 | 1.9997e-06 | 37.1834 | 4.6423 | 0.092994 | 41.9186 | 15.8929 | 2.6527 | 0.040157 | 18.5858 | 35.1819 | 4.3924 | 0.087988 | 39.6622 | 15.0374 | 2.5099 | 0.037995 | 17.5853
Downstate | 2022 | 5 | 12 | 0.23193 | 4.5749e-06 | 1.3924e-06 | 0.21944 | 4.3286e-06 | 1.3174e-06 | 0.28504 | 0.001576 | 2.009e-06 | 0.26969 | 0.0014911 | 1.9008e-06 | 35.3445 | 4.4127 | 0.088395 | 39.8455 | 15.1069 | 2.5215 | 0.038171 | 17.6666 | 33.4419 | 4.1751 | 0.083637 | 37.7007 | 14.2937 | 2.3858 | 0.036116 | 16.7156
Downstate | 2022 | 5 | 13 | 0.22805 | 4.4984e-06 | 1.3691e-06 | 0.21577 | 4.2562e-06 | 1.2954e-06 | 0.28027 | 0.0015496 | 1.9754e-06 | 0.26518 | 0.0014662 | 1.869e-06 | 34.7532 | 4.3388 | 0.086916 | 39.179 | 14.8542 | 2.4793 | 0.037532 | 17.3711 | 32.8825 | 4.1053 | 0.082238 | 37.07 | 14.0546 | 2.3459 | 0.035512 | 16.436
Downstate | 2022 | 5 | 14 | 0.23222 | 4.5807e-06 | 1.3941e-06 | 0.21972 | 4.3341e-06 | 1.3191e-06 | 0.2854 | 0.001578 | 2.0115e-06 | 0.27004 | 0.001493 | 1.9033e-06 | 35.3894 | 4.4183 | 0.088507 | 39.8962 | 15.1261 | 2.5247 | 0.038219 | 17.6891 | 33.4845 | 4.1805 | 0.083743 | 37.7486 | 14.3119 | 2.3888 | 0.036162 | 16.7369
Downstate | 2022 | 5 | 15 | 0.24062 | 4.7463e-06 | 1.4445e-06 | 0.22767 | 4.4908e-06 | 1.3668e-06 | 0.29572 | 0.001635 | 2.0842e-06 | 0.2798 | 0.001547 | 1.9721e-06 | 36.6687 | 4.578 | 0.091707 | 41.3385 | 15.6729 | 2.616 | 0.039601 | 18.3285 | 34.6949 | 4.3316 | 0.08677 | 39.1133 | 14.8293 | 2.4752 | 0.037469 | 17.3419
Downstate | 2022 | 5 | 16 | 0.26342 | 5.1961e-06 | 1.5814e-06 | 0.24924 | 4.9164e-06 | 1.4963e-06 | 0.32374 | 0.0017899 | 2.2817e-06 | 0.30631 | 0.0016936 | 2.1589e-06 | 40.1434 | 5.0118 | 0.1004 | 45.2556 | 17.158 | 2.8639 | 0.043353 | 20.0653 | 37.9825 | 4.742 | 0.094993 | 42.8195 | 16.2345 | 2.7097 | 0.04102 | 18.9852
Downstate | 2022 | 5 | 17 | 0.28281 | 5.5786e-06 | 1.6978e-06 | 0.26759 | 5.2783e-06 | 1.6064e-06 | 0.34757 | 0.0019217 | 2.4497e-06 | 0.32886 | 0.0018183 | 2.3179e-06 | 43.0985 | 5.3807 | 0.10779 | 48.587 | 18.4211 | 3.0747 | 0.046545 | 21.5424 | 40.7786 | 5.0911 | 0.10199 | 45.9717 | 17.4296 | 2.9092 | 0.044039 | 20.3828
Downstate | 2022 | 5 | 18 | 0.29364 | 5.7922e-06 | 1.7628e-06 | 0.27783 | 5.4804e-06 | 1.668e-06 | 0.36088 | 0.0019953 | 2.5435e-06 | 0.34145 | 0.0018879 | 2.4066e-06 | 44.749 | 5.5868 | 0.11192 | 50.4477 | 19.1266 | 3.1925 | 0.048327 | 22.3674 | 42.3402 | 5.2861 | 0.10589 | 47.7322 | 18.097 | 3.0206 | 0.045726 | 21.1634
Downstate | 2022 | 5 | 19 | 0.3365 | 6.6377e-06 | 2.0202e-06 | 0.31839 | 6.2804e-06 | 1.9114e-06 | 0.41356 | 0.0022865 | 2.9148e-06 | 0.3913 | 0.0021635 | 2.7579e-06 | 51.281 | 6.4023 | 0.12825 | 57.8115 | 21.9185 | 3.6585 | 0.055381 | 25.6323 | 48.5206 | 6.0577 | 0.12135 | 54.6996 | 20.7386 | 3.4615 | 0.0524 | 24.2526
Downstate | 2022 | 5 | 20 | 0.33792 | 6.6657e-06 | 2.0287e-06 | 0.31973 | 6.3069e-06 | 1.9195e-06 | 0.4153 | 0.0022962 | 2.9271e-06 | 0.39295 | 0.0021726 | 2.7696e-06 | 51.4976 | 6.4294 | 0.12879 | 58.0558 | 22.0111 | 3.6739 | 0.055615 | 25.7406 | 48.7256 | 6.0833 | 0.12186 | 54.9307 | 20.8263 | 3.4762 | 0.052622 | 24.355
Downstate | 2022 | 5 | 21 | 0.2978 | 5.8743e-06 | 1.7878e-06 | 0.28177 | 5.5581e-06 | 1.6916e-06 | 0.36599 | 0.0020236 | 2.5796e-06 | 0.34629 | 0.0019146 | 2.4407e-06 | 45.3832 | 5.666 | 0.1135 | 51.1627 | 19.3977 | 3.2377 | 0.049012 | 22.6844 | 42.9403 | 5.361 | 0.10739 | 48.4087 | 18.3535 | 3.0634 | 0.046374 | 21.4633
Downstate | 2022 | 5 | 22 | 0.27115 | 5.3485e-06 | 1.6278e-06 | 0.25655 | 5.0606e-06 | 1.5402e-06 | 0.33324 | 0.0018424 | 2.3487e-06 | 0.3153 | 0.0017433 | 2.2223e-06 | 41.3212 | 5.1588 | 0.10334 | 46.5833 | 17.6615 | 2.9479 | 0.044625 | 20.654 | 39.0969 | 4.8811 | 0.09778 | 44.0758 | 16.7108 | 2.7892 | 0.042223 | 19.5422
Downstate | 2022 | 5 | 23 | 0.24003 | 4.7347e-06 | 1.441e-06 | 0.22711 | 4.4799e-06 | 1.3634e-06 | 0.295 | 0.001631 | 2.0792e-06 | 0.27912 | 0.0015432 | 1.9673e-06 | 36.5794 | 4.5668 | 0.091484 | 41.2378 | 15.6348 | 2.6096 | 0.039504 | 18.2839 | 34.6104 | 4.321 | 0.086559 | 39.018 | 14.7932 | 2.4692 | 0.037378 | 17.2997
Downstate | 2022 | 5 | 24 | 0.20541 | 4.0519e-06 | 1.2332e-06 | 0.19435 | 3.8338e-06 | 1.1668e-06 | 0.25245 | 0.0013958 | 1.7793e-06 | 0.23886 | 0.0013206 | 1.6835e-06 | 31.3037 | 3.9082 | 0.078289 | 35.2901 | 13.3798 | 2.2332 | 0.033807 | 15.6468 | 29.6186 | 3.6978 | 0.074075 | 33.3905 | 12.6596 | 2.113 | 0.031987 | 14.8046
Downstate | 2022 | 6 | 1 | 0.23794 | 4.6936e-06 | 1.4285e-06 | 0.22513 | 4.4409e-06 | 1.3516e-06 | 0.29243 | 0.0016168 | 2.0611e-06 | 0.27669 | 0.0015298 | 1.9501e-06 | 36.2612 | 4.5271 | 0.090688 | 40.879 | 15.4987 | 2.5869 | 0.039161 | 18.1248 | 34.3093 | 4.2834 | 0.085806 | 38.6785 | 14.6644 | 2.4477 | 0.037053 | 17.1492
Downstate | 2022 | 6 | 2 | 0.22673 | 4.4724e-06 | 1.3612e-06 | 0.21453 | 4.2316e-06 | 1.2879e-06 | 0.27865 | 0.0015406 | 1.964e-06 | 0.26365 | 0.0014577 | 1.8582e-06 | 34.5524 | 4.3138 | 0.086414 | 38.9526 | 14.7683 | 2.465 | 0.037315 | 17.2707 | 32.6925 | 4.0816 | 0.081762 | 36.8558 | 13.9734 | 2.3323 | 0.035307 | 16.341
Downstate | 2022 | 6 | 3 | 0.22091 | 4.3576e-06 | 1.3262e-06 | 0.20902 | 4.123e-06 | 1.2548e-06 | 0.27149 | 0.0015011 | 1.9135e-06 | 0.25688 | 0.0014203 | 1.8105e-06 | 33.6654 | 4.203 | 0.084196 | 37.9526 | 14.3892 | 2.4017 | 0.036357 | 16.8273 | 31.8532 | 3.9768 | 0.079664 | 35.9097 | 13.6147 | 2.2725 | 0.0344 | 15.9215
Downstate | 2022 | 6 | 4 | 0.22283 | 4.3955e-06 | 1.3378e-06 | 0.21084 | 4.1589e-06 | 1.2657e-06 | 0.27386 | 0.0015141 | 1.9302e-06 | 0.25912 | 0.0014326 | 1.8263e-06 | 33.9584 | 4.2396 | 0.084928 | 38.2829 | 14.5145 | 2.4226 | 0.036674 | 16.9738 | 32.1304 | 4.0114 | 0.080357 | 36.2222 | 13.7332 | 2.2922 | 0.0347 | 16.0601
Downstate | 2022 | 6 | 5 | 0.22747 | 4.4869e-06 | 1.3656e-06 | 0.21522 | 4.2454e-06 | 1.2921e-06 | 0.27955 | 0.0015456 | 1.9703e-06 | 0.26451 | 0.0014624 | 1.8643e-06 | 34.6646 | 4.3278 | 0.086695 | 39.0791 | 14.8163 | 2.473 | 0.037436 | 17.3268 | 32.7987 | 4.0948 | 0.082028 | 36.9755 | 14.0188 | 2.3399 | 0.035421 | 16.3941
Downstate | 2022 | 6 | 6 | 0.25211 | 4.973e-06 | 1.5135e-06 | 0.23854 | 4.7053e-06 | 1.432e-06 | 0.30984 | 0.0017131 | 2.1838e-06 | 0.29316 | 0.0016209 | 2.0662e-06 | 38.4198 | 4.7966 | 0.096086 | 43.3125 | 16.4214 | 2.7409 | 0.041492 | 19.2038 | 36.3517 | 4.5384 | 0.090914 | 40.9811 | 15.5374 | 2.5934 | 0.039258 | 18.1701
Downstate | 2022 | 6 | 7 | 0.26152 | 5.1585e-06 | 1.57e-06 | 0.24744 | 4.8809e-06 | 1.4855e-06 | 0.3214 | 0.001777 | 2.2653e-06 | 0.3041 | 0.0016814 | 2.1433e-06 | 39.8536 | 4.9756 | 0.099672 | 44.9288 | 17.0342 | 2.8432 | 0.04304 | 19.9204 | 37.7083 | 4.7078 | 0.094307 | 42.5104 | 16.1173 | 2.6902 | 0.040723 | 18.8481
Downstate | 2022 | 6 | 8 | 0.2597 | 5.1228e-06 | 1.5591e-06 | 0.24572 | 4.847e-06 | 1.4752e-06 | 0.31917 | 0.0017647 | 2.2496e-06 | 0.30199 | 0.0016697 | 2.1285e-06 | 39.5772 | 4.9411 | 0.098981 | 44.6173 | 16.916 | 2.8235 | 0.042742 | 19.7823 | 37.4468 | 4.6751 | 0.093653 | 42.2156 | 16.0055 | 2.6715 | 0.040441 | 18.7174
Downstate | 2022 | 6 | 9 | 0.27661 | 5.4563e-06 | 1.6606e-06 | 0.26172 | 5.1626e-06 | 1.5712e-06 | 0.33995 | 0.0018796 | 2.396e-06 | 0.32165 | 0.0017784 | 2.267e-06 | 42.1537 | 5.2628 | 0.10542 | 47.5219 | 18.0173 | 3.0073 | 0.045524 | 21.0702 | 39.8847 | 4.9795 | 0.09975 | 44.9639 | 17.0475 | 2.8454 | 0.043074 | 19.936
Downstate | 2022 | 6 | 10 | 0.27212 | 5.3677e-06 | 1.6336e-06 | 0.25747 | 5.0787e-06 | 1.5457e-06 | 0.33443 | 0.0018491 | 2.3571e-06 | 0.31643 | 0.0017495 | 2.2302e-06 | 41.4693 | 5.1773 | 0.10371 | 46.7504 | 17.7248 | 2.9585 | 0.044785 | 20.7281 | 39.2371 | 4.8987 | 0.09813 | 44.2339 | 16.7707 | 2.7992 | 0.042374 | 19.6123
Downstate | 2022 | 6 | 11 | 0.27828 | 5.4893e-06 | 1.6707e-06 | 0.26331 | 5.1938e-06 | 1.5807e-06 | 0.34201 | 0.001891 | 2.4105e-06 | 0.3236 | 0.0017892 | 2.2808e-06 | 42.4091 | 5.2947 | 0.10606 | 47.8098 | 18.1265 | 3.0255 | 0.0458 | 21.1978 | 40.1263 | 5.0097 | 0.10035 | 45.2363 | 17.1507 | 2.8627 | 0.043335 | 20.0567
Downstate | 2022 | 6 | 12 | 0.2886 | 5.6928e-06 | 1.7326e-06 | 0.27307 | 5.3864e-06 | 1.6393e-06 | 0.35469 | 0.0019611 | 2.4999e-06 | 0.3356 | 0.0018555 | 2.3653e-06 | 43.9814 | 5.491 | 0.11 | 49.5824 | 18.7985 | 3.1377 | 0.047498 | 21.9837 | 41.614 | 5.1954 | 0.10407 | 46.9134 | 17.7866 | 2.9688 | 0.044941 | 20.8004
Downstate | 2022 | 6 | 13 | 0.29416 | 5.8025e-06 | 1.766e-06 | 0.27833 | 5.4902e-06 | 1.6709e-06 | 0.36152 | 0.0019989 | 2.5481e-06 | 0.34206 | 0.0018913 | 2.4109e-06 | 44.829 | 5.5968 | 0.11212 | 50.5379 | 19.1608 | 3.1982 | 0.048413 | 22.4073 | 42.4159 | 5.2955 | 0.10608 | 47.8175 | 18.1294 | 3.026 | 0.045807 | 21.2012
Downstate | 2022 | 6 | 14 | 0.32109 | 6.3338e-06 | 1.9277e-06 | 0.30381 | 5.9928e-06 | 1.8239e-06 | 0.39462 | 0.0021818 | 2.7813e-06 | 0.37338 | 0.0020644 | 2.6316e-06 | 48.9329 | 6.1092 | 0.12238 | 55.1645 | 20.9149 | 3.4909 | 0.052846 | 24.4587 | 46.2989 | 5.7803 | 0.11579 | 52.195 | 19.7891 | 3.303 | 0.050001 | 23.1421
Downstate | 2022 | 6 | 15 | 0.35789 | 7.0596e-06 | 2.1486e-06 | 0.33863 | 6.6796e-06 | 2.0329e-06 | 0.43985 | 0.0024319 | 3.1001e-06 | 0.41617 | 0.002301 | 2.9332e-06 | 54.5408 | 6.8093 | 0.1364 | 61.4865 | 23.3118 | 3.891 | 0.058902 | 27.2617 | 51.6049 | 6.4427 | 0.12906 | 58.1768 | 22.057 | 3.6816 | 0.055731 | 25.7943
Downstate | 2022 | 6 | 16 | 0.41126 | 8.1124e-06 | 2.469e-06 | 0.38913 | 7.6757e-06 | 2.3361e-06 | 0.50544 | 0.0027945 | 3.5624e-06 | 0.47823 | 0.0026441 | 3.3706e-06 | 62.6742 | 7.8247 | 0.15675 | 70.6557 | 26.7882 | 4.4713 | 0.067686 | 31.3271 | 59.3006 | 7.4035 | 0.14831 | 66.8524 | 25.3462 | 4.2306 | 0.064042 | 29.6408
Downstate | 2022 | 6 | 17 | 0.33197 | 6.5484e-06 | 1.993e-06 | 0.31411 | 6.1959e-06 | 1.8857e-06 | 0.40799 | 0.0022558 | 2.8756e-06 | 0.38603 | 0.0021344 | 2.7208e-06 | 50.5912 | 6.3162 | 0.12653 | 57.0339 | 21.6236 | 3.6092 | 0.054636 | 25.2875 | 47.8679 | 5.9762 | 0.11972 | 53.9638 | 20.4597 | 3.415 | 0.051695 | 23.9263
Downstate | 2022 | 6 | 18 | 0.33442 | 6.5966e-06 | 2.0076e-06 | 0.31642 | 6.2415e-06 | 1.8996e-06 | 0.41099 | 0.0022724 | 2.8968e-06 | 0.38887 | 0.0021501 | 2.7408e-06 | 50.9633 | 6.3626 | 0.12746 | 57.4534 | 21.7827 | 3.6358 | 0.055038 | 25.4735 | 48.22 | 6.0202 | 0.1206 | 54.3608 | 20.6102 | 3.4401 | 0.052076 | 24.1023
Downstate | 2022 | 6 | 19 | 0.3477 | 6.8585e-06 | 2.0874e-06 | 0.32898 | 6.4893e-06 | 1.975e-06 | 0.42731 | 0.0023626 | 3.0118e-06 | 0.40431 | 0.0022354 | 2.8497e-06 | 52.987 | 6.6153 | 0.13252 | 59.7348 | 22.6477 | 3.7802 | 0.057224 | 26.485 | 50.1347 | 6.2592 | 0.12538 | 56.5193 | 21.4286 | 3.5767 | 0.054143 | 25.0594
Downstate | 2022 | 6 | 20 | 0.33954 | 6.6976e-06 | 2.0384e-06 | 0.32126 | 6.337e-06 | 1.9287e-06 | 0.41729 | 0.0023072 | 2.9411e-06 | 0.39482 | 0.002183 | 2.7828e-06 | 51.7435 | 6.4601 | 0.12941 | 58.333 | 22.1162 | 3.6915 | 0.055881 | 25.8635 | 48.9583 | 6.1123 | 0.12244 | 55.193 | 20.9257 | 3.4928 | 0.052873 | 24.4713
Downstate | 2022 | 6 | 21 | 0.3288 | 6.4857e-06 | 1.9739e-06 | 0.3111 | 6.1366e-06 | 1.8677e-06 | 0.40409 | 0.0022342 | 2.8481e-06 | 0.38234 | 0.0021139 | 2.6948e-06 | 50.1067 | 6.2557 | 0.12531 | 56.4877 | 21.4166 | 3.5747 | 0.054113 | 25.0454 | 47.4096 | 5.919 | 0.11857 | 53.4471 | 20.2638 | 3.3823 | 0.0512 | 23.6972
Downstate | 2022 | 6 | 22 | 0.30155 | 5.9483e-06 | 1.8104e-06 | 0.28532 | 5.6281e-06 | 1.7129e-06 | 0.37061 | 0.0020491 | 2.6121e-06 | 0.35066 | 0.0019388 | 2.4715e-06 | 45.9552 | 5.7374 | 0.11493 | 51.8075 | 19.6421 | 3.2785 | 0.04963 | 22.9703 | 43.4815 | 5.4286 | 0.10875 | 49.0188 | 18.5848 | 3.102 | 0.046958 | 21.7338
Downstate | 2022 | 6 | 23 | 0.27758 | 5.4754e-06 | 1.6664e-06 | 0.26264 | 5.1807e-06 | 1.5767e-06 | 0.34114 | 0.0018862 | 2.4044e-06 | 0.32278 | 0.0017846 | 2.275e-06 | 42.3014 | 5.2812 | 0.10579 | 47.6884 | 18.0804 | 3.0178 | 0.045684 | 21.1439 | 40.0244 | 4.9969 | 0.1001 | 45.1214 | 17.1072 | 2.8554 | 0.043225 | 20.0058
Downstate | 2022 | 6 | 24 | 0.25736 | 5.0766e-06 | 1.545e-06 | 0.24351 | 4.8033e-06 | 1.4619e-06 | 0.31629 | 0.0017488 | 2.2293e-06 | 0.29927 | 0.0016546 | 2.1093e-06 | 39.2203 | 4.8966 | 0.098088 | 44.215 | 16.7635 | 2.798 | 0.042356 | 19.6039 | 37.1092 | 4.633 | 0.092808 | 41.835 | 15.8612 | 2.6474 | 0.040076 | 18.5487
Downstate | 2022 | 7 | 1 | 0.26547 | 5.2366e-06 | 1.5937e-06 | 0.25118 | 4.9547e-06 | 1.508e-06 | 0.32626 | 0.0018039 | 2.2995e-06 | 0.3087 | 0.0017068 | 2.1758e-06 | 40.4564 | 5.0509 | 0.10118 | 45.6085 | 17.2919 | 2.8862 | 0.043691 | 20.2218 | 38.2787 | 4.779 | 0.095733 | 43.1534 | 16.3611 | 2.7309 | 0.041339 | 19.1333
Downstate | 2022 | 7 | 2 | 0.25141 | 4.9591e-06 | 1.5093e-06 | 0.23787 | 4.6922e-06 | 1.4281e-06 | 0.30897 | 0.0017083 | 2.1777e-06 | 0.29234 | 0.0016164 | 2.0605e-06 | 38.3129 | 4.7833 | 0.095819 | 43.192 | 16.3757 | 2.7333 | 0.041376 | 19.1503 | 36.2506 | 4.5258 | 0.090661 | 40.867 | 15.4942 | 2.5862 | 0.039149 | 18.1195
Downstate | 2022 | 7 | 3 | 0.25399 | 5.0101e-06 | 1.5248e-06 | 0.24032 | 4.7405e-06 | 1.4427e-06 | 0.31215 | 0.0017259 | 2.2001e-06 | 0.29535 | 0.001633 | 2.0817e-06 | 38.7071 | 4.8325 | 0.096805 | 43.6364 | 16.5442 | 2.7614 | 0.041802 | 19.3474 | 36.6236 | 4.5724 | 0.091594 | 41.2875 | 15.6536 | 2.6128 | 0.039552 | 18.3059
Downstate | 2022 | 7 | 4 | 0.25835 | 5.0962e-06 | 1.551e-06 | 0.24445 | 4.8219e-06 | 1.4675e-06 | 0.31751 | 0.0017555 | 2.2379e-06 | 0.30042 | 0.001661 | 2.1174e-06 | 39.3717 | 4.9155 | 0.098467 | 44.3857 | 16.8282 | 2.8088 | 0.04252 | 19.6796 | 37.2524 | 4.6509 | 0.093167 | 41.9965 | 15.9224 | 2.6576 | 0.040231 | 18.6203
Downstate | 2022 | 7 | 5 | 0.25849 | 5.0989e-06 | 1.5518e-06 | 0.24458 | 4.8244e-06 | 1.4683e-06 | 0.31768 | 0.0017565 | 2.2391e-06 | 0.30058 | 0.0016619 | 2.1186e-06 | 39.3927 | 4.9181 | 0.098519 | 44.4093 | 16.8372 | 2.8103 | 0.042542 | 19.6901 | 37.2722 | 4.6533 | 0.093216 | 42.0188 | 15.9309 | 2.6591 | 0.040252 | 18.6302
Downstate | 2022 | 7 | 6 | 0.28272 | 5.5768e-06 | 1.6973e-06 | 0.2675 | 5.2766e-06 | 1.6059e-06 | 0.34746 | 0.0019211 | 2.4489e-06 | 0.32875 | 0.0018177 | 2.3171e-06 | 43.0848 | 5.379 | 0.10775 | 48.5716 | 18.4153 | 3.0737 | 0.04653 | 21.5355 | 40.7656 | 5.0895 | 0.10195 | 45.9571 | 17.424 | 2.9083 | 0.044025 | 20.3763
Downstate | 2022 | 7 | 7 | 0.29651 | 5.8487e-06 | 1.78e-06 | 0.28054 | 5.5339e-06 | 1.6842e-06 | 0.3644 | 0.0020148 | 2.5684e-06 | 0.34479 | 0.0019063 | 2.4301e-06 | 45.1858 | 5.6413 | 0.11301 | 50.9401 | 19.3133 | 3.2236 | 0.048799 | 22.5857 | 42.7535 | 5.3377 | 0.10692 | 48.1981 | 18.2737 | 3.0501 | 0.046172 | 21.3699
Downstate | 2022 | 7 | 8 | 0.30529 | 6.0221e-06 | 1.8328e-06 | 0.28886 | 5.6979e-06 | 1.7341e-06 | 0.3752 | 0.0020745 | 2.6445e-06 | 0.355 | 0.0019628 | 2.5021e-06 | 46.5249 | 5.8085 | 0.11636 | 52.4498 | 19.8857 | 3.3192 | 0.050245 | 23.2551 | 44.0206 | 5.4959 | 0.11009 | 49.6265 | 18.8152 | 3.1405 | 0.04754 | 22.0033
Downstate | 2022 | 7 | 9 | 0.32049 | 6.3219e-06 | 1.9241e-06 | 0.30324 | 5.9816e-06 | 1.8205e-06 | 0.39388 | 0.0021778 | 2.7761e-06 | 0.37268 | 0.0020605 | 2.6267e-06 | 48.8412 | 6.0977 | 0.12215 | 55.0611 | 20.8757 | 3.4844 | 0.052747 | 24.4128 | 46.2122 | 5.7695 | 0.11557 | 52.0972 | 19.752 | 3.2968 | 0.049907 | 23.0987
Downstate | 2022 | 7 | 10 | 0.32522 | 6.4152e-06 | 1.9525e-06 | 0.30772 | 6.0699e-06 | 1.8474e-06 | 0.3997 | 0.0022099 | 2.8171e-06 | 0.37818 | 0.0020909 | 2.6655e-06 | 49.5622 | 6.1877 | 0.12395 | 55.8739 | 21.1838 | 3.5358 | 0.053525 | 24.7732 | 46.8943 | 5.8546 | 0.11728 | 52.8663 | 20.0435 | 3.3455 | 0.050644 | 23.4397
Downstate | 2022 | 7 | 11 | 0.32301 | 6.3715e-06 | 1.9392e-06 | 0.30562 | 6.0286e-06 | 1.8348e-06 | 0.39697 | 0.0021949 | 2.7979e-06 | 0.37561 | 0.0020767 | 2.6473e-06 | 49.2248 | 6.1456 | 0.12311 | 55.4935 | 21.0396 | 3.5118 | 0.053161 | 24.6046 | 46.5751 | 5.8148 | 0.11648 | 52.5064 | 19.9071 | 3.3227 | 0.050299 | 23.2801
Downstate | 2022 | 7 | 12 | 0.32982 | 6.506e-06 | 1.9801e-06 | 0.31207 | 6.1558e-06 | 1.8735e-06 | 0.40535 | 0.0022412 | 2.857e-06 | 0.38353 | 0.0021205 | 2.7032e-06 | 50.2635 | 6.2753 | 0.12571 | 56.6644 | 21.4836 | 3.5859 | 0.054282 | 25.1237 | 47.5579 | 5.9375 | 0.11894 | 53.6143 | 20.3271 | 3.3928 | 0.051361 | 23.7714
Downstate | 2022 | 7 | 13 | 0.34503 | 6.8058e-06 | 2.0713e-06 | 0.32645 | 6.4395e-06 | 1.9598e-06 | 0.42403 | 0.0023445 | 2.9886e-06 | 0.40121 | 0.0022183 | 2.8278e-06 | 52.58 | 6.5645 | 0.1315 | 59.2759 | 22.4737 | 3.7511 | 0.056784 | 26.2816 | 49.7497 | 6.2111 | 0.12442 | 56.0852 | 21.264 | 3.5492 | 0.053728 | 24.8669
Downstate | 2022 | 7 | 14 | 0.36623 | 7.2241e-06 | 2.1986e-06 | 0.34651 | 6.8352e-06 | 2.0803e-06 | 0.45009 | 0.0024885 | 3.1723e-06 | 0.42586 | 0.0023546 | 3.0015e-06 | 55.8112 | 6.9679 | 0.13958 | 62.9186 | 23.8548 | 3.9816 | 0.060274 | 27.8967 | 52.8069 | 6.5928 | 0.13207 | 59.5318 | 22.5707 | 3.7673 | 0.057029 | 26.3951
Downstate | 2022 | 7 | 15 | 0.415 | 8.1861e-06 | 2.4914e-06 | 0.39266 | 7.7455e-06 | 2.3573e-06 | 0.51003 | 0.0028199 | 3.5948e-06 | 0.48258 | 0.0026682 | 3.4013e-06 | 63.244 | 7.8959 | 0.15817 | 71.298 | 27.0317 | 4.5119 | 0.068301 | 31.6119 | 59.8397 | 7.4708 | 0.14966 | 67.4601 | 25.5766 | 4.269 | 0.064624 | 29.9103
Downstate | 2022 | 7 | 16 | 0.48216 | 9.511e-06 | 2.8946e-06 | 0.45621 | 8.999e-06 | 2.7388e-06 | 0.59257 | 0.0032763 | 4.1766e-06 | 0.56068 | 0.0031 | 3.9517e-06 | 73.4793 | 9.1737 | 0.18377 | 82.8367 | 31.4065 | 5.2421 | 0.079355 | 36.7279 | 69.524 | 8.6799 | 0.17388 | 78.3778 | 29.7159 | 4.9599 | 0.075083 | 34.7509
Downstate | 2022 | 7 | 17 | 0.38618 | 7.6177e-06 | 2.3184e-06 | 0.3654 | 7.2076e-06 | 2.1936e-06 | 0.47462 | 0.0026241 | 3.3452e-06 | 0.44907 | 0.0024829 | 3.1651e-06 | 58.8523 | 7.3476 | 0.14719 | 66.3471 | 25.1546 | 4.1986 | 0.063558 | 29.4168 | 55.6844 | 6.9521 | 0.13926 | 62.7757 | 23.8006 | 3.9726 | 0.060137 | 27.8333
Downstate | 2022 | 7 | 18 | 0.37146 | 7.3273e-06 | 2.23e-06 | 0.35147 | 6.9329e-06 | 2.11e-06 | 0.45652 | 0.0025241 | 3.2176e-06 | 0.43195 | 0.0023882 | 3.0444e-06 | 56.6088 | 7.0675 | 0.14158 | 63.8178 | 24.1957 | 4.0386 | 0.061135 | 28.2954 | 53.5616 | 6.687 | 0.13396 | 60.3826 | 22.8933 | 3.8212 | 0.057844 | 26.7723
Downstate | 2022 | 7 | 19 | 0.38437 | 7.582e-06 | 2.3076e-06 | 0.36368 | 7.1739e-06 | 2.1834e-06 | 0.47239 | 0.0026118 | 3.3295e-06 | 0.44696 | 0.0024712 | 3.1503e-06 | 58.5766 | 7.3131 | 0.1465 | 66.0362 | 25.0368 | 4.1789 | 0.06326 | 29.279 | 55.4235 | 6.9195 | 0.13861 | 62.4816 | 23.6891 | 3.954 | 0.059855 | 27.7029
Downstate | 2022 | 7 | 20 | 0.38112 | 7.5178e-06 | 2.288e-06 | 0.3606 | 7.1131e-06 | 2.1649e-06 | 0.46839 | 0.0025897 | 3.3013e-06 | 0.44318 | 0.0024503 | 3.1236e-06 | 58.0805 | 7.2512 | 0.14526 | 65.4769 | 24.8247 | 4.1435 | 0.062724 | 29.031 | 54.9541 | 6.8609 | 0.13744 | 61.9524 | 23.4884 | 3.9205 | 0.059348 | 27.4683
Downstate | 2022 | 7 | 21 | 0.36097 | 7.1203e-06 | 2.167e-06 | 0.34154 | 6.737e-06 | 2.0504e-06 | 0.44362 | 0.0024528 | 3.1267e-06 | 0.41974 | 0.0023207 | 2.9584e-06 | 55.0093 | 6.8678 | 0.13758 | 62.0146 | 23.512 | 3.9244 | 0.059408 | 27.4959 | 52.0482 | 6.4981 | 0.13017 | 58.6765 | 22.2464 | 3.7132 | 0.05621 | 26.0158
Downstate | 2022 | 7 | 22 | 0.32577 | 6.426e-06 | 1.9558e-06 | 0.30824 | 6.0801e-06 | 1.8505e-06 | 0.40037 | 0.0022136 | 2.8219e-06 | 0.37882 | 0.0020945 | 2.67e-06 | 49.6459 | 6.1982 | 0.12416 | 55.9682 | 21.2196 | 3.5418 | 0.053616 | 24.815 | 46.9735 | 5.8645 | 0.11748 | 52.9555 | 20.0774 | 3.3512 | 0.050729 | 23.4793
Downstate | 2022 | 7 | 23 | 0.30031 | 5.9237e-06 | 1.8029e-06 | 0.28414 | 5.6049e-06 | 1.7058e-06 | 0.36907 | 0.0020406 | 2.6013e-06 | 0.34921 | 0.0019308 | 2.4613e-06 | 45.7652 | 5.7137 | 0.11446 | 51.5933 | 19.5609 | 3.265 | 0.049424 | 22.8753 | 43.3017 | 5.4061 | 0.1083 | 48.8161 | 18.508 | 3.0892 | 0.046764 | 21.6439
Downstate | 2022 | 7 | 24 | 0.28472 | 5.6163e-06 | 1.7093e-06 | 0.2694 | 5.314e-06 | 1.6173e-06 | 0.34992 | 0.0019347 | 2.4663e-06 | 0.33108 | 0.0018305 | 2.3335e-06 | 43.3899 | 5.4171 | 0.10852 | 48.9156 | 18.5457 | 3.0955 | 0.046859 | 21.6881 | 41.0543 | 5.1255 | 0.10268 | 46.2825 | 17.5474 | 2.9289 | 0.044337 | 20.5206
Downstate | 2022 | 8 | 1 | 0.27457 | 5.416e-06 | 1.6483e-06 | 0.25979 | 5.1244e-06 | 1.5596e-06 | 0.33744 | 0.0018657 | 2.3783e-06 | 0.31927 | 0.0017653 | 2.2503e-06 | 41.8424 | 5.2239 | 0.10465 | 47.1709 | 17.8842 | 2.9851 | 0.045188 | 20.9145 | 39.5901 | 4.9427 | 0.099013 | 44.6318 | 16.9216 | 2.8244 | 0.042756 | 19.7887
Downstate | 2022 | 8 | 2 | 0.26586 | 5.2442e-06 | 1.5961e-06 | 0.25155 | 4.9619e-06 | 1.5101e-06 | 0.32674 | 0.0018065 | 2.3029e-06 | 0.30915 | 0.0017093 | 2.1789e-06 | 40.5153 | 5.0582 | 0.10133 | 45.6748 | 17.317 | 2.8904 | 0.043755 | 20.2512 | 38.3344 | 4.786 | 0.095873 | 43.2162 | 16.3849 | 2.7348 | 0.0414 | 19.1611
Downstate | 2022 | 8 | 3 | 0.26609 | 5.2488e-06 | 1.5975e-06 | 0.25177 | 4.9663e-06 | 1.5115e-06 | 0.32702 | 0.0018081 | 2.3049e-06 | 0.30942 | 0.0017108 | 2.1808e-06 | 40.551 | 5.0627 | 0.10142 | 45.7151 | 17.3323 | 2.893 | 0.043793 | 20.269 | 38.3682 | 4.7902 | 0.095957 | 43.2543 | 16.3993 | 2.7372 | 0.041436 | 19.178
Downstate | 2022 | 8 | 4 | 0.26358 | 5.1994e-06 | 1.5824e-06 | 0.2494 | 4.9195e-06 | 1.4972e-06 | 0.32394 | 0.0017911 | 2.2832e-06 | 0.30651 | 0.0016947 | 2.1603e-06 | 40.1689 | 5.015 | 0.10046 | 45.2843 | 17.1689 | 2.8657 | 0.043381 | 20.078 | 38.0066 | 4.745 | 0.095053 | 42.8467 | 16.2448 | 2.7114 | 0.041046 | 18.9973
Downstate | 2022 | 8 | 5 | 0.2637 | 5.2016e-06 | 1.5831e-06 | 0.2495 | 4.9216e-06 | 1.4979e-06 | 0.32408 | 0.0017918 | 2.2842e-06 | 0.30664 | 0.0016954 | 2.1612e-06 | 40.1861 | 5.0171 | 0.1005 | 45.3037 | 17.1763 | 2.8669 | 0.043399 | 20.0866 | 38.0229 | 4.7471 | 0.095094 | 42.8651 | 16.2517 | 2.7126 | 0.041063 | 19.0054
Downstate | 2022 | 8 | 6 | 0.28603 | 5.6421e-06 | 1.7172e-06 | 0.27064 | 5.3384e-06 | 1.6247e-06 | 0.35153 | 0.0019436 | 2.4776e-06 | 0.33261 | 0.001839 | 2.3443e-06 | 43.5897 | 5.4421 | 0.10902 | 49.1407 | 18.6311 | 3.1097 | 0.047075 | 21.7879 | 41.2433 | 5.1491 | 0.10315 | 46.4956 | 17.6282 | 2.9424 | 0.044541 | 20.6151
Downstate | 2022 | 8 | 7 | 0.29873 | 5.8925e-06 | 1.7934e-06 | 0.28265 | 5.5753e-06 | 1.6968e-06 | 0.36713 | 0.0020298 | 2.5876e-06 | 0.34737 | 0.0019206 | 2.4483e-06 | 45.5241 | 5.6836 | 0.11385 | 51.3215 | 19.4579 | 3.2478 | 0.049164 | 22.7548 | 43.0736 | 5.3776 | 0.10773 | 48.559 | 18.4105 | 3.0729 | 0.046518 | 21.5299
Downstate | 2022 | 8 | 8 | 0.30077 | 5.9328e-06 | 1.8056e-06 | 0.28458 | 5.6134e-06 | 1.7084e-06 | 0.36964 | 0.0020437 | 2.6053e-06 | 0.34974 | 0.0019337 | 2.465e-06 | 45.8352 | 5.7224 | 0.11463 | 51.6723 | 19.5909 | 3.2699 | 0.0495 | 22.9103 | 43.368 | 5.4144 | 0.10846 | 48.8908 | 18.5363 | 3.0939 | 0.046836 | 21.6771
Downstate | 2022 | 8 | 9 | 0.31056 | 6.1259e-06 | 1.8644e-06 | 0.29384 | 5.7962e-06 | 1.764e-06 | 0.38167 | 0.0021102 | 2.6901e-06 | 0.36113 | 0.0019966 | 2.5453e-06 | 47.3271 | 5.9087 | 0.11836 | 53.3541 | 20.2285 | 3.3764 | 0.051111 | 23.656 | 44.7795 | 5.5906 | 0.11199 | 50.4822 | 19.1396 | 3.1946 | 0.04836 | 22.3826
Downstate | 2022 | 8 | 10 | 0.30995 | 6.1139e-06 | 1.8607e-06 | 0.29326 | 5.7848e-06 | 1.7606e-06 | 0.38092 | 0.0021061 | 2.6848e-06 | 0.36042 | 0.0019927 | 2.5403e-06 | 47.2341 | 5.8971 | 0.11813 | 53.2493 | 20.1888 | 3.3697 | 0.051011 | 23.6095 | 44.6915 | 5.5796 | 0.11177 | 50.3829 | 19.102 | 3.1884 | 0.048265 | 22.3387
Downstate | 2022 | 8 | 11 | 0.31162 | 6.1468e-06 | 1.8708e-06 | 0.29484 | 5.8159e-06 | 1.7701e-06 | 0.38297 | 0.0021174 | 2.6992e-06 | 0.36236 | 0.0020035 | 2.5539e-06 | 47.4884 | 5.9288 | 0.11877 | 53.536 | 20.2975 | 3.3879 | 0.051286 | 23.7367 | 44.9322 | 5.6097 | 0.11237 | 50.6542 | 19.2049 | 3.2055 | 0.048525 | 22.4589
Downstate | 2022 | 8 | 12 | 0.3161 | 6.2353e-06 | 1.8977e-06 | 0.29909 | 5.8997e-06 | 1.7956e-06 | 0.38849 | 0.0021479 | 2.7381e-06 | 0.36758 | 0.0020323 | 2.5907e-06 | 48.1724 | 6.0142 | 0.12048 | 54.307 | 20.5898 | 3.4367 | 0.052024 | 24.0785 | 45.5793 | 5.6905 | 0.11399 | 51.3838 | 19.4815 | 3.2517 | 0.049224 | 22.7824
Downstate | 2022 | 8 | 13 | 0.32934 | 6.4965e-06 | 1.9772e-06 | 0.31161 | 6.1468e-06 | 1.8708e-06 | 0.40476 | 0.0022379 | 2.8528e-06 | 0.38297 | 0.0021174 | 2.6992e-06 | 50.19 | 6.2661 | 0.12552 | 56.5816 | 21.4522 | 3.5806 | 0.054203 | 25.087 | 47.4883 | 5.9288 | 0.11877 | 53.5359 | 20.2974 | 3.3879 | 0.051285 | 23.7366
Downstate | 2022 | 8 | 14 | 0.34109 | 6.7283e-06 | 2.0477e-06 | 0.32273 | 6.3661e-06 | 1.9375e-06 | 0.4192 | 0.0023177 | 2.9546e-06 | 0.39664 | 0.002193 | 2.7955e-06 | 51.9809 | 6.4897 | 0.13 | 58.6006 | 22.2176 | 3.7084 | 0.056137 | 25.9822 | 49.1828 | 6.1404 | 0.123 | 55.4462 | 21.0217 | 3.5088 | 0.053115 | 24.5836
Downstate | 2022 | 8 | 15 | 0.37848 | 7.4658e-06 | 2.2722e-06 | 0.35811 | 7.0639e-06 | 2.1499e-06 | 0.46515 | 0.0025718 | 3.2785e-06 | 0.44011 | 0.0024334 | 3.102e-06 | 57.6787 | 7.201 | 0.14425 | 65.024 | 24.653 | 4.1149 | 0.062291 | 28.8302 | 54.5739 | 6.8134 | 0.13649 | 61.5239 | 23.326 | 3.8934 | 0.058938 | 27.2783
Downstate | 2022 | 8 | 16 | 0.42711 | 8.425e-06 | 2.5641e-06 | 0.40412 | 7.9715e-06 | 2.4261e-06 | 0.52492 | 0.0029022 | 3.6997e-06 | 0.49666 | 0.002746 | 3.5005e-06 | 65.0896 | 8.1263 | 0.16279 | 73.3787 | 27.8206 | 4.6436 | 0.070294 | 32.5344 | 61.5859 | 7.6888 | 0.15402 | 69.4288 | 26.323 | 4.3936 | 0.06651 | 30.7832
Downstate | 2022 | 8 | 17 | 0.35907 | 7.0829e-06 | 2.1557e-06 | 0.33975 | 6.7017e-06 | 2.0396e-06 | 0.4413 | 0.0024399 | 3.1103e-06 | 0.41754 | 0.0023086 | 2.9429e-06 | 54.7209 | 6.8318 | 0.13685 | 61.6895 | 23.3888 | 3.9039 | 0.059096 | 27.3517 | 51.7753 | 6.464 | 0.12949 | 58.3688 | 22.1298 | 3.6937 | 0.055915 | 25.8794
Downstate | 2022 | 8 | 18 | 0.37105 | 7.3192e-06 | 2.2276e-06 | 0.35108 | 6.9252e-06 | 2.1077e-06 | 0.45602 | 0.0025213 | 3.2141e-06 | 0.43147 | 0.0023856 | 3.0411e-06 | 56.5459 | 7.0596 | 0.14142 | 63.747 | 24.1688 | 4.0341 | 0.061067 | 28.264 | 53.5021 | 6.6796 | 0.13381 | 60.3156 | 22.8678 | 3.8169 | 0.05778 | 26.7425
Downstate | 2022 | 8 | 19 | 0.38021 | 7.4999e-06 | 2.2826e-06 | 0.35975 | 7.0962e-06 | 2.1597e-06 | 0.46728 | 0.0025836 | 3.2934e-06 | 0.44212 | 0.0024445 | 3.1162e-06 | 57.9422 | 7.2339 | 0.14491 | 65.3211 | 24.7656 | 4.1337 | 0.062575 | 28.9619 | 54.8233 | 6.8446 | 0.13711 | 61.805 | 23.4325 | 3.9112 | 0.059207 | 27.4029
Downstate | 2022 | 8 | 20 | 0.37854 | 7.467e-06 | 2.2726e-06 | 0.35817 | 7.065e-06 | 2.1502e-06 | 0.46522 | 0.0025722 | 3.279e-06 | 0.44018 | 0.0024337 | 3.1025e-06 | 57.6877 | 7.2022 | 0.14427 | 65.0342 | 24.6569 | 4.1155 | 0.0623 | 28.8347 | 54.5825 | 6.8145 | 0.13651 | 61.5335 | 23.3296 | 3.894 | 0.058947 | 27.2825
Downstate | 2022 | 8 | 21 | 0.36294 | 7.1593e-06 | 2.1789e-06 | 0.34341 | 6.7739e-06 | 2.0616e-06 | 0.44605 | 0.0024662 | 3.1439e-06 | 0.42204 | 0.0023335 | 2.9746e-06 | 55.3108 | 6.9054 | 0.13833 | 62.3546 | 23.6409 | 3.946 | 0.059733 | 27.6466 | 52.3335 | 6.5337 | 0.13088 | 58.9981 | 22.3684 | 3.7335 | 0.056518 | 26.1584
Downstate | 2022 | 8 | 22 | 0.32916 | 6.4929e-06 | 1.9761e-06 | 0.31144 | 6.1434e-06 | 1.8697e-06 | 0.40453 | 0.0022367 | 2.8512e-06 | 0.38276 | 0.0021163 | 2.6977e-06 | 50.1622 | 6.2626 | 0.12545 | 56.5503 | 21.4403 | 3.5786 | 0.054173 | 25.0731 | 47.4621 | 5.9255 | 0.1187 | 53.5063 | 20.2862 | 3.386 | 0.051257 | 23.7235
Downstate | 2022 | 8 | 23 | 0.30106 | 5.9386e-06 | 1.8074e-06 | 0.28485 | 5.6189e-06 | 1.7101e-06 | 0.37 | 0.0020457 | 2.6078e-06 | 0.35008 | 0.0019356 | 2.4674e-06 | 45.8799 | 5.728 | 0.11474 | 51.7227 | 19.61 | 3.2731 | 0.049548 | 22.9327 | 43.4103 | 5.4197 | 0.10857 | 48.9385 | 18.5544 | 3.097 | 0.046881 | 21.6982
Downstate | 2022 | 8 | 24 | 0.28815 | 5.6839e-06 | 1.7299e-06 | 0.27264 | 5.378e-06 | 1.6368e-06 | 0.35413 | 0.001958 | 2.496e-06 | 0.33507 | 0.0018526 | 2.3616e-06 | 43.9124 | 5.4824 | 0.10982 | 49.5046 | 18.769 | 3.1328 | 0.047424 | 21.9492 | 41.5487 | 5.1872 | 0.10391 | 46.8398 | 17.7587 | 2.9641 | 0.044871 | 20.7677
Downstate | 2022 | 9 | 1 | 0.20138 | 3.9723e-06 | 1.209e-06 | 0.19054 | 3.7585e-06 | 1.1439e-06 | 0.24749 | 0.0013684 | 1.7443e-06 | 0.23417 | 0.0012947 | 1.6505e-06 | 30.6887 | 3.8314 | 0.076751 | 34.5969 | 13.117 | 2.1894 | 0.033143 | 15.3395 | 29.0368 | 3.6252 | 0.07262 | 32.7346 | 12.4109 | 2.0715 | 0.031359 | 14.5138
Downstate | 2022 | 9 | 2 | 0.16977 | 3.3488e-06 | 1.0192e-06 | 0.16063 | 3.1685e-06 | 9.6434e-07 | 0.20865 | 0.0011536 | 1.4706e-06 | 0.19741 | 0.0010915 | 1.3914e-06 | 25.872 | 3.2301 | 0.064705 | 29.1668 | 11.0582 | 1.8457 | 0.027941 | 12.9319 | 24.4794 | 3.0562 | 0.061222 | 27.5968 | 10.4629 | 1.7464 | 0.026437 | 12.2358
Downstate | 2022 | 9 | 3 | 0.18357 | 3.621e-06 | 1.102e-06 | 0.17369 | 3.4261e-06 | 1.0427e-06 | 0.2256 | 0.0012473 | 1.5901e-06 | 0.21346 | 0.0011802 | 1.5045e-06 | 27.9748 | 3.4926 | 0.069964 | 31.5373 | 11.957 | 1.9958 | 0.030212 | 13.9829 | 26.4689 | 3.3046 | 0.066198 | 29.8397 | 11.3133 | 1.8883 | 0.028585 | 13.2302
Downstate | 2022 | 9 | 4 | 0.19885 | 3.9224e-06 | 1.1938e-06 | 0.18815 | 3.7113e-06 | 1.1295e-06 | 0.24438 | 0.0013512 | 1.7225e-06 | 0.23123 | 0.0012785 | 1.6297e-06 | 30.3036 | 3.7833 | 0.075788 | 34.1627 | 12.9524 | 2.1619 | 0.032727 | 15.147 | 28.6724 | 3.5797 | 0.071709 | 32.3238 | 12.2552 | 2.0455 | 0.030965 | 14.3316
Downstate | 2022 | 9 | 5 | 0.22145 | 4.3682e-06 | 1.3295e-06 | 0.20953 | 4.1331e-06 | 1.2579e-06 | 0.27216 | 0.0015048 | 1.9182e-06 | 0.25751 | 0.0014238 | 1.815e-06 | 33.7478 | 4.2133 | 0.084402 | 38.0455 | 14.4244 | 2.4076 | 0.036446 | 16.8685 | 31.9312 | 3.9865 | 0.079858 | 35.9976 | 13.648 | 2.278 | 0.034484 | 15.9605
Downstate | 2022 | 9 | 6 | 0.27047 | 5.3353e-06 | 1.6238e-06 | 0.25592 | 5.0481e-06 | 1.5364e-06 | 0.33241 | 0.0018379 | 2.3429e-06 | 0.31452 | 0.001739 | 2.2168e-06 | 41.2188 | 5.1461 | 0.10309 | 46.468 | 17.6177 | 2.9406 | 0.044515 | 20.6029 | 39.0001 | 4.8691 | 0.097538 | 43.9667 | 16.6694 | 2.7823 | 0.042118 | 19.4938
Downstate | 2022 | 9 | 7 | 0.27808 | 5.4853e-06 | 1.6694e-06 | 0.26311 | 5.19e-06 | 1.5796e-06 | 0.34176 | 0.0018896 | 2.4088e-06 | 0.32336 | 0.0017879 | 2.2791e-06 | 42.378 | 5.2908 | 0.10599 | 47.7748 | 18.1132 | 3.0233 | 0.045766 | 21.1823 | 40.0969 | 5.006 | 0.10028 | 45.2031 | 17.1382 | 2.8606 | 0.043303 | 20.042
Downstate | 2022 | 9 | 8 | 0.26438 | 5.2151e-06 | 1.5872e-06 | 0.25015 | 4.9344e-06 | 1.5018e-06 | 0.32492 | 0.0017965 | 2.2901e-06 | 0.30743 | 0.0016998 | 2.1668e-06 | 40.2907 | 5.0302 | 0.10077 | 45.4217 | 17.221 | 2.8744 | 0.043512 | 20.1389 | 38.1219 | 4.7594 | 0.095341 | 42.9767 | 16.294 | 2.7197 | 0.04117 | 19.0549
Downstate | 2022 | 9 | 9 | 0.27141 | 5.3537e-06 | 1.6294e-06 | 0.2568 | 5.0655e-06 | 1.5417e-06 | 0.33356 | 0.0018442 | 2.351e-06 | 0.3156 | 0.001745 | 2.2244e-06 | 41.3613 | 5.1639 | 0.10344 | 46.6286 | 17.6786 | 2.9508 | 0.044668 | 20.6741 | 39.1349 | 4.8859 | 0.097875 | 44.1186 | 16.727 | 2.7919 | 0.042264 | 19.5612
Downstate | 2022 | 9 | 10 | 0.26422 | 5.2119e-06 | 1.5862e-06 | 0.25 | 4.9313e-06 | 1.5008e-06 | 0.32472 | 0.0017954 | 2.2887e-06 | 0.30724 | 0.0016987 | 2.1655e-06 | 40.2657 | 5.0271 | 0.1007 | 45.3934 | 17.2103 | 2.8726 | 0.043485 | 20.1264 | 38.0982 | 4.7565 | 0.095282 | 42.95 | 16.2839 | 2.718 | 0.041145 | 19.043
Downstate | 2022 | 9 | 11 | 0.25966 | 5.1219e-06 | 1.5588e-06 | 0.24568 | 4.8462e-06 | 1.4749e-06 | 0.31912 | 0.0017644 | 2.2492e-06 | 0.30194 | 0.0016694 | 2.1281e-06 | 39.5704 | 4.9403 | 0.098964 | 44.6096 | 16.9131 | 2.823 | 0.042734 | 19.7789 | 37.4403 | 4.6743 | 0.093637 | 42.2083 | 16.0027 | 2.671 | 0.040434 | 18.7142
Downstate | 2022 | 9 | 12 | 0.26302 | 5.1882e-06 | 1.579e-06 | 0.24886 | 4.9089e-06 | 1.494e-06 | 0.32325 | 0.0017872 | 2.2783e-06 | 0.30585 | 0.001691 | 2.1556e-06 | 40.0825 | 5.0042 | 0.10024 | 45.187 | 17.132 | 2.8595 | 0.043287 | 20.0349 | 37.9249 | 4.7348 | 0.094849 | 42.7546 | 16.2098 | 2.7056 | 0.040957 | 18.9564
Downstate | 2022 | 9 | 13 | 0.27246 | 5.3745e-06 | 1.6357e-06 | 0.2578 | 5.0852e-06 | 1.5477e-06 | 0.33485 | 0.0018514 | 2.3601e-06 | 0.31683 | 0.0017517 | 2.2331e-06 | 41.5217 | 5.1839 | 0.10384 | 46.8094 | 17.7472 | 2.9622 | 0.044842 | 20.7542 | 39.2867 | 4.9048 | 0.098254 | 44.2898 | 16.7919 | 2.8028 | 0.042428 | 19.6371
Downstate | 2022 | 9 | 14 | 0.28676 | 5.6565e-06 | 1.7216e-06 | 0.27133 | 5.352e-06 | 1.6289e-06 | 0.35243 | 0.0019486 | 2.484e-06 | 0.33346 | 0.0018437 | 2.3502e-06 | 43.7009 | 5.4559 | 0.10929 | 49.2661 | 18.6786 | 3.1177 | 0.047195 | 21.8435 | 41.3485 | 5.1623 | 0.10341 | 46.6142 | 17.6731 | 2.9499 | 0.044655 | 20.6677
Downstate | 2022 | 9 | 15 | 0.30576 | 6.0314e-06 | 1.8356e-06 | 0.28931 | 5.7067e-06 | 1.7368e-06 | 0.37578 | 0.0020777 | 2.6486e-06 | 0.35555 | 0.0019658 | 2.506e-06 | 46.5969 | 5.8175 | 0.11654 | 52.5309 | 19.9164 | 3.3243 | 0.050323 | 23.291 | 44.0886 | 5.5044 | 0.11026 | 49.7032 | 18.8443 | 3.1453 | 0.047614 | 22.0373
Downstate | 2022 | 9 | 16 | 0.33326 | 6.5738e-06 | 2.0007e-06 | 0.31533 | 6.22e-06 | 1.893e-06 | 0.40958 | 0.0022645 | 2.8868e-06 | 0.38753 | 0.0021426 | 2.7314e-06 | 50.7877 | 6.3407 | 0.12702 | 57.2554 | 21.7076 | 3.6233 | 0.054849 | 25.3858 | 48.0539 | 5.9994 | 0.12018 | 54.1735 | 20.5392 | 3.4282 | 0.051896 | 24.0193
Downstate | 2022 | 9 | 17 | 0.33464 | 6.6009e-06 | 2.009e-06 | 0.31663 | 6.2456e-06 | 1.9008e-06 | 0.41127 | 0.0022739 | 2.8987e-06 | 0.38913 | 0.0021515 | 2.7426e-06 | 50.9971 | 6.3669 | 0.12754 | 57.4915 | 21.7972 | 3.6382 | 0.055075 | 25.4904 | 48.252 | 6.0241 | 0.12068 | 54.3968 | 20.6238 | 3.4424 | 0.05211 | 24.1183
Downstate | 2022 | 9 | 18 | 0.34914 | 6.887e-06 | 2.096e-06 | 0.33035 | 6.5163e-06 | 1.9832e-06 | 0.42909 | 0.0023724 | 3.0243e-06 | 0.40599 | 0.0022447 | 2.8615e-06 | 53.207 | 6.6428 | 0.13307 | 59.9828 | 22.7417 | 3.7959 | 0.057461 | 26.595 | 50.343 | 6.2852 | 0.12591 | 56.7541 | 21.5176 | 3.5915 | 0.054368 | 25.1635
Downstate | 2022 | 9 | 19 | 0.35347 | 6.9725e-06 | 2.1221e-06 | 0.33445 | 6.5971e-06 | 2.0078e-06 | 0.43441 | 0.0024019 | 3.0618e-06 | 0.41103 | 0.0022726 | 2.897e-06 | 53.8674 | 6.7252 | 0.13472 | 60.7274 | 23.024 | 3.843 | 0.058175 | 26.9251 | 50.9678 | 6.3632 | 0.12747 | 57.4585 | 21.7846 | 3.6361 | 0.055043 | 25.4758
Downstate | 2022 | 9 | 20 | 0.33867 | 6.6805e-06 | 2.0332e-06 | 0.32044 | 6.3209e-06 | 1.9238e-06 | 0.41623 | 0.0023013 | 2.9336e-06 | 0.39382 | 0.0021774 | 2.7757e-06 | 51.6121 | 6.4436 | 0.12908 | 58.1849 | 22.06 | 3.6821 | 0.055739 | 25.7979 | 48.8339 | 6.0968 | 0.12213 | 55.0529 | 20.8726 | 3.4839 | 0.052739 | 24.4092
Downstate | 2022 | 9 | 21 | 0.32428 | 6.3966e-06 | 1.9468e-06 | 0.30682 | 6.0523e-06 | 1.842e-06 | 0.39854 | 0.0022035 | 2.8089e-06 | 0.37708 | 0.0020849 | 2.6577e-06 | 49.4184 | 6.1698 | 0.12359 | 55.7117 | 21.1224 | 3.5256 | 0.05337 | 24.7013 | 46.7583 | 5.8377 | 0.11694 | 52.7128 | 19.9854 | 3.3358 | 0.050497 | 23.3717
Downstate | 2022 | 9 | 22 | 0.29969 | 5.9116e-06 | 1.7992e-06 | 0.28356 | 5.5934e-06 | 1.7023e-06 | 0.36832 | 0.0020364 | 2.596e-06 | 0.34849 | 0.0019268 | 2.4562e-06 | 45.6715 | 5.702 | 0.11422 | 51.4877 | 19.5209 | 3.2583 | 0.049323 | 22.8285 | 43.213 | 5.395 | 0.10807 | 48.7162 | 18.4701 | 3.0829 | 0.046668 | 21.5996
Downstate | 2022 | 9 | 23 | 0.26123 | 5.153e-06 | 1.5683e-06 | 0.24717 | 4.8756e-06 | 1.4839e-06 | 0.32105 | 0.0017751 | 2.2628e-06 | 0.30377 | 0.0016795 | 2.141e-06 | 39.8108 | 4.9703 | 0.099565 | 44.8806 | 17.0159 | 2.8402 | 0.042994 | 19.899 | 37.6678 | 4.7027 | 0.094206 | 42.4647 | 16.0999 | 2.6873 | 0.04068 | 18.8279
Downstate | 2022 | 9 | 24 | 0.2474 | 4.88e-06 | 1.4852e-06 | 0.23408 | 4.6173e-06 | 1.4053e-06 | 0.30405 | 0.0016811 | 2.143e-06 | 0.28768 | 0.0015906 | 2.0276e-06 | 37.7019 | 4.707 | 0.094291 | 42.5032 | 16.1145 | 2.6897 | 0.040716 | 18.8449 | 35.6724 | 4.4536 | 0.089215 | 40.2153 | 15.2471 | 2.5449 | 0.038525 | 17.8305
Downstate | 2022 | 10 | 1 | 0.20819 | 4.1067e-06 | 1.2499e-06 | 0.19699 | 3.8857e-06 | 1.1826e-06 | 0.25587 | 0.0014147 | 1.8034e-06 | 0.2421 | 0.0013385 | 1.7063e-06 | 31.7277 | 3.9611 | 0.079349 | 35.7681 | 13.561 | 2.2635 | 0.034265 | 15.8588 | 30.0198 | 3.7479 | 0.075078 | 33.8428 | 12.831 | 2.1417 | 0.03242 | 15.0051
Downstate | 2022 | 10 | 2 | 0.20175 | 3.9796e-06 | 1.2112e-06 | 0.19089 | 3.7654e-06 | 1.146e-06 | 0.24795 | 0.0013709 | 1.7476e-06 | 0.2346 | 0.0012971 | 1.6535e-06 | 30.7455 | 3.8385 | 0.076893 | 34.6609 | 13.1412 | 2.1934 | 0.033204 | 15.3678 | 29.0905 | 3.6319 | 0.072754 | 32.7951 | 12.4338 | 2.0754 | 0.031417 | 14.5406
Downstate | 2022 | 10 | 3 | 0.2005 | 3.9549e-06 | 1.2037e-06 | 0.1897 | 3.742e-06 | 1.1389e-06 | 0.24641 | 0.0013624 | 1.7367e-06 | 0.23314 | 0.001289 | 1.6432e-06 | 30.5545 | 3.8146 | 0.076415 | 34.4455 | 13.0596 | 2.1798 | 0.032998 | 15.2724 | 28.9098 | 3.6093 | 0.072302 | 32.5914 | 12.3566 | 2.0625 | 0.031221 | 14.4503
Downstate | 2022 | 10 | 4 | 0.20852 | 4.1132e-06 | 1.2518e-06 | 0.1973 | 3.8918e-06 | 1.1845e-06 | 0.25627 | 0.0014169 | 1.8062e-06 | 0.24247 | 0.0013406 | 1.709e-06 | 31.7773 | 3.9673 | 0.079474 | 35.8241 | 13.5822 | 2.267 | 0.034318 | 15.8836 | 30.0668 | 3.7538 | 0.075196 | 33.8957 | 12.8511 | 2.145 | 0.032471 | 15.0286
Downstate | 2022 | 10 | 5 | 0.23418 | 4.6193e-06 | 1.4059e-06 | 0.22157 | 4.3707e-06 | 1.3302e-06 | 0.2878 | 0.0015913 | 2.0285e-06 | 0.27231 | 0.0015056 | 1.9193e-06 | 35.6877 | 4.4555 | 0.089253 | 40.2325 | 15.2536 | 2.546 | 0.038541 | 17.8382 | 33.7667 | 4.2157 | 0.084449 | 38.0668 | 14.4325 | 2.409 | 0.036467 | 16.878
Downstate | 2022 | 10 | 6 | 0.28282 | 5.5788e-06 | 1.6979e-06 | 0.26759 | 5.2785e-06 | 1.6065e-06 | 0.34758 | 0.0019218 | 2.4498e-06 | 0.32887 | 0.0018183 | 2.3179e-06 | 43.1 | 5.3809 | 0.10779 | 48.5887 | 18.4218 | 3.0748 | 0.046546 | 21.5431 | 40.78 | 5.0913 | 0.10199 | 45.9733 | 17.4302 | 2.9093 | 0.044041 | 20.3835
Downstate | 2022 | 10 | 7 | 0.28441 | 5.6102e-06 | 1.7075e-06 | 0.2691 | 5.3082e-06 | 1.6155e-06 | 0.34954 | 0.0019326 | 2.4636e-06 | 0.33072 | 0.0018286 | 2.331e-06 | 43.3429 | 5.4113 | 0.1084 | 48.8626 | 18.5256 | 3.0921 | 0.046809 | 21.6646 | 41.0098 | 5.12 | 0.10256 | 46.2324 | 17.5284 | 2.9257 | 0.044289 | 20.4984
Downstate | 2022 | 10 | 8 | 0.26723 | 5.2712e-06 | 1.6043e-06 | 0.25284 | 4.9875e-06 | 1.5179e-06 | 0.32842 | 0.0018158 | 2.3147e-06 | 0.31074 | 0.0017181 | 2.1901e-06 | 40.7239 | 5.0843 | 0.10185 | 45.91 | 17.4062 | 2.9053 | 0.04398 | 20.3555 | 38.5318 | 4.8106 | 0.096366 | 43.4388 | 16.4692 | 2.7489 | 0.041613 | 19.2598
Downstate | 2022 | 10 | 9 | 0.27289 | 5.3829e-06 | 1.6383e-06 | 0.2582 | 5.0931e-06 | 1.5501e-06 | 0.33538 | 0.0018543 | 2.3638e-06 | 0.31732 | 0.0017545 | 2.2365e-06 | 41.5866 | 5.192 | 0.10401 | 46.8826 | 17.7749 | 2.9668 | 0.044912 | 20.7867 | 39.3481 | 4.9125 | 0.098408 | 44.359 | 16.8181 | 2.8071 | 0.042494 | 19.6678
Downstate | 2022 | 10 | 10 | 0.26155 | 5.1593e-06 | 1.5702e-06 | 0.24747 | 4.8815e-06 | 1.4857e-06 | 0.32144 | 0.0017773 | 2.2656e-06 | 0.30414 | 0.0016816 | 2.1436e-06 | 39.8591 | 4.9763 | 0.099686 | 44.9351 | 17.0365 | 2.8436 | 0.043046 | 19.9232 | 37.7135 | 4.7084 | 0.09432 | 42.5163 | 16.1195 | 2.6905 | 0.040729 | 18.8508
Downstate | 2022 | 10 | 11 | 0.26244 | 5.1768e-06 | 1.5755e-06 | 0.24831 | 4.8981e-06 | 1.4907e-06 | 0.32253 | 0.0017833 | 2.2733e-06 | 0.30517 | 0.0016873 | 2.1509e-06 | 39.9942 | 4.9932 | 0.10002 | 45.0874 | 17.0943 | 2.8532 | 0.043192 | 19.9907 | 37.8414 | 4.7244 | 0.09464 | 42.6604 | 16.1741 | 2.6997 | 0.040867 | 18.9147
Downstate | 2022 | 10 | 12 | 0.26218 | 5.1717e-06 | 1.574e-06 | 0.24807 | 4.8933e-06 | 1.4893e-06 | 0.32222 | 0.0017815 | 2.271e-06 | 0.30487 | 0.0016856 | 2.1488e-06 | 39.9552 | 4.9883 | 0.099926 | 45.0434 | 17.0776 | 2.8505 | 0.04315 | 19.9712 | 37.8044 | 4.7198 | 0.094547 | 42.6188 | 16.1584 | 2.697 | 0.040827 | 18.8962
Downstate | 2022 | 10 | 13 | 0.27653 | 5.4548e-06 | 1.6602e-06 | 0.26165 | 5.1612e-06 | 1.5708e-06 | 0.33986 | 0.0018791 | 2.3954e-06 | 0.32156 | 0.0017779 | 2.2664e-06 | 42.1422 | 5.2613 | 0.1054 | 47.509 | 18.0124 | 3.0065 | 0.045512 | 21.0644 | 39.8738 | 4.9781 | 0.099723 | 44.9516 | 17.0428 | 2.8447 | 0.043062 | 19.9305
Downstate | 2022 | 10 | 14 | 0.28609 | 5.6432e-06 | 1.7175e-06 | 0.27069 | 5.3394e-06 | 1.625e-06 | 0.3516 | 0.001944 | 2.4781e-06 | 0.33267 | 0.0018393 | 2.3447e-06 | 43.598 | 5.4431 | 0.10904 | 49.1501 | 18.6346 | 3.1103 | 0.047084 | 21.7921 | 41.2512 | 5.1501 | 0.10317 | 46.5045 | 17.6316 | 2.9429 | 0.04455 | 20.619
Downstate | 2022 | 10 | 15 | 0.2999 | 5.9157e-06 | 1.8004e-06 | 0.28375 | 5.5972e-06 | 1.7035e-06 | 0.36857 | 0.0020378 | 2.5977e-06 | 0.34873 | 0.0019281 | 2.4579e-06 | 45.7028 | 5.7059 | 0.1143 | 51.523 | 19.5343 | 3.2605 | 0.049357 | 22.8441 | 43.2427 | 5.3987 | 0.10815 | 48.7495 | 18.4828 | 3.085 | 0.0467 | 21.6144
Downstate | 2022 | 10 | 16 | 0.33074 | 6.524e-06 | 1.9856e-06 | 0.31293 | 6.1728e-06 | 1.8787e-06 | 0.40647 | 0.0022474 | 2.8649e-06 | 0.38459 | 0.0021264 | 2.7107e-06 | 50.4027 | 6.2926 | 0.12605 | 56.8214 | 21.5431 | 3.5958 | 0.054433 | 25.1933 | 47.6896 | 5.9539 | 0.11927 | 53.7628 | 20.3834 | 3.4022 | 0.051503 | 23.8372
Downstate | 2022 | 10 | 17 | 0.34016 | 6.7098e-06 | 2.0421e-06 | 0.32185 | 6.3486e-06 | 1.9322e-06 | 0.41805 | 0.0023114 | 2.9465e-06 | 0.39555 | 0.002187 | 2.7879e-06 | 51.8381 | 6.4719 | 0.12964 | 58.4396 | 22.1566 | 3.6982 | 0.055983 | 25.9108 | 49.0477 | 6.1235 | 0.12267 | 55.2938 | 20.9639 | 3.4991 | 0.052969 | 24.516
Downstate | 2022 | 10 | 18 | 0.35257 | 6.9547e-06 | 2.1166e-06 | 0.33359 | 6.5803e-06 | 2.0027e-06 | 0.43331 | 0.0023957 | 3.054e-06 | 0.40998 | 0.0022668 | 2.8896e-06 | 53.73 | 6.7081 | 0.13438 | 60.5724 | 22.9652 | 3.8332 | 0.058026 | 26.8564 | 50.8378 | 6.347 | 0.12714 | 57.3119 | 21.7291 | 3.6268 | 0.054903 | 25.4108
Downstate | 2022 | 10 | 19 | 0.35263 | 6.9559e-06 | 2.117e-06 | 0.33365 | 6.5814e-06 | 2.003e-06 | 0.43338 | 0.0023961 | 3.0545e-06 | 0.41005 | 0.0022672 | 2.8901e-06 | 53.7392 | 6.7092 | 0.1344 | 60.5828 | 22.9692 | 3.8338 | 0.058036 | 26.8611 | 50.8465 | 6.3481 | 0.12716 | 57.3218 | 21.7328 | 3.6275 | 0.054912 | 25.4152
Downstate | 2022 | 10 | 20 | 0.34051 | 6.7168e-06 | 2.0442e-06 | 0.32218 | 6.3552e-06 | 1.9342e-06 | 0.41848 | 0.0023138 | 2.9495e-06 | 0.39596 | 0.0021892 | 2.7908e-06 | 51.8921 | 6.4786 | 0.12978 | 58.5004 | 22.1797 | 3.7021 | 0.056041 | 25.9378 | 49.0988 | 6.1299 | 0.12279 | 55.3514 | 20.9858 | 3.5028 | 0.053025 | 24.5416
Downstate | 2022 | 10 | 21 | 0.32091 | 6.3301e-06 | 1.9265e-06 | 0.30363 | 5.9893e-06 | 1.8228e-06 | 0.39439 | 0.0021806 | 2.7797e-06 | 0.37316 | 0.0020632 | 2.6301e-06 | 48.9044 | 6.1056 | 0.12231 | 55.1323 | 20.9027 | 3.4889 | 0.052815 | 24.4444 | 46.2719 | 5.7769 | 0.11572 | 52.1646 | 19.7775 | 3.3011 | 0.049972 | 23.1286
Downstate | 2022 | 10 | 22 | 0.29496 | 5.8183e-06 | 1.7708e-06 | 0.27908 | 5.5051e-06 | 1.6755e-06 | 0.3625 | 0.0020043 | 2.555e-06 | 0.34299 | 0.0018964 | 2.4175e-06 | 44.9506 | 5.612 | 0.11242 | 50.675 | 19.2128 | 3.2068 | 0.048545 | 22.4681 | 42.531 | 5.3099 | 0.10637 | 47.9472 | 18.1786 | 3.0342 | 0.045932 | 21.2587
Downstate | 2022 | 10 | 23 | 0.26278 | 5.1836e-06 | 1.5776e-06 | 0.24864 | 4.9045e-06 | 1.4927e-06 | 0.32296 | 0.0017856 | 2.2763e-06 | 0.30557 | 0.0016895 | 2.1537e-06 | 40.0469 | 4.9998 | 0.10016 | 45.1468 | 17.1168 | 2.857 | 0.043249 | 20.0171 | 37.8912 | 4.7306 | 0.094764 | 42.7166 | 16.1955 | 2.7032 | 0.040921 | 18.9396
Downstate | 2022 | 10 | 24 | 0.22595 | 4.457e-06 | 1.3565e-06 | 0.21379 | 4.2171e-06 | 1.2835e-06 | 0.27769 | 0.0015353 | 1.9572e-06 | 0.26274 | 0.0014527 | 1.8518e-06 | 34.4335 | 4.2989 | 0.086117 | 38.8186 | 14.7176 | 2.4565 | 0.037187 | 17.2113 | 32.58 | 4.0675 | 0.081481 | 36.729 | 13.9253 | 2.3243 | 0.035185 | 16.2848
Downstate | 2022 | 11 | 1 | 0.22882 | 4.5137e-06 | 1.3737e-06 | 0.21651 | 4.2707e-06 | 1.2998e-06 | 0.28122 | 0.0015549 | 1.9821e-06 | 0.26608 | 0.0014712 | 1.8754e-06 | 34.8713 | 4.3536 | 0.087212 | 39.3122 | 14.9047 | 2.4878 | 0.03766 | 17.4301 | 32.9943 | 4.1193 | 0.082517 | 37.196 | 14.1024 | 2.3539 | 0.035632 | 16.4919
Downstate | 2022 | 11 | 2 | 0.2158 | 4.2568e-06 | 1.2956e-06 | 0.20419 | 4.0277e-06 | 1.2258e-06 | 0.26522 | 0.0014664 | 1.8693e-06 | 0.25094 | 0.0013875 | 1.7687e-06 | 32.8871 | 4.1059 | 0.082249 | 37.0753 | 14.0566 | 2.3462 | 0.035517 | 16.4383 | 31.1169 | 3.8849 | 0.077822 | 35.0796 | 13.3 | 2.2199 | 0.033605 | 15.5535
Downstate | 2022 | 11 | 3 | 0.22543 | 4.4466e-06 | 1.3533e-06 | 0.21329 | 4.2073e-06 | 1.2805e-06 | 0.27704 | 0.0015318 | 1.9527e-06 | 0.26213 | 0.0014493 | 1.8475e-06 | 34.3535 | 4.289 | 0.085917 | 38.7284 | 14.6834 | 2.4508 | 0.0371 | 17.1713 | 32.5043 | 4.0581 | 0.081292 | 36.6437 | 13.893 | 2.3189 | 0.035103 | 16.247
Downstate | 2022 | 11 | 4 | 0.22959 | 4.5289e-06 | 1.3783e-06 | 0.21723 | 4.2851e-06 | 1.3042e-06 | 0.28217 | 0.0015601 | 1.9888e-06 | 0.26698 | 0.0014761 | 1.8817e-06 | 34.9887 | 4.3683 | 0.087505 | 39.4445 | 14.9549 | 2.4961 | 0.037786 | 17.4888 | 33.1054 | 4.1331 | 0.082795 | 37.3213 | 14.1499 | 2.3618 | 0.035752 | 16.5474
Downstate | 2022 | 11 | 5 | 0.22687 | 4.4751e-06 | 1.362e-06 | 0.21466 | 4.2342e-06 | 1.2887e-06 | 0.27882 | 0.0015416 | 1.9652e-06 | 0.26381 | 0.0014586 | 1.8594e-06 | 34.5734 | 4.3164 | 0.086467 | 38.9763 | 14.7774 | 2.4665 | 0.037338 | 17.2812 | 32.7124 | 4.0841 | 0.081812 | 36.8783 | 13.9819 | 2.3338 | 0.035328 | 16.351
Downstate | 2022 | 11 | 6 | 0.2629 | 5.1859e-06 | 1.5783e-06 | 0.24875 | 4.9067e-06 | 1.4934e-06 | 0.3231 | 0.0017864 | 2.2773e-06 | 0.30571 | 0.0016903 | 2.1547e-06 | 40.0647 | 5.002 | 0.1002 | 45.1669 | 17.1244 | 2.8583 | 0.043268 | 20.026 | 37.9081 | 4.7327 | 0.094807 | 42.7357 | 16.2027 | 2.7044 | 0.040939 | 18.948
Downstate | 2022 | 11 | 7 | 0.28467 | 5.6153e-06 | 1.709e-06 | 0.26935 | 5.3131e-06 | 1.617e-06 | 0.34986 | 0.0019344 | 2.4659e-06 | 0.33103 | 0.0018302 | 2.3331e-06 | 43.3827 | 5.4162 | 0.1085 | 48.9074 | 18.5426 | 3.095 | 0.046851 | 21.6844 | 41.0474 | 5.1247 | 0.10266 | 46.2748 | 17.5445 | 2.9284 | 0.04433 | 20.5172
Downstate | 2022 | 11 | 8 | 0.28785 | 5.6779e-06 | 1.7281e-06 | 0.27235 | 5.3723e-06 | 1.635e-06 | 0.35376 | 0.0019559 | 2.4933e-06 | 0.33472 | 0.0018506 | 2.3591e-06 | 43.8661 | 5.4766 | 0.10971 | 49.4524 | 18.7492 | 3.1295 | 0.047374 | 21.9261 | 41.5048 | 5.1818 | 0.1038 | 46.7904 | 17.74 | 2.961 | 0.044824 | 20.7458
Downstate | 2022 | 11 | 9 | 0.28113 | 5.5454e-06 | 1.6877e-06 | 0.266 | 5.2469e-06 | 1.5969e-06 | 0.34551 | 0.0019103 | 2.4352e-06 | 0.32691 | 0.0018075 | 2.3041e-06 | 42.8427 | 5.3488 | 0.10715 | 48.2986 | 18.3118 | 3.0565 | 0.046268 | 21.4145 | 40.5365 | 5.0609 | 0.10138 | 45.6988 | 17.3261 | 2.8919 | 0.043778 | 20.2618
Downstate | 2022 | 11 | 10 | 0.2766 | 5.456e-06 | 1.6605e-06 | 0.26171 | 5.1623e-06 | 1.5711e-06 | 0.33993 | 0.0018795 | 2.3959e-06 | 0.32163 | 0.0017783 | 2.2669e-06 | 42.1517 | 5.2625 | 0.10542 | 47.5196 | 18.0164 | 3.0072 | 0.045522 | 21.0691 | 39.8827 | 4.9793 | 0.099745 | 44.9617 | 17.0466 | 2.8453 | 0.043072 | 19.935
Downstate | 2022 | 11 | 11 | 0.27238 | 5.3728e-06 | 1.6352e-06 | 0.25772 | 5.0836e-06 | 1.5472e-06 | 0.33475 | 0.0018508 | 2.3594e-06 | 0.31673 | 0.0017512 | 2.2324e-06 | 41.5088 | 5.1823 | 0.10381 | 46.7949 | 17.7417 | 2.9613 | 0.044828 | 20.7478 | 39.2745 | 4.9033 | 0.098224 | 44.276 | 16.7867 | 2.8019 | 0.042415 | 19.631
Downstate | 2022 | 11 | 12 | 0.27692 | 5.4623e-06 | 1.6624e-06 | 0.26201 | 5.1683e-06 | 1.573e-06 | 0.34033 | 0.0018816 | 2.3987e-06 | 0.32201 | 0.0017804 | 2.2696e-06 | 42.2004 | 5.2686 | 0.10554 | 47.5745 | 18.0373 | 3.0106 | 0.045575 | 21.0935 | 39.9288 | 4.985 | 0.09986 | 45.0137 | 17.0663 | 2.8486 | 0.043121 | 19.958
Downstate | 2022 | 11 | 13 | 0.29795 | 5.8773e-06 | 1.7888e-06 | 0.28192 | 5.561e-06 | 1.6925e-06 | 0.36618 | 0.0020246 | 2.5809e-06 | 0.34647 | 0.0019156 | 2.442e-06 | 45.4067 | 5.6689 | 0.11356 | 51.1892 | 19.4077 | 3.2394 | 0.049037 | 22.6961 | 42.9625 | 5.3638 | 0.10745 | 48.4337 | 18.363 | 3.065 | 0.046398 | 21.4744
Downstate | 2022 | 11 | 14 | 0.2939 | 5.7974e-06 | 1.7644e-06 | 0.27808 | 5.4854e-06 | 1.6695e-06 | 0.3612 | 0.0019971 | 2.5458e-06 | 0.34176 | 0.0018896 | 2.4088e-06 | 44.7894 | 5.5918 | 0.11202 | 50.4932 | 19.1439 | 3.1953 | 0.048371 | 22.3876 | 42.3784 | 5.2908 | 0.10599 | 47.7753 | 18.1134 | 3.0233 | 0.045767 | 21.1825
Downstate | 2022 | 11 | 15 | 0.31376 | 6.1892e-06 | 1.8837e-06 | 0.29688 | 5.856e-06 | 1.7823e-06 | 0.38561 | 0.002132 | 2.7179e-06 | 0.36486 | 0.0020173 | 2.5716e-06 | 47.816 | 5.9697 | 0.11959 | 53.9053 | 20.4375 | 3.4113 | 0.051639 | 23.9004 | 45.2422 | 5.6484 | 0.11315 | 51.0037 | 19.3374 | 3.2276 | 0.04886 | 22.6139
Downstate | 2022 | 11 | 16 | 0.34831 | 6.8706e-06 | 2.091e-06 | 0.32956 | 6.5007e-06 | 1.9785e-06 | 0.42807 | 0.0023668 | 3.0171e-06 | 0.40502 | 0.0022394 | 2.8547e-06 | 53.0802 | 6.6269 | 0.13275 | 59.8398 | 22.6875 | 3.7868 | 0.057324 | 26.5316 | 50.2229 | 6.2702 | 0.12561 | 56.6187 | 21.4663 | 3.583 | 0.054239 | 25.1035
Downstate | 2022 | 11 | 17 | 0.35376 | 6.9781e-06 | 2.1238e-06 | 0.33472 | 6.6025e-06 | 2.0095e-06 | 0.43477 | 0.0024038 | 3.0643e-06 | 0.41136 | 0.0022744 | 2.8994e-06 | 53.9112 | 6.7307 | 0.13483 | 60.7767 | 23.0427 | 3.8461 | 0.058222 | 26.947 | 51.0092 | 6.3684 | 0.12757 | 57.5052 | 21.8023 | 3.6391 | 0.055088 | 25.4965
Downstate | 2022 | 11 | 18 | 0.35919 | 7.0851e-06 | 2.1563e-06 | 0.33985 | 6.7038e-06 | 2.0403e-06 | 0.44143 | 0.0024407 | 3.1113e-06 | 0.41767 | 0.0023093 | 2.9438e-06 | 54.7379 | 6.8339 | 0.1369 | 61.7087 | 23.3961 | 3.9051 | 0.059115 | 27.3603 | 51.7915 | 6.466 | 0.12953 | 58.387 | 22.1367 | 3.6949 | 0.055933 | 25.8875
Downstate | 2022 | 11 | 19 | 0.3587 | 7.0756e-06 | 2.1534e-06 | 0.33939 | 6.6947e-06 | 2.0375e-06 | 0.44084 | 0.0024374 | 3.1071e-06 | 0.41711 | 0.0023062 | 2.9398e-06 | 54.664 | 6.8247 | 0.13671 | 61.6254 | 23.3645 | 3.8998 | 0.059035 | 27.3233 | 51.7215 | 6.4573 | 0.12935 | 58.3082 | 22.1068 | 3.6899 | 0.055857 | 25.8525
Downstate | 2022 | 11 | 20 | 0.3364 | 6.6356e-06 | 2.0195e-06 | 0.31829 | 6.2785e-06 | 1.9108e-06 | 0.41343 | 0.0022858 | 2.9139e-06 | 0.39118 | 0.0021628 | 2.7571e-06 | 51.2653 | 6.4003 | 0.12821 | 57.7938 | 21.9118 | 3.6573 | 0.055364 | 25.6245 | 48.5057 | 6.0558 | 0.12131 | 54.6828 | 20.7323 | 3.4605 | 0.052384 | 24.2451
Downstate | 2022 | 11 | 21 | 0.32424 | 6.3957e-06 | 1.9465e-06 | 0.30678 | 6.0515e-06 | 1.8418e-06 | 0.39848 | 0.0022032 | 2.8086e-06 | 0.37703 | 0.0020846 | 2.6574e-06 | 49.4119 | 6.1689 | 0.12358 | 55.7044 | 21.1196 | 3.5251 | 0.053363 | 24.6981 | 46.7521 | 5.8369 | 0.11692 | 52.7059 | 19.9827 | 3.3354 | 0.05049 | 23.3686
Downstate | 2022 | 11 | 22 | 0.29589 | 5.8366e-06 | 1.7764e-06 | 0.27996 | 5.5225e-06 | 1.6807e-06 | 0.36365 | 0.0020106 | 2.563e-06 | 0.34407 | 0.0019024 | 2.4251e-06 | 45.0923 | 5.6297 | 0.11277 | 50.8348 | 19.2733 | 3.217 | 0.048698 | 22.539 | 42.6651 | 5.3266 | 0.1067 | 48.0984 | 18.2359 | 3.0438 | 0.046077 | 21.3257
Downstate | 2022 | 11 | 23 | 0.26419 | 5.2112e-06 | 1.586e-06 | 0.24997 | 4.9307e-06 | 1.5007e-06 | 0.32468 | 0.0017952 | 2.2884e-06 | 0.30721 | 0.0016985 | 2.1652e-06 | 40.2607 | 5.0264 | 0.10069 | 45.3878 | 17.2082 | 2.8723 | 0.04348 | 20.1239 | 38.0935 | 4.7559 | 0.09527 | 42.9447 | 16.2819 | 2.7176 | 0.041139 | 19.0407
Downstate | 2022 | 11 | 24 | 0.23866 | 4.7077e-06 | 1.4328e-06 | 0.22581 | 4.4542e-06 | 1.3556e-06 | 0.29331 | 0.0016217 | 2.0673e-06 | 0.27752 | 0.0015344 | 1.956e-06 | 36.3701 | 4.5407 | 0.09096 | 41.0018 | 15.5453 | 2.5947 | 0.039278 | 18.1793 | 34.4124 | 4.2963 | 0.086064 | 38.7947 | 14.7085 | 2.455 | 0.037164 | 17.2007
Downstate | 2022 | 12 | 1 | 0.24978 | 4.9271e-06 | 1.4996e-06 | 0.23634 | 4.6619e-06 | 1.4188e-06 | 0.30698 | 0.0016973 | 2.1637e-06 | 0.29046 | 0.0016059 | 2.0472e-06 | 38.0657 | 4.7524 | 0.095201 | 42.9133 | 16.27 | 2.7157 | 0.041109 | 19.0268 | 36.0167 | 4.4966 | 0.090076 | 40.6034 | 15.3942 | 2.5695 | 0.038897 | 18.0026
Downstate | 2022 | 12 | 2 | 0.24619 | 4.8562e-06 | 1.478e-06 | 0.23294 | 4.5948e-06 | 1.3984e-06 | 0.30256 | 0.0016729 | 2.1325e-06 | 0.28628 | 0.0015828 | 2.0177e-06 | 37.5179 | 4.684 | 0.093831 | 42.2958 | 16.0359 | 2.6766 | 0.040518 | 18.753 | 35.4984 | 4.4319 | 0.08878 | 40.019 | 15.1727 | 2.5325 | 0.038337 | 17.7435
Downstate | 2022 | 12 | 3 | 0.2616 | 5.1602e-06 | 1.5705e-06 | 0.24752 | 4.8824e-06 | 1.486e-06 | 0.3215 | 0.0017776 | 2.266e-06 | 0.3042 | 0.0016819 | 2.144e-06 | 39.8662 | 4.9772 | 0.099704 | 44.9431 | 17.0396 | 2.8441 | 0.043054 | 19.9268 | 37.7203 | 4.7093 | 0.094337 | 42.5239 | 16.1224 | 2.691 | 0.040736 | 18.8541
Downstate | 2022 | 12 | 4 | 0.25749 | 5.0792e-06 | 1.5458e-06 | 0.24363 | 4.8058e-06 | 1.4626e-06 | 0.31645 | 0.0017497 | 2.2304e-06 | 0.29942 | 0.0016555 | 2.1104e-06 | 39.2403 | 4.8991 | 0.098138 | 44.2375 | 16.7721 | 2.7995 | 0.042378 | 19.6139 | 37.128 | 4.6353 | 0.092856 | 41.8562 | 15.8692 | 2.6488 | 0.040097 | 18.5581
Downstate | 2022 | 12 | 5 | 0.24517 | 4.8362e-06 | 1.4719e-06 | 0.23198 | 4.5759e-06 | 1.3927e-06 | 0.30132 | 0.001666 | 2.1237e-06 | 0.2851 | 0.0015763 | 2.0094e-06 | 37.3631 | 4.6647 | 0.093444 | 42.1212 | 15.9697 | 2.6655 | 0.040351 | 18.6756 | 35.3519 | 4.4136 | 0.088414 | 39.8539 | 15.1101 | 2.5221 | 0.038179 | 17.6703
Downstate | 2022 | 12 | 6 | 0.26841 | 5.2946e-06 | 1.6114e-06 | 0.25396 | 5.0096e-06 | 1.5247e-06 | 0.32988 | 0.0018239 | 2.325e-06 | 0.31212 | 0.0017257 | 2.1999e-06 | 40.9045 | 5.1068 | 0.1023 | 46.1136 | 17.4834 | 2.9182 | 0.044175 | 20.4457 | 38.7027 | 4.8319 | 0.096794 | 43.6314 | 16.5423 | 2.7611 | 0.041797 | 19.3452
Downstate | 2022 | 12 | 7 | 0.29418 | 5.8028e-06 | 1.7661e-06 | 0.27834 | 5.4905e-06 | 1.671e-06 | 0.36154 | 0.0019989 | 2.5482e-06 | 0.34208 | 0.0018913 | 2.411e-06 | 44.8311 | 5.597 | 0.11212 | 50.5402 | 19.1617 | 3.1983 | 0.048416 | 22.4084 | 42.4179 | 5.2958 | 0.10609 | 47.8197 | 18.1302 | 3.0262 | 0.04581 | 21.2022
Downstate | 2022 | 12 | 8 | 0.30297 | 5.9762e-06 | 1.8188e-06 | 0.28666 | 5.6545e-06 | 1.7209e-06 | 0.37234 | 0.0020587 | 2.6243e-06 | 0.3523 | 0.0019478 | 2.4831e-06 | 46.1704 | 5.7643 | 0.11547 | 52.0501 | 19.7341 | 3.2939 | 0.049862 | 23.0778 | 43.6851 | 5.454 | 0.10925 | 49.2484 | 18.6719 | 3.1166 | 0.047178 | 21.8356
Downstate | 2022 | 12 | 9 | 0.28705 | 5.6623e-06 | 1.7233e-06 | 0.2716 | 5.3575e-06 | 1.6305e-06 | 0.35278 | 0.0019505 | 2.4865e-06 | 0.33379 | 0.0018455 | 2.3526e-06 | 43.7452 | 5.4615 | 0.1094 | 49.3161 | 18.6975 | 3.1208 | 0.047243 | 21.8656 | 41.3904 | 5.1675 | 0.10352 | 46.6615 | 17.6911 | 2.9529 | 0.0447 | 20.6886
Downstate | 2022 | 12 | 10 | 0.27874 | 5.4982e-06 | 1.6734e-06 | 0.26373 | 5.2023e-06 | 1.5833e-06 | 0.34256 | 0.001894 | 2.4144e-06 | 0.32412 | 0.0017921 | 2.2845e-06 | 42.4779 | 5.3033 | 0.10624 | 47.8874 | 18.1559 | 3.0304 | 0.045874 | 21.2322 | 40.1914 | 5.0178 | 0.10052 | 45.3097 | 17.1786 | 2.8673 | 0.043405 | 20.0893
Downstate | 2022 | 12 | 11 | 0.28515 | 5.6248e-06 | 1.7119e-06 | 0.26981 | 5.3221e-06 | 1.6198e-06 | 0.35045 | 0.0019376 | 2.47e-06 | 0.33159 | 0.0018333 | 2.3371e-06 | 43.456 | 5.4254 | 0.10868 | 48.9901 | 18.5739 | 3.1002 | 0.046931 | 21.7211 | 41.1169 | 5.1333 | 0.10283 | 46.353 | 17.5741 | 2.9333 | 0.044405 | 20.5519
Downstate | 2022 | 12 | 12 | 0.2933 | 5.7855e-06 | 1.7608e-06 | 0.27751 | 5.4741e-06 | 1.666e-06 | 0.36046 | 0.001993 | 2.5406e-06 | 0.34106 | 0.0018857 | 2.4038e-06 | 44.6972 | 5.5803 | 0.11179 | 50.3893 | 19.1044 | 3.1888 | 0.048271 | 22.3415 | 42.2912 | 5.28 | 0.10577 | 47.6769 | 18.0761 | 3.0171 | 0.045673 | 21.1389
Downstate | 2022 | 12 | 13 | 0.31089 | 6.1324e-06 | 1.8664e-06 | 0.29415 | 5.8023e-06 | 1.7659e-06 | 0.38208 | 0.0021125 | 2.6929e-06 | 0.36151 | 0.0019988 | 2.548e-06 | 47.3775 | 5.915 | 0.11849 | 53.4109 | 20.25 | 3.38 | 0.051166 | 23.6812 | 44.8272 | 5.5966 | 0.11211 | 50.5359 | 19.16 | 3.198 | 0.048412 | 22.4065
Downstate | 2022 | 12 | 14 | 0.32722 | 6.4546e-06 | 1.9644e-06 | 0.30961 | 6.1071e-06 | 1.8587e-06 | 0.40215 | 0.0022235 | 2.8344e-06 | 0.3805 | 0.0021038 | 2.6818e-06 | 49.8665 | 6.2257 | 0.12471 | 56.2169 | 21.3139 | 3.5575 | 0.053854 | 24.9253 | 47.1822 | 5.8906 | 0.118 | 53.1908 | 20.1666 | 3.366 | 0.050955 | 23.5836
Downstate | 2022 | 12 | 15 | 0.33402 | 6.5887e-06 | 2.0053e-06 | 0.31604 | 6.2341e-06 | 1.8973e-06 | 0.41051 | 0.0022697 | 2.8933e-06 | 0.38841 | 0.0021475 | 2.7376e-06 | 50.9028 | 6.3551 | 0.12731 | 57.3852 | 21.7568 | 3.6315 | 0.054973 | 25.4433 | 48.1627 | 6.013 | 0.12045 | 54.2962 | 20.5857 | 3.436 | 0.052014 | 24.0737
Downstate | 2022 | 12 | 16 | 0.35917 | 7.0849e-06 | 2.1563e-06 | 0.33984 | 6.7035e-06 | 2.0402e-06 | 0.44142 | 0.0024406 | 3.1112e-06 | 0.41766 | 0.0023092 | 2.9437e-06 | 54.7361 | 6.8337 | 0.13689 | 61.7066 | 23.3953 | 3.905 | 0.059113 | 27.3593 | 51.7897 | 6.4658 | 0.12952 | 58.3851 | 22.1359 | 3.6948 | 0.055931 | 25.8866
Downstate | 2022 | 12 | 17 | 0.36227 | 7.1461e-06 | 2.1749e-06 | 0.34277 | 6.7614e-06 | 2.0578e-06 | 0.44523 | 0.0024617 | 3.1381e-06 | 0.42126 | 0.0023292 | 2.9691e-06 | 55.2086 | 6.8927 | 0.13807 | 62.2393 | 23.5972 | 3.9387 | 0.059623 | 27.5955 | 52.2368 | 6.5216 | 0.13064 | 58.889 | 22.327 | 3.7266 | 0.056414 | 26.1101
Downstate | 2022 | 12 | 18 | 0.44793 | 8.8357e-06 | 2.6891e-06 | 0.42382 | 8.36e-06 | 2.5444e-06 | 0.5505 | 0.0030437 | 3.88e-06 | 0.52087 | 0.0028799 | 3.6711e-06 | 68.2619 | 8.5223 | 0.17072 | 76.955 | 29.1765 | 4.8699 | 0.07372 | 34.1201 | 64.5875 | 8.0636 | 0.16153 | 72.8126 | 27.606 | 4.6078 | 0.069752 | 32.2835
Downstate | 2022 | 12 | 19 | 0.44353 | 8.749e-06 | 2.6627e-06 | 0.41966 | 8.278e-06 | 2.5194e-06 | 0.5451 | 0.0030138 | 3.8419e-06 | 0.51576 | 0.0028516 | 3.6351e-06 | 67.5922 | 8.4387 | 0.16905 | 76.2 | 28.8902 | 4.8221 | 0.072997 | 33.7853 | 63.9538 | 7.9845 | 0.15995 | 72.0982 | 27.3351 | 4.5626 | 0.069067 | 31.9667
Downstate | 2022 | 12 | 20 | 0.39696 | 7.8303e-06 | 2.3831e-06 | 0.3756 | 7.4088e-06 | 2.2549e-06 | 0.48786 | 0.0026974 | 3.4385e-06 | 0.4616 | 0.0025522 | 3.2534e-06 | 60.4951 | 7.5527 | 0.1513 | 68.199 | 25.8568 | 4.3158 | 0.065332 | 30.2379 | 57.2387 | 7.1461 | 0.14315 | 64.528 | 24.4649 | 4.0835 | 0.061815 | 28.6102
Downstate | 2022 | 12 | 21 | 0.34227 | 6.7515e-06 | 2.0548e-06 | 0.32385 | 6.388e-06 | 1.9442e-06 | 0.42065 | 0.0023257 | 2.9648e-06 | 0.398 | 0.0022005 | 2.8052e-06 | 52.1601 | 6.5121 | 0.13045 | 58.8026 | 22.2942 | 3.7212 | 0.056331 | 26.0717 | 49.3524 | 6.1615 | 0.12343 | 55.6373 | 21.0942 | 3.5209 | 0.053299 | 24.6683
Downstate | 2022 | 12 | 22 | 0.3214 | 6.3398e-06 | 1.9295e-06 | 0.3041 | 5.9985e-06 | 1.8256e-06 | 0.39499 | 0.0021839 | 2.784e-06 | 0.37373 | 0.0020664 | 2.6341e-06 | 48.9793 | 6.1149 | 0.1225 | 55.2167 | 20.9347 | 3.4943 | 0.052896 | 24.4819 | 46.3428 | 5.7858 | 0.1159 | 52.2445 | 19.8078 | 3.3062 | 0.050048 | 23.164
Downstate | 2022 | 12 | 23 | 0.30141 | 5.9455e-06 | 1.8095e-06 | 0.28519 | 5.6255e-06 | 1.7121e-06 | 0.37043 | 0.0020481 | 2.6109e-06 | 0.35049 | 0.0019379 | 2.4703e-06 | 45.9338 | 5.7347 | 0.11488 | 51.7834 | 19.633 | 3.277 | 0.049607 | 22.9596 | 43.4612 | 5.426 | 0.10869 | 48.9959 | 18.5762 | 3.1006 | 0.046936 | 21.7237
Downstate | 2022 | 12 | 24 | 0.28155 | 5.5537e-06 | 1.6903e-06 | 0.26639 | 5.2548e-06 | 1.5993e-06 | 0.34602 | 0.0019131 | 2.4388e-06 | 0.3274 | 0.0018102 | 2.3075e-06 | 42.9066 | 5.3568 | 0.10731 | 48.3707 | 18.3391 | 3.061 | 0.046337 | 21.4465 | 40.597 | 5.0684 | 0.10153 | 45.767 | 17.352 | 2.8963 | 0.043843 | 20.2921
Downstate | 2023 | 1 | 1 | 0.26622 | 5.2513e-06 | 1.5982e-06 | 0.24357 | 4.8046e-06 | 1.4623e-06 | 0.32718 | 0.0018089 | 2.306e-06 | 0.29935 | 0.0016551 | 2.1099e-06 | 41.2243 | 5.246 | 0.10377 | 46.574 | 17.6676 | 2.8943 | 0.04612 | 20.608 | 37.7179 | 4.7997 | 0.094943 | 42.6126 | 16.1648 | 2.6481 | 0.042197 | 18.8551
Downstate | 2023 | 1 | 2 | 0.25948 | 5.1183e-06 | 1.5578e-06 | 0.23741 | 4.683e-06 | 1.4253e-06 | 0.31889 | 0.0017632 | 2.2476e-06 | 0.29177 | 0.0016132 | 2.0564e-06 | 40.1807 | 5.1132 | 0.10114 | 45.395 | 17.2203 | 2.821 | 0.044952 | 20.0863 | 36.763 | 4.6782 | 0.09254 | 41.5338 | 15.7556 | 2.5811 | 0.041129 | 18.3778
Downstate | 2023 | 1 | 3 | 0.29315 | 5.7825e-06 | 1.7599e-06 | 0.26821 | 5.2907e-06 | 1.6102e-06 | 0.36028 | 0.0019919 | 2.5393e-06 | 0.32963 | 0.0018225 | 2.3233e-06 | 45.3947 | 5.7767 | 0.11427 | 51.2857 | 19.4549 | 3.1871 | 0.050786 | 22.6928 | 41.5336 | 5.2853 | 0.10455 | 46.9234 | 17.8001 | 2.916 | 0.046466 | 20.7626
Downstate | 2023 | 1 | 4 | 0.28195 | 5.5616e-06 | 1.6926e-06 | 0.25796 | 5.0885e-06 | 1.5487e-06 | 0.34651 | 0.0019158 | 2.4422e-06 | 0.31704 | 0.0017529 | 2.2345e-06 | 43.6601 | 5.5559 | 0.1099 | 49.3259 | 18.7115 | 3.0653 | 0.048845 | 21.8257 | 39.9465 | 5.0833 | 0.10055 | 45.1304 | 17.1199 | 2.8046 | 0.04469 | 19.9692
Downstate | 2023 | 1 | 5 | 0.25698 | 5.0692e-06 | 1.5428e-06 | 0.23513 | 4.638e-06 | 1.4116e-06 | 0.31583 | 0.0017462 | 2.226e-06 | 0.28897 | 0.0015977 | 2.0367e-06 | 39.7947 | 5.064 | 0.10017 | 44.9589 | 17.0549 | 2.7939 | 0.04452 | 19.8933 | 36.4099 | 4.6333 | 0.091651 | 41.1348 | 15.6042 | 2.5563 | 0.040734 | 18.2013
Downstate | 2023 | 1 | 6 | 0.28802 | 5.6814e-06 | 1.7291e-06 | 0.26352 | 5.1981e-06 | 1.582e-06 | 0.35397 | 0.0019571 | 2.4949e-06 | 0.32387 | 0.0017906 | 2.2827e-06 | 44.6008 | 5.6756 | 0.11227 | 50.3887 | 19.1146 | 3.1314 | 0.049897 | 22.2959 | 40.8072 | 5.1929 | 0.10272 | 46.1028 | 17.4888 | 2.865 | 0.045653 | 20.3995
Downstate | 2023 | 1 | 7 | 0.29839 | 5.8858e-06 | 1.7913e-06 | 0.27301 | 5.3852e-06 | 1.639e-06 | 0.36671 | 0.0020275 | 2.5846e-06 | 0.33552 | 0.0018551 | 2.3648e-06 | 46.2058 | 5.8799 | 0.11631 | 52.202 | 19.8025 | 3.2441 | 0.051693 | 23.0982 | 42.2756 | 5.3797 | 0.10642 | 47.7618 | 18.1181 | 2.9681 | 0.047296 | 21.1335
Downstate | 2023 | 1 | 8 | 0.33269 | 6.5625e-06 | 1.9973e-06 | 0.30439 | 6.0043e-06 | 1.8274e-06 | 0.40887 | 0.0022606 | 2.8818e-06 | 0.3741 | 0.0020684 | 2.6367e-06 | 51.518 | 6.5559 | 0.12968 | 58.2035 | 22.0791 | 3.617 | 0.057636 | 25.7538 | 47.136 | 5.9982 | 0.11865 | 53.2529 | 20.2011 | 3.3094 | 0.052734 | 23.5632
Downstate | 2023 | 1 | 9 | 0.34141 | 6.7345e-06 | 2.0496e-06 | 0.31237 | 6.1616e-06 | 1.8753e-06 | 0.41959 | 0.0023199 | 2.9573e-06 | 0.3839 | 0.0021226 | 2.7058e-06 | 52.8679 | 6.7276 | 0.13308 | 59.7286 | 22.6577 | 3.7118 | 0.059146 | 26.4286 | 48.371 | 6.1554 | 0.12176 | 54.6482 | 20.7304 | 3.3961 | 0.054115 | 24.1806
Downstate | 2023 | 1 | 10 | 0.28669 | 5.6552e-06 | 1.7211e-06 | 0.26231 | 5.1742e-06 | 1.5748e-06 | 0.35234 | 0.0019481 | 2.4834e-06 | 0.32237 | 0.0017824 | 2.2721e-06 | 44.3953 | 5.6495 | 0.11175 | 50.1565 | 19.0266 | 3.117 | 0.049667 | 22.1932 | 40.6191 | 5.1689 | 0.10225 | 45.8903 | 17.4082 | 2.8518 | 0.045443 | 20.3055
Downstate | 2023 | 1 | 11 | 0.28535 | 5.6288e-06 | 1.7131e-06 | 0.26108 | 5.15e-06 | 1.5674e-06 | 0.3507 | 0.001939 | 2.4718e-06 | 0.32087 | 0.0017741 | 2.2615e-06 | 44.1878 | 5.6231 | 0.11123 | 49.9221 | 18.9376 | 3.1024 | 0.049435 | 22.0894 | 40.4293 | 5.1448 | 0.10177 | 45.6758 | 17.3268 | 2.8385 | 0.04523 | 20.2106
Downstate | 2023 | 1 | 12 | 0.29474 | 5.814e-06 | 1.7695e-06 | 0.26967 | 5.3195e-06 | 1.619e-06 | 0.36224 | 0.0020028 | 2.5531e-06 | 0.33143 | 0.0018324 | 2.3359e-06 | 45.6419 | 5.8081 | 0.11489 | 51.5649 | 19.5608 | 3.2045 | 0.051062 | 22.8164 | 41.7597 | 5.3141 | 0.10512 | 47.1789 | 17.897 | 2.9319 | 0.046719 | 20.8756
Downstate | 2023 | 1 | 13 | 0.35138 | 6.9312e-06 | 2.1095e-06 | 0.32149 | 6.3417e-06 | 1.9301e-06 | 0.43184 | 0.0023877 | 3.0437e-06 | 0.39511 | 0.0021846 | 2.7848e-06 | 54.4124 | 6.9242 | 0.13697 | 61.4736 | 23.3196 | 3.8202 | 0.060874 | 27.2007 | 49.7842 | 6.3352 | 0.12532 | 56.2448 | 21.3361 | 3.4953 | 0.055696 | 24.8871
Downstate | 2023 | 1 | 14 | 0.41295 | 8.1456e-06 | 2.4791e-06 | 0.37782 | 7.4527e-06 | 2.2682e-06 | 0.5075 | 0.002806 | 3.577e-06 | 0.46434 | 0.0025673 | 3.2727e-06 | 63.9456 | 8.1373 | 0.16096 | 72.2439 | 27.4053 | 4.4896 | 0.071539 | 31.9663 | 58.5065 | 7.4452 | 0.14727 | 66.099 | 25.0742 | 4.1077 | 0.065454 | 29.2474
Downstate | 2023 | 1 | 15 | 0.40419 | 7.9728e-06 | 2.4265e-06 | 0.36981 | 7.2947e-06 | 2.2201e-06 | 0.49674 | 0.0027465 | 3.5011e-06 | 0.45449 | 0.0025129 | 3.2033e-06 | 62.5894 | 7.9647 | 0.15755 | 70.7116 | 26.824 | 4.3943 | 0.070022 | 31.2884 | 57.2656 | 7.2873 | 0.14415 | 64.6971 | 24.5424 | 4.0206 | 0.064066 | 28.627
Downstate | 2023 | 1 | 16 | 0.39272 | 7.7465e-06 | 2.3576e-06 | 0.35931 | 7.0876e-06 | 2.1571e-06 | 0.48264 | 0.0026685 | 3.4017e-06 | 0.44159 | 0.0024415 | 3.1124e-06 | 60.813 | 7.7387 | 0.15308 | 68.7048 | 26.0627 | 4.2696 | 0.068035 | 30.4004 | 55.6404 | 7.0805 | 0.14006 | 62.8609 | 23.8459 | 3.9065 | 0.062248 | 27.8146
Downstate | 2023 | 1 | 17 | 0.40471 | 7.9831e-06 | 2.4296e-06 | 0.37028 | 7.3041e-06 | 2.223e-06 | 0.49738 | 0.00275 | 3.5056e-06 | 0.45508 | 0.0025161 | 3.2074e-06 | 62.6701 | 7.975 | 0.15775 | 70.8028 | 26.8586 | 4.4 | 0.070112 | 31.3287 | 57.3395 | 7.2967 | 0.14433 | 64.7805 | 24.5741 | 4.0257 | 0.064149 | 28.664
Downstate | 2023 | 1 | 18 | 0.45762 | 9.0268e-06 | 2.7473e-06 | 0.4187 | 8.259e-06 | 2.5136e-06 | 0.56241 | 0.0031095 | 3.964e-06 | 0.51457 | 0.0028451 | 3.6268e-06 | 70.8637 | 9.0177 | 0.17838 | 80.0597 | 30.3702 | 4.9753 | 0.079279 | 35.4247 | 64.8362 | 8.2507 | 0.16321 | 73.25 | 27.7869 | 4.5521 | 0.072536 | 32.4116
Downstate | 2023 | 1 | 19 | 0.36108 | 7.1225e-06 | 2.1677e-06 | 0.33037 | 6.5167e-06 | 1.9833e-06 | 0.44376 | 0.0024536 | 3.1277e-06 | 0.40602 | 0.0022449 | 2.8617e-06 | 55.9143 | 7.1153 | 0.14075 | 63.1704 | 23.9633 | 3.9257 | 0.062554 | 27.9515 | 51.1584 | 6.5101 | 0.12878 | 57.7973 | 21.925 | 3.5918 | 0.057234 | 25.574
Downstate | 2023 | 1 | 20 | 0.3466 | 6.8368e-06 | 2.0808e-06 | 0.31712 | 6.2553e-06 | 1.9038e-06 | 0.42597 | 0.0023551 | 3.0023e-06 | 0.38973 | 0.0021548 | 2.7469e-06 | 53.6716 | 6.8299 | 0.1351 | 60.6367 | 23.0021 | 3.7682 | 0.060045 | 26.8304 | 49.1064 | 6.249 | 0.12361 | 55.479 | 21.0456 | 3.4477 | 0.054938 | 24.5483
Downstate | 2023 | 1 | 21 | 0.36517 | 7.2032e-06 | 2.1923e-06 | 0.33411 | 6.5906e-06 | 2.0058e-06 | 0.44879 | 0.0024814 | 3.1632e-06 | 0.41062 | 0.0022703 | 2.8941e-06 | 56.548 | 7.1959 | 0.14234 | 63.8863 | 24.2349 | 3.9702 | 0.063263 | 28.2683 | 51.7381 | 6.5839 | 0.13024 | 58.4523 | 22.1735 | 3.6325 | 0.057882 | 25.8639
Downstate | 2023 | 1 | 22 | 0.34704 | 6.8456e-06 | 2.0835e-06 | 0.31752 | 6.2634e-06 | 1.9062e-06 | 0.42651 | 0.0023582 | 3.0061e-06 | 0.39023 | 0.0021576 | 2.7504e-06 | 53.7406 | 6.8387 | 0.13528 | 60.7145 | 23.0317 | 3.7731 | 0.060122 | 26.8649 | 49.1695 | 6.257 | 0.12377 | 55.5503 | 21.0726 | 3.4521 | 0.055009 | 24.5798
Downstate | 2023 | 1 | 23 | 0.31464 | 6.2064e-06 | 1.8889e-06 | 0.28788 | 5.6785e-06 | 1.7282e-06 | 0.38669 | 0.002138 | 2.7254e-06 | 0.3538 | 0.0019561 | 2.4936e-06 | 48.7227 | 6.2002 | 0.12264 | 55.0455 | 20.8812 | 3.4208 | 0.054509 | 24.3564 | 44.5785 | 5.6728 | 0.11221 | 50.3634 | 19.1051 | 3.1298 | 0.049872 | 22.2847
Downstate | 2023 | 1 | 24 | 0.31254 | 6.1651e-06 | 1.8763e-06 | 0.28596 | 5.6407e-06 | 1.7167e-06 | 0.38411 | 0.0021237 | 2.7073e-06 | 0.35144 | 0.0019431 | 2.477e-06 | 48.3983 | 6.1589 | 0.12183 | 54.679 | 20.7421 | 3.398 | 0.054146 | 24.1943 | 44.2816 | 5.635 | 0.11147 | 50.0281 | 18.9778 | 3.109 | 0.04954 | 22.1363
Downstate | 2023 | 2 | 1 | 0.22454 | 4.4291e-06 | 1.348e-06 | 0.20544 | 4.0524e-06 | 1.2333e-06 | 0.27595 | 0.0015257 | 1.945e-06 | 0.25248 | 0.001396 | 1.7795e-06 | 34.7701 | 4.4246 | 0.087523 | 39.2823 | 14.9015 | 2.4412 | 0.038899 | 17.3816 | 31.8126 | 4.0483 | 0.080079 | 35.941 | 13.634 | 2.2335 | 0.035591 | 15.9031
Downstate | 2023 | 2 | 2 | 0.21452 | 4.2316e-06 | 1.2879e-06 | 0.19628 | 3.8717e-06 | 1.1783e-06 | 0.26365 | 0.0014577 | 1.8582e-06 | 0.24122 | 0.0013337 | 1.7002e-06 | 33.2197 | 4.2273 | 0.083621 | 37.5307 | 14.237 | 2.3323 | 0.037165 | 16.6065 | 30.3941 | 3.8678 | 0.076508 | 34.3384 | 13.026 | 2.1339 | 0.034004 | 15.194
Downstate | 2023 | 2 | 3 | 0.23217 | 4.5798e-06 | 1.3938e-06 | 0.21243 | 4.1902e-06 | 1.2753e-06 | 0.28534 | 0.0015776 | 2.0111e-06 | 0.26107 | 0.0014434 | 1.8401e-06 | 35.9528 | 4.5751 | 0.0905 | 40.6185 | 15.4084 | 2.5242 | 0.040222 | 17.9728 | 32.8948 | 4.186 | 0.082803 | 37.1636 | 14.0978 | 2.3095 | 0.036801 | 16.4441
Downstate | 2023 | 2 | 4 | 0.22909 | 4.5189e-06 | 1.3753e-06 | 0.2096 | 4.1345e-06 | 1.2583e-06 | 0.28155 | 0.0015567 | 1.9844e-06 | 0.2576 | 0.0014243 | 1.8156e-06 | 35.4748 | 4.5143 | 0.089297 | 40.0784 | 15.2035 | 2.4907 | 0.039688 | 17.7338 | 32.4574 | 4.1303 | 0.081702 | 36.6694 | 13.9103 | 2.2788 | 0.036312 | 16.2254
Downstate | 2023 | 2 | 5 | 0.21563 | 4.2533e-06 | 1.2945e-06 | 0.19729 | 3.8916e-06 | 1.1844e-06 | 0.265 | 0.0014652 | 1.8678e-06 | 0.24246 | 0.0013406 | 1.7089e-06 | 33.3903 | 4.249 | 0.08405 | 37.7233 | 14.3101 | 2.3443 | 0.037355 | 16.6918 | 30.5502 | 3.8876 | 0.076901 | 34.5147 | 13.0929 | 2.1449 | 0.034178 | 15.272
Downstate | 2023 | 2 | 6 | 0.25541 | 5.038e-06 | 1.5333e-06 | 0.23368 | 4.6095e-06 | 1.4029e-06 | 0.31389 | 0.0017355 | 2.2123e-06 | 0.28719 | 0.0015879 | 2.0242e-06 | 39.5502 | 5.0329 | 0.099556 | 44.6827 | 16.9501 | 2.7768 | 0.044247 | 19.7711 | 36.1861 | 4.6048 | 0.091088 | 40.8821 | 15.5083 | 2.5406 | 0.040483 | 18.0894
Downstate | 2023 | 2 | 7 | 0.26255 | 5.179e-06 | 1.5762e-06 | 0.24022 | 4.7385e-06 | 1.4422e-06 | 0.32268 | 0.0017841 | 2.2743e-06 | 0.29523 | 0.0016323 | 2.0808e-06 | 40.6572 | 5.1738 | 0.10234 | 45.9333 | 17.4245 | 2.8545 | 0.045485 | 20.3245 | 37.1989 | 4.7337 | 0.093637 | 42.0263 | 15.9424 | 2.6117 | 0.041616 | 18.5957
Downstate | 2023 | 2 | 8 | 0.25924 | 5.1136e-06 | 1.5563e-06 | 0.23719 | 4.6786e-06 | 1.4239e-06 | 0.3186 | 0.0017615 | 2.2455e-06 | 0.2915 | 0.0016117 | 2.0545e-06 | 40.1435 | 5.1084 | 0.10105 | 45.353 | 17.2044 | 2.8184 | 0.044911 | 20.0677 | 36.729 | 4.6739 | 0.092454 | 41.4953 | 15.741 | 2.5787 | 0.041091 | 18.3608
Downstate | 2023 | 2 | 9 | 0.24675 | 4.8674e-06 | 1.4814e-06 | 0.22577 | 4.4534e-06 | 1.3554e-06 | 0.30326 | 0.0016767 | 2.1374e-06 | 0.27746 | 0.0015341 | 1.9556e-06 | 38.2105 | 4.8624 | 0.096183 | 43.1691 | 16.3759 | 2.6827 | 0.042748 | 19.1014 | 34.9604 | 4.4488 | 0.088002 | 39.4972 | 14.983 | 2.4545 | 0.039112 | 17.4767
Downstate | 2023 | 2 | 10 | 0.22556 | 4.4493e-06 | 1.3541e-06 | 0.20637 | 4.0708e-06 | 1.239e-06 | 0.27721 | 0.0015327 | 1.9538e-06 | 0.25363 | 0.0014023 | 1.7876e-06 | 34.9284 | 4.4448 | 0.087922 | 39.4612 | 14.9693 | 2.4523 | 0.039076 | 17.4607 | 31.9575 | 4.0667 | 0.080443 | 36.1047 | 13.6961 | 2.2437 | 0.035753 | 15.9755
Downstate | 2023 | 2 | 11 | 0.22557 | 4.4496e-06 | 1.3542e-06 | 0.20639 | 4.0711e-06 | 1.239e-06 | 0.27723 | 0.0015328 | 1.9539e-06 | 0.25365 | 0.0014024 | 1.7877e-06 | 34.9305 | 4.445 | 0.087927 | 39.4635 | 14.9702 | 2.4524 | 0.039079 | 17.4617 | 31.9594 | 4.067 | 0.080448 | 36.1068 | 13.6969 | 2.2438 | 0.035755 | 15.9765
Downstate | 2023 | 2 | 12 | 0.23653 | 4.6657e-06 | 1.42e-06 | 0.21641 | 4.2689e-06 | 1.2992e-06 | 0.29069 | 0.0016072 | 2.0489e-06 | 0.26597 | 0.0014705 | 1.8746e-06 | 36.6274 | 4.661 | 0.092198 | 41.3806 | 15.6975 | 2.5716 | 0.040977 | 18.31 | 33.512 | 4.2645 | 0.084356 | 37.8609 | 14.3623 | 2.3528 | 0.037492 | 16.7526
Downstate | 2023 | 2 | 13 | 0.27465 | 5.4175e-06 | 1.6488e-06 | 0.25128 | 4.9567e-06 | 1.5086e-06 | 0.33754 | 0.0018662 | 2.379e-06 | 0.30883 | 0.0017075 | 2.1767e-06 | 42.5295 | 5.412 | 0.10706 | 48.0486 | 18.2269 | 2.986 | 0.04758 | 21.2605 | 38.9121 | 4.9517 | 0.097949 | 43.9617 | 16.6766 | 2.732 | 0.043533 | 19.4521
Downstate | 2023 | 2 | 14 | 0.29419 | 5.8031e-06 | 1.7662e-06 | 0.26917 | 5.3095e-06 | 1.6159e-06 | 0.36156 | 0.001999 | 2.5483e-06 | 0.3308 | 0.001829 | 2.3316e-06 | 45.5563 | 5.7972 | 0.11467 | 51.4682 | 19.5241 | 3.1985 | 0.050966 | 22.7736 | 41.6814 | 5.3041 | 0.10492 | 47.0904 | 17.8635 | 2.9264 | 0.046631 | 20.8365
Downstate | 2023 | 2 | 15 | 0.29761 | 5.8705e-06 | 1.7867e-06 | 0.27229 | 5.3712e-06 | 1.6347e-06 | 0.36576 | 0.0020223 | 2.5779e-06 | 0.33465 | 0.0018502 | 2.3586e-06 | 46.0853 | 5.8645 | 0.11601 | 52.0659 | 19.7509 | 3.2356 | 0.051558 | 23.038 | 42.1654 | 5.3657 | 0.10614 | 47.6373 | 18.0709 | 2.9604 | 0.047173 | 21.0785
Downstate | 2023 | 2 | 16 | 0.30958 | 6.1067e-06 | 1.8586e-06 | 0.28325 | 5.5873e-06 | 1.7005e-06 | 0.38048 | 0.0021036 | 2.6816e-06 | 0.34811 | 0.0019247 | 2.4536e-06 | 47.9399 | 6.1005 | 0.12067 | 54.1611 | 20.5457 | 3.3658 | 0.053633 | 23.9651 | 43.8622 | 5.5816 | 0.11041 | 49.5543 | 18.7981 | 3.0795 | 0.049071 | 21.9267
Downstate | 2023 | 2 | 17 | 0.31825 | 6.2777e-06 | 1.9106e-06 | 0.29118 | 5.7437e-06 | 1.7481e-06 | 0.39113 | 0.0021625 | 2.7567e-06 | 0.35786 | 0.0019786 | 2.5223e-06 | 49.2822 | 6.2714 | 0.12405 | 55.6776 | 21.1209 | 3.4601 | 0.055135 | 24.6361 | 45.0904 | 5.7379 | 0.1135 | 50.9418 | 19.3244 | 3.1658 | 0.050445 | 22.5406
Downstate | 2023 | 2 | 18 | 0.45099 | 8.8961e-06 | 2.7075e-06 | 0.41263 | 8.1394e-06 | 2.4772e-06 | 0.55426 | 0.0030645 | 3.9065e-06 | 0.50712 | 0.0028038 | 3.5743e-06 | 69.8372 | 8.8871 | 0.17579 | 78.9001 | 29.9302 | 4.9032 | 0.078131 | 34.9116 | 63.897 | 8.1311 | 0.16084 | 72.189 | 27.3844 | 4.4861 | 0.071485 | 31.9421
Downstate | 2023 | 2 | 19 | 0.41136 | 8.1142e-06 | 2.4695e-06 | 0.37637 | 7.424e-06 | 2.2595e-06 | 0.50555 | 0.0027952 | 3.5632e-06 | 0.46255 | 0.0025574 | 3.2601e-06 | 63.6994 | 8.106 | 0.16034 | 71.9657 | 27.2997 | 4.4723 | 0.071264 | 31.8433 | 58.2813 | 7.4165 | 0.14671 | 65.8445 | 24.9777 | 4.0919 | 0.065202 | 29.1348
Downstate | 2023 | 2 | 20 | 0.36979 | 7.2944e-06 | 2.22e-06 | 0.33834 | 6.674e-06 | 2.0312e-06 | 0.45447 | 0.0025128 | 3.2032e-06 | 0.41582 | 0.002299 | 2.9307e-06 | 57.2636 | 7.287 | 0.14414 | 64.6947 | 24.5415 | 4.0204 | 0.064064 | 28.626 | 52.3929 | 6.6672 | 0.13188 | 59.192 | 22.4541 | 3.6785 | 0.058615 | 26.1912
Downstate | 2023 | 2 | 21 | 0.35073 | 6.9183e-06 | 2.1056e-06 | 0.3209 | 6.3299e-06 | 1.9265e-06 | 0.43104 | 0.0023832 | 3.038e-06 | 0.39438 | 0.0021805 | 2.7796e-06 | 54.3112 | 6.9113 | 0.13671 | 61.3592 | 23.2762 | 3.8131 | 0.060761 | 27.1501 | 49.6916 | 6.3235 | 0.12508 | 56.1402 | 21.2964 | 3.4888 | 0.055593 | 24.8408
Downstate | 2023 | 2 | 22 | 0.30608 | 6.0377e-06 | 1.8376e-06 | 0.28005 | 5.5241e-06 | 1.6813e-06 | 0.37617 | 0.0020798 | 2.6513e-06 | 0.34418 | 0.0019029 | 2.4258e-06 | 47.3978 | 6.0316 | 0.11931 | 53.5487 | 20.3133 | 3.3278 | 0.053026 | 23.6941 | 43.3662 | 5.5185 | 0.10916 | 48.9939 | 18.5855 | 3.0447 | 0.048516 | 21.6787
Downstate | 2023 | 2 | 23 | 0.27209 | 5.3672e-06 | 1.6335e-06 | 0.24895 | 4.9106e-06 | 1.4945e-06 | 0.3344 | 0.0018489 | 2.3569e-06 | 0.30595 | 0.0016916 | 2.1564e-06 | 42.134 | 5.3617 | 0.10606 | 47.6018 | 18.0574 | 2.9582 | 0.047138 | 21.0628 | 38.5502 | 4.9057 | 0.097038 | 43.5529 | 16.5215 | 2.7066 | 0.043128 | 19.2712
Downstate | 2023 | 2 | 24 | 0.27011 | 5.3282e-06 | 1.6216e-06 | 0.24714 | 4.8749e-06 | 1.4837e-06 | 0.33197 | 0.0018354 | 2.3398e-06 | 0.30373 | 0.0016793 | 2.1407e-06 | 41.8278 | 5.3228 | 0.10529 | 47.2559 | 17.9262 | 2.9367 | 0.046795 | 20.9097 | 38.27 | 4.87 | 0.096333 | 43.2364 | 16.4014 | 2.6869 | 0.042815 | 19.1312
Downstate | 2023 | 3 | 1 | 0.21659 | 4.2723e-06 | 1.3003e-06 | 0.19817 | 3.909e-06 | 1.1897e-06 | 0.26619 | 0.0014717 | 1.8761e-06 | 0.24354 | 0.0013465 | 1.7165e-06 | 33.5394 | 4.268 | 0.084425 | 37.8919 | 14.374 | 2.3548 | 0.037522 | 16.7663 | 30.6866 | 3.905 | 0.077244 | 34.6689 | 13.1514 | 2.1545 | 0.034331 | 15.3402
Downstate | 2023 | 3 | 2 | 0.20694 | 4.082e-06 | 1.2424e-06 | 0.18934 | 3.7348e-06 | 1.1367e-06 | 0.25433 | 0.0014062 | 1.7926e-06 | 0.2327 | 0.0012866 | 1.6401e-06 | 32.0455 | 4.0779 | 0.080665 | 36.2041 | 13.7338 | 2.2499 | 0.035851 | 16.0195 | 29.3198 | 3.7311 | 0.073804 | 33.1246 | 12.5656 | 2.0585 | 0.032802 | 14.6569
Downstate | 2023 | 3 | 3 | 0.22385 | 4.4156e-06 | 1.3439e-06 | 0.20481 | 4.04e-06 | 1.2296e-06 | 0.27511 | 0.0015211 | 1.939e-06 | 0.25171 | 0.0013917 | 1.7741e-06 | 34.664 | 4.4111 | 0.087256 | 39.1624 | 14.856 | 2.4337 | 0.03878 | 17.3285 | 31.7156 | 4.0359 | 0.079834 | 35.8313 | 13.5924 | 2.2267 | 0.035482 | 15.8546
Downstate | 2023 | 3 | 4 | 0.22401 | 4.4188e-06 | 1.3448e-06 | 0.20496 | 4.0429e-06 | 1.2305e-06 | 0.27531 | 0.0015222 | 1.9404e-06 | 0.25189 | 0.0013927 | 1.7754e-06 | 34.6888 | 4.4143 | 0.087319 | 39.1905 | 14.8666 | 2.4355 | 0.038808 | 17.3409 | 31.7383 | 4.0388 | 0.079892 | 35.857 | 13.6021 | 2.2283 | 0.035507 | 15.8659
Downstate | 2023 | 3 | 5 | 0.24004 | 4.735e-06 | 1.4411e-06 | 0.21962 | 4.3322e-06 | 1.3185e-06 | 0.29501 | 0.0016311 | 2.0793e-06 | 0.26992 | 0.0014924 | 1.9024e-06 | 37.171 | 4.7302 | 0.093567 | 41.9947 | 15.9304 | 2.6097 | 0.041585 | 18.5818 | 34.0093 | 4.3278 | 0.085608 | 38.4228 | 14.5754 | 2.3878 | 0.038048 | 17.0012
Downstate | 2023 | 3 | 6 | 0.26158 | 5.1598e-06 | 1.5704e-06 | 0.23933 | 4.7209e-06 | 1.4368e-06 | 0.32148 | 0.0017774 | 2.2658e-06 | 0.29413 | 0.0016263 | 2.0731e-06 | 40.5061 | 5.1546 | 0.10196 | 45.7627 | 17.3598 | 2.8439 | 0.045316 | 20.249 | 37.0608 | 4.7161 | 0.093289 | 41.8702 | 15.8832 | 2.602 | 0.041462 | 18.5267
Downstate | 2023 | 3 | 7 | 0.28292 | 5.5808e-06 | 1.6985e-06 | 0.25886 | 5.1061e-06 | 1.554e-06 | 0.34771 | 0.0019225 | 2.4507e-06 | 0.31813 | 0.0017589 | 2.2422e-06 | 43.8111 | 5.5751 | 0.11028 | 49.4965 | 18.7762 | 3.0759 | 0.049014 | 21.9011 | 40.0846 | 5.1009 | 0.1009 | 45.2865 | 17.1791 | 2.8143 | 0.044845 | 20.0383
Downstate | 2023 | 3 | 8 | 0.26262 | 5.1803e-06 | 1.5766e-06 | 0.24028 | 4.7397e-06 | 1.4425e-06 | 0.32276 | 0.0017845 | 2.2748e-06 | 0.2953 | 0.0016327 | 2.0814e-06 | 40.6675 | 5.1751 | 0.10237 | 45.9449 | 17.4289 | 2.8552 | 0.045497 | 20.3296 | 37.2084 | 4.7349 | 0.093661 | 42.037 | 15.9465 | 2.6124 | 0.041627 | 18.6004
Downstate | 2023 | 3 | 9 | 0.28722 | 5.6656e-06 | 1.7243e-06 | 0.26279 | 5.1837e-06 | 1.5776e-06 | 0.35299 | 0.0019517 | 2.4879e-06 | 0.32296 | 0.0017857 | 2.2763e-06 | 44.4766 | 5.6598 | 0.11196 | 50.2484 | 19.0614 | 3.1227 | 0.049758 | 22.2338 | 40.6935 | 5.1784 | 0.10243 | 45.9744 | 17.4401 | 2.8571 | 0.045526 | 20.3427
Downstate | 2023 | 3 | 10 | 0.25846 | 5.0982e-06 | 1.5516e-06 | 0.23647 | 4.6646e-06 | 1.4197e-06 | 0.31764 | 0.0017562 | 2.2388e-06 | 0.29062 | 0.0016068 | 2.0484e-06 | 40.0228 | 5.0931 | 0.10075 | 45.2166 | 17.1526 | 2.81 | 0.044776 | 20.0073 | 36.6185 | 4.6598 | 0.092176 | 41.3705 | 15.6936 | 2.571 | 0.040967 | 18.3056
Downstate | 2023 | 3 | 11 | 0.25346 | 4.9996e-06 | 1.5216e-06 | 0.2319 | 4.5744e-06 | 1.3922e-06 | 0.3115 | 0.0017223 | 2.1955e-06 | 0.285 | 0.0015758 | 2.0087e-06 | 39.2488 | 4.9946 | 0.098797 | 44.3421 | 16.8209 | 2.7556 | 0.04391 | 19.6204 | 35.9104 | 4.5697 | 0.090393 | 40.5705 | 15.3902 | 2.5212 | 0.040175 | 17.9516
Downstate | 2023 | 3 | 12 | 0.24755 | 4.8831e-06 | 1.4862e-06 | 0.2265 | 4.4677e-06 | 1.3597e-06 | 0.30424 | 0.0016821 | 2.1443e-06 | 0.27836 | 0.001539 | 1.9619e-06 | 38.3339 | 4.8781 | 0.096494 | 43.3086 | 16.4288 | 2.6914 | 0.042886 | 19.1631 | 35.0733 | 4.4632 | 0.088286 | 39.6248 | 15.0314 | 2.4625 | 0.039238 | 17.5331
Downstate | 2023 | 3 | 13 | 0.26135 | 5.1553e-06 | 1.569e-06 | 0.23912 | 4.7168e-06 | 1.4356e-06 | 0.3212 | 0.0017759 | 2.2639e-06 | 0.29388 | 0.0016249 | 2.0713e-06 | 40.4713 | 5.1501 | 0.10187 | 45.7233 | 17.3448 | 2.8414 | 0.045277 | 20.2316 | 37.0289 | 4.7121 | 0.093209 | 41.8342 | 15.8695 | 2.5998 | 0.041426 | 18.5107
Downstate | 2023 | 3 | 14 | 0.27839 | 5.4914e-06 | 1.6713e-06 | 0.25471 | 5.0243e-06 | 1.5291e-06 | 0.34214 | 0.0018917 | 2.4114e-06 | 0.31304 | 0.0017308 | 2.2063e-06 | 43.1092 | 5.4858 | 0.10851 | 48.7036 | 18.4754 | 3.0267 | 0.048229 | 21.5503 | 39.4425 | 5.0192 | 0.099284 | 44.561 | 16.9039 | 2.7692 | 0.044126 | 19.7173
Downstate | 2023 | 3 | 15 | 0.28976 | 5.7156e-06 | 1.7395e-06 | 0.26511 | 5.2295e-06 | 1.5916e-06 | 0.35611 | 0.0019689 | 2.5099e-06 | 0.32582 | 0.0018014 | 2.2964e-06 | 44.8697 | 5.7098 | 0.11295 | 50.6925 | 19.2299 | 3.1503 | 0.050198 | 22.4303 | 41.0532 | 5.2242 | 0.10334 | 46.3807 | 17.5942 | 2.8823 | 0.045928 | 20.5225
Downstate | 2023 | 3 | 16 | 0.31073 | 6.1293e-06 | 1.8655e-06 | 0.2843 | 5.608e-06 | 1.7068e-06 | 0.38188 | 0.0021114 | 2.6916e-06 | 0.3494 | 0.0019318 | 2.4626e-06 | 48.1175 | 6.1231 | 0.12112 | 54.3617 | 20.6218 | 3.3783 | 0.053832 | 24.0539 | 44.0247 | 5.6023 | 0.11082 | 49.7378 | 18.8677 | 3.0909 | 0.049253 | 22.0079
Downstate | 2023 | 3 | 17 | 0.32751 | 6.4603e-06 | 1.9662e-06 | 0.29965 | 5.9108e-06 | 1.799e-06 | 0.40251 | 0.0022254 | 2.8369e-06 | 0.36827 | 0.0020362 | 2.5956e-06 | 50.716 | 6.4538 | 0.12766 | 57.2974 | 21.7354 | 3.5607 | 0.056739 | 25.3529 | 46.4022 | 5.9049 | 0.1168 | 52.4239 | 19.8867 | 3.2579 | 0.051913 | 23.1964
Downstate | 2023 | 3 | 18 | 0.36392 | 7.1785e-06 | 2.1848e-06 | 0.33297 | 6.5679e-06 | 1.9989e-06 | 0.44725 | 0.0024728 | 3.1523e-06 | 0.40921 | 0.0022625 | 2.8842e-06 | 56.3539 | 7.1713 | 0.14185 | 63.667 | 24.1517 | 3.9566 | 0.063046 | 28.1713 | 51.5606 | 6.5613 | 0.12979 | 58.2517 | 22.0974 | 3.62 | 0.057684 | 25.7751
Downstate | 2023 | 3 | 19 | 0.40493 | 7.9874e-06 | 2.4309e-06 | 0.37048 | 7.308e-06 | 2.2242e-06 | 0.49765 | 0.0027515 | 3.5075e-06 | 0.45532 | 0.0025174 | 3.2092e-06 | 62.7037 | 7.9793 | 0.15784 | 70.8408 | 26.873 | 4.4024 | 0.07015 | 31.3455 | 57.3703 | 7.3006 | 0.14441 | 64.8153 | 24.5873 | 4.0279 | 0.064183 | 28.6794
Downstate | 2023 | 3 | 20 | 0.37518 | 7.4006e-06 | 2.2523e-06 | 0.34326 | 6.7711e-06 | 2.0608e-06 | 0.46109 | 0.0025493 | 3.2498e-06 | 0.42187 | 0.0023325 | 2.9734e-06 | 58.0969 | 7.3931 | 0.14624 | 65.6362 | 24.8987 | 4.0789 | 0.064996 | 29.0426 | 53.1553 | 6.7642 | 0.1338 | 60.0534 | 22.7809 | 3.732 | 0.059468 | 26.5723
Downstate | 2023 | 3 | 21 | 0.32893 | 6.4883e-06 | 1.9747e-06 | 0.30095 | 5.9364e-06 | 1.8067e-06 | 0.40425 | 0.0022351 | 2.8492e-06 | 0.36987 | 0.002045 | 2.6069e-06 | 50.9355 | 6.4817 | 0.12821 | 57.5455 | 21.8295 | 3.5761 | 0.056984 | 25.4626 | 46.6031 | 5.9304 | 0.11731 | 52.6508 | 19.9727 | 3.272 | 0.052137 | 23.2968
Downstate | 2023 | 3 | 22 | 0.29727 | 5.8638e-06 | 1.7846e-06 | 0.27198 | 5.365e-06 | 1.6328e-06 | 0.36534 | 0.00202 | 2.575e-06 | 0.33427 | 0.0018481 | 2.356e-06 | 46.0329 | 5.8579 | 0.11587 | 52.0067 | 19.7284 | 3.2319 | 0.0515 | 23.0118 | 42.1175 | 5.3596 | 0.10602 | 47.5831 | 18.0504 | 2.957 | 0.047119 | 21.0545
Downstate | 2023 | 3 | 23 | 0.26019 | 5.1325e-06 | 1.5621e-06 | 0.23806 | 4.6959e-06 | 1.4292e-06 | 0.31978 | 0.001768 | 2.2538e-06 | 0.29258 | 0.0016176 | 2.0621e-06 | 40.2918 | 5.1273 | 0.10142 | 45.5205 | 17.2679 | 2.8288 | 0.045077 | 20.1419 | 36.8647 | 4.6912 | 0.092796 | 41.6487 | 15.7992 | 2.5882 | 0.041243 | 18.4286
Downstate | 2023 | 3 | 24 | 0.23158 | 4.568e-06 | 1.3903e-06 | 0.21188 | 4.1795e-06 | 1.272e-06 | 0.28461 | 0.0015736 | 2.006e-06 | 0.2604 | 0.0014397 | 1.8353e-06 | 35.8605 | 4.5634 | 0.090268 | 40.5142 | 15.3688 | 2.5177 | 0.040119 | 17.9266 | 32.8103 | 4.1752 | 0.08259 | 37.0681 | 14.0616 | 2.3036 | 0.036707 | 16.4018
Downstate | 2023 | 4 | 1 | 0.13203 | 2.6044e-06 | 7.9263e-07 | 0.1208 | 2.3828e-06 | 7.2521e-07 | 0.16226 | 0.00089715 | 1.1437e-06 | 0.14846 | 0.00082084 | 1.0464e-06 | 20.4452 | 2.6017 | 0.051465 | 23.0984 | 8.7622 | 1.4354 | 0.022873 | 10.2205 | 18.7062 | 2.3804 | 0.047087 | 21.1337 | 8.0169 | 1.3133 | 0.020928 | 9.3512
Downstate | 2023 | 4 | 2 | 0.11814 | 2.3303e-06 | 7.0922e-07 | 0.10809 | 2.1321e-06 | 6.489e-07 | 0.14519 | 0.00080274 | 1.0233e-06 | 0.13284 | 0.00073446 | 9.3626e-07 | 18.2936 | 2.3279 | 0.046049 | 20.6676 | 7.8401 | 1.2844 | 0.020466 | 9.145 | 16.7376 | 2.1299 | 0.042132 | 18.9097 | 7.1733 | 1.1751 | 0.018725 | 8.3671
Downstate | 2023 | 4 | 3 | 0.13571 | 2.677e-06 | 8.1474e-07 | 0.12417 | 2.4493e-06 | 7.4544e-07 | 0.16679 | 0.00092217 | 1.1756e-06 | 0.1526 | 0.00084373 | 1.0756e-06 | 21.0155 | 2.6743 | 0.0529 | 23.7427 | 9.0066 | 1.4755 | 0.023511 | 10.5056 | 19.2279 | 2.4468 | 0.0484 | 21.7232 | 8.2405 | 1.35 | 0.021511 | 9.612
Downstate | 2023 | 4 | 4 | 0.15492 | 3.0558e-06 | 9.3003e-07 | 0.14174 | 2.7959e-06 | 8.5092e-07 | 0.19039 | 0.0010527 | 1.3419e-06 | 0.1742 | 0.00096312 | 1.2278e-06 | 23.9892 | 3.0527 | 0.060385 | 27.1023 | 10.2811 | 1.6843 | 0.026838 | 11.9922 | 21.9487 | 2.7931 | 0.055249 | 24.797 | 9.4066 | 1.541 | 0.024555 | 10.9721
Downstate | 2023 | 4 | 5 | 0.17794 | 3.51e-06 | 1.0683e-06 | 0.16281 | 3.2115e-06 | 9.774e-07 | 0.21869 | 0.0012091 | 1.5414e-06 | 0.20009 | 0.0011063 | 1.4103e-06 | 27.5549 | 3.5065 | 0.069361 | 31.1308 | 11.8093 | 1.9346 | 0.030827 | 13.7747 | 25.2112 | 3.2082 | 0.063461 | 28.4828 | 10.8048 | 1.7701 | 0.028205 | 12.603
Downstate | 2023 | 4 | 6 | 0.22317 | 4.4022e-06 | 1.3398e-06 | 0.20419 | 4.0277e-06 | 1.2258e-06 | 0.27427 | 0.0015164 | 1.9331e-06 | 0.25094 | 0.0013875 | 1.7687e-06 | 34.5585 | 4.3977 | 0.08699 | 39.0431 | 14.8108 | 2.4263 | 0.038662 | 17.2757 | 31.619 | 4.0236 | 0.079591 | 35.7222 | 13.551 | 2.2199 | 0.035374 | 15.8063
Downstate | 2023 | 4 | 7 | 0.24345 | 4.8022e-06 | 1.4615e-06 | 0.22274 | 4.3938e-06 | 1.3372e-06 | 0.2992 | 0.0016543 | 2.1088e-06 | 0.27375 | 0.0015136 | 1.9294e-06 | 37.6992 | 4.7974 | 0.094896 | 42.5915 | 16.1568 | 2.6468 | 0.042176 | 18.8458 | 34.4926 | 4.3893 | 0.086825 | 38.9687 | 14.7825 | 2.4217 | 0.038589 | 17.2428
Downstate | 2023 | 4 | 8 | 0.24836 | 4.8991e-06 | 1.491e-06 | 0.22724 | 4.4824e-06 | 1.3642e-06 | 0.30524 | 0.0016876 | 2.1514e-06 | 0.27927 | 0.0015441 | 1.9684e-06 | 38.4598 | 4.8942 | 0.096811 | 43.4508 | 16.4828 | 2.7002 | 0.043027 | 19.226 | 35.1885 | 4.4779 | 0.088576 | 39.755 | 15.0808 | 2.4706 | 0.039367 | 17.5907
Downstate | 2023 | 4 | 9 | 0.25561 | 5.0421e-06 | 1.5345e-06 | 0.23387 | 4.6132e-06 | 1.404e-06 | 0.31414 | 0.0017369 | 2.2141e-06 | 0.28742 | 0.0015891 | 2.0258e-06 | 39.582 | 5.037 | 0.099636 | 44.7186 | 16.9637 | 2.779 | 0.044283 | 19.787 | 36.2152 | 4.6085 | 0.091161 | 40.9149 | 15.5208 | 2.5426 | 0.040516 | 18.104
Downstate | 2023 | 4 | 10 | 0.25267 | 4.984e-06 | 1.5169e-06 | 0.23118 | 4.5601e-06 | 1.3879e-06 | 0.31053 | 0.0017169 | 2.1886e-06 | 0.28411 | 0.0015709 | 2.0025e-06 | 39.1262 | 4.979 | 0.098488 | 44.2037 | 16.7684 | 2.747 | 0.043773 | 19.5592 | 35.7983 | 4.5555 | 0.090111 | 40.4438 | 15.3421 | 2.5134 | 0.040049 | 17.8955
Downstate | 2023 | 4 | 11 | 0.24823 | 4.8964e-06 | 1.4902e-06 | 0.22711 | 4.4799e-06 | 1.3635e-06 | 0.30507 | 0.0016867 | 2.1502e-06 | 0.27912 | 0.0015432 | 1.9673e-06 | 38.4386 | 4.8915 | 0.096758 | 43.4268 | 16.4737 | 2.6987 | 0.043003 | 19.2154 | 35.1691 | 4.4754 | 0.088528 | 39.733 | 15.0725 | 2.4692 | 0.039346 | 17.581
Downstate | 2023 | 4 | 12 | 0.24337 | 4.8005e-06 | 1.461e-06 | 0.22267 | 4.3922e-06 | 1.3368e-06 | 0.29909 | 0.0016537 | 2.1081e-06 | 0.27365 | 0.001513 | 1.9288e-06 | 37.6859 | 4.7957 | 0.094863 | 42.5764 | 16.1511 | 2.6459 | 0.042161 | 18.8391 | 34.4804 | 4.3878 | 0.086794 | 38.9549 | 14.7773 | 2.4208 | 0.038575 | 17.2367
Downstate | 2023 | 4 | 13 | 0.24806 | 4.8932e-06 | 1.4892e-06 | 0.22696 | 4.477e-06 | 1.3626e-06 | 0.30487 | 0.0016856 | 2.1487e-06 | 0.27893 | 0.0015422 | 1.966e-06 | 38.413 | 4.8882 | 0.096693 | 43.3979 | 16.4627 | 2.6969 | 0.042975 | 19.2026 | 35.1457 | 4.4724 | 0.088469 | 39.7066 | 15.0624 | 2.4675 | 0.039319 | 17.5693
Downstate | 2023 | 4 | 14 | 0.2526 | 4.9827e-06 | 1.5165e-06 | 0.23112 | 4.5589e-06 | 1.3875e-06 | 0.31044 | 0.0017164 | 2.1881e-06 | 0.28404 | 0.0015704 | 2.0019e-06 | 39.1159 | 4.9776 | 0.098462 | 44.192 | 16.764 | 2.7463 | 0.043761 | 19.554 | 35.7888 | 4.5543 | 0.090087 | 40.4331 | 15.3381 | 2.5127 | 0.040039 | 17.8908
Downstate | 2023 | 4 | 15 | 0.2696 | 5.3181e-06 | 1.6185e-06 | 0.24667 | 4.8657e-06 | 1.4809e-06 | 0.33134 | 0.001832 | 2.3353e-06 | 0.30316 | 0.0016761 | 2.1367e-06 | 41.7486 | 5.3127 | 0.10509 | 47.1664 | 17.8923 | 2.9311 | 0.046706 | 20.8701 | 38.1976 | 4.8608 | 0.096151 | 43.1545 | 16.3704 | 2.6818 | 0.042734 | 19.0949
Downstate | 2023 | 4 | 16 | 0.29862 | 5.8904e-06 | 1.7927e-06 | 0.27322 | 5.3893e-06 | 1.6402e-06 | 0.367 | 0.0020291 | 2.5866e-06 | 0.33578 | 0.0018565 | 2.3666e-06 | 46.2414 | 5.8844 | 0.1164 | 52.2422 | 19.8178 | 3.2466 | 0.051733 | 23.1161 | 42.3083 | 5.3839 | 0.1065 | 47.7986 | 18.1321 | 2.9704 | 0.047333 | 21.1499
Downstate | 2023 | 4 | 17 | 0.31019 | 6.1186e-06 | 1.8622e-06 | 0.2838 | 5.5981e-06 | 1.7038e-06 | 0.38121 | 0.0021077 | 2.6869e-06 | 0.34879 | 0.0019284 | 2.4583e-06 | 48.033 | 6.1124 | 0.12091 | 54.2663 | 20.5856 | 3.3723 | 0.053737 | 24.0117 | 43.9474 | 5.5925 | 0.11062 | 49.6505 | 18.8346 | 3.0855 | 0.049166 | 21.9693
Downstate | 2023 | 4 | 18 | 0.32685 | 6.4474e-06 | 1.9622e-06 | 0.29905 | 5.899e-06 | 1.7953e-06 | 0.4017 | 0.002221 | 2.8312e-06 | 0.36753 | 0.0020321 | 2.5904e-06 | 50.614 | 6.4408 | 0.12741 | 57.1822 | 21.6917 | 3.5536 | 0.056625 | 25.3019 | 46.3088 | 5.893 | 0.11657 | 52.3184 | 19.8466 | 3.2513 | 0.051808 | 23.1498
Downstate | 2023 | 4 | 19 | 0.36394 | 7.1789e-06 | 2.1849e-06 | 0.33298 | 6.5683e-06 | 1.9991e-06 | 0.44728 | 0.002473 | 3.1525e-06 | 0.40923 | 0.0022626 | 2.8843e-06 | 56.3571 | 7.1717 | 0.14186 | 63.6707 | 24.1531 | 3.9568 | 0.06305 | 28.1729 | 51.5635 | 6.5617 | 0.1298 | 58.255 | 22.0987 | 3.6202 | 0.057687 | 25.7766
Downstate | 2023 | 4 | 20 | 0.33072 | 6.5236e-06 | 1.9855e-06 | 0.30259 | 5.9687e-06 | 1.8166e-06 | 0.40645 | 0.0022472 | 2.8647e-06 | 0.37188 | 0.0020561 | 2.6211e-06 | 51.2127 | 6.517 | 0.12891 | 57.8586 | 21.9483 | 3.5956 | 0.057294 | 25.6012 | 46.8567 | 5.9627 | 0.11795 | 52.9373 | 20.0814 | 3.2898 | 0.052421 | 23.4236
Downstate | 2023 | 4 | 21 | 0.29631 | 5.8448e-06 | 1.7788e-06 | 0.2711 | 5.3476e-06 | 1.6275e-06 | 0.36416 | 0.0020134 | 2.5666e-06 | 0.33318 | 0.0018421 | 2.3483e-06 | 45.8836 | 5.8389 | 0.1155 | 51.838 | 19.6644 | 3.2214 | 0.051332 | 22.9372 | 41.9809 | 5.3422 | 0.10567 | 47.4288 | 17.9918 | 2.9474 | 0.046966 | 20.9862
Downstate | 2023 | 4 | 22 | 0.25906 | 5.1101e-06 | 1.5553e-06 | 0.23703 | 4.6755e-06 | 1.423e-06 | 0.31838 | 0.0017603 | 2.244e-06 | 0.2913 | 0.0016106 | 2.0531e-06 | 40.1163 | 5.1049 | 0.10098 | 45.3222 | 17.1927 | 2.8165 | 0.04488 | 20.0541 | 36.7041 | 4.6707 | 0.092391 | 41.4672 | 15.7303 | 2.577 | 0.041063 | 18.3483
Downstate | 2023 | 4 | 23 | 0.21628 | 4.2663e-06 | 1.2985e-06 | 0.19789 | 3.9035e-06 | 1.188e-06 | 0.26581 | 0.0014697 | 1.8735e-06 | 0.2432 | 0.0013447 | 1.7141e-06 | 33.4923 | 4.262 | 0.084307 | 37.8386 | 14.3538 | 2.3515 | 0.03747 | 16.7428 | 30.6435 | 3.8995 | 0.077136 | 34.6201 | 13.1329 | 2.1514 | 0.034283 | 15.3187
Downstate | 2023 | 4 | 24 | 0.1783 | 3.5171e-06 | 1.0704e-06 | 0.16314 | 3.218e-06 | 9.7938e-07 | 0.21913 | 0.0012116 | 1.5445e-06 | 0.20049 | 0.0011085 | 1.4131e-06 | 27.6106 | 3.5136 | 0.069501 | 31.1937 | 11.8331 | 1.9385 | 0.030889 | 13.8025 | 25.2621 | 3.2147 | 0.06359 | 28.5404 | 10.8266 | 1.7736 | 0.028262 | 12.6285
Downstate | 2023 | 5 | 1 | 0.16589 | 3.2722e-06 | 9.959e-07 | 0.15178 | 2.9939e-06 | 9.1119e-07 | 0.20387 | 0.0011272 | 1.4369e-06 | 0.18653 | 0.0010313 | 1.3147e-06 | 25.6882 | 3.2689 | 0.064662 | 29.0218 | 11.0092 | 1.8035 | 0.028739 | 12.8415 | 23.5032 | 2.9909 | 0.059162 | 26.5533 | 10.0728 | 1.6501 | 0.026294 | 11.7492
Downstate | 2023 | 5 | 2 | 0.16655 | 3.2853e-06 | 9.9986e-07 | 0.15238 | 3.0058e-06 | 9.1482e-07 | 0.20469 | 0.0011317 | 1.4427e-06 | 0.18728 | 0.0010354 | 1.32e-06 | 25.7905 | 3.2819 | 0.06492 | 29.1373 | 11.0531 | 1.8107 | 0.028853 | 12.8926 | 23.5968 | 3.0028 | 0.059398 | 26.659 | 10.1129 | 1.6567 | 0.026399 | 11.796
Downstate | 2023 | 5 | 3 | 0.1719 | 3.3908e-06 | 1.032e-06 | 0.15728 | 3.1024e-06 | 9.4422e-07 | 0.21126 | 0.0011681 | 1.489e-06 | 0.19329 | 0.0010687 | 1.3624e-06 | 26.6193 | 3.3874 | 0.067006 | 30.0737 | 11.4083 | 1.8689 | 0.02978 | 13.307 | 24.3551 | 3.0993 | 0.061307 | 27.5157 | 10.4379 | 1.7099 | 0.027247 | 12.1751
Downstate | 2023 | 5 | 4 | 0.18457 | 3.6408e-06 | 1.1081e-06 | 0.16887 | 3.3312e-06 | 1.0138e-06 | 0.22684 | 0.0012542 | 1.5988e-06 | 0.20755 | 0.0011475 | 1.4628e-06 | 28.5818 | 3.6371 | 0.071946 | 32.2909 | 12.2493 | 2.0067 | 0.031976 | 14.288 | 26.1507 | 3.3278 | 0.065826 | 29.5443 | 11.2074 | 1.836 | 0.029256 | 13.0727
Downstate | 2023 | 5 | 5 | 0.21878 | 4.3156e-06 | 1.3135e-06 | 0.20017 | 3.9486e-06 | 1.2017e-06 | 0.26888 | 0.0014866 | 1.8951e-06 | 0.24601 | 0.0013602 | 1.7339e-06 | 33.8792 | 4.3113 | 0.085281 | 38.2758 | 14.5197 | 2.3786 | 0.037903 | 16.9362 | 30.9975 | 3.9446 | 0.078027 | 35.0201 | 13.2847 | 2.1763 | 0.034679 | 15.4956
Downstate | 2023 | 5 | 6 | 0.24435 | 4.8199e-06 | 1.4669e-06 | 0.22356 | 4.4099e-06 | 1.3421e-06 | 0.3003 | 0.0016603 | 2.1166e-06 | 0.27476 | 0.0015191 | 1.9365e-06 | 37.8377 | 4.815 | 0.095245 | 42.748 | 16.2162 | 2.6566 | 0.042331 | 18.9151 | 34.6193 | 4.4054 | 0.087144 | 39.1119 | 14.8369 | 2.4306 | 0.038731 | 17.3062
Downstate | 2023 | 5 | 7 | 0.25283 | 4.9872e-06 | 1.5178e-06 | 0.23132 | 4.563e-06 | 1.3887e-06 | 0.31072 | 0.001718 | 2.19e-06 | 0.28429 | 0.0015718 | 2.0037e-06 | 39.1509 | 4.9821 | 0.098551 | 44.2316 | 16.779 | 2.7487 | 0.0438 | 19.5715 | 35.8208 | 4.5583 | 0.090168 | 40.4693 | 15.3518 | 2.5149 | 0.040075 | 17.9068
Downstate | 2023 | 5 | 8 | 0.25755 | 5.0803e-06 | 1.5462e-06 | 0.23564 | 4.6482e-06 | 1.4147e-06 | 0.31652 | 0.00175 | 2.2309e-06 | 0.2896 | 0.0016012 | 2.0412e-06 | 39.882 | 5.0751 | 0.10039 | 45.0575 | 17.0923 | 2.8001 | 0.044618 | 19.937 | 36.4897 | 4.6435 | 0.091852 | 41.225 | 15.6384 | 2.5619 | 0.040823 | 18.2412
Downstate | 2023 | 5 | 9 | 0.26536 | 5.2343e-06 | 1.5931e-06 | 0.24279 | 4.7891e-06 | 1.4576e-06 | 0.32612 | 0.0018031 | 2.2986e-06 | 0.29838 | 0.0016497 | 2.103e-06 | 41.0913 | 5.229 | 0.10344 | 46.4238 | 17.6106 | 2.885 | 0.045971 | 20.5415 | 37.5962 | 4.7843 | 0.094637 | 42.4751 | 16.1127 | 2.6396 | 0.042061 | 18.7943
Downstate | 2023 | 5 | 10 | 0.2517 | 4.9648e-06 | 1.511e-06 | 0.23029 | 4.5425e-06 | 1.3825e-06 | 0.30933 | 0.0017103 | 2.1802e-06 | 0.28302 | 0.0015648 | 1.9948e-06 | 38.9758 | 4.9598 | 0.09811 | 44.0337 | 16.7039 | 2.7365 | 0.043604 | 19.484 | 35.6606 | 4.5379 | 0.089765 | 40.2883 | 15.2831 | 2.5037 | 0.039895 | 17.8267
Downstate | 2023 | 5 | 11 | 0.24399 | 4.8129e-06 | 1.4648e-06 | 0.22324 | 4.4035e-06 | 1.3402e-06 | 0.29987 | 0.0016579 | 2.1135e-06 | 0.27436 | 0.0015169 | 1.9337e-06 | 37.7831 | 4.808 | 0.095108 | 42.6863 | 16.1928 | 2.6527 | 0.04227 | 18.8878 | 34.5694 | 4.3991 | 0.087018 | 39.0555 | 14.8154 | 2.4271 | 0.038675 | 17.2812
Downstate | 2023 | 5 | 12 | 0.23193 | 4.5749e-06 | 1.3924e-06 | 0.2122 | 4.1858e-06 | 1.2739e-06 | 0.28504 | 0.001576 | 2.009e-06 | 0.26079 | 0.0014419 | 1.8381e-06 | 35.9145 | 4.5703 | 0.090404 | 40.5752 | 15.3919 | 2.5215 | 0.04018 | 17.9537 | 32.8597 | 4.1815 | 0.082714 | 37.124 | 14.0827 | 2.307 | 0.036762 | 16.4266
Downstate | 2023 | 5 | 13 | 0.22805 | 4.4984e-06 | 1.3691e-06 | 0.20865 | 4.1157e-06 | 1.2526e-06 | 0.28027 | 0.0015496 | 1.9754e-06 | 0.25643 | 0.0014178 | 1.8073e-06 | 35.3137 | 4.4938 | 0.088892 | 39.8964 | 15.1345 | 2.4793 | 0.039507 | 17.6533 | 32.31 | 4.1116 | 0.081331 | 36.5029 | 13.8472 | 2.2685 | 0.036147 | 16.1518
Downstate | 2023 | 5 | 14 | 0.23222 | 4.5807e-06 | 1.3941e-06 | 0.21247 | 4.1911e-06 | 1.2755e-06 | 0.2854 | 0.001578 | 2.0115e-06 | 0.26112 | 0.0014437 | 1.8404e-06 | 35.9602 | 4.5761 | 0.090519 | 40.6268 | 15.4115 | 2.5247 | 0.040231 | 17.9765 | 32.9015 | 4.1868 | 0.08282 | 37.1712 | 14.1006 | 2.31 | 0.036809 | 16.4474
Downstate | 2023 | 5 | 15 | 0.24062 | 4.7463e-06 | 1.4445e-06 | 0.22015 | 4.3426e-06 | 1.3217e-06 | 0.29572 | 0.001635 | 2.0842e-06 | 0.27056 | 0.0014959 | 1.907e-06 | 37.2602 | 4.7415 | 0.093791 | 42.0955 | 15.9686 | 2.616 | 0.041685 | 18.6263 | 34.0909 | 4.3382 | 0.085814 | 38.5149 | 14.6104 | 2.3935 | 0.038139 | 17.042
Downstate | 2023 | 5 | 16 | 0.26342 | 5.1961e-06 | 1.5814e-06 | 0.24101 | 4.7541e-06 | 1.4469e-06 | 0.32374 | 0.0017899 | 2.2817e-06 | 0.2962 | 0.0016377 | 2.0877e-06 | 40.7908 | 5.1908 | 0.10268 | 46.0843 | 17.4818 | 2.8639 | 0.045635 | 20.3913 | 37.3213 | 4.7493 | 0.093945 | 42.1645 | 15.9948 | 2.6203 | 0.041753 | 18.6569
Downstate | 2023 | 5 | 17 | 0.28281 | 5.5786e-06 | 1.6978e-06 | 0.25875 | 5.1041e-06 | 1.5534e-06 | 0.34757 | 0.0019217 | 2.4497e-06 | 0.31801 | 0.0017582 | 2.2413e-06 | 43.7937 | 5.5729 | 0.11024 | 49.4768 | 18.7687 | 3.0747 | 0.048994 | 21.8924 | 40.0687 | 5.0989 | 0.10086 | 45.2684 | 17.1723 | 2.8132 | 0.044827 | 20.0303
Downstate | 2023 | 5 | 18 | 0.29364 | 5.7922e-06 | 1.7628e-06 | 0.26866 | 5.2995e-06 | 1.6129e-06 | 0.36088 | 0.0019953 | 2.5435e-06 | 0.33018 | 0.0018256 | 2.3272e-06 | 45.4708 | 5.7863 | 0.11446 | 51.3716 | 19.4875 | 3.1925 | 0.050871 | 22.7308 | 41.6031 | 5.2942 | 0.10472 | 47.002 | 17.8299 | 2.9209 | 0.046544 | 20.7974
Downstate | 2023 | 5 | 19 | 0.3365 | 6.6377e-06 | 2.0202e-06 | 0.30788 | 6.0731e-06 | 1.8483e-06 | 0.41356 | 0.0022865 | 2.9148e-06 | 0.37838 | 0.002092 | 2.6669e-06 | 52.1081 | 6.631 | 0.13117 | 58.8702 | 22.332 | 3.6585 | 0.058296 | 26.0488 | 47.6759 | 6.0669 | 0.12001 | 53.8629 | 20.4325 | 3.3473 | 0.053338 | 23.8331
Downstate | 2023 | 5 | 20 | 0.33792 | 6.6657e-06 | 2.0287e-06 | 0.30918 | 6.0988e-06 | 1.8561e-06 | 0.4153 | 0.0022962 | 2.9271e-06 | 0.37998 | 0.0021009 | 2.6781e-06 | 52.3282 | 6.659 | 0.13172 | 59.1189 | 22.4264 | 3.6739 | 0.058542 | 26.1588 | 47.8773 | 6.0926 | 0.12052 | 54.0904 | 20.5189 | 3.3614 | 0.053563 | 23.9338
Downstate | 2023 | 5 | 21 | 0.2978 | 5.8743e-06 | 1.7878e-06 | 0.27247 | 5.3746e-06 | 1.6358e-06 | 0.36599 | 0.0020236 | 2.5796e-06 | 0.33486 | 0.0018514 | 2.3602e-06 | 46.1152 | 5.8683 | 0.11608 | 52.0997 | 19.7637 | 3.2377 | 0.051592 | 23.053 | 42.1928 | 5.3692 | 0.10621 | 47.6682 | 18.0826 | 2.9623 | 0.047203 | 21.0921
Downstate | 2023 | 5 | 22 | 0.27115 | 5.3485e-06 | 1.6278e-06 | 0.24808 | 4.8936e-06 | 1.4893e-06 | 0.33324 | 0.0018424 | 2.3487e-06 | 0.30489 | 0.0016857 | 2.1489e-06 | 41.9876 | 5.3431 | 0.10569 | 47.4364 | 17.9947 | 2.9479 | 0.046974 | 20.9896 | 38.4163 | 4.8886 | 0.096701 | 43.4016 | 16.4641 | 2.6972 | 0.042978 | 19.2043
Downstate | 2023 | 5 | 23 | 0.24003 | 4.7347e-06 | 1.441e-06 | 0.21961 | 4.332e-06 | 1.3184e-06 | 0.295 | 0.001631 | 2.0792e-06 | 0.2699 | 0.0014923 | 1.9023e-06 | 37.1694 | 4.73 | 0.093563 | 41.9929 | 15.9297 | 2.6096 | 0.041583 | 18.581 | 34.0079 | 4.3276 | 0.085604 | 38.4211 | 14.5748 | 2.3877 | 0.038046 | 17.0005
Downstate | 2023 | 5 | 24 | 0.20541 | 4.0519e-06 | 1.2332e-06 | 0.18794 | 3.7072e-06 | 1.1283e-06 | 0.25245 | 0.0013958 | 1.7793e-06 | 0.23098 | 0.0012771 | 1.628e-06 | 31.8086 | 4.0478 | 0.080068 | 35.9364 | 13.6322 | 2.2332 | 0.035586 | 15.9011 | 29.103 | 3.7035 | 0.073258 | 32.8797 | 12.4727 | 2.0433 | 0.032559 | 14.5486
Downstate | 2023 | 6 | 1 | 0.23794 | 4.6936e-06 | 1.4285e-06 | 0.2177 | 4.2943e-06 | 1.307e-06 | 0.29243 | 0.0016168 | 2.0611e-06 | 0.26756 | 0.0014793 | 1.8858e-06 | 36.846 | 4.6888 | 0.092749 | 41.6276 | 15.7912 | 2.5869 | 0.041222 | 18.4193 | 33.712 | 4.29 | 0.08486 | 38.0868 | 14.448 | 2.3669 | 0.037715 | 16.8526
Downstate | 2023 | 6 | 2 | 0.22673 | 4.4724e-06 | 1.3612e-06 | 0.20744 | 4.092e-06 | 1.2454e-06 | 0.27865 | 0.0015406 | 1.964e-06 | 0.25495 | 0.0014096 | 1.7969e-06 | 35.1097 | 4.4678 | 0.088378 | 39.6659 | 15.047 | 2.465 | 0.039279 | 17.5513 | 32.1233 | 4.0878 | 0.080861 | 36.292 | 13.7671 | 2.2553 | 0.035938 | 16.0584
Downstate | 2023 | 6 | 3 | 0.22091 | 4.3576e-06 | 1.3262e-06 | 0.20212 | 3.9869e-06 | 1.2134e-06 | 0.27149 | 0.0015011 | 1.9135e-06 | 0.2484 | 0.0013734 | 1.7508e-06 | 34.2084 | 4.3531 | 0.086109 | 38.6476 | 14.6607 | 2.4017 | 0.038271 | 17.1007 | 31.2987 | 3.9829 | 0.078785 | 35.3603 | 13.4137 | 2.1974 | 0.035016 | 15.6462
Downstate | 2023 | 6 | 4 | 0.22283 | 4.3955e-06 | 1.3378e-06 | 0.20388 | 4.0216e-06 | 1.224e-06 | 0.27386 | 0.0015141 | 1.9302e-06 | 0.25056 | 0.0013854 | 1.766e-06 | 34.5061 | 4.391 | 0.086859 | 38.984 | 14.7883 | 2.4226 | 0.038604 | 17.2496 | 31.5711 | 4.0175 | 0.079471 | 35.6681 | 13.5305 | 2.2166 | 0.03532 | 15.7824
Downstate | 2023 | 6 | 5 | 0.22747 | 4.4869e-06 | 1.3656e-06 | 0.20812 | 4.1053e-06 | 1.2494e-06 | 0.27955 | 0.0015456 | 1.9703e-06 | 0.25578 | 0.0014142 | 1.8027e-06 | 35.2237 | 4.4824 | 0.088665 | 39.7947 | 15.0959 | 2.473 | 0.039407 | 17.6083 | 32.2277 | 4.1011 | 0.081123 | 36.4099 | 13.8119 | 2.2627 | 0.036055 | 16.1106
Downstate | 2023 | 6 | 6 | 0.25211 | 4.973e-06 | 1.5135e-06 | 0.23066 | 4.55e-06 | 1.3848e-06 | 0.30984 | 0.0017131 | 2.1838e-06 | 0.28348 | 0.0015674 | 1.998e-06 | 39.0395 | 4.9679 | 0.09827 | 44.1057 | 16.7312 | 2.7409 | 0.043676 | 19.5158 | 35.7189 | 4.5454 | 0.089911 | 40.3541 | 15.3081 | 2.5078 | 0.039961 | 17.8558
Downstate | 2023 | 6 | 7 | 0.26152 | 5.1585e-06 | 1.57e-06 | 0.23927 | 4.7198e-06 | 1.4365e-06 | 0.3214 | 0.001777 | 2.2653e-06 | 0.29406 | 0.0016259 | 2.0726e-06 | 40.4964 | 5.1533 | 0.10194 | 45.7516 | 17.3556 | 2.8432 | 0.045305 | 20.2441 | 37.0518 | 4.715 | 0.093267 | 41.8601 | 15.8794 | 2.6014 | 0.041452 | 18.5222
Downstate | 2023 | 6 | 8 | 0.2597 | 5.1228e-06 | 1.5591e-06 | 0.23761 | 4.687e-06 | 1.4265e-06 | 0.31917 | 0.0017647 | 2.2496e-06 | 0.29202 | 0.0016146 | 2.0582e-06 | 40.2155 | 5.1176 | 0.10123 | 45.4343 | 17.2352 | 2.8235 | 0.044991 | 20.1037 | 36.7949 | 4.6823 | 0.09262 | 41.5698 | 15.7692 | 2.5833 | 0.041164 | 18.3937
Downstate | 2023 | 6 | 9 | 0.27661 | 5.4563e-06 | 1.6606e-06 | 0.25308 | 4.9922e-06 | 1.5194e-06 | 0.33995 | 0.0018796 | 2.396e-06 | 0.31103 | 0.0017197 | 2.1922e-06 | 42.8336 | 5.4507 | 0.10782 | 48.3922 | 18.3573 | 3.0073 | 0.04792 | 21.4125 | 39.1903 | 4.9871 | 0.09865 | 44.2761 | 16.7958 | 2.7515 | 0.043844 | 19.5912
Downstate | 2023 | 6 | 10 | 0.27212 | 5.3677e-06 | 1.6336e-06 | 0.24897 | 4.9111e-06 | 1.4947e-06 | 0.33443 | 0.0018491 | 2.3571e-06 | 0.30598 | 0.0016918 | 2.1566e-06 | 42.1382 | 5.3622 | 0.10607 | 47.6065 | 18.0592 | 2.9585 | 0.047142 | 21.0648 | 38.554 | 4.9061 | 0.097048 | 43.5572 | 16.5231 | 2.7068 | 0.043132 | 19.2731
Downstate | 2023 | 6 | 11 | 0.27828 | 5.4893e-06 | 1.6707e-06 | 0.25461 | 5.0224e-06 | 1.5286e-06 | 0.34201 | 0.001891 | 2.4105e-06 | 0.31292 | 0.0017301 | 2.2055e-06 | 43.0931 | 5.4838 | 0.10847 | 48.6853 | 18.4685 | 3.0255 | 0.048211 | 21.5422 | 39.4277 | 5.0173 | 0.099247 | 44.5443 | 16.8976 | 2.7682 | 0.04411 | 19.7099
Downstate | 2023 | 6 | 12 | 0.2886 | 5.6928e-06 | 1.7326e-06 | 0.26405 | 5.2086e-06 | 1.5852e-06 | 0.35469 | 0.0019611 | 2.4999e-06 | 0.32452 | 0.0017943 | 2.2873e-06 | 44.6908 | 5.6871 | 0.1125 | 50.4904 | 19.1532 | 3.1377 | 0.049998 | 22.3409 | 40.8895 | 5.2033 | 0.10293 | 46.1958 | 17.5241 | 2.8708 | 0.045745 | 20.4406
Downstate | 2023 | 6 | 13 | 0.29416 | 5.8025e-06 | 1.766e-06 | 0.26914 | 5.309e-06 | 1.6158e-06 | 0.36152 | 0.0019989 | 2.5481e-06 | 0.33077 | 0.0018288 | 2.3313e-06 | 45.552 | 5.7967 | 0.11466 | 51.4633 | 19.5223 | 3.1982 | 0.050961 | 22.7714 | 41.6775 | 5.3036 | 0.10491 | 47.086 | 17.8618 | 2.9261 | 0.046627 | 20.8345
Downstate | 2023 | 6 | 14 | 0.32109 | 6.3338e-06 | 1.9277e-06 | 0.29378 | 5.795e-06 | 1.7637e-06 | 0.39462 | 0.0021818 | 2.7813e-06 | 0.36105 | 0.0019963 | 2.5448e-06 | 49.7222 | 6.3273 | 0.12516 | 56.1747 | 21.3095 | 3.4909 | 0.055627 | 24.8561 | 45.4929 | 5.7891 | 0.11451 | 51.3966 | 19.497 | 3.194 | 0.050895 | 22.7419
Downstate | 2023 | 6 | 15 | 0.35789 | 7.0596e-06 | 2.1486e-06 | 0.32745 | 6.4591e-06 | 1.9658e-06 | 0.43985 | 0.0024319 | 3.1001e-06 | 0.40243 | 0.002225 | 2.8364e-06 | 55.4205 | 7.0525 | 0.1395 | 62.6125 | 23.7516 | 3.891 | 0.062002 | 27.7047 | 50.7065 | 6.4526 | 0.12764 | 57.2868 | 21.7314 | 3.5601 | 0.056728 | 25.3482
Downstate | 2023 | 6 | 16 | 0.41126 | 8.1124e-06 | 2.469e-06 | 0.37628 | 7.4224e-06 | 2.259e-06 | 0.50544 | 0.0027945 | 3.5624e-06 | 0.46245 | 0.0025568 | 3.2594e-06 | 63.6851 | 8.1042 | 0.16031 | 71.9496 | 27.2936 | 4.4713 | 0.071248 | 31.8361 | 58.2682 | 7.4149 | 0.14667 | 65.8297 | 24.9721 | 4.091 | 0.065188 | 29.1282
Downstate | 2023 | 6 | 17 | 0.33197 | 6.5484e-06 | 1.993e-06 | 0.30374 | 5.9914e-06 | 1.8235e-06 | 0.40799 | 0.0022558 | 2.8756e-06 | 0.37329 | 0.0020639 | 2.631e-06 | 51.4071 | 6.5418 | 0.1294 | 58.0783 | 22.0316 | 3.6092 | 0.057512 | 25.6984 | 47.0346 | 5.9853 | 0.1184 | 53.1383 | 20.1577 | 3.3023 | 0.05262 | 23.5125
Downstate | 2023 | 6 | 18 | 0.33442 | 6.5966e-06 | 2.0076e-06 | 0.30597 | 6.0355e-06 | 1.8369e-06 | 0.41099 | 0.0022724 | 2.8968e-06 | 0.37604 | 0.0020791 | 2.6504e-06 | 51.7853 | 6.5899 | 0.13035 | 58.5055 | 22.1937 | 3.6358 | 0.057935 | 25.8874 | 47.3806 | 6.0294 | 0.11927 | 53.5292 | 20.306 | 3.3265 | 0.053007 | 23.6855
Downstate | 2023 | 6 | 19 | 0.3477 | 6.8585e-06 | 2.0874e-06 | 0.31812 | 6.2751e-06 | 1.9098e-06 | 0.42731 | 0.0023626 | 3.0118e-06 | 0.39097 | 0.0021616 | 2.7556e-06 | 53.8416 | 6.8515 | 0.13553 | 60.8287 | 23.075 | 3.7802 | 0.060235 | 26.9154 | 49.2619 | 6.2688 | 0.124 | 55.6547 | 21.1123 | 3.4586 | 0.055112 | 24.626
Downstate | 2023 | 6 | 20 | 0.33954 | 6.6976e-06 | 2.0384e-06 | 0.31066 | 6.1279e-06 | 1.865e-06 | 0.41729 | 0.0023072 | 2.9411e-06 | 0.38179 | 0.0021109 | 2.6909e-06 | 52.5781 | 6.6908 | 0.13235 | 59.4012 | 22.5335 | 3.6915 | 0.058822 | 26.2838 | 48.1059 | 6.1217 | 0.12109 | 54.3487 | 20.6168 | 3.3775 | 0.053819 | 24.0481
Downstate | 2023 | 6 | 21 | 0.3288 | 6.4857e-06 | 1.9739e-06 | 0.30083 | 5.934e-06 | 1.806e-06 | 0.40409 | 0.0022342 | 2.8481e-06 | 0.36972 | 0.0020441 | 2.6058e-06 | 50.9149 | 6.4791 | 0.12816 | 57.5222 | 21.8207 | 3.5747 | 0.056961 | 25.4523 | 46.5842 | 5.928 | 0.11726 | 52.6295 | 19.9647 | 3.2706 | 0.052116 | 23.2874
Downstate | 2023 | 6 | 22 | 0.30155 | 5.9483e-06 | 1.8104e-06 | 0.2759 | 5.4424e-06 | 1.6564e-06 | 0.37061 | 0.0020491 | 2.6121e-06 | 0.33908 | 0.0018748 | 2.3899e-06 | 46.6964 | 5.9423 | 0.11754 | 52.7563 | 20.0127 | 3.2785 | 0.052242 | 23.3435 | 42.7245 | 5.4369 | 0.10755 | 48.2689 | 18.3105 | 2.9996 | 0.047798 | 21.358
Downstate | 2023 | 6 | 23 | 0.27758 | 5.4754e-06 | 1.6664e-06 | 0.25397 | 5.0097e-06 | 1.5247e-06 | 0.34114 | 0.0018862 | 2.4044e-06 | 0.31212 | 0.0017257 | 2.1999e-06 | 42.9837 | 5.4698 | 0.1082 | 48.5617 | 18.4216 | 3.0178 | 0.048088 | 21.4875 | 39.3276 | 5.0046 | 0.098995 | 44.4311 | 16.8547 | 2.7611 | 0.043998 | 19.6598
Downstate | 2023 | 6 | 24 | 0.25736 | 5.0766e-06 | 1.545e-06 | 0.23547 | 4.6448e-06 | 1.4136e-06 | 0.31629 | 0.0017488 | 2.2293e-06 | 0.28939 | 0.0016 | 2.0397e-06 | 39.8529 | 5.0714 | 0.10032 | 45.0247 | 17.0798 | 2.798 | 0.044586 | 19.9224 | 36.4631 | 4.6401 | 0.091785 | 41.195 | 15.6271 | 2.56 | 0.040793 | 18.2279
Downstate | 2023 | 7 | 1 | 0.26547 | 5.2366e-06 | 1.5937e-06 | 0.24289 | 4.7912e-06 | 1.4582e-06 | 0.32626 | 0.0018039 | 2.2995e-06 | 0.29851 | 0.0016505 | 2.1039e-06 | 41.1089 | 5.2313 | 0.10348 | 46.4437 | 17.6181 | 2.8862 | 0.045991 | 20.5503 | 37.6123 | 4.7863 | 0.094678 | 42.4933 | 16.1196 | 2.6407 | 0.042079 | 18.8024
Downstate | 2023 | 7 | 2 | 0.25141 | 4.9591e-06 | 1.5093e-06 | 0.23002 | 4.5373e-06 | 1.3809e-06 | 0.30897 | 0.0017083 | 2.1777e-06 | 0.28269 | 0.001563 | 1.9925e-06 | 38.9308 | 4.9541 | 0.097997 | 43.9829 | 16.6846 | 2.7333 | 0.043554 | 19.4615 | 35.6195 | 4.5327 | 0.089661 | 40.2418 | 15.2655 | 2.5008 | 0.039849 | 17.8061
Downstate | 2023 | 7 | 3 | 0.25399 | 5.0101e-06 | 1.5248e-06 | 0.23239 | 4.584e-06 | 1.3951e-06 | 0.31215 | 0.0017259 | 2.2001e-06 | 0.2856 | 0.0015791 | 2.013e-06 | 39.3314 | 5.0051 | 0.099005 | 44.4355 | 16.8563 | 2.7614 | 0.044002 | 19.6617 | 35.986 | 4.5794 | 0.090584 | 40.6559 | 15.4226 | 2.5265 | 0.040259 | 17.9894
Downstate | 2023 | 7 | 4 | 0.25835 | 5.0962e-06 | 1.551e-06 | 0.23638 | 4.6627e-06 | 1.4191e-06 | 0.31751 | 0.0017555 | 2.2379e-06 | 0.29051 | 0.0016062 | 2.0475e-06 | 40.0068 | 5.091 | 0.1007 | 45.1985 | 17.1458 | 2.8088 | 0.044758 | 19.9994 | 36.6039 | 4.658 | 0.092139 | 41.354 | 15.6874 | 2.5699 | 0.040951 | 18.2983
Downstate | 2023 | 7 | 5 | 0.25849 | 5.0989e-06 | 1.5518e-06 | 0.2365 | 4.6652e-06 | 1.4198e-06 | 0.31768 | 0.0017565 | 2.2391e-06 | 0.29066 | 0.0016071 | 2.0486e-06 | 40.0281 | 5.0937 | 0.10076 | 45.2225 | 17.1549 | 2.8103 | 0.044782 | 20.01 | 36.6234 | 4.6605 | 0.092188 | 41.376 | 15.6957 | 2.5713 | 0.040973 | 18.308
Downstate | 2023 | 7 | 6 | 0.28272 | 5.5768e-06 | 1.6973e-06 | 0.25867 | 5.1024e-06 | 1.5529e-06 | 0.34746 | 0.0019211 | 2.4489e-06 | 0.3179 | 0.0017577 | 2.2406e-06 | 43.7797 | 5.5711 | 0.1102 | 49.4611 | 18.7627 | 3.0737 | 0.048979 | 21.8855 | 40.0559 | 5.0973 | 0.10083 | 45.254 | 17.1668 | 2.8123 | 0.044813 | 20.0239
Downstate | 2023 | 7 | 7 | 0.29651 | 5.8487e-06 | 1.78e-06 | 0.27129 | 5.3513e-06 | 1.6286e-06 | 0.3644 | 0.0020148 | 2.5684e-06 | 0.33341 | 0.0018434 | 2.3499e-06 | 45.9146 | 5.8428 | 0.11558 | 51.873 | 19.6777 | 3.2236 | 0.051367 | 22.9527 | 42.0092 | 5.3458 | 0.10575 | 47.4608 | 18.0039 | 2.9494 | 0.046998 | 21.0004
Downstate | 2023 | 7 | 8 | 0.30529 | 6.0221e-06 | 1.8328e-06 | 0.27933 | 5.5098e-06 | 1.6769e-06 | 0.3752 | 0.0020745 | 2.6445e-06 | 0.34329 | 0.001898 | 2.4195e-06 | 47.2753 | 6.016 | 0.119 | 53.4103 | 20.2609 | 3.3192 | 0.052889 | 23.6329 | 43.2542 | 5.5043 | 0.10888 | 48.8674 | 18.5375 | 3.0368 | 0.048391 | 21.6227
Downstate | 2023 | 7 | 9 | 0.32049 | 6.3219e-06 | 1.9241e-06 | 0.29323 | 5.7842e-06 | 1.7604e-06 | 0.39388 | 0.0021778 | 2.7761e-06 | 0.36038 | 0.0019925 | 2.54e-06 | 49.629 | 6.3155 | 0.12493 | 56.0694 | 21.2696 | 3.4844 | 0.055523 | 24.8095 | 45.4077 | 5.7783 | 0.1143 | 51.3003 | 19.4604 | 3.188 | 0.0508 | 22.6993
Downstate | 2023 | 7 | 10 | 0.32522 | 6.4152e-06 | 1.9525e-06 | 0.29756 | 5.8695e-06 | 1.7864e-06 | 0.3997 | 0.0022099 | 2.8171e-06 | 0.3657 | 0.0020219 | 2.5775e-06 | 50.3616 | 6.4087 | 0.12677 | 56.8971 | 21.5835 | 3.5358 | 0.056342 | 25.1757 | 46.0779 | 5.8636 | 0.11599 | 52.0575 | 19.7477 | 3.2351 | 0.05155 | 23.0343
Downstate | 2023 | 7 | 11 | 0.32301 | 6.3715e-06 | 1.9392e-06 | 0.29553 | 5.8296e-06 | 1.7742e-06 | 0.39697 | 0.0021949 | 2.7979e-06 | 0.36321 | 0.0020082 | 2.5599e-06 | 50.0188 | 6.3651 | 0.12591 | 56.5098 | 21.4366 | 3.5118 | 0.055959 | 25.0043 | 45.7643 | 5.8237 | 0.1152 | 51.7032 | 19.6133 | 3.2131 | 0.051199 | 22.8775
Downstate | 2023 | 7 | 12 | 0.32982 | 6.506e-06 | 1.9801e-06 | 0.30177 | 5.9526e-06 | 1.8117e-06 | 0.40535 | 0.0022412 | 2.857e-06 | 0.37087 | 0.0020505 | 2.614e-06 | 51.0742 | 6.4994 | 0.12856 | 57.7021 | 21.8889 | 3.5859 | 0.057139 | 25.5319 | 46.7299 | 5.9466 | 0.11763 | 52.7941 | 20.0271 | 3.2809 | 0.052279 | 23.3602
Downstate | 2023 | 7 | 13 | 0.34503 | 6.8058e-06 | 2.0713e-06 | 0.31568 | 6.2269e-06 | 1.8952e-06 | 0.42403 | 0.0023445 | 2.9886e-06 | 0.38796 | 0.002145 | 2.7344e-06 | 53.428 | 6.7989 | 0.13449 | 60.3614 | 22.8977 | 3.7511 | 0.059773 | 26.7086 | 48.8836 | 6.2206 | 0.12305 | 55.2272 | 20.9501 | 3.4321 | 0.054689 | 24.4369
Downstate | 2023 | 7 | 14 | 0.36623 | 7.2241e-06 | 2.1986e-06 | 0.33508 | 6.6096e-06 | 2.0116e-06 | 0.45009 | 0.0024885 | 3.1723e-06 | 0.41181 | 0.0022769 | 2.9025e-06 | 56.7113 | 7.2167 | 0.14275 | 64.0708 | 24.3049 | 3.9816 | 0.063446 | 28.35 | 51.8876 | 6.6029 | 0.13061 | 58.6211 | 22.2375 | 3.643 | 0.058049 | 25.9386
Downstate | 2023 | 7 | 15 | 0.415 | 8.1861e-06 | 2.4914e-06 | 0.3797 | 7.4898e-06 | 2.2795e-06 | 0.51003 | 0.0028199 | 3.5948e-06 | 0.46665 | 0.0025801 | 3.289e-06 | 64.264 | 8.1778 | 0.16177 | 72.6037 | 27.5417 | 4.5119 | 0.071896 | 32.1255 | 58.7979 | 7.4823 | 0.14801 | 66.4282 | 25.1991 | 4.1281 | 0.06578 | 29.393
Downstate | 2023 | 7 | 16 | 0.48216 | 9.511e-06 | 2.8946e-06 | 0.44115 | 8.702e-06 | 2.6484e-06 | 0.59257 | 0.0032763 | 4.1766e-06 | 0.54217 | 0.0029976 | 3.8213e-06 | 74.6644 | 9.5013 | 0.18795 | 84.3537 | 31.999 | 5.2421 | 0.083531 | 37.3247 | 68.3136 | 8.6932 | 0.17196 | 77.1788 | 29.2773 | 4.7962 | 0.076426 | 34.1499
Downstate | 2023 | 7 | 17 | 0.38618 | 7.6177e-06 | 2.3184e-06 | 0.35334 | 6.9698e-06 | 2.1212e-06 | 0.47462 | 0.0026241 | 3.3452e-06 | 0.43425 | 0.0024009 | 3.0606e-06 | 59.8015 | 7.61 | 0.15053 | 67.5621 | 25.6292 | 4.1986 | 0.066903 | 29.8947 | 54.715 | 6.9627 | 0.13773 | 61.8154 | 23.4493 | 3.8415 | 0.061213 | 27.352
Downstate | 2023 | 7 | 18 | 0.37146 | 7.3273e-06 | 2.23e-06 | 0.33987 | 6.7041e-06 | 2.0404e-06 | 0.45652 | 0.0025241 | 3.2176e-06 | 0.41769 | 0.0023094 | 2.944e-06 | 57.5218 | 7.3199 | 0.14479 | 64.9865 | 24.6522 | 4.0386 | 0.064353 | 28.7551 | 52.6291 | 6.6973 | 0.13248 | 59.4589 | 22.5553 | 3.695 | 0.058879 | 26.3093
Downstate | 2023 | 7 | 19 | 0.38437 | 7.582e-06 | 2.3076e-06 | 0.35168 | 6.9371e-06 | 2.1113e-06 | 0.47239 | 0.0026118 | 3.3295e-06 | 0.43221 | 0.0023897 | 3.0463e-06 | 59.5214 | 7.5743 | 0.14983 | 67.2455 | 25.5092 | 4.1789 | 0.06659 | 29.7547 | 54.4586 | 6.9301 | 0.13708 | 61.5258 | 23.3394 | 3.8235 | 0.060926 | 27.2238
Downstate | 2023 | 7 | 20 | 0.38112 | 7.5178e-06 | 2.288e-06 | 0.3487 | 6.8783e-06 | 2.0934e-06 | 0.46839 | 0.0025897 | 3.3013e-06 | 0.42855 | 0.0023694 | 3.0205e-06 | 59.0172 | 7.5102 | 0.14856 | 66.676 | 25.2931 | 4.1435 | 0.066026 | 29.5027 | 53.9974 | 6.8714 | 0.13592 | 61.0047 | 23.1417 | 3.7911 | 0.06041 | 26.9932
Downstate | 2023 | 7 | 21 | 0.36097 | 7.1203e-06 | 2.167e-06 | 0.33026 | 6.5146e-06 | 1.9827e-06 | 0.44362 | 0.0024528 | 3.1267e-06 | 0.40589 | 0.0022441 | 2.8608e-06 | 55.8965 | 7.113 | 0.1407 | 63.1503 | 23.9556 | 3.9244 | 0.062534 | 27.9426 | 51.1421 | 6.508 | 0.12873 | 57.7788 | 21.918 | 3.5906 | 0.057215 | 25.5659
Downstate | 2023 | 7 | 22 | 0.32577 | 6.426e-06 | 1.9558e-06 | 0.29806 | 5.8795e-06 | 1.7894e-06 | 0.40037 | 0.0022136 | 2.8219e-06 | 0.36632 | 0.0020253 | 2.5818e-06 | 50.4466 | 6.4195 | 0.12698 | 56.9932 | 21.62 | 3.5418 | 0.056437 | 25.2182 | 46.1558 | 5.8735 | 0.11618 | 52.1454 | 19.781 | 3.2406 | 0.051637 | 23.0732
Downstate | 2023 | 7 | 23 | 0.30031 | 5.9237e-06 | 1.8029e-06 | 0.27476 | 5.4199e-06 | 1.6495e-06 | 0.36907 | 0.0020406 | 2.6013e-06 | 0.33768 | 0.001867 | 2.38e-06 | 46.5033 | 5.9177 | 0.11706 | 52.5381 | 19.93 | 3.265 | 0.052026 | 23.247 | 42.5478 | 5.4144 | 0.1071 | 48.0693 | 18.2348 | 2.9872 | 0.047601 | 21.2696
Downstate | 2023 | 7 | 24 | 0.28472 | 5.6163e-06 | 1.7093e-06 | 0.2605 | 5.1386e-06 | 1.5639e-06 | 0.34992 | 0.0019347 | 2.4663e-06 | 0.32016 | 0.0017701 | 2.2565e-06 | 44.0898 | 5.6106 | 0.11098 | 49.8114 | 18.8956 | 3.0955 | 0.049326 | 22.0404 | 40.3396 | 5.1334 | 0.10154 | 45.5745 | 17.2884 | 2.8322 | 0.04513 | 20.1657
Downstate | 2023 | 8 | 1 | 0.27457 | 5.416e-06 | 1.6483e-06 | 0.25121 | 4.9553e-06 | 1.5081e-06 | 0.33744 | 0.0018657 | 2.3783e-06 | 0.30874 | 0.001707 | 2.176e-06 | 42.5173 | 5.4105 | 0.10702 | 48.0348 | 18.2217 | 2.9851 | 0.047566 | 21.2543 | 38.9008 | 4.9503 | 0.097921 | 43.949 | 16.6718 | 2.7312 | 0.04352 | 19.4465
Downstate | 2023 | 8 | 2 | 0.26586 | 5.2442e-06 | 1.5961e-06 | 0.24324 | 4.7981e-06 | 1.4603e-06 | 0.32674 | 0.0018065 | 2.3029e-06 | 0.29894 | 0.0016529 | 2.107e-06 | 41.1687 | 5.2389 | 0.10363 | 46.5112 | 17.6437 | 2.8904 | 0.046058 | 20.5802 | 37.667 | 4.7933 | 0.094815 | 42.5551 | 16.143 | 2.6446 | 0.04214 | 18.8297
Downstate | 2023 | 8 | 3 | 0.26609 | 5.2488e-06 | 1.5975e-06 | 0.24346 | 4.8024e-06 | 1.4616e-06 | 0.32702 | 0.0018081 | 2.3049e-06 | 0.29921 | 0.0016543 | 2.1089e-06 | 41.2051 | 5.2435 | 0.10372 | 46.5523 | 17.6593 | 2.893 | 0.046098 | 20.5984 | 37.7002 | 4.7975 | 0.094899 | 42.5926 | 16.1572 | 2.6469 | 0.042177 | 18.8463
Downstate | 2023 | 8 | 4 | 0.26358 | 5.1994e-06 | 1.5824e-06 | 0.24116 | 4.7571e-06 | 1.4478e-06 | 0.32394 | 0.0017911 | 2.2832e-06 | 0.29639 | 0.0016387 | 2.089e-06 | 40.8167 | 5.1941 | 0.10274 | 46.1136 | 17.4929 | 2.8657 | 0.045664 | 20.4043 | 37.345 | 4.7523 | 0.094005 | 42.1913 | 16.005 | 2.622 | 0.04178 | 18.6687
Downstate | 2023 | 8 | 5 | 0.2637 | 5.2016e-06 | 1.5831e-06 | 0.24127 | 4.7591e-06 | 1.4484e-06 | 0.32408 | 0.0017918 | 2.2842e-06 | 0.29652 | 0.0016394 | 2.0899e-06 | 40.8342 | 5.1963 | 0.10279 | 46.1334 | 17.5004 | 2.8669 | 0.045683 | 20.413 | 37.361 | 4.7543 | 0.094045 | 42.2094 | 16.0118 | 2.6231 | 0.041798 | 18.6767
Downstate | 2023 | 8 | 6 | 0.28603 | 5.6421e-06 | 1.7172e-06 | 0.2617 | 5.1622e-06 | 1.5711e-06 | 0.35153 | 0.0019436 | 2.4776e-06 | 0.32163 | 0.0017783 | 2.2669e-06 | 44.2927 | 5.6364 | 0.11149 | 50.0406 | 18.9826 | 3.1097 | 0.049553 | 22.1419 | 40.5253 | 5.157 | 0.10201 | 45.7843 | 17.368 | 2.8452 | 0.045338 | 20.2586
Downstate | 2023 | 8 | 7 | 0.29873 | 5.8925e-06 | 1.7934e-06 | 0.27332 | 5.3913e-06 | 1.6408e-06 | 0.36713 | 0.0020298 | 2.5876e-06 | 0.3359 | 0.0018572 | 2.3675e-06 | 46.2584 | 5.8866 | 0.11644 | 52.2614 | 19.825 | 3.2478 | 0.051752 | 23.1245 | 42.3237 | 5.3859 | 0.10654 | 47.8161 | 18.1387 | 2.9715 | 0.04735 | 21.1576
Downstate | 2023 | 8 | 8 | 0.30077 | 5.9328e-06 | 1.8056e-06 | 0.27518 | 5.4282e-06 | 1.652e-06 | 0.36964 | 0.0020437 | 2.6053e-06 | 0.3382 | 0.0018699 | 2.3837e-06 | 46.5745 | 5.9268 | 0.11724 | 52.6185 | 19.9605 | 3.2699 | 0.052105 | 23.2826 | 42.613 | 5.4227 | 0.10727 | 48.1429 | 18.2627 | 2.9918 | 0.047673 | 21.3022
Downstate | 2023 | 8 | 9 | 0.31056 | 6.1259e-06 | 1.8644e-06 | 0.28414 | 5.6048e-06 | 1.7058e-06 | 0.38167 | 0.0021102 | 2.6901e-06 | 0.34921 | 0.0019307 | 2.4613e-06 | 48.0904 | 6.1197 | 0.12105 | 54.3312 | 20.6102 | 3.3764 | 0.053801 | 24.0404 | 44 | 5.5992 | 0.11076 | 49.7099 | 18.8571 | 3.0892 | 0.049225 | 21.9956
Downstate | 2023 | 8 | 10 | 0.30995 | 6.1139e-06 | 1.8607e-06 | 0.28358 | 5.5938e-06 | 1.7025e-06 | 0.38092 | 0.0021061 | 2.6848e-06 | 0.34852 | 0.001927 | 2.4564e-06 | 47.9959 | 6.1077 | 0.12082 | 54.2244 | 20.5697 | 3.3697 | 0.053696 | 23.9931 | 43.9135 | 5.5882 | 0.11054 | 49.6122 | 18.8201 | 3.0831 | 0.049128 | 21.9523
Downstate | 2023 | 8 | 11 | 0.31162 | 6.1468e-06 | 1.8708e-06 | 0.28511 | 5.624e-06 | 1.7116e-06 | 0.38297 | 0.0021174 | 2.6992e-06 | 0.3504 | 0.0019373 | 2.4696e-06 | 48.2544 | 6.1406 | 0.12147 | 54.5164 | 20.6804 | 3.3879 | 0.053985 | 24.1223 | 44.15 | 5.6183 | 0.11113 | 49.8794 | 18.9214 | 3.0997 | 0.049393 | 22.0705
Downstate | 2023 | 8 | 12 | 0.3161 | 6.2353e-06 | 1.8977e-06 | 0.28922 | 5.7049e-06 | 1.7363e-06 | 0.38849 | 0.0021479 | 2.7381e-06 | 0.35544 | 0.0019652 | 2.5052e-06 | 48.9493 | 6.229 | 0.12322 | 55.3015 | 20.9783 | 3.4367 | 0.054762 | 24.4697 | 44.7858 | 5.6992 | 0.11273 | 50.5977 | 19.1939 | 3.1444 | 0.050104 | 22.3884
Downstate | 2023 | 8 | 13 | 0.32934 | 6.4965e-06 | 1.9772e-06 | 0.30133 | 5.9439e-06 | 1.809e-06 | 0.40476 | 0.0022379 | 2.8528e-06 | 0.37033 | 0.0020475 | 2.6101e-06 | 50.9995 | 6.4899 | 0.12838 | 57.6177 | 21.8569 | 3.5806 | 0.057056 | 25.4946 | 46.6616 | 5.9379 | 0.11746 | 52.7169 | 19.9978 | 3.2761 | 0.052203 | 23.3261
Downstate | 2023 | 8 | 14 | 0.34109 | 6.7283e-06 | 2.0477e-06 | 0.31208 | 6.156e-06 | 1.8736e-06 | 0.4192 | 0.0023177 | 2.9546e-06 | 0.38354 | 0.0021206 | 2.7033e-06 | 52.8193 | 6.7215 | 0.13296 | 59.6737 | 22.6368 | 3.7084 | 0.059092 | 26.4043 | 48.3266 | 6.1497 | 0.12165 | 54.598 | 20.7114 | 3.393 | 0.054066 | 24.1584
Downstate | 2023 | 8 | 15 | 0.37848 | 7.4658e-06 | 2.2722e-06 | 0.34629 | 6.8308e-06 | 2.0789e-06 | 0.46515 | 0.0025718 | 3.2785e-06 | 0.42559 | 0.002353 | 2.9996e-06 | 58.609 | 7.4582 | 0.14753 | 66.2148 | 25.1181 | 4.1149 | 0.065569 | 29.2986 | 53.6239 | 6.8238 | 0.13498 | 60.5827 | 22.9817 | 3.7649 | 0.059992 | 26.8065
Downstate | 2023 | 8 | 16 | 0.42711 | 8.425e-06 | 2.5641e-06 | 0.39078 | 7.7084e-06 | 2.346e-06 | 0.52492 | 0.0029022 | 3.6997e-06 | 0.48027 | 0.0026554 | 3.385e-06 | 66.1394 | 8.4165 | 0.16649 | 74.7224 | 28.3455 | 4.6436 | 0.073994 | 33.063 | 60.5138 | 7.7006 | 0.15233 | 68.3667 | 25.9345 | 4.2486 | 0.0677 | 30.2508
Downstate | 2023 | 8 | 17 | 0.35907 | 7.0829e-06 | 2.1557e-06 | 0.32853 | 6.4805e-06 | 1.9723e-06 | 0.4413 | 0.0024399 | 3.1103e-06 | 0.40376 | 0.0022324 | 2.8458e-06 | 55.6035 | 7.0758 | 0.13996 | 62.8192 | 23.8301 | 3.9039 | 0.062207 | 27.7961 | 50.874 | 6.4739 | 0.12806 | 57.4759 | 21.8031 | 3.5718 | 0.056915 | 25.4319
Downstate | 2023 | 8 | 18 | 0.37105 | 7.3192e-06 | 2.2276e-06 | 0.33949 | 6.6966e-06 | 2.0381e-06 | 0.45602 | 0.0025213 | 3.2141e-06 | 0.41723 | 0.0023068 | 2.9407e-06 | 57.458 | 7.3117 | 0.14463 | 64.9143 | 24.6248 | 4.0341 | 0.064281 | 28.7232 | 52.5707 | 6.6898 | 0.13233 | 59.3929 | 22.5303 | 3.6909 | 0.058814 | 26.2801
Downstate | 2023 | 8 | 19 | 0.38021 | 7.4999e-06 | 2.2826e-06 | 0.34787 | 6.862e-06 | 2.0884e-06 | 0.46728 | 0.0025836 | 3.2934e-06 | 0.42753 | 0.0023638 | 3.0133e-06 | 58.8768 | 7.4923 | 0.1482 | 66.5173 | 25.2329 | 4.1337 | 0.065869 | 29.4325 | 53.8689 | 6.855 | 0.1356 | 60.8595 | 23.0867 | 3.7821 | 0.060266 | 26.929
Downstate | 2023 | 8 | 20 | 0.37854 | 7.467e-06 | 2.2726e-06 | 0.34634 | 6.8318e-06 | 2.0793e-06 | 0.46522 | 0.0025722 | 3.279e-06 | 0.42565 | 0.0023534 | 3.0001e-06 | 58.6182 | 7.4594 | 0.14755 | 66.2251 | 25.1221 | 4.1155 | 0.065579 | 29.3032 | 53.6322 | 6.8249 | 0.135 | 60.5922 | 22.9852 | 3.7655 | 0.060001 | 26.8107
Downstate | 2023 | 8 | 21 | 0.36294 | 7.1593e-06 | 2.1789e-06 | 0.33207 | 6.5503e-06 | 1.9936e-06 | 0.44605 | 0.0024662 | 3.1439e-06 | 0.40811 | 0.0022564 | 2.8765e-06 | 56.2029 | 7.152 | 0.14147 | 63.4964 | 24.087 | 3.946 | 0.062877 | 28.0958 | 51.4224 | 6.5437 | 0.12944 | 58.0956 | 22.0382 | 3.6103 | 0.057529 | 25.706
Downstate | 2023 | 8 | 22 | 0.32916 | 6.4929e-06 | 1.9761e-06 | 0.30116 | 5.9406e-06 | 1.808e-06 | 0.40453 | 0.0022367 | 2.8512e-06 | 0.37013 | 0.0020464 | 2.6087e-06 | 50.9713 | 6.4863 | 0.1283 | 57.5859 | 21.8448 | 3.5786 | 0.057024 | 25.4805 | 46.6358 | 5.9346 | 0.11739 | 52.6878 | 19.9868 | 3.2743 | 0.052174 | 23.3132
Downstate | 2023 | 8 | 23 | 0.30106 | 5.9386e-06 | 1.8074e-06 | 0.27545 | 5.4335e-06 | 1.6537e-06 | 0.37 | 0.0020457 | 2.6078e-06 | 0.33853 | 0.0018717 | 2.386e-06 | 46.6199 | 5.9326 | 0.11735 | 52.6699 | 19.98 | 3.2731 | 0.052156 | 23.3053 | 42.6546 | 5.428 | 0.10737 | 48.1899 | 18.2805 | 2.9947 | 0.04772 | 21.323
Downstate | 2023 | 8 | 24 | 0.28815 | 5.6839e-06 | 1.7299e-06 | 0.26364 | 5.2004e-06 | 1.5827e-06 | 0.35413 | 0.001958 | 2.496e-06 | 0.32401 | 0.0017914 | 2.2837e-06 | 44.6207 | 5.6782 | 0.11232 | 50.4111 | 19.1231 | 3.1328 | 0.04992 | 22.3058 | 40.8253 | 5.1952 | 0.10277 | 46.1233 | 17.4966 | 2.8663 | 0.045674 | 20.4085
Downstate | 2023 | 9 | 1 | 0.20138 | 3.9723e-06 | 1.209e-06 | 0.18425 | 3.6344e-06 | 1.1061e-06 | 0.24749 | 0.0013684 | 1.7443e-06 | 0.22644 | 0.001252 | 1.596e-06 | 31.1837 | 3.9682 | 0.078496 | 35.2305 | 13.3645 | 2.1894 | 0.034887 | 15.5887 | 28.5313 | 3.6307 | 0.071819 | 32.2338 | 12.2277 | 2.0032 | 0.03192 | 14.2628
Downstate | 2023 | 9 | 2 | 0.16977 | 3.3488e-06 | 1.0192e-06 | 0.15533 | 3.064e-06 | 9.3251e-07 | 0.20865 | 0.0011536 | 1.4706e-06 | 0.1909 | 0.0010555 | 1.3455e-06 | 26.2893 | 3.3454 | 0.066175 | 29.7009 | 11.2668 | 1.8457 | 0.029411 | 13.142 | 24.0532 | 3.0609 | 0.060547 | 27.1746 | 10.3085 | 1.6888 | 0.02691 | 12.0242
Downstate | 2023 | 9 | 3 | 0.18357 | 3.621e-06 | 1.102e-06 | 0.16795 | 3.313e-06 | 1.0083e-06 | 0.2256 | 0.0012473 | 1.5901e-06 | 0.20641 | 0.0011413 | 1.4548e-06 | 28.426 | 3.6173 | 0.071554 | 32.1148 | 12.1826 | 1.9958 | 0.031802 | 14.2101 | 26.0081 | 3.3096 | 0.065468 | 29.3832 | 11.1463 | 1.826 | 0.029097 | 13.0014
Downstate | 2023 | 9 | 4 | 0.19885 | 3.9224e-06 | 1.1938e-06 | 0.18194 | 3.5888e-06 | 1.0922e-06 | 0.24438 | 0.0013512 | 1.7225e-06 | 0.2236 | 0.0012363 | 1.5759e-06 | 30.7924 | 3.9185 | 0.077511 | 34.7884 | 13.1967 | 2.1619 | 0.034449 | 15.3931 | 28.1733 | 3.5852 | 0.070918 | 31.8293 | 12.0743 | 1.978 | 0.031519 | 14.0838
Downstate | 2023 | 9 | 5 | 0.22145 | 4.3682e-06 | 1.3295e-06 | 0.20261 | 3.9967e-06 | 1.2164e-06 | 0.27216 | 0.0015048 | 1.9182e-06 | 0.24901 | 0.0013768 | 1.7551e-06 | 34.2921 | 4.3638 | 0.08632 | 38.7422 | 14.6966 | 2.4076 | 0.038364 | 17.1426 | 31.3753 | 3.9926 | 0.078978 | 35.4469 | 13.4465 | 2.2028 | 0.035101 | 15.6845
Downstate | 2023 | 9 | 6 | 0.27047 | 5.3353e-06 | 1.6238e-06 | 0.24747 | 4.8815e-06 | 1.4857e-06 | 0.33241 | 0.0018379 | 2.3429e-06 | 0.30414 | 0.0016816 | 2.1436e-06 | 41.8837 | 5.3299 | 0.10543 | 47.3189 | 17.9501 | 2.9406 | 0.046858 | 20.9376 | 38.3211 | 4.8765 | 0.096462 | 43.2941 | 16.4233 | 2.6905 | 0.042872 | 19.1567
Downstate | 2023 | 9 | 7 | 0.27808 | 5.4853e-06 | 1.6694e-06 | 0.25443 | 5.0187e-06 | 1.5274e-06 | 0.34176 | 0.0018896 | 2.4088e-06 | 0.31269 | 0.0017288 | 2.2039e-06 | 43.0615 | 5.4797 | 0.10839 | 48.6497 | 18.4549 | 3.0233 | 0.048175 | 21.5264 | 39.3988 | 5.0136 | 0.099175 | 44.5116 | 16.8852 | 2.7662 | 0.044078 | 19.6954
Downstate | 2023 | 9 | 8 | 0.26438 | 5.2151e-06 | 1.5872e-06 | 0.2419 | 4.7715e-06 | 1.4522e-06 | 0.32492 | 0.0017965 | 2.2901e-06 | 0.29729 | 0.0016437 | 2.0953e-06 | 40.9405 | 5.2098 | 0.10306 | 46.2534 | 17.5459 | 2.8744 | 0.045802 | 20.4661 | 37.4582 | 4.7667 | 0.09429 | 42.3192 | 16.0535 | 2.6299 | 0.041907 | 18.7253
Downstate | 2023 | 9 | 9 | 0.27141 | 5.3537e-06 | 1.6294e-06 | 0.24832 | 4.8983e-06 | 1.4908e-06 | 0.33356 | 0.0018442 | 2.351e-06 | 0.30519 | 0.0016874 | 2.151e-06 | 42.0284 | 5.3483 | 0.10579 | 47.4825 | 18.0122 | 2.9508 | 0.047019 | 21.01 | 38.4536 | 4.8934 | 0.096795 | 43.4437 | 16.4801 | 2.6998 | 0.04302 | 19.2229
Downstate | 2023 | 9 | 10 | 0.26422 | 5.2119e-06 | 1.5862e-06 | 0.24175 | 4.7686e-06 | 1.4513e-06 | 0.32472 | 0.0017954 | 2.2887e-06 | 0.2971 | 0.0016427 | 2.094e-06 | 40.9151 | 5.2066 | 0.10299 | 46.2247 | 17.5351 | 2.8726 | 0.045774 | 20.4534 | 37.435 | 4.7637 | 0.094231 | 42.2929 | 16.0436 | 2.6283 | 0.041881 | 18.7137
Downstate | 2023 | 9 | 11 | 0.25966 | 5.1219e-06 | 1.5588e-06 | 0.23757 | 4.6862e-06 | 1.4262e-06 | 0.31912 | 0.0017644 | 2.2492e-06 | 0.29197 | 0.0016143 | 2.0579e-06 | 40.2086 | 5.1167 | 0.10121 | 45.4265 | 17.2323 | 2.823 | 0.044984 | 20.1002 | 36.7885 | 4.6815 | 0.092604 | 41.5626 | 15.7665 | 2.5829 | 0.041157 | 18.3906
Downstate | 2023 | 9 | 12 | 0.26302 | 5.1882e-06 | 1.579e-06 | 0.24065 | 4.7469e-06 | 1.4447e-06 | 0.32325 | 0.0017872 | 2.2783e-06 | 0.29575 | 0.0016352 | 2.0845e-06 | 40.729 | 5.1829 | 0.10252 | 46.0144 | 17.4553 | 2.8595 | 0.045566 | 20.3604 | 37.2647 | 4.7421 | 0.093803 | 42.1006 | 15.9706 | 2.6163 | 0.04169 | 18.6286
Downstate | 2023 | 9 | 13 | 0.27246 | 5.3745e-06 | 1.6357e-06 | 0.24929 | 4.9173e-06 | 1.4966e-06 | 0.33485 | 0.0018514 | 2.3601e-06 | 0.30637 | 0.0016939 | 2.1593e-06 | 42.1914 | 5.369 | 0.1062 | 47.6666 | 18.082 | 2.9622 | 0.047202 | 21.0915 | 38.6027 | 4.9123 | 0.097171 | 43.6122 | 16.544 | 2.7103 | 0.043187 | 19.2975
Downstate | 2023 | 9 | 14 | 0.28676 | 5.6565e-06 | 1.7216e-06 | 0.26237 | 5.1754e-06 | 1.5751e-06 | 0.35243 | 0.0019486 | 2.484e-06 | 0.32245 | 0.0017828 | 2.2727e-06 | 44.4057 | 5.6508 | 0.11178 | 50.1683 | 19.031 | 3.1177 | 0.049679 | 22.1984 | 40.6287 | 5.1702 | 0.10227 | 45.9011 | 17.4123 | 2.8525 | 0.045453 | 20.3102
Downstate | 2023 | 9 | 15 | 0.30576 | 6.0314e-06 | 1.8356e-06 | 0.27976 | 5.5184e-06 | 1.6795e-06 | 0.37578 | 0.0020777 | 2.6486e-06 | 0.34382 | 0.001901 | 2.4233e-06 | 47.3484 | 6.0253 | 0.11919 | 53.4929 | 20.2922 | 3.3243 | 0.052971 | 23.6694 | 43.3211 | 5.5128 | 0.10905 | 48.9429 | 18.5662 | 3.0415 | 0.048466 | 21.6562
Downstate | 2023 | 9 | 16 | 0.33326 | 6.5738e-06 | 2.0007e-06 | 0.30492 | 6.0147e-06 | 1.8306e-06 | 0.40958 | 0.0022645 | 2.8868e-06 | 0.37474 | 0.0020719 | 2.6412e-06 | 51.6069 | 6.5672 | 0.1299 | 58.3039 | 22.1172 | 3.6233 | 0.057735 | 25.7982 | 47.2173 | 6.0086 | 0.11886 | 53.3447 | 20.236 | 3.3151 | 0.052825 | 23.6039
Downstate | 2023 | 9 | 17 | 0.33464 | 6.6009e-06 | 2.009e-06 | 0.30618 | 6.0395e-06 | 1.8381e-06 | 0.41127 | 0.0022739 | 2.8987e-06 | 0.37629 | 0.0020805 | 2.6521e-06 | 51.8197 | 6.5943 | 0.13044 | 58.5443 | 22.2084 | 3.6382 | 0.057973 | 25.9046 | 47.412 | 6.0334 | 0.11935 | 53.5647 | 20.3194 | 3.3287 | 0.053042 | 23.7012
Downstate | 2023 | 9 | 18 | 0.34914 | 6.887e-06 | 2.096e-06 | 0.31944 | 6.3012e-06 | 1.9178e-06 | 0.42909 | 0.0023724 | 3.0243e-06 | 0.39259 | 0.0021706 | 2.767e-06 | 54.0652 | 6.88 | 0.13609 | 61.0813 | 23.1708 | 3.7959 | 0.060486 | 27.0271 | 49.4665 | 6.2948 | 0.12452 | 55.8859 | 21.1999 | 3.473 | 0.055341 | 24.7283
Downstate | 2023 | 9 | 19 | 0.35347 | 6.9725e-06 | 2.1221e-06 | 0.32341 | 6.3794e-06 | 1.9416e-06 | 0.43441 | 0.0024019 | 3.0618e-06 | 0.39746 | 0.0021976 | 2.8014e-06 | 54.7363 | 6.9654 | 0.13778 | 61.8395 | 23.4584 | 3.843 | 0.061236 | 27.3626 | 50.0805 | 6.3729 | 0.12606 | 56.5795 | 21.4631 | 3.5161 | 0.056028 | 25.0352
Downstate | 2023 | 9 | 20 | 0.33867 | 6.6805e-06 | 2.0332e-06 | 0.30987 | 6.1123e-06 | 1.8603e-06 | 0.41623 | 0.0023013 | 2.9336e-06 | 0.38082 | 0.0021056 | 2.6841e-06 | 52.4446 | 6.6738 | 0.13201 | 59.2504 | 22.4763 | 3.6821 | 0.058673 | 26.217 | 47.9838 | 6.1061 | 0.12078 | 54.2107 | 20.5645 | 3.3689 | 0.053682 | 23.9871
Downstate | 2023 | 9 | 21 | 0.32428 | 6.3966e-06 | 1.9468e-06 | 0.2967 | 5.8525e-06 | 1.7812e-06 | 0.39854 | 0.0022035 | 2.8089e-06 | 0.36464 | 0.0020161 | 2.57e-06 | 50.2154 | 6.3901 | 0.1264 | 56.7319 | 21.5209 | 3.5256 | 0.056179 | 25.1027 | 45.9442 | 5.8466 | 0.11565 | 51.9065 | 19.6904 | 3.2257 | 0.0514 | 22.9675
Downstate | 2023 | 9 | 22 | 0.29969 | 5.9116e-06 | 1.7992e-06 | 0.2742 | 5.4088e-06 | 1.6461e-06 | 0.36832 | 0.0020364 | 2.596e-06 | 0.33699 | 0.0018632 | 2.3752e-06 | 46.4081 | 5.9056 | 0.11682 | 52.4305 | 19.8892 | 3.2583 | 0.051919 | 23.1994 | 42.4607 | 5.4033 | 0.10688 | 47.9709 | 18.1975 | 2.9811 | 0.047503 | 21.2261
Downstate | 2023 | 9 | 23 | 0.26123 | 5.153e-06 | 1.5683e-06 | 0.23901 | 4.7147e-06 | 1.4349e-06 | 0.32105 | 0.0017751 | 2.2628e-06 | 0.29375 | 0.0016241 | 2.0704e-06 | 40.4529 | 5.1478 | 0.10183 | 45.7025 | 17.3369 | 2.8402 | 0.045257 | 20.2224 | 37.012 | 4.7099 | 0.093167 | 41.8151 | 15.8623 | 2.5986 | 0.041407 | 18.5023
Downstate | 2023 | 9 | 24 | 0.2474 | 4.88e-06 | 1.4852e-06 | 0.22635 | 4.465e-06 | 1.3589e-06 | 0.30405 | 0.0016811 | 2.143e-06 | 0.27819 | 0.0015381 | 1.9607e-06 | 38.31 | 4.8751 | 0.096434 | 43.2815 | 16.4186 | 2.6897 | 0.042859 | 19.1511 | 35.0514 | 4.4604 | 0.088231 | 39.6001 | 15.022 | 2.4609 | 0.039214 | 17.5222
Downstate | 2023 | 10 | 1 | 0.20819 | 4.1067e-06 | 1.2499e-06 | 0.19049 | 3.7574e-06 | 1.1436e-06 | 0.25587 | 0.0014147 | 1.8034e-06 | 0.2341 | 0.0012944 | 1.65e-06 | 32.2394 | 4.1026 | 0.081153 | 36.4231 | 13.8169 | 2.2635 | 0.036068 | 16.1164 | 29.4972 | 3.7536 | 0.07425 | 33.3251 | 12.6416 | 2.071 | 0.033 | 14.7456
Downstate | 2023 | 10 | 2 | 0.20175 | 3.9796e-06 | 1.2112e-06 | 0.18459 | 3.6411e-06 | 1.1082e-06 | 0.24795 | 0.0013709 | 1.7476e-06 | 0.22686 | 0.0012543 | 1.5989e-06 | 31.2414 | 3.9756 | 0.078641 | 35.2956 | 13.3892 | 2.1934 | 0.034951 | 15.6175 | 28.584 | 3.6374 | 0.071952 | 32.2934 | 12.2503 | 2.0069 | 0.031979 | 14.2891
Downstate | 2023 | 10 | 3 | 0.2005 | 3.9549e-06 | 1.2037e-06 | 0.18344 | 3.6185e-06 | 1.1013e-06 | 0.24641 | 0.0013624 | 1.7367e-06 | 0.22545 | 0.0012465 | 1.589e-06 | 31.0473 | 3.9509 | 0.078152 | 35.0763 | 13.306 | 2.1798 | 0.034734 | 15.5205 | 28.4065 | 3.6148 | 0.071505 | 32.0928 | 12.1742 | 1.9944 | 0.03178 | 14.2004
Downstate | 2023 | 10 | 4 | 0.20852 | 4.1132e-06 | 1.2518e-06 | 0.19078 | 3.7633e-06 | 1.1454e-06 | 0.25627 | 0.0014169 | 1.8062e-06 | 0.23447 | 0.0012964 | 1.6526e-06 | 32.2898 | 4.109 | 0.08128 | 36.4801 | 13.8385 | 2.267 | 0.036124 | 16.1417 | 29.5433 | 3.7595 | 0.074366 | 33.3772 | 12.6614 | 2.0742 | 0.033052 | 14.7687
Downstate | 2023 | 10 | 5 | 0.23418 | 4.6193e-06 | 1.4059e-06 | 0.21426 | 4.2264e-06 | 1.2863e-06 | 0.2878 | 0.0015913 | 2.0285e-06 | 0.26332 | 0.0014559 | 1.8559e-06 | 36.2633 | 4.6146 | 0.091282 | 40.9692 | 15.5414 | 2.546 | 0.04057 | 18.128 | 33.1788 | 4.2221 | 0.083518 | 37.4845 | 14.2195 | 2.3295 | 0.037119 | 16.5861
Downstate | 2023 | 10 | 6 | 0.28282 | 5.5788e-06 | 1.6979e-06 | 0.25876 | 5.1042e-06 | 1.5535e-06 | 0.34758 | 0.0019218 | 2.4498e-06 | 0.31802 | 0.0017583 | 2.2414e-06 | 43.7952 | 5.5731 | 0.11024 | 49.4785 | 18.7694 | 3.0748 | 0.048996 | 21.8932 | 40.07 | 5.0991 | 0.10086 | 45.27 | 17.1729 | 2.8133 | 0.044829 | 20.031
Downstate | 2023 | 10 | 7 | 0.28441 | 5.6102e-06 | 1.7075e-06 | 0.26022 | 5.133e-06 | 1.5622e-06 | 0.34954 | 0.0019326 | 2.4636e-06 | 0.31981 | 0.0017682 | 2.2541e-06 | 44.042 | 5.6045 | 0.11086 | 49.7574 | 18.8751 | 3.0921 | 0.049272 | 22.0166 | 40.2959 | 5.1278 | 0.10143 | 45.5251 | 17.2697 | 2.8291 | 0.045081 | 20.1439
Downstate | 2023 | 10 | 8 | 0.26723 | 5.2712e-06 | 1.6043e-06 | 0.2445 | 4.8228e-06 | 1.4678e-06 | 0.32842 | 0.0018158 | 2.3147e-06 | 0.30048 | 0.0016614 | 2.1179e-06 | 41.3807 | 5.2659 | 0.10416 | 46.7508 | 17.7346 | 2.9053 | 0.046295 | 20.6862 | 37.861 | 4.818 | 0.095304 | 42.7742 | 16.2261 | 2.6582 | 0.042357 | 18.9267
Downstate | 2023 | 10 | 9 | 0.27289 | 5.3829e-06 | 1.6383e-06 | 0.24968 | 4.925e-06 | 1.4989e-06 | 0.33538 | 0.0018543 | 2.3638e-06 | 0.30685 | 0.0016966 | 2.1627e-06 | 42.2574 | 5.3774 | 0.10637 | 47.7412 | 18.1103 | 2.9668 | 0.047276 | 21.1244 | 38.6631 | 4.92 | 0.097323 | 43.6804 | 16.5699 | 2.7145 | 0.043254 | 19.3276
Downstate | 2023 | 10 | 10 | 0.26155 | 5.1593e-06 | 1.5702e-06 | 0.2393 | 4.7204e-06 | 1.4367e-06 | 0.32144 | 0.0017773 | 2.2656e-06 | 0.2941 | 0.0016261 | 2.0729e-06 | 40.502 | 5.154 | 0.10195 | 45.758 | 17.358 | 2.8436 | 0.045312 | 20.2469 | 37.057 | 4.7156 | 0.09328 | 41.8659 | 15.8816 | 2.6017 | 0.041458 | 18.5248
Downstate | 2023 | 10 | 11 | 0.26244 | 5.1768e-06 | 1.5755e-06 | 0.24012 | 4.7364e-06 | 1.4415e-06 | 0.32253 | 0.0017833 | 2.2733e-06 | 0.2951 | 0.0016316 | 2.0799e-06 | 40.6393 | 5.1715 | 0.1023 | 45.9131 | 17.4168 | 2.8532 | 0.045465 | 20.3155 | 37.1826 | 4.7316 | 0.093596 | 42.0078 | 15.9354 | 2.6106 | 0.041598 | 18.5876
Downstate | 2023 | 10 | 12 | 0.26218 | 5.1717e-06 | 1.574e-06 | 0.23988 | 4.7318e-06 | 1.4401e-06 | 0.32222 | 0.0017815 | 2.271e-06 | 0.29481 | 0.00163 | 2.0779e-06 | 40.5996 | 5.1665 | 0.1022 | 45.8683 | 17.3998 | 2.8505 | 0.045421 | 20.2957 | 37.1463 | 4.727 | 0.093505 | 41.9668 | 15.9198 | 2.608 | 0.041558 | 18.5694
Downstate | 2023 | 10 | 13 | 0.27653 | 5.4548e-06 | 1.6602e-06 | 0.25301 | 4.9908e-06 | 1.5189e-06 | 0.33986 | 0.0018791 | 2.3954e-06 | 0.31095 | 0.0017192 | 2.1916e-06 | 42.8219 | 5.4493 | 0.10779 | 48.379 | 18.3523 | 3.0065 | 0.047907 | 21.4066 | 39.1796 | 4.9858 | 0.098623 | 44.264 | 16.7913 | 2.7508 | 0.043832 | 19.5858
Downstate | 2023 | 10 | 14 | 0.28609 | 5.6432e-06 | 1.7175e-06 | 0.26175 | 5.1632e-06 | 1.5714e-06 | 0.3516 | 0.001944 | 2.4781e-06 | 0.32169 | 0.0017786 | 2.2673e-06 | 44.3012 | 5.6375 | 0.11151 | 50.0502 | 18.9862 | 3.1103 | 0.049562 | 22.1461 | 40.533 | 5.158 | 0.10203 | 45.7931 | 17.3713 | 2.8458 | 0.045347 | 20.2624
Downstate | 2023 | 10 | 15 | 0.2999 | 5.9157e-06 | 1.8004e-06 | 0.27439 | 5.4125e-06 | 1.6473e-06 | 0.36857 | 0.0020378 | 2.5977e-06 | 0.33722 | 0.0018645 | 2.3768e-06 | 46.4399 | 5.9097 | 0.1169 | 52.4665 | 19.9028 | 3.2605 | 0.051955 | 23.2153 | 42.4898 | 5.407 | 0.10696 | 48.0038 | 18.2099 | 2.9832 | 0.047536 | 21.2406
Downstate | 2023 | 10 | 16 | 0.33074 | 6.524e-06 | 1.9856e-06 | 0.30261 | 5.9691e-06 | 1.8167e-06 | 0.40647 | 0.0022474 | 2.8649e-06 | 0.3719 | 0.0020562 | 2.6212e-06 | 51.2156 | 6.5174 | 0.12892 | 57.8619 | 21.9496 | 3.5958 | 0.057298 | 25.6026 | 46.8593 | 5.963 | 0.11795 | 52.9403 | 20.0826 | 3.2899 | 0.052424 | 23.4249
Downstate | 2023 | 10 | 17 | 0.34016 | 6.7098e-06 | 2.0421e-06 | 0.31122 | 6.1391e-06 | 1.8684e-06 | 0.41805 | 0.0023114 | 2.9465e-06 | 0.38249 | 0.0021148 | 2.6959e-06 | 52.6742 | 6.703 | 0.13259 | 59.5097 | 22.5746 | 3.6982 | 0.058929 | 26.3318 | 48.1938 | 6.1328 | 0.12131 | 54.448 | 20.6545 | 3.3836 | 0.053917 | 24.0921
Downstate | 2023 | 10 | 18 | 0.35257 | 6.9547e-06 | 2.1166e-06 | 0.32258 | 6.3631e-06 | 1.9366e-06 | 0.43331 | 0.0023957 | 3.054e-06 | 0.39645 | 0.002192 | 2.7942e-06 | 54.5966 | 6.9476 | 0.13743 | 61.6817 | 23.3985 | 3.8332 | 0.06108 | 27.2928 | 49.9527 | 6.3567 | 0.12574 | 56.4352 | 21.4083 | 3.5071 | 0.055885 | 24.9713
Downstate | 2023 | 10 | 19 | 0.35263 | 6.9559e-06 | 2.117e-06 | 0.32264 | 6.3642e-06 | 1.9369e-06 | 0.43338 | 0.0023961 | 3.0545e-06 | 0.39652 | 0.0021923 | 2.7947e-06 | 54.606 | 6.9488 | 0.13745 | 61.6923 | 23.4026 | 3.8338 | 0.061091 | 27.2975 | 49.9613 | 6.3578 | 0.12576 | 56.4449 | 21.412 | 3.5077 | 0.055894 | 24.9756
Downstate | 2023 | 10 | 20 | 0.34051 | 6.7168e-06 | 2.0442e-06 | 0.31155 | 6.1455e-06 | 1.8704e-06 | 0.41848 | 0.0023138 | 2.9495e-06 | 0.38289 | 0.002117 | 2.6987e-06 | 52.729 | 6.71 | 0.13273 | 59.5717 | 22.5982 | 3.7021 | 0.058991 | 26.3592 | 48.244 | 6.1392 | 0.12144 | 54.5047 | 20.676 | 3.3872 | 0.053973 | 24.1171
Downstate | 2023 | 10 | 21 | 0.32091 | 6.3301e-06 | 1.9265e-06 | 0.29361 | 5.7916e-06 | 1.7627e-06 | 0.39439 | 0.0021806 | 2.7797e-06 | 0.36084 | 0.0019951 | 2.5433e-06 | 49.6932 | 6.3236 | 0.12509 | 56.1419 | 21.2971 | 3.4889 | 0.055594 | 24.8416 | 45.4664 | 5.7858 | 0.11445 | 51.3666 | 19.4856 | 3.1922 | 0.050866 | 22.7286
Downstate | 2023 | 10 | 22 | 0.29496 | 5.8183e-06 | 1.7708e-06 | 0.26987 | 5.3234e-06 | 1.6202e-06 | 0.3625 | 0.0020043 | 2.555e-06 | 0.33167 | 0.0018338 | 2.3377e-06 | 45.6756 | 5.8124 | 0.11497 | 51.603 | 19.5753 | 3.2068 | 0.0511 | 22.8332 | 41.7906 | 5.318 | 0.1052 | 47.2138 | 17.9102 | 2.9341 | 0.046753 | 20.8911
Downstate | 2023 | 10 | 23 | 0.26278 | 5.1836e-06 | 1.5776e-06 | 0.24043 | 4.7427e-06 | 1.4434e-06 | 0.32296 | 0.0017856 | 2.2763e-06 | 0.29549 | 0.0016337 | 2.0826e-06 | 40.6928 | 5.1783 | 0.10243 | 45.9736 | 17.4398 | 2.857 | 0.045525 | 20.3423 | 37.2316 | 4.7379 | 0.093719 | 42.0632 | 15.9564 | 2.614 | 0.041653 | 18.612
Downstate | 2023 | 10 | 24 | 0.22595 | 4.457e-06 | 1.3565e-06 | 0.20673 | 4.0779e-06 | 1.2411e-06 | 0.27769 | 0.0015353 | 1.9572e-06 | 0.25407 | 0.0014047 | 1.7907e-06 | 34.9889 | 4.4525 | 0.088074 | 39.5294 | 14.9952 | 2.4565 | 0.039144 | 17.4909 | 32.0128 | 4.0738 | 0.080583 | 36.1672 | 13.7198 | 2.2476 | 0.035814 | 16.0032
Downstate | 2023 | 11 | 1 | 0.22882 | 4.5137e-06 | 1.3737e-06 | 0.20936 | 4.1297e-06 | 1.2569e-06 | 0.28122 | 0.0015549 | 1.9821e-06 | 0.2573 | 0.0014226 | 1.8135e-06 | 35.4338 | 4.5091 | 0.089194 | 40.0321 | 15.1859 | 2.4878 | 0.039642 | 17.7133 | 32.4199 | 4.1256 | 0.081607 | 36.627 | 13.8942 | 2.2762 | 0.03627 | 16.2067
Downstate | 2023 | 11 | 2 | 0.2158 | 4.2568e-06 | 1.2956e-06 | 0.19745 | 3.8948e-06 | 1.1854e-06 | 0.26522 | 0.0014664 | 1.8693e-06 | 0.24266 | 0.0013417 | 1.7103e-06 | 33.4176 | 4.2525 | 0.084119 | 37.7542 | 14.3218 | 2.3462 | 0.037386 | 16.7054 | 30.5751 | 3.8908 | 0.076964 | 34.5429 | 13.1036 | 2.1467 | 0.034206 | 15.2845
Downstate | 2023 | 11 | 3 | 0.22543 | 4.4466e-06 | 1.3533e-06 | 0.20625 | 4.0684e-06 | 1.2382e-06 | 0.27704 | 0.0015318 | 1.9527e-06 | 0.25348 | 0.0014015 | 1.7866e-06 | 34.9076 | 4.4421 | 0.087869 | 39.4376 | 14.9604 | 2.4508 | 0.039053 | 17.4503 | 31.9385 | 4.0643 | 0.080395 | 36.0832 | 13.6879 | 2.2424 | 0.035731 | 15.966
Downstate | 2023 | 11 | 4 | 0.22959 | 4.5289e-06 | 1.3783e-06 | 0.21006 | 4.1436e-06 | 1.2611e-06 | 0.28217 | 0.0015601 | 1.9888e-06 | 0.25817 | 0.0014274 | 1.8196e-06 | 35.5531 | 4.5243 | 0.089494 | 40.1668 | 15.237 | 2.4961 | 0.039775 | 17.773 | 32.529 | 4.1394 | 0.081882 | 36.7503 | 13.941 | 2.2838 | 0.036392 | 16.2612
Downstate | 2023 | 11 | 5 | 0.22687 | 4.4751e-06 | 1.362e-06 | 0.20757 | 4.0945e-06 | 1.2461e-06 | 0.27882 | 0.0015416 | 1.9652e-06 | 0.2551 | 0.0014105 | 1.798e-06 | 35.1311 | 4.4706 | 0.088432 | 39.6901 | 15.0562 | 2.4665 | 0.039303 | 17.562 | 32.1429 | 4.0903 | 0.08091 | 36.3141 | 13.7755 | 2.2567 | 0.03596 | 16.0682
Downstate | 2023 | 11 | 6 | 0.2629 | 5.1859e-06 | 1.5783e-06 | 0.24054 | 4.7448e-06 | 1.4441e-06 | 0.3231 | 0.0017864 | 2.2773e-06 | 0.29562 | 0.0016345 | 2.0836e-06 | 40.7109 | 5.1806 | 0.10248 | 45.9941 | 17.4475 | 2.8583 | 0.045546 | 20.3514 | 37.2482 | 4.74 | 0.093761 | 42.0819 | 15.9635 | 2.6152 | 0.041672 | 18.6203
Downstate | 2023 | 11 | 7 | 0.28467 | 5.6153e-06 | 1.709e-06 | 0.26046 | 5.1377e-06 | 1.5637e-06 | 0.34986 | 0.0019344 | 2.4659e-06 | 0.3201 | 0.0017698 | 2.2561e-06 | 44.0824 | 5.6097 | 0.11096 | 49.803 | 18.8924 | 3.095 | 0.049317 | 22.0367 | 40.3328 | 5.1325 | 0.10153 | 45.5669 | 17.2855 | 2.8317 | 0.045123 | 20.1623
Downstate | 2023 | 11 | 8 | 0.28785 | 5.6779e-06 | 1.7281e-06 | 0.26336 | 5.195e-06 | 1.5811e-06 | 0.35376 | 0.0019559 | 2.4933e-06 | 0.32367 | 0.0017896 | 2.2813e-06 | 44.5736 | 5.6722 | 0.1122 | 50.358 | 19.103 | 3.1295 | 0.049867 | 22.2823 | 40.7823 | 5.1897 | 0.10266 | 46.0746 | 17.4781 | 2.8633 | 0.045625 | 20.387
Downstate | 2023 | 11 | 9 | 0.28113 | 5.5454e-06 | 1.6877e-06 | 0.25722 | 5.0738e-06 | 1.5442e-06 | 0.34551 | 0.0019103 | 2.4352e-06 | 0.31612 | 0.0017478 | 2.228e-06 | 43.5337 | 5.5398 | 0.10958 | 49.1831 | 18.6573 | 3.0565 | 0.048703 | 21.7624 | 39.8308 | 5.0686 | 0.10026 | 44.9997 | 17.0703 | 2.7965 | 0.044561 | 19.9114
Downstate | 2023 | 11 | 10 | 0.2766 | 5.456e-06 | 1.6605e-06 | 0.25307 | 4.9919e-06 | 1.5193e-06 | 0.33993 | 0.0018795 | 2.3959e-06 | 0.31102 | 0.0017196 | 2.1921e-06 | 42.8315 | 5.4505 | 0.10782 | 48.3898 | 18.3564 | 3.0072 | 0.047918 | 21.4114 | 39.1884 | 4.9869 | 0.098645 | 44.2739 | 16.795 | 2.7514 | 0.043842 | 19.5902
Downstate | 2023 | 11 | 11 | 0.27238 | 5.3728e-06 | 1.6352e-06 | 0.24921 | 4.9158e-06 | 1.4961e-06 | 0.33475 | 0.0018508 | 2.3594e-06 | 0.30628 | 0.0016934 | 2.1587e-06 | 42.1783 | 5.3674 | 0.10617 | 47.6519 | 18.0764 | 2.9613 | 0.047187 | 21.0849 | 38.5907 | 4.9108 | 0.097141 | 43.5987 | 16.5389 | 2.7094 | 0.043174 | 19.2915
Downstate | 2023 | 11 | 12 | 0.27692 | 5.4623e-06 | 1.6624e-06 | 0.25336 | 4.9977e-06 | 1.521e-06 | 0.34033 | 0.0018816 | 2.3987e-06 | 0.31138 | 0.0017216 | 2.1946e-06 | 42.881 | 5.4568 | 0.10794 | 48.4458 | 18.3776 | 3.0106 | 0.047973 | 21.4362 | 39.2337 | 4.9926 | 0.098759 | 44.3251 | 16.8144 | 2.7546 | 0.043893 | 19.6129
Downstate | 2023 | 11 | 13 | 0.29795 | 5.8773e-06 | 1.7888e-06 | 0.27261 | 5.3774e-06 | 1.6366e-06 | 0.36618 | 0.0020246 | 2.5809e-06 | 0.33504 | 0.0018524 | 2.3614e-06 | 46.1391 | 5.8714 | 0.11614 | 52.1266 | 19.7739 | 3.2394 | 0.051618 | 23.0649 | 42.2146 | 5.372 | 0.10626 | 47.6928 | 18.092 | 2.9638 | 0.047228 | 21.103
Downstate | 2023 | 11 | 14 | 0.2939 | 5.7974e-06 | 1.7644e-06 | 0.26891 | 5.3043e-06 | 1.6144e-06 | 0.3612 | 0.0019971 | 2.5458e-06 | 0.33048 | 0.0018272 | 2.3293e-06 | 45.5118 | 5.7916 | 0.11456 | 51.4179 | 19.5051 | 3.1953 | 0.050917 | 22.7513 | 41.6407 | 5.2989 | 0.10482 | 47.0444 | 17.846 | 2.9236 | 0.046586 | 20.8161
Downstate | 2023 | 11 | 15 | 0.31376 | 6.1892e-06 | 1.8837e-06 | 0.28708 | 5.6627e-06 | 1.7234e-06 | 0.38561 | 0.002132 | 2.7179e-06 | 0.35281 | 0.0019507 | 2.4867e-06 | 48.5873 | 6.1829 | 0.1223 | 54.8925 | 20.8231 | 3.4113 | 0.054357 | 24.2887 | 44.4545 | 5.657 | 0.1119 | 50.2235 | 19.0519 | 3.1211 | 0.049734 | 22.2228
Downstate | 2023 | 11 | 16 | 0.34831 | 6.8706e-06 | 2.091e-06 | 0.31868 | 6.2862e-06 | 1.9132e-06 | 0.42807 | 0.0023668 | 3.0171e-06 | 0.39166 | 0.0021654 | 2.7604e-06 | 53.9363 | 6.8636 | 0.13577 | 60.9356 | 23.1155 | 3.7868 | 0.060341 | 26.9627 | 49.3486 | 6.2798 | 0.12422 | 55.7526 | 21.1494 | 3.4647 | 0.055209 | 24.6693
Downstate | 2023 | 11 | 17 | 0.35376 | 6.9781e-06 | 2.1238e-06 | 0.32367 | 6.3846e-06 | 1.9431e-06 | 0.43477 | 0.0024038 | 3.0643e-06 | 0.39779 | 0.0021993 | 2.8037e-06 | 54.7807 | 6.9711 | 0.13789 | 61.8897 | 23.4774 | 3.8461 | 0.061286 | 27.3848 | 50.1212 | 6.3781 | 0.12616 | 56.6255 | 21.4805 | 3.519 | 0.056073 | 25.0555
Downstate | 2023 | 11 | 18 | 0.35919 | 7.0851e-06 | 2.1563e-06 | 0.32863 | 6.4825e-06 | 1.9729e-06 | 0.44143 | 0.0024407 | 3.1113e-06 | 0.40389 | 0.0022331 | 2.8467e-06 | 55.6208 | 7.078 | 0.14001 | 62.8388 | 23.8375 | 3.9051 | 0.062226 | 27.8048 | 50.8898 | 6.4759 | 0.1281 | 57.4939 | 21.8099 | 3.5729 | 0.056933 | 25.4398
Downstate | 2023 | 11 | 19 | 0.3587 | 7.0756e-06 | 2.1534e-06 | 0.32819 | 6.4737e-06 | 1.9703e-06 | 0.44084 | 0.0024374 | 3.1071e-06 | 0.40334 | 0.0022301 | 2.8428e-06 | 55.5457 | 7.0684 | 0.13982 | 62.7539 | 23.8053 | 3.8998 | 0.062142 | 27.7672 | 50.8211 | 6.4672 | 0.12793 | 57.4162 | 21.7805 | 3.5681 | 0.056856 | 25.4054
Downstate | 2023 | 11 | 20 | 0.3364 | 6.6356e-06 | 2.0195e-06 | 0.30778 | 6.0712e-06 | 1.8478e-06 | 0.41343 | 0.0022858 | 2.9139e-06 | 0.37826 | 0.0020914 | 2.6661e-06 | 52.0921 | 6.6289 | 0.13113 | 58.8522 | 22.3252 | 3.6573 | 0.058278 | 26.0408 | 47.6613 | 6.0651 | 0.11997 | 53.8463 | 20.4263 | 3.3463 | 0.053321 | 23.8258
Downstate | 2023 | 11 | 21 | 0.32424 | 6.3957e-06 | 1.9465e-06 | 0.29666 | 5.8517e-06 | 1.781e-06 | 0.39848 | 0.0022032 | 2.8086e-06 | 0.36459 | 0.0020158 | 2.5697e-06 | 50.2088 | 6.3893 | 0.12639 | 56.7245 | 21.5181 | 3.5251 | 0.056171 | 25.0993 | 45.9382 | 5.8458 | 0.11564 | 51.8996 | 19.6878 | 3.2253 | 0.051394 | 22.9645
Downstate | 2023 | 11 | 22 | 0.29589 | 5.8366e-06 | 1.7764e-06 | 0.27072 | 5.3402e-06 | 1.6253e-06 | 0.36365 | 0.0020106 | 2.563e-06 | 0.33272 | 0.0018396 | 2.345e-06 | 45.8196 | 5.8307 | 0.11534 | 51.7657 | 19.637 | 3.217 | 0.051261 | 22.9052 | 41.9223 | 5.3348 | 0.10553 | 47.3626 | 17.9667 | 2.9433 | 0.046901 | 20.9569
Downstate | 2023 | 11 | 23 | 0.26419 | 5.2112e-06 | 1.586e-06 | 0.24172 | 4.768e-06 | 1.4511e-06 | 0.32468 | 0.0017952 | 2.2884e-06 | 0.29707 | 0.0016425 | 2.0938e-06 | 40.9101 | 5.206 | 0.10298 | 46.219 | 17.5329 | 2.8723 | 0.045768 | 20.4509 | 37.4304 | 4.7632 | 0.09422 | 42.2877 | 16.0416 | 2.6279 | 0.041875 | 18.7114
Downstate | 2023 | 11 | 24 | 0.23866 | 4.7077e-06 | 1.4328e-06 | 0.21836 | 4.3072e-06 | 1.3109e-06 | 0.29331 | 0.0016217 | 2.0673e-06 | 0.26836 | 0.0014837 | 1.8914e-06 | 36.9567 | 4.7029 | 0.093027 | 41.7526 | 15.8386 | 2.5947 | 0.041345 | 18.4746 | 33.8133 | 4.3029 | 0.085115 | 38.2012 | 14.4914 | 2.374 | 0.037829 | 16.9032
Downstate | 2023 | 12 | 1 | 0.24978 | 4.9271e-06 | 1.4996e-06 | 0.22854 | 4.508e-06 | 1.372e-06 | 0.30698 | 0.0016973 | 2.1637e-06 | 0.28087 | 0.0015529 | 1.9796e-06 | 38.6797 | 4.9221 | 0.097364 | 43.6992 | 16.577 | 2.7157 | 0.043273 | 19.3359 | 35.3897 | 4.5035 | 0.089083 | 39.9822 | 15.167 | 2.4847 | 0.039592 | 17.6913
Downstate | 2023 | 12 | 2 | 0.24619 | 4.8562e-06 | 1.478e-06 | 0.22525 | 4.4432e-06 | 1.3523e-06 | 0.30256 | 0.0016729 | 2.1325e-06 | 0.27683 | 0.0015306 | 1.9511e-06 | 38.123 | 4.8513 | 0.095963 | 43.0703 | 16.3384 | 2.6766 | 0.04265 | 19.0577 | 34.8804 | 4.4387 | 0.087801 | 39.4068 | 14.9487 | 2.4489 | 0.039023 | 17.4367
Downstate | 2023 | 12 | 3 | 0.2616 | 5.1602e-06 | 1.5705e-06 | 0.23935 | 4.7213e-06 | 1.4369e-06 | 0.3215 | 0.0017776 | 2.266e-06 | 0.29416 | 0.0016264 | 2.0733e-06 | 40.5092 | 5.155 | 0.10197 | 45.7661 | 17.3611 | 2.8441 | 0.04532 | 20.2505 | 37.0636 | 4.7165 | 0.093296 | 41.8734 | 15.8844 | 2.6022 | 0.041465 | 18.5281
Downstate | 2023 | 12 | 4 | 0.25749 | 5.0792e-06 | 1.5458e-06 | 0.23559 | 4.6471e-06 | 1.4143e-06 | 0.31645 | 0.0017497 | 2.2304e-06 | 0.28954 | 0.0016008 | 2.0407e-06 | 39.8732 | 5.074 | 0.10037 | 45.0476 | 17.0885 | 2.7995 | 0.044608 | 19.9326 | 36.4817 | 4.6424 | 0.091832 | 41.2159 | 15.635 | 2.5613 | 0.040814 | 18.2372
Downstate | 2023 | 12 | 5 | 0.24517 | 4.8362e-06 | 1.4719e-06 | 0.22432 | 4.4248e-06 | 1.3467e-06 | 0.30132 | 0.001666 | 2.1237e-06 | 0.27569 | 0.0015243 | 1.9431e-06 | 37.9657 | 4.8313 | 0.095567 | 42.8926 | 16.271 | 2.6655 | 0.042474 | 18.979 | 34.7365 | 4.4203 | 0.087438 | 39.2442 | 14.8871 | 2.4388 | 0.038862 | 17.3647
Downstate | 2023 | 12 | 6 | 0.26841 | 5.2946e-06 | 1.6114e-06 | 0.24558 | 4.8442e-06 | 1.4743e-06 | 0.32988 | 0.0018239 | 2.325e-06 | 0.30182 | 0.0016687 | 2.1272e-06 | 41.5643 | 5.2892 | 0.10463 | 46.9581 | 17.8133 | 2.9182 | 0.0465 | 20.7779 | 38.0289 | 4.8393 | 0.095726 | 42.964 | 16.2981 | 2.67 | 0.042545 | 19.0106
Downstate | 2023 | 12 | 7 | 0.29418 | 5.8028e-06 | 1.7661e-06 | 0.26916 | 5.3092e-06 | 1.6159e-06 | 0.36154 | 0.0019989 | 2.5482e-06 | 0.33079 | 0.0018289 | 2.3315e-06 | 45.5541 | 5.7969 | 0.11467 | 51.4657 | 19.5232 | 3.1983 | 0.050964 | 22.7725 | 41.6794 | 5.3039 | 0.10492 | 47.0882 | 17.8626 | 2.9263 | 0.046629 | 20.8355
Downstate | 2023 | 12 | 8 | 0.30297 | 5.9762e-06 | 1.8188e-06 | 0.2772 | 5.4679e-06 | 1.6641e-06 | 0.37234 | 0.0020587 | 2.6243e-06 | 0.34067 | 0.0018836 | 2.4011e-06 | 46.9151 | 5.9701 | 0.11809 | 53.0033 | 20.1065 | 3.2939 | 0.052486 | 23.4528 | 42.9246 | 5.4623 | 0.10805 | 48.495 | 18.3963 | 3.0137 | 0.048022 | 21.458
Downstate | 2023 | 12 | 9 | 0.28705 | 5.6623e-06 | 1.7233e-06 | 0.26264 | 5.1806e-06 | 1.5767e-06 | 0.35278 | 0.0019505 | 2.4865e-06 | 0.32278 | 0.0017846 | 2.275e-06 | 44.4507 | 5.6565 | 0.11189 | 50.2192 | 19.0503 | 3.1208 | 0.049729 | 22.2209 | 40.6699 | 5.1754 | 0.10237 | 45.9476 | 17.4299 | 2.8554 | 0.0455 | 20.3308
Downstate | 2023 | 12 | 10 | 0.27874 | 5.4982e-06 | 1.6734e-06 | 0.25503 | 5.0306e-06 | 1.531e-06 | 0.34256 | 0.001894 | 2.4144e-06 | 0.31343 | 0.0017329 | 2.2091e-06 | 43.1631 | 5.4927 | 0.10865 | 48.7644 | 18.4985 | 3.0304 | 0.048289 | 21.5772 | 39.4917 | 5.0255 | 0.099408 | 44.6166 | 16.925 | 2.7727 | 0.044182 | 19.7419
Downstate | 2023 | 12 | 11 | 0.28515 | 5.6248e-06 | 1.7119e-06 | 0.2609 | 5.1464e-06 | 1.5663e-06 | 0.35045 | 0.0019376 | 2.47e-06 | 0.32064 | 0.0017728 | 2.2599e-06 | 44.1569 | 5.6191 | 0.11115 | 49.8872 | 18.9244 | 3.1002 | 0.049401 | 22.074 | 40.401 | 5.1412 | 0.1017 | 45.6439 | 17.3147 | 2.8365 | 0.045199 | 20.1965
Downstate | 2023 | 12 | 12 | 0.2933 | 5.7855e-06 | 1.7608e-06 | 0.26835 | 5.2934e-06 | 1.611e-06 | 0.36046 | 0.001993 | 2.5406e-06 | 0.3298 | 0.0018235 | 2.3245e-06 | 45.4181 | 5.7796 | 0.11433 | 51.3121 | 19.4649 | 3.1888 | 0.050812 | 22.7045 | 41.5549 | 5.288 | 0.1046 | 46.9476 | 17.8093 | 2.9175 | 0.04649 | 20.7733
Downstate | 2023 | 12 | 13 | 0.31089 | 6.1324e-06 | 1.8664e-06 | 0.28444 | 5.6108e-06 | 1.7076e-06 | 0.38208 | 0.0021125 | 2.6929e-06 | 0.34958 | 0.0019328 | 2.4639e-06 | 48.1416 | 6.1262 | 0.12118 | 54.389 | 20.6321 | 3.38 | 0.053859 | 24.066 | 44.0468 | 5.6051 | 0.11087 | 49.7628 | 18.8772 | 3.0925 | 0.049278 | 22.019
Downstate | 2023 | 12 | 14 | 0.32722 | 6.4546e-06 | 1.9644e-06 | 0.29939 | 5.9056e-06 | 1.7973e-06 | 0.40215 | 0.0022235 | 2.8344e-06 | 0.36794 | 0.0020343 | 2.5933e-06 | 50.6707 | 6.448 | 0.12755 | 57.2463 | 21.716 | 3.5575 | 0.056688 | 25.3303 | 46.3608 | 5.8996 | 0.1167 | 52.3771 | 19.8689 | 3.2549 | 0.051866 | 23.1757
Downstate | 2023 | 12 | 15 | 0.33402 | 6.5887e-06 | 2.0053e-06 | 0.30561 | 6.0283e-06 | 1.8347e-06 | 0.41051 | 0.0022697 | 2.8933e-06 | 0.37559 | 0.0020766 | 2.6472e-06 | 51.7238 | 6.582 | 0.1302 | 58.436 | 22.1673 | 3.6315 | 0.057866 | 25.8567 | 47.3243 | 6.0222 | 0.11912 | 53.4656 | 20.2818 | 3.3226 | 0.052944 | 23.6574
Downstate | 2023 | 12 | 16 | 0.35917 | 7.0849e-06 | 2.1563e-06 | 0.32862 | 6.4823e-06 | 1.9729e-06 | 0.44142 | 0.0024406 | 3.1112e-06 | 0.40387 | 0.002233 | 2.8466e-06 | 55.6189 | 7.0777 | 0.14 | 62.8367 | 23.8367 | 3.905 | 0.062224 | 27.8039 | 50.8881 | 6.4757 | 0.1281 | 57.4919 | 21.8092 | 3.5728 | 0.056931 | 25.4389
Downstate | 2023 | 12 | 17 | 0.36227 | 7.1461e-06 | 2.1749e-06 | 0.33146 | 6.5382e-06 | 1.9899e-06 | 0.44523 | 0.0024617 | 3.1381e-06 | 0.40736 | 0.0022523 | 2.8711e-06 | 56.099 | 7.1388 | 0.14121 | 63.3791 | 24.0424 | 3.9387 | 0.062761 | 28.0439 | 51.3274 | 6.5316 | 0.1292 | 57.9882 | 21.9974 | 3.6036 | 0.057423 | 25.6585
Downstate | 2023 | 12 | 18 | 0.44793 | 8.8357e-06 | 2.6891e-06 | 0.40983 | 8.0841e-06 | 2.4604e-06 | 0.5505 | 0.0030437 | 3.88e-06 | 0.50368 | 0.0027848 | 3.55e-06 | 69.3629 | 8.8267 | 0.1746 | 78.3642 | 29.727 | 4.8699 | 0.0776 | 34.6745 | 63.4631 | 8.0759 | 0.15975 | 71.6988 | 27.1985 | 4.4557 | 0.071 | 31.7251
Downstate | 2023 | 12 | 19 | 0.44353 | 8.749e-06 | 2.6627e-06 | 0.40581 | 8.0048e-06 | 2.4362e-06 | 0.5451 | 0.0030138 | 3.8419e-06 | 0.49873 | 0.0027575 | 3.5151e-06 | 68.6824 | 8.7401 | 0.17289 | 77.5954 | 29.4353 | 4.8221 | 0.076839 | 34.3343 | 62.8404 | 7.9967 | 0.15818 | 70.9953 | 26.9316 | 4.412 | 0.070303 | 31.4139
Downstate | 2023 | 12 | 20 | 0.39696 | 7.8303e-06 | 2.3831e-06 | 0.3632 | 7.1643e-06 | 2.1804e-06 | 0.48786 | 0.0026974 | 3.4385e-06 | 0.44637 | 0.0024679 | 3.1461e-06 | 61.4708 | 7.8224 | 0.15473 | 69.4479 | 26.3446 | 4.3158 | 0.068771 | 30.7292 | 56.2422 | 7.157 | 0.14157 | 63.5408 | 24.1038 | 3.9487 | 0.062921 | 28.1154
Downstate | 2023 | 12 | 21 | 0.34227 | 6.7515e-06 | 2.0548e-06 | 0.31316 | 6.1772e-06 | 1.88e-06 | 0.42065 | 0.0023257 | 2.9648e-06 | 0.38487 | 0.0021279 | 2.7126e-06 | 53.0014 | 6.7446 | 0.13341 | 59.8794 | 22.7149 | 3.7212 | 0.059296 | 26.4953 | 48.4932 | 6.1709 | 0.12207 | 54.7862 | 20.7828 | 3.4047 | 0.054252 | 24.2417
Downstate | 2023 | 12 | 22 | 0.3214 | 6.3398e-06 | 1.9295e-06 | 0.29406 | 5.8005e-06 | 1.7654e-06 | 0.39499 | 0.0021839 | 2.784e-06 | 0.3614 | 0.0019982 | 2.5472e-06 | 49.7693 | 6.3333 | 0.12528 | 56.2279 | 21.3297 | 3.4943 | 0.05568 | 24.8796 | 45.536 | 5.7946 | 0.11462 | 51.4453 | 19.5154 | 3.197 | 0.050944 | 22.7634
Downstate | 2023 | 12 | 23 | 0.30141 | 5.9455e-06 | 1.8095e-06 | 0.27578 | 5.4398e-06 | 1.6556e-06 | 0.37043 | 0.0020481 | 2.6109e-06 | 0.33893 | 0.0018739 | 2.3888e-06 | 46.6746 | 5.9395 | 0.11749 | 52.7316 | 20.0034 | 3.277 | 0.052217 | 23.3326 | 42.7046 | 5.4343 | 0.1075 | 48.2464 | 18.302 | 2.9982 | 0.047776 | 21.348
Downstate | 2023 | 12 | 24 | 0.28155 | 5.5537e-06 | 1.6903e-06 | 0.2576 | 5.0813e-06 | 1.5465e-06 | 0.34602 | 0.0019131 | 2.4388e-06 | 0.31659 | 0.0017504 | 2.2314e-06 | 43.5987 | 5.5481 | 0.10975 | 49.2565 | 18.6852 | 3.061 | 0.048776 | 21.7949 | 39.8903 | 5.0762 | 0.10041 | 45.0669 | 17.0958 | 2.8007 | 0.044627 | 19.9411
Downstate | 2024 | 1 | 1 | 0.26622 | 5.2513e-06 | 1.5982e-06 | 0.21821 | 4.3044e-06 | 1.31e-06 | 0.32718 | 0.0018089 | 2.306e-06 | 0.26818 | 0.0014828 | 1.8902e-06 | 41.8787 | 5.246 | 0.10377 | 47.2284 | 17.9947 | 3.0752 | 0.04612 | 21.1161 | 34.3274 | 4.3 | 0.085059 | 38.7125 | 14.7501 | 2.5207 | 0.037804 | 17.3086
Downstate | 2024 | 1 | 2 | 0.25948 | 5.1183e-06 | 1.5578e-06 | 0.21269 | 4.1954e-06 | 1.2769e-06 | 0.31889 | 0.0017632 | 2.2476e-06 | 0.26139 | 0.0014452 | 1.8423e-06 | 40.8185 | 5.1132 | 0.10114 | 46.0328 | 17.5392 | 2.9974 | 0.044952 | 20.5815 | 33.4584 | 4.1912 | 0.082905 | 37.7325 | 14.3767 | 2.4569 | 0.036847 | 16.8704
Downstate | 2024 | 1 | 3 | 0.29315 | 5.7825e-06 | 1.7599e-06 | 0.24029 | 4.7399e-06 | 1.4426e-06 | 0.36028 | 0.0019919 | 2.5393e-06 | 0.29531 | 0.0016328 | 2.0814e-06 | 46.1153 | 5.7767 | 0.11427 | 52.0062 | 19.8152 | 3.3863 | 0.050786 | 23.2523 | 37.8001 | 4.7351 | 0.093664 | 42.6288 | 16.2422 | 2.7757 | 0.041628 | 19.0596
Downstate | 2024 | 1 | 4 | 0.28195 | 5.5616e-06 | 1.6926e-06 | 0.23111 | 4.5587e-06 | 1.3874e-06 | 0.34651 | 0.0019158 | 2.4422e-06 | 0.28403 | 0.0015704 | 2.0019e-06 | 44.3531 | 5.5559 | 0.1099 | 50.019 | 19.058 | 3.2569 | 0.048845 | 22.3637 | 36.3557 | 4.5541 | 0.090085 | 40.9999 | 15.6216 | 2.6697 | 0.040038 | 18.3313
Downstate | 2024 | 1 | 5 | 0.25698 | 5.0692e-06 | 1.5428e-06 | 0.21065 | 4.1551e-06 | 1.2646e-06 | 0.31583 | 0.0017462 | 2.226e-06 | 0.25888 | 0.0014314 | 1.8246e-06 | 40.4264 | 5.064 | 0.10017 | 45.5906 | 17.3707 | 2.9686 | 0.04452 | 20.3838 | 33.137 | 4.1509 | 0.082109 | 37.37 | 14.2386 | 2.4333 | 0.036493 | 16.7083
Downstate | 2024 | 1 | 6 | 0.28802 | 5.6814e-06 | 1.7291e-06 | 0.23609 | 4.657e-06 | 1.4173e-06 | 0.35397 | 0.0019571 | 2.4949e-06 | 0.29015 | 0.0016042 | 2.045e-06 | 45.3088 | 5.6756 | 0.11227 | 51.0967 | 19.4686 | 3.3271 | 0.049897 | 22.8456 | 37.139 | 4.6522 | 0.092026 | 41.8833 | 15.9582 | 2.7272 | 0.0409 | 18.7263
Downstate | 2024 | 1 | 7 | 0.29839 | 5.8858e-06 | 1.7913e-06 | 0.24458 | 4.8245e-06 | 1.4683e-06 | 0.36671 | 0.0020275 | 2.5846e-06 | 0.30059 | 0.0016619 | 2.1186e-06 | 46.9392 | 5.8799 | 0.11631 | 52.9354 | 20.1692 | 3.4468 | 0.051693 | 23.6677 | 38.4755 | 4.8197 | 0.095337 | 43.3905 | 16.5324 | 2.8253 | 0.042372 | 19.4001
Downstate | 2024 | 1 | 8 | 0.33269 | 6.5625e-06 | 1.9973e-06 | 0.2727 | 5.3792e-06 | 1.6372e-06 | 0.40887 | 0.0022606 | 2.8818e-06 | 0.33515 | 0.001853 | 2.3622e-06 | 52.3357 | 6.5559 | 0.12968 | 59.0213 | 22.488 | 3.8431 | 0.057636 | 26.3887 | 42.899 | 5.3738 | 0.1063 | 48.379 | 18.4331 | 3.1501 | 0.047243 | 21.6305
Downstate | 2024 | 1 | 9 | 0.34141 | 6.7345e-06 | 2.0496e-06 | 0.27985 | 5.5202e-06 | 1.68e-06 | 0.41959 | 0.0023199 | 2.9573e-06 | 0.34393 | 0.0019016 | 2.4241e-06 | 53.707 | 6.7276 | 0.13308 | 60.5678 | 23.0772 | 3.9438 | 0.059146 | 27.0802 | 44.023 | 5.5146 | 0.10908 | 49.6466 | 18.9161 | 3.2327 | 0.048481 | 22.1973
Downstate | 2024 | 1 | 10 | 0.28669 | 5.6552e-06 | 1.7211e-06 | 0.235 | 4.6355e-06 | 1.4108e-06 | 0.35234 | 0.0019481 | 2.4834e-06 | 0.28881 | 0.0015968 | 2.0356e-06 | 45.1 | 5.6495 | 0.11175 | 50.8612 | 19.3789 | 3.3118 | 0.049667 | 22.7403 | 36.9679 | 4.6308 | 0.091601 | 41.6903 | 15.8846 | 2.7146 | 0.040712 | 18.64
Downstate | 2024 | 1 | 11 | 0.28535 | 5.6288e-06 | 1.7131e-06 | 0.2339 | 4.6138e-06 | 1.4042e-06 | 0.3507 | 0.001939 | 2.4718e-06 | 0.28746 | 0.0015894 | 2.0261e-06 | 44.8892 | 5.6231 | 0.11123 | 50.6235 | 19.2883 | 3.2963 | 0.049435 | 22.634 | 36.7951 | 4.6092 | 0.091173 | 41.4954 | 15.8104 | 2.7019 | 0.040521 | 18.5528
Downstate | 2024 | 1 | 12 | 0.29474 | 5.814e-06 | 1.7695e-06 | 0.2416 | 4.7657e-06 | 1.4504e-06 | 0.36224 | 0.0020028 | 2.5531e-06 | 0.29692 | 0.0016417 | 2.0927e-06 | 46.3664 | 5.8081 | 0.11489 | 52.2894 | 19.9231 | 3.4048 | 0.051062 | 23.3789 | 38.006 | 4.7608 | 0.094174 | 42.861 | 16.3307 | 2.7908 | 0.041855 | 19.1634
Downstate | 2024 | 1 | 13 | 0.35138 | 6.9312e-06 | 2.1095e-06 | 0.28802 | 5.6814e-06 | 1.7291e-06 | 0.43184 | 0.0023877 | 3.0437e-06 | 0.35398 | 0.0019571 | 2.4949e-06 | 55.2761 | 6.9242 | 0.13697 | 62.3373 | 23.7515 | 4.059 | 0.060874 | 27.8713 | 45.3092 | 5.6757 | 0.11227 | 51.0971 | 19.4688 | 3.3271 | 0.049898 | 22.8458
Downstate | 2024 | 1 | 14 | 0.41295 | 8.1456e-06 | 2.4791e-06 | 0.33849 | 6.6768e-06 | 2.0321e-06 | 0.5075 | 0.002806 | 3.577e-06 | 0.416 | 0.0023 | 2.932e-06 | 64.9606 | 8.1373 | 0.16096 | 73.2589 | 27.9128 | 4.7702 | 0.071539 | 32.7544 | 53.2474 | 6.6701 | 0.13194 | 60.0494 | 22.8797 | 3.91 | 0.05864 | 26.8484
Downstate | 2024 | 1 | 15 | 0.40419 | 7.9728e-06 | 2.4265e-06 | 0.33131 | 6.5352e-06 | 1.989e-06 | 0.49674 | 0.0027465 | 3.5011e-06 | 0.40717 | 0.0022512 | 2.8698e-06 | 63.5828 | 7.9647 | 0.15755 | 71.7051 | 27.3207 | 4.669 | 0.070022 | 32.0598 | 52.1181 | 6.5286 | 0.12914 | 58.7758 | 22.3945 | 3.8271 | 0.057396 | 26.279
Downstate | 2024 | 1 | 16 | 0.39272 | 7.7465e-06 | 2.3576e-06 | 0.3219 | 6.3497e-06 | 1.9325e-06 | 0.48264 | 0.0026685 | 3.4017e-06 | 0.39562 | 0.0021873 | 2.7884e-06 | 61.7783 | 7.7387 | 0.15308 | 69.6701 | 26.5454 | 4.5365 | 0.068035 | 31.1499 | 50.6389 | 6.3433 | 0.12548 | 57.1077 | 21.7589 | 3.7185 | 0.055767 | 25.5332
Downstate | 2024 | 1 | 17 | 0.40471 | 7.9831e-06 | 2.4296e-06 | 0.33173 | 6.5436e-06 | 1.9915e-06 | 0.49738 | 0.00275 | 3.5056e-06 | 0.4077 | 0.0022541 | 2.8735e-06 | 63.6648 | 7.975 | 0.15775 | 71.7976 | 27.356 | 4.675 | 0.070112 | 32.1011 | 52.1853 | 6.537 | 0.12931 | 58.8516 | 22.4234 | 3.832 | 0.05747 | 26.3129
Downstate | 2024 | 1 | 18 | 0.45762 | 9.0268e-06 | 2.7473e-06 | 0.37511 | 7.3992e-06 | 2.2519e-06 | 0.56241 | 0.0031095 | 3.964e-06 | 0.461 | 0.0025489 | 3.2492e-06 | 71.9885 | 9.0177 | 0.17838 | 81.1846 | 30.9326 | 5.2862 | 0.079279 | 36.2981 | 59.0081 | 7.3917 | 0.14621 | 66.546 | 25.355 | 4.3331 | 0.064984 | 29.7531
Downstate | 2024 | 1 | 19 | 0.36108 | 7.1225e-06 | 2.1677e-06 | 0.29597 | 5.8382e-06 | 1.7769e-06 | 0.44376 | 0.0024536 | 3.1277e-06 | 0.36375 | 0.0020111 | 2.5638e-06 | 56.8019 | 7.1153 | 0.14075 | 64.0579 | 24.4071 | 4.171 | 0.062554 | 28.6407 | 46.5598 | 5.8323 | 0.11537 | 52.5075 | 20.0062 | 3.419 | 0.051275 | 23.4764
Downstate | 2024 | 1 | 20 | 0.3466 | 6.8368e-06 | 2.0808e-06 | 0.2841 | 5.6041e-06 | 1.7056e-06 | 0.42597 | 0.0023551 | 3.0023e-06 | 0.34916 | 0.0019305 | 2.4609e-06 | 54.5236 | 6.8299 | 0.1351 | 61.4886 | 23.4281 | 4.0037 | 0.060045 | 27.4919 | 44.6923 | 5.5984 | 0.11074 | 50.4014 | 19.2037 | 3.2818 | 0.049218 | 22.5348
Downstate | 2024 | 1 | 21 | 0.36517 | 7.2032e-06 | 2.1923e-06 | 0.29933 | 5.9044e-06 | 1.797e-06 | 0.44879 | 0.0024814 | 3.1632e-06 | 0.36787 | 0.0020339 | 2.5928e-06 | 57.4456 | 7.1959 | 0.14234 | 64.7839 | 24.6836 | 4.2183 | 0.063263 | 28.9652 | 47.0874 | 5.8984 | 0.11668 | 53.1025 | 20.2329 | 3.4577 | 0.051856 | 23.7424
Downstate | 2024 | 1 | 22 | 0.34704 | 6.8456e-06 | 2.0835e-06 | 0.28447 | 5.6113e-06 | 1.7078e-06 | 0.42651 | 0.0023582 | 3.0061e-06 | 0.34961 | 0.001933 | 2.4641e-06 | 54.5936 | 6.8387 | 0.13528 | 61.5675 | 23.4582 | 4.0089 | 0.060122 | 27.5272 | 44.7497 | 5.6056 | 0.11088 | 50.4662 | 19.2284 | 3.286 | 0.049282 | 22.5637
Downstate | 2024 | 1 | 23 | 0.31464 | 6.2064e-06 | 1.8889e-06 | 0.25791 | 5.0873e-06 | 1.5483e-06 | 0.38669 | 0.002138 | 2.7254e-06 | 0.31696 | 0.0017525 | 2.234e-06 | 49.4961 | 6.2002 | 0.12264 | 55.8189 | 21.2678 | 3.6346 | 0.054509 | 24.9569 | 40.5713 | 5.0822 | 0.10053 | 45.754 | 17.433 | 2.9792 | 0.04468 | 20.4569
Downstate | 2024 | 1 | 24 | 0.31254 | 6.1651e-06 | 1.8763e-06 | 0.25619 | 5.0535e-06 | 1.538e-06 | 0.38411 | 0.0021237 | 2.7073e-06 | 0.31485 | 0.0017408 | 2.2191e-06 | 49.1665 | 6.1589 | 0.12183 | 55.4472 | 21.1262 | 3.6104 | 0.054146 | 24.7907 | 40.3012 | 5.0483 | 0.099861 | 45.4494 | 17.3169 | 2.9594 | 0.044383 | 20.3207
Downstate | 2024 | 2 | 1 | 0.22454 | 4.4291e-06 | 1.348e-06 | 0.18405 | 3.6305e-06 | 1.1049e-06 | 0.27595 | 0.0015257 | 1.945e-06 | 0.2262 | 0.0012506 | 1.5943e-06 | 35.322 | 4.4246 | 0.087523 | 39.8342 | 15.1774 | 2.5937 | 0.038899 | 17.8101 | 28.953 | 3.6268 | 0.071742 | 32.6516 | 12.4408 | 2.1261 | 0.031885 | 14.5987
Downstate | 2024 | 2 | 2 | 0.21452 | 4.2316e-06 | 1.2879e-06 | 0.17584 | 3.4686e-06 | 1.0557e-06 | 0.26365 | 0.0014577 | 1.8582e-06 | 0.21611 | 0.0011949 | 1.5232e-06 | 33.747 | 4.2273 | 0.083621 | 38.058 | 14.5007 | 2.4781 | 0.037165 | 17.0159 | 27.662 | 3.4651 | 0.068543 | 31.1956 | 11.886 | 2.0313 | 0.030463 | 13.9477
Downstate | 2024 | 2 | 3 | 0.23217 | 4.5798e-06 | 1.3938e-06 | 0.19031 | 3.754e-06 | 1.1425e-06 | 0.28534 | 0.0015776 | 2.0111e-06 | 0.23389 | 0.0012932 | 1.6485e-06 | 36.5235 | 4.5751 | 0.0905 | 41.1891 | 15.6937 | 2.682 | 0.040222 | 18.4159 | 29.9379 | 3.7502 | 0.074182 | 33.7622 | 12.8639 | 2.1984 | 0.03297 | 15.0953
Downstate | 2024 | 2 | 4 | 0.22909 | 4.5189e-06 | 1.3753e-06 | 0.18778 | 3.7041e-06 | 1.1273e-06 | 0.28155 | 0.0015567 | 1.9844e-06 | 0.23078 | 0.001276 | 1.6266e-06 | 36.0379 | 4.5143 | 0.089297 | 40.6415 | 15.485 | 2.6463 | 0.039688 | 18.171 | 29.5398 | 3.7003 | 0.073196 | 33.3133 | 12.6929 | 2.1692 | 0.032531 | 14.8946
Downstate | 2024 | 2 | 5 | 0.21563 | 4.2533e-06 | 1.2945e-06 | 0.17675 | 3.4864e-06 | 1.0611e-06 | 0.265 | 0.0014652 | 1.8678e-06 | 0.21722 | 0.001201 | 1.531e-06 | 33.9203 | 4.249 | 0.08405 | 38.2533 | 14.5751 | 2.4908 | 0.037355 | 17.1033 | 27.804 | 3.4829 | 0.068895 | 31.3558 | 11.947 | 2.0417 | 0.03062 | 14.0193
Downstate | 2024 | 2 | 6 | 0.25541 | 5.038e-06 | 1.5333e-06 | 0.20935 | 4.1296e-06 | 1.2568e-06 | 0.31389 | 0.0017355 | 2.2123e-06 | 0.25729 | 0.0014226 | 1.8134e-06 | 40.178 | 5.0329 | 0.099556 | 45.3105 | 17.264 | 2.9503 | 0.044247 | 20.2586 | 32.9334 | 4.1254 | 0.081605 | 37.1404 | 14.1511 | 2.4183 | 0.036269 | 16.6057
Downstate | 2024 | 2 | 7 | 0.26255 | 5.179e-06 | 1.5762e-06 | 0.21521 | 4.2452e-06 | 1.292e-06 | 0.32268 | 0.0017841 | 2.2743e-06 | 0.26449 | 0.0014624 | 1.8642e-06 | 41.3025 | 5.1738 | 0.10234 | 46.5786 | 17.7472 | 3.0329 | 0.045485 | 20.8256 | 33.8552 | 4.2409 | 0.083889 | 38.1799 | 14.5471 | 2.486 | 0.037284 | 17.0705
Downstate | 2024 | 2 | 8 | 0.25924 | 5.1136e-06 | 1.5563e-06 | 0.21249 | 4.1915e-06 | 1.2757e-06 | 0.3186 | 0.0017615 | 2.2455e-06 | 0.26115 | 0.0014439 | 1.8406e-06 | 40.7807 | 5.1084 | 0.10105 | 45.9902 | 17.523 | 2.9946 | 0.044911 | 20.5624 | 33.4274 | 4.1873 | 0.082829 | 37.6976 | 14.3633 | 2.4546 | 0.036813 | 16.8548
Downstate | 2024 | 2 | 9 | 0.24675 | 4.8674e-06 | 1.4814e-06 | 0.20226 | 3.9897e-06 | 1.2143e-06 | 0.30326 | 0.0016767 | 2.1374e-06 | 0.24858 | 0.0013744 | 1.752e-06 | 38.817 | 4.8624 | 0.096183 | 43.7756 | 16.6792 | 2.8504 | 0.042748 | 19.5723 | 31.8178 | 3.9857 | 0.07884 | 35.8823 | 13.6717 | 2.3364 | 0.03504 | 16.0432
Downstate | 2024 | 2 | 10 | 0.22556 | 4.4493e-06 | 1.3541e-06 | 0.18489 | 3.647e-06 | 1.11e-06 | 0.27721 | 0.0015327 | 1.9538e-06 | 0.22723 | 0.0012563 | 1.6015e-06 | 35.4829 | 4.4448 | 0.087922 | 40.0156 | 15.2465 | 2.6056 | 0.039076 | 17.8912 | 29.0849 | 3.6433 | 0.072068 | 32.8003 | 12.4974 | 2.1357 | 0.03203 | 14.6652
Downstate | 2024 | 2 | 11 | 0.22557 | 4.4496e-06 | 1.3542e-06 | 0.1849 | 3.6472e-06 | 1.11e-06 | 0.27723 | 0.0015328 | 1.9539e-06 | 0.22724 | 0.0012564 | 1.6016e-06 | 35.485 | 4.445 | 0.087927 | 40.0179 | 15.2474 | 2.6057 | 0.039079 | 17.8922 | 29.0866 | 3.6435 | 0.072073 | 32.8022 | 12.4981 | 2.1359 | 0.032032 | 14.6661
Downstate | 2024 | 2 | 12 | 0.23653 | 4.6657e-06 | 1.42e-06 | 0.19388 | 3.8244e-06 | 1.164e-06 | 0.29069 | 0.0016072 | 2.0489e-06 | 0.23828 | 0.0013174 | 1.6794e-06 | 37.2088 | 4.661 | 0.092198 | 41.962 | 15.9882 | 2.7323 | 0.040977 | 18.7614 | 30.4996 | 3.8205 | 0.075574 | 34.3957 | 13.1053 | 2.2396 | 0.033588 | 15.3785
Downstate | 2024 | 2 | 13 | 0.27465 | 5.4175e-06 | 1.6488e-06 | 0.22512 | 4.4407e-06 | 1.3515e-06 | 0.33754 | 0.0018662 | 2.379e-06 | 0.27667 | 0.0015297 | 1.95e-06 | 43.2046 | 5.412 | 0.10706 | 48.7237 | 18.5645 | 3.1726 | 0.04758 | 21.7846 | 35.4143 | 4.4362 | 0.087752 | 39.9382 | 15.2171 | 2.6005 | 0.039001 | 17.8566
Downstate | 2024 | 2 | 14 | 0.29419 | 5.8031e-06 | 1.7662e-06 | 0.24115 | 4.7567e-06 | 1.4477e-06 | 0.36156 | 0.001999 | 2.5483e-06 | 0.29636 | 0.0016386 | 2.0888e-06 | 46.2794 | 5.7972 | 0.11467 | 52.1913 | 19.8857 | 3.3984 | 0.050966 | 23.335 | 37.9347 | 4.7519 | 0.093997 | 42.7806 | 16.3001 | 2.7856 | 0.041776 | 19.1274
Downstate | 2024 | 2 | 15 | 0.29761 | 5.8705e-06 | 1.7867e-06 | 0.24395 | 4.812e-06 | 1.4645e-06 | 0.36576 | 0.0020223 | 2.5779e-06 | 0.29981 | 0.0016576 | 2.1131e-06 | 46.8169 | 5.8645 | 0.11601 | 52.7974 | 20.1166 | 3.4378 | 0.051558 | 23.606 | 38.3752 | 4.8071 | 0.095089 | 43.2774 | 16.4893 | 2.8179 | 0.042262 | 19.3496
Downstate | 2024 | 2 | 16 | 0.30958 | 6.1067e-06 | 1.8586e-06 | 0.25376 | 5.0056e-06 | 1.5234e-06 | 0.38048 | 0.0021036 | 2.6816e-06 | 0.31187 | 0.0017243 | 2.1981e-06 | 48.7009 | 6.1005 | 0.12067 | 54.9221 | 20.9262 | 3.5762 | 0.053633 | 24.556 | 39.9195 | 5.0005 | 0.098915 | 45.0189 | 17.1529 | 2.9313 | 0.043962 | 20.1282
Downstate | 2024 | 2 | 17 | 0.31825 | 6.2777e-06 | 1.9106e-06 | 0.26087 | 5.1458e-06 | 1.5661e-06 | 0.39113 | 0.0021625 | 2.7567e-06 | 0.3206 | 0.0017726 | 2.2597e-06 | 50.0645 | 6.2714 | 0.12405 | 56.4599 | 21.5121 | 3.6763 | 0.055135 | 25.2435 | 41.0372 | 5.1405 | 0.10168 | 46.2795 | 17.6332 | 3.0134 | 0.045193 | 20.6918
Downstate | 2024 | 2 | 18 | 0.45099 | 8.8961e-06 | 2.7075e-06 | 0.36967 | 7.292e-06 | 2.2193e-06 | 0.55426 | 0.0030645 | 3.9065e-06 | 0.45432 | 0.0025119 | 3.2021e-06 | 70.9458 | 8.8871 | 0.17579 | 80.0086 | 30.4845 | 5.2097 | 0.078131 | 35.7723 | 58.1534 | 7.2846 | 0.1441 | 65.5821 | 24.9878 | 4.2703 | 0.064043 | 29.3221
Downstate | 2024 | 2 | 19 | 0.41136 | 8.1142e-06 | 2.4695e-06 | 0.33718 | 6.6511e-06 | 2.0243e-06 | 0.50555 | 0.0027952 | 3.5632e-06 | 0.41439 | 0.0022912 | 2.9207e-06 | 64.7105 | 8.106 | 0.16034 | 72.9769 | 27.8053 | 4.7518 | 0.071264 | 32.6284 | 53.0424 | 6.6444 | 0.13143 | 59.8182 | 22.7917 | 3.895 | 0.058414 | 26.7451
Downstate | 2024 | 2 | 20 | 0.36979 | 7.2944e-06 | 2.22e-06 | 0.30312 | 5.9791e-06 | 1.8197e-06 | 0.45447 | 0.0025128 | 3.2032e-06 | 0.37253 | 0.0020597 | 2.6256e-06 | 58.1725 | 7.287 | 0.14414 | 65.6037 | 24.996 | 4.2717 | 0.064064 | 29.3318 | 47.6833 | 5.9731 | 0.11815 | 53.7745 | 20.4889 | 3.5015 | 0.052512 | 24.0429
Downstate | 2024 | 2 | 21 | 0.35073 | 6.9183e-06 | 2.1056e-06 | 0.28749 | 5.6709e-06 | 1.7259e-06 | 0.43104 | 0.0023832 | 3.038e-06 | 0.35332 | 0.0019535 | 2.4902e-06 | 55.1733 | 6.9113 | 0.13671 | 62.2213 | 23.7073 | 4.0515 | 0.060761 | 27.8195 | 45.2249 | 5.6651 | 0.11206 | 51.0021 | 19.4326 | 3.3209 | 0.049805 | 22.8033
Downstate | 2024 | 2 | 22 | 0.30608 | 6.0377e-06 | 1.8376e-06 | 0.25089 | 4.949e-06 | 1.5062e-06 | 0.37617 | 0.0020798 | 2.6513e-06 | 0.30834 | 0.0017048 | 2.1733e-06 | 48.1501 | 6.0316 | 0.11931 | 54.301 | 20.6895 | 3.5357 | 0.053026 | 24.2783 | 39.4681 | 4.944 | 0.097797 | 44.5099 | 16.9589 | 2.8982 | 0.043465 | 19.9006
Downstate | 2024 | 2 | 23 | 0.27209 | 5.3672e-06 | 1.6335e-06 | 0.22303 | 4.3994e-06 | 1.3389e-06 | 0.3344 | 0.0018489 | 2.3569e-06 | 0.2741 | 0.0015155 | 1.9319e-06 | 42.8028 | 5.3617 | 0.10606 | 48.2706 | 18.3918 | 3.1431 | 0.047138 | 21.5821 | 35.0849 | 4.3949 | 0.086936 | 39.5668 | 15.0756 | 2.5763 | 0.038638 | 17.6905
Downstate | 2024 | 2 | 24 | 0.27011 | 5.3282e-06 | 1.6216e-06 | 0.22141 | 4.3674e-06 | 1.3292e-06 | 0.33197 | 0.0018354 | 2.3398e-06 | 0.27211 | 0.0015045 | 1.9179e-06 | 42.4918 | 5.3228 | 0.10529 | 47.9198 | 18.2582 | 3.1202 | 0.046795 | 21.4252 | 34.83 | 4.363 | 0.086304 | 39.2793 | 14.966 | 2.5576 | 0.038357 | 17.562
Downstate | 2024 | 3 | 1 | 0.21659 | 4.2723e-06 | 1.3003e-06 | 0.17754 | 3.502e-06 | 1.0658e-06 | 0.26619 | 0.0014717 | 1.8761e-06 | 0.21819 | 0.0012064 | 1.5378e-06 | 34.0718 | 4.268 | 0.084425 | 38.4243 | 14.6402 | 2.5019 | 0.037522 | 17.1797 | 27.9282 | 3.4984 | 0.069202 | 31.4959 | 12.0004 | 2.0508 | 0.030757 | 14.082
Downstate | 2024 | 3 | 2 | 0.20694 | 4.082e-06 | 1.2424e-06 | 0.16963 | 3.346e-06 | 1.0183e-06 | 0.25433 | 0.0014062 | 1.7926e-06 | 0.20847 | 0.0011526 | 1.4693e-06 | 32.5542 | 4.0779 | 0.080665 | 36.7127 | 13.9881 | 2.3905 | 0.035851 | 16.4145 | 26.6842 | 3.3426 | 0.06612 | 30.093 | 11.4659 | 1.9595 | 0.029387 | 13.4547
Downstate | 2024 | 3 | 3 | 0.22385 | 4.4156e-06 | 1.3439e-06 | 0.18349 | 3.6194e-06 | 1.1016e-06 | 0.27511 | 0.0015211 | 1.939e-06 | 0.22551 | 0.0012468 | 1.5894e-06 | 35.2142 | 4.4111 | 0.087256 | 39.7126 | 15.1311 | 2.5858 | 0.03878 | 17.7557 | 28.8647 | 3.6157 | 0.071523 | 32.5519 | 12.4028 | 2.1196 | 0.031788 | 14.5542
Downstate | 2024 | 3 | 4 | 0.22401 | 4.4188e-06 | 1.3448e-06 | 0.18362 | 3.622e-06 | 1.1023e-06 | 0.27531 | 0.0015222 | 1.9404e-06 | 0.22567 | 0.0012477 | 1.5905e-06 | 35.2395 | 4.4143 | 0.087319 | 39.7411 | 15.142 | 2.5877 | 0.038808 | 17.7684 | 28.8853 | 3.6183 | 0.071574 | 32.5753 | 12.4117 | 2.1211 | 0.031811 | 14.5646
Downstate | 2024 | 3 | 5 | 0.24004 | 4.735e-06 | 1.4411e-06 | 0.19676 | 3.8812e-06 | 1.1812e-06 | 0.29501 | 0.0016311 | 2.0793e-06 | 0.24181 | 0.001337 | 1.7043e-06 | 37.761 | 4.7302 | 0.093567 | 42.5848 | 16.2254 | 2.7729 | 0.041585 | 19.0399 | 30.9523 | 3.8773 | 0.076696 | 34.9062 | 13.2998 | 2.2729 | 0.034087 | 15.6068
Downstate | 2024 | 3 | 6 | 0.26158 | 5.1598e-06 | 1.5704e-06 | 0.21441 | 4.2294e-06 | 1.2872e-06 | 0.32148 | 0.0017774 | 2.2658e-06 | 0.26351 | 0.0014569 | 1.8573e-06 | 41.1491 | 5.1546 | 0.10196 | 46.4056 | 17.6813 | 3.0216 | 0.045316 | 20.7482 | 33.7294 | 4.2251 | 0.083577 | 38.0381 | 14.4931 | 2.4768 | 0.037145 | 17.007
Downstate | 2024 | 3 | 7 | 0.28292 | 5.5808e-06 | 1.6985e-06 | 0.23191 | 4.5745e-06 | 1.3922e-06 | 0.34771 | 0.0019225 | 2.4507e-06 | 0.28501 | 0.0015758 | 2.0088e-06 | 44.5065 | 5.5751 | 0.11028 | 50.1919 | 19.1239 | 3.2682 | 0.049014 | 22.4411 | 36.4814 | 4.5699 | 0.090396 | 41.1417 | 15.6756 | 2.6789 | 0.040176 | 18.3947
Downstate | 2024 | 3 | 8 | 0.26262 | 5.1803e-06 | 1.5766e-06 | 0.21527 | 4.2463e-06 | 1.2923e-06 | 0.32276 | 0.0017845 | 2.2748e-06 | 0.26456 | 0.0014627 | 1.8647e-06 | 41.313 | 5.1751 | 0.10237 | 46.5905 | 17.7517 | 3.0337 | 0.045497 | 20.8309 | 33.8638 | 4.242 | 0.08391 | 38.1896 | 14.5508 | 2.4867 | 0.037293 | 17.0748
Downstate | 2024 | 3 | 9 | 0.28722 | 5.6656e-06 | 1.7243e-06 | 0.23543 | 4.644e-06 | 1.4134e-06 | 0.35299 | 0.0019517 | 2.4879e-06 | 0.28934 | 0.0015998 | 2.0393e-06 | 45.1826 | 5.6598 | 0.11196 | 50.9544 | 19.4144 | 3.3178 | 0.049758 | 22.782 | 37.0356 | 4.6393 | 0.091769 | 41.7667 | 15.9137 | 2.7196 | 0.040786 | 18.6741
Downstate | 2024 | 3 | 10 | 0.25846 | 5.0982e-06 | 1.5516e-06 | 0.21185 | 4.1789e-06 | 1.2719e-06 | 0.31764 | 0.0017562 | 2.2388e-06 | 0.26037 | 0.0014396 | 1.8351e-06 | 40.658 | 5.0931 | 0.10075 | 45.8518 | 17.4703 | 2.9856 | 0.044776 | 20.5006 | 33.3269 | 4.1747 | 0.08258 | 37.5842 | 14.3202 | 2.4472 | 0.036702 | 16.8041
Downstate | 2024 | 3 | 11 | 0.25346 | 4.9996e-06 | 1.5216e-06 | 0.20776 | 4.0981e-06 | 1.2473e-06 | 0.3115 | 0.0017223 | 2.1955e-06 | 0.25533 | 0.0014117 | 1.7996e-06 | 39.8718 | 4.9946 | 0.098797 | 44.9651 | 17.1324 | 2.9278 | 0.04391 | 20.1042 | 32.6824 | 4.094 | 0.080983 | 36.8574 | 14.0432 | 2.3999 | 0.035992 | 16.4791
Downstate | 2024 | 3 | 12 | 0.24755 | 4.8831e-06 | 1.4862e-06 | 0.20291 | 4.0026e-06 | 1.2182e-06 | 0.30424 | 0.0016821 | 2.1443e-06 | 0.24938 | 0.0013788 | 1.7577e-06 | 38.9424 | 4.8781 | 0.096494 | 43.917 | 16.7331 | 2.8596 | 0.042886 | 19.6356 | 31.9206 | 3.9986 | 0.079095 | 35.9983 | 13.7159 | 2.344 | 0.035153 | 16.095
Downstate | 2024 | 3 | 13 | 0.26135 | 5.1553e-06 | 1.569e-06 | 0.21423 | 4.2258e-06 | 1.2861e-06 | 0.3212 | 0.0017759 | 2.2639e-06 | 0.26328 | 0.0014557 | 1.8557e-06 | 41.1137 | 5.1501 | 0.10187 | 46.3657 | 17.666 | 3.019 | 0.045277 | 20.7304 | 33.7004 | 4.2215 | 0.083505 | 38.0054 | 14.4806 | 2.4747 | 0.037113 | 16.9924
Downstate | 2024 | 3 | 14 | 0.27839 | 5.4914e-06 | 1.6713e-06 | 0.22819 | 4.5012e-06 | 1.3699e-06 | 0.34214 | 0.0018917 | 2.4114e-06 | 0.28045 | 0.0015506 | 1.9766e-06 | 43.7935 | 5.4858 | 0.10851 | 49.3878 | 18.8175 | 3.2158 | 0.048229 | 22.0816 | 35.897 | 4.4967 | 0.088948 | 40.4826 | 15.4245 | 2.636 | 0.039532 | 18.1
Downstate | 2024 | 3 | 15 | 0.28976 | 5.7156e-06 | 1.7395e-06 | 0.23751 | 4.685e-06 | 1.4259e-06 | 0.35611 | 0.0019689 | 2.5099e-06 | 0.2919 | 0.0016139 | 2.0573e-06 | 45.5819 | 5.7098 | 0.11295 | 51.4047 | 19.586 | 3.3471 | 0.050198 | 22.9833 | 37.3629 | 4.6803 | 0.09258 | 42.1358 | 16.0544 | 2.7436 | 0.041147 | 18.8392
Downstate | 2024 | 3 | 16 | 0.31073 | 6.1293e-06 | 1.8655e-06 | 0.2547 | 5.0241e-06 | 1.5291e-06 | 0.38188 | 0.0021114 | 2.6916e-06 | 0.31303 | 0.0017307 | 2.2063e-06 | 48.8812 | 6.1231 | 0.12112 | 55.1255 | 21.0037 | 3.5894 | 0.053832 | 24.6469 | 40.0674 | 5.0191 | 0.099282 | 45.1857 | 17.2164 | 2.9422 | 0.044125 | 20.2028
Downstate | 2024 | 3 | 17 | 0.32751 | 6.4603e-06 | 1.9662e-06 | 0.26846 | 5.2955e-06 | 1.6117e-06 | 0.40251 | 0.0022254 | 2.8369e-06 | 0.32993 | 0.0018242 | 2.3254e-06 | 51.521 | 6.4538 | 0.12766 | 58.1025 | 22.1379 | 3.7833 | 0.056739 | 25.9779 | 42.2311 | 5.2901 | 0.10464 | 47.6259 | 18.1462 | 3.1011 | 0.046508 | 21.2938
Downstate | 2024 | 3 | 18 | 0.36392 | 7.1785e-06 | 2.1848e-06 | 0.2983 | 5.8841e-06 | 1.7908e-06 | 0.44725 | 0.0024728 | 3.1523e-06 | 0.36661 | 0.002027 | 2.5839e-06 | 57.2484 | 7.1713 | 0.14185 | 64.5616 | 24.5989 | 4.2038 | 0.063046 | 28.8658 | 46.9258 | 5.8782 | 0.11628 | 52.9203 | 20.1634 | 3.4458 | 0.051678 | 23.661
Downstate | 2024 | 3 | 19 | 0.40493 | 7.9874e-06 | 2.4309e-06 | 0.33191 | 6.5472e-06 | 1.9926e-06 | 0.49765 | 0.0027515 | 3.5075e-06 | 0.40792 | 0.0022554 | 2.8751e-06 | 63.699 | 7.9793 | 0.15784 | 71.8361 | 27.3707 | 4.6775 | 0.07015 | 32.1183 | 52.2133 | 6.5405 | 0.12938 | 58.8832 | 22.4354 | 3.8341 | 0.057501 | 26.327
Downstate | 2024 | 3 | 20 | 0.37518 | 7.4006e-06 | 2.2523e-06 | 0.30753 | 6.0661e-06 | 1.8462e-06 | 0.46109 | 0.0025493 | 3.2498e-06 | 0.37795 | 0.0020897 | 2.6638e-06 | 59.0191 | 7.3931 | 0.14624 | 66.5584 | 25.3598 | 4.3339 | 0.064996 | 29.7586 | 48.3772 | 6.06 | 0.11987 | 54.5571 | 20.7871 | 3.5524 | 0.053277 | 24.3928
Downstate | 2024 | 3 | 21 | 0.32893 | 6.4883e-06 | 1.9747e-06 | 0.26962 | 5.3184e-06 | 1.6186e-06 | 0.40425 | 0.0022351 | 2.8492e-06 | 0.33136 | 0.0018321 | 2.3355e-06 | 51.744 | 6.4817 | 0.12821 | 58.354 | 22.2338 | 3.7996 | 0.056984 | 26.0904 | 42.414 | 5.313 | 0.1051 | 47.8321 | 18.2247 | 3.1145 | 0.046709 | 21.386
Downstate | 2024 | 3 | 22 | 0.29727 | 5.8638e-06 | 1.7846e-06 | 0.24367 | 4.8065e-06 | 1.4628e-06 | 0.36534 | 0.00202 | 2.575e-06 | 0.29947 | 0.0016557 | 2.1107e-06 | 46.7636 | 5.8579 | 0.11587 | 52.7374 | 20.0937 | 3.4339 | 0.0515 | 23.5792 | 38.3316 | 4.8016 | 0.09498 | 43.2282 | 16.4706 | 2.8147 | 0.042214 | 19.3276
Downstate | 2024 | 3 | 23 | 0.26019 | 5.1325e-06 | 1.5621e-06 | 0.21328 | 4.207e-06 | 1.2804e-06 | 0.31978 | 0.001768 | 2.2538e-06 | 0.26212 | 0.0014492 | 1.8474e-06 | 40.9314 | 5.1273 | 0.10142 | 46.1601 | 17.5877 | 3.0057 | 0.045077 | 20.6384 | 33.5509 | 4.2028 | 0.083135 | 37.8369 | 14.4164 | 2.4637 | 0.036949 | 16.9171
Downstate | 2024 | 3 | 24 | 0.23158 | 4.568e-06 | 1.3903e-06 | 0.18982 | 3.7443e-06 | 1.1396e-06 | 0.28461 | 0.0015736 | 2.006e-06 | 0.23329 | 0.0012898 | 1.6443e-06 | 36.4297 | 4.5634 | 0.090268 | 41.0834 | 15.6534 | 2.6751 | 0.040119 | 18.3686 | 29.861 | 3.7406 | 0.073992 | 33.6756 | 12.8309 | 2.1927 | 0.032885 | 15.0565
Downstate | 2024 | 4 | 1 | 0.13203 | 2.6044e-06 | 7.9263e-07 | 0.10822 | 2.1348e-06 | 6.4971e-07 | 0.16226 | 0.00089715 | 1.1437e-06 | 0.13301 | 0.00073538 | 9.3744e-07 | 20.7697 | 2.6017 | 0.051465 | 23.4229 | 8.9245 | 1.5252 | 0.022873 | 10.4725 | 17.0247 | 2.1326 | 0.042185 | 19.1995 | 7.3153 | 1.2501 | 0.018749 | 8.5842
Downstate | 2024 | 4 | 2 | 0.11814 | 2.3303e-06 | 7.0922e-07 | 0.096834 | 1.9101e-06 | 5.8134e-07 | 0.14519 | 0.00080274 | 1.0233e-06 | 0.11901 | 0.00065799 | 8.3879e-07 | 18.584 | 2.3279 | 0.046049 | 20.958 | 7.9853 | 1.3647 | 0.020466 | 9.3704 | 15.2331 | 1.9082 | 0.037746 | 17.179 | 6.5455 | 1.1186 | 0.016776 | 7.6808
Downstate | 2024 | 4 | 3 | 0.13571 | 2.677e-06 | 8.1474e-07 | 0.11124 | 2.1943e-06 | 6.6783e-07 | 0.16679 | 0.00092217 | 1.1756e-06 | 0.13672 | 0.00075589 | 9.6359e-07 | 21.349 | 2.6743 | 0.0529 | 24.0762 | 9.1734 | 1.5677 | 0.023511 | 10.7646 | 17.4995 | 2.1921 | 0.043362 | 19.735 | 7.5193 | 1.285 | 0.019272 | 8.8236
Downstate | 2024 | 4 | 4 | 0.15492 | 3.0558e-06 | 9.3003e-07 | 0.12698 | 2.5048e-06 | 7.6233e-07 | 0.19039 | 0.0010527 | 1.3419e-06 | 0.15606 | 0.00086285 | 1.0999e-06 | 24.37 | 3.0527 | 0.060385 | 27.4831 | 10.4715 | 1.7895 | 0.026838 | 12.2878 | 19.9757 | 2.5023 | 0.049497 | 22.5275 | 8.5833 | 1.4668 | 0.021999 | 10.0722
Downstate | 2024 | 4 | 5 | 0.17794 | 3.51e-06 | 1.0683e-06 | 0.14586 | 2.8771e-06 | 8.7565e-07 | 0.21869 | 0.0012091 | 1.5414e-06 | 0.17926 | 0.00099111 | 1.2634e-06 | 27.9923 | 3.5065 | 0.069361 | 31.5681 | 12.0279 | 2.0555 | 0.030827 | 14.1143 | 22.9449 | 2.8742 | 0.056854 | 25.876 | 9.8592 | 1.6849 | 0.025269 | 11.5693
Downstate | 2024 | 4 | 6 | 0.22317 | 4.4022e-06 | 1.3398e-06 | 0.18293 | 3.6084e-06 | 1.0982e-06 | 0.27427 | 0.0015164 | 1.9331e-06 | 0.22482 | 0.001243 | 1.5846e-06 | 35.107 | 4.3977 | 0.08699 | 39.5917 | 15.085 | 2.578 | 0.038662 | 17.7017 | 28.7768 | 3.6047 | 0.071305 | 32.4528 | 12.365 | 2.1131 | 0.031691 | 14.5098
Downstate | 2024 | 4 | 7 | 0.24345 | 4.8022e-06 | 1.4615e-06 | 0.19955 | 3.9363e-06 | 1.198e-06 | 0.2992 | 0.0016543 | 2.1088e-06 | 0.24525 | 0.001356 | 1.7286e-06 | 38.2976 | 4.7974 | 0.094896 | 43.1899 | 16.456 | 2.8122 | 0.042176 | 19.3104 | 31.3921 | 3.9323 | 0.077785 | 35.4022 | 13.4888 | 2.3052 | 0.034571 | 15.8285
Downstate | 2024 | 4 | 8 | 0.24836 | 4.8991e-06 | 1.491e-06 | 0.20358 | 4.0158e-06 | 1.2222e-06 | 0.30524 | 0.0016876 | 2.1514e-06 | 0.2502 | 0.0013833 | 1.7634e-06 | 39.0703 | 4.8942 | 0.096811 | 44.0613 | 16.788 | 2.869 | 0.043027 | 19.7 | 32.0254 | 4.0117 | 0.079355 | 36.1165 | 13.7609 | 2.3517 | 0.035269 | 16.1479
Downstate | 2024 | 4 | 9 | 0.25561 | 5.0421e-06 | 1.5345e-06 | 0.20952 | 4.1329e-06 | 1.2578e-06 | 0.31414 | 0.0017369 | 2.2141e-06 | 0.2575 | 0.0014237 | 1.8149e-06 | 40.2103 | 5.037 | 0.099636 | 45.3469 | 17.2778 | 2.9527 | 0.044283 | 20.2748 | 32.9599 | 4.1287 | 0.08167 | 37.1703 | 14.1624 | 2.4203 | 0.036298 | 16.619
Downstate | 2024 | 4 | 10 | 0.25267 | 4.984e-06 | 1.5169e-06 | 0.20711 | 4.0853e-06 | 1.2434e-06 | 0.31053 | 0.0017169 | 2.1886e-06 | 0.25453 | 0.0014073 | 1.794e-06 | 39.7473 | 4.979 | 0.098488 | 44.8247 | 17.0789 | 2.9187 | 0.043773 | 20.0414 | 32.5804 | 4.0812 | 0.08073 | 36.7423 | 13.9994 | 2.3924 | 0.03588 | 16.4277
Downstate | 2024 | 4 | 11 | 0.24823 | 4.8964e-06 | 1.4902e-06 | 0.20347 | 4.0135e-06 | 1.2215e-06 | 0.30507 | 0.0016867 | 2.1502e-06 | 0.25006 | 0.0013826 | 1.7625e-06 | 39.0488 | 4.8915 | 0.096758 | 44.037 | 16.7788 | 2.8674 | 0.043003 | 19.6892 | 32.0078 | 4.0095 | 0.079311 | 36.0966 | 13.7533 | 2.3504 | 0.035249 | 16.139
Downstate | 2024 | 4 | 12 | 0.24337 | 4.8005e-06 | 1.461e-06 | 0.19948 | 3.9349e-06 | 1.1976e-06 | 0.29909 | 0.0016537 | 2.1081e-06 | 0.24516 | 0.0013555 | 1.728e-06 | 38.284 | 4.7957 | 0.094863 | 43.1746 | 16.4502 | 2.8113 | 0.042161 | 19.3036 | 31.381 | 3.931 | 0.077758 | 35.3897 | 13.484 | 2.3044 | 0.034559 | 15.8229
Downstate | 2024 | 4 | 13 | 0.24806 | 4.8932e-06 | 1.4892e-06 | 0.20333 | 4.0109e-06 | 1.2207e-06 | 0.30487 | 0.0016856 | 2.1487e-06 | 0.24989 | 0.0013817 | 1.7613e-06 | 39.0228 | 4.8882 | 0.096693 | 44.0077 | 16.7676 | 2.8655 | 0.042975 | 19.6761 | 31.9865 | 4.0068 | 0.079258 | 36.0725 | 13.7442 | 2.3488 | 0.035226 | 16.1282
Downstate | 2024 | 4 | 14 | 0.2526 | 4.9827e-06 | 1.5165e-06 | 0.20705 | 4.0843e-06 | 1.243e-06 | 0.31044 | 0.0017164 | 2.1881e-06 | 0.25447 | 0.0014069 | 1.7935e-06 | 39.7368 | 4.9776 | 0.098462 | 44.8129 | 17.0744 | 2.9179 | 0.043761 | 20.0361 | 32.5717 | 4.0801 | 0.080708 | 36.7326 | 13.9957 | 2.3918 | 0.03587 | 16.4233
Downstate | 2024 | 4 | 15 | 0.2696 | 5.3181e-06 | 1.6185e-06 | 0.22099 | 4.3591e-06 | 1.3267e-06 | 0.33134 | 0.001832 | 2.3353e-06 | 0.27159 | 0.0015016 | 1.9142e-06 | 42.4113 | 5.3127 | 0.10509 | 47.8291 | 18.2236 | 3.1143 | 0.046706 | 21.3846 | 34.764 | 4.3547 | 0.086141 | 39.2049 | 14.9377 | 2.5528 | 0.038285 | 17.5287
Downstate | 2024 | 4 | 16 | 0.29862 | 5.8904e-06 | 1.7927e-06 | 0.24477 | 4.8283e-06 | 1.4695e-06 | 0.367 | 0.0020291 | 2.5866e-06 | 0.30082 | 0.0016632 | 2.1202e-06 | 46.9754 | 5.8844 | 0.1164 | 52.9762 | 20.1848 | 3.4495 | 0.051733 | 23.686 | 38.5052 | 4.8234 | 0.095411 | 43.424 | 16.5452 | 2.8275 | 0.042405 | 19.4151
Downstate | 2024 | 4 | 17 | 0.31019 | 6.1186e-06 | 1.8622e-06 | 0.25426 | 5.0153e-06 | 1.5264e-06 | 0.38121 | 0.0021077 | 2.6869e-06 | 0.31248 | 0.0017277 | 2.2024e-06 | 48.7954 | 6.1124 | 0.12091 | 55.0287 | 20.9668 | 3.5831 | 0.053737 | 24.6036 | 39.997 | 5.0102 | 0.099107 | 45.1064 | 17.1862 | 2.937 | 0.044048 | 20.1673
Downstate | 2024 | 4 | 18 | 0.32685 | 6.4474e-06 | 1.9622e-06 | 0.26792 | 5.2848e-06 | 1.6084e-06 | 0.4017 | 0.002221 | 2.8312e-06 | 0.32927 | 0.0018205 | 2.3207e-06 | 51.4174 | 6.4408 | 0.12741 | 57.9856 | 22.0934 | 3.7757 | 0.056625 | 25.9257 | 42.1462 | 5.2795 | 0.10443 | 47.5301 | 18.1097 | 3.0949 | 0.046414 | 21.251
Downstate | 2024 | 4 | 19 | 0.36394 | 7.1789e-06 | 2.1849e-06 | 0.29832 | 5.8845e-06 | 1.7909e-06 | 0.44728 | 0.002473 | 3.1525e-06 | 0.36663 | 0.0020271 | 2.5841e-06 | 57.2517 | 7.1717 | 0.14186 | 64.5652 | 24.6003 | 4.2041 | 0.06305 | 28.8675 | 46.9285 | 5.8785 | 0.11628 | 52.9233 | 20.1646 | 3.446 | 0.051681 | 23.6623
Downstate | 2024 | 4 | 20 | 0.33072 | 6.5236e-06 | 1.9855e-06 | 0.27109 | 5.3473e-06 | 1.6274e-06 | 0.40645 | 0.0022472 | 2.8647e-06 | 0.33316 | 0.001842 | 2.3482e-06 | 52.0256 | 6.517 | 0.12891 | 58.6715 | 22.3548 | 3.8203 | 0.057294 | 26.2324 | 42.6447 | 5.3419 | 0.10567 | 48.0923 | 18.3239 | 3.1315 | 0.046964 | 21.5023
Downstate | 2024 | 4 | 21 | 0.29631 | 5.8448e-06 | 1.7788e-06 | 0.24288 | 4.7909e-06 | 1.4581e-06 | 0.36416 | 0.0020134 | 2.5666e-06 | 0.29849 | 0.0016504 | 2.1038e-06 | 46.6119 | 5.8389 | 0.1155 | 52.5663 | 20.0286 | 3.4228 | 0.051332 | 23.5027 | 38.2072 | 4.786 | 0.094672 | 43.0879 | 16.4172 | 2.8056 | 0.042077 | 19.2649
Downstate | 2024 | 4 | 22 | 0.25906 | 5.1101e-06 | 1.5553e-06 | 0.21235 | 4.1887e-06 | 1.2748e-06 | 0.31838 | 0.0017603 | 2.244e-06 | 0.26097 | 0.0014429 | 1.8394e-06 | 40.753 | 5.1049 | 0.10098 | 45.959 | 17.5111 | 2.9926 | 0.04488 | 20.5485 | 33.4048 | 4.1845 | 0.082772 | 37.672 | 14.3536 | 2.453 | 0.036788 | 16.8434
Downstate | 2024 | 4 | 23 | 0.21628 | 4.2663e-06 | 1.2985e-06 | 0.17729 | 3.4971e-06 | 1.0643e-06 | 0.26581 | 0.0014697 | 1.8735e-06 | 0.21788 | 0.0012047 | 1.5357e-06 | 34.0239 | 4.262 | 0.084307 | 38.3702 | 14.6196 | 2.4984 | 0.03747 | 17.1555 | 27.889 | 3.4935 | 0.069105 | 31.4516 | 11.9835 | 2.0479 | 0.030713 | 14.0622
Downstate | 2024 | 4 | 24 | 0.1783 | 3.5171e-06 | 1.0704e-06 | 0.14615 | 2.8829e-06 | 8.7742e-07 | 0.21913 | 0.0012116 | 1.5445e-06 | 0.17962 | 0.00099311 | 1.266e-06 | 28.0489 | 3.5136 | 0.069501 | 31.6319 | 12.0523 | 2.0597 | 0.030889 | 14.1428 | 22.9913 | 2.88 | 0.056969 | 25.9283 | 9.8791 | 1.6883 | 0.02532 | 11.5927
Downstate | 2024 | 5 | 1 | 0.16589 | 3.2722e-06 | 9.959e-07 | 0.13598 | 2.6822e-06 | 8.1633e-07 | 0.20387 | 0.0011272 | 1.4369e-06 | 0.16711 | 0.00092396 | 1.1778e-06 | 26.096 | 3.2689 | 0.064662 | 29.4296 | 11.2131 | 1.9163 | 0.028739 | 13.1581 | 21.3905 | 2.6795 | 0.053003 | 24.123 | 9.1912 | 1.5707 | 0.023557 | 10.7855
Downstate | 2024 | 5 | 2 | 0.16655 | 3.2853e-06 | 9.9986e-07 | 0.13652 | 2.6929e-06 | 8.1958e-07 | 0.20469 | 0.0011317 | 1.4427e-06 | 0.16778 | 0.00092764 | 1.1825e-06 | 26.1999 | 3.2819 | 0.06492 | 29.5467 | 11.2577 | 1.9239 | 0.028853 | 13.2105 | 21.4757 | 2.6902 | 0.053214 | 24.2191 | 9.2278 | 1.577 | 0.023651 | 10.8285
Downstate | 2024 | 5 | 3 | 0.1719 | 3.3908e-06 | 1.032e-06 | 0.14091 | 2.7794e-06 | 8.4591e-07 | 0.21126 | 0.0011681 | 1.489e-06 | 0.17317 | 0.00095745 | 1.2205e-06 | 27.0418 | 3.3874 | 0.067006 | 30.4962 | 11.6195 | 1.9857 | 0.02978 | 13.635 | 22.1658 | 2.7766 | 0.054924 | 24.9974 | 9.5244 | 1.6277 | 0.024411 | 11.1765
Downstate | 2024 | 5 | 4 | 0.18457 | 3.6408e-06 | 1.1081e-06 | 0.15129 | 2.9843e-06 | 9.0828e-07 | 0.22684 | 0.0012542 | 1.5988e-06 | 0.18594 | 0.001028 | 1.3105e-06 | 29.0355 | 3.6371 | 0.071946 | 32.7446 | 12.4762 | 2.1321 | 0.031976 | 14.6403 | 23.8 | 2.9813 | 0.058973 | 26.8403 | 10.2266 | 1.7477 | 0.02621 | 12.0005
Downstate | 2024 | 5 | 5 | 0.21878 | 4.3156e-06 | 1.3135e-06 | 0.17933 | 3.5375e-06 | 1.0766e-06 | 0.26888 | 0.0014866 | 1.8951e-06 | 0.2204 | 0.0012186 | 1.5534e-06 | 34.417 | 4.3113 | 0.085281 | 38.8135 | 14.7885 | 2.5273 | 0.037903 | 17.3537 | 28.2112 | 3.5339 | 0.069903 | 31.815 | 12.122 | 2.0716 | 0.031068 | 14.2246
Downstate | 2024 | 5 | 6 | 0.24435 | 4.8199e-06 | 1.4669e-06 | 0.20029 | 3.9508e-06 | 1.2024e-06 | 0.3003 | 0.0016603 | 2.1166e-06 | 0.24615 | 0.001361 | 1.7349e-06 | 38.4383 | 4.815 | 0.095245 | 43.3486 | 16.5165 | 2.8226 | 0.042331 | 19.3814 | 31.5074 | 3.9468 | 0.078071 | 35.5323 | 13.5383 | 2.3136 | 0.034698 | 15.8867
Downstate | 2024 | 5 | 7 | 0.25283 | 4.9872e-06 | 1.5178e-06 | 0.20724 | 4.0879e-06 | 1.2441e-06 | 0.31072 | 0.001718 | 2.19e-06 | 0.25469 | 0.0014082 | 1.7951e-06 | 39.7723 | 4.9821 | 0.098551 | 44.853 | 17.0897 | 2.9205 | 0.0438 | 20.054 | 32.6009 | 4.0838 | 0.080781 | 36.7654 | 14.0082 | 2.3939 | 0.035903 | 16.438
Downstate | 2024 | 5 | 8 | 0.25755 | 5.0803e-06 | 1.5462e-06 | 0.21111 | 4.1642e-06 | 1.2674e-06 | 0.31652 | 0.00175 | 2.2309e-06 | 0.25945 | 0.0014345 | 1.8286e-06 | 40.515 | 5.0751 | 0.10039 | 45.6906 | 17.4088 | 2.9751 | 0.044618 | 20.4285 | 33.2097 | 4.16 | 0.082289 | 37.452 | 14.2698 | 2.4386 | 0.036573 | 16.745
Downstate | 2024 | 5 | 9 | 0.26536 | 5.2343e-06 | 1.5931e-06 | 0.21751 | 4.2905e-06 | 1.3058e-06 | 0.32612 | 0.0018031 | 2.2986e-06 | 0.26732 | 0.001478 | 1.8841e-06 | 41.7436 | 5.229 | 0.10344 | 47.0761 | 17.9367 | 3.0653 | 0.045971 | 21.048 | 34.2167 | 4.2862 | 0.084784 | 38.5877 | 14.7025 | 2.5126 | 0.037682 | 17.2528
Downstate | 2024 | 5 | 10 | 0.2517 | 4.9648e-06 | 1.511e-06 | 0.20631 | 4.0696e-06 | 1.2386e-06 | 0.30933 | 0.0017103 | 2.1802e-06 | 0.25356 | 0.0014019 | 1.7871e-06 | 39.5944 | 4.9598 | 0.09811 | 44.6524 | 17.0132 | 2.9075 | 0.043604 | 19.9643 | 32.4551 | 4.0655 | 0.080419 | 36.601 | 13.9455 | 2.3832 | 0.035742 | 16.3645
Downstate | 2024 | 5 | 11 | 0.24399 | 4.8129e-06 | 1.4648e-06 | 0.2 | 3.9451e-06 | 1.2007e-06 | 0.29987 | 0.0016579 | 2.1135e-06 | 0.2458 | 0.001359 | 1.7324e-06 | 38.3829 | 4.808 | 0.095108 | 43.286 | 16.4926 | 2.8185 | 0.04227 | 19.3534 | 31.462 | 3.9411 | 0.077958 | 35.481 | 13.5188 | 2.3103 | 0.034648 | 15.8638
Downstate | 2024 | 5 | 12 | 0.23193 | 4.5749e-06 | 1.3924e-06 | 0.19011 | 3.75e-06 | 1.1413e-06 | 0.28504 | 0.001576 | 2.009e-06 | 0.23364 | 0.0012918 | 1.6467e-06 | 36.4846 | 4.5703 | 0.090404 | 41.1453 | 15.677 | 2.6791 | 0.04018 | 18.3963 | 29.906 | 3.7462 | 0.074103 | 33.7263 | 12.8502 | 2.196 | 0.032935 | 15.0792
Downstate | 2024 | 5 | 13 | 0.22805 | 4.4984e-06 | 1.3691e-06 | 0.18693 | 3.6873e-06 | 1.1222e-06 | 0.28027 | 0.0015496 | 1.9754e-06 | 0.22973 | 0.0012702 | 1.6192e-06 | 35.8743 | 4.4938 | 0.088892 | 40.457 | 15.4147 | 2.6343 | 0.039507 | 18.0885 | 29.4057 | 3.6835 | 0.072863 | 33.1621 | 12.6353 | 2.1593 | 0.032384 | 14.8269
Downstate | 2024 | 5 | 14 | 0.23222 | 4.5807e-06 | 1.3941e-06 | 0.19035 | 3.7548e-06 | 1.1428e-06 | 0.2854 | 0.001578 | 2.0115e-06 | 0.23394 | 0.0012934 | 1.6488e-06 | 36.531 | 4.5761 | 0.090519 | 41.1976 | 15.6969 | 2.6825 | 0.040231 | 18.4197 | 29.944 | 3.751 | 0.074197 | 33.7692 | 12.8666 | 2.1988 | 0.032977 | 15.0984
Downstate | 2024 | 5 | 15 | 0.24062 | 4.7463e-06 | 1.4445e-06 | 0.19723 | 3.8905e-06 | 1.1841e-06 | 0.29572 | 0.001635 | 2.0842e-06 | 0.24239 | 0.0013402 | 1.7084e-06 | 37.8516 | 4.7415 | 0.093791 | 42.6869 | 16.2644 | 2.7795 | 0.041685 | 19.0855 | 31.0265 | 3.8865 | 0.076879 | 34.9899 | 13.3317 | 2.2783 | 0.034169 | 15.6442
Downstate | 2024 | 5 | 16 | 0.26342 | 5.1961e-06 | 1.5814e-06 | 0.21592 | 4.2591e-06 | 1.2963e-06 | 0.32374 | 0.0017899 | 2.2817e-06 | 0.26536 | 0.0014672 | 1.8703e-06 | 41.4383 | 5.1908 | 0.10268 | 46.7318 | 17.8055 | 3.0429 | 0.045635 | 20.894 | 33.9665 | 4.2548 | 0.084164 | 38.3055 | 14.595 | 2.4942 | 0.037406 | 17.1266
Downstate | 2024 | 5 | 17 | 0.28281 | 5.5786e-06 | 1.6978e-06 | 0.23181 | 4.5727e-06 | 1.3917e-06 | 0.34757 | 0.0019217 | 2.4497e-06 | 0.2849 | 0.0015752 | 2.008e-06 | 44.4888 | 5.5729 | 0.11024 | 50.1719 | 19.1163 | 3.2669 | 0.048994 | 22.4322 | 36.4669 | 4.568 | 0.09036 | 41.1253 | 15.6694 | 2.6778 | 0.04016 | 18.3874
Downstate | 2024 | 5 | 18 | 0.29364 | 5.7922e-06 | 1.7628e-06 | 0.24069 | 4.7478e-06 | 1.445e-06 | 0.36088 | 0.0019953 | 2.5435e-06 | 0.29581 | 0.0016355 | 2.0849e-06 | 46.1925 | 5.7863 | 0.11446 | 52.0933 | 19.8484 | 3.392 | 0.050871 | 23.2912 | 37.8634 | 4.743 | 0.093821 | 42.7002 | 16.2694 | 2.7804 | 0.041698 | 19.0915
Downstate | 2024 | 5 | 19 | 0.3365 | 6.6377e-06 | 2.0202e-06 | 0.27583 | 5.4408e-06 | 1.6559e-06 | 0.41356 | 0.0022865 | 2.9148e-06 | 0.33899 | 0.0018742 | 2.3892e-06 | 52.9352 | 6.631 | 0.13117 | 59.6973 | 22.7456 | 3.8871 | 0.058296 | 26.691 | 43.3903 | 5.4353 | 0.10752 | 48.9332 | 18.6443 | 3.1862 | 0.047785 | 21.8783
Downstate | 2024 | 5 | 20 | 0.33792 | 6.6657e-06 | 2.0287e-06 | 0.27699 | 5.4638e-06 | 1.6629e-06 | 0.4153 | 0.0022962 | 2.9271e-06 | 0.34042 | 0.0018822 | 2.3993e-06 | 53.1589 | 6.659 | 0.13172 | 59.9495 | 22.8417 | 3.9035 | 0.058542 | 26.8038 | 43.5737 | 5.4583 | 0.10797 | 49.1399 | 18.7231 | 3.1997 | 0.047987 | 21.9707
Downstate | 2024 | 5 | 21 | 0.2978 | 5.8743e-06 | 1.7878e-06 | 0.2441 | 4.8151e-06 | 1.4655e-06 | 0.36599 | 0.0020236 | 2.5796e-06 | 0.3 | 0.0016587 | 2.1145e-06 | 46.8472 | 5.8683 | 0.11608 | 52.8316 | 20.1297 | 3.4401 | 0.051592 | 23.6213 | 38.4001 | 4.8102 | 0.09515 | 43.3054 | 16.5 | 2.8198 | 0.042289 | 19.3621
Downstate | 2024 | 5 | 22 | 0.27115 | 5.3485e-06 | 1.6278e-06 | 0.22225 | 4.3841e-06 | 1.3343e-06 | 0.33324 | 0.0018424 | 2.3487e-06 | 0.27315 | 0.0015102 | 1.9252e-06 | 42.6541 | 5.3431 | 0.10569 | 48.1029 | 18.3279 | 3.1322 | 0.046974 | 21.5071 | 34.963 | 4.3797 | 0.086634 | 39.4293 | 15.0232 | 2.5674 | 0.038504 | 17.6291
Downstate | 2024 | 5 | 23 | 0.24003 | 4.7347e-06 | 1.441e-06 | 0.19675 | 3.881e-06 | 1.1812e-06 | 0.295 | 0.001631 | 2.0792e-06 | 0.2418 | 0.0013369 | 1.7043e-06 | 37.7594 | 4.73 | 0.093563 | 42.5829 | 16.2247 | 2.7727 | 0.041583 | 19.0391 | 30.9509 | 3.8771 | 0.076692 | 34.9047 | 13.2992 | 2.2728 | 0.034085 | 15.6061
Downstate | 2024 | 5 | 24 | 0.20541 | 4.0519e-06 | 1.2332e-06 | 0.16837 | 3.3213e-06 | 1.0108e-06 | 0.25245 | 0.0013958 | 1.7793e-06 | 0.20693 | 0.0011441 | 1.4585e-06 | 32.3134 | 4.0478 | 0.080068 | 36.4413 | 13.8847 | 2.3728 | 0.035586 | 16.2931 | 26.4869 | 3.3179 | 0.065631 | 29.8705 | 11.3811 | 1.945 | 0.029169 | 13.3552
Downstate | 2024 | 6 | 1 | 0.23794 | 4.6936e-06 | 1.4285e-06 | 0.19504 | 3.8472e-06 | 1.1709e-06 | 0.29243 | 0.0016168 | 2.0611e-06 | 0.2397 | 0.0013253 | 1.6894e-06 | 37.4309 | 4.6888 | 0.092749 | 42.2124 | 16.0836 | 2.7486 | 0.041222 | 18.8734 | 30.6816 | 3.8433 | 0.076025 | 34.601 | 13.1835 | 2.253 | 0.033789 | 15.4703
Downstate | 2024 | 6 | 2 | 0.22673 | 4.4724e-06 | 1.3612e-06 | 0.18585 | 3.6659e-06 | 1.1157e-06 | 0.27865 | 0.0015406 | 1.964e-06 | 0.2284 | 0.0012628 | 1.6098e-06 | 35.667 | 4.4678 | 0.088378 | 40.2232 | 15.3256 | 2.6191 | 0.039279 | 17.984 | 29.2358 | 3.6622 | 0.072442 | 32.9704 | 12.5622 | 2.1468 | 0.032197 | 14.7413
Downstate | 2024 | 6 | 3 | 0.22091 | 4.3576e-06 | 1.3262e-06 | 0.18108 | 3.5718e-06 | 1.0871e-06 | 0.27149 | 0.0015011 | 1.9135e-06 | 0.22254 | 0.0012304 | 1.5685e-06 | 34.7513 | 4.3531 | 0.086109 | 39.1906 | 14.9322 | 2.5518 | 0.038271 | 17.5223 | 28.4852 | 3.5682 | 0.070583 | 32.1241 | 12.2398 | 2.0917 | 0.03137 | 14.3628
Downstate | 2024 | 6 | 4 | 0.22283 | 4.3955e-06 | 1.3378e-06 | 0.18265 | 3.6029e-06 | 1.0965e-06 | 0.27386 | 0.0015141 | 1.9302e-06 | 0.22448 | 0.0012411 | 1.5822e-06 | 35.0538 | 4.391 | 0.086859 | 39.5317 | 15.0622 | 2.5741 | 0.038604 | 17.6748 | 28.7332 | 3.5993 | 0.071197 | 32.4036 | 12.3463 | 2.1099 | 0.031643 | 14.4878
Downstate | 2024 | 6 | 5 | 0.22747 | 4.4869e-06 | 1.3656e-06 | 0.18645 | 3.6779e-06 | 1.1193e-06 | 0.27955 | 0.0015456 | 1.9703e-06 | 0.22915 | 0.0012669 | 1.6151e-06 | 35.7828 | 4.4824 | 0.088665 | 40.3538 | 15.3754 | 2.6276 | 0.039407 | 18.0424 | 29.3307 | 3.6741 | 0.072678 | 33.0775 | 12.603 | 2.1538 | 0.032301 | 14.7891
Downstate | 2024 | 6 | 6 | 0.25211 | 4.973e-06 | 1.5135e-06 | 0.20665 | 4.0763e-06 | 1.2406e-06 | 0.30984 | 0.0017131 | 2.1838e-06 | 0.25397 | 0.0014042 | 1.79e-06 | 39.6592 | 4.9679 | 0.09827 | 44.7253 | 17.041 | 2.9122 | 0.043676 | 19.9969 | 32.5081 | 4.0721 | 0.080551 | 36.6608 | 13.9683 | 2.3871 | 0.0358 | 16.3913
Downstate | 2024 | 6 | 7 | 0.26152 | 5.1585e-06 | 1.57e-06 | 0.21436 | 4.2284e-06 | 1.2869e-06 | 0.3214 | 0.001777 | 2.2653e-06 | 0.26345 | 0.0014566 | 1.8568e-06 | 41.1392 | 5.1533 | 0.10194 | 46.3944 | 17.677 | 3.0209 | 0.045305 | 20.7432 | 33.7213 | 4.2241 | 0.083557 | 38.0289 | 14.4896 | 2.4762 | 0.037136 | 17.0029
Downstate | 2024 | 6 | 8 | 0.2597 | 5.1228e-06 | 1.5591e-06 | 0.21287 | 4.1991e-06 | 1.278e-06 | 0.31917 | 0.0017647 | 2.2496e-06 | 0.26162 | 0.0014465 | 1.8439e-06 | 40.8539 | 5.1176 | 0.10123 | 46.0727 | 17.5544 | 3 | 0.044991 | 20.5993 | 33.4874 | 4.1948 | 0.082977 | 37.7652 | 14.3891 | 2.459 | 0.036879 | 16.885
Downstate | 2024 | 6 | 9 | 0.27661 | 5.4563e-06 | 1.6606e-06 | 0.22673 | 4.4724e-06 | 1.3612e-06 | 0.33995 | 0.0018796 | 2.396e-06 | 0.27865 | 0.0015407 | 1.964e-06 | 43.5135 | 5.4507 | 0.10782 | 49.0721 | 18.6972 | 3.1953 | 0.04792 | 21.9404 | 35.6675 | 4.4679 | 0.088379 | 40.2238 | 15.3259 | 2.6191 | 0.03928 | 17.9843
Downstate | 2024 | 6 | 10 | 0.27212 | 5.3677e-06 | 1.6336e-06 | 0.22305 | 4.3998e-06 | 1.3391e-06 | 0.33443 | 0.0018491 | 2.3571e-06 | 0.27413 | 0.0015156 | 1.9321e-06 | 42.807 | 5.3622 | 0.10607 | 48.2754 | 18.3937 | 3.1434 | 0.047142 | 21.5842 | 35.0884 | 4.3954 | 0.086944 | 39.5707 | 15.0771 | 2.5766 | 0.038642 | 17.6923
Downstate | 2024 | 6 | 11 | 0.27828 | 5.4893e-06 | 1.6707e-06 | 0.22811 | 4.4995e-06 | 1.3694e-06 | 0.34201 | 0.001891 | 2.4105e-06 | 0.28034 | 0.00155 | 1.9759e-06 | 43.7771 | 5.4838 | 0.10847 | 49.3693 | 18.8105 | 3.2146 | 0.048211 | 22.0733 | 35.8836 | 4.495 | 0.088915 | 40.4674 | 15.4187 | 2.635 | 0.039518 | 18.0932
Downstate | 2024 | 6 | 12 | 0.2886 | 5.6928e-06 | 1.7326e-06 | 0.23656 | 4.6664e-06 | 1.4202e-06 | 0.35469 | 0.0019611 | 2.4999e-06 | 0.29073 | 0.0016075 | 2.0491e-06 | 45.4002 | 5.6871 | 0.1125 | 51.1997 | 19.5079 | 3.3338 | 0.049998 | 22.8917 | 37.214 | 4.6616 | 0.092211 | 41.9678 | 15.9904 | 2.7327 | 0.040983 | 18.764
Downstate | 2024 | 6 | 13 | 0.29416 | 5.8025e-06 | 1.766e-06 | 0.24112 | 4.7563e-06 | 1.4476e-06 | 0.36152 | 0.0019989 | 2.5481e-06 | 0.29634 | 0.0016384 | 2.0886e-06 | 46.2751 | 5.7967 | 0.11466 | 52.1864 | 19.8838 | 3.398 | 0.050961 | 23.3328 | 37.9311 | 4.7515 | 0.093988 | 42.7765 | 16.2985 | 2.7853 | 0.041773 | 19.1256
Downstate | 2024 | 6 | 14 | 0.32109 | 6.3338e-06 | 1.9277e-06 | 0.2632 | 5.1917e-06 | 1.5801e-06 | 0.39462 | 0.0021818 | 2.7813e-06 | 0.32347 | 0.0017884 | 2.2798e-06 | 50.5114 | 6.3273 | 0.12516 | 56.9639 | 21.7041 | 3.7091 | 0.055627 | 25.4689 | 41.4036 | 5.1864 | 0.10259 | 46.6926 | 17.7906 | 3.0403 | 0.045597 | 20.8765
Downstate | 2024 | 6 | 15 | 0.35789 | 7.0596e-06 | 2.1486e-06 | 0.29336 | 5.7867e-06 | 1.7612e-06 | 0.43985 | 0.0024319 | 3.1001e-06 | 0.36054 | 0.0019934 | 2.5411e-06 | 56.3002 | 7.0525 | 0.1395 | 63.4921 | 24.1915 | 4.1342 | 0.062002 | 28.3877 | 46.1486 | 5.7808 | 0.11435 | 52.0437 | 19.8295 | 3.3888 | 0.050822 | 23.269
Downstate | 2024 | 6 | 16 | 0.41126 | 8.1124e-06 | 2.469e-06 | 0.33711 | 6.6496e-06 | 2.0238e-06 | 0.50544 | 0.0027945 | 3.5624e-06 | 0.4143 | 0.0022907 | 2.9201e-06 | 64.696 | 8.1042 | 0.16031 | 72.9605 | 27.7991 | 4.7507 | 0.071248 | 32.621 | 53.0305 | 6.6429 | 0.1314 | 59.8048 | 22.7865 | 3.8941 | 0.058401 | 26.7391
Downstate | 2024 | 6 | 17 | 0.33197 | 6.5484e-06 | 1.993e-06 | 0.27212 | 5.3676e-06 | 1.6336e-06 | 0.40799 | 0.0022558 | 2.8756e-06 | 0.33443 | 0.001849 | 2.3571e-06 | 52.2231 | 6.5418 | 0.1294 | 58.8943 | 22.4396 | 3.8348 | 0.057512 | 26.332 | 42.8067 | 5.3622 | 0.10607 | 48.2749 | 18.3935 | 3.1434 | 0.047142 | 21.584
Downstate | 2024 | 6 | 18 | 0.33442 | 6.5966e-06 | 2.0076e-06 | 0.27412 | 5.4071e-06 | 1.6456e-06 | 0.41099 | 0.0022724 | 2.8968e-06 | 0.33689 | 0.0018626 | 2.3744e-06 | 52.6073 | 6.5899 | 0.13035 | 59.3275 | 22.6047 | 3.863 | 0.057935 | 26.5257 | 43.1216 | 5.4016 | 0.10685 | 48.63 | 18.5288 | 3.1665 | 0.047489 | 21.7428
Downstate | 2024 | 6 | 19 | 0.3477 | 6.8585e-06 | 2.0874e-06 | 0.285 | 5.6218e-06 | 1.711e-06 | 0.42731 | 0.0023626 | 3.0118e-06 | 0.35026 | 0.0019366 | 2.4687e-06 | 54.6962 | 6.8515 | 0.13553 | 61.6833 | 23.5023 | 4.0164 | 0.060235 | 27.5789 | 44.8338 | 5.6161 | 0.11109 | 50.561 | 19.2645 | 3.2922 | 0.049374 | 22.6061
Downstate | 2024 | 6 | 20 | 0.33954 | 6.6976e-06 | 2.0384e-06 | 0.27831 | 5.4899e-06 | 1.6708e-06 | 0.41729 | 0.0023072 | 2.9411e-06 | 0.34204 | 0.0018912 | 2.4108e-06 | 53.4127 | 6.6908 | 0.13235 | 60.2358 | 22.9508 | 3.9222 | 0.058822 | 26.9318 | 43.7817 | 5.4843 | 0.10849 | 49.3745 | 18.8125 | 3.215 | 0.048216 | 22.0756
Downstate | 2024 | 6 | 21 | 0.3288 | 6.4857e-06 | 1.9739e-06 | 0.26951 | 5.3162e-06 | 1.618e-06 | 0.40409 | 0.0022342 | 2.8481e-06 | 0.33122 | 0.0018313 | 2.3345e-06 | 51.7231 | 6.4791 | 0.12816 | 58.3303 | 22.2248 | 3.7981 | 0.056961 | 26.0798 | 42.3968 | 5.3109 | 0.10505 | 47.8127 | 18.2174 | 3.1133 | 0.04669 | 21.3773
Downstate | 2024 | 6 | 22 | 0.30155 | 5.9483e-06 | 1.8104e-06 | 0.24718 | 4.8758e-06 | 1.4839e-06 | 0.37061 | 0.0020491 | 2.6121e-06 | 0.30378 | 0.0016796 | 2.1411e-06 | 47.4376 | 5.9423 | 0.11754 | 53.4975 | 20.3834 | 3.4834 | 0.052242 | 23.919 | 38.884 | 4.8708 | 0.096349 | 43.8512 | 16.708 | 2.8553 | 0.042822 | 19.6061
Downstate | 2024 | 6 | 23 | 0.27758 | 5.4754e-06 | 1.6664e-06 | 0.22753 | 4.4881e-06 | 1.3659e-06 | 0.34114 | 0.0018862 | 2.4044e-06 | 0.27963 | 0.0015461 | 1.9709e-06 | 43.6659 | 5.4698 | 0.1082 | 49.244 | 18.7627 | 3.2065 | 0.048088 | 22.0172 | 35.7924 | 4.4836 | 0.088689 | 40.3647 | 15.3796 | 2.6283 | 0.039417 | 18.0473
Downstate | 2024 | 6 | 24 | 0.25736 | 5.0766e-06 | 1.545e-06 | 0.21096 | 4.1612e-06 | 1.2665e-06 | 0.31629 | 0.0017488 | 2.2293e-06 | 0.25926 | 0.0014334 | 1.8273e-06 | 40.4855 | 5.0714 | 0.10032 | 45.6573 | 17.3961 | 2.9729 | 0.044586 | 20.4136 | 33.1855 | 4.157 | 0.082229 | 37.4247 | 14.2594 | 2.4369 | 0.036546 | 16.7328
Downstate | 2024 | 7 | 1 | 0.26547 | 5.2366e-06 | 1.5937e-06 | 0.2176 | 4.2924e-06 | 1.3064e-06 | 0.32626 | 0.0018039 | 2.2995e-06 | 0.26743 | 0.0014786 | 1.8849e-06 | 41.7615 | 5.2313 | 0.10348 | 47.0962 | 17.9444 | 3.0666 | 0.045991 | 21.057 | 34.2314 | 4.288 | 0.084821 | 38.6042 | 14.7088 | 2.5137 | 0.037698 | 17.2601
Downstate | 2024 | 7 | 2 | 0.25141 | 4.9591e-06 | 1.5093e-06 | 0.20607 | 4.0649e-06 | 1.2372e-06 | 0.30897 | 0.0017083 | 2.1777e-06 | 0.25326 | 0.0014003 | 1.785e-06 | 39.5488 | 4.9541 | 0.097997 | 44.6009 | 16.9936 | 2.9041 | 0.043554 | 19.9413 | 32.4177 | 4.0608 | 0.080327 | 36.5588 | 13.9295 | 2.3805 | 0.035701 | 16.3456
Downstate | 2024 | 7 | 3 | 0.25399 | 5.0101e-06 | 1.5248e-06 | 0.20819 | 4.1068e-06 | 1.2499e-06 | 0.31215 | 0.0017259 | 2.2001e-06 | 0.25587 | 0.0014147 | 1.8034e-06 | 39.9557 | 5.0051 | 0.099005 | 45.0598 | 17.1685 | 2.934 | 0.044002 | 20.1465 | 32.7512 | 4.1026 | 0.081153 | 36.935 | 14.0728 | 2.405 | 0.036068 | 16.5138
Downstate | 2024 | 7 | 4 | 0.25835 | 5.0962e-06 | 1.551e-06 | 0.21177 | 4.1773e-06 | 1.2713e-06 | 0.31751 | 0.0017555 | 2.2379e-06 | 0.26026 | 0.001439 | 1.8344e-06 | 40.6418 | 5.091 | 0.1007 | 45.8335 | 17.4633 | 2.9844 | 0.044758 | 20.4924 | 33.3136 | 4.173 | 0.082547 | 37.5692 | 14.3144 | 2.4463 | 0.036687 | 16.7974
Downstate | 2024 | 7 | 5 | 0.25849 | 5.0989e-06 | 1.5518e-06 | 0.21188 | 4.1795e-06 | 1.272e-06 | 0.31768 | 0.0017565 | 2.2391e-06 | 0.2604 | 0.0014397 | 1.8353e-06 | 40.6634 | 5.0937 | 0.10076 | 45.8579 | 17.4726 | 2.986 | 0.044782 | 20.5033 | 33.3313 | 4.1753 | 0.08259 | 37.5892 | 14.322 | 2.4476 | 0.036707 | 16.8063
Downstate | 2024 | 7 | 6 | 0.28272 | 5.5768e-06 | 1.6973e-06 | 0.23174 | 4.5712e-06 | 1.3912e-06 | 0.34746 | 0.0019211 | 2.4489e-06 | 0.28481 | 0.0015747 | 2.0074e-06 | 44.4746 | 5.5711 | 0.1102 | 50.156 | 19.1102 | 3.2658 | 0.048979 | 22.425 | 36.4553 | 4.5666 | 0.090331 | 41.1122 | 15.6644 | 2.677 | 0.040147 | 18.3815
Downstate | 2024 | 7 | 7 | 0.29651 | 5.8487e-06 | 1.78e-06 | 0.24304 | 4.7941e-06 | 1.4591e-06 | 0.3644 | 0.0020148 | 2.5684e-06 | 0.2987 | 0.0016515 | 2.1052e-06 | 46.6434 | 5.8428 | 0.11558 | 52.6018 | 20.0421 | 3.4251 | 0.051367 | 23.5185 | 38.233 | 4.7893 | 0.094736 | 43.117 | 16.4282 | 2.8075 | 0.042105 | 19.2779
Downstate | 2024 | 7 | 8 | 0.30529 | 6.0221e-06 | 1.8328e-06 | 0.25024 | 4.9362e-06 | 1.5023e-06 | 0.3752 | 0.0020745 | 2.6445e-06 | 0.30755 | 0.0017004 | 2.1676e-06 | 48.0257 | 6.016 | 0.119 | 54.1607 | 20.6361 | 3.5266 | 0.052889 | 24.2156 | 39.3661 | 4.9312 | 0.097544 | 44.3949 | 16.9151 | 2.8907 | 0.043353 | 19.8492
Downstate | 2024 | 7 | 9 | 0.32049 | 6.3219e-06 | 1.9241e-06 | 0.2627 | 5.182e-06 | 1.5771e-06 | 0.39388 | 0.0021778 | 2.7761e-06 | 0.32286 | 0.0017851 | 2.2756e-06 | 50.4168 | 6.3155 | 0.12493 | 56.8572 | 21.6635 | 3.7022 | 0.055523 | 25.4212 | 41.326 | 5.1767 | 0.1024 | 46.6051 | 17.7573 | 3.0346 | 0.045511 | 20.8374
Downstate | 2024 | 7 | 10 | 0.32522 | 6.4152e-06 | 1.9525e-06 | 0.26658 | 5.2585e-06 | 1.6004e-06 | 0.3997 | 0.0022099 | 2.8171e-06 | 0.32763 | 0.0018114 | 2.3092e-06 | 51.161 | 6.4087 | 0.12677 | 57.6965 | 21.9832 | 3.7568 | 0.056342 | 25.7964 | 41.936 | 5.2531 | 0.10391 | 47.2931 | 18.0194 | 3.0794 | 0.046183 | 21.145
Downstate | 2024 | 7 | 11 | 0.32301 | 6.3715e-06 | 1.9392e-06 | 0.26477 | 5.2227e-06 | 1.5895e-06 | 0.39697 | 0.0021949 | 2.7979e-06 | 0.3254 | 0.0017991 | 2.2934e-06 | 50.8127 | 6.3651 | 0.12591 | 57.3037 | 21.8336 | 3.7313 | 0.055959 | 25.6208 | 41.6506 | 5.2174 | 0.1032 | 46.9711 | 17.8967 | 3.0585 | 0.045869 | 21.0011
Downstate | 2024 | 7 | 12 | 0.32982 | 6.506e-06 | 1.9801e-06 | 0.27035 | 5.3329e-06 | 1.623e-06 | 0.40535 | 0.0022412 | 2.857e-06 | 0.33226 | 0.0018371 | 2.3418e-06 | 51.8849 | 6.4994 | 0.12856 | 58.5128 | 22.2943 | 3.81 | 0.057139 | 26.1614 | 42.5294 | 5.3275 | 0.10538 | 47.9622 | 18.2743 | 3.123 | 0.046836 | 21.4442
Downstate | 2024 | 7 | 13 | 0.34503 | 6.8058e-06 | 2.0713e-06 | 0.28281 | 5.5786e-06 | 1.6978e-06 | 0.42403 | 0.0023445 | 2.9886e-06 | 0.34757 | 0.0019217 | 2.4498e-06 | 54.2761 | 6.7989 | 0.13449 | 61.2095 | 23.3218 | 3.9856 | 0.059773 | 27.3671 | 44.4894 | 5.573 | 0.11024 | 50.1727 | 19.1166 | 3.2669 | 0.048995 | 22.4325
Downstate | 2024 | 7 | 14 | 0.36623 | 7.2241e-06 | 2.1986e-06 | 0.30019 | 5.9215e-06 | 1.8022e-06 | 0.45009 | 0.0024885 | 3.1723e-06 | 0.36893 | 0.0020398 | 2.6003e-06 | 57.6115 | 7.2167 | 0.14275 | 64.971 | 24.755 | 4.2305 | 0.063446 | 29.0489 | 47.2235 | 5.9155 | 0.11701 | 53.2559 | 20.2913 | 3.4677 | 0.052006 | 23.811
Downstate | 2024 | 7 | 15 | 0.415 | 8.1861e-06 | 2.4914e-06 | 0.34017 | 6.7101e-06 | 2.0422e-06 | 0.51003 | 0.0028199 | 3.5948e-06 | 0.41807 | 0.0023115 | 2.9466e-06 | 65.2841 | 8.1778 | 0.16177 | 73.6237 | 28.0518 | 4.7939 | 0.071896 | 32.9176 | 53.5126 | 6.7033 | 0.1326 | 60.3485 | 22.9937 | 3.9295 | 0.058932 | 26.9821
Downstate | 2024 | 7 | 16 | 0.48216 | 9.511e-06 | 2.8946e-06 | 0.39522 | 7.796e-06 | 2.3727e-06 | 0.59257 | 0.0032763 | 4.1766e-06 | 0.48573 | 0.0026856 | 3.4235e-06 | 75.8496 | 9.5013 | 0.18795 | 85.5389 | 32.5916 | 5.5697 | 0.083531 | 38.2449 | 62.173 | 7.7881 | 0.15406 | 70.1151 | 26.7149 | 4.5655 | 0.068469 | 31.3489
Downstate | 2024 | 7 | 17 | 0.38618 | 7.6177e-06 | 2.3184e-06 | 0.31655 | 6.2441e-06 | 1.9004e-06 | 0.47462 | 0.0026241 | 3.3452e-06 | 0.38904 | 0.002151 | 2.742e-06 | 60.7508 | 7.61 | 0.15053 | 68.5113 | 26.1039 | 4.461 | 0.066903 | 30.6318 | 49.7967 | 6.2378 | 0.12339 | 56.1579 | 21.397 | 3.6566 | 0.05484 | 25.1085
Downstate | 2024 | 7 | 18 | 0.37146 | 7.3273e-06 | 2.23e-06 | 0.30448 | 6.0061e-06 | 1.8279e-06 | 0.45652 | 0.0025241 | 3.2176e-06 | 0.37421 | 0.002069 | 2.6375e-06 | 58.4349 | 7.3199 | 0.14479 | 65.8995 | 25.1087 | 4.291 | 0.064353 | 29.464 | 47.8983 | 6 | 0.11869 | 54.017 | 20.5813 | 3.5172 | 0.052749 | 24.1513
Downstate | 2024 | 7 | 19 | 0.38437 | 7.582e-06 | 2.3076e-06 | 0.31507 | 6.2149e-06 | 1.8915e-06 | 0.47239 | 0.0026118 | 3.3295e-06 | 0.38721 | 0.0021409 | 2.7291e-06 | 60.4662 | 7.5743 | 0.14983 | 68.1903 | 25.9816 | 4.4401 | 0.06659 | 30.4883 | 49.5634 | 6.2086 | 0.12281 | 55.8948 | 21.2968 | 3.6395 | 0.054583 | 24.9909
Downstate | 2024 | 7 | 20 | 0.38112 | 7.5178e-06 | 2.288e-06 | 0.3124 | 6.1622e-06 | 1.8755e-06 | 0.46839 | 0.0025897 | 3.3013e-06 | 0.38393 | 0.0021228 | 2.706e-06 | 59.954 | 7.5102 | 0.14856 | 67.6128 | 25.7615 | 4.4025 | 0.066026 | 30.23 | 49.1436 | 6.156 | 0.12177 | 55.4213 | 21.1164 | 3.6087 | 0.054121 | 24.7792
Downstate | 2024 | 7 | 21 | 0.36097 | 7.1203e-06 | 2.167e-06 | 0.29588 | 5.8364e-06 | 1.7763e-06 | 0.44362 | 0.0024528 | 3.1267e-06 | 0.36363 | 0.0020105 | 2.5629e-06 | 56.7838 | 7.113 | 0.1407 | 64.0375 | 24.3993 | 4.1697 | 0.062534 | 28.6315 | 46.5449 | 5.8305 | 0.11533 | 52.4908 | 19.9998 | 3.4179 | 0.051259 | 23.4689
Downstate | 2024 | 7 | 22 | 0.32577 | 6.426e-06 | 1.9558e-06 | 0.26703 | 5.2673e-06 | 1.6031e-06 | 0.40037 | 0.0022136 | 2.8219e-06 | 0.32818 | 0.0018145 | 2.3131e-06 | 51.2474 | 6.4195 | 0.12698 | 57.7939 | 22.0204 | 3.7632 | 0.056437 | 25.84 | 42.0068 | 5.262 | 0.10409 | 47.3729 | 18.0498 | 3.0846 | 0.046261 | 21.1807
Downstate | 2024 | 7 | 23 | 0.30031 | 5.9237e-06 | 1.8029e-06 | 0.24616 | 4.8556e-06 | 1.4778e-06 | 0.36907 | 0.0020406 | 2.6013e-06 | 0.30253 | 0.0016727 | 2.1322e-06 | 47.2415 | 5.9177 | 0.11706 | 53.2762 | 20.2991 | 3.469 | 0.052026 | 23.8201 | 38.7232 | 4.8507 | 0.095951 | 43.6699 | 16.6389 | 2.8435 | 0.042645 | 19.525
Downstate | 2024 | 7 | 24 | 0.28472 | 5.6163e-06 | 1.7093e-06 | 0.23338 | 4.6036e-06 | 1.4011e-06 | 0.34992 | 0.0019347 | 2.4663e-06 | 0.28682 | 0.0015858 | 2.0216e-06 | 44.7896 | 5.6106 | 0.11098 | 50.5112 | 19.2455 | 3.289 | 0.049326 | 22.5838 | 36.7135 | 4.5989 | 0.090971 | 41.4034 | 15.7753 | 2.6959 | 0.040432 | 18.5117
Downstate | 2024 | 8 | 1 | 0.27457 | 5.416e-06 | 1.6483e-06 | 0.22506 | 4.4394e-06 | 1.3511e-06 | 0.33744 | 0.0018657 | 2.3783e-06 | 0.27659 | 0.0015293 | 1.9495e-06 | 43.1921 | 5.4105 | 0.10702 | 48.7096 | 18.5591 | 3.1717 | 0.047566 | 21.7783 | 35.4041 | 4.4349 | 0.087726 | 39.9267 | 15.2127 | 2.5998 | 0.03899 | 17.8514
Downstate | 2024 | 8 | 2 | 0.26586 | 5.2442e-06 | 1.5961e-06 | 0.21792 | 4.2986e-06 | 1.3083e-06 | 0.32674 | 0.0018065 | 2.3029e-06 | 0.26782 | 0.0014808 | 1.8876e-06 | 41.8222 | 5.2389 | 0.10363 | 47.1647 | 17.9705 | 3.0711 | 0.046058 | 21.0876 | 34.2811 | 4.2942 | 0.084944 | 38.6603 | 14.7302 | 2.5173 | 0.037753 | 17.2852
Downstate | 2024 | 8 | 3 | 0.26609 | 5.2488e-06 | 1.5975e-06 | 0.21811 | 4.3024e-06 | 1.3094e-06 | 0.32702 | 0.0018081 | 2.3049e-06 | 0.26806 | 0.0014821 | 1.8893e-06 | 41.8591 | 5.2435 | 0.10372 | 47.2063 | 17.9863 | 3.0738 | 0.046098 | 21.1062 | 34.3114 | 4.298 | 0.085019 | 38.6944 | 14.7432 | 2.5195 | 0.037786 | 17.3005
Downstate | 2024 | 8 | 4 | 0.26358 | 5.1994e-06 | 1.5824e-06 | 0.21606 | 4.2618e-06 | 1.2971e-06 | 0.32394 | 0.0017911 | 2.2832e-06 | 0.26553 | 0.0014681 | 1.8715e-06 | 41.4646 | 5.1941 | 0.10274 | 46.7615 | 17.8168 | 3.0448 | 0.045664 | 20.9073 | 33.988 | 4.2575 | 0.084218 | 38.3298 | 14.6042 | 2.4958 | 0.03743 | 17.1375
Downstate | 2024 | 8 | 5 | 0.2637 | 5.2016e-06 | 1.5831e-06 | 0.21615 | 4.2637e-06 | 1.2976e-06 | 0.32408 | 0.0017918 | 2.2842e-06 | 0.26565 | 0.0014687 | 1.8723e-06 | 41.4824 | 5.1963 | 0.10279 | 46.7815 | 17.8245 | 3.0461 | 0.045683 | 20.9163 | 34.0026 | 4.2594 | 0.084254 | 38.3462 | 14.6105 | 2.4969 | 0.037446 | 17.1448
Downstate | 2024 | 8 | 6 | 0.28603 | 5.6421e-06 | 1.7172e-06 | 0.23446 | 4.6248e-06 | 1.4075e-06 | 0.35153 | 0.0019436 | 2.4776e-06 | 0.28814 | 0.0015931 | 2.0309e-06 | 44.9958 | 5.6364 | 0.11149 | 50.7437 | 19.3341 | 3.3041 | 0.049553 | 22.6878 | 36.8825 | 4.6201 | 0.09139 | 41.594 | 15.8479 | 2.7083 | 0.040618 | 18.5969
Downstate | 2024 | 8 | 7 | 0.29873 | 5.8925e-06 | 1.7934e-06 | 0.24486 | 4.83e-06 | 1.47e-06 | 0.36713 | 0.0020298 | 2.5876e-06 | 0.30093 | 0.0016638 | 2.121e-06 | 46.9926 | 5.8866 | 0.11644 | 52.9956 | 20.1921 | 3.4507 | 0.051752 | 23.6946 | 38.5193 | 4.8251 | 0.095446 | 43.4399 | 16.5513 | 2.8285 | 0.04242 | 19.4222
Downstate | 2024 | 8 | 8 | 0.30077 | 5.9328e-06 | 1.8056e-06 | 0.24653 | 4.863e-06 | 1.4801e-06 | 0.36964 | 0.0020437 | 2.6053e-06 | 0.30299 | 0.0016752 | 2.1355e-06 | 47.3138 | 5.9268 | 0.11724 | 53.3578 | 20.3301 | 3.4743 | 0.052105 | 23.8566 | 38.7825 | 4.8581 | 0.096098 | 43.7367 | 16.6644 | 2.8479 | 0.04271 | 19.5549
Downstate | 2024 | 8 | 9 | 0.31056 | 6.1259e-06 | 1.8644e-06 | 0.25456 | 5.0213e-06 | 1.5282e-06 | 0.38167 | 0.0021102 | 2.6901e-06 | 0.31285 | 0.0017297 | 2.205e-06 | 48.8538 | 6.1197 | 0.12105 | 55.0945 | 20.9919 | 3.5874 | 0.053801 | 24.6331 | 40.0448 | 5.0162 | 0.099226 | 45.1603 | 17.2068 | 2.9406 | 0.0441 | 20.1914
Downstate | 2024 | 8 | 10 | 0.30995 | 6.1139e-06 | 1.8607e-06 | 0.25406 | 5.0115e-06 | 1.5252e-06 | 0.38092 | 0.0021061 | 2.6848e-06 | 0.31224 | 0.0017263 | 2.2007e-06 | 48.7578 | 6.1077 | 0.12082 | 54.9862 | 20.9506 | 3.5804 | 0.053696 | 24.5847 | 39.9661 | 5.0064 | 0.099031 | 45.0715 | 17.1729 | 2.9348 | 0.044014 | 20.1517
Downstate | 2024 | 8 | 11 | 0.31162 | 6.1468e-06 | 1.8708e-06 | 0.25543 | 5.0384e-06 | 1.5334e-06 | 0.38297 | 0.0021174 | 2.6992e-06 | 0.31392 | 0.0017356 | 2.2125e-06 | 49.0203 | 6.1406 | 0.12147 | 55.2823 | 21.0634 | 3.5996 | 0.053985 | 24.717 | 40.1813 | 5.0333 | 0.099564 | 45.3142 | 17.2654 | 2.9506 | 0.044251 | 20.2603
Downstate | 2024 | 8 | 12 | 0.3161 | 6.2353e-06 | 1.8977e-06 | 0.25911 | 5.111e-06 | 1.5555e-06 | 0.38849 | 0.0021479 | 2.7381e-06 | 0.31844 | 0.0017606 | 2.2444e-06 | 49.7263 | 6.229 | 0.12322 | 56.0785 | 21.3668 | 3.6515 | 0.054762 | 25.073 | 40.76 | 5.1058 | 0.101 | 45.9669 | 17.5141 | 2.9931 | 0.044888 | 20.552
Downstate | 2024 | 8 | 13 | 0.32934 | 6.4965e-06 | 1.9772e-06 | 0.26996 | 5.3251e-06 | 1.6207e-06 | 0.40476 | 0.0022379 | 2.8528e-06 | 0.33178 | 0.0018344 | 2.3384e-06 | 51.809 | 6.4899 | 0.12838 | 58.4273 | 22.2617 | 3.8044 | 0.057056 | 26.1232 | 42.4672 | 5.3197 | 0.10523 | 47.8921 | 18.2476 | 3.1184 | 0.046768 | 21.4128
Downstate | 2024 | 8 | 14 | 0.34109 | 6.7283e-06 | 2.0477e-06 | 0.27959 | 5.5151e-06 | 1.6785e-06 | 0.4192 | 0.0023177 | 2.9546e-06 | 0.34361 | 0.0018998 | 2.4218e-06 | 53.6577 | 6.7215 | 0.13296 | 60.5121 | 23.056 | 3.9402 | 0.059092 | 27.0553 | 43.9825 | 5.5095 | 0.10898 | 49.601 | 18.8987 | 3.2297 | 0.048437 | 22.1769
Downstate | 2024 | 8 | 15 | 0.37848 | 7.4658e-06 | 2.2722e-06 | 0.31024 | 6.1196e-06 | 1.8625e-06 | 0.46515 | 0.0025718 | 3.2785e-06 | 0.38128 | 0.0021081 | 2.6873e-06 | 59.5393 | 7.4582 | 0.14753 | 67.1451 | 25.5833 | 4.3721 | 0.065569 | 30.0209 | 48.8036 | 6.1134 | 0.12093 | 55.038 | 20.9703 | 3.5837 | 0.053746 | 24.6078
Downstate | 2024 | 8 | 16 | 0.42711 | 8.425e-06 | 2.5641e-06 | 0.3501 | 6.9059e-06 | 2.1018e-06 | 0.52492 | 0.0029022 | 3.6997e-06 | 0.43027 | 0.0023789 | 3.0326e-06 | 67.1893 | 8.4165 | 0.16649 | 75.7722 | 28.8704 | 4.9338 | 0.073994 | 33.8782 | 55.0742 | 6.8989 | 0.13647 | 62.1096 | 23.6647 | 4.0442 | 0.060652 | 27.7695
Downstate | 2024 | 8 | 17 | 0.35907 | 7.0829e-06 | 2.1557e-06 | 0.29433 | 5.8058e-06 | 1.767e-06 | 0.4413 | 0.0024399 | 3.1103e-06 | 0.36173 | 0.002 | 2.5495e-06 | 56.4861 | 7.0758 | 0.13996 | 63.7018 | 24.2714 | 4.1479 | 0.062207 | 28.4814 | 46.3009 | 5.7999 | 0.11473 | 52.2156 | 19.8949 | 3.3999 | 0.05099 | 23.3459
Downstate | 2024 | 8 | 18 | 0.37105 | 7.3192e-06 | 2.2276e-06 | 0.30414 | 5.9994e-06 | 1.8259e-06 | 0.45602 | 0.0025213 | 3.2141e-06 | 0.37379 | 0.0020667 | 2.6345e-06 | 58.37 | 7.3117 | 0.14463 | 65.8264 | 25.0809 | 4.2862 | 0.064281 | 29.4313 | 47.8452 | 5.9933 | 0.11855 | 53.9571 | 20.5585 | 3.5133 | 0.052691 | 24.1245
Downstate | 2024 | 8 | 19 | 0.38021 | 7.4999e-06 | 2.2826e-06 | 0.31166 | 6.1476e-06 | 1.871e-06 | 0.46728 | 0.0025836 | 3.2934e-06 | 0.38302 | 0.0021177 | 2.6996e-06 | 59.8114 | 7.4923 | 0.1482 | 67.4519 | 25.7002 | 4.392 | 0.065869 | 30.1581 | 49.0266 | 6.1413 | 0.12148 | 55.2895 | 21.0661 | 3.6001 | 0.053992 | 24.7202
Downstate | 2024 | 8 | 20 | 0.37854 | 7.467e-06 | 2.2726e-06 | 0.31029 | 6.1206e-06 | 1.8628e-06 | 0.46522 | 0.0025722 | 3.279e-06 | 0.38134 | 0.0021084 | 2.6877e-06 | 59.5486 | 7.4594 | 0.14755 | 67.1556 | 25.5873 | 4.3727 | 0.065579 | 30.0256 | 48.8113 | 6.1144 | 0.12095 | 55.0466 | 20.9736 | 3.5843 | 0.053755 | 24.6116
Downstate | 2024 | 8 | 21 | 0.36294 | 7.1593e-06 | 2.1789e-06 | 0.2975 | 5.8684e-06 | 1.786e-06 | 0.44605 | 0.0024662 | 3.1439e-06 | 0.36563 | 0.0020215 | 2.577e-06 | 57.095 | 7.152 | 0.14147 | 64.3885 | 24.533 | 4.1926 | 0.062877 | 28.7885 | 46.8001 | 5.8624 | 0.11596 | 52.7785 | 20.1094 | 3.4366 | 0.05154 | 23.5976
Downstate | 2024 | 8 | 22 | 0.32916 | 6.4929e-06 | 1.9761e-06 | 0.26981 | 5.3221e-06 | 1.6198e-06 | 0.40453 | 0.0022367 | 2.8512e-06 | 0.33159 | 0.0018334 | 2.3371e-06 | 51.7803 | 6.4863 | 0.1283 | 58.3949 | 22.2494 | 3.8023 | 0.057024 | 26.1087 | 42.4437 | 5.3167 | 0.10517 | 47.8656 | 18.2375 | 3.1167 | 0.046742 | 21.401
Downstate | 2024 | 8 | 23 | 0.30106 | 5.9386e-06 | 1.8074e-06 | 0.24678 | 4.8678e-06 | 1.4815e-06 | 0.37 | 0.0020457 | 2.6078e-06 | 0.30328 | 0.0016768 | 2.1376e-06 | 47.3599 | 5.9326 | 0.11735 | 53.4099 | 20.35 | 3.4777 | 0.052156 | 23.8798 | 38.8204 | 4.8629 | 0.096192 | 43.7794 | 16.6806 | 2.8506 | 0.042752 | 19.574
Downstate | 2024 | 8 | 24 | 0.28815 | 5.6839e-06 | 1.7299e-06 | 0.23619 | 4.659e-06 | 1.418e-06 | 0.35413 | 0.001958 | 2.496e-06 | 0.29028 | 0.0016049 | 2.0459e-06 | 45.3289 | 5.6782 | 0.11232 | 51.1194 | 19.4773 | 3.3286 | 0.04992 | 22.8558 | 37.1556 | 4.6543 | 0.092066 | 41.9019 | 15.9653 | 2.7284 | 0.040918 | 18.7346
Downstate | 2024 | 9 | 1 | 0.20138 | 3.9723e-06 | 1.209e-06 | 0.16507 | 3.256e-06 | 9.9096e-07 | 0.24749 | 0.0013684 | 1.7443e-06 | 0.20286 | 0.0011216 | 1.4298e-06 | 31.6787 | 3.9682 | 0.078496 | 35.7254 | 13.6119 | 2.3262 | 0.034887 | 15.973 | 25.9666 | 3.2527 | 0.064342 | 29.2837 | 11.1575 | 1.9068 | 0.028596 | 13.0929
Downstate | 2024 | 9 | 2 | 0.16977 | 3.3488e-06 | 1.0192e-06 | 0.13916 | 2.745e-06 | 8.3543e-07 | 0.20865 | 0.0011536 | 1.4706e-06 | 0.17102 | 0.00094558 | 1.2054e-06 | 26.7066 | 3.3454 | 0.066175 | 30.1182 | 11.4755 | 1.9611 | 0.029411 | 13.466 | 21.8911 | 2.7422 | 0.054243 | 24.6875 | 9.4063 | 1.6075 | 0.024108 | 11.0379
Downstate | 2024 | 9 | 3 | 0.18357 | 3.621e-06 | 1.102e-06 | 0.15047 | 2.9681e-06 | 9.0333e-07 | 0.2256 | 0.0012473 | 1.5901e-06 | 0.18492 | 0.0010224 | 1.3034e-06 | 28.8772 | 3.6173 | 0.071554 | 32.566 | 12.4082 | 2.1205 | 0.031802 | 14.5605 | 23.6703 | 2.9651 | 0.058652 | 26.694 | 10.1708 | 1.7381 | 0.026067 | 11.935
Downstate | 2024 | 9 | 4 | 0.19885 | 3.9224e-06 | 1.1938e-06 | 0.16299 | 3.2152e-06 | 9.7853e-07 | 0.24438 | 0.0013512 | 1.7225e-06 | 0.20032 | 0.0011076 | 1.4119e-06 | 31.2812 | 3.9185 | 0.077511 | 35.2771 | 13.4411 | 2.297 | 0.034449 | 15.7726 | 25.6408 | 3.2119 | 0.063534 | 28.9162 | 11.0175 | 1.8828 | 0.028238 | 12.9286
Downstate | 2024 | 9 | 5 | 0.22145 | 4.3682e-06 | 1.3295e-06 | 0.18152 | 3.5806e-06 | 1.0897e-06 | 0.27216 | 0.0015048 | 1.9182e-06 | 0.22309 | 0.0012334 | 1.5723e-06 | 34.8364 | 4.3638 | 0.08632 | 39.2865 | 14.9688 | 2.5581 | 0.038364 | 17.5652 | 28.555 | 3.577 | 0.070755 | 32.2027 | 12.2697 | 2.0968 | 0.031447 | 14.398
Downstate | 2024 | 9 | 6 | 0.27047 | 5.3353e-06 | 1.6238e-06 | 0.2217 | 4.3732e-06 | 1.331e-06 | 0.33241 | 0.0018379 | 2.3429e-06 | 0.27247 | 0.0015065 | 1.9204e-06 | 42.5485 | 5.3299 | 0.10543 | 47.9838 | 18.2825 | 3.1244 | 0.046858 | 21.4538 | 34.8765 | 4.3688 | 0.086419 | 39.3317 | 14.986 | 2.561 | 0.038409 | 17.5854
Downstate | 2024 | 9 | 7 | 0.27808 | 5.4853e-06 | 1.6694e-06 | 0.22794 | 4.4962e-06 | 1.3684e-06 | 0.34176 | 0.0018896 | 2.4088e-06 | 0.28013 | 0.0015489 | 1.9744e-06 | 43.745 | 5.4797 | 0.10839 | 49.3332 | 18.7967 | 3.2123 | 0.048175 | 22.0571 | 35.8573 | 4.4917 | 0.088849 | 40.4378 | 15.4074 | 2.6331 | 0.039489 | 18.08
Downstate | 2024 | 9 | 8 | 0.26438 | 5.2151e-06 | 1.5872e-06 | 0.21671 | 4.2748e-06 | 1.301e-06 | 0.32492 | 0.0017965 | 2.2901e-06 | 0.26634 | 0.0014726 | 1.8772e-06 | 41.5904 | 5.2098 | 0.10306 | 46.9033 | 17.8709 | 3.054 | 0.045802 | 20.9707 | 34.0911 | 4.2704 | 0.084473 | 38.4461 | 14.6485 | 2.5034 | 0.037544 | 17.1894
Downstate | 2024 | 9 | 9 | 0.27141 | 5.3537e-06 | 1.6294e-06 | 0.22247 | 4.3884e-06 | 1.3356e-06 | 0.33356 | 0.0018442 | 2.351e-06 | 0.27341 | 0.0015117 | 1.9271e-06 | 42.6955 | 5.3483 | 0.10579 | 48.1496 | 18.3457 | 3.1352 | 0.047019 | 21.5279 | 34.997 | 4.3839 | 0.086718 | 39.4676 | 15.0378 | 2.5699 | 0.038541 | 17.6462
Downstate | 2024 | 9 | 10 | 0.26422 | 5.2119e-06 | 1.5862e-06 | 0.21658 | 4.2721e-06 | 1.3002e-06 | 0.32472 | 0.0017954 | 2.2887e-06 | 0.26617 | 0.0014717 | 1.876e-06 | 41.5646 | 5.2066 | 0.10299 | 46.8742 | 17.8598 | 3.0521 | 0.045774 | 20.9577 | 34.07 | 4.2678 | 0.084421 | 38.4222 | 14.6394 | 2.5018 | 0.03752 | 17.1788
Downstate | 2024 | 9 | 11 | 0.25966 | 5.1219e-06 | 1.5588e-06 | 0.21284 | 4.1983e-06 | 1.2778e-06 | 0.31912 | 0.0017644 | 2.2492e-06 | 0.26158 | 0.0014462 | 1.8436e-06 | 40.8468 | 5.1167 | 0.10121 | 46.0647 | 17.5514 | 2.9994 | 0.044984 | 20.5958 | 33.4816 | 4.1941 | 0.082963 | 37.7587 | 14.3866 | 2.4586 | 0.036872 | 16.8821
Downstate | 2024 | 9 | 12 | 0.26302 | 5.1882e-06 | 1.579e-06 | 0.21559 | 4.2527e-06 | 1.2943e-06 | 0.32325 | 0.0017872 | 2.2783e-06 | 0.26496 | 0.001465 | 1.8675e-06 | 41.3755 | 5.1829 | 0.10252 | 46.6609 | 17.7785 | 3.0383 | 0.045566 | 20.8624 | 33.915 | 4.2484 | 0.084037 | 38.2474 | 14.5728 | 2.4904 | 0.03735 | 17.1006
Downstate | 2024 | 9 | 13 | 0.27246 | 5.3745e-06 | 1.6357e-06 | 0.22333 | 4.4054e-06 | 1.3408e-06 | 0.33485 | 0.0018514 | 2.3601e-06 | 0.27447 | 0.0015176 | 1.9345e-06 | 42.8611 | 5.369 | 0.1062 | 48.3364 | 18.4169 | 3.1474 | 0.047202 | 21.6115 | 35.1327 | 4.4009 | 0.087054 | 39.6207 | 15.0961 | 2.5798 | 0.038691 | 17.7146
Downstate | 2024 | 9 | 14 | 0.28676 | 5.6565e-06 | 1.7216e-06 | 0.23505 | 4.6366e-06 | 1.4111e-06 | 0.35243 | 0.0019486 | 2.484e-06 | 0.28888 | 0.0015972 | 2.0361e-06 | 45.1106 | 5.6508 | 0.11178 | 50.8731 | 19.3834 | 3.3125 | 0.049679 | 22.7457 | 36.9766 | 4.6319 | 0.091623 | 41.7001 | 15.8884 | 2.7152 | 0.040721 | 18.6443
Downstate | 2024 | 9 | 15 | 0.30576 | 6.0314e-06 | 1.8356e-06 | 0.25063 | 4.9438e-06 | 1.5046e-06 | 0.37578 | 0.0020777 | 2.6486e-06 | 0.30802 | 0.001703 | 2.171e-06 | 48.1 | 6.0253 | 0.11919 | 54.2444 | 20.668 | 3.5321 | 0.052971 | 24.253 | 39.427 | 4.9388 | 0.097695 | 44.4635 | 16.9413 | 2.8952 | 0.04342 | 19.8799
Downstate | 2024 | 9 | 16 | 0.33326 | 6.5738e-06 | 2.0007e-06 | 0.27317 | 5.3885e-06 | 1.64e-06 | 0.40958 | 0.0022645 | 2.8868e-06 | 0.33573 | 0.0018562 | 2.3662e-06 | 52.426 | 6.5672 | 0.1299 | 59.1231 | 22.5268 | 3.8497 | 0.057735 | 26.4343 | 42.973 | 5.383 | 0.10648 | 48.4625 | 18.4649 | 3.1556 | 0.047325 | 21.6678
Downstate | 2024 | 9 | 17 | 0.33464 | 6.6009e-06 | 2.009e-06 | 0.2743 | 5.4107e-06 | 1.6467e-06 | 0.41127 | 0.0022739 | 2.8987e-06 | 0.33711 | 0.0018639 | 2.376e-06 | 52.6422 | 6.5943 | 0.13044 | 59.3669 | 22.6197 | 3.8656 | 0.057973 | 26.5433 | 43.1501 | 5.4052 | 0.10692 | 48.6623 | 18.5411 | 3.1686 | 0.04752 | 21.7572
Downstate | 2024 | 9 | 18 | 0.34914 | 6.887e-06 | 2.096e-06 | 0.28619 | 5.6452e-06 | 1.7181e-06 | 0.42909 | 0.0023724 | 3.0243e-06 | 0.35172 | 0.0019446 | 2.479e-06 | 54.9234 | 6.88 | 0.13609 | 61.9395 | 23.5999 | 4.0331 | 0.060486 | 27.6935 | 45.02 | 5.6395 | 0.11155 | 50.771 | 19.3445 | 3.3059 | 0.049579 | 22.7
Downstate | 2024 | 9 | 19 | 0.35347 | 6.9725e-06 | 2.1221e-06 | 0.28974 | 5.7152e-06 | 1.7394e-06 | 0.43441 | 0.0024019 | 3.0618e-06 | 0.35608 | 0.0019688 | 2.5097e-06 | 55.6051 | 6.9654 | 0.13778 | 62.7083 | 23.8928 | 4.0832 | 0.061236 | 28.0372 | 45.5788 | 5.7095 | 0.11294 | 51.4012 | 19.5846 | 3.3469 | 0.050195 | 22.9818
Downstate | 2024 | 9 | 20 | 0.33867 | 6.6805e-06 | 2.0332e-06 | 0.27761 | 5.476e-06 | 1.6666e-06 | 0.41623 | 0.0023013 | 2.9336e-06 | 0.34118 | 0.0018863 | 2.4047e-06 | 53.2771 | 6.6738 | 0.13201 | 60.0828 | 22.8925 | 3.9122 | 0.058673 | 26.8634 | 43.6705 | 5.4704 | 0.10821 | 49.2492 | 18.7647 | 3.2068 | 0.048093 | 22.0196
Downstate | 2024 | 9 | 21 | 0.32428 | 6.3966e-06 | 1.9468e-06 | 0.26581 | 5.2432e-06 | 1.5958e-06 | 0.39854 | 0.0022035 | 2.8089e-06 | 0.32667 | 0.0018062 | 2.3025e-06 | 51.0125 | 6.3901 | 0.1264 | 57.529 | 21.9194 | 3.7459 | 0.056179 | 25.7215 | 41.8143 | 5.2379 | 0.10361 | 47.1558 | 17.9671 | 3.0705 | 0.046049 | 21.0836
Downstate | 2024 | 9 | 22 | 0.29969 | 5.9116e-06 | 1.7992e-06 | 0.24565 | 4.8457e-06 | 1.4748e-06 | 0.36832 | 0.0020364 | 2.596e-06 | 0.30191 | 0.0016692 | 2.1279e-06 | 47.1447 | 5.9056 | 0.11682 | 53.1672 | 20.2575 | 3.4619 | 0.051919 | 23.7713 | 38.644 | 4.8408 | 0.095755 | 43.5805 | 16.6048 | 2.8377 | 0.042558 | 19.4851
Downstate | 2024 | 9 | 23 | 0.26123 | 5.153e-06 | 1.5683e-06 | 0.21413 | 4.2239e-06 | 1.2855e-06 | 0.32105 | 0.0017751 | 2.2628e-06 | 0.26316 | 0.001455 | 1.8548e-06 | 41.095 | 5.1478 | 0.10183 | 46.3446 | 17.658 | 3.0177 | 0.045257 | 20.7209 | 33.685 | 4.2196 | 0.083467 | 37.9881 | 14.474 | 2.4735 | 0.037096 | 16.9847
Downstate | 2024 | 9 | 24 | 0.2474 | 4.88e-06 | 1.4852e-06 | 0.20279 | 4.0001e-06 | 1.2174e-06 | 0.30405 | 0.0016811 | 2.143e-06 | 0.24922 | 0.0013779 | 1.7566e-06 | 38.9181 | 4.8751 | 0.096434 | 43.8896 | 16.7226 | 2.8578 | 0.042859 | 19.6233 | 31.9007 | 3.9961 | 0.079046 | 35.9758 | 13.7073 | 2.3425 | 0.035131 | 16.085
Downstate | 2024 | 10 | 1 | 0.20819 | 4.1067e-06 | 1.2499e-06 | 0.17065 | 3.3662e-06 | 1.0245e-06 | 0.25587 | 0.0014147 | 1.8034e-06 | 0.20973 | 0.0011596 | 1.4782e-06 | 32.7511 | 4.1026 | 0.081153 | 36.9349 | 14.0727 | 2.405 | 0.036068 | 16.5138 | 26.8457 | 3.3628 | 0.06652 | 30.275 | 11.5353 | 1.9713 | 0.029564 | 13.5361
Downstate | 2024 | 10 | 2 | 0.20175 | 3.9796e-06 | 1.2112e-06 | 0.16537 | 3.262e-06 | 9.928e-07 | 0.24795 | 0.0013709 | 1.7476e-06 | 0.20324 | 0.0011237 | 1.4325e-06 | 31.7373 | 3.9756 | 0.078641 | 35.7915 | 13.6371 | 2.3305 | 0.034951 | 16.0026 | 26.0146 | 3.2587 | 0.064461 | 29.3378 | 11.1782 | 1.9103 | 0.028649 | 13.1171
Downstate | 2024 | 10 | 3 | 0.2005 | 3.9549e-06 | 1.2037e-06 | 0.16434 | 3.2418e-06 | 9.8663e-07 | 0.24641 | 0.0013624 | 1.7367e-06 | 0.20198 | 0.0011167 | 1.4236e-06 | 31.5401 | 3.9509 | 0.078152 | 35.5691 | 13.5524 | 2.316 | 0.034734 | 15.9031 | 25.853 | 3.2385 | 0.06406 | 29.1556 | 11.1087 | 1.8984 | 0.028471 | 13.0356
Downstate | 2024 | 10 | 4 | 0.20852 | 4.1132e-06 | 1.2518e-06 | 0.17092 | 3.3715e-06 | 1.0261e-06 | 0.25627 | 0.0014169 | 1.8062e-06 | 0.21006 | 0.0011614 | 1.4805e-06 | 32.8024 | 4.109 | 0.08128 | 36.9926 | 14.0948 | 2.4087 | 0.036124 | 16.5396 | 26.8877 | 3.3681 | 0.066624 | 30.3224 | 11.5533 | 1.9744 | 0.029611 | 13.5573
Downstate | 2024 | 10 | 5 | 0.23418 | 4.6193e-06 | 1.4059e-06 | 0.19195 | 3.7864e-06 | 1.1524e-06 | 0.2878 | 0.0015913 | 2.0285e-06 | 0.23591 | 0.0013043 | 1.6627e-06 | 36.8389 | 4.6146 | 0.091282 | 41.5448 | 15.8292 | 2.7051 | 0.04057 | 18.5749 | 30.1964 | 3.7826 | 0.074823 | 34.0538 | 12.975 | 2.2174 | 0.033255 | 15.2256
Downstate | 2024 | 10 | 6 | 0.28282 | 5.5788e-06 | 1.6979e-06 | 0.23182 | 4.5728e-06 | 1.3917e-06 | 0.34758 | 0.0019218 | 2.4498e-06 | 0.28491 | 0.0015752 | 2.0081e-06 | 44.4903 | 5.5731 | 0.11024 | 50.1737 | 19.1169 | 3.267 | 0.048996 | 22.4329 | 36.4682 | 4.5682 | 0.090363 | 41.1267 | 15.6699 | 2.6779 | 0.040161 | 18.388
Downstate | 2024 | 10 | 7 | 0.28441 | 5.6102e-06 | 1.7075e-06 | 0.23313 | 4.5986e-06 | 1.3996e-06 | 0.34954 | 0.0019326 | 2.4636e-06 | 0.28651 | 0.0015841 | 2.0194e-06 | 44.7411 | 5.6045 | 0.11086 | 50.4565 | 19.2247 | 3.2854 | 0.049272 | 22.5594 | 36.6737 | 4.594 | 0.090873 | 41.3585 | 15.7582 | 2.693 | 0.040388 | 18.4916
Downstate | 2024 | 10 | 8 | 0.26723 | 5.2712e-06 | 1.6043e-06 | 0.21904 | 4.3207e-06 | 1.315e-06 | 0.32842 | 0.0018158 | 2.3147e-06 | 0.2692 | 0.0014884 | 1.8974e-06 | 42.0376 | 5.2659 | 0.10416 | 47.4076 | 18.063 | 3.0869 | 0.046295 | 21.1962 | 34.4577 | 4.3164 | 0.085382 | 38.8594 | 14.806 | 2.5303 | 0.037947 | 17.3743
Downstate | 2024 | 10 | 9 | 0.27289 | 5.3829e-06 | 1.6383e-06 | 0.22368 | 4.4123e-06 | 1.3429e-06 | 0.33538 | 0.0018543 | 2.3638e-06 | 0.2749 | 0.0015199 | 1.9376e-06 | 42.9281 | 5.3774 | 0.10637 | 48.4119 | 18.4457 | 3.1523 | 0.047276 | 21.6452 | 35.1877 | 4.4078 | 0.08719 | 39.6826 | 15.1197 | 2.5839 | 0.038751 | 17.7423
Downstate | 2024 | 10 | 10 | 0.26155 | 5.1593e-06 | 1.5702e-06 | 0.21439 | 4.229e-06 | 1.2871e-06 | 0.32144 | 0.0017773 | 2.2656e-06 | 0.26348 | 0.0014568 | 1.8571e-06 | 41.1449 | 5.154 | 0.10195 | 46.4009 | 17.6794 | 3.0213 | 0.045312 | 20.7461 | 33.7259 | 4.2247 | 0.083568 | 38.0342 | 14.4916 | 2.4765 | 0.037141 | 17.0053
Downstate | 2024 | 10 | 11 | 0.26244 | 5.1768e-06 | 1.5755e-06 | 0.21512 | 4.2433e-06 | 1.2914e-06 | 0.32253 | 0.0017833 | 2.2733e-06 | 0.26438 | 0.0014617 | 1.8634e-06 | 41.2844 | 5.1715 | 0.1023 | 46.5582 | 17.7394 | 3.0316 | 0.045465 | 20.8164 | 33.8403 | 4.239 | 0.083852 | 38.1631 | 14.5407 | 2.4849 | 0.037267 | 17.063
Downstate | 2024 | 10 | 12 | 0.26218 | 5.1717e-06 | 1.574e-06 | 0.21491 | 4.2392e-06 | 1.2902e-06 | 0.32222 | 0.0017815 | 2.271e-06 | 0.26412 | 0.0014603 | 1.8616e-06 | 41.2441 | 5.1665 | 0.1022 | 46.5127 | 17.7221 | 3.0286 | 0.045421 | 20.7961 | 33.8072 | 4.2349 | 0.08377 | 38.1259 | 14.5265 | 2.4825 | 0.037231 | 17.0463
Downstate | 2024 | 10 | 13 | 0.27653 | 5.4548e-06 | 1.6602e-06 | 0.22667 | 4.4712e-06 | 1.3608e-06 | 0.33986 | 0.0018791 | 2.3954e-06 | 0.27858 | 0.0015402 | 1.9634e-06 | 43.5016 | 5.4493 | 0.10779 | 49.0587 | 18.6921 | 3.1944 | 0.047907 | 21.9344 | 35.6578 | 4.4667 | 0.088355 | 40.2128 | 15.3217 | 2.6184 | 0.039269 | 17.9794
Downstate | 2024 | 10 | 14 | 0.28609 | 5.6432e-06 | 1.7175e-06 | 0.2345 | 4.6257e-06 | 1.4078e-06 | 0.3516 | 0.001944 | 2.4781e-06 | 0.2882 | 0.0015934 | 2.0313e-06 | 45.0044 | 5.6375 | 0.11151 | 50.7534 | 19.3378 | 3.3047 | 0.049562 | 22.6921 | 36.8895 | 4.621 | 0.091407 | 41.6019 | 15.851 | 2.7089 | 0.040625 | 18.6005
Downstate | 2024 | 10 | 15 | 0.2999 | 5.9157e-06 | 1.8004e-06 | 0.24582 | 4.849e-06 | 1.4758e-06 | 0.36857 | 0.0020378 | 2.5977e-06 | 0.30211 | 0.0016704 | 2.1293e-06 | 47.1771 | 5.9097 | 0.1169 | 53.2036 | 20.2714 | 3.4643 | 0.051955 | 23.7876 | 38.6704 | 4.8441 | 0.09582 | 43.6103 | 16.6162 | 2.8396 | 0.042587 | 19.4984
Downstate | 2024 | 10 | 16 | 0.33074 | 6.524e-06 | 1.9856e-06 | 0.2711 | 5.3476e-06 | 1.6275e-06 | 0.40647 | 0.0022474 | 2.8649e-06 | 0.33318 | 0.0018421 | 2.3483e-06 | 52.0286 | 6.5174 | 0.12892 | 58.6749 | 22.356 | 3.8205 | 0.057298 | 26.2339 | 42.6472 | 5.3422 | 0.10567 | 48.0951 | 18.325 | 3.1316 | 0.046966 | 21.5036
Downstate | 2024 | 10 | 17 | 0.34016 | 6.7098e-06 | 2.0421e-06 | 0.27882 | 5.4999e-06 | 1.6739e-06 | 0.41805 | 0.0023114 | 2.9465e-06 | 0.34267 | 0.0018946 | 2.4152e-06 | 53.5103 | 6.703 | 0.13259 | 60.3458 | 22.9927 | 3.9293 | 0.058929 | 26.981 | 43.8617 | 5.4944 | 0.10868 | 49.4647 | 18.8468 | 3.2208 | 0.048304 | 22.116
Downstate | 2024 | 10 | 18 | 0.35257 | 6.9547e-06 | 2.1166e-06 | 0.289 | 5.7007e-06 | 1.735e-06 | 0.43331 | 0.0023957 | 3.054e-06 | 0.35518 | 0.0019638 | 2.5033e-06 | 55.4632 | 6.9476 | 0.13743 | 62.5483 | 23.8319 | 4.0727 | 0.06108 | 27.9657 | 45.4625 | 5.6949 | 0.11265 | 51.2701 | 19.5347 | 3.3384 | 0.050067 | 22.9231
Downstate | 2024 | 10 | 19 | 0.35263 | 6.9559e-06 | 2.117e-06 | 0.28905 | 5.7016e-06 | 1.7353e-06 | 0.43338 | 0.0023961 | 3.0545e-06 | 0.35524 | 0.0019641 | 2.5038e-06 | 55.4728 | 6.9488 | 0.13745 | 62.559 | 23.836 | 4.0734 | 0.061091 | 27.9705 | 45.4703 | 5.6959 | 0.11267 | 51.2789 | 19.538 | 3.339 | 0.050075 | 22.9271
Downstate | 2024 | 10 | 20 | 0.34051 | 6.7168e-06 | 2.0442e-06 | 0.27911 | 5.5057e-06 | 1.6756e-06 | 0.41848 | 0.0023138 | 2.9495e-06 | 0.34303 | 0.0018966 | 2.4177e-06 | 53.566 | 6.71 | 0.13273 | 60.4087 | 23.0166 | 3.9334 | 0.058991 | 27.0091 | 43.9074 | 5.5001 | 0.1088 | 49.5163 | 18.8665 | 3.2242 | 0.048354 | 22.139
Downstate | 2024 | 10 | 21 | 0.32091 | 6.3301e-06 | 1.9265e-06 | 0.26304 | 5.1887e-06 | 1.5792e-06 | 0.39439 | 0.0021806 | 2.7797e-06 | 0.32328 | 0.0017874 | 2.2785e-06 | 50.482 | 6.3236 | 0.12509 | 56.9307 | 21.6915 | 3.707 | 0.055594 | 25.454 | 41.3794 | 5.1834 | 0.10253 | 46.6654 | 17.7802 | 3.0386 | 0.04557 | 20.8644
Downstate | 2024 | 10 | 22 | 0.29496 | 5.8183e-06 | 1.7708e-06 | 0.24178 | 4.7692e-06 | 1.4515e-06 | 0.3625 | 0.0020043 | 2.555e-06 | 0.29714 | 0.0016429 | 2.0943e-06 | 46.4006 | 5.8124 | 0.11497 | 52.328 | 19.9378 | 3.4073 | 0.0511 | 23.3961 | 38.034 | 4.7644 | 0.094243 | 42.8926 | 16.3427 | 2.7929 | 0.041886 | 19.1775
Downstate | 2024 | 10 | 23 | 0.26278 | 5.1836e-06 | 1.5776e-06 | 0.2154 | 4.2489e-06 | 1.2931e-06 | 0.32296 | 0.0017856 | 2.2763e-06 | 0.26473 | 0.0014637 | 1.8658e-06 | 41.3388 | 5.1783 | 0.10243 | 46.6195 | 17.7627 | 3.0356 | 0.045525 | 20.8438 | 33.8849 | 4.2446 | 0.083962 | 38.2134 | 14.5599 | 2.4882 | 0.037317 | 17.0854
Downstate | 2024 | 10 | 24 | 0.22595 | 4.457e-06 | 1.3565e-06 | 0.18521 | 3.6533e-06 | 1.1119e-06 | 0.27769 | 0.0015353 | 1.9572e-06 | 0.22762 | 0.0012585 | 1.6043e-06 | 35.5443 | 4.4525 | 0.088074 | 40.0848 | 15.2729 | 2.6101 | 0.039144 | 17.9221 | 29.1352 | 3.6496 | 0.072193 | 32.857 | 12.519 | 2.1394 | 0.032086 | 14.6906
Downstate | 2024 | 11 | 1 | 0.22882 | 4.5137e-06 | 1.3737e-06 | 0.18756 | 3.6998e-06 | 1.126e-06 | 0.28122 | 0.0015549 | 1.9821e-06 | 0.23051 | 0.0012745 | 1.6247e-06 | 35.9962 | 4.5091 | 0.089194 | 40.5945 | 15.4671 | 2.6433 | 0.039642 | 18.15 | 29.5057 | 3.696 | 0.073111 | 33.2748 | 12.6782 | 2.1666 | 0.032494 | 14.8774
Downstate | 2024 | 11 | 2 | 0.2158 | 4.2568e-06 | 1.2956e-06 | 0.17689 | 3.4893e-06 | 1.062e-06 | 0.26522 | 0.0014664 | 1.8693e-06 | 0.2174 | 0.001202 | 1.5322e-06 | 33.948 | 4.2525 | 0.084119 | 38.2846 | 14.587 | 2.4929 | 0.037386 | 17.1173 | 27.8268 | 3.4857 | 0.068951 | 31.3814 | 11.9568 | 2.0434 | 0.030645 | 14.0308
Downstate | 2024 | 11 | 3 | 0.22543 | 4.4466e-06 | 1.3533e-06 | 0.18478 | 3.6449e-06 | 1.1093e-06 | 0.27704 | 0.0015318 | 1.9527e-06 | 0.22709 | 0.0012556 | 1.6006e-06 | 35.4617 | 4.4421 | 0.087869 | 39.9917 | 15.2375 | 2.604 | 0.039053 | 17.8805 | 29.0675 | 3.6412 | 0.072025 | 32.7807 | 12.49 | 2.1345 | 0.032011 | 14.6564
Downstate | 2024 | 11 | 4 | 0.22959 | 4.5289e-06 | 1.3783e-06 | 0.18819 | 3.7122e-06 | 1.1298e-06 | 0.28217 | 0.0015601 | 1.9888e-06 | 0.23129 | 0.0012788 | 1.6302e-06 | 36.1174 | 4.5243 | 0.089494 | 40.7312 | 15.5192 | 2.6522 | 0.039775 | 18.2111 | 29.605 | 3.7085 | 0.073357 | 33.3868 | 12.7209 | 2.1739 | 0.032603 | 14.9274
Downstate | 2024 | 11 | 5 | 0.22687 | 4.4751e-06 | 1.362e-06 | 0.18596 | 3.6682e-06 | 1.1164e-06 | 0.27882 | 0.0015416 | 1.9652e-06 | 0.22854 | 0.0012636 | 1.6108e-06 | 35.6887 | 4.4706 | 0.088432 | 40.2477 | 15.335 | 2.6207 | 0.039303 | 17.995 | 29.2536 | 3.6645 | 0.072486 | 32.9906 | 12.5699 | 2.1481 | 0.032216 | 14.7503
Downstate | 2024 | 11 | 6 | 0.2629 | 5.1859e-06 | 1.5783e-06 | 0.2155 | 4.2508e-06 | 1.2937e-06 | 0.3231 | 0.0017864 | 2.2773e-06 | 0.26484 | 0.0014643 | 1.8667e-06 | 41.3572 | 5.1806 | 0.10248 | 46.6403 | 17.7707 | 3.0369 | 0.045546 | 20.8531 | 33.8999 | 4.2465 | 0.084 | 38.2304 | 14.5664 | 2.4893 | 0.037333 | 17.093
Downstate | 2024 | 11 | 7 | 0.28467 | 5.6153e-06 | 1.709e-06 | 0.23334 | 4.6028e-06 | 1.4009e-06 | 0.34986 | 0.0019344 | 2.4659e-06 | 0.28678 | 0.0015856 | 2.0212e-06 | 44.7821 | 5.6097 | 0.11096 | 50.5027 | 19.2423 | 3.2884 | 0.049317 | 22.58 | 36.7073 | 4.5982 | 0.090956 | 41.3964 | 15.7727 | 2.6955 | 0.040425 | 18.5086
Downstate | 2024 | 11 | 8 | 0.28785 | 5.6779e-06 | 1.7281e-06 | 0.23594 | 4.6541e-06 | 1.4165e-06 | 0.35376 | 0.0019559 | 2.4933e-06 | 0.28997 | 0.0016032 | 2.0438e-06 | 45.2811 | 5.6722 | 0.1122 | 51.0655 | 19.4567 | 3.3251 | 0.049867 | 22.8317 | 37.1164 | 4.6494 | 0.091969 | 41.8577 | 15.9484 | 2.7255 | 0.040875 | 18.7148
Downstate | 2024 | 11 | 9 | 0.28113 | 5.5454e-06 | 1.6877e-06 | 0.23044 | 4.5455e-06 | 1.3834e-06 | 0.34551 | 0.0019103 | 2.4352e-06 | 0.28321 | 0.0015658 | 1.9961e-06 | 44.2247 | 5.5398 | 0.10958 | 49.8741 | 19.0028 | 3.2475 | 0.048703 | 22.299 | 36.2504 | 4.5409 | 0.089824 | 40.8812 | 15.5764 | 2.6619 | 0.039922 | 18.2782
Downstate | 2024 | 11 | 10 | 0.2766 | 5.456e-06 | 1.6605e-06 | 0.22672 | 4.4722e-06 | 1.3611e-06 | 0.33993 | 0.0018795 | 2.3959e-06 | 0.27864 | 0.0015406 | 1.9639e-06 | 43.5114 | 5.4505 | 0.10782 | 49.0697 | 18.6963 | 3.1951 | 0.047918 | 21.9393 | 35.6657 | 4.4677 | 0.088375 | 40.2218 | 15.3251 | 2.619 | 0.039278 | 17.9834
Downstate | 2024 | 11 | 11 | 0.27238 | 5.3728e-06 | 1.6352e-06 | 0.22326 | 4.404e-06 | 1.3404e-06 | 0.33475 | 0.0018508 | 2.3594e-06 | 0.27439 | 0.0015171 | 1.9339e-06 | 42.8478 | 5.3674 | 0.10617 | 48.3214 | 18.4112 | 3.1464 | 0.047187 | 21.6048 | 35.1218 | 4.3996 | 0.087027 | 39.6084 | 15.0914 | 2.579 | 0.038679 | 17.7091
Downstate | 2024 | 11 | 12 | 0.27692 | 5.4623e-06 | 1.6624e-06 | 0.22698 | 4.4774e-06 | 1.3627e-06 | 0.34033 | 0.0018816 | 2.3987e-06 | 0.27896 | 0.0015424 | 1.9662e-06 | 43.5617 | 5.4568 | 0.10794 | 49.1264 | 18.7179 | 3.1988 | 0.047973 | 21.9647 | 35.707 | 4.4729 | 0.088477 | 40.2683 | 15.3428 | 2.622 | 0.039323 | 18.0042
Downstate | 2024 | 11 | 13 | 0.29795 | 5.8773e-06 | 1.7888e-06 | 0.24423 | 4.8176e-06 | 1.4662e-06 | 0.36618 | 0.0020246 | 2.5809e-06 | 0.30016 | 0.0016595 | 2.1155e-06 | 46.8714 | 5.8714 | 0.11614 | 52.8589 | 20.1401 | 3.4418 | 0.051618 | 23.6335 | 38.4199 | 4.8127 | 0.095199 | 43.3278 | 16.5086 | 2.8212 | 0.042311 | 19.3721
Downstate | 2024 | 11 | 14 | 0.2939 | 5.7974e-06 | 1.7644e-06 | 0.24091 | 4.7521e-06 | 1.4463e-06 | 0.3612 | 0.0019971 | 2.5458e-06 | 0.29608 | 0.001637 | 2.0868e-06 | 46.2342 | 5.7916 | 0.11456 | 52.1403 | 19.8663 | 3.395 | 0.050917 | 23.3122 | 37.8976 | 4.7473 | 0.093905 | 42.7388 | 16.2841 | 2.7829 | 0.041736 | 19.1087
Downstate | 2024 | 11 | 15 | 0.31376 | 6.1892e-06 | 1.8837e-06 | 0.25719 | 5.0732e-06 | 1.544e-06 | 0.38561 | 0.002132 | 2.7179e-06 | 0.31608 | 0.0017476 | 2.2278e-06 | 49.3585 | 6.1829 | 0.1223 | 55.6637 | 21.2087 | 3.6245 | 0.054357 | 24.8876 | 40.4585 | 5.0681 | 0.10025 | 45.6269 | 17.3845 | 2.9709 | 0.044556 | 20.4
Downstate | 2024 | 11 | 16 | 0.34831 | 6.8706e-06 | 2.091e-06 | 0.2855 | 5.6317e-06 | 1.714e-06 | 0.42807 | 0.0023668 | 3.0171e-06 | 0.35088 | 0.00194 | 2.4731e-06 | 54.7924 | 6.8636 | 0.13577 | 61.7918 | 23.5436 | 4.0235 | 0.060341 | 27.6274 | 44.9127 | 5.626 | 0.11129 | 50.65 | 19.2984 | 3.298 | 0.049461 | 22.6459
Downstate | 2024 | 11 | 17 | 0.35376 | 6.9781e-06 | 2.1238e-06 | 0.28997 | 5.7199e-06 | 1.7408e-06 | 0.43477 | 0.0024038 | 3.0643e-06 | 0.35637 | 0.0019704 | 2.5118e-06 | 55.6502 | 6.9711 | 0.13789 | 62.7592 | 23.9122 | 4.0865 | 0.061286 | 28.06 | 45.6158 | 5.7141 | 0.11303 | 51.4429 | 19.6005 | 3.3496 | 0.050235 | 23.0004
Downstate | 2024 | 11 | 18 | 0.35919 | 7.0851e-06 | 2.1563e-06 | 0.29442 | 5.8076e-06 | 1.7675e-06 | 0.44143 | 0.0024407 | 3.1113e-06 | 0.36184 | 0.0020006 | 2.5503e-06 | 56.5037 | 7.078 | 0.14001 | 63.7216 | 24.2789 | 4.1492 | 0.062226 | 28.4903 | 46.3154 | 5.8017 | 0.11476 | 52.2318 | 19.9011 | 3.401 | 0.051006 | 23.3531
Downstate | 2024 | 11 | 19 | 0.3587 | 7.0756e-06 | 2.1534e-06 | 0.29402 | 5.7998e-06 | 1.7651e-06 | 0.44084 | 0.0024374 | 3.1071e-06 | 0.36135 | 0.0019979 | 2.5469e-06 | 56.4274 | 7.0684 | 0.13982 | 63.6356 | 24.2461 | 4.1435 | 0.062142 | 28.4518 | 46.2528 | 5.7939 | 0.11461 | 52.1613 | 19.8743 | 3.3964 | 0.050937 | 23.3216
Downstate | 2024 | 11 | 20 | 0.3364 | 6.6356e-06 | 2.0195e-06 | 0.27574 | 5.4392e-06 | 1.6554e-06 | 0.41343 | 0.0022858 | 2.9139e-06 | 0.33888 | 0.0018737 | 2.3885e-06 | 52.919 | 6.6289 | 0.13113 | 59.679 | 22.7386 | 3.8859 | 0.058278 | 26.6828 | 43.377 | 5.4336 | 0.10748 | 48.9181 | 18.6386 | 3.1852 | 0.04777 | 21.8716
Downstate | 2024 | 11 | 21 | 0.32424 | 6.3957e-06 | 1.9465e-06 | 0.26577 | 5.2425e-06 | 1.5955e-06 | 0.39848 | 0.0022032 | 2.8086e-06 | 0.32663 | 0.0018059 | 2.3021e-06 | 51.0058 | 6.3893 | 0.12639 | 57.5214 | 21.9165 | 3.7454 | 0.056171 | 25.7182 | 41.8088 | 5.2372 | 0.1036 | 47.1496 | 17.9647 | 3.0701 | 0.046043 | 21.0809
Downstate | 2024 | 11 | 22 | 0.29589 | 5.8366e-06 | 1.7764e-06 | 0.24254 | 4.7842e-06 | 1.4561e-06 | 0.36365 | 0.0020106 | 2.563e-06 | 0.29808 | 0.0016481 | 2.1009e-06 | 46.5469 | 5.8307 | 0.11534 | 52.493 | 20.0006 | 3.418 | 0.051261 | 23.4699 | 38.1539 | 4.7794 | 0.09454 | 43.0278 | 16.3943 | 2.8017 | 0.042018 | 19.238
Downstate | 2024 | 11 | 23 | 0.26419 | 5.2112e-06 | 1.586e-06 | 0.21655 | 4.2716e-06 | 1.3e-06 | 0.32468 | 0.0017952 | 2.2884e-06 | 0.26614 | 0.0014715 | 1.8758e-06 | 41.5594 | 5.206 | 0.10298 | 46.8684 | 17.8576 | 3.0518 | 0.045768 | 20.9551 | 34.0658 | 4.2673 | 0.08441 | 38.4174 | 14.6376 | 2.5015 | 0.037516 | 17.1766
Downstate | 2024 | 11 | 24 | 0.23866 | 4.7077e-06 | 1.4328e-06 | 0.19562 | 3.8588e-06 | 1.1744e-06 | 0.29331 | 0.0016217 | 2.0673e-06 | 0.24042 | 0.0013293 | 1.6945e-06 | 37.5433 | 4.7029 | 0.093027 | 42.3392 | 16.1319 | 2.7569 | 0.041345 | 18.9301 | 30.7738 | 3.8549 | 0.076253 | 34.705 | 13.2231 | 2.2598 | 0.03389 | 15.5168
Downstate | 2024 | 12 | 1 | 0.24978 | 4.9271e-06 | 1.4996e-06 | 0.20474 | 4.0387e-06 | 1.2292e-06 | 0.30698 | 0.0016973 | 2.1637e-06 | 0.25163 | 0.0013912 | 1.7735e-06 | 39.2936 | 4.9221 | 0.097364 | 44.3131 | 16.884 | 2.8854 | 0.043273 | 19.8126 | 32.2085 | 4.0346 | 0.079808 | 36.3229 | 13.8396 | 2.3651 | 0.03547 | 16.2402
Downstate | 2024 | 12 | 2 | 0.24619 | 4.8562e-06 | 1.478e-06 | 0.2018 | 3.9806e-06 | 1.2115e-06 | 0.30256 | 0.0016729 | 2.1325e-06 | 0.24801 | 0.0013712 | 1.748e-06 | 38.7282 | 4.8513 | 0.095963 | 43.6754 | 16.641 | 2.8439 | 0.04265 | 19.5275 | 31.745 | 3.9766 | 0.07866 | 35.8002 | 13.6404 | 2.3311 | 0.03496 | 16.0065
Downstate | 2024 | 12 | 3 | 0.2616 | 5.1602e-06 | 1.5705e-06 | 0.21443 | 4.2297e-06 | 1.2873e-06 | 0.3215 | 0.0017776 | 2.266e-06 | 0.26353 | 0.0014571 | 1.8574e-06 | 41.1522 | 5.155 | 0.10197 | 46.4091 | 17.6826 | 3.0219 | 0.04532 | 20.7498 | 33.732 | 4.2255 | 0.083583 | 38.041 | 14.4942 | 2.477 | 0.037148 | 17.0083
Downstate | 2024 | 12 | 4 | 0.25749 | 5.0792e-06 | 1.5458e-06 | 0.21106 | 4.1633e-06 | 1.2671e-06 | 0.31645 | 0.0017497 | 2.2304e-06 | 0.25939 | 0.0014342 | 1.8282e-06 | 40.5061 | 5.074 | 0.10037 | 45.6805 | 17.405 | 2.9744 | 0.044608 | 20.424 | 33.2023 | 4.1591 | 0.082271 | 37.4437 | 14.2666 | 2.4381 | 0.036565 | 16.7413
Downstate | 2024 | 12 | 5 | 0.24517 | 4.8362e-06 | 1.4719e-06 | 0.20097 | 3.9642e-06 | 1.2065e-06 | 0.30132 | 0.001666 | 2.1237e-06 | 0.24698 | 0.0013656 | 1.7408e-06 | 38.5684 | 4.8313 | 0.095567 | 43.4952 | 16.5723 | 2.8321 | 0.042474 | 19.447 | 31.614 | 3.9601 | 0.078335 | 35.6525 | 13.5841 | 2.3215 | 0.034816 | 15.9404
Downstate | 2024 | 12 | 6 | 0.26841 | 5.2946e-06 | 1.6114e-06 | 0.22001 | 4.3399e-06 | 1.3208e-06 | 0.32988 | 0.0018239 | 2.325e-06 | 0.27039 | 0.001495 | 1.9058e-06 | 42.224 | 5.2892 | 0.10463 | 47.6179 | 18.1431 | 3.1006 | 0.0465 | 21.2902 | 34.6105 | 4.3355 | 0.08576 | 39.0318 | 14.8717 | 2.5415 | 0.038116 | 17.4513
Downstate | 2024 | 12 | 7 | 0.29418 | 5.8028e-06 | 1.7661e-06 | 0.24113 | 4.7565e-06 | 1.4476e-06 | 0.36154 | 0.0019989 | 2.5482e-06 | 0.29635 | 0.0016385 | 2.0887e-06 | 46.2772 | 5.7969 | 0.11467 | 52.1888 | 19.8847 | 3.3982 | 0.050964 | 23.3339 | 37.9329 | 4.7517 | 0.093993 | 42.7785 | 16.2993 | 2.7855 | 0.041774 | 19.1265
Downstate | 2024 | 12 | 8 | 0.30297 | 5.9762e-06 | 1.8188e-06 | 0.24834 | 4.8986e-06 | 1.4909e-06 | 0.37234 | 0.0020587 | 2.6243e-06 | 0.3052 | 0.0016875 | 2.1511e-06 | 47.6598 | 5.9701 | 0.11809 | 53.748 | 20.4788 | 3.4997 | 0.052486 | 24.031 | 39.0661 | 4.8936 | 0.096801 | 44.0566 | 16.7862 | 2.8687 | 0.043022 | 19.6979
Downstate | 2024 | 12 | 9 | 0.28705 | 5.6623e-06 | 1.7233e-06 | 0.23529 | 4.6413e-06 | 1.4126e-06 | 0.35278 | 0.0019505 | 2.4865e-06 | 0.28917 | 0.0015988 | 2.0381e-06 | 45.1563 | 5.6565 | 0.11189 | 50.9247 | 19.4031 | 3.3159 | 0.049729 | 22.7687 | 37.0141 | 4.6366 | 0.091716 | 41.7424 | 15.9045 | 2.718 | 0.040763 | 18.6632
Downstate | 2024 | 12 | 10 | 0.27874 | 5.4982e-06 | 1.6734e-06 | 0.22848 | 4.5068e-06 | 1.3716e-06 | 0.34256 | 0.001894 | 2.4144e-06 | 0.2808 | 0.0015525 | 1.9791e-06 | 43.8482 | 5.4927 | 0.10865 | 49.4495 | 18.841 | 3.2198 | 0.048289 | 22.1091 | 35.9418 | 4.5023 | 0.089059 | 40.5332 | 15.4438 | 2.6393 | 0.039582 | 18.1226
Downstate | 2024 | 12 | 11 | 0.28515 | 5.6248e-06 | 1.7119e-06 | 0.23374 | 4.6106e-06 | 1.4032e-06 | 0.35045 | 0.0019376 | 2.47e-06 | 0.28726 | 0.0015883 | 2.0247e-06 | 44.8578 | 5.6191 | 0.11115 | 50.5881 | 19.2749 | 3.294 | 0.049401 | 22.6182 | 36.7694 | 4.6059 | 0.09111 | 41.4665 | 15.7994 | 2.7 | 0.040493 | 18.5399
Downstate | 2024 | 12 | 12 | 0.2933 | 5.7855e-06 | 1.7608e-06 | 0.24041 | 4.7423e-06 | 1.4433e-06 | 0.36046 | 0.001993 | 2.5406e-06 | 0.29547 | 0.0016336 | 2.0825e-06 | 46.139 | 5.7796 | 0.11433 | 52.033 | 19.8254 | 3.3881 | 0.050812 | 23.2642 | 37.8196 | 4.7375 | 0.093712 | 42.6508 | 16.2506 | 2.7771 | 0.04165 | 19.0694
Downstate | 2024 | 12 | 13 | 0.31089 | 6.1324e-06 | 1.8664e-06 | 0.25483 | 5.0267e-06 | 1.5299e-06 | 0.38208 | 0.0021125 | 2.6929e-06 | 0.31318 | 0.0017316 | 2.2074e-06 | 48.9058 | 6.1262 | 0.12118 | 55.1532 | 21.0142 | 3.5912 | 0.053859 | 24.6593 | 40.0875 | 5.0216 | 0.099331 | 45.2084 | 17.2251 | 2.9437 | 0.044147 | 20.2129
Downstate | 2024 | 12 | 14 | 0.32722 | 6.4546e-06 | 1.9644e-06 | 0.26822 | 5.2907e-06 | 1.6102e-06 | 0.40215 | 0.0022235 | 2.8344e-06 | 0.32964 | 0.0018225 | 2.3233e-06 | 51.475 | 6.448 | 0.12755 | 58.0506 | 22.1182 | 3.7799 | 0.056688 | 25.9548 | 42.1935 | 5.2854 | 0.10455 | 47.5834 | 18.13 | 3.0983 | 0.046467 | 21.2748
Downstate | 2024 | 12 | 15 | 0.33402 | 6.5887e-06 | 2.0053e-06 | 0.27379 | 5.4007e-06 | 1.6437e-06 | 0.41051 | 0.0022697 | 2.8933e-06 | 0.33649 | 0.0018604 | 2.3716e-06 | 52.5448 | 6.582 | 0.1302 | 59.257 | 22.5778 | 3.8584 | 0.057866 | 26.4941 | 43.0703 | 5.3952 | 0.10672 | 48.5723 | 18.5068 | 3.1627 | 0.047432 | 21.7169
Downstate | 2024 | 12 | 16 | 0.35917 | 7.0849e-06 | 2.1563e-06 | 0.29441 | 5.8074e-06 | 1.7675e-06 | 0.44142 | 0.0024406 | 3.1112e-06 | 0.36183 | 0.0020005 | 2.5502e-06 | 56.5018 | 7.0777 | 0.14 | 63.7195 | 24.2781 | 4.149 | 0.062224 | 28.4893 | 46.3138 | 5.8015 | 0.11476 | 52.2301 | 19.9005 | 3.4009 | 0.051004 | 23.3524
Downstate | 2024 | 12 | 17 | 0.36227 | 7.1461e-06 | 2.1749e-06 | 0.29695 | 5.8575e-06 | 1.7827e-06 | 0.44523 | 0.0024617 | 3.1381e-06 | 0.36495 | 0.0020178 | 2.5722e-06 | 56.9895 | 7.1388 | 0.14121 | 64.2695 | 24.4877 | 4.1848 | 0.062761 | 28.7353 | 46.7136 | 5.8516 | 0.11575 | 52.6809 | 20.0722 | 3.4302 | 0.051444 | 23.5539
Downstate | 2024 | 12 | 18 | 0.44793 | 8.8357e-06 | 2.6891e-06 | 0.36716 | 7.2425e-06 | 2.2042e-06 | 0.5505 | 0.0030437 | 3.88e-06 | 0.45124 | 0.0024949 | 3.1804e-06 | 70.4639 | 8.8267 | 0.1746 | 79.4652 | 30.2775 | 5.1743 | 0.0776 | 35.5294 | 57.7584 | 7.2351 | 0.14312 | 65.1367 | 24.8181 | 4.2413 | 0.063608 | 29.123
Downstate | 2024 | 12 | 19 | 0.44353 | 8.749e-06 | 2.6627e-06 | 0.36356 | 7.1714e-06 | 2.1826e-06 | 0.5451 | 0.0030138 | 3.8419e-06 | 0.44681 | 0.0024704 | 3.1492e-06 | 69.7726 | 8.7401 | 0.17289 | 78.6856 | 29.9804 | 5.1235 | 0.076839 | 35.1808 | 57.1917 | 7.1642 | 0.14171 | 64.4976 | 24.5746 | 4.1997 | 0.062984 | 28.8372
Downstate | 2024 | 12 | 20 | 0.39696 | 7.8303e-06 | 2.3831e-06 | 0.32539 | 6.4184e-06 | 1.9534e-06 | 0.48786 | 0.0026974 | 3.4385e-06 | 0.3999 | 0.002211 | 2.8185e-06 | 62.4465 | 7.8224 | 0.15473 | 70.4236 | 26.8325 | 4.5855 | 0.068771 | 31.4868 | 51.1866 | 6.4119 | 0.12683 | 57.7254 | 21.9943 | 3.7587 | 0.05637 | 25.8093
Downstate | 2024 | 12 | 21 | 0.34227 | 6.7515e-06 | 2.0548e-06 | 0.28055 | 5.5341e-06 | 1.6843e-06 | 0.42065 | 0.0023257 | 2.9648e-06 | 0.3448 | 0.0019064 | 2.4302e-06 | 53.8427 | 6.7446 | 0.13341 | 60.7207 | 23.1355 | 3.9537 | 0.059296 | 27.1486 | 44.1342 | 5.5285 | 0.10936 | 49.772 | 18.9639 | 3.2408 | 0.048604 | 22.2533
Downstate | 2024 | 12 | 22 | 0.3214 | 6.3398e-06 | 1.9295e-06 | 0.26345 | 5.1966e-06 | 1.5816e-06 | 0.39499 | 0.0021839 | 2.784e-06 | 0.32377 | 0.0017901 | 2.282e-06 | 50.5593 | 6.3333 | 0.12528 | 57.0179 | 21.7247 | 3.7126 | 0.05568 | 25.493 | 41.4428 | 5.1914 | 0.10269 | 46.7369 | 17.8075 | 3.0432 | 0.04564 | 20.8963
Downstate | 2024 | 12 | 23 | 0.30141 | 5.9455e-06 | 1.8095e-06 | 0.24706 | 4.8735e-06 | 1.4832e-06 | 0.37043 | 0.0020481 | 2.6109e-06 | 0.30364 | 0.0016788 | 2.1401e-06 | 47.4155 | 5.9395 | 0.11749 | 53.4725 | 20.3738 | 3.4818 | 0.052217 | 23.9079 | 38.8659 | 4.8686 | 0.096304 | 43.8308 | 16.7002 | 2.854 | 0.042802 | 19.597
Downstate | 2024 | 12 | 24 | 0.28155 | 5.5537e-06 | 1.6903e-06 | 0.23078 | 4.5523e-06 | 1.3855e-06 | 0.34602 | 0.0019131 | 2.4388e-06 | 0.28363 | 0.0015682 | 1.9991e-06 | 44.2907 | 5.5481 | 0.10975 | 49.9486 | 19.0312 | 3.2523 | 0.048776 | 22.3323 | 36.3046 | 4.5477 | 0.089958 | 40.9422 | 15.5996 | 2.6659 | 0.039981 | 18.3055
Downstate | 2025 | 1 | 1 | 0.26622 | 5.2513e-06 | 1.5982e-06 | 0.2095 | 4.1326e-06 | 1.2577e-06 | 0.32718 | 0.0018089 | 2.306e-06 | 0.25748 | 0.0014236 | 1.8147e-06 | 42.2058 | 5.4268 | 0.10608 | 47.7388 | 18.3219 | 3.0752 | 0.048426 | 21.4456 | 33.2147 | 4.2708 | 0.083478 | 37.569 | 14.4188 | 2.4201 | 0.03811 | 16.877
Downstate | 2025 | 1 | 2 | 0.25948 | 5.1183e-06 | 1.5578e-06 | 0.2042 | 4.028e-06 | 1.2259e-06 | 0.31889 | 0.0017632 | 2.2476e-06 | 0.25096 | 0.0013876 | 1.7688e-06 | 41.1374 | 5.2895 | 0.10339 | 46.5303 | 17.8581 | 2.9974 | 0.0472 | 20.9027 | 32.3739 | 4.1627 | 0.081365 | 36.6179 | 14.0538 | 2.3588 | 0.037145 | 16.4498
Downstate | 2025 | 1 | 3 | 0.29315 | 5.7825e-06 | 1.7599e-06 | 0.2307 | 4.5507e-06 | 1.385e-06 | 0.36028 | 0.0019919 | 2.5393e-06 | 0.28353 | 0.0015676 | 1.9983e-06 | 46.4756 | 5.9758 | 0.11681 | 52.5682 | 20.1754 | 3.3863 | 0.053325 | 23.6151 | 36.5749 | 4.7028 | 0.091923 | 41.3696 | 15.8775 | 2.6649 | 0.041965 | 18.5844
Downstate | 2025 | 1 | 4 | 0.28195 | 5.5616e-06 | 1.6926e-06 | 0.22188 | 4.3768e-06 | 1.3321e-06 | 0.34651 | 0.0019158 | 2.4422e-06 | 0.27269 | 0.0015077 | 1.922e-06 | 44.6996 | 5.7475 | 0.11234 | 50.5595 | 19.4045 | 3.2569 | 0.051287 | 22.7127 | 35.1773 | 4.5231 | 0.088411 | 39.7888 | 15.2708 | 2.5631 | 0.040361 | 17.8742
Downstate | 2025 | 1 | 5 | 0.25698 | 5.0692e-06 | 1.5428e-06 | 0.20224 | 3.9893e-06 | 1.2141e-06 | 0.31583 | 0.0017462 | 2.226e-06 | 0.24855 | 0.0013742 | 1.7518e-06 | 40.7422 | 5.2387 | 0.1024 | 46.0833 | 17.6865 | 2.9686 | 0.046747 | 20.7019 | 32.0629 | 4.1227 | 0.080583 | 36.2661 | 13.9188 | 2.3362 | 0.036788 | 16.2917
Downstate | 2025 | 1 | 6 | 0.28802 | 5.6814e-06 | 1.7291e-06 | 0.22666 | 4.4711e-06 | 1.3608e-06 | 0.35397 | 0.0019571 | 2.4949e-06 | 0.27857 | 0.0015402 | 1.9634e-06 | 45.6627 | 5.8713 | 0.11476 | 51.6488 | 19.8226 | 3.3271 | 0.052392 | 23.2021 | 35.9352 | 4.6206 | 0.090316 | 40.6461 | 15.5998 | 2.6183 | 0.041231 | 18.2593
Downstate | 2025 | 1 | 7 | 0.29839 | 5.8858e-06 | 1.7913e-06 | 0.23482 | 4.632e-06 | 1.4097e-06 | 0.36671 | 0.0020275 | 2.5846e-06 | 0.28859 | 0.0015956 | 2.034e-06 | 47.3059 | 6.0826 | 0.11889 | 53.5074 | 20.5359 | 3.4468 | 0.054278 | 24.037 | 37.2283 | 4.7868 | 0.093566 | 42.1088 | 16.1611 | 2.7125 | 0.042715 | 18.9164
Downstate | 2025 | 1 | 8 | 0.33269 | 6.5625e-06 | 1.9973e-06 | 0.26182 | 5.1645e-06 | 1.5718e-06 | 0.40887 | 0.0022606 | 2.8818e-06 | 0.32177 | 0.0017791 | 2.2679e-06 | 52.7446 | 6.7819 | 0.13256 | 59.6591 | 22.8969 | 3.8431 | 0.060518 | 26.8005 | 41.5084 | 5.3372 | 0.10432 | 46.9499 | 18.0192 | 3.0244 | 0.047626 | 21.0912
Downstate | 2025 | 1 | 9 | 0.34141 | 6.7345e-06 | 2.0496e-06 | 0.26868 | 5.2998e-06 | 1.613e-06 | 0.41959 | 0.0023199 | 2.9573e-06 | 0.3302 | 0.0018257 | 2.3273e-06 | 54.1266 | 6.9596 | 0.13604 | 61.2223 | 23.4968 | 3.9438 | 0.062103 | 27.5027 | 42.596 | 5.477 | 0.10706 | 48.1801 | 18.4913 | 3.1036 | 0.048874 | 21.6438
Downstate | 2025 | 1 | 10 | 0.28669 | 5.6552e-06 | 1.7211e-06 | 0.22562 | 4.4505e-06 | 1.3545e-06 | 0.35234 | 0.0019481 | 2.4834e-06 | 0.27728 | 0.0015331 | 1.9543e-06 | 45.4523 | 5.8443 | 0.11424 | 51.4108 | 19.7312 | 3.3118 | 0.052151 | 23.0952 | 35.7696 | 4.5993 | 0.0899 | 40.4588 | 15.5279 | 2.6063 | 0.041041 | 18.1752
Downstate | 2025 | 1 | 11 | 0.28535 | 5.6288e-06 | 1.7131e-06 | 0.22457 | 4.4297e-06 | 1.3482e-06 | 0.3507 | 0.001939 | 2.4718e-06 | 0.27599 | 0.0015259 | 1.9452e-06 | 45.2399 | 5.817 | 0.1137 | 51.1705 | 19.639 | 3.2963 | 0.051907 | 22.9872 | 35.6024 | 4.5778 | 0.089479 | 40.2697 | 15.4553 | 2.5941 | 0.040849 | 18.0902
Downstate | 2025 | 1 | 12 | 0.29474 | 5.814e-06 | 1.7695e-06 | 0.23196 | 4.5754e-06 | 1.3925e-06 | 0.36224 | 0.0020028 | 2.5531e-06 | 0.28507 | 0.0015761 | 2.0092e-06 | 46.7286 | 6.0084 | 0.11744 | 52.8545 | 20.2853 | 3.4048 | 0.053615 | 23.7437 | 36.774 | 4.7284 | 0.092424 | 41.5949 | 15.9639 | 2.6794 | 0.042194 | 18.6856
Downstate | 2025 | 1 | 13 | 0.35138 | 6.9312e-06 | 2.1095e-06 | 0.27653 | 5.4547e-06 | 1.6601e-06 | 0.43184 | 0.0023877 | 3.0437e-06 | 0.33985 | 0.001879 | 2.3953e-06 | 55.708 | 7.163 | 0.14001 | 63.011 | 24.1833 | 4.059 | 0.063918 | 28.3062 | 43.8405 | 5.637 | 0.11018 | 49.5877 | 19.0315 | 3.1943 | 0.050301 | 22.2762
Downstate | 2025 | 1 | 14 | 0.41295 | 8.1456e-06 | 2.4791e-06 | 0.32498 | 6.4103e-06 | 1.951e-06 | 0.5075 | 0.002806 | 3.577e-06 | 0.39939 | 0.0022082 | 2.815e-06 | 65.4681 | 8.4179 | 0.16454 | 74.0506 | 28.4203 | 4.7702 | 0.075116 | 33.2655 | 51.5214 | 6.6247 | 0.12949 | 58.2756 | 22.3659 | 3.754 | 0.059114 | 26.179
Downstate | 2025 | 1 | 15 | 0.40419 | 7.9728e-06 | 2.4265e-06 | 0.31808 | 6.2744e-06 | 1.9096e-06 | 0.49674 | 0.0027465 | 3.5011e-06 | 0.39092 | 0.0021614 | 2.7553e-06 | 64.0796 | 8.2394 | 0.16105 | 72.48 | 27.8175 | 4.669 | 0.073523 | 32.56 | 50.4287 | 6.4841 | 0.12674 | 57.0396 | 21.8915 | 3.6744 | 0.057861 | 25.6237
Downstate | 2025 | 1 | 16 | 0.39272 | 7.7465e-06 | 2.3576e-06 | 0.30906 | 6.0963e-06 | 1.8554e-06 | 0.48264 | 0.0026685 | 3.4017e-06 | 0.37983 | 0.0021 | 2.6771e-06 | 62.261 | 8.0055 | 0.15648 | 70.423 | 27.028 | 4.5365 | 0.071437 | 31.6359 | 48.9975 | 6.3001 | 0.12315 | 55.4208 | 21.2702 | 3.5701 | 0.056218 | 24.8965
Downstate | 2025 | 1 | 17 | 0.40471 | 7.9831e-06 | 2.4296e-06 | 0.31849 | 6.2825e-06 | 1.9121e-06 | 0.49738 | 0.00275 | 3.5056e-06 | 0.39142 | 0.0021642 | 2.7588e-06 | 64.1622 | 8.25 | 0.16126 | 72.5735 | 27.8534 | 4.675 | 0.073618 | 32.602 | 50.4937 | 6.4925 | 0.12691 | 57.1132 | 21.9198 | 3.6791 | 0.057935 | 25.6568
Downstate | 2025 | 1 | 18 | 0.45762 | 9.0268e-06 | 2.7473e-06 | 0.36013 | 7.1038e-06 | 2.162e-06 | 0.56241 | 0.0031095 | 3.964e-06 | 0.4426 | 0.0024471 | 3.1195e-06 | 72.5509 | 9.3286 | 0.18234 | 82.0619 | 31.495 | 5.2862 | 0.083243 | 36.8644 | 57.0954 | 7.3414 | 0.1435 | 64.5803 | 24.7856 | 4.1601 | 0.06551 | 29.0112
Downstate | 2025 | 1 | 19 | 0.36108 | 7.1225e-06 | 2.1677e-06 | 0.28416 | 5.6052e-06 | 1.7059e-06 | 0.44376 | 0.0024536 | 3.1277e-06 | 0.34923 | 0.0019309 | 2.4614e-06 | 57.2456 | 7.3607 | 0.14388 | 64.7502 | 24.8508 | 4.171 | 0.065682 | 29.0875 | 45.0506 | 5.7926 | 0.11323 | 50.9565 | 19.5568 | 3.2825 | 0.05169 | 22.891
Downstate | 2025 | 1 | 20 | 0.3466 | 6.8368e-06 | 2.0808e-06 | 0.27276 | 5.3804e-06 | 1.6375e-06 | 0.42597 | 0.0023551 | 3.0023e-06 | 0.33522 | 0.0018534 | 2.3627e-06 | 54.9495 | 7.0654 | 0.1381 | 62.1531 | 23.8541 | 4.0037 | 0.063048 | 27.9209 | 43.2436 | 5.5603 | 0.10868 | 48.9126 | 18.7724 | 3.1508 | 0.049617 | 21.9729
Downstate | 2025 | 1 | 21 | 0.36517 | 7.2032e-06 | 2.1923e-06 | 0.28738 | 5.6687e-06 | 1.7253e-06 | 0.44879 | 0.0024814 | 3.1632e-06 | 0.35319 | 0.0019528 | 2.4893e-06 | 57.8944 | 7.4441 | 0.14551 | 65.484 | 25.1324 | 4.2183 | 0.066426 | 29.4172 | 45.5611 | 5.8583 | 0.11451 | 51.5339 | 19.7785 | 3.3197 | 0.052276 | 23.1504
Downstate | 2025 | 1 | 22 | 0.34704 | 6.8456e-06 | 2.0835e-06 | 0.27311 | 5.3873e-06 | 1.6396e-06 | 0.42651 | 0.0023582 | 3.0061e-06 | 0.33565 | 0.0018558 | 2.3657e-06 | 55.0201 | 7.0745 | 0.13828 | 62.2329 | 23.8847 | 4.0089 | 0.063129 | 27.9567 | 43.2992 | 5.5674 | 0.10882 | 48.9754 | 18.7965 | 3.1549 | 0.04968 | 22.0011
Downstate | 2025 | 1 | 23 | 0.31464 | 6.2064e-06 | 1.8889e-06 | 0.24761 | 4.8843e-06 | 1.4865e-06 | 0.38669 | 0.002138 | 2.7254e-06 | 0.30431 | 0.0016825 | 2.1448e-06 | 49.8828 | 6.4139 | 0.12537 | 56.4221 | 21.6545 | 3.6346 | 0.057234 | 25.3463 | 39.2562 | 5.0476 | 0.098662 | 44.4025 | 17.0415 | 2.8603 | 0.045042 | 19.9468
Downstate | 2025 | 1 | 24 | 0.31254 | 6.1651e-06 | 1.8763e-06 | 0.24596 | 4.8518e-06 | 1.4766e-06 | 0.38411 | 0.0021237 | 2.7073e-06 | 0.30229 | 0.0016713 | 2.1306e-06 | 49.5506 | 6.3712 | 0.12454 | 56.0464 | 21.5103 | 3.6104 | 0.056853 | 25.1776 | 38.9948 | 5.014 | 0.098006 | 44.1068 | 16.928 | 2.8413 | 0.044742 | 19.814
Downstate | 2025 | 2 | 1 | 0.22454 | 4.4291e-06 | 1.348e-06 | 0.1767 | 3.4856e-06 | 1.0608e-06 | 0.27595 | 0.0015257 | 1.945e-06 | 0.21717 | 0.0012007 | 1.5306e-06 | 35.598 | 4.5772 | 0.089468 | 40.2646 | 15.4534 | 2.5937 | 0.040844 | 18.088 | 28.0145 | 3.6021 | 0.070409 | 31.6871 | 12.1614 | 2.0412 | 0.032143 | 14.2347
Downstate | 2025 | 2 | 2 | 0.21452 | 4.2316e-06 | 1.2879e-06 | 0.16882 | 3.3302e-06 | 1.0135e-06 | 0.26365 | 0.0014577 | 1.8582e-06 | 0.20748 | 0.0011472 | 1.4624e-06 | 34.0106 | 4.3731 | 0.085479 | 38.4692 | 14.7643 | 2.4781 | 0.039023 | 17.2814 | 26.7654 | 3.4415 | 0.067269 | 30.2741 | 11.6191 | 1.9502 | 0.03071 | 13.6
Downstate | 2025 | 2 | 3 | 0.23217 | 4.5798e-06 | 1.3938e-06 | 0.18271 | 3.6041e-06 | 1.0969e-06 | 0.28534 | 0.0015776 | 2.0111e-06 | 0.22455 | 0.0012416 | 1.5827e-06 | 36.8089 | 4.7329 | 0.092511 | 41.6343 | 15.979 | 2.682 | 0.042233 | 18.7032 | 28.9675 | 3.7247 | 0.072804 | 32.7649 | 12.575 | 2.1106 | 0.033237 | 14.7189
Downstate | 2025 | 2 | 4 | 0.22909 | 4.5189e-06 | 1.3753e-06 | 0.18029 | 3.5562e-06 | 1.0823e-06 | 0.28155 | 0.0015567 | 1.9844e-06 | 0.22157 | 0.001225 | 1.5616e-06 | 36.3194 | 4.67 | 0.091281 | 41.0807 | 15.7666 | 2.6463 | 0.041672 | 18.4546 | 28.5823 | 3.6751 | 0.071836 | 32.3293 | 12.4078 | 2.0826 | 0.032795 | 14.5232
Downstate | 2025 | 2 | 5 | 0.21563 | 4.2533e-06 | 1.2945e-06 | 0.16969 | 3.3473e-06 | 1.0187e-06 | 0.265 | 0.0014652 | 1.8678e-06 | 0.20855 | 0.0011531 | 1.4699e-06 | 34.1853 | 4.3956 | 0.085918 | 38.6667 | 14.8401 | 2.4908 | 0.039223 | 17.3702 | 26.9028 | 3.4592 | 0.067615 | 30.4296 | 11.6787 | 1.9602 | 0.030868 | 13.6698
Downstate | 2025 | 2 | 6 | 0.25541 | 5.038e-06 | 1.5333e-06 | 0.201 | 3.9648e-06 | 1.2067e-06 | 0.31389 | 0.0017355 | 2.2123e-06 | 0.24702 | 0.0013658 | 1.7411e-06 | 40.4919 | 5.2065 | 0.10177 | 45.8001 | 17.5779 | 2.9503 | 0.046459 | 20.5747 | 31.8659 | 4.0973 | 0.080088 | 36.0433 | 13.8333 | 2.3218 | 0.036562 | 16.1916
Downstate | 2025 | 2 | 7 | 0.26255 | 5.179e-06 | 1.5762e-06 | 0.20662 | 4.0757e-06 | 1.2404e-06 | 0.32268 | 0.0017841 | 2.2743e-06 | 0.25394 | 0.001404 | 1.7898e-06 | 41.6252 | 5.3522 | 0.10462 | 47.082 | 18.0698 | 3.0329 | 0.04776 | 21.1505 | 32.7578 | 4.212 | 0.08233 | 37.0521 | 14.2204 | 2.3868 | 0.037585 | 16.6448
Downstate | 2025 | 2 | 8 | 0.25924 | 5.1136e-06 | 1.5563e-06 | 0.20401 | 4.0242e-06 | 1.2248e-06 | 0.3186 | 0.0017615 | 2.2455e-06 | 0.25073 | 0.0013863 | 1.7672e-06 | 41.0993 | 5.2846 | 0.10329 | 46.4871 | 17.8416 | 2.9946 | 0.047156 | 20.8833 | 32.3439 | 4.1588 | 0.08129 | 36.584 | 14.0408 | 2.3567 | 0.037111 | 16.4345
Downstate | 2025 | 2 | 9 | 0.24675 | 4.8674e-06 | 1.4814e-06 | 0.19419 | 3.8305e-06 | 1.1658e-06 | 0.30326 | 0.0016767 | 2.1374e-06 | 0.23865 | 0.0013195 | 1.6821e-06 | 39.1203 | 5.0301 | 0.098321 | 44.2487 | 16.9824 | 2.8504 | 0.044886 | 19.8777 | 30.7865 | 3.9585 | 0.077375 | 34.8224 | 13.3647 | 2.2432 | 0.035324 | 15.6432
Downstate | 2025 | 2 | 10 | 0.22556 | 4.4493e-06 | 1.3541e-06 | 0.17751 | 3.5015e-06 | 1.0657e-06 | 0.27721 | 0.0015327 | 1.9538e-06 | 0.21816 | 0.0012062 | 1.5376e-06 | 35.7601 | 4.598 | 0.089876 | 40.448 | 15.5238 | 2.6056 | 0.04103 | 18.1703 | 28.1421 | 3.6185 | 0.070729 | 31.8314 | 12.2167 | 2.0505 | 0.03229 | 14.2995
Downstate | 2025 | 2 | 11 | 0.22557 | 4.4496e-06 | 1.3542e-06 | 0.17752 | 3.5017e-06 | 1.0657e-06 | 0.27723 | 0.0015328 | 1.9539e-06 | 0.21817 | 0.0012062 | 1.5377e-06 | 35.7622 | 4.5983 | 0.089881 | 40.4504 | 15.5247 | 2.6057 | 0.041033 | 18.1714 | 28.1438 | 3.6187 | 0.070734 | 31.8333 | 12.2175 | 2.0506 | 0.032291 | 14.3004
Downstate | 2025 | 2 | 12 | 0.23653 | 4.6657e-06 | 1.42e-06 | 0.18614 | 3.6718e-06 | 1.1175e-06 | 0.29069 | 0.0016072 | 2.0489e-06 | 0.22877 | 0.0012648 | 1.6124e-06 | 37.4995 | 4.8217 | 0.094247 | 42.4154 | 16.2789 | 2.7323 | 0.043026 | 19.0542 | 29.511 | 3.7945 | 0.07417 | 33.3797 | 12.811 | 2.1502 | 0.03386 | 14.9951
Downstate | 2025 | 2 | 13 | 0.27465 | 5.4175e-06 | 1.6488e-06 | 0.21614 | 4.2634e-06 | 1.2976e-06 | 0.33754 | 0.0018662 | 2.379e-06 | 0.26563 | 0.0014687 | 1.8722e-06 | 43.5421 | 5.5987 | 0.10943 | 49.2503 | 18.902 | 3.1726 | 0.049959 | 22.1246 | 34.2664 | 4.406 | 0.086121 | 38.7585 | 14.8753 | 2.4967 | 0.039316 | 17.4114
Downstate | 2025 | 2 | 14 | 0.29419 | 5.8031e-06 | 1.7662e-06 | 0.23152 | 4.5669e-06 | 1.3899e-06 | 0.36156 | 0.001999 | 2.5483e-06 | 0.28454 | 0.0015732 | 2.0054e-06 | 46.641 | 5.9971 | 0.11722 | 52.7553 | 20.2473 | 3.3984 | 0.053515 | 23.6991 | 36.7051 | 4.7196 | 0.092251 | 41.5169 | 15.934 | 2.6744 | 0.042114 | 18.6505
Downstate | 2025 | 2 | 15 | 0.29761 | 5.8705e-06 | 1.7867e-06 | 0.23421 | 4.6199e-06 | 1.4061e-06 | 0.36576 | 0.0020223 | 2.5779e-06 | 0.28784 | 0.0015915 | 2.0287e-06 | 47.1826 | 6.0668 | 0.11858 | 53.368 | 20.4824 | 3.4378 | 0.054136 | 23.9743 | 37.1313 | 4.7744 | 0.093322 | 41.999 | 16.119 | 2.7055 | 0.042603 | 18.8671
Downstate | 2025 | 2 | 16 | 0.30958 | 6.1067e-06 | 1.8586e-06 | 0.24363 | 4.8058e-06 | 1.4626e-06 | 0.38048 | 0.0021036 | 2.6816e-06 | 0.29942 | 0.0016555 | 2.1104e-06 | 49.0813 | 6.3109 | 0.12336 | 55.5156 | 21.3066 | 3.5762 | 0.056315 | 24.9391 | 38.6255 | 4.9665 | 0.097077 | 43.6891 | 16.7677 | 2.8143 | 0.044318 | 19.6263
Downstate | 2025 | 2 | 17 | 0.31825 | 6.2777e-06 | 1.9106e-06 | 0.25046 | 4.9404e-06 | 1.5036e-06 | 0.39113 | 0.0021625 | 2.7567e-06 | 0.30781 | 0.0017019 | 2.1695e-06 | 50.4556 | 6.4876 | 0.12681 | 57.07 | 21.9032 | 3.6763 | 0.057891 | 25.6374 | 39.7071 | 5.1056 | 0.099795 | 44.9124 | 17.2372 | 2.8931 | 0.045559 | 20.1759
Downstate | 2025 | 2 | 18 | 0.45099 | 8.8961e-06 | 2.7075e-06 | 0.35492 | 7.0009e-06 | 2.1307e-06 | 0.55426 | 0.0030645 | 3.9065e-06 | 0.43619 | 0.0024117 | 3.0743e-06 | 71.5 | 9.1935 | 0.1797 | 80.8732 | 31.0388 | 5.2097 | 0.082037 | 36.3305 | 56.2684 | 7.235 | 0.14142 | 63.6448 | 24.4266 | 4.0998 | 0.064561 | 28.591
Downstate | 2025 | 2 | 19 | 0.41136 | 8.1142e-06 | 2.4695e-06 | 0.32372 | 6.3856e-06 | 1.9435e-06 | 0.50555 | 0.0027952 | 3.5632e-06 | 0.39785 | 0.0021997 | 2.8041e-06 | 65.2161 | 8.3855 | 0.16391 | 73.7655 | 28.3108 | 4.7518 | 0.074827 | 33.1375 | 51.3231 | 6.5991 | 0.12899 | 58.0512 | 22.2798 | 3.7395 | 0.058887 | 26.0782
Downstate | 2025 | 2 | 20 | 0.36979 | 7.2944e-06 | 2.22e-06 | 0.29102 | 5.7405e-06 | 1.7471e-06 | 0.45447 | 0.0025128 | 3.2032e-06 | 0.35766 | 0.0019775 | 2.5208e-06 | 58.627 | 7.5383 | 0.14735 | 66.3126 | 25.4505 | 4.2717 | 0.067267 | 29.7894 | 46.1377 | 5.9324 | 0.11596 | 52.1861 | 20.0288 | 3.3617 | 0.052937 | 23.4434
Downstate | 2025 | 2 | 21 | 0.35073 | 6.9183e-06 | 2.1056e-06 | 0.27601 | 5.4445e-06 | 1.657e-06 | 0.43104 | 0.0023832 | 3.038e-06 | 0.33922 | 0.0018755 | 2.3909e-06 | 55.6043 | 7.1496 | 0.13975 | 62.8937 | 24.1383 | 4.0515 | 0.063799 | 28.2536 | 43.759 | 5.6265 | 0.10998 | 49.4955 | 18.9961 | 3.1884 | 0.050208 | 22.2347
Downstate | 2025 | 2 | 22 | 0.30608 | 6.0377e-06 | 1.8376e-06 | 0.24088 | 4.7515e-06 | 1.4461e-06 | 0.37617 | 0.0020798 | 2.6513e-06 | 0.29604 | 0.0016368 | 2.0865e-06 | 48.5263 | 6.2395 | 0.12196 | 54.8878 | 21.0657 | 3.5357 | 0.055678 | 24.6571 | 38.1888 | 4.9103 | 0.09598 | 43.1951 | 16.5781 | 2.7825 | 0.043817 | 19.4044
Downstate | 2025 | 2 | 23 | 0.27209 | 5.3672e-06 | 1.6335e-06 | 0.21413 | 4.2238e-06 | 1.2855e-06 | 0.3344 | 0.0018489 | 2.3569e-06 | 0.26316 | 0.001455 | 1.8548e-06 | 43.1372 | 5.5466 | 0.10842 | 48.7922 | 18.7262 | 3.1431 | 0.049494 | 21.9188 | 33.9477 | 4.365 | 0.085321 | 38.398 | 14.737 | 2.4735 | 0.038951 | 17.2494
Downstate | 2025 | 2 | 24 | 0.27011 | 5.3282e-06 | 1.6216e-06 | 0.21257 | 4.1931e-06 | 1.2762e-06 | 0.33197 | 0.0018354 | 2.3398e-06 | 0.26125 | 0.0014444 | 1.8413e-06 | 42.8237 | 5.5063 | 0.10763 | 48.4377 | 18.5901 | 3.1202 | 0.049135 | 21.7595 | 33.701 | 4.3333 | 0.084701 | 38.119 | 14.6299 | 2.4555 | 0.038668 | 17.1241
Downstate | 2025 | 3 | 1 | 0.21659 | 4.2723e-06 | 1.3003e-06 | 0.17045 | 3.3622e-06 | 1.0233e-06 | 0.26619 | 0.0014717 | 1.8761e-06 | 0.20948 | 0.0011582 | 1.4764e-06 | 34.338 | 4.4152 | 0.086301 | 38.8395 | 14.9064 | 2.5019 | 0.039398 | 17.4478 | 27.023 | 3.4746 | 0.067917 | 30.5655 | 11.7309 | 1.969 | 0.031005 | 13.7309
Downstate | 2025 | 3 | 2 | 0.20694 | 4.082e-06 | 1.2424e-06 | 0.16286 | 3.2124e-06 | 9.777e-07 | 0.25433 | 0.0014062 | 1.7926e-06 | 0.20015 | 0.0011066 | 1.4107e-06 | 32.8085 | 4.2185 | 0.082457 | 37.1095 | 14.2424 | 2.3905 | 0.037644 | 16.6706 | 25.8193 | 3.3199 | 0.064891 | 29.204 | 11.2084 | 1.8813 | 0.029624 | 13.1193
Downstate | 2025 | 3 | 3 | 0.22385 | 4.4156e-06 | 1.3439e-06 | 0.17616 | 3.4749e-06 | 1.0576e-06 | 0.27511 | 0.0015211 | 1.939e-06 | 0.2165 | 0.001197 | 1.526e-06 | 35.4893 | 4.5632 | 0.089195 | 40.1418 | 15.4062 | 2.5858 | 0.04072 | 18.0328 | 27.9291 | 3.5911 | 0.070194 | 31.5904 | 12.1242 | 2.035 | 0.032045 | 14.1913
Downstate | 2025 | 3 | 4 | 0.22401 | 4.4188e-06 | 1.3448e-06 | 0.17629 | 3.4774e-06 | 1.0584e-06 | 0.27531 | 0.0015222 | 1.9404e-06 | 0.21666 | 0.0011979 | 1.527e-06 | 35.5148 | 4.5665 | 0.089259 | 40.1705 | 15.4173 | 2.5877 | 0.040749 | 18.0457 | 27.9491 | 3.5937 | 0.070244 | 31.613 | 12.1329 | 2.0364 | 0.032068 | 14.2014
Downstate | 2025 | 3 | 5 | 0.24004 | 4.735e-06 | 1.4411e-06 | 0.18891 | 3.7263e-06 | 1.1341e-06 | 0.29501 | 0.0016311 | 2.0793e-06 | 0.23216 | 0.0012836 | 1.6363e-06 | 38.0561 | 4.8933 | 0.095646 | 43.045 | 16.5205 | 2.7729 | 0.043664 | 19.337 | 29.949 | 3.8509 | 0.075271 | 33.8751 | 13.0011 | 2.1822 | 0.034363 | 15.2176
Downstate | 2025 | 3 | 6 | 0.26158 | 5.1598e-06 | 1.5704e-06 | 0.20585 | 4.0606e-06 | 1.2358e-06 | 0.32148 | 0.0017774 | 2.2658e-06 | 0.25299 | 0.0013988 | 1.7831e-06 | 41.4706 | 5.3323 | 0.10423 | 46.9071 | 18.0027 | 3.0216 | 0.047582 | 21.072 | 32.6361 | 4.1964 | 0.082024 | 36.9145 | 14.1676 | 2.3779 | 0.037446 | 16.583
Downstate | 2025 | 3 | 7 | 0.28292 | 5.5808e-06 | 1.6985e-06 | 0.22265 | 4.3919e-06 | 1.3367e-06 | 0.34771 | 0.0019225 | 2.4507e-06 | 0.27364 | 0.0015129 | 1.9286e-06 | 44.8542 | 5.7674 | 0.11273 | 50.7343 | 19.4716 | 3.2682 | 0.051465 | 22.7912 | 35.2989 | 4.5388 | 0.088717 | 39.9264 | 15.3236 | 2.572 | 0.040501 | 17.936
Downstate | 2025 | 3 | 8 | 0.26262 | 5.1803e-06 | 1.5766e-06 | 0.20667 | 4.0768e-06 | 1.2408e-06 | 0.32276 | 0.0017845 | 2.2748e-06 | 0.254 | 0.0014044 | 1.7902e-06 | 41.6358 | 5.3535 | 0.10464 | 47.0939 | 18.0744 | 3.0337 | 0.047772 | 21.1559 | 32.7661 | 4.2131 | 0.082351 | 37.0615 | 14.224 | 2.3874 | 0.037595 | 16.649
Downstate | 2025 | 3 | 9 | 0.28722 | 5.6656e-06 | 1.7243e-06 | 0.22603 | 4.4586e-06 | 1.357e-06 | 0.35299 | 0.0019517 | 2.4879e-06 | 0.27779 | 0.0015359 | 1.9579e-06 | 45.5356 | 5.855 | 0.11444 | 51.505 | 19.7674 | 3.3178 | 0.052246 | 23.1375 | 35.8352 | 4.6077 | 0.090064 | 40.5329 | 15.5563 | 2.611 | 0.041116 | 18.2085
Downstate | 2025 | 3 | 10 | 0.25846 | 5.0982e-06 | 1.5516e-06 | 0.2034 | 4.0121e-06 | 1.2211e-06 | 0.31764 | 0.0017562 | 2.2388e-06 | 0.24997 | 0.0013821 | 1.7619e-06 | 40.9757 | 5.2687 | 0.10298 | 46.3473 | 17.7879 | 2.9856 | 0.047014 | 20.8205 | 32.2466 | 4.1463 | 0.081045 | 36.474 | 13.9985 | 2.3496 | 0.036999 | 16.3851
Downstate | 2025 | 3 | 11 | 0.25346 | 4.9996e-06 | 1.5216e-06 | 0.19946 | 3.9346e-06 | 1.1975e-06 | 0.3115 | 0.0017223 | 2.1955e-06 | 0.24514 | 0.0013554 | 1.7278e-06 | 40.1833 | 5.1668 | 0.10099 | 45.451 | 17.4439 | 2.9278 | 0.046105 | 20.4178 | 31.623 | 4.0661 | 0.079478 | 35.7686 | 13.7278 | 2.3041 | 0.036283 | 16.0682
Downstate | 2025 | 3 | 12 | 0.24755 | 4.8831e-06 | 1.4862e-06 | 0.19482 | 3.8428e-06 | 1.1696e-06 | 0.30424 | 0.0016821 | 2.1443e-06 | 0.23943 | 0.0013238 | 1.6875e-06 | 39.2466 | 5.0464 | 0.098638 | 44.3916 | 17.0373 | 2.8596 | 0.045031 | 19.9419 | 30.8859 | 3.9713 | 0.077625 | 34.9349 | 13.4079 | 2.2504 | 0.035438 | 15.6937
Downstate | 2025 | 3 | 13 | 0.26135 | 5.1553e-06 | 1.569e-06 | 0.20568 | 4.0571e-06 | 1.2348e-06 | 0.3212 | 0.0017759 | 2.2639e-06 | 0.25278 | 0.0013976 | 1.7816e-06 | 41.4349 | 5.3277 | 0.10414 | 46.8667 | 17.9872 | 3.019 | 0.047541 | 21.0538 | 32.608 | 4.1928 | 0.081954 | 36.8827 | 14.1554 | 2.3759 | 0.037414 | 16.5687
Downstate | 2025 | 3 | 14 | 0.27839 | 5.4914e-06 | 1.6713e-06 | 0.21908 | 4.3216e-06 | 1.3153e-06 | 0.34214 | 0.0018917 | 2.4114e-06 | 0.26925 | 0.0014887 | 1.8977e-06 | 44.1356 | 5.675 | 0.11093 | 49.9216 | 19.1597 | 3.2158 | 0.05064 | 22.4261 | 34.7334 | 4.466 | 0.087295 | 39.2868 | 15.0781 | 2.5308 | 0.039852 | 17.6487
Downstate | 2025 | 3 | 15 | 0.28976 | 5.7156e-06 | 1.7395e-06 | 0.22803 | 4.498e-06 | 1.369e-06 | 0.35611 | 0.0019689 | 2.5099e-06 | 0.28025 | 0.0015495 | 1.9752e-06 | 45.938 | 5.9067 | 0.11546 | 51.9602 | 19.9421 | 3.3471 | 0.052708 | 23.3419 | 36.1519 | 4.6484 | 0.09086 | 40.8911 | 15.6938 | 2.6341 | 0.04148 | 18.3694
Downstate | 2025 | 3 | 16 | 0.31073 | 6.1293e-06 | 1.8655e-06 | 0.24454 | 4.8236e-06 | 1.4681e-06 | 0.38188 | 0.0021114 | 2.6916e-06 | 0.30053 | 0.0016616 | 2.1182e-06 | 49.2631 | 6.3343 | 0.12381 | 55.7212 | 21.3855 | 3.5894 | 0.056523 | 25.0315 | 38.7686 | 4.9849 | 0.097437 | 43.8509 | 16.8298 | 2.8248 | 0.044482 | 19.699
Downstate | 2025 | 3 | 17 | 0.32751 | 6.4603e-06 | 1.9662e-06 | 0.25774 | 5.0841e-06 | 1.5473e-06 | 0.40251 | 0.0022254 | 2.8369e-06 | 0.31676 | 0.0017514 | 2.2326e-06 | 51.9235 | 6.6763 | 0.1305 | 58.7304 | 22.5404 | 3.7833 | 0.059576 | 26.3833 | 40.8622 | 5.2541 | 0.1027 | 46.219 | 17.7387 | 2.9773 | 0.046884 | 20.7629
Downstate | 2025 | 3 | 18 | 0.36392 | 7.1785e-06 | 2.1848e-06 | 0.28639 | 5.6493e-06 | 1.7193e-06 | 0.44725 | 0.0024728 | 3.1523e-06 | 0.35198 | 0.0019461 | 2.4808e-06 | 57.6957 | 7.4185 | 0.14501 | 65.2592 | 25.0462 | 4.2038 | 0.066199 | 29.3162 | 45.4048 | 5.8382 | 0.11412 | 51.3571 | 19.7106 | 3.3083 | 0.052096 | 23.071
Downstate | 2025 | 3 | 19 | 0.40493 | 7.9874e-06 | 2.4309e-06 | 0.31866 | 6.2858e-06 | 1.9131e-06 | 0.49765 | 0.0027515 | 3.5075e-06 | 0.39163 | 0.0021653 | 2.7603e-06 | 64.1967 | 8.2544 | 0.16135 | 72.6124 | 27.8683 | 4.6775 | 0.073658 | 32.6195 | 50.5209 | 6.496 | 0.12697 | 57.1438 | 21.9315 | 3.6811 | 0.057966 | 25.6706
Downstate | 2025 | 3 | 20 | 0.37518 | 7.4006e-06 | 2.2523e-06 | 0.29525 | 5.824e-06 | 1.7725e-06 | 0.46109 | 0.0025493 | 3.2498e-06 | 0.36286 | 0.0020062 | 2.5575e-06 | 59.4802 | 7.648 | 0.14949 | 67.2777 | 25.8209 | 4.3339 | 0.068246 | 30.223 | 46.8091 | 6.0187 | 0.11765 | 52.9455 | 20.3202 | 3.4106 | 0.053708 | 23.7846
Downstate | 2025 | 3 | 21 | 0.32893 | 6.4883e-06 | 1.9747e-06 | 0.25886 | 5.1061e-06 | 1.554e-06 | 0.40425 | 0.0022351 | 2.8492e-06 | 0.31813 | 0.0017589 | 2.2422e-06 | 52.1483 | 6.7053 | 0.13106 | 58.9846 | 22.638 | 3.7996 | 0.059834 | 26.4975 | 41.0392 | 5.2768 | 0.10314 | 46.4191 | 17.8154 | 2.9902 | 0.047087 | 20.8527
Downstate | 2025 | 3 | 22 | 0.29727 | 5.8638e-06 | 1.7846e-06 | 0.23394 | 4.6146e-06 | 1.4045e-06 | 0.36534 | 0.00202 | 2.575e-06 | 0.28751 | 0.0015896 | 2.0264e-06 | 47.129 | 6.0599 | 0.11845 | 53.3073 | 20.4591 | 3.4339 | 0.054075 | 23.9471 | 37.0891 | 4.7689 | 0.093216 | 41.9512 | 16.1007 | 2.7024 | 0.042555 | 18.8456
Downstate | 2025 | 3 | 23 | 0.26019 | 5.1325e-06 | 1.5621e-06 | 0.20477 | 4.0391e-06 | 1.2293e-06 | 0.31978 | 0.001768 | 2.2538e-06 | 0.25165 | 0.0013914 | 1.7737e-06 | 41.2512 | 5.3041 | 0.10368 | 46.6589 | 17.9075 | 3.0057 | 0.04733 | 20.9605 | 32.4634 | 4.1742 | 0.08159 | 36.7192 | 14.0927 | 2.3654 | 0.037248 | 16.4953
Downstate | 2025 | 3 | 24 | 0.23158 | 4.568e-06 | 1.3903e-06 | 0.18225 | 3.5949e-06 | 1.0941e-06 | 0.28461 | 0.0015736 | 2.006e-06 | 0.22398 | 0.0012384 | 1.5786e-06 | 36.7143 | 4.7207 | 0.092274 | 41.5274 | 15.938 | 2.6751 | 0.042125 | 18.6552 | 28.8931 | 3.7151 | 0.072617 | 32.6808 | 12.5427 | 2.1052 | 0.033151 | 14.6811
Downstate | 2025 | 4 | 1 | 0.13203 | 2.6044e-06 | 7.9263e-07 | 0.1039 | 2.0496e-06 | 6.2378e-07 | 0.16226 | 0.00089715 | 1.1437e-06 | 0.1277 | 0.00070603 | 9.0002e-07 | 20.932 | 2.6914 | 0.052608 | 23.6761 | 9.0868 | 1.5252 | 0.024017 | 10.6359 | 16.4729 | 2.1181 | 0.041401 | 18.6323 | 7.151 | 1.2002 | 0.018901 | 8.3702
Downstate | 2025 | 4 | 2 | 0.11814 | 2.3303e-06 | 7.0922e-07 | 0.092969 | 1.8339e-06 | 5.5814e-07 | 0.14519 | 0.00080274 | 1.0233e-06 | 0.11426 | 0.00063173 | 8.0531e-07 | 18.7292 | 2.4082 | 0.047072 | 21.1845 | 8.1305 | 1.3647 | 0.021489 | 9.5166 | 14.7393 | 1.8952 | 0.037044 | 16.6715 | 6.3985 | 1.0739 | 0.016911 | 7.4893
Downstate | 2025 | 4 | 3 | 0.13571 | 2.677e-06 | 8.1474e-07 | 0.1068 | 2.1067e-06 | 6.4118e-07 | 0.16679 | 0.00092217 | 1.1756e-06 | 0.13126 | 0.00072572 | 9.2513e-07 | 21.5158 | 2.7665 | 0.054076 | 24.3364 | 9.3402 | 1.5677 | 0.024687 | 10.9326 | 16.9323 | 2.1772 | 0.042556 | 19.152 | 7.3505 | 1.2337 | 0.019428 | 8.6036
Downstate | 2025 | 4 | 4 | 0.15492 | 3.0558e-06 | 9.3003e-07 | 0.12191 | 2.4048e-06 | 7.3191e-07 | 0.19039 | 0.0010527 | 1.3419e-06 | 0.14983 | 0.00082841 | 1.056e-06 | 24.5603 | 3.158 | 0.061727 | 27.7801 | 10.6619 | 1.7895 | 0.02818 | 12.4796 | 19.3283 | 2.4852 | 0.048578 | 21.8621 | 8.3906 | 1.4083 | 0.022177 | 9.821
Downstate | 2025 | 4 | 5 | 0.17794 | 3.51e-06 | 1.0683e-06 | 0.14004 | 2.7623e-06 | 8.407e-07 | 0.21869 | 0.0012091 | 1.5414e-06 | 0.1721 | 0.00095155 | 1.213e-06 | 28.211 | 3.6274 | 0.070903 | 31.9093 | 12.2466 | 2.0555 | 0.032369 | 14.3345 | 22.2012 | 2.8546 | 0.055798 | 25.1117 | 9.6377 | 1.6176 | 0.025473 | 11.2808
Downstate | 2025 | 4 | 6 | 0.22317 | 4.4022e-06 | 1.3398e-06 | 0.17563 | 3.4644e-06 | 1.0544e-06 | 0.27427 | 0.0015164 | 1.9331e-06 | 0.21585 | 0.0011934 | 1.5213e-06 | 35.3813 | 4.5493 | 0.088924 | 40.0195 | 15.3593 | 2.578 | 0.040596 | 17.9779 | 27.844 | 3.5802 | 0.06998 | 31.4942 | 12.0873 | 2.0288 | 0.031947 | 14.148
Downstate | 2025 | 4 | 7 | 0.24345 | 4.8022e-06 | 1.4615e-06 | 0.19159 | 3.7792e-06 | 1.1502e-06 | 0.2992 | 0.0016543 | 2.1088e-06 | 0.23546 | 0.0013019 | 1.6596e-06 | 38.5968 | 4.9628 | 0.097005 | 43.6566 | 16.7552 | 2.8122 | 0.044285 | 19.6117 | 30.3745 | 3.9056 | 0.07634 | 34.3564 | 13.1858 | 2.2132 | 0.034851 | 15.4338
Downstate | 2025 | 4 | 8 | 0.24836 | 4.8991e-06 | 1.491e-06 | 0.19546 | 3.8555e-06 | 1.1734e-06 | 0.30524 | 0.0016876 | 2.1514e-06 | 0.24021 | 0.0013281 | 1.6931e-06 | 39.3755 | 5.0629 | 0.098962 | 44.5374 | 17.0933 | 2.869 | 0.045178 | 20.0074 | 30.9874 | 3.9844 | 0.07788 | 35.0496 | 13.4519 | 2.2578 | 0.035554 | 15.7452
Downstate | 2025 | 4 | 9 | 0.25561 | 5.0421e-06 | 1.5345e-06 | 0.20116 | 3.968e-06 | 1.2076e-06 | 0.31414 | 0.0017369 | 2.2141e-06 | 0.24722 | 0.0013669 | 1.7425e-06 | 40.5244 | 5.2106 | 0.10185 | 45.8369 | 17.592 | 2.9527 | 0.046497 | 20.5912 | 31.8915 | 4.1006 | 0.080153 | 36.0723 | 13.8444 | 2.3237 | 0.036591 | 16.2047
Downstate | 2025 | 4 | 10 | 0.25267 | 4.984e-06 | 1.5169e-06 | 0.19884 | 3.9223e-06 | 1.1937e-06 | 0.31053 | 0.0017169 | 2.1886e-06 | 0.24437 | 0.0013511 | 1.7224e-06 | 40.0578 | 5.1507 | 0.10068 | 45.3092 | 17.3894 | 2.9187 | 0.045961 | 20.3541 | 31.5243 | 4.0534 | 0.07923 | 35.657 | 13.685 | 2.2969 | 0.03617 | 16.0181
Downstate | 2025 | 4 | 11 | 0.24823 | 4.8964e-06 | 1.4902e-06 | 0.19535 | 3.8533e-06 | 1.1728e-06 | 0.30507 | 0.0016867 | 2.1502e-06 | 0.24008 | 0.0013274 | 1.6921e-06 | 39.3538 | 5.0601 | 0.098908 | 44.5129 | 17.0838 | 2.8674 | 0.045154 | 19.9964 | 30.9703 | 3.9822 | 0.077837 | 35.0303 | 13.4445 | 2.2566 | 0.035534 | 15.7366
Downstate | 2025 | 4 | 12 | 0.24337 | 4.8005e-06 | 1.461e-06 | 0.19152 | 3.7779e-06 | 1.1498e-06 | 0.29909 | 0.0016537 | 2.1081e-06 | 0.23538 | 0.0013014 | 1.659e-06 | 38.5831 | 4.961 | 0.096971 | 43.6412 | 16.7493 | 2.8113 | 0.044269 | 19.6048 | 30.3638 | 3.9042 | 0.076313 | 34.3443 | 13.1812 | 2.2124 | 0.034839 | 15.4284
Downstate | 2025 | 4 | 13 | 0.24806 | 4.8932e-06 | 1.4892e-06 | 0.19522 | 3.8508e-06 | 1.172e-06 | 0.30487 | 0.0016856 | 2.1487e-06 | 0.23992 | 0.0013265 | 1.691e-06 | 39.3276 | 5.0568 | 0.098842 | 44.4832 | 17.0725 | 2.8655 | 0.045123 | 19.9831 | 30.9497 | 3.9795 | 0.077786 | 35.007 | 13.4355 | 2.2551 | 0.035511 | 15.7261
Downstate | 2025 | 4 | 14 | 0.2526 | 4.9827e-06 | 1.5165e-06 | 0.19879 | 3.9212e-06 | 1.1934e-06 | 0.31044 | 0.0017164 | 2.1881e-06 | 0.24431 | 0.0013508 | 1.7219e-06 | 40.0472 | 5.1493 | 0.10065 | 45.2972 | 17.3848 | 2.9179 | 0.045949 | 20.3487 | 31.516 | 4.0523 | 0.079209 | 35.6475 | 13.6814 | 2.2963 | 0.036161 | 16.0138
Downstate | 2025 | 4 | 15 | 0.2696 | 5.3181e-06 | 1.6185e-06 | 0.21217 | 4.1852e-06 | 1.2737e-06 | 0.33134 | 0.001832 | 2.3353e-06 | 0.26075 | 0.0014417 | 1.8378e-06 | 42.7427 | 5.4959 | 0.10742 | 48.346 | 18.555 | 3.1143 | 0.049042 | 21.7183 | 33.6372 | 4.3251 | 0.08454 | 38.0468 | 14.6022 | 2.4509 | 0.038594 | 17.0917
Downstate | 2025 | 4 | 16 | 0.29862 | 5.8904e-06 | 1.7927e-06 | 0.235 | 4.6355e-06 | 1.4108e-06 | 0.367 | 0.0020291 | 2.5866e-06 | 0.28881 | 0.0015968 | 2.0356e-06 | 47.3424 | 6.0873 | 0.11899 | 53.5487 | 20.5518 | 3.4495 | 0.054319 | 24.0556 | 37.2571 | 4.7905 | 0.093638 | 42.1413 | 16.1736 | 2.7146 | 0.042748 | 18.931
Downstate | 2025 | 4 | 17 | 0.31019 | 6.1186e-06 | 1.8622e-06 | 0.24411 | 4.8151e-06 | 1.4655e-06 | 0.38121 | 0.0021077 | 2.6869e-06 | 0.3 | 0.0016587 | 2.1145e-06 | 49.1766 | 6.3232 | 0.1236 | 55.6234 | 21.348 | 3.5831 | 0.056424 | 24.9875 | 38.7005 | 4.9761 | 0.097266 | 43.7739 | 16.8002 | 2.8198 | 0.044404 | 19.6645
Downstate | 2025 | 4 | 18 | 0.32685 | 6.4474e-06 | 1.9622e-06 | 0.25722 | 5.0739e-06 | 1.5442e-06 | 0.4017 | 0.002221 | 2.8312e-06 | 0.31612 | 0.0017478 | 2.2281e-06 | 51.8191 | 6.6629 | 0.13024 | 58.6122 | 22.4951 | 3.7757 | 0.059456 | 26.3302 | 40.78 | 5.2435 | 0.10249 | 46.1261 | 17.703 | 2.9713 | 0.04679 | 20.7211
Downstate | 2025 | 4 | 19 | 0.36394 | 7.1789e-06 | 2.1849e-06 | 0.28641 | 5.6496e-06 | 1.7194e-06 | 0.44728 | 0.002473 | 3.1525e-06 | 0.352 | 0.0019462 | 2.4809e-06 | 57.699 | 7.419 | 0.14501 | 65.263 | 25.0476 | 4.2041 | 0.066202 | 29.3179 | 45.4074 | 5.8385 | 0.11412 | 51.36 | 19.7117 | 3.3085 | 0.052099 | 23.0723
Downstate | 2025 | 4 | 20 | 0.33072 | 6.5236e-06 | 1.9855e-06 | 0.26027 | 5.1339e-06 | 1.5625e-06 | 0.40645 | 0.0022472 | 2.8647e-06 | 0.31986 | 0.0017685 | 2.2545e-06 | 52.4321 | 6.7417 | 0.13178 | 59.3056 | 22.7612 | 3.8203 | 0.060159 | 26.6417 | 41.2625 | 5.3055 | 0.1037 | 46.6717 | 17.9124 | 3.0065 | 0.047343 | 20.9662
Downstate | 2025 | 4 | 21 | 0.29631 | 5.8448e-06 | 1.7788e-06 | 0.23318 | 4.5997e-06 | 1.3999e-06 | 0.36416 | 0.0020134 | 2.5666e-06 | 0.28658 | 0.0015845 | 2.0199e-06 | 46.9761 | 6.0402 | 0.11806 | 53.1344 | 20.3927 | 3.4228 | 0.053899 | 23.8694 | 36.9688 | 4.7535 | 0.092913 | 41.8152 | 16.0485 | 2.6936 | 0.042417 | 18.7845
Downstate | 2025 | 4 | 22 | 0.25906 | 5.1101e-06 | 1.5553e-06 | 0.20387 | 4.0215e-06 | 1.2239e-06 | 0.31838 | 0.0017603 | 2.244e-06 | 0.25056 | 0.0013853 | 1.766e-06 | 41.0714 | 5.281 | 0.10322 | 46.4556 | 17.8295 | 2.9926 | 0.047124 | 20.8691 | 32.322 | 4.156 | 0.081235 | 36.5592 | 14.0312 | 2.3551 | 0.037085 | 16.4234
Downstate | 2025 | 4 | 23 | 0.21628 | 4.2663e-06 | 1.2985e-06 | 0.17021 | 3.3575e-06 | 1.0218e-06 | 0.26581 | 0.0014697 | 1.8735e-06 | 0.20919 | 0.0011566 | 1.4744e-06 | 34.2897 | 4.409 | 0.08618 | 38.7849 | 14.8854 | 2.4984 | 0.039343 | 17.4232 | 26.985 | 3.4697 | 0.067821 | 30.5225 | 11.7144 | 1.9662 | 0.030962 | 13.7116
Downstate | 2025 | 4 | 24 | 0.1783 | 3.5171e-06 | 1.0704e-06 | 0.14032 | 2.7679e-06 | 8.4239e-07 | 0.21913 | 0.0012116 | 1.5445e-06 | 0.17245 | 0.00095347 | 1.2155e-06 | 28.268 | 3.6347 | 0.071046 | 31.9738 | 12.2714 | 2.0597 | 0.032434 | 14.3635 | 22.2461 | 2.8604 | 0.055911 | 25.1624 | 9.6572 | 1.6209 | 0.025525 | 11.3036
Downstate | 2025 | 5 | 1 | 0.16589 | 3.2722e-06 | 9.959e-07 | 0.13055 | 2.5752e-06 | 7.8374e-07 | 0.20387 | 0.0011272 | 1.4369e-06 | 0.16044 | 0.00088708 | 1.1308e-06 | 26.2998 | 3.3816 | 0.066099 | 29.7476 | 11.417 | 1.9163 | 0.030176 | 13.3634 | 20.6972 | 2.6613 | 0.052018 | 23.4105 | 8.9848 | 1.508 | 0.023747 | 10.5166
Downstate | 2025 | 5 | 2 | 0.16655 | 3.2853e-06 | 9.9986e-07 | 0.13107 | 2.5854e-06 | 7.8686e-07 | 0.20469 | 0.0011317 | 1.4427e-06 | 0.16108 | 0.00089062 | 1.1353e-06 | 26.4045 | 3.3951 | 0.066362 | 29.866 | 11.4624 | 1.9239 | 0.030296 | 13.4166 | 20.7796 | 2.6718 | 0.052225 | 23.5037 | 9.0206 | 1.514 | 0.023842 | 10.5585
Downstate | 2025 | 5 | 3 | 0.1719 | 3.3908e-06 | 1.032e-06 | 0.13528 | 2.6685e-06 | 8.1215e-07 | 0.21126 | 0.0011681 | 1.489e-06 | 0.16626 | 0.00091924 | 1.1718e-06 | 27.2531 | 3.5042 | 0.068495 | 30.8258 | 11.8308 | 1.9857 | 0.031269 | 13.8478 | 21.4474 | 2.7577 | 0.053904 | 24.259 | 9.3105 | 1.5627 | 0.024608 | 10.8978
Downstate | 2025 | 5 | 4 | 0.18457 | 3.6408e-06 | 1.1081e-06 | 0.14525 | 2.8652e-06 | 8.7203e-07 | 0.22684 | 0.0012542 | 1.5988e-06 | 0.17852 | 0.00098701 | 1.2582e-06 | 29.2623 | 3.7626 | 0.073545 | 33.0984 | 12.703 | 2.1321 | 0.033575 | 14.8687 | 23.0286 | 2.961 | 0.057878 | 26.0475 | 9.9969 | 1.6779 | 0.026422 | 11.7012
Downstate | 2025 | 5 | 5 | 0.21878 | 4.3156e-06 | 1.3135e-06 | 0.17218 | 3.3963e-06 | 1.0336e-06 | 0.26888 | 0.0014866 | 1.8951e-06 | 0.2116 | 0.0011699 | 1.4914e-06 | 34.6859 | 4.4599 | 0.087176 | 39.233 | 15.0574 | 2.5273 | 0.039798 | 17.6245 | 27.2967 | 3.5098 | 0.068605 | 30.8752 | 11.8497 | 1.9889 | 0.03132 | 13.87
Downstate | 2025 | 5 | 6 | 0.24435 | 4.8199e-06 | 1.4669e-06 | 0.19229 | 3.7931e-06 | 1.1544e-06 | 0.3003 | 0.0016603 | 2.1166e-06 | 0.23633 | 0.0013066 | 1.6657e-06 | 38.7386 | 4.981 | 0.097362 | 43.817 | 16.8168 | 2.8226 | 0.044448 | 19.6838 | 30.4862 | 3.9199 | 0.076621 | 34.4827 | 13.2343 | 2.2213 | 0.034979 | 15.4906
Downstate | 2025 | 5 | 7 | 0.25283 | 4.9872e-06 | 1.5178e-06 | 0.19897 | 3.9247e-06 | 1.1945e-06 | 0.31072 | 0.001718 | 2.19e-06 | 0.24453 | 0.001352 | 1.7235e-06 | 40.0831 | 5.1539 | 0.10074 | 45.3377 | 17.4004 | 2.9205 | 0.04599 | 20.3669 | 31.5442 | 4.056 | 0.07928 | 35.6794 | 13.6936 | 2.2984 | 0.036193 | 16.0282
Downstate | 2025 | 5 | 8 | 0.25755 | 5.0803e-06 | 1.5462e-06 | 0.20268 | 3.998e-06 | 1.2168e-06 | 0.31652 | 0.00175 | 2.2309e-06 | 0.24909 | 0.0013772 | 1.7557e-06 | 40.8316 | 5.2501 | 0.10262 | 46.1843 | 17.7253 | 2.9751 | 0.046849 | 20.7473 | 32.1332 | 4.1317 | 0.08076 | 36.3457 | 13.9493 | 2.3413 | 0.036869 | 16.3275
Downstate | 2025 | 5 | 9 | 0.26536 | 5.2343e-06 | 1.5931e-06 | 0.20883 | 4.1193e-06 | 1.2537e-06 | 0.32612 | 0.0018031 | 2.2986e-06 | 0.25665 | 0.001419 | 1.8089e-06 | 42.0697 | 5.4093 | 0.10573 | 47.5848 | 18.2628 | 3.0653 | 0.04827 | 21.3764 | 33.1076 | 4.257 | 0.083209 | 37.4478 | 14.3723 | 2.4123 | 0.037987 | 16.8226
Downstate | 2025 | 5 | 10 | 0.2517 | 4.9648e-06 | 1.511e-06 | 0.19808 | 3.9072e-06 | 1.1891e-06 | 0.30933 | 0.0017103 | 2.1802e-06 | 0.24343 | 0.0013459 | 1.7158e-06 | 39.9038 | 5.1308 | 0.10029 | 45.1349 | 17.3226 | 2.9075 | 0.045785 | 20.2758 | 31.4031 | 4.0378 | 0.078925 | 35.5198 | 13.6323 | 2.2881 | 0.036031 | 15.9565
Downstate | 2025 | 5 | 11 | 0.24399 | 4.8129e-06 | 1.4648e-06 | 0.19202 | 3.7876e-06 | 1.1528e-06 | 0.29987 | 0.0016579 | 2.1135e-06 | 0.23599 | 0.0013048 | 1.6633e-06 | 38.6827 | 4.9738 | 0.097221 | 43.7538 | 16.7925 | 2.8185 | 0.044384 | 19.6554 | 30.4421 | 3.9143 | 0.07651 | 34.4329 | 13.2152 | 2.2181 | 0.034929 | 15.4682
Downstate | 2025 | 5 | 12 | 0.23193 | 4.5749e-06 | 1.3924e-06 | 0.18252 | 3.6003e-06 | 1.0957e-06 | 0.28504 | 0.001576 | 2.009e-06 | 0.22431 | 0.0012402 | 1.581e-06 | 36.7697 | 4.7279 | 0.092413 | 41.5899 | 15.962 | 2.6791 | 0.042189 | 18.6833 | 28.9366 | 3.7207 | 0.072726 | 32.73 | 12.5616 | 2.1084 | 0.033201 | 14.7032
Downstate | 2025 | 5 | 13 | 0.22805 | 4.4984e-06 | 1.3691e-06 | 0.17947 | 3.5401e-06 | 1.0774e-06 | 0.28027 | 0.0015496 | 1.9754e-06 | 0.22056 | 0.0012195 | 1.5546e-06 | 36.1545 | 4.6488 | 0.090867 | 40.8942 | 15.695 | 2.6343 | 0.041483 | 18.3708 | 28.4525 | 3.6584 | 0.07151 | 32.1825 | 12.3515 | 2.0731 | 0.032646 | 14.4573
Downstate | 2025 | 5 | 14 | 0.23222 | 4.5807e-06 | 1.3941e-06 | 0.18275 | 3.6049e-06 | 1.0971e-06 | 0.2854 | 0.001578 | 2.0115e-06 | 0.2246 | 0.0012418 | 1.583e-06 | 36.8164 | 4.7339 | 0.09253 | 41.6428 | 15.9823 | 2.6825 | 0.042242 | 18.7071 | 28.9734 | 3.7254 | 0.072819 | 32.7716 | 12.5776 | 2.1111 | 0.033243 | 14.7219
Downstate | 2025 | 5 | 15 | 0.24062 | 4.7463e-06 | 1.4445e-06 | 0.18936 | 3.7352e-06 | 1.1368e-06 | 0.29572 | 0.001635 | 2.0842e-06 | 0.23272 | 0.0012867 | 1.6402e-06 | 38.1473 | 4.905 | 0.095875 | 43.1482 | 16.5601 | 2.7795 | 0.043769 | 19.3833 | 30.0208 | 3.8601 | 0.075451 | 33.9563 | 13.0323 | 2.1874 | 0.034445 | 15.2541
Downstate | 2025 | 5 | 16 | 0.26342 | 5.1961e-06 | 1.5814e-06 | 0.2073 | 4.0891e-06 | 1.2445e-06 | 0.32374 | 0.0017899 | 2.2817e-06 | 0.25477 | 0.0014086 | 1.7957e-06 | 41.762 | 5.3698 | 0.10496 | 47.2368 | 18.1293 | 3.0429 | 0.047917 | 21.2201 | 32.8655 | 4.2259 | 0.082601 | 37.1739 | 14.2672 | 2.3947 | 0.037709 | 16.6995
Downstate | 2025 | 5 | 17 | 0.28281 | 5.5786e-06 | 1.6978e-06 | 0.22256 | 4.3902e-06 | 1.3361e-06 | 0.34757 | 0.0019217 | 2.4497e-06 | 0.27353 | 0.0015123 | 1.9279e-06 | 44.8364 | 5.7651 | 0.11269 | 50.7141 | 19.4638 | 3.2669 | 0.051444 | 22.7822 | 35.2849 | 4.5369 | 0.088681 | 39.9105 | 15.3175 | 2.5709 | 0.040485 | 17.9289
Downstate | 2025 | 5 | 18 | 0.29364 | 5.7922e-06 | 1.7628e-06 | 0.23109 | 4.5583e-06 | 1.3873e-06 | 0.36088 | 0.0019953 | 2.5435e-06 | 0.284 | 0.0015702 | 2.0017e-06 | 46.5534 | 5.9859 | 0.117 | 52.6563 | 20.2092 | 3.392 | 0.053414 | 23.6546 | 36.6361 | 4.7107 | 0.092077 | 41.4389 | 15.9041 | 2.6694 | 0.042035 | 18.6155
Downstate | 2025 | 5 | 19 | 0.3365 | 6.6377e-06 | 2.0202e-06 | 0.26482 | 5.2237e-06 | 1.5898e-06 | 0.41356 | 0.0022865 | 2.9148e-06 | 0.32546 | 0.0017994 | 2.2939e-06 | 53.3488 | 6.8596 | 0.13408 | 60.3425 | 23.1592 | 3.8871 | 0.061211 | 27.1075 | 41.9839 | 5.3983 | 0.10552 | 47.4877 | 18.2256 | 3.059 | 0.048171 | 21.3328
Downstate | 2025 | 5 | 20 | 0.33792 | 6.6657e-06 | 2.0287e-06 | 0.26594 | 5.2457e-06 | 1.5965e-06 | 0.4153 | 0.0022962 | 2.9271e-06 | 0.32683 | 0.001807 | 2.3036e-06 | 53.5742 | 6.8886 | 0.13465 | 60.5974 | 23.257 | 3.9035 | 0.06147 | 27.222 | 42.1613 | 5.4211 | 0.10596 | 47.6883 | 18.3026 | 3.072 | 0.048375 | 21.4229
Downstate | 2025 | 5 | 21 | 0.2978 | 5.8743e-06 | 1.7878e-06 | 0.23436 | 4.6229e-06 | 1.407e-06 | 0.36599 | 0.0020236 | 2.5796e-06 | 0.28803 | 0.0015925 | 2.0301e-06 | 47.2132 | 6.0707 | 0.11866 | 53.4026 | 20.4957 | 3.4401 | 0.054171 | 23.9899 | 37.1554 | 4.7775 | 0.093382 | 42.0262 | 16.1295 | 2.7072 | 0.042631 | 18.8793
Downstate | 2025 | 5 | 22 | 0.27115 | 5.3485e-06 | 1.6278e-06 | 0.21338 | 4.2091e-06 | 1.281e-06 | 0.33324 | 0.0018424 | 2.3487e-06 | 0.26225 | 0.0014499 | 1.8484e-06 | 42.9873 | 5.5273 | 0.10804 | 48.6227 | 18.6612 | 3.1322 | 0.049323 | 21.8426 | 33.8297 | 4.3498 | 0.085024 | 38.2646 | 14.6858 | 2.4649 | 0.038815 | 17.1895
Downstate | 2025 | 5 | 23 | 0.24003 | 4.7347e-06 | 1.441e-06 | 0.1889 | 3.7261e-06 | 1.134e-06 | 0.295 | 0.001631 | 2.0792e-06 | 0.23215 | 0.0012836 | 1.6362e-06 | 38.0544 | 4.8931 | 0.095642 | 43.0431 | 16.5197 | 2.7727 | 0.043663 | 19.3361 | 29.9477 | 3.8507 | 0.075267 | 33.8736 | 13.0005 | 2.1821 | 0.034361 | 15.217
Downstate | 2025 | 5 | 24 | 0.20541 | 4.0519e-06 | 1.2332e-06 | 0.16165 | 3.1887e-06 | 9.7047e-07 | 0.25245 | 0.0013958 | 1.7793e-06 | 0.19867 | 0.0010984 | 1.4003e-06 | 32.5659 | 4.1873 | 0.081848 | 36.8351 | 14.1371 | 2.3728 | 0.037365 | 16.5473 | 25.6284 | 3.2953 | 0.064412 | 28.9881 | 11.1255 | 1.8673 | 0.029405 | 13.0223
Downstate | 2025 | 6 | 1 | 0.23794 | 4.6936e-06 | 1.4285e-06 | 0.18725 | 3.6937e-06 | 1.1242e-06 | 0.29243 | 0.0016168 | 2.0611e-06 | 0.23013 | 0.0012724 | 1.622e-06 | 37.7233 | 4.8505 | 0.09481 | 42.6686 | 16.376 | 2.7486 | 0.043283 | 19.1679 | 29.6871 | 3.8172 | 0.074612 | 33.5789 | 12.8874 | 2.1631 | 0.034062 | 15.0846
Downstate | 2025 | 6 | 2 | 0.22673 | 4.4724e-06 | 1.3612e-06 | 0.17843 | 3.5196e-06 | 1.0712e-06 | 0.27865 | 0.0015406 | 1.964e-06 | 0.21929 | 0.0012124 | 1.5456e-06 | 35.9456 | 4.6219 | 0.090342 | 40.6578 | 15.6043 | 2.6191 | 0.041243 | 18.2646 | 28.2881 | 3.6373 | 0.071096 | 31.9965 | 12.2801 | 2.0611 | 0.032457 | 14.3737
Downstate | 2025 | 6 | 3 | 0.22091 | 4.3576e-06 | 1.3262e-06 | 0.17385 | 3.4293e-06 | 1.0437e-06 | 0.27149 | 0.0015011 | 1.9135e-06 | 0.21366 | 0.0011813 | 1.5059e-06 | 35.0228 | 4.5033 | 0.088023 | 39.6141 | 15.2037 | 2.5518 | 0.040184 | 17.7957 | 27.5619 | 3.5439 | 0.069271 | 31.1751 | 11.9649 | 2.0082 | 0.031624 | 14.0047
Downstate | 2025 | 6 | 4 | 0.22283 | 4.3955e-06 | 1.3378e-06 | 0.17536 | 3.4591e-06 | 1.0528e-06 | 0.27386 | 0.0015141 | 1.9302e-06 | 0.21552 | 0.0011916 | 1.519e-06 | 35.3277 | 4.5424 | 0.088789 | 39.9589 | 15.336 | 2.5741 | 0.040534 | 17.9506 | 27.8018 | 3.5748 | 0.069874 | 31.4465 | 12.069 | 2.0257 | 0.031899 | 14.1266
Downstate | 2025 | 6 | 5 | 0.22747 | 4.4869e-06 | 1.3656e-06 | 0.17901 | 3.5311e-06 | 1.0747e-06 | 0.27955 | 0.0015456 | 1.9703e-06 | 0.22 | 0.0012164 | 1.5506e-06 | 36.0624 | 4.6369 | 0.090635 | 40.7899 | 15.655 | 2.6276 | 0.041377 | 18.3239 | 28.38 | 3.6491 | 0.071327 | 32.1004 | 12.32 | 2.0678 | 0.032562 | 14.4204
Downstate | 2025 | 6 | 6 | 0.25211 | 4.973e-06 | 1.5135e-06 | 0.1984 | 3.9136e-06 | 1.1911e-06 | 0.30984 | 0.0017131 | 2.1838e-06 | 0.24383 | 0.0013481 | 1.7186e-06 | 39.969 | 5.1392 | 0.10045 | 45.2087 | 17.3509 | 2.9122 | 0.045859 | 20.309 | 31.4544 | 4.0444 | 0.079054 | 35.5779 | 13.6546 | 2.2918 | 0.03609 | 15.9826
Downstate | 2025 | 6 | 7 | 0.26152 | 5.1585e-06 | 1.57e-06 | 0.20581 | 4.0596e-06 | 1.2355e-06 | 0.3214 | 0.001777 | 2.2653e-06 | 0.25293 | 0.0013985 | 1.7827e-06 | 41.4606 | 5.331 | 0.1042 | 46.8958 | 17.9984 | 3.0209 | 0.047571 | 21.0669 | 32.6282 | 4.1954 | 0.082004 | 36.9056 | 14.1642 | 2.3774 | 0.037437 | 16.579
Downstate | 2025 | 6 | 8 | 0.2597 | 5.1228e-06 | 1.5591e-06 | 0.20438 | 4.0315e-06 | 1.227e-06 | 0.31917 | 0.0017647 | 2.2496e-06 | 0.25118 | 0.0013888 | 1.7703e-06 | 41.173 | 5.294 | 0.10348 | 46.5705 | 17.8736 | 3 | 0.047241 | 20.9208 | 32.4019 | 4.1663 | 0.081436 | 36.6496 | 14.066 | 2.3609 | 0.037177 | 16.464
Downstate | 2025 | 6 | 9 | 0.27661 | 5.4563e-06 | 1.6606e-06 | 0.21768 | 4.2939e-06 | 1.3068e-06 | 0.33995 | 0.0018796 | 2.396e-06 | 0.26753 | 0.0014792 | 1.8856e-06 | 43.8535 | 5.6387 | 0.11022 | 49.6024 | 19.0372 | 3.1953 | 0.050316 | 22.2827 | 34.5114 | 4.4375 | 0.086737 | 39.0356 | 14.9817 | 2.5146 | 0.039597 | 17.5359
Downstate | 2025 | 6 | 10 | 0.27212 | 5.3677e-06 | 1.6336e-06 | 0.21415 | 4.2242e-06 | 1.2856e-06 | 0.33443 | 0.0018491 | 2.3571e-06 | 0.26319 | 0.0014551 | 1.855e-06 | 43.1415 | 5.5472 | 0.10843 | 48.7971 | 18.7281 | 3.1434 | 0.049499 | 21.921 | 33.9511 | 4.3654 | 0.085329 | 38.4018 | 14.7384 | 2.4738 | 0.038955 | 17.2511
Downstate | 2025 | 6 | 11 | 0.27828 | 5.4893e-06 | 1.6707e-06 | 0.219 | 4.3199e-06 | 1.3148e-06 | 0.34201 | 0.001891 | 2.4105e-06 | 0.26915 | 0.0014881 | 1.897e-06 | 44.1191 | 5.6729 | 0.11088 | 49.9029 | 19.1525 | 3.2146 | 0.050621 | 22.4177 | 34.7204 | 4.4644 | 0.087263 | 39.2721 | 15.0724 | 2.5298 | 0.039837 | 17.6421
Downstate | 2025 | 6 | 12 | 0.2886 | 5.6928e-06 | 1.7326e-06 | 0.22712 | 4.4801e-06 | 1.3635e-06 | 0.35469 | 0.0019611 | 2.4999e-06 | 0.27913 | 0.0015433 | 1.9673e-06 | 45.7549 | 5.8832 | 0.115 | 51.753 | 19.8626 | 3.3338 | 0.052498 | 23.2489 | 36.0077 | 4.6299 | 0.090498 | 40.7281 | 15.6313 | 2.6236 | 0.041314 | 18.2962
Downstate | 2025 | 6 | 13 | 0.29416 | 5.8025e-06 | 1.766e-06 | 0.2315 | 4.5664e-06 | 1.3898e-06 | 0.36152 | 0.0019989 | 2.5481e-06 | 0.28451 | 0.001573 | 2.0053e-06 | 46.6366 | 5.9966 | 0.11721 | 52.7503 | 20.2453 | 3.398 | 0.05351 | 23.6969 | 36.7016 | 4.7191 | 0.092242 | 41.5129 | 15.9325 | 2.6742 | 0.04211 | 18.6487
Downstate | 2025 | 6 | 14 | 0.32109 | 6.3338e-06 | 1.9277e-06 | 0.25269 | 4.9845e-06 | 1.517e-06 | 0.39462 | 0.0021818 | 2.7813e-06 | 0.31055 | 0.001717 | 2.1888e-06 | 50.906 | 6.5455 | 0.12794 | 57.5795 | 22.0987 | 3.7091 | 0.058408 | 25.8663 | 40.0615 | 5.1511 | 0.10069 | 45.3133 | 17.391 | 2.919 | 0.045966 | 20.356
Downstate | 2025 | 6 | 15 | 0.35789 | 7.0596e-06 | 2.1486e-06 | 0.28165 | 5.5557e-06 | 1.6909e-06 | 0.43985 | 0.0024319 | 3.1001e-06 | 0.34614 | 0.0019138 | 2.4397e-06 | 56.74 | 7.2957 | 0.1426 | 64.1783 | 24.6313 | 4.1342 | 0.065102 | 28.8306 | 44.6527 | 5.7415 | 0.11223 | 50.5064 | 19.3841 | 3.2535 | 0.051233 | 22.6888
Downstate | 2025 | 6 | 16 | 0.41126 | 8.1124e-06 | 2.469e-06 | 0.32365 | 6.3842e-06 | 1.943e-06 | 0.50544 | 0.0027945 | 3.5624e-06 | 0.39776 | 0.0021992 | 2.8035e-06 | 65.2014 | 8.3836 | 0.16387 | 73.7489 | 28.3045 | 4.7507 | 0.07481 | 33.13 | 51.3116 | 6.5977 | 0.12896 | 58.0382 | 22.2748 | 3.7387 | 0.058874 | 26.0723
Downstate | 2025 | 6 | 17 | 0.33197 | 6.5484e-06 | 1.993e-06 | 0.26125 | 5.1534e-06 | 1.5684e-06 | 0.40799 | 0.0022558 | 2.8756e-06 | 0.32108 | 0.0017752 | 2.263e-06 | 52.6311 | 6.7673 | 0.13228 | 59.5307 | 22.8476 | 3.8348 | 0.060388 | 26.7428 | 41.4191 | 5.3257 | 0.1041 | 46.8489 | 17.9804 | 3.0179 | 0.047523 | 21.0458
Downstate | 2025 | 6 | 18 | 0.33442 | 6.5966e-06 | 2.0076e-06 | 0.26318 | 5.1913e-06 | 1.58e-06 | 0.41099 | 0.0022724 | 2.8968e-06 | 0.32344 | 0.0017883 | 2.2797e-06 | 53.0183 | 6.8171 | 0.13325 | 59.9687 | 23.0157 | 3.863 | 0.060832 | 26.9396 | 41.7238 | 5.3649 | 0.10486 | 47.1935 | 18.1127 | 3.0401 | 0.047873 | 21.2006
Downstate | 2025 | 6 | 19 | 0.3477 | 6.8585e-06 | 2.0874e-06 | 0.27363 | 5.3974e-06 | 1.6427e-06 | 0.42731 | 0.0023626 | 3.0118e-06 | 0.33628 | 0.0018593 | 2.3702e-06 | 55.1235 | 7.0878 | 0.13854 | 62.3499 | 23.9296 | 4.0164 | 0.063247 | 28.0093 | 43.3806 | 5.5779 | 0.10903 | 49.0675 | 18.8319 | 3.1608 | 0.049774 | 22.0425
Downstate | 2025 | 6 | 20 | 0.33954 | 6.6976e-06 | 2.0384e-06 | 0.26721 | 5.2708e-06 | 1.6041e-06 | 0.41729 | 0.0023072 | 2.9411e-06 | 0.32839 | 0.0018157 | 2.3146e-06 | 53.83 | 6.9215 | 0.13529 | 60.8867 | 23.368 | 3.9222 | 0.061763 | 27.352 | 42.3626 | 5.447 | 0.10647 | 47.9161 | 18.39 | 3.0866 | 0.048606 | 21.5252
Downstate | 2025 | 6 | 21 | 0.3288 | 6.4857e-06 | 1.9739e-06 | 0.25875 | 5.104e-06 | 1.5534e-06 | 0.40409 | 0.0022342 | 2.8481e-06 | 0.318 | 0.0017582 | 2.2413e-06 | 52.1272 | 6.7025 | 0.13101 | 58.9607 | 22.6288 | 3.7981 | 0.059809 | 26.4868 | 41.0225 | 5.2747 | 0.1031 | 46.4003 | 17.8082 | 2.989 | 0.047068 | 20.8443
Downstate | 2025 | 6 | 22 | 0.30155 | 5.9483e-06 | 1.8104e-06 | 0.23731 | 4.6812e-06 | 1.4247e-06 | 0.37061 | 0.0020491 | 2.6121e-06 | 0.29166 | 0.0016126 | 2.0556e-06 | 47.8082 | 6.1472 | 0.12016 | 54.0756 | 20.754 | 3.4834 | 0.054854 | 24.2922 | 37.6237 | 4.8377 | 0.094559 | 42.5559 | 16.3327 | 2.7413 | 0.043168 | 19.1173
Downstate | 2025 | 6 | 23 | 0.27758 | 5.4754e-06 | 1.6664e-06 | 0.21845 | 4.309e-06 | 1.3114e-06 | 0.34114 | 0.0018862 | 2.4044e-06 | 0.26847 | 0.0014843 | 1.8922e-06 | 44.0071 | 5.6585 | 0.1106 | 49.7761 | 19.1038 | 3.2065 | 0.050493 | 22.3608 | 34.6323 | 4.453 | 0.087041 | 39.1723 | 15.0342 | 2.5234 | 0.039736 | 17.5973
Downstate | 2025 | 6 | 24 | 0.25736 | 5.0766e-06 | 1.545e-06 | 0.20254 | 3.9951e-06 | 1.2159e-06 | 0.31629 | 0.0017488 | 2.2293e-06 | 0.24891 | 0.0013762 | 1.7544e-06 | 40.8018 | 5.2463 | 0.10255 | 46.1507 | 17.7124 | 2.9729 | 0.046815 | 20.7321 | 32.1098 | 4.1287 | 0.080701 | 36.3192 | 13.9391 | 2.3396 | 0.036842 | 16.3156
Downstate | 2025 | 7 | 1 | 0.26547 | 5.2366e-06 | 1.5937e-06 | 0.20892 | 4.121e-06 | 1.2542e-06 | 0.32626 | 0.0018039 | 2.2995e-06 | 0.25676 | 0.0014196 | 1.8097e-06 | 42.0877 | 5.4117 | 0.10578 | 47.6052 | 18.2706 | 3.0666 | 0.04829 | 21.3855 | 33.1218 | 4.2588 | 0.083245 | 37.4638 | 14.3784 | 2.4133 | 0.038003 | 16.8298
Downstate | 2025 | 7 | 2 | 0.25141 | 4.9591e-06 | 1.5093e-06 | 0.19785 | 3.9027e-06 | 1.1878e-06 | 0.30897 | 0.0017083 | 2.1777e-06 | 0.24315 | 0.0013444 | 1.7138e-06 | 39.8578 | 5.1249 | 0.10017 | 45.0829 | 17.3026 | 2.9041 | 0.045732 | 20.2525 | 31.3669 | 4.0332 | 0.078834 | 35.4789 | 13.6166 | 2.2855 | 0.03599 | 15.9381
Downstate | 2025 | 7 | 3 | 0.25399 | 5.0101e-06 | 1.5248e-06 | 0.19988 | 3.9428e-06 | 1.2e-06 | 0.31215 | 0.0017259 | 2.2001e-06 | 0.24566 | 0.0013582 | 1.7314e-06 | 40.2679 | 5.1777 | 0.1012 | 45.5467 | 17.4806 | 2.934 | 0.046202 | 20.4608 | 31.6896 | 4.0747 | 0.079645 | 35.8439 | 13.7567 | 2.309 | 0.03636 | 16.1021
Downstate | 2025 | 7 | 4 | 0.25835 | 5.0962e-06 | 1.551e-06 | 0.20332 | 4.0105e-06 | 1.2206e-06 | 0.31751 | 0.0017555 | 2.2379e-06 | 0.24987 | 0.0013815 | 1.7612e-06 | 40.9593 | 5.2666 | 0.10294 | 46.3288 | 17.7808 | 2.9844 | 0.046996 | 20.8122 | 32.2338 | 4.1446 | 0.081013 | 36.4594 | 13.993 | 2.3486 | 0.036984 | 16.3786
Downstate | 2025 | 7 | 5 | 0.25849 | 5.0989e-06 | 1.5518e-06 | 0.20343 | 4.0127e-06 | 1.2212e-06 | 0.31768 | 0.0017565 | 2.2391e-06 | 0.25001 | 0.0013823 | 1.7621e-06 | 40.9811 | 5.2694 | 0.103 | 46.3535 | 17.7902 | 2.986 | 0.047021 | 20.8232 | 32.2509 | 4.1468 | 0.081056 | 36.4788 | 14.0004 | 2.3499 | 0.037004 | 16.3873
Downstate | 2025 | 7 | 6 | 0.28272 | 5.5768e-06 | 1.6973e-06 | 0.22249 | 4.3888e-06 | 1.3357e-06 | 0.34746 | 0.0019211 | 2.4489e-06 | 0.27344 | 0.0015118 | 1.9272e-06 | 44.8221 | 5.7632 | 0.11265 | 50.698 | 19.4577 | 3.2658 | 0.051428 | 22.7749 | 35.2737 | 4.5355 | 0.088653 | 39.8978 | 15.3126 | 2.5701 | 0.040472 | 17.9232
Downstate | 2025 | 7 | 7 | 0.29651 | 5.8487e-06 | 1.78e-06 | 0.23334 | 4.6028e-06 | 1.4008e-06 | 0.3644 | 0.0020148 | 2.5684e-06 | 0.28677 | 0.0015856 | 2.0212e-06 | 47.0078 | 6.0443 | 0.11814 | 53.1702 | 20.4065 | 3.4251 | 0.053935 | 23.8855 | 36.9937 | 4.7567 | 0.092976 | 41.8434 | 16.0593 | 2.6954 | 0.042446 | 18.7972
Downstate | 2025 | 7 | 8 | 0.30529 | 6.0221e-06 | 1.8328e-06 | 0.24026 | 4.7392e-06 | 1.4424e-06 | 0.3752 | 0.0020745 | 2.6445e-06 | 0.29527 | 0.0016325 | 2.0811e-06 | 48.401 | 6.2234 | 0.12165 | 54.746 | 21.0113 | 3.5266 | 0.055534 | 24.5934 | 38.0901 | 4.8976 | 0.095732 | 43.0835 | 16.5352 | 2.7753 | 0.043704 | 19.3543
Downstate | 2025 | 7 | 9 | 0.32049 | 6.3219e-06 | 1.9241e-06 | 0.25222 | 4.9751e-06 | 1.5142e-06 | 0.39388 | 0.0021778 | 2.7761e-06 | 0.30997 | 0.0017138 | 2.1847e-06 | 50.8106 | 6.5333 | 0.1277 | 57.4716 | 22.0573 | 3.7022 | 0.058299 | 25.8178 | 39.9865 | 5.1415 | 0.1005 | 45.2284 | 17.3585 | 2.9135 | 0.045879 | 20.3178
Downstate | 2025 | 7 | 10 | 0.32522 | 6.4152e-06 | 1.9525e-06 | 0.25594 | 5.0486e-06 | 1.5365e-06 | 0.3997 | 0.0022099 | 2.8171e-06 | 0.31455 | 0.0017391 | 2.217e-06 | 51.5607 | 6.6297 | 0.12959 | 58.32 | 22.3829 | 3.7568 | 0.059159 | 26.1989 | 40.5767 | 5.2174 | 0.10198 | 45.8961 | 17.6147 | 2.9565 | 0.046557 | 20.6178
Downstate | 2025 | 7 | 11 | 0.32301 | 6.3715e-06 | 1.9392e-06 | 0.2542 | 5.0142e-06 | 1.5261e-06 | 0.39697 | 0.0021949 | 2.7979e-06 | 0.31241 | 0.0017273 | 2.2019e-06 | 51.2097 | 6.5846 | 0.12871 | 57.923 | 22.2306 | 3.7313 | 0.058757 | 26.0206 | 40.3005 | 5.1819 | 0.10129 | 45.5836 | 17.4948 | 2.9364 | 0.04624 | 20.4774
Downstate | 2025 | 7 | 12 | 0.32982 | 6.506e-06 | 1.9801e-06 | 0.25956 | 5.12e-06 | 1.5583e-06 | 0.40535 | 0.0022412 | 2.857e-06 | 0.319 | 0.0017637 | 2.2484e-06 | 52.2902 | 6.7235 | 0.13142 | 59.1451 | 22.6996 | 3.81 | 0.059996 | 26.5696 | 41.1508 | 5.2912 | 0.10342 | 46.5455 | 17.8639 | 2.9983 | 0.047215 | 20.9095
Downstate | 2025 | 7 | 13 | 0.34503 | 6.8058e-06 | 2.0713e-06 | 0.27152 | 5.356e-06 | 1.6301e-06 | 0.42403 | 0.0023445 | 2.9886e-06 | 0.3337 | 0.001845 | 2.352e-06 | 54.7001 | 7.0334 | 0.13748 | 61.871 | 23.7458 | 3.9856 | 0.062761 | 27.7941 | 43.0474 | 5.5351 | 0.10819 | 48.6906 | 18.6872 | 3.1365 | 0.049391 | 21.8731
Downstate | 2025 | 7 | 14 | 0.36623 | 7.2241e-06 | 2.1986e-06 | 0.28821 | 5.6851e-06 | 1.7303e-06 | 0.45009 | 0.0024885 | 3.1723e-06 | 0.35421 | 0.0019584 | 2.4965e-06 | 58.0616 | 7.4656 | 0.14593 | 65.6731 | 25.205 | 4.2305 | 0.066618 | 29.5022 | 45.6928 | 5.8752 | 0.11484 | 51.6828 | 19.8356 | 3.3293 | 0.052427 | 23.2173
Downstate | 2025 | 7 | 15 | 0.415 | 8.1861e-06 | 2.4914e-06 | 0.32659 | 6.4422e-06 | 1.9607e-06 | 0.51003 | 0.0028199 | 3.5948e-06 | 0.40138 | 0.0022192 | 2.829e-06 | 65.7941 | 8.4598 | 0.16536 | 74.4193 | 28.5618 | 4.7939 | 0.07549 | 33.4312 | 51.778 | 6.6576 | 0.13013 | 58.5658 | 22.4773 | 3.7727 | 0.059409 | 26.3094
Downstate | 2025 | 7 | 16 | 0.48216 | 9.511e-06 | 2.8946e-06 | 0.37945 | 7.4849e-06 | 2.278e-06 | 0.59257 | 0.0032763 | 4.1766e-06 | 0.46634 | 0.0025784 | 3.2868e-06 | 76.4422 | 9.829 | 0.19212 | 86.4632 | 33.1842 | 5.5697 | 0.087708 | 38.8416 | 60.1577 | 7.7351 | 0.15119 | 68.044 | 26.115 | 4.3832 | 0.069023 | 30.5672
Downstate | 2025 | 7 | 17 | 0.38618 | 7.6177e-06 | 2.3184e-06 | 0.30392 | 5.9949e-06 | 1.8245e-06 | 0.47462 | 0.0026241 | 3.3452e-06 | 0.37351 | 0.0020651 | 2.6325e-06 | 61.2254 | 7.8724 | 0.15388 | 69.2517 | 26.5785 | 4.461 | 0.070248 | 31.1097 | 48.1826 | 6.1953 | 0.1211 | 54.499 | 20.9165 | 3.5107 | 0.055283 | 24.4824
Downstate | 2025 | 7 | 18 | 0.37146 | 7.3273e-06 | 2.23e-06 | 0.29233 | 5.7664e-06 | 1.755e-06 | 0.45652 | 0.0025241 | 3.2176e-06 | 0.35927 | 0.0019864 | 2.5322e-06 | 58.8914 | 7.5723 | 0.14801 | 66.6117 | 25.5653 | 4.291 | 0.06757 | 29.9238 | 46.3458 | 5.9592 | 0.11648 | 52.4214 | 20.1191 | 3.3769 | 0.053176 | 23.5491
Downstate | 2025 | 7 | 19 | 0.38437 | 7.582e-06 | 2.3076e-06 | 0.30249 | 5.9668e-06 | 1.816e-06 | 0.47239 | 0.0026118 | 3.3295e-06 | 0.37176 | 0.0020554 | 2.6202e-06 | 60.9386 | 7.8355 | 0.15316 | 68.9272 | 26.4539 | 4.4401 | 0.069919 | 30.964 | 47.9568 | 6.1663 | 0.12053 | 54.2437 | 20.8185 | 3.4942 | 0.055024 | 24.3677
Downstate | 2025 | 7 | 20 | 0.38112 | 7.5178e-06 | 2.288e-06 | 0.29993 | 5.9163e-06 | 1.8006e-06 | 0.46839 | 0.0025897 | 3.3013e-06 | 0.36861 | 0.002038 | 2.598e-06 | 60.4224 | 7.7691 | 0.15186 | 68.3434 | 26.2299 | 4.4025 | 0.069327 | 30.7017 | 47.5506 | 6.1141 | 0.11951 | 53.7842 | 20.6421 | 3.4646 | 0.054558 | 24.1613
Downstate | 2025 | 7 | 21 | 0.36097 | 7.1203e-06 | 2.167e-06 | 0.28407 | 5.6034e-06 | 1.7054e-06 | 0.44362 | 0.0024528 | 3.1267e-06 | 0.34912 | 0.0019303 | 2.4606e-06 | 57.2274 | 7.3583 | 0.14383 | 64.7295 | 24.8429 | 4.1697 | 0.065661 | 29.0783 | 45.0362 | 5.7908 | 0.11319 | 50.9402 | 19.5506 | 3.2814 | 0.051673 | 22.8837
Downstate | 2025 | 7 | 22 | 0.32577 | 6.426e-06 | 1.9558e-06 | 0.25637 | 5.0571e-06 | 1.5391e-06 | 0.40037 | 0.0022136 | 2.8219e-06 | 0.31508 | 0.0017421 | 2.2207e-06 | 51.6478 | 6.6409 | 0.12981 | 58.4184 | 22.4207 | 3.7632 | 0.059259 | 26.2432 | 40.6452 | 5.2262 | 0.10215 | 45.9736 | 17.6444 | 2.9615 | 0.046635 | 20.6526
Downstate | 2025 | 7 | 23 | 0.30031 | 5.9237e-06 | 1.8029e-06 | 0.23633 | 4.6618e-06 | 1.4188e-06 | 0.36907 | 0.0020406 | 2.6013e-06 | 0.29045 | 0.0016059 | 2.0471e-06 | 47.6105 | 6.1218 | 0.11966 | 53.852 | 20.6681 | 3.469 | 0.054627 | 24.1918 | 37.4681 | 4.8177 | 0.094168 | 42.3799 | 16.2652 | 2.73 | 0.04299 | 19.0382
Downstate | 2025 | 7 | 24 | 0.28472 | 5.6163e-06 | 1.7093e-06 | 0.22407 | 4.4198e-06 | 1.3452e-06 | 0.34992 | 0.0019347 | 2.4663e-06 | 0.27538 | 0.0015225 | 1.9409e-06 | 45.1395 | 5.8041 | 0.11345 | 51.057 | 19.5955 | 3.289 | 0.051792 | 22.9362 | 35.5235 | 4.5676 | 0.089281 | 40.1804 | 15.421 | 2.5883 | 0.040759 | 18.0501
Downstate | 2025 | 8 | 1 | 0.27457 | 5.416e-06 | 1.6483e-06 | 0.21608 | 4.2622e-06 | 1.2972e-06 | 0.33744 | 0.0018657 | 2.3783e-06 | 0.26555 | 0.0014682 | 1.8717e-06 | 43.5296 | 5.5971 | 0.1094 | 49.236 | 18.8966 | 3.1717 | 0.049945 | 22.1182 | 34.2565 | 4.4047 | 0.086097 | 38.7473 | 14.871 | 2.496 | 0.039305 | 17.4063
Downstate | 2025 | 8 | 2 | 0.26586 | 5.2442e-06 | 1.5961e-06 | 0.20922 | 4.127e-06 | 1.2561e-06 | 0.32674 | 0.0018065 | 2.3029e-06 | 0.25713 | 0.0014217 | 1.8123e-06 | 42.1489 | 5.4195 | 0.10593 | 47.6744 | 18.2972 | 3.0711 | 0.048361 | 21.4166 | 33.17 | 4.265 | 0.083366 | 37.5183 | 14.3994 | 2.4168 | 0.038058 | 16.8543
Downstate | 2025 | 8 | 3 | 0.26609 | 5.2488e-06 | 1.5975e-06 | 0.20941 | 4.1307e-06 | 1.2572e-06 | 0.32702 | 0.0018081 | 2.3049e-06 | 0.25736 | 0.0014229 | 1.8139e-06 | 42.1861 | 5.4243 | 0.10603 | 47.7165 | 18.3134 | 3.0738 | 0.048403 | 21.4355 | 33.1992 | 4.2688 | 0.083439 | 37.5514 | 14.4121 | 2.419 | 0.038092 | 16.8691
Downstate | 2025 | 8 | 4 | 0.26358 | 5.1994e-06 | 1.5824e-06 | 0.20743 | 4.0917e-06 | 1.2453e-06 | 0.32394 | 0.0017911 | 2.2832e-06 | 0.25493 | 0.0014095 | 1.7968e-06 | 41.7886 | 5.3732 | 0.10503 | 47.2668 | 18.1408 | 3.0448 | 0.047947 | 21.2335 | 32.8864 | 4.2285 | 0.082653 | 37.1976 | 14.2762 | 2.3962 | 0.037733 | 16.7102
Downstate | 2025 | 8 | 5 | 0.2637 | 5.2016e-06 | 1.5831e-06 | 0.20752 | 4.0935e-06 | 1.2458e-06 | 0.32408 | 0.0017918 | 2.2842e-06 | 0.25504 | 0.0014101 | 1.7976e-06 | 41.8065 | 5.3755 | 0.10507 | 47.2871 | 18.1486 | 3.0461 | 0.047968 | 21.2426 | 32.9005 | 4.2304 | 0.082689 | 37.2135 | 14.2824 | 2.3972 | 0.037749 | 16.7173
Downstate | 2025 | 8 | 6 | 0.28603 | 5.6421e-06 | 1.7172e-06 | 0.2251 | 4.4402e-06 | 1.3514e-06 | 0.35153 | 0.0019436 | 2.4776e-06 | 0.27664 | 0.0015295 | 1.9498e-06 | 45.3473 | 5.8308 | 0.11397 | 51.2921 | 19.6857 | 3.3041 | 0.05203 | 23.0418 | 35.687 | 4.5886 | 0.089692 | 40.3653 | 15.492 | 2.6002 | 0.040946 | 18.1332
Downstate | 2025 | 8 | 7 | 0.29873 | 5.8925e-06 | 1.7934e-06 | 0.23509 | 4.6372e-06 | 1.4113e-06 | 0.36713 | 0.0020298 | 2.5876e-06 | 0.28892 | 0.0015974 | 2.0364e-06 | 47.3598 | 6.0895 | 0.11903 | 53.5683 | 20.5593 | 3.4507 | 0.054339 | 24.0644 | 37.2707 | 4.7923 | 0.093672 | 42.1567 | 16.1795 | 2.7156 | 0.042763 | 18.9379
Downstate | 2025 | 8 | 8 | 0.30077 | 5.9328e-06 | 1.8056e-06 | 0.23669 | 4.6689e-06 | 1.421e-06 | 0.36964 | 0.0020437 | 2.6053e-06 | 0.29089 | 0.0016083 | 2.0503e-06 | 47.6834 | 6.1312 | 0.11984 | 53.9344 | 20.6998 | 3.4743 | 0.054711 | 24.2288 | 37.5254 | 4.825 | 0.094312 | 42.4448 | 16.2901 | 2.7342 | 0.043056 | 19.0673
Downstate | 2025 | 8 | 9 | 0.31056 | 6.1259e-06 | 1.8644e-06 | 0.2444 | 4.8209e-06 | 1.4672e-06 | 0.38167 | 0.0021102 | 2.6901e-06 | 0.30036 | 0.0016607 | 2.117e-06 | 49.2354 | 6.3307 | 0.12374 | 55.6899 | 21.3735 | 3.5874 | 0.056491 | 25.0174 | 38.7468 | 4.9821 | 0.097382 | 43.8263 | 16.8203 | 2.8232 | 0.044457 | 19.688
Downstate | 2025 | 8 | 10 | 0.30995 | 6.1139e-06 | 1.8607e-06 | 0.24392 | 4.8114e-06 | 1.4643e-06 | 0.38092 | 0.0021061 | 2.6848e-06 | 0.29977 | 0.0016574 | 2.1128e-06 | 49.1387 | 6.3183 | 0.1235 | 55.5805 | 21.3315 | 3.5804 | 0.05638 | 24.9683 | 38.6707 | 4.9723 | 0.097191 | 43.7402 | 16.7873 | 2.8176 | 0.04437 | 19.6493
Downstate | 2025 | 8 | 11 | 0.31162 | 6.1468e-06 | 1.8708e-06 | 0.24523 | 4.8373e-06 | 1.4722e-06 | 0.38297 | 0.0021174 | 2.6992e-06 | 0.30139 | 0.0016664 | 2.1242e-06 | 49.4033 | 6.3523 | 0.12416 | 55.8798 | 21.4464 | 3.5996 | 0.056684 | 25.1027 | 38.8789 | 4.9991 | 0.097714 | 43.9757 | 16.8777 | 2.8328 | 0.044609 | 19.7551
Downstate | 2025 | 8 | 12 | 0.3161 | 6.2353e-06 | 1.8977e-06 | 0.24876 | 4.907e-06 | 1.4934e-06 | 0.38849 | 0.0021479 | 2.7381e-06 | 0.30573 | 0.0016904 | 2.1548e-06 | 50.1148 | 6.4438 | 0.12595 | 56.6845 | 21.7553 | 3.6515 | 0.0575 | 25.4642 | 39.4388 | 5.0711 | 0.099121 | 44.609 | 17.1207 | 2.8736 | 0.045251 | 20.0396
Downstate | 2025 | 8 | 13 | 0.32934 | 6.4965e-06 | 1.9772e-06 | 0.25918 | 5.1125e-06 | 1.556e-06 | 0.40476 | 0.0022379 | 2.8528e-06 | 0.31853 | 0.0017612 | 2.2451e-06 | 52.2138 | 6.7137 | 0.13123 | 59.0587 | 22.6664 | 3.8044 | 0.059909 | 26.5308 | 41.0907 | 5.2835 | 0.10327 | 46.4774 | 17.8378 | 2.994 | 0.047146 | 20.8789
Downstate | 2025 | 8 | 14 | 0.34109 | 6.7283e-06 | 2.0477e-06 | 0.26843 | 5.2949e-06 | 1.6115e-06 | 0.4192 | 0.0023177 | 2.9546e-06 | 0.3299 | 0.001824 | 2.3252e-06 | 54.0769 | 6.9532 | 0.13591 | 61.166 | 23.4752 | 3.9402 | 0.062046 | 27.4774 | 42.5569 | 5.472 | 0.10696 | 48.1358 | 18.4743 | 3.1008 | 0.048829 | 21.6239
Downstate | 2025 | 8 | 15 | 0.37848 | 7.4658e-06 | 2.2722e-06 | 0.29785 | 5.8753e-06 | 1.7881e-06 | 0.46515 | 0.0025718 | 3.2785e-06 | 0.36606 | 0.0020239 | 2.58e-06 | 60.0045 | 7.7154 | 0.15081 | 67.8707 | 26.0484 | 4.3721 | 0.068848 | 30.4894 | 47.2217 | 6.0718 | 0.11868 | 53.4122 | 20.4994 | 3.4407 | 0.054181 | 23.9942
Downstate | 2025 | 8 | 16 | 0.42711 | 8.425e-06 | 2.5641e-06 | 0.33612 | 6.6302e-06 | 2.0179e-06 | 0.52492 | 0.0029022 | 3.6997e-06 | 0.41309 | 0.002284 | 2.9115e-06 | 67.7142 | 8.7067 | 0.17019 | 76.5911 | 29.3953 | 4.9338 | 0.077693 | 34.4068 | 53.289 | 6.8519 | 0.13393 | 60.2749 | 23.1332 | 3.8828 | 0.061142 | 27.0771
Downstate | 2025 | 8 | 17 | 0.35907 | 7.0829e-06 | 2.1557e-06 | 0.28258 | 5.5741e-06 | 1.6965e-06 | 0.4413 | 0.0024399 | 3.1103e-06 | 0.34729 | 0.0019201 | 2.4477e-06 | 56.9274 | 7.3197 | 0.14308 | 64.3902 | 24.7127 | 4.1479 | 0.065317 | 28.9258 | 44.8001 | 5.7604 | 0.1126 | 50.6732 | 19.4481 | 3.2642 | 0.051402 | 22.7638
Downstate | 2025 | 8 | 18 | 0.37105 | 7.3192e-06 | 2.2276e-06 | 0.292 | 5.76e-06 | 1.753e-06 | 0.45602 | 0.0025213 | 3.2141e-06 | 0.35887 | 0.0019842 | 2.5294e-06 | 58.826 | 7.5639 | 0.14785 | 66.5377 | 25.5369 | 4.2862 | 0.067495 | 29.8906 | 46.2943 | 5.9525 | 0.11635 | 52.3632 | 20.0968 | 3.3731 | 0.053117 | 23.523
Downstate | 2025 | 8 | 19 | 0.38021 | 7.4999e-06 | 2.2826e-06 | 0.29922 | 5.9022e-06 | 1.7963e-06 | 0.46728 | 0.0025836 | 3.2934e-06 | 0.36773 | 0.0020332 | 2.5918e-06 | 60.2786 | 7.7507 | 0.1515 | 68.1808 | 26.1675 | 4.392 | 0.069162 | 30.6287 | 47.4375 | 6.0995 | 0.11922 | 53.6562 | 20.593 | 3.4564 | 0.054429 | 24.1038
Downstate | 2025 | 8 | 20 | 0.37854 | 7.467e-06 | 2.2726e-06 | 0.2979 | 5.8763e-06 | 1.7884e-06 | 0.46522 | 0.0025722 | 3.279e-06 | 0.36612 | 0.0020242 | 2.5804e-06 | 60.0138 | 7.7166 | 0.15083 | 67.8813 | 26.0525 | 4.3727 | 0.068858 | 30.4941 | 47.2291 | 6.0727 | 0.1187 | 53.4205 | 20.5026 | 3.4412 | 0.054189 | 23.998
Downstate | 2025 | 8 | 21 | 0.36294 | 7.1593e-06 | 2.1789e-06 | 0.28563 | 5.6341e-06 | 1.7147e-06 | 0.44605 | 0.0024662 | 3.1439e-06 | 0.35103 | 0.0019408 | 2.4741e-06 | 57.5411 | 7.3987 | 0.14462 | 65.0844 | 24.9791 | 4.1926 | 0.066021 | 29.2377 | 45.2831 | 5.8225 | 0.11381 | 51.2194 | 19.6578 | 3.2994 | 0.051957 | 23.0092
Downstate | 2025 | 8 | 22 | 0.32916 | 6.4929e-06 | 1.9761e-06 | 0.25904 | 5.1097e-06 | 1.5551e-06 | 0.40453 | 0.0022367 | 2.8512e-06 | 0.31836 | 0.0017602 | 2.2438e-06 | 52.1849 | 6.71 | 0.13116 | 59.026 | 22.6539 | 3.8023 | 0.059876 | 26.5161 | 41.0679 | 5.2805 | 0.10322 | 46.4517 | 17.8279 | 2.9923 | 0.04712 | 20.8674
Downstate | 2025 | 8 | 23 | 0.30106 | 5.9386e-06 | 1.8074e-06 | 0.23693 | 4.6735e-06 | 1.4224e-06 | 0.37 | 0.0020457 | 2.6078e-06 | 0.29118 | 0.0016099 | 2.0523e-06 | 47.7299 | 6.1371 | 0.11996 | 53.987 | 20.72 | 3.4777 | 0.054764 | 24.2525 | 37.562 | 4.8297 | 0.094404 | 42.4862 | 16.306 | 2.7369 | 0.043098 | 19.086
Downstate | 2025 | 8 | 24 | 0.28815 | 5.6839e-06 | 1.7299e-06 | 0.22677 | 4.4731e-06 | 1.3614e-06 | 0.35413 | 0.001958 | 2.496e-06 | 0.27869 | 0.0015409 | 1.9643e-06 | 45.6831 | 5.8739 | 0.11481 | 51.6718 | 19.8314 | 3.3286 | 0.052416 | 23.2124 | 35.9512 | 4.6226 | 0.090356 | 40.6642 | 15.6067 | 2.6195 | 0.041249 | 18.2675
Downstate | 2025 | 9 | 1 | 0.20138 | 3.9723e-06 | 1.209e-06 | 0.15848 | 3.1261e-06 | 9.5141e-07 | 0.24749 | 0.0013684 | 1.7443e-06 | 0.19477 | 0.0010769 | 1.3727e-06 | 31.9262 | 4.1051 | 0.08024 | 36.1115 | 13.8594 | 2.3262 | 0.036631 | 16.2223 | 25.125 | 3.2306 | 0.063146 | 28.4187 | 10.907 | 1.8307 | 0.028828 | 12.7664
Downstate | 2025 | 9 | 2 | 0.16977 | 3.3488e-06 | 1.0192e-06 | 0.1336 | 2.6354e-06 | 8.0208e-07 | 0.20865 | 0.0011536 | 1.4706e-06 | 0.1642 | 0.00090784 | 1.1573e-06 | 26.9152 | 3.4608 | 0.067646 | 30.4436 | 11.6841 | 1.9611 | 0.030882 | 13.6761 | 21.1815 | 2.7235 | 0.053235 | 23.9582 | 9.1951 | 1.5433 | 0.024303 | 10.7627
Downstate | 2025 | 9 | 3 | 0.18357 | 3.621e-06 | 1.102e-06 | 0.14446 | 2.8496e-06 | 8.6727e-07 | 0.2256 | 0.0012473 | 1.5901e-06 | 0.17754 | 0.00098163 | 1.2513e-06 | 29.1028 | 3.742 | 0.073144 | 32.918 | 12.6338 | 2.1205 | 0.033392 | 14.7876 | 22.903 | 2.9449 | 0.057562 | 25.9055 | 9.9424 | 1.6688 | 0.026278 | 11.6374
Downstate | 2025 | 9 | 4 | 0.19885 | 3.9224e-06 | 1.1938e-06 | 0.15649 | 3.0868e-06 | 9.3947e-07 | 0.24438 | 0.0013512 | 1.7225e-06 | 0.19232 | 0.0010633 | 1.3555e-06 | 31.5255 | 4.0536 | 0.079233 | 35.6584 | 13.6855 | 2.297 | 0.036172 | 16.0187 | 24.8097 | 3.19 | 0.062354 | 28.0621 | 10.7701 | 1.8077 | 0.028466 | 12.6062
Downstate | 2025 | 9 | 5 | 0.22145 | 4.3682e-06 | 1.3295e-06 | 0.17427 | 3.4377e-06 | 1.0462e-06 | 0.27216 | 0.0015048 | 1.9182e-06 | 0.21418 | 0.0011842 | 1.5096e-06 | 35.1086 | 4.5143 | 0.088238 | 39.7111 | 15.2409 | 2.5581 | 0.040283 | 17.8393 | 27.6294 | 3.5526 | 0.069441 | 31.2514 | 11.9942 | 2.0131 | 0.031701 | 14.039
Downstate | 2025 | 9 | 6 | 0.27047 | 5.3353e-06 | 1.6238e-06 | 0.21286 | 4.1987e-06 | 1.2779e-06 | 0.33241 | 0.0018379 | 2.3429e-06 | 0.2616 | 0.0014464 | 1.8438e-06 | 42.8809 | 5.5136 | 0.10777 | 48.5023 | 18.615 | 3.1244 | 0.0492 | 21.7886 | 33.746 | 4.3391 | 0.084814 | 38.1699 | 14.6494 | 2.4588 | 0.038719 | 17.1469
Downstate | 2025 | 9 | 7 | 0.27808 | 5.4853e-06 | 1.6694e-06 | 0.21884 | 4.3168e-06 | 1.3138e-06 | 0.34176 | 0.0018896 | 2.4088e-06 | 0.26895 | 0.001487 | 1.8956e-06 | 44.0868 | 5.6687 | 0.1108 | 49.8663 | 19.1385 | 3.2123 | 0.050584 | 22.4013 | 34.695 | 4.4611 | 0.087199 | 39.2433 | 15.0614 | 2.528 | 0.039808 | 17.6292
Downstate | 2025 | 9 | 8 | 0.26438 | 5.2151e-06 | 1.5872e-06 | 0.20806 | 4.1041e-06 | 1.2491e-06 | 0.32492 | 0.0017965 | 2.2901e-06 | 0.25571 | 0.0014138 | 1.8023e-06 | 41.9153 | 5.3895 | 0.10535 | 47.4102 | 18.1958 | 3.054 | 0.048093 | 21.2979 | 32.9861 | 4.2414 | 0.082904 | 37.3104 | 14.3196 | 2.4034 | 0.037847 | 16.7608
Downstate | 2025 | 9 | 9 | 0.27141 | 5.3537e-06 | 1.6294e-06 | 0.21359 | 4.2132e-06 | 1.2823e-06 | 0.33356 | 0.0018442 | 2.351e-06 | 0.2625 | 0.0014514 | 1.8501e-06 | 43.0291 | 5.5327 | 0.10814 | 48.6699 | 18.6793 | 3.1352 | 0.04937 | 21.8639 | 33.8626 | 4.3541 | 0.085107 | 38.3018 | 14.7 | 2.4673 | 0.038853 | 17.2062
Downstate | 2025 | 9 | 10 | 0.26422 | 5.2119e-06 | 1.5862e-06 | 0.20793 | 4.1016e-06 | 1.2483e-06 | 0.32472 | 0.0017954 | 2.2887e-06 | 0.25555 | 0.0014129 | 1.8011e-06 | 41.8893 | 5.3861 | 0.10528 | 47.3807 | 18.1845 | 3.0521 | 0.048063 | 21.2847 | 32.9656 | 4.2387 | 0.082852 | 37.2872 | 14.3107 | 2.4019 | 0.037824 | 16.7504
Downstate | 2025 | 9 | 11 | 0.25966 | 5.1219e-06 | 1.5588e-06 | 0.20434 | 4.0308e-06 | 1.2268e-06 | 0.31912 | 0.0017644 | 2.2492e-06 | 0.25113 | 0.0013885 | 1.77e-06 | 41.1659 | 5.2931 | 0.10346 | 46.5625 | 17.8705 | 2.9994 | 0.047233 | 20.9172 | 32.3964 | 4.1655 | 0.081422 | 36.6433 | 14.0635 | 2.3605 | 0.037171 | 16.4612
Downstate | 2025 | 9 | 12 | 0.26302 | 5.1882e-06 | 1.579e-06 | 0.20699 | 4.0829e-06 | 1.2426e-06 | 0.32325 | 0.0017872 | 2.2783e-06 | 0.25438 | 0.0014065 | 1.7929e-06 | 41.6987 | 5.3616 | 0.1048 | 47.1652 | 18.1018 | 3.0383 | 0.047844 | 21.1879 | 32.8157 | 4.2195 | 0.082475 | 37.1176 | 14.2456 | 2.391 | 0.037652 | 16.6742
Downstate | 2025 | 9 | 13 | 0.27246 | 5.3745e-06 | 1.6357e-06 | 0.21442 | 4.2295e-06 | 1.2873e-06 | 0.33485 | 0.0018514 | 2.3601e-06 | 0.26352 | 0.001457 | 1.8573e-06 | 43.196 | 5.5542 | 0.10856 | 48.8587 | 18.7517 | 3.1474 | 0.049562 | 21.9487 | 33.9939 | 4.371 | 0.085437 | 38.4503 | 14.7571 | 2.4769 | 0.039004 | 17.2729
Downstate | 2025 | 9 | 14 | 0.28676 | 5.6565e-06 | 1.7216e-06 | 0.22567 | 4.4515e-06 | 1.3548e-06 | 0.35243 | 0.0019486 | 2.484e-06 | 0.27735 | 0.0015335 | 1.9548e-06 | 45.463 | 5.8457 | 0.11426 | 51.4229 | 19.7359 | 3.3125 | 0.052163 | 23.1006 | 35.778 | 4.6004 | 0.089921 | 40.4683 | 15.5315 | 2.6069 | 0.041051 | 18.1795
Downstate | 2025 | 9 | 15 | 0.30576 | 6.0314e-06 | 1.8356e-06 | 0.24063 | 4.7465e-06 | 1.4446e-06 | 0.37578 | 0.0020777 | 2.6486e-06 | 0.29573 | 0.0016351 | 2.0843e-06 | 48.4758 | 6.233 | 0.12183 | 54.8306 | 21.0437 | 3.5321 | 0.05562 | 24.6314 | 38.149 | 4.9052 | 0.09588 | 43.1501 | 16.5608 | 2.7796 | 0.043771 | 19.3842
Downstate | 2025 | 9 | 16 | 0.33326 | 6.5738e-06 | 2.0007e-06 | 0.26227 | 5.1734e-06 | 1.5745e-06 | 0.40958 | 0.0022645 | 2.8868e-06 | 0.32233 | 0.0017821 | 2.2718e-06 | 52.8356 | 6.7936 | 0.13279 | 59.762 | 22.9364 | 3.8497 | 0.060622 | 26.8467 | 41.58 | 5.3464 | 0.1045 | 47.0309 | 18.0502 | 3.0296 | 0.047708 | 21.1276
Downstate | 2025 | 9 | 17 | 0.33464 | 6.6009e-06 | 2.009e-06 | 0.26335 | 5.1947e-06 | 1.581e-06 | 0.41127 | 0.0022739 | 2.8987e-06 | 0.32365 | 0.0017895 | 2.2812e-06 | 53.0535 | 6.8216 | 0.13334 | 60.0084 | 23.031 | 3.8656 | 0.060872 | 26.9574 | 41.7515 | 5.3684 | 0.10493 | 47.2248 | 18.1247 | 3.0421 | 0.047905 | 21.2147
Downstate | 2025 | 9 | 18 | 0.34914 | 6.887e-06 | 2.096e-06 | 0.27476 | 5.4198e-06 | 1.6495e-06 | 0.42909 | 0.0023724 | 3.0243e-06 | 0.33768 | 0.001867 | 2.38e-06 | 55.3525 | 7.1172 | 0.13912 | 62.6088 | 24.029 | 4.0331 | 0.06351 | 28.1256 | 43.5607 | 5.6011 | 0.10948 | 49.2713 | 18.9101 | 3.1739 | 0.04998 | 22.134
Downstate | 2025 | 9 | 19 | 0.35347 | 6.9725e-06 | 2.1221e-06 | 0.27817 | 5.4871e-06 | 1.67e-06 | 0.43441 | 0.0024019 | 3.0618e-06 | 0.34187 | 0.0018902 | 2.4096e-06 | 56.0395 | 7.2056 | 0.14084 | 63.3859 | 24.3272 | 4.0832 | 0.064298 | 28.4747 | 44.1014 | 5.6706 | 0.11084 | 49.8828 | 19.1448 | 3.2133 | 0.050601 | 22.4087
Downstate | 2025 | 9 | 20 | 0.33867 | 6.6805e-06 | 2.0332e-06 | 0.26653 | 5.2574e-06 | 1.6001e-06 | 0.41623 | 0.0023013 | 2.9336e-06 | 0.32756 | 0.0018111 | 2.3087e-06 | 53.6933 | 6.9039 | 0.13495 | 60.7321 | 23.3087 | 3.9122 | 0.061606 | 27.2825 | 42.255 | 5.4332 | 0.1062 | 47.7944 | 18.3433 | 3.0788 | 0.048482 | 21.4705
Downstate | 2025 | 9 | 21 | 0.32428 | 6.3966e-06 | 1.9468e-06 | 0.2552 | 5.0339e-06 | 1.5321e-06 | 0.39854 | 0.0022035 | 2.8089e-06 | 0.31364 | 0.0017341 | 2.2105e-06 | 51.411 | 6.6105 | 0.12921 | 58.1507 | 22.318 | 3.7459 | 0.058988 | 26.1229 | 40.459 | 5.2022 | 0.10169 | 45.7629 | 17.5636 | 2.9479 | 0.046422 | 20.5579
Downstate | 2025 | 9 | 22 | 0.29969 | 5.9116e-06 | 1.7992e-06 | 0.23585 | 4.6523e-06 | 1.4159e-06 | 0.36832 | 0.0020364 | 2.596e-06 | 0.28986 | 0.0016026 | 2.0429e-06 | 47.5131 | 6.1093 | 0.11941 | 53.7417 | 20.6258 | 3.4619 | 0.054515 | 24.1423 | 37.3914 | 4.8078 | 0.093975 | 42.2931 | 16.2319 | 2.7244 | 0.042902 | 18.9992
Downstate | 2025 | 9 | 23 | 0.26123 | 5.153e-06 | 1.5683e-06 | 0.20558 | 4.0553e-06 | 1.2342e-06 | 0.32105 | 0.0017751 | 2.2628e-06 | 0.25266 | 0.0013969 | 1.7808e-06 | 41.416 | 5.3253 | 0.10409 | 46.8454 | 17.9791 | 3.0177 | 0.04752 | 21.0442 | 32.5932 | 4.1908 | 0.081916 | 36.8659 | 14.149 | 2.3748 | 0.037397 | 16.5612
Downstate | 2025 | 9 | 24 | 0.2474 | 4.88e-06 | 1.4852e-06 | 0.19469 | 3.8404e-06 | 1.1688e-06 | 0.30405 | 0.0016811 | 2.143e-06 | 0.23928 | 0.0013229 | 1.6865e-06 | 39.2221 | 5.0432 | 0.098577 | 44.3639 | 17.0267 | 2.8578 | 0.045002 | 19.9295 | 30.8666 | 3.9688 | 0.077577 | 34.9131 | 13.3995 | 2.249 | 0.035416 | 15.6839
Downstate | 2025 | 10 | 1 | 0.20819 | 4.1067e-06 | 1.2499e-06 | 0.16384 | 3.2319e-06 | 9.8362e-07 | 0.25587 | 0.0014147 | 1.8034e-06 | 0.20136 | 0.0011133 | 1.4192e-06 | 33.007 | 4.2441 | 0.082956 | 37.334 | 14.3286 | 2.405 | 0.037871 | 16.7715 | 25.9755 | 3.3399 | 0.065284 | 29.3807 | 11.2762 | 1.8926 | 0.029804 | 13.1986
Downstate | 2025 | 10 | 2 | 0.20175 | 3.9796e-06 | 1.2112e-06 | 0.15877 | 3.1318e-06 | 9.5317e-07 | 0.24795 | 0.0013709 | 1.7476e-06 | 0.19513 | 0.0010789 | 1.3753e-06 | 31.9852 | 4.1127 | 0.080388 | 36.1783 | 13.8851 | 2.3305 | 0.036699 | 16.2523 | 25.1714 | 3.2366 | 0.063263 | 28.4712 | 10.9271 | 1.834 | 0.028881 | 12.79
Downstate | 2025 | 10 | 3 | 0.2005 | 3.9549e-06 | 1.2037e-06 | 0.15778 | 3.1124e-06 | 9.4725e-07 | 0.24641 | 0.0013624 | 1.7367e-06 | 0.19391 | 0.0010721 | 1.3667e-06 | 31.7865 | 4.0871 | 0.079889 | 35.9535 | 13.7988 | 2.316 | 0.036471 | 16.1513 | 25.015 | 3.2164 | 0.06287 | 28.2943 | 10.8592 | 1.8227 | 0.028702 | 12.7106
Downstate | 2025 | 10 | 4 | 0.20852 | 4.1132e-06 | 1.2518e-06 | 0.1641 | 3.2369e-06 | 9.8516e-07 | 0.25627 | 0.0014169 | 1.8062e-06 | 0.20168 | 0.0011151 | 1.4214e-06 | 33.0586 | 4.2507 | 0.083086 | 37.3924 | 14.351 | 2.4087 | 0.037931 | 16.7977 | 26.0162 | 3.3452 | 0.065386 | 29.4267 | 11.2938 | 1.8956 | 0.02985 | 13.2193
Downstate | 2025 | 10 | 5 | 0.23418 | 4.6193e-06 | 1.4059e-06 | 0.18429 | 3.6353e-06 | 1.1064e-06 | 0.2878 | 0.0015913 | 2.0285e-06 | 0.22649 | 0.0012523 | 1.5964e-06 | 37.1267 | 4.7738 | 0.09331 | 41.9938 | 16.117 | 2.7051 | 0.042598 | 18.8648 | 29.2176 | 3.7568 | 0.073432 | 33.0479 | 12.6836 | 2.1289 | 0.033524 | 14.846
Downstate | 2025 | 10 | 6 | 0.28282 | 5.5788e-06 | 1.6979e-06 | 0.22257 | 4.3903e-06 | 1.3362e-06 | 0.34758 | 0.0019218 | 2.4498e-06 | 0.27354 | 0.0015124 | 1.9279e-06 | 44.8379 | 5.7653 | 0.11269 | 50.7159 | 19.4645 | 3.267 | 0.051446 | 22.783 | 35.2861 | 4.5371 | 0.088684 | 39.9119 | 15.318 | 2.571 | 0.040486 | 17.9295
Downstate | 2025 | 10 | 7 | 0.28441 | 5.6102e-06 | 1.7075e-06 | 0.22382 | 4.4151e-06 | 1.3437e-06 | 0.34954 | 0.0019326 | 2.4636e-06 | 0.27508 | 0.0015209 | 1.9388e-06 | 45.0906 | 5.7978 | 0.11333 | 51.0017 | 19.5742 | 3.2854 | 0.051736 | 22.9114 | 35.485 | 4.5627 | 0.089184 | 40.1368 | 15.4043 | 2.5855 | 0.040715 | 18.0306
Downstate | 2025 | 10 | 8 | 0.26723 | 5.2712e-06 | 1.6043e-06 | 0.2103 | 4.1483e-06 | 1.2625e-06 | 0.32842 | 0.0018158 | 2.3147e-06 | 0.25846 | 0.001429 | 1.8216e-06 | 42.366 | 5.4474 | 0.10648 | 47.9199 | 18.3914 | 3.0869 | 0.04861 | 21.5269 | 33.3408 | 4.287 | 0.083795 | 37.7115 | 14.4735 | 2.4293 | 0.038254 | 16.9411
Downstate | 2025 | 10 | 9 | 0.27289 | 5.3829e-06 | 1.6383e-06 | 0.21475 | 4.2362e-06 | 1.2893e-06 | 0.33538 | 0.0018543 | 2.3638e-06 | 0.26393 | 0.0014593 | 1.8602e-06 | 43.2635 | 5.5628 | 0.10873 | 48.9351 | 18.7811 | 3.1523 | 0.049639 | 21.983 | 34.0471 | 4.3778 | 0.08557 | 38.5104 | 14.7801 | 2.4807 | 0.039065 | 17.2999
Downstate | 2025 | 10 | 10 | 0.26155 | 5.1593e-06 | 1.5702e-06 | 0.20583 | 4.0602e-06 | 1.2357e-06 | 0.32144 | 0.0017773 | 2.2656e-06 | 0.25297 | 0.0013986 | 1.7829e-06 | 41.4663 | 5.3318 | 0.10422 | 46.9023 | 18.0009 | 3.0213 | 0.047577 | 21.0698 | 32.6328 | 4.1959 | 0.082016 | 36.9107 | 14.1662 | 2.3777 | 0.037442 | 16.5813
Downstate | 2025 | 10 | 11 | 0.26244 | 5.1768e-06 | 1.5755e-06 | 0.20653 | 4.0739e-06 | 1.2399e-06 | 0.32253 | 0.0017833 | 2.2733e-06 | 0.25382 | 0.0014034 | 1.789e-06 | 41.6069 | 5.3498 | 0.10457 | 47.0613 | 18.0619 | 3.0316 | 0.047739 | 21.1412 | 32.7434 | 4.2102 | 0.082294 | 37.0358 | 14.2142 | 2.3858 | 0.037569 | 16.6375
Downstate | 2025 | 10 | 12 | 0.26218 | 5.1717e-06 | 1.574e-06 | 0.20633 | 4.07e-06 | 1.2387e-06 | 0.32222 | 0.0017815 | 2.271e-06 | 0.25358 | 0.001402 | 1.7872e-06 | 41.5663 | 5.3446 | 0.10447 | 47.0153 | 18.0443 | 3.0286 | 0.047692 | 21.1206 | 32.7114 | 4.206 | 0.082213 | 36.9997 | 14.2003 | 2.3834 | 0.037532 | 16.6213
Downstate | 2025 | 10 | 13 | 0.27653 | 5.4548e-06 | 1.6602e-06 | 0.21762 | 4.2927e-06 | 1.3065e-06 | 0.33986 | 0.0018791 | 2.3954e-06 | 0.26746 | 0.0014788 | 1.8851e-06 | 43.8415 | 5.6372 | 0.11019 | 49.5888 | 19.032 | 3.1944 | 0.050303 | 22.2767 | 34.502 | 4.4363 | 0.086714 | 39.0249 | 14.9776 | 2.5139 | 0.039587 | 17.5311
Downstate | 2025 | 10 | 14 | 0.28609 | 5.6432e-06 | 1.7175e-06 | 0.22514 | 4.441e-06 | 1.3516e-06 | 0.3516 | 0.001944 | 2.4781e-06 | 0.2767 | 0.0015298 | 1.9502e-06 | 45.356 | 5.8319 | 0.11399 | 51.3019 | 19.6894 | 3.3047 | 0.05204 | 23.0462 | 35.6938 | 4.5895 | 0.089709 | 40.373 | 15.495 | 2.6007 | 0.040954 | 18.1367
Downstate | 2025 | 10 | 15 | 0.2999 | 5.9157e-06 | 1.8004e-06 | 0.23601 | 4.6554e-06 | 1.4169e-06 | 0.36857 | 0.0020378 | 2.5977e-06 | 0.29005 | 0.0016037 | 2.0443e-06 | 47.5456 | 6.1134 | 0.1195 | 53.7786 | 20.64 | 3.4643 | 0.054553 | 24.1588 | 37.417 | 4.8111 | 0.09404 | 42.3221 | 16.243 | 2.7263 | 0.042931 | 19.0123
Downstate | 2025 | 10 | 16 | 0.33074 | 6.524e-06 | 1.9856e-06 | 0.26028 | 5.1342e-06 | 1.5626e-06 | 0.40647 | 0.0022474 | 2.8649e-06 | 0.31988 | 0.0017686 | 2.2546e-06 | 52.435 | 6.7421 | 0.13178 | 59.3089 | 22.7625 | 3.8205 | 0.060163 | 26.6432 | 41.2648 | 5.3058 | 0.10371 | 46.6744 | 17.9134 | 3.0066 | 0.047346 | 20.9674
Downstate | 2025 | 10 | 17 | 0.34016 | 6.7098e-06 | 2.0421e-06 | 0.26769 | 5.2804e-06 | 1.6071e-06 | 0.41805 | 0.0023114 | 2.9465e-06 | 0.32899 | 0.001819 | 2.3188e-06 | 53.9283 | 6.9341 | 0.13554 | 60.998 | 23.4107 | 3.9293 | 0.061876 | 27.402 | 42.44 | 5.457 | 0.10666 | 48.0036 | 18.4236 | 3.0923 | 0.048694 | 21.5645
Downstate | 2025 | 10 | 18 | 0.35257 | 6.9547e-06 | 2.1166e-06 | 0.27746 | 5.4731e-06 | 1.6657e-06 | 0.43331 | 0.0023957 | 3.054e-06 | 0.341 | 0.0018854 | 2.4034e-06 | 55.8965 | 7.1872 | 0.14048 | 63.2242 | 24.2652 | 4.0727 | 0.064134 | 28.402 | 43.9889 | 5.6561 | 0.11056 | 49.7556 | 19.096 | 3.2051 | 0.050472 | 22.3516
Downstate | 2025 | 10 | 19 | 0.35263 | 6.9559e-06 | 2.117e-06 | 0.27751 | 5.4741e-06 | 1.666e-06 | 0.43338 | 0.0023961 | 3.0545e-06 | 0.34106 | 0.0018857 | 2.4038e-06 | 55.9061 | 7.1884 | 0.14051 | 63.2351 | 24.2693 | 4.0734 | 0.064145 | 28.4069 | 43.9965 | 5.6571 | 0.11058 | 49.7641 | 19.0992 | 3.2057 | 0.05048 | 22.3554
Downstate | 2025 | 10 | 20 | 0.34051 | 6.7168e-06 | 2.0442e-06 | 0.26797 | 5.2859e-06 | 1.6088e-06 | 0.41848 | 0.0023138 | 2.9495e-06 | 0.32933 | 0.0018209 | 2.3212e-06 | 53.9845 | 6.9413 | 0.13568 | 61.0615 | 23.4351 | 3.9334 | 0.06194 | 27.4305 | 42.4842 | 5.4626 | 0.10678 | 48.0536 | 18.4427 | 3.0955 | 0.048745 | 21.587
Downstate | 2025 | 10 | 21 | 0.32091 | 6.3301e-06 | 1.9265e-06 | 0.25254 | 4.9816e-06 | 1.5161e-06 | 0.39439 | 0.0021806 | 2.7797e-06 | 0.31037 | 0.001716 | 2.1876e-06 | 50.8763 | 6.5417 | 0.12787 | 57.5459 | 22.0859 | 3.707 | 0.058374 | 25.8512 | 40.0382 | 5.1481 | 0.10063 | 45.2869 | 17.3809 | 2.9173 | 0.045939 | 20.3441
Downstate | 2025 | 10 | 22 | 0.29496 | 5.8183e-06 | 1.7708e-06 | 0.23213 | 4.5788e-06 | 1.3936e-06 | 0.3625 | 0.0020043 | 2.555e-06 | 0.28528 | 0.0015773 | 2.0107e-06 | 46.7631 | 6.0128 | 0.11753 | 52.8935 | 20.3003 | 3.4073 | 0.053655 | 23.7612 | 36.8012 | 4.7319 | 0.092492 | 41.6256 | 15.9757 | 2.6814 | 0.042225 | 18.6994
Downstate | 2025 | 10 | 23 | 0.26278 | 5.1836e-06 | 1.5776e-06 | 0.2068 | 4.0793e-06 | 1.2415e-06 | 0.32296 | 0.0017856 | 2.2763e-06 | 0.25416 | 0.0014052 | 1.7914e-06 | 41.6617 | 5.3569 | 0.10471 | 47.1233 | 18.0857 | 3.0356 | 0.047802 | 21.1691 | 32.7865 | 4.2157 | 0.082402 | 37.0846 | 14.2329 | 2.3889 | 0.037618 | 16.6594
Downstate | 2025 | 10 | 24 | 0.22595 | 4.457e-06 | 1.3565e-06 | 0.17782 | 3.5075e-06 | 1.0675e-06 | 0.27769 | 0.0015353 | 1.9572e-06 | 0.21853 | 0.0012083 | 1.5403e-06 | 35.822 | 4.606 | 0.090031 | 40.518 | 15.5506 | 2.6101 | 0.041101 | 18.2018 | 28.1908 | 3.6248 | 0.070852 | 31.8865 | 12.2379 | 2.054 | 0.032345 | 14.3243
Downstate | 2025 | 11 | 1 | 0.22882 | 4.5137e-06 | 1.3737e-06 | 0.18008 | 3.5521e-06 | 1.0811e-06 | 0.28122 | 0.0015549 | 1.9821e-06 | 0.22131 | 0.0012236 | 1.5598e-06 | 36.2774 | 4.6646 | 0.091176 | 41.0332 | 15.7483 | 2.6433 | 0.041624 | 18.4332 | 28.5493 | 3.6709 | 0.071753 | 32.2919 | 12.3935 | 2.0802 | 0.032757 | 14.5064
Downstate | 2025 | 11 | 2 | 0.2158 | 4.2568e-06 | 1.2956e-06 | 0.16983 | 3.35e-06 | 1.0196e-06 | 0.26522 | 0.0014664 | 1.8693e-06 | 0.20872 | 0.001154 | 1.4711e-06 | 34.2132 | 4.3992 | 0.085988 | 38.6984 | 14.8523 | 2.4929 | 0.039255 | 17.3844 | 26.9248 | 3.462 | 0.06767 | 30.4545 | 11.6883 | 1.9618 | 0.030893 | 13.681
Downstate | 2025 | 11 | 3 | 0.22543 | 4.4466e-06 | 1.3533e-06 | 0.1774 | 3.4994e-06 | 1.065e-06 | 0.27704 | 0.0015318 | 1.9527e-06 | 0.21803 | 0.0012055 | 1.5367e-06 | 35.7388 | 4.5953 | 0.089822 | 40.4239 | 15.5145 | 2.604 | 0.041006 | 18.1595 | 28.1253 | 3.6164 | 0.070687 | 31.8124 | 12.2095 | 2.0493 | 0.03227 | 14.291
Downstate | 2025 | 11 | 4 | 0.22959 | 4.5289e-06 | 1.3783e-06 | 0.18068 | 3.5641e-06 | 1.0847e-06 | 0.28217 | 0.0015601 | 1.9888e-06 | 0.22206 | 0.0012277 | 1.5651e-06 | 36.3996 | 4.6803 | 0.091483 | 41.1713 | 15.8014 | 2.6522 | 0.041764 | 18.4953 | 28.6454 | 3.6832 | 0.071994 | 32.4006 | 12.4352 | 2.0872 | 0.032867 | 14.5552
Downstate | 2025 | 11 | 5 | 0.22687 | 4.4751e-06 | 1.362e-06 | 0.17854 | 3.5218e-06 | 1.0718e-06 | 0.27882 | 0.0015416 | 1.9652e-06 | 0.21942 | 0.0012132 | 1.5465e-06 | 35.9675 | 4.6247 | 0.090397 | 40.6827 | 15.6138 | 2.6207 | 0.041268 | 18.2758 | 28.3054 | 3.6395 | 0.07114 | 32.016 | 12.2876 | 2.0624 | 0.032477 | 14.3825
Downstate | 2025 | 11 | 6 | 0.2629 | 5.1859e-06 | 1.5783e-06 | 0.2069 | 4.0811e-06 | 1.2421e-06 | 0.3231 | 0.0017864 | 2.2773e-06 | 0.25427 | 0.0014059 | 1.7921e-06 | 41.6803 | 5.3593 | 0.10475 | 47.1443 | 18.0938 | 3.0369 | 0.047823 | 21.1785 | 32.8011 | 4.2176 | 0.082439 | 37.1011 | 14.2392 | 2.39 | 0.037635 | 16.6668
Downstate | 2025 | 11 | 7 | 0.28467 | 5.6153e-06 | 1.709e-06 | 0.22403 | 4.4191e-06 | 1.3449e-06 | 0.34986 | 0.0019344 | 2.4659e-06 | 0.27533 | 0.0015223 | 1.9406e-06 | 45.132 | 5.8031 | 0.11343 | 51.0485 | 19.5922 | 3.2884 | 0.051783 | 22.9324 | 35.5175 | 4.5669 | 0.089266 | 40.1736 | 15.4184 | 2.5879 | 0.040752 | 18.0471
Downstate | 2025 | 11 | 8 | 0.28785 | 5.6779e-06 | 1.7281e-06 | 0.22653 | 4.4683e-06 | 1.3599e-06 | 0.35376 | 0.0019559 | 2.4933e-06 | 0.2784 | 0.0015392 | 1.9622e-06 | 45.6349 | 5.8678 | 0.11469 | 51.6173 | 19.8105 | 3.3251 | 0.05236 | 23.1879 | 35.9133 | 4.6177 | 0.090261 | 40.6213 | 15.5903 | 2.6167 | 0.041206 | 18.2482
Downstate | 2025 | 11 | 9 | 0.28113 | 5.5454e-06 | 1.6877e-06 | 0.22124 | 4.3641e-06 | 1.3282e-06 | 0.34551 | 0.0019103 | 2.4352e-06 | 0.2719 | 0.0015033 | 1.9164e-06 | 44.5702 | 5.7309 | 0.11202 | 50.4131 | 19.3483 | 3.2475 | 0.051139 | 22.6469 | 35.0754 | 4.51 | 0.088155 | 39.6736 | 15.2265 | 2.5557 | 0.040245 | 17.8224
Downstate | 2025 | 11 | 10 | 0.2766 | 5.456e-06 | 1.6605e-06 | 0.21767 | 4.2937e-06 | 1.3068e-06 | 0.33993 | 0.0018795 | 2.3959e-06 | 0.26752 | 0.0014791 | 1.8855e-06 | 43.8513 | 5.6384 | 0.11021 | 49.6 | 19.0362 | 3.1951 | 0.050314 | 22.2817 | 34.5097 | 4.4373 | 0.086733 | 39.0337 | 14.9809 | 2.5145 | 0.039595 | 17.535
Downstate | 2025 | 11 | 11 | 0.27238 | 5.3728e-06 | 1.6352e-06 | 0.21435 | 4.2282e-06 | 1.2869e-06 | 0.33475 | 0.0018508 | 2.3594e-06 | 0.26344 | 0.0014565 | 1.8567e-06 | 43.1826 | 5.5524 | 0.10853 | 48.8436 | 18.7459 | 3.1464 | 0.049547 | 21.9419 | 33.9834 | 4.3696 | 0.08541 | 38.4384 | 14.7525 | 2.4761 | 0.038992 | 17.2676
Downstate | 2025 | 11 | 12 | 0.27692 | 5.4623e-06 | 1.6624e-06 | 0.21792 | 4.2987e-06 | 1.3083e-06 | 0.34033 | 0.0018816 | 2.3987e-06 | 0.26783 | 0.0014808 | 1.8877e-06 | 43.902 | 5.6449 | 0.11034 | 49.6573 | 19.0582 | 3.1988 | 0.050372 | 22.3074 | 34.5496 | 4.4424 | 0.086833 | 39.0788 | 14.9983 | 2.5174 | 0.039641 | 17.5553
Downstate | 2025 | 11 | 13 | 0.29795 | 5.8773e-06 | 1.7888e-06 | 0.23448 | 4.6253e-06 | 1.4077e-06 | 0.36618 | 0.0020246 | 2.5809e-06 | 0.28818 | 0.0015933 | 2.0311e-06 | 47.2376 | 6.0738 | 0.11872 | 53.4302 | 20.5062 | 3.4418 | 0.054199 | 24.0023 | 37.1746 | 4.7799 | 0.093431 | 42.0479 | 16.1378 | 2.7086 | 0.042653 | 18.8891
Downstate | 2025 | 11 | 14 | 0.2939 | 5.7974e-06 | 1.7644e-06 | 0.23129 | 4.5624e-06 | 1.3886e-06 | 0.3612 | 0.0019971 | 2.5458e-06 | 0.28426 | 0.0015716 | 2.0035e-06 | 46.5954 | 5.9913 | 0.11711 | 52.7038 | 20.2275 | 3.395 | 0.053462 | 23.676 | 36.6692 | 4.7149 | 0.09216 | 41.4763 | 15.9184 | 2.6718 | 0.042073 | 18.6323
Downstate | 2025 | 11 | 15 | 0.31376 | 6.1892e-06 | 1.8837e-06 | 0.24692 | 4.8707e-06 | 1.4824e-06 | 0.38561 | 0.002132 | 2.7179e-06 | 0.30347 | 0.0016779 | 2.1389e-06 | 49.7441 | 6.3961 | 0.12502 | 56.2653 | 21.5943 | 3.6245 | 0.057075 | 25.2759 | 39.1471 | 5.0336 | 0.098388 | 44.2791 | 16.9941 | 2.8523 | 0.044916 | 19.8914
Downstate | 2025 | 11 | 16 | 0.34831 | 6.8706e-06 | 2.091e-06 | 0.27411 | 5.4069e-06 | 1.6456e-06 | 0.42807 | 0.0023668 | 3.0171e-06 | 0.33687 | 0.0018626 | 2.3743e-06 | 55.2205 | 7.1003 | 0.13879 | 62.4595 | 23.9717 | 4.0235 | 0.063359 | 28.0585 | 43.4569 | 5.5877 | 0.10922 | 49.1538 | 18.865 | 3.1664 | 0.049861 | 22.0812
Downstate | 2025 | 11 | 17 | 0.35376 | 6.9781e-06 | 2.1238e-06 | 0.2784 | 5.4916e-06 | 1.6713e-06 | 0.43477 | 0.0024038 | 3.0643e-06 | 0.34215 | 0.0018917 | 2.4115e-06 | 56.085 | 7.2114 | 0.14096 | 63.4374 | 24.347 | 4.0865 | 0.06435 | 28.4978 | 44.1372 | 5.6752 | 0.11093 | 49.9233 | 19.1603 | 3.2159 | 0.050642 | 22.4269
Downstate | 2025 | 11 | 18 | 0.35919 | 7.0851e-06 | 2.1563e-06 | 0.28267 | 5.5758e-06 | 1.697e-06 | 0.44143 | 0.0024407 | 3.1113e-06 | 0.3474 | 0.0019207 | 2.4485e-06 | 56.9451 | 7.322 | 0.14312 | 64.4103 | 24.7204 | 4.1492 | 0.065337 | 28.9348 | 44.8141 | 5.7622 | 0.11263 | 50.689 | 19.4542 | 3.2653 | 0.051419 | 22.7709
Downstate | 2025 | 11 | 19 | 0.3587 | 7.0756e-06 | 2.1534e-06 | 0.28229 | 5.5683e-06 | 1.6947e-06 | 0.44084 | 0.0024374 | 3.1071e-06 | 0.34693 | 0.0019181 | 2.4452e-06 | 56.8682 | 7.3121 | 0.14293 | 64.3233 | 24.687 | 4.1435 | 0.065249 | 28.8958 | 44.7536 | 5.7544 | 0.11248 | 50.6205 | 19.4279 | 3.2608 | 0.051349 | 22.7401
Downstate | 2025 | 11 | 20 | 0.3364 | 6.6356e-06 | 2.0195e-06 | 0.26474 | 5.2221e-06 | 1.5893e-06 | 0.41343 | 0.0022858 | 2.9139e-06 | 0.32536 | 0.0017989 | 2.2932e-06 | 53.3324 | 6.8575 | 0.13404 | 60.3239 | 23.152 | 3.8859 | 0.061192 | 27.0992 | 41.971 | 5.3967 | 0.10549 | 47.4731 | 18.22 | 3.0581 | 0.048156 | 21.3262
Downstate | 2025 | 11 | 21 | 0.32424 | 6.3957e-06 | 1.9465e-06 | 0.25516 | 5.0333e-06 | 1.5319e-06 | 0.39848 | 0.0022032 | 2.8086e-06 | 0.31359 | 0.0017338 | 2.2103e-06 | 51.4043 | 6.6096 | 0.12919 | 58.143 | 22.315 | 3.7454 | 0.05898 | 26.1194 | 40.4536 | 5.2015 | 0.10167 | 45.7568 | 17.5613 | 2.9475 | 0.046415 | 20.5552
Downstate | 2025 | 11 | 22 | 0.29589 | 5.8366e-06 | 1.7764e-06 | 0.23286 | 4.5933e-06 | 1.3979e-06 | 0.36365 | 0.0020106 | 2.563e-06 | 0.28618 | 0.0015823 | 2.017e-06 | 46.9106 | 6.0318 | 0.1179 | 53.0603 | 20.3643 | 3.418 | 0.053824 | 23.8361 | 36.9172 | 4.7468 | 0.092784 | 41.7568 | 16.0261 | 2.6899 | 0.042358 | 18.7583
Downstate | 2025 | 11 | 23 | 0.26419 | 5.2112e-06 | 1.586e-06 | 0.20791 | 4.1011e-06 | 1.2482e-06 | 0.32468 | 0.0017952 | 2.2884e-06 | 0.25552 | 0.0014127 | 1.8009e-06 | 41.8841 | 5.3855 | 0.10527 | 47.3749 | 18.1823 | 3.0518 | 0.048057 | 21.2821 | 32.9616 | 4.2382 | 0.082842 | 37.2826 | 14.3089 | 2.4017 | 0.037819 | 16.7484
Downstate | 2025 | 11 | 24 | 0.23866 | 4.7077e-06 | 1.4328e-06 | 0.18782 | 3.7048e-06 | 1.1275e-06 | 0.29331 | 0.0016217 | 2.0673e-06 | 0.23082 | 0.0012762 | 1.6269e-06 | 37.8366 | 4.8651 | 0.095095 | 42.7968 | 16.4252 | 2.7569 | 0.043413 | 19.2255 | 29.7763 | 3.8287 | 0.074837 | 33.6798 | 12.9261 | 2.1696 | 0.034165 | 15.1299
Downstate | 2025 | 12 | 1 | 0.24978 | 4.9271e-06 | 1.4996e-06 | 0.19657 | 3.8775e-06 | 1.1801e-06 | 0.30698 | 0.0016973 | 2.1637e-06 | 0.24159 | 0.0013357 | 1.7027e-06 | 39.6006 | 5.0919 | 0.099528 | 44.792 | 17.191 | 2.8854 | 0.045437 | 20.1218 | 31.1645 | 4.0071 | 0.078326 | 35.25 | 13.5288 | 2.2707 | 0.035757 | 15.8353
Downstate | 2025 | 12 | 2 | 0.24619 | 4.8562e-06 | 1.478e-06 | 0.19374 | 3.8217e-06 | 1.1631e-06 | 0.30256 | 0.0016729 | 2.1325e-06 | 0.23811 | 0.0013165 | 1.6782e-06 | 39.0307 | 5.0186 | 0.098096 | 44.1474 | 16.9436 | 2.8439 | 0.044783 | 19.8322 | 30.716 | 3.9495 | 0.077198 | 34.7427 | 13.3341 | 2.238 | 0.035243 | 15.6074
Downstate | 2025 | 12 | 3 | 0.2616 | 5.1602e-06 | 1.5705e-06 | 0.20587 | 4.0609e-06 | 1.2359e-06 | 0.3215 | 0.0017776 | 2.266e-06 | 0.25301 | 0.0013989 | 1.7833e-06 | 41.4737 | 5.3327 | 0.10424 | 46.9107 | 18.0041 | 3.0219 | 0.047586 | 21.0735 | 32.6386 | 4.1967 | 0.08203 | 36.9173 | 14.1687 | 2.3781 | 0.037449 | 16.5843
Downstate | 2025 | 12 | 4 | 0.25749 | 5.0792e-06 | 1.5458e-06 | 0.20264 | 3.9971e-06 | 1.2165e-06 | 0.31645 | 0.0017497 | 2.2304e-06 | 0.24904 | 0.0013769 | 1.7553e-06 | 40.8225 | 5.249 | 0.1026 | 46.1741 | 17.7214 | 2.9744 | 0.046839 | 20.7427 | 32.1261 | 4.1308 | 0.080742 | 36.3377 | 13.9462 | 2.3408 | 0.036861 | 16.3239
Downstate | 2025 | 12 | 5 | 0.24517 | 4.8362e-06 | 1.4719e-06 | 0.19294 | 3.8059e-06 | 1.1583e-06 | 0.30132 | 0.001666 | 2.1237e-06 | 0.23713 | 0.0013111 | 1.6713e-06 | 38.8697 | 4.9979 | 0.097691 | 43.9653 | 16.8737 | 2.8321 | 0.044598 | 19.7504 | 30.5893 | 3.9332 | 0.07688 | 34.5993 | 13.2791 | 2.2288 | 0.035097 | 15.543
Downstate | 2025 | 12 | 6 | 0.26841 | 5.2946e-06 | 1.6114e-06 | 0.21123 | 4.1667e-06 | 1.2681e-06 | 0.32988 | 0.0018239 | 2.325e-06 | 0.2596 | 0.0014353 | 1.8297e-06 | 42.5539 | 5.4716 | 0.10695 | 48.1324 | 18.473 | 3.1006 | 0.048825 | 21.6224 | 33.4886 | 4.306 | 0.084167 | 37.8788 | 14.5377 | 2.4401 | 0.038424 | 17.0162
Downstate | 2025 | 12 | 7 | 0.29418 | 5.8028e-06 | 1.7661e-06 | 0.23151 | 4.5666e-06 | 1.3898e-06 | 0.36154 | 0.0019989 | 2.5482e-06 | 0.28452 | 0.0015731 | 2.0054e-06 | 46.6388 | 5.9968 | 0.11722 | 52.7528 | 20.2463 | 3.3982 | 0.053512 | 23.698 | 36.7033 | 4.7193 | 0.092246 | 41.5149 | 15.9332 | 2.6743 | 0.042112 | 18.6496
Downstate | 2025 | 12 | 8 | 0.30297 | 5.9762e-06 | 1.8188e-06 | 0.23843 | 4.7031e-06 | 1.4314e-06 | 0.37234 | 0.0020587 | 2.6243e-06 | 0.29302 | 0.0016201 | 2.0653e-06 | 48.0321 | 6.176 | 0.12072 | 54.3288 | 20.8512 | 3.4997 | 0.055111 | 24.406 | 37.7998 | 4.8603 | 0.095002 | 42.7552 | 16.4092 | 2.7542 | 0.043371 | 19.2068
Downstate | 2025 | 12 | 9 | 0.28705 | 5.6623e-06 | 1.7233e-06 | 0.2259 | 4.456e-06 | 1.3562e-06 | 0.35278 | 0.0019505 | 2.4865e-06 | 0.27763 | 0.001535 | 1.9568e-06 | 45.5091 | 5.8516 | 0.11438 | 51.4751 | 19.7559 | 3.3159 | 0.052216 | 23.124 | 35.8143 | 4.605 | 0.090012 | 40.5093 | 15.5473 | 2.6095 | 0.041092 | 18.1979
Downstate | 2025 | 12 | 10 | 0.27874 | 5.4982e-06 | 1.6734e-06 | 0.21936 | 4.3269e-06 | 1.3169e-06 | 0.34256 | 0.001894 | 2.4144e-06 | 0.26959 | 0.0014905 | 1.9001e-06 | 44.1908 | 5.6821 | 0.11106 | 49.9839 | 19.1836 | 3.2198 | 0.050703 | 22.4541 | 34.7768 | 4.4716 | 0.087404 | 39.3358 | 15.0969 | 2.5339 | 0.039902 | 17.6707
Downstate | 2025 | 12 | 11 | 0.28515 | 5.6248e-06 | 1.7119e-06 | 0.22441 | 4.4266e-06 | 1.3472e-06 | 0.35045 | 0.0019376 | 2.47e-06 | 0.2758 | 0.0015249 | 1.9438e-06 | 45.2083 | 5.8129 | 0.11362 | 51.1348 | 19.6253 | 3.294 | 0.051871 | 22.9712 | 35.5776 | 4.5746 | 0.089417 | 40.2416 | 15.4445 | 2.5923 | 0.040821 | 18.0776
Downstate | 2025 | 12 | 12 | 0.2933 | 5.7855e-06 | 1.7608e-06 | 0.23082 | 4.553e-06 | 1.3857e-06 | 0.36046 | 0.001993 | 2.5406e-06 | 0.28367 | 0.0015684 | 1.9994e-06 | 46.4995 | 5.9789 | 0.11687 | 52.5953 | 20.1858 | 3.3881 | 0.053352 | 23.6272 | 36.5937 | 4.7052 | 0.091971 | 41.3909 | 15.8856 | 2.6663 | 0.041987 | 18.5939
Downstate | 2025 | 12 | 13 | 0.31089 | 6.1324e-06 | 1.8664e-06 | 0.24466 | 4.826e-06 | 1.4688e-06 | 0.38208 | 0.0021125 | 2.6929e-06 | 0.30068 | 0.0016625 | 2.1193e-06 | 49.2879 | 6.3375 | 0.12387 | 55.7492 | 21.3963 | 3.5912 | 0.056552 | 25.0441 | 38.7881 | 4.9874 | 0.097486 | 43.8729 | 16.8382 | 2.8262 | 0.044504 | 19.7089
Downstate | 2025 | 12 | 14 | 0.32722 | 6.4546e-06 | 1.9644e-06 | 0.25751 | 5.0796e-06 | 1.546e-06 | 0.40215 | 0.0022235 | 2.8344e-06 | 0.31648 | 0.0017498 | 2.2306e-06 | 51.8772 | 6.6704 | 0.13038 | 58.678 | 22.5203 | 3.7799 | 0.059523 | 26.3597 | 40.8258 | 5.2494 | 0.10261 | 46.1778 | 17.7228 | 2.9747 | 0.046842 | 20.7443
Downstate | 2025 | 12 | 15 | 0.33402 | 6.5887e-06 | 2.0053e-06 | 0.26286 | 5.1851e-06 | 1.5781e-06 | 0.41051 | 0.0022697 | 2.8933e-06 | 0.32306 | 0.0017862 | 2.2769e-06 | 52.9553 | 6.809 | 0.13309 | 59.8974 | 22.9883 | 3.8584 | 0.060759 | 26.9075 | 41.6742 | 5.3585 | 0.10474 | 47.1375 | 18.0911 | 3.0365 | 0.047816 | 21.1754
Downstate | 2025 | 12 | 16 | 0.35917 | 7.0849e-06 | 2.1563e-06 | 0.28266 | 5.5756e-06 | 1.6969e-06 | 0.44142 | 0.0024406 | 3.1112e-06 | 0.34738 | 0.0019207 | 2.4484e-06 | 56.9432 | 7.3218 | 0.14311 | 64.4081 | 24.7195 | 4.149 | 0.065335 | 28.9339 | 44.8126 | 5.762 | 0.11263 | 50.6872 | 19.4535 | 3.2651 | 0.051417 | 22.7701
Downstate | 2025 | 12 | 17 | 0.36227 | 7.1461e-06 | 2.1749e-06 | 0.2851 | 5.6237e-06 | 1.7116e-06 | 0.44523 | 0.0024617 | 3.1381e-06 | 0.35038 | 0.0019373 | 2.4696e-06 | 57.4347 | 7.385 | 0.14435 | 64.9641 | 24.9329 | 4.1848 | 0.065899 | 29.1836 | 45.1994 | 5.8118 | 0.1136 | 51.1248 | 19.6214 | 3.2933 | 0.051861 | 22.9666
Downstate | 2025 | 12 | 18 | 0.44793 | 8.8357e-06 | 2.6891e-06 | 0.35251 | 6.9534e-06 | 2.1163e-06 | 0.5505 | 0.0030437 | 3.88e-06 | 0.43323 | 0.0023953 | 3.0534e-06 | 71.0144 | 9.1311 | 0.17848 | 80.324 | 30.828 | 5.1743 | 0.08148 | 36.0837 | 55.8862 | 7.1859 | 0.14046 | 63.2126 | 24.2607 | 4.072 | 0.064122 | 28.3968
Downstate | 2025 | 12 | 19 | 0.44353 | 8.749e-06 | 2.6627e-06 | 0.34905 | 6.8852e-06 | 2.0955e-06 | 0.5451 | 0.0030138 | 3.8419e-06 | 0.42898 | 0.0023718 | 3.0235e-06 | 70.3177 | 9.0415 | 0.17673 | 79.5359 | 30.5255 | 5.1235 | 0.080681 | 35.7297 | 55.3379 | 7.1154 | 0.13908 | 62.5924 | 24.0227 | 4.032 | 0.063493 | 28.1182
Downstate | 2025 | 12 | 20 | 0.39696 | 7.8303e-06 | 2.3831e-06 | 0.3124 | 6.1622e-06 | 1.8755e-06 | 0.48786 | 0.0026974 | 3.4385e-06 | 0.38393 | 0.0021228 | 2.706e-06 | 62.9344 | 8.0921 | 0.15817 | 71.1847 | 27.3203 | 4.5855 | 0.072209 | 31.9781 | 49.5275 | 6.3683 | 0.12448 | 56.0202 | 21.5003 | 3.6087 | 0.056827 | 25.1658
Downstate | 2025 | 12 | 21 | 0.34227 | 6.7515e-06 | 2.0548e-06 | 0.26936 | 5.3132e-06 | 1.6171e-06 | 0.42065 | 0.0023257 | 2.9648e-06 | 0.33104 | 0.0018303 | 2.3332e-06 | 54.2633 | 6.9772 | 0.13638 | 61.3769 | 23.5562 | 3.9537 | 0.06226 | 27.5722 | 42.7036 | 5.4909 | 0.10733 | 48.3018 | 18.538 | 3.1115 | 0.048997 | 21.6985
Downstate | 2025 | 12 | 22 | 0.3214 | 6.3398e-06 | 1.9295e-06 | 0.25293 | 4.9892e-06 | 1.5185e-06 | 0.39499 | 0.0021839 | 2.784e-06 | 0.31085 | 0.0017187 | 2.1909e-06 | 50.9543 | 6.5517 | 0.12806 | 57.6341 | 22.1197 | 3.7126 | 0.058464 | 25.8908 | 40.0995 | 5.156 | 0.10078 | 45.3563 | 17.4075 | 2.9217 | 0.046009 | 20.3753
Downstate | 2025 | 12 | 23 | 0.30141 | 5.9455e-06 | 1.8095e-06 | 0.2372 | 4.679e-06 | 1.424e-06 | 0.37043 | 0.0020481 | 2.6109e-06 | 0.29152 | 0.0016118 | 2.0547e-06 | 47.7859 | 6.1443 | 0.1201 | 54.0504 | 20.7443 | 3.4818 | 0.054828 | 24.2809 | 37.6061 | 4.8354 | 0.094515 | 42.536 | 16.3251 | 2.7401 | 0.043148 | 19.1083
Downstate | 2025 | 12 | 24 | 0.28155 | 5.5537e-06 | 1.6903e-06 | 0.22157 | 4.3706e-06 | 1.3302e-06 | 0.34602 | 0.0019131 | 2.4388e-06 | 0.27231 | 0.0015056 | 1.9193e-06 | 44.6367 | 5.7394 | 0.11219 | 50.4883 | 19.3772 | 3.2523 | 0.051215 | 22.6807 | 35.1278 | 4.5167 | 0.088286 | 39.7328 | 15.2493 | 2.5595 | 0.040305 | 17.8491
Downstate | 2026 | 1 | 1 | 0.22916 | 4.5204e-06 | 1.3758e-06 | 0.16773 | 3.3086e-06 | 1.007e-06 | 0.28164 | 0.0015572 | 1.985e-06 | 0.20614 | 0.0011397 | 1.4529e-06 | 36.895 | 4.8273 | 0.093297 | 41.8155 | 16.0535 | 2.8029 | 0.041686 | 18.8981 | 27.0045 | 3.5332 | 0.068287 | 30.606 | 11.7501 | 2.0515 | 0.030511 | 13.8321
Downstate | 2026 | 1 | 2 | 0.25678 | 5.0651e-06 | 1.5416e-06 | 0.18794 | 3.7073e-06 | 1.1283e-06 | 0.31558 | 0.0017448 | 2.2242e-06 | 0.23098 | 0.0012771 | 1.628e-06 | 41.3409 | 5.409 | 0.10454 | 46.8544 | 17.988 | 3.1407 | 0.046709 | 21.1754 | 30.2586 | 3.959 | 0.076516 | 34.2941 | 13.166 | 2.2988 | 0.034188 | 15.4989
Downstate | 2026 | 1 | 3 | 0.25237 | 4.9782e-06 | 1.5151e-06 | 0.18472 | 3.6437e-06 | 1.109e-06 | 0.31017 | 0.0017149 | 2.1861e-06 | 0.22702 | 0.0012552 | 1.6001e-06 | 40.6317 | 5.3162 | 0.10275 | 46.0506 | 17.6794 | 3.0868 | 0.045908 | 20.8121 | 29.7396 | 3.8911 | 0.075203 | 33.7058 | 12.9401 | 2.2593 | 0.033601 | 15.233
Downstate | 2026 | 1 | 4 | 0.25488 | 5.0276e-06 | 1.5301e-06 | 0.18655 | 3.6799e-06 | 1.12e-06 | 0.31324 | 0.0017319 | 2.2078e-06 | 0.22927 | 0.0012676 | 1.6159e-06 | 41.0346 | 5.3689 | 0.10377 | 46.5073 | 17.8548 | 3.1174 | 0.046363 | 21.0185 | 30.0345 | 3.9296 | 0.075949 | 34.0401 | 13.0684 | 2.2817 | 0.033935 | 15.3841
Downstate | 2026 | 1 | 5 | 0.23524 | 4.6402e-06 | 1.4122e-06 | 0.17218 | 3.3963e-06 | 1.0336e-06 | 0.2891 | 0.0015984 | 2.0376e-06 | 0.2116 | 0.0011699 | 1.4914e-06 | 37.8723 | 4.9551 | 0.095769 | 42.9232 | 16.4788 | 2.8772 | 0.04279 | 19.3988 | 27.7199 | 3.6268 | 0.070096 | 31.4168 | 12.0613 | 2.1059 | 0.03132 | 14.1985
Downstate | 2026 | 1 | 6 | 0.21683 | 4.277e-06 | 1.3017e-06 | 0.1587 | 3.1305e-06 | 9.5275e-07 | 0.26648 | 0.0014733 | 1.8782e-06 | 0.19504 | 0.0010784 | 1.3747e-06 | 34.9085 | 4.5674 | 0.088274 | 39.5641 | 15.1892 | 2.652 | 0.039442 | 17.8806 | 25.5506 | 3.343 | 0.06461 | 28.9582 | 11.1174 | 1.9411 | 0.028868 | 13.0874
Downstate | 2026 | 1 | 7 | 0.23069 | 4.5505e-06 | 1.3849e-06 | 0.16885 | 3.3306e-06 | 1.0137e-06 | 0.28351 | 0.0015675 | 1.9983e-06 | 0.20751 | 0.0011473 | 1.4626e-06 | 37.1404 | 4.8594 | 0.093918 | 42.0937 | 16.1603 | 2.8216 | 0.041963 | 19.0239 | 27.1842 | 3.5567 | 0.068741 | 30.8097 | 11.8282 | 2.0652 | 0.030714 | 13.9242
Downstate | 2026 | 1 | 8 | 0.24581 | 4.8488e-06 | 1.4757e-06 | 0.17992 | 3.549e-06 | 1.0801e-06 | 0.3021 | 0.0016703 | 2.1293e-06 | 0.22112 | 0.0012226 | 1.5585e-06 | 39.5755 | 5.178 | 0.10008 | 44.8536 | 17.2199 | 3.0066 | 0.044715 | 20.2712 | 28.9665 | 3.7899 | 0.073248 | 32.8297 | 12.6038 | 2.2006 | 0.032728 | 14.8371
Downstate | 2026 | 1 | 9 | 0.23407 | 4.6171e-06 | 1.4052e-06 | 0.17132 | 3.3794e-06 | 1.0285e-06 | 0.28767 | 0.0015905 | 2.0275e-06 | 0.21055 | 0.0011641 | 1.484e-06 | 37.6844 | 4.9305 | 0.095293 | 42.7102 | 16.397 | 2.8629 | 0.042578 | 19.3025 | 27.5823 | 3.6088 | 0.069748 | 31.2609 | 12.0015 | 2.0954 | 0.031164 | 14.1281
Downstate | 2026 | 1 | 10 | 0.22588 | 4.4557e-06 | 1.3561e-06 | 0.16533 | 3.2612e-06 | 9.9255e-07 | 0.27761 | 0.0015349 | 1.9566e-06 | 0.20319 | 0.0011234 | 1.4321e-06 | 36.3667 | 4.7581 | 0.091961 | 41.2168 | 15.8237 | 2.7628 | 0.041089 | 18.6276 | 26.6179 | 3.4826 | 0.067309 | 30.1678 | 11.5818 | 2.0222 | 0.030074 | 13.6341
Downstate | 2026 | 1 | 11 | 0.22916 | 4.5204e-06 | 1.3758e-06 | 0.16773 | 3.3086e-06 | 1.007e-06 | 0.28164 | 0.0015572 | 1.985e-06 | 0.20614 | 0.0011397 | 1.4529e-06 | 36.8948 | 4.8272 | 0.093297 | 41.8154 | 16.0535 | 2.8029 | 0.041686 | 18.8981 | 27.0044 | 3.5332 | 0.068287 | 30.6059 | 11.75 | 2.0515 | 0.030511 | 13.8321
Downstate | 2026 | 1 | 12 | 0.23626 | 4.6603e-06 | 1.4183e-06 | 0.17292 | 3.411e-06 | 1.0381e-06 | 0.29036 | 0.0016054 | 2.0465e-06 | 0.21252 | 0.001175 | 1.4979e-06 | 38.0365 | 4.9766 | 0.096184 | 43.1094 | 16.5503 | 2.8897 | 0.042976 | 19.4829 | 27.8401 | 3.6425 | 0.0704 | 31.553 | 12.1136 | 2.115 | 0.031455 | 14.2601
Downstate | 2026 | 1 | 13 | 0.24019 | 4.7378e-06 | 1.4419e-06 | 0.1758 | 3.4677e-06 | 1.0554e-06 | 0.29519 | 0.0016321 | 2.0805e-06 | 0.21606 | 0.0011946 | 1.5228e-06 | 38.6694 | 5.0594 | 0.097784 | 43.8266 | 16.8256 | 2.9377 | 0.043691 | 19.807 | 28.3033 | 3.7031 | 0.071571 | 32.078 | 12.3152 | 2.1502 | 0.031979 | 14.4974
Downstate | 2026 | 1 | 14 | 0.24585 | 4.8495e-06 | 1.4759e-06 | 0.17994 | 3.5495e-06 | 1.0803e-06 | 0.30214 | 0.0016705 | 2.1295e-06 | 0.22115 | 0.0012227 | 1.5587e-06 | 39.5806 | 5.1786 | 0.10009 | 44.8594 | 17.2221 | 3.007 | 0.04472 | 20.2738 | 28.9703 | 3.7904 | 0.073258 | 32.8339 | 12.6054 | 2.2009 | 0.032732 | 14.839
Downstate | 2026 | 1 | 15 | 0.26349 | 5.1976e-06 | 1.5819e-06 | 0.19286 | 3.8042e-06 | 1.1578e-06 | 0.32383 | 0.0017904 | 2.2824e-06 | 0.23702 | 0.0013105 | 1.6706e-06 | 42.4218 | 5.5504 | 0.10727 | 48.0794 | 18.4583 | 3.2228 | 0.047931 | 21.7291 | 31.0498 | 4.0625 | 0.078516 | 35.1908 | 13.5102 | 2.3589 | 0.035082 | 15.9042
Downstate | 2026 | 1 | 16 | 0.2883 | 5.6868e-06 | 1.7308e-06 | 0.21101 | 4.1623e-06 | 1.2668e-06 | 0.35431 | 0.001959 | 2.4972e-06 | 0.25933 | 0.0014338 | 1.8278e-06 | 46.4148 | 6.0728 | 0.11737 | 52.605 | 20.1957 | 3.5262 | 0.052442 | 23.7743 | 33.9724 | 4.4449 | 0.085907 | 38.5032 | 14.7819 | 2.5809 | 0.038384 | 17.4012
Downstate | 2026 | 1 | 17 | 0.37049 | 7.308e-06 | 2.2242e-06 | 0.27117 | 5.349e-06 | 1.6279e-06 | 0.45532 | 0.0025175 | 3.2092e-06 | 0.33326 | 0.0018426 | 2.3489e-06 | 59.6473 | 7.8041 | 0.15083 | 67.6022 | 25.9534 | 4.5314 | 0.067393 | 30.5522 | 43.6576 | 5.7121 | 0.1104 | 49.4801 | 18.9961 | 3.3167 | 0.049327 | 22.3621
Downstate | 2026 | 1 | 18 | 0.37404 | 7.3782e-06 | 2.2455e-06 | 0.27377 | 5.4003e-06 | 1.6436e-06 | 0.4597 | 0.0025416 | 3.24e-06 | 0.33647 | 0.0018603 | 2.3715e-06 | 60.2202 | 7.8791 | 0.15228 | 68.2515 | 26.2027 | 4.575 | 0.06804 | 30.8457 | 44.0769 | 5.7669 | 0.11146 | 49.9553 | 19.1785 | 3.3485 | 0.049801 | 22.5769
Downstate | 2026 | 1 | 19 | 0.34447 | 6.7949e-06 | 2.068e-06 | 0.25213 | 4.9734e-06 | 1.5136e-06 | 0.42335 | 0.0023407 | 2.9839e-06 | 0.30986 | 0.0017132 | 2.184e-06 | 55.4592 | 7.2562 | 0.14024 | 62.8556 | 24.1311 | 4.2133 | 0.062661 | 28.407 | 40.5923 | 5.311 | 0.10265 | 46.0059 | 17.6623 | 3.0838 | 0.045863 | 20.792
Downstate | 2026 | 1 | 20 | 0.28356 | 5.5935e-06 | 1.7024e-06 | 0.20755 | 4.094e-06 | 1.246e-06 | 0.3485 | 0.0019268 | 2.4563e-06 | 0.25508 | 0.0014103 | 1.7978e-06 | 45.6531 | 5.9732 | 0.11544 | 51.7417 | 19.8643 | 3.4683 | 0.051581 | 23.3842 | 33.4149 | 4.3719 | 0.084497 | 37.8713 | 14.5393 | 2.5385 | 0.037754 | 17.1156
Downstate | 2026 | 1 | 21 | 0.26102 | 5.1489e-06 | 1.567e-06 | 0.19105 | 3.7686e-06 | 1.147e-06 | 0.3208 | 0.0017737 | 2.261e-06 | 0.2348 | 0.0012982 | 1.6549e-06 | 42.0243 | 5.4984 | 0.10627 | 47.629 | 18.2854 | 3.1926 | 0.047481 | 21.5255 | 30.7589 | 4.0244 | 0.077781 | 34.8611 | 13.3836 | 2.3368 | 0.034753 | 15.7552
Downstate | 2026 | 1 | 22 | 0.26742 | 5.2751e-06 | 1.6055e-06 | 0.19574 | 3.861e-06 | 1.1751e-06 | 0.32866 | 0.0018172 | 2.3165e-06 | 0.24056 | 0.00133 | 1.6955e-06 | 43.0547 | 5.6332 | 0.10887 | 48.7968 | 18.7337 | 3.2709 | 0.048646 | 22.0533 | 31.513 | 4.1231 | 0.079688 | 35.7158 | 13.7118 | 2.3941 | 0.035605 | 16.1414
Downstate | 2026 | 1 | 23 | 0.25239 | 4.9786e-06 | 1.5152e-06 | 0.18474 | 3.644e-06 | 1.109e-06 | 0.31019 | 0.001715 | 2.1863e-06 | 0.22704 | 0.0012553 | 1.6002e-06 | 40.6349 | 5.3166 | 0.10275 | 46.0542 | 17.6808 | 3.087 | 0.045912 | 20.8138 | 29.7419 | 3.8914 | 0.075209 | 33.7085 | 12.9411 | 2.2595 | 0.033604 | 15.2342
Downstate | 2026 | 1 | 24 | 0.2452 | 4.8367e-06 | 1.472e-06 | 0.17947 | 3.5401e-06 | 1.0774e-06 | 0.30135 | 0.0016661 | 2.124e-06 | 0.22057 | 0.0012195 | 1.5546e-06 | 39.4767 | 5.1651 | 0.099826 | 44.7416 | 17.1769 | 2.9991 | 0.044603 | 20.2206 | 28.8942 | 3.7805 | 0.073065 | 32.7477 | 12.5723 | 2.1951 | 0.032646 | 14.8
Downstate | 2026 | 2 | 1 | 0.18814 | 3.7111e-06 | 1.1295e-06 | 0.1377 | 2.7162e-06 | 8.2668e-07 | 0.23122 | 0.0012784 | 1.6296e-06 | 0.16923 | 0.00093569 | 1.1928e-06 | 30.2893 | 3.963 | 0.076593 | 34.3289 | 13.1793 | 2.3011 | 0.034223 | 15.5146 | 22.1696 | 2.9006 | 0.056061 | 25.1263 | 9.6463 | 1.6842 | 0.025049 | 11.3556
Downstate | 2026 | 2 | 2 | 0.1834 | 3.6176e-06 | 1.101e-06 | 0.13423 | 2.6478e-06 | 8.0587e-07 | 0.22539 | 0.0012462 | 1.5886e-06 | 0.16497 | 0.00091213 | 1.1628e-06 | 29.5266 | 3.8632 | 0.074665 | 33.4644 | 12.8474 | 2.2431 | 0.033361 | 15.1239 | 21.6114 | 2.8276 | 0.054649 | 24.4936 | 9.4034 | 1.6418 | 0.024418 | 11.0697
Downstate | 2026 | 2 | 3 | 0.19323 | 3.8115e-06 | 1.16e-06 | 0.14143 | 2.7898e-06 | 8.4907e-07 | 0.23748 | 0.001313 | 1.6738e-06 | 0.17382 | 0.00096102 | 1.2251e-06 | 31.1094 | 4.0703 | 0.078667 | 35.2583 | 13.5361 | 2.3634 | 0.035149 | 15.9347 | 22.7699 | 2.9792 | 0.057579 | 25.8066 | 9.9075 | 1.7298 | 0.025727 | 11.6631
Downstate | 2026 | 2 | 4 | 0.18946 | 3.7371e-06 | 1.1374e-06 | 0.13867 | 2.7353e-06 | 8.3249e-07 | 0.23284 | 0.0012874 | 1.6411e-06 | 0.17042 | 0.00094226 | 1.2012e-06 | 30.502 | 3.9908 | 0.077131 | 34.5699 | 13.2719 | 2.3172 | 0.034463 | 15.6236 | 22.3253 | 2.921 | 0.056455 | 25.3028 | 9.7141 | 1.6961 | 0.025224 | 11.4354
Downstate | 2026 | 2 | 5 | 0.18771 | 3.7028e-06 | 1.1269e-06 | 0.13739 | 2.7102e-06 | 8.2483e-07 | 0.2307 | 0.0012755 | 1.626e-06 | 0.16886 | 0.00093359 | 1.1901e-06 | 30.2215 | 3.9541 | 0.076422 | 34.252 | 13.1498 | 2.2959 | 0.034146 | 15.4799 | 22.12 | 2.8941 | 0.055935 | 25.0701 | 9.6247 | 1.6805 | 0.024992 | 11.3302
Downstate | 2026 | 2 | 6 | 0.17006 | 3.3545e-06 | 1.0209e-06 | 0.12447 | 2.4553e-06 | 7.4725e-07 | 0.209 | 0.0011556 | 1.4731e-06 | 0.15297 | 0.00084578 | 1.0782e-06 | 27.379 | 3.5822 | 0.069234 | 31.0304 | 11.913 | 2.08 | 0.030934 | 14.0239 | 20.0395 | 2.6219 | 0.050674 | 22.7121 | 8.7195 | 1.5224 | 0.022642 | 10.2645
Downstate | 2026 | 2 | 7 | 0.18655 | 3.6799e-06 | 1.12e-06 | 0.13654 | 2.6934e-06 | 8.1974e-07 | 0.22927 | 0.0012676 | 1.6159e-06 | 0.16781 | 0.00092782 | 1.1828e-06 | 30.0347 | 3.9297 | 0.07595 | 34.0404 | 13.0685 | 2.2818 | 0.033935 | 15.3842 | 21.9833 | 2.8763 | 0.05559 | 24.9152 | 9.5653 | 1.6701 | 0.024838 | 11.2602
Downstate | 2026 | 2 | 8 | 0.1936 | 3.8189e-06 | 1.1623e-06 | 0.1417 | 2.7952e-06 | 8.5071e-07 | 0.23794 | 0.0013155 | 1.677e-06 | 0.17415 | 0.00096288 | 1.2275e-06 | 31.1696 | 4.0782 | 0.078819 | 35.3266 | 13.5623 | 2.368 | 0.035217 | 15.9655 | 22.814 | 2.9849 | 0.05769 | 25.8566 | 9.9267 | 1.7332 | 0.025777 | 11.6857
Downstate | 2026 | 2 | 9 | 0.18613 | 3.6715e-06 | 1.1174e-06 | 0.13623 | 2.6873e-06 | 8.1787e-07 | 0.22875 | 0.0012648 | 1.6123e-06 | 0.16743 | 0.00092571 | 1.1801e-06 | 29.9664 | 3.9207 | 0.075777 | 33.9629 | 13.0388 | 2.2766 | 0.033858 | 15.3492 | 21.9333 | 2.8697 | 0.055463 | 24.8585 | 9.5435 | 1.6663 | 0.024781 | 11.2346
Downstate | 2026 | 2 | 10 | 0.1801 | 3.5527e-06 | 1.0812e-06 | 0.13182 | 2.6003e-06 | 7.914e-07 | 0.22135 | 0.0012238 | 1.5601e-06 | 0.16201 | 0.00089575 | 1.1419e-06 | 28.9964 | 3.7938 | 0.073324 | 32.8635 | 12.6167 | 2.2029 | 0.032762 | 14.8524 | 21.2233 | 2.7768 | 0.053668 | 24.0538 | 9.2346 | 1.6123 | 0.023979 | 10.8709
Downstate | 2026 | 2 | 11 | 0.17153 | 3.3834e-06 | 1.0297e-06 | 0.12554 | 2.4764e-06 | 7.537e-07 | 0.2108 | 0.0011655 | 1.4858e-06 | 0.15429 | 0.00085308 | 1.0875e-06 | 27.6152 | 3.6131 | 0.069831 | 31.2982 | 12.0158 | 2.0979 | 0.031201 | 14.1449 | 20.2124 | 2.6446 | 0.051112 | 22.9081 | 8.7947 | 1.5355 | 0.022837 | 10.3531
Downstate | 2026 | 2 | 12 | 0.17759 | 3.503e-06 | 1.0661e-06 | 0.12998 | 2.564e-06 | 7.8034e-07 | 0.21825 | 0.0012067 | 1.5383e-06 | 0.15975 | 0.00088323 | 1.1259e-06 | 28.5912 | 3.7408 | 0.072299 | 32.4043 | 12.4404 | 2.1721 | 0.032304 | 14.6448 | 20.9268 | 2.738 | 0.052918 | 23.7177 | 9.1055 | 1.5898 | 0.023644 | 10.719
Downstate | 2026 | 2 | 13 | 0.18297 | 3.6091e-06 | 1.0984e-06 | 0.13392 | 2.6416e-06 | 8.0398e-07 | 0.22486 | 0.0012433 | 1.5849e-06 | 0.16459 | 0.00090999 | 1.16e-06 | 29.4573 | 3.8541 | 0.074489 | 33.3859 | 12.8173 | 2.2379 | 0.033283 | 15.0885 | 21.5607 | 2.821 | 0.054521 | 24.4362 | 9.3814 | 1.638 | 0.02436 | 11.0437
Downstate | 2026 | 2 | 14 | 0.19666 | 3.8792e-06 | 1.1806e-06 | 0.14394 | 2.8393e-06 | 8.6415e-07 | 0.24169 | 0.0013363 | 1.7035e-06 | 0.1769 | 0.00097809 | 1.2468e-06 | 31.6619 | 4.1426 | 0.080064 | 35.8846 | 13.7766 | 2.4054 | 0.035773 | 16.2177 | 23.1743 | 3.0321 | 0.058601 | 26.265 | 10.0835 | 1.7606 | 0.026184 | 11.8702
Downstate | 2026 | 2 | 15 | 0.20417 | 4.0274e-06 | 1.2257e-06 | 0.14944 | 2.9478e-06 | 8.9716e-07 | 0.25093 | 0.0013874 | 1.7686e-06 | 0.18366 | 0.0010155 | 1.2945e-06 | 32.8714 | 4.3008 | 0.083123 | 37.2553 | 14.3028 | 2.4973 | 0.03714 | 16.8372 | 24.0596 | 3.1479 | 0.06084 | 27.2683 | 10.4687 | 1.8278 | 0.027184 | 12.3237
Downstate | 2026 | 2 | 16 | 0.22197 | 4.3784e-06 | 1.3326e-06 | 0.16247 | 3.2047e-06 | 9.7535e-07 | 0.2728 | 0.0015083 | 1.9227e-06 | 0.19967 | 0.001104 | 1.4073e-06 | 35.7363 | 4.6757 | 0.090367 | 40.5023 | 15.5494 | 2.7149 | 0.040377 | 18.3046 | 26.1564 | 3.4223 | 0.066142 | 29.6448 | 11.3811 | 1.9871 | 0.029553 | 13.3977
Downstate | 2026 | 2 | 17 | 0.29231 | 5.766e-06 | 1.7549e-06 | 0.21395 | 4.2203e-06 | 1.2844e-06 | 0.35925 | 0.0019863 | 2.532e-06 | 0.26294 | 0.0014538 | 1.8533e-06 | 47.0612 | 6.1574 | 0.119 | 53.3376 | 20.477 | 3.5753 | 0.053172 | 24.1054 | 34.4455 | 4.5068 | 0.087103 | 39.0394 | 14.9877 | 2.6168 | 0.038918 | 17.6435
Downstate | 2026 | 2 | 18 | 0.35629 | 7.028e-06 | 2.1389e-06 | 0.26078 | 5.144e-06 | 1.5656e-06 | 0.43787 | 0.002421 | 3.0862e-06 | 0.32049 | 0.001772 | 2.2589e-06 | 57.3612 | 7.505 | 0.14505 | 65.0113 | 24.9587 | 4.3578 | 0.06481 | 29.3813 | 41.9844 | 5.4932 | 0.10617 | 47.5837 | 18.268 | 3.1896 | 0.047436 | 21.505
Downstate | 2026 | 2 | 19 | 0.35439 | 6.9906e-06 | 2.1276e-06 | 0.25939 | 5.1166e-06 | 1.5572e-06 | 0.43554 | 0.0024081 | 3.0698e-06 | 0.31879 | 0.0017626 | 2.2469e-06 | 57.056 | 7.4651 | 0.14428 | 64.6654 | 24.8259 | 4.3346 | 0.064465 | 29.2249 | 41.761 | 5.4639 | 0.1056 | 47.3305 | 18.1708 | 3.1726 | 0.047184 | 21.3906
Downstate | 2026 | 2 | 20 | 0.29689 | 5.8564e-06 | 1.7824e-06 | 0.2173 | 4.2865e-06 | 1.3046e-06 | 0.36488 | 0.0020174 | 2.5717e-06 | 0.26706 | 0.0014766 | 1.8823e-06 | 47.7989 | 6.2539 | 0.12087 | 54.1737 | 20.798 | 3.6313 | 0.054006 | 24.4833 | 34.9855 | 4.5774 | 0.088469 | 39.6514 | 15.2227 | 2.6579 | 0.039529 | 17.9201
Downstate | 2026 | 2 | 21 | 0.24623 | 4.8571e-06 | 1.4782e-06 | 0.18022 | 3.555e-06 | 1.082e-06 | 0.30262 | 0.0016732 | 2.1329e-06 | 0.22149 | 0.0012246 | 1.5611e-06 | 39.6427 | 5.1868 | 0.10025 | 44.9298 | 17.2491 | 3.0117 | 0.044791 | 20.3056 | 29.0157 | 3.7964 | 0.073373 | 32.8855 | 12.6252 | 2.2043 | 0.032784 | 14.8623
Downstate | 2026 | 2 | 22 | 0.2424 | 4.7815e-06 | 1.4552e-06 | 0.17742 | 3.4997e-06 | 1.0651e-06 | 0.29791 | 0.0016471 | 2.0997e-06 | 0.21805 | 0.0012056 | 1.5368e-06 | 39.0259 | 5.1061 | 0.098686 | 44.2307 | 16.9808 | 2.9648 | 0.044094 | 19.9897 | 28.5643 | 3.7373 | 0.072231 | 32.3738 | 12.4287 | 2.17 | 0.032274 | 14.631
Downstate | 2026 | 2 | 23 | 0.21922 | 4.3242e-06 | 1.316e-06 | 0.16045 | 3.165e-06 | 9.6326e-07 | 0.26941 | 0.0014896 | 1.8989e-06 | 0.19719 | 0.0010903 | 1.3898e-06 | 35.2932 | 4.6177 | 0.089247 | 40.0001 | 15.3566 | 2.6812 | 0.039876 | 18.0777 | 25.8322 | 3.3798 | 0.065322 | 29.2773 | 11.2399 | 1.9625 | 0.029187 | 13.2316
Downstate | 2026 | 2 | 24 | 0.21369 | 4.2152e-06 | 1.2829e-06 | 0.15641 | 3.0852e-06 | 9.3898e-07 | 0.26262 | 0.001452 | 1.851e-06 | 0.19222 | 0.0010628 | 1.3548e-06 | 34.4037 | 4.5013 | 0.086998 | 38.992 | 14.9695 | 2.6137 | 0.038871 | 17.6221 | 25.1811 | 3.2946 | 0.063676 | 28.5394 | 10.9567 | 1.913 | 0.028451 | 12.8981
Downstate | 2026 | 3 | 1 | 0.21202 | 4.1822e-06 | 1.2728e-06 | 0.15518 | 3.0611e-06 | 9.3163e-07 | 0.26057 | 0.0014407 | 1.8365e-06 | 0.19072 | 0.0010545 | 1.3442e-06 | 34.1345 | 4.4661 | 0.086317 | 38.6869 | 14.8524 | 2.5932 | 0.038567 | 17.4842 | 24.984 | 3.2689 | 0.063178 | 28.3161 | 10.8709 | 1.898 | 0.028228 | 12.7972
Downstate | 2026 | 3 | 2 | 0.20017 | 3.9485e-06 | 1.2017e-06 | 0.14651 | 2.89e-06 | 8.7957e-07 | 0.24601 | 0.0013602 | 1.7339e-06 | 0.18006 | 0.00099554 | 1.2691e-06 | 32.2269 | 4.2165 | 0.081493 | 36.5248 | 14.0224 | 2.4483 | 0.036412 | 16.5071 | 23.5878 | 3.0862 | 0.059647 | 26.7336 | 10.2634 | 1.792 | 0.026651 | 12.082
Downstate | 2026 | 3 | 3 | 0.21738 | 4.2879e-06 | 1.305e-06 | 0.15911 | 3.1385e-06 | 9.5519e-07 | 0.26716 | 0.0014771 | 1.883e-06 | 0.19554 | 0.0010811 | 1.3782e-06 | 34.9976 | 4.579 | 0.088499 | 39.6651 | 15.228 | 2.6588 | 0.039542 | 17.9263 | 25.6158 | 3.3515 | 0.064775 | 29.0321 | 11.1458 | 1.946 | 0.028942 | 13.1208
Downstate | 2026 | 3 | 4 | 0.20716 | 4.0864e-06 | 1.2437e-06 | 0.15163 | 2.991e-06 | 9.1029e-07 | 0.2546 | 0.0014077 | 1.7945e-06 | 0.18635 | 0.0010303 | 1.3134e-06 | 33.3527 | 4.3638 | 0.08434 | 37.8009 | 14.5123 | 2.5338 | 0.037684 | 17.0838 | 24.4119 | 3.194 | 0.061731 | 27.6676 | 10.622 | 1.8546 | 0.027582 | 12.5041
Downstate | 2026 | 3 | 5 | 0.22785 | 4.4944e-06 | 1.3679e-06 | 0.16677 | 3.2896e-06 | 1.0012e-06 | 0.28002 | 0.0015482 | 1.9736e-06 | 0.20496 | 0.0011332 | 1.4446e-06 | 36.6827 | 4.7995 | 0.09276 | 41.575 | 15.9612 | 2.7868 | 0.041446 | 18.7894 | 26.8492 | 3.5129 | 0.067894 | 30.43 | 11.6825 | 2.0397 | 0.030336 | 13.7525
Downstate | 2026 | 3 | 6 | 0.23825 | 4.6997e-06 | 1.4303e-06 | 0.17438 | 3.4398e-06 | 1.0469e-06 | 0.29281 | 0.0016189 | 2.0638e-06 | 0.21432 | 0.0011849 | 1.5105e-06 | 38.3581 | 5.0187 | 0.096997 | 43.4738 | 16.6902 | 2.9141 | 0.043339 | 19.6476 | 28.0755 | 3.6733 | 0.070995 | 31.8198 | 12.216 | 2.1329 | 0.031721 | 14.3807
Downstate | 2026 | 3 | 7 | 0.23479 | 4.6313e-06 | 1.4095e-06 | 0.17185 | 3.3898e-06 | 1.0317e-06 | 0.28855 | 0.0015954 | 2.0337e-06 | 0.2112 | 0.0011677 | 1.4886e-06 | 37.8 | 4.9457 | 0.095586 | 42.8412 | 16.4473 | 2.8717 | 0.042709 | 19.3617 | 27.6669 | 3.6199 | 0.069962 | 31.3568 | 12.0383 | 2.1019 | 0.03126 | 14.1714
Downstate | 2026 | 3 | 8 | 0.2282 | 4.5015e-06 | 1.37e-06 | 0.16703 | 3.2948e-06 | 1.0028e-06 | 0.28046 | 0.0015507 | 1.9767e-06 | 0.20528 | 0.001135 | 1.4468e-06 | 36.7404 | 4.807 | 0.092906 | 41.6403 | 15.9863 | 2.7912 | 0.041511 | 18.819 | 26.8914 | 3.5184 | 0.068001 | 30.4778 | 11.7008 | 2.043 | 0.030383 | 13.7742
Downstate | 2026 | 3 | 9 | 0.21507 | 4.2423e-06 | 1.2911e-06 | 0.15741 | 3.1051e-06 | 9.4502e-07 | 0.26431 | 0.0014614 | 1.8629e-06 | 0.19346 | 0.0010696 | 1.3635e-06 | 34.6252 | 4.5303 | 0.087558 | 39.243 | 15.0659 | 2.6305 | 0.039121 | 17.7355 | 25.3432 | 3.3159 | 0.064086 | 28.7231 | 11.0272 | 1.9253 | 0.028634 | 12.9812
Downstate | 2026 | 3 | 10 | 0.21254 | 4.1924e-06 | 1.2759e-06 | 0.15556 | 3.0685e-06 | 9.339e-07 | 0.2612 | 0.0014442 | 1.841e-06 | 0.19118 | 0.001057 | 1.3475e-06 | 34.2177 | 4.477 | 0.086527 | 38.7812 | 14.8886 | 2.5995 | 0.038661 | 17.5268 | 25.045 | 3.2768 | 0.063332 | 28.3851 | 10.8974 | 1.9027 | 0.028297 | 12.8284
Downstate | 2026 | 3 | 11 | 0.21324 | 4.2064e-06 | 1.2802e-06 | 0.15608 | 3.0788e-06 | 9.3702e-07 | 0.26208 | 0.001449 | 1.8471e-06 | 0.19182 | 0.0010606 | 1.352e-06 | 34.3319 | 4.4919 | 0.086816 | 38.9106 | 14.9383 | 2.6082 | 0.03879 | 17.5853 | 25.1285 | 3.2878 | 0.063543 | 28.4798 | 10.9338 | 1.909 | 0.028392 | 12.8712
Downstate | 2026 | 3 | 12 | 0.21189 | 4.1797e-06 | 1.2721e-06 | 0.15509 | 3.0593e-06 | 9.3108e-07 | 0.26042 | 0.0014398 | 1.8354e-06 | 0.19061 | 0.0010539 | 1.3434e-06 | 34.1144 | 4.4635 | 0.086266 | 38.6641 | 14.8437 | 2.5917 | 0.038544 | 17.4739 | 24.9693 | 3.2669 | 0.063141 | 28.2994 | 10.8645 | 1.8969 | 0.028212 | 12.7897
Downstate | 2026 | 3 | 13 | 0.21191 | 4.1801e-06 | 1.2722e-06 | 0.1551 | 3.0595e-06 | 9.3116e-07 | 0.26044 | 0.0014399 | 1.8356e-06 | 0.19062 | 0.0010539 | 1.3435e-06 | 34.1173 | 4.4638 | 0.086273 | 38.6674 | 14.8449 | 2.5919 | 0.038548 | 17.4754 | 24.9715 | 3.2672 | 0.063146 | 28.3018 | 10.8654 | 1.8971 | 0.028214 | 12.7907
Downstate | 2026 | 3 | 14 | 0.21069 | 4.156e-06 | 1.2649e-06 | 0.15421 | 3.0419e-06 | 9.258e-07 | 0.25894 | 0.0014317 | 1.825e-06 | 0.18952 | 0.0010479 | 1.3358e-06 | 33.921 | 4.4381 | 0.085777 | 38.4449 | 14.7595 | 2.577 | 0.038326 | 17.3748 | 24.8278 | 3.2484 | 0.062783 | 28.139 | 10.8029 | 1.8862 | 0.028052 | 12.7172
Downstate | 2026 | 3 | 15 | 0.22719 | 4.4815e-06 | 1.3639e-06 | 0.16629 | 3.2802e-06 | 9.9831e-07 | 0.27922 | 0.0015438 | 1.968e-06 | 0.20437 | 0.0011299 | 1.4404e-06 | 36.5775 | 4.7857 | 0.092495 | 41.4557 | 15.9154 | 2.7788 | 0.041327 | 18.7355 | 26.7722 | 3.5028 | 0.0677 | 30.3427 | 11.649 | 2.0339 | 0.030249 | 13.7131
Downstate | 2026 | 3 | 16 | 0.24464 | 4.8256e-06 | 1.4687e-06 | 0.17906 | 3.532e-06 | 1.075e-06 | 0.30066 | 0.0016623 | 2.1191e-06 | 0.22006 | 0.0012167 | 1.551e-06 | 39.3859 | 5.1532 | 0.099596 | 44.6387 | 17.1374 | 2.9922 | 0.0445 | 20.1741 | 28.8278 | 3.7718 | 0.072897 | 32.6724 | 12.5434 | 2.1901 | 0.032571 | 14.766
Downstate | 2026 | 3 | 17 | 0.28849 | 5.6906e-06 | 1.7319e-06 | 0.21115 | 4.1651e-06 | 1.2676e-06 | 0.35455 | 0.0019603 | 2.4989e-06 | 0.2595 | 0.0014348 | 1.829e-06 | 46.4456 | 6.0768 | 0.11745 | 52.6399 | 20.2092 | 3.5285 | 0.052477 | 23.7901 | 33.9949 | 4.4478 | 0.085964 | 38.5287 | 14.7917 | 2.5826 | 0.038409 | 17.4127
Downstate | 2026 | 3 | 18 | 0.31642 | 6.2416e-06 | 1.8996e-06 | 0.2316 | 4.5684e-06 | 1.3904e-06 | 0.38888 | 0.0021501 | 2.7409e-06 | 0.28463 | 0.0015737 | 2.0061e-06 | 50.9434 | 6.6653 | 0.12882 | 57.7375 | 22.1662 | 3.8702 | 0.057559 | 26.0939 | 37.287 | 4.8786 | 0.094289 | 42.2598 | 16.2241 | 2.8327 | 0.042129 | 19.0989
Downstate | 2026 | 3 | 19 | 0.33633 | 6.6342e-06 | 2.0191e-06 | 0.24617 | 4.8558e-06 | 1.4778e-06 | 0.41334 | 0.0022853 | 2.9133e-06 | 0.30254 | 0.0016727 | 2.1323e-06 | 54.1476 | 7.0846 | 0.13692 | 61.369 | 23.5604 | 4.1136 | 0.061179 | 27.7352 | 39.6322 | 5.1854 | 0.10022 | 44.9179 | 17.2446 | 3.0109 | 0.044779 | 20.3002
Downstate | 2026 | 3 | 20 | 0.3086 | 6.0872e-06 | 1.8526e-06 | 0.22587 | 4.4554e-06 | 1.356e-06 | 0.37926 | 0.0020969 | 2.6731e-06 | 0.27759 | 0.0015348 | 1.9565e-06 | 49.6832 | 6.5005 | 0.12564 | 56.3093 | 21.6179 | 3.7745 | 0.056135 | 25.4485 | 36.3646 | 4.7579 | 0.091956 | 41.2145 | 15.8228 | 2.7626 | 0.041087 | 18.6265
Downstate | 2026 | 3 | 21 | 0.27901 | 5.5037e-06 | 1.675e-06 | 0.20422 | 4.0283e-06 | 1.226e-06 | 0.3429 | 0.0018959 | 2.4168e-06 | 0.25098 | 0.0013877 | 1.769e-06 | 44.9203 | 5.8773 | 0.11359 | 50.9112 | 19.5455 | 3.4126 | 0.050753 | 23.0088 | 32.8785 | 4.3018 | 0.083141 | 37.2634 | 14.3059 | 2.4978 | 0.037148 | 16.8409
Downstate | 2026 | 3 | 22 | 0.2534 | 4.9985e-06 | 1.5213e-06 | 0.18547 | 3.6586e-06 | 1.1135e-06 | 0.31143 | 0.0017219 | 2.195e-06 | 0.22794 | 0.0012603 | 1.6066e-06 | 40.7973 | 5.3378 | 0.10317 | 46.2383 | 17.7515 | 3.0994 | 0.046095 | 20.897 | 29.8608 | 3.9069 | 0.07551 | 33.8432 | 12.9929 | 2.2685 | 0.033738 | 15.2951
Downstate | 2026 | 3 | 23 | 0.23673 | 4.6696e-06 | 1.4212e-06 | 0.17327 | 3.4178e-06 | 1.0402e-06 | 0.29093 | 0.0016086 | 2.0506e-06 | 0.21294 | 0.0011774 | 1.5009e-06 | 38.1124 | 4.9866 | 0.096376 | 43.1953 | 16.5833 | 2.8954 | 0.043062 | 19.5217 | 27.8956 | 3.6498 | 0.07054 | 31.616 | 12.1378 | 2.1192 | 0.031518 | 14.2886
Downstate | 2026 | 3 | 24 | 0.22893 | 4.5158e-06 | 1.3744e-06 | 0.16756 | 3.3053e-06 | 1.0059e-06 | 0.28135 | 0.0015556 | 1.983e-06 | 0.20593 | 0.0011386 | 1.4514e-06 | 36.8575 | 4.8224 | 0.093202 | 41.773 | 16.0372 | 2.8001 | 0.041644 | 18.8789 | 26.9771 | 3.5296 | 0.068218 | 30.5749 | 11.7381 | 2.0495 | 0.03048 | 13.8181
Downstate | 2026 | 4 | 1 | 0.2041 | 4.0259e-06 | 1.2253e-06 | 0.14938 | 2.9467e-06 | 8.9682e-07 | 0.25083 | 0.0013868 | 1.7679e-06 | 0.18359 | 0.0010151 | 1.294e-06 | 32.8591 | 4.2992 | 0.083092 | 37.2414 | 14.2975 | 2.4963 | 0.037126 | 16.8309 | 24.0506 | 3.1467 | 0.060817 | 27.2581 | 10.4647 | 1.8271 | 0.027174 | 12.3191
Downstate | 2026 | 4 | 2 | 0.20087 | 3.9623e-06 | 1.2059e-06 | 0.14702 | 2.9001e-06 | 8.8264e-07 | 0.24687 | 0.0013649 | 1.7399e-06 | 0.18069 | 0.00099902 | 1.2735e-06 | 32.3395 | 4.2312 | 0.081778 | 36.6525 | 14.0714 | 2.4568 | 0.036539 | 16.5647 | 23.6702 | 3.097 | 0.059855 | 26.827 | 10.2993 | 1.7982 | 0.026744 | 12.1242
Downstate | 2026 | 4 | 3 | 0.19963 | 3.9378e-06 | 1.1985e-06 | 0.14611 | 2.8822e-06 | 8.7719e-07 | 0.24534 | 0.0013565 | 1.7292e-06 | 0.17957 | 0.00099285 | 1.2657e-06 | 32.1397 | 4.2051 | 0.081273 | 36.4261 | 13.9845 | 2.4417 | 0.036313 | 16.4625 | 23.524 | 3.0778 | 0.059486 | 26.6614 | 10.2357 | 1.7871 | 0.026579 | 12.0494
Downstate | 2026 | 4 | 4 | 0.20042 | 3.9534e-06 | 1.2032e-06 | 0.1467 | 2.8936e-06 | 8.8067e-07 | 0.24632 | 0.0013619 | 1.7361e-06 | 0.18029 | 0.0009968 | 1.2707e-06 | 32.2675 | 4.2218 | 0.081596 | 36.5709 | 14.0401 | 2.4514 | 0.036458 | 16.5279 | 23.6176 | 3.0901 | 0.059722 | 26.7673 | 10.2763 | 1.7942 | 0.026684 | 12.0973
Downstate | 2026 | 4 | 5 | 0.1962 | 3.8702e-06 | 1.1779e-06 | 0.14361 | 2.8328e-06 | 8.6214e-07 | 0.24113 | 0.0013332 | 1.6995e-06 | 0.17649 | 0.00097582 | 1.2439e-06 | 31.5885 | 4.133 | 0.079879 | 35.8013 | 13.7446 | 2.3998 | 0.03569 | 16.1801 | 23.1205 | 3.025 | 0.058466 | 26.2041 | 10.0601 | 1.7565 | 0.026123 | 11.8427
Downstate | 2026 | 4 | 6 | 0.19425 | 3.8317e-06 | 1.1662e-06 | 0.14218 | 2.8045e-06 | 8.5355e-07 | 0.23873 | 0.0013199 | 1.6826e-06 | 0.17473 | 0.00096609 | 1.2315e-06 | 31.2736 | 4.0918 | 0.079082 | 35.4444 | 13.6076 | 2.3759 | 0.035335 | 16.0188 | 22.8901 | 2.9949 | 0.057883 | 25.9428 | 9.9598 | 1.739 | 0.025862 | 11.7246
Downstate | 2026 | 4 | 7 | 0.2144 | 4.2292e-06 | 1.2871e-06 | 0.15693 | 3.0954e-06 | 9.4209e-07 | 0.26349 | 0.0014569 | 1.8571e-06 | 0.19286 | 0.0010663 | 1.3593e-06 | 34.5178 | 4.5162 | 0.087286 | 39.1213 | 15.0192 | 2.6223 | 0.039 | 17.6805 | 25.2646 | 3.3056 | 0.063887 | 28.6341 | 10.993 | 1.9194 | 0.028545 | 12.9409
Downstate | 2026 | 4 | 8 | 0.2075 | 4.093e-06 | 1.2457e-06 | 0.15188 | 2.9958e-06 | 9.1177e-07 | 0.25501 | 0.00141 | 1.7974e-06 | 0.18665 | 0.001032 | 1.3156e-06 | 33.4069 | 4.3709 | 0.084477 | 37.8623 | 14.5358 | 2.5379 | 0.037745 | 17.1115 | 24.4515 | 3.1992 | 0.061831 | 27.7126 | 10.6392 | 1.8576 | 0.027627 | 12.5244
Downstate | 2026 | 4 | 9 | 0.20763 | 4.0956e-06 | 1.2465e-06 | 0.15197 | 2.9977e-06 | 9.1235e-07 | 0.25518 | 0.0014109 | 1.7985e-06 | 0.18677 | 0.0010326 | 1.3164e-06 | 33.428 | 4.3737 | 0.08453 | 37.8862 | 14.545 | 2.5395 | 0.037769 | 17.1223 | 24.467 | 3.2012 | 0.06187 | 27.7301 | 10.6459 | 1.8588 | 0.027644 | 12.5324
Downstate | 2026 | 4 | 10 | 0.20429 | 4.0298e-06 | 1.2265e-06 | 0.14953 | 2.9495e-06 | 8.9769e-07 | 0.25107 | 0.0013882 | 1.7696e-06 | 0.18377 | 0.0010161 | 1.2952e-06 | 32.8908 | 4.3034 | 0.083172 | 37.2773 | 14.3112 | 2.4987 | 0.037162 | 16.8471 | 24.0737 | 3.1498 | 0.060876 | 27.2844 | 10.4748 | 1.8289 | 0.0272 | 12.3309
Downstate | 2026 | 4 | 11 | 0.20241 | 3.9926e-06 | 1.2151e-06 | 0.14815 | 2.9223e-06 | 8.8939e-07 | 0.24876 | 0.0013754 | 1.7533e-06 | 0.18207 | 0.0010067 | 1.2833e-06 | 32.587 | 4.2636 | 0.082403 | 36.933 | 14.1791 | 2.4756 | 0.036819 | 16.6915 | 23.8514 | 3.1207 | 0.060314 | 27.0323 | 10.3781 | 1.812 | 0.026949 | 12.217
Downstate | 2026 | 4 | 12 | 0.1983 | 3.9117e-06 | 1.1905e-06 | 0.14514 | 2.8631e-06 | 8.7137e-07 | 0.24371 | 0.0013475 | 1.7177e-06 | 0.17838 | 0.00098626 | 1.2573e-06 | 31.9264 | 4.1772 | 0.080733 | 36.1844 | 13.8917 | 2.4255 | 0.036072 | 16.3532 | 23.3679 | 3.0574 | 0.059091 | 26.4844 | 10.1677 | 1.7753 | 0.026402 | 11.9694
Downstate | 2026 | 4 | 13 | 0.19773 | 3.9002e-06 | 1.187e-06 | 0.14472 | 2.8547e-06 | 8.6882e-07 | 0.243 | 0.0013436 | 1.7127e-06 | 0.17786 | 0.00098339 | 1.2536e-06 | 31.8333 | 4.165 | 0.080498 | 36.0788 | 13.8511 | 2.4184 | 0.035967 | 16.3055 | 23.2998 | 3.0485 | 0.058919 | 26.4072 | 10.1381 | 1.7701 | 0.026325 | 11.9345
Downstate | 2026 | 4 | 14 | 0.20364 | 4.0169e-06 | 1.2225e-06 | 0.14905 | 2.9401e-06 | 8.9481e-07 | 0.25027 | 0.0013837 | 1.7639e-06 | 0.18318 | 0.0010128 | 1.2911e-06 | 32.7853 | 4.2896 | 0.082905 | 37.1578 | 14.2654 | 2.4907 | 0.037043 | 16.7931 | 23.9966 | 3.1397 | 0.060681 | 27.1969 | 10.4413 | 1.823 | 0.027113 | 12.2914
Downstate | 2026 | 4 | 15 | 0.21497 | 4.2404e-06 | 1.2906e-06 | 0.15734 | 3.1037e-06 | 9.446e-07 | 0.2642 | 0.0014607 | 1.8621e-06 | 0.19337 | 0.0010692 | 1.3629e-06 | 34.6098 | 4.5283 | 0.087519 | 39.2256 | 15.0592 | 2.6293 | 0.039104 | 17.7277 | 25.332 | 3.3144 | 0.064058 | 28.7104 | 11.0223 | 1.9245 | 0.028621 | 12.9754
Downstate | 2026 | 4 | 16 | 0.24696 | 4.8714e-06 | 1.4826e-06 | 0.18076 | 3.5655e-06 | 1.0852e-06 | 0.30351 | 0.0016781 | 2.1392e-06 | 0.22215 | 0.0012282 | 1.5657e-06 | 39.7595 | 5.202 | 0.10054 | 45.062 | 17.2999 | 3.0205 | 0.044922 | 20.3654 | 29.1011 | 3.8075 | 0.073589 | 32.9823 | 12.6623 | 2.2108 | 0.03288 | 14.906
Downstate | 2026 | 4 | 17 | 0.27279 | 5.3809e-06 | 1.6377e-06 | 0.19966 | 3.9385e-06 | 1.1987e-06 | 0.33526 | 0.0018536 | 2.3629e-06 | 0.24538 | 0.0013567 | 1.7295e-06 | 43.9186 | 5.7462 | 0.11106 | 49.7759 | 19.1096 | 3.3365 | 0.049622 | 22.4958 | 32.1454 | 4.2058 | 0.081287 | 36.4325 | 13.9869 | 2.4421 | 0.03632 | 16.4653
Downstate | 2026 | 4 | 18 | 0.26819 | 5.2903e-06 | 1.6101e-06 | 0.1963 | 3.8721e-06 | 1.1785e-06 | 0.32961 | 0.0018224 | 2.3231e-06 | 0.24125 | 0.0013339 | 1.7004e-06 | 43.1785 | 5.6494 | 0.10919 | 48.937 | 18.7876 | 3.2803 | 0.048785 | 22.1167 | 31.6036 | 4.135 | 0.079917 | 35.8185 | 13.7512 | 2.4009 | 0.035708 | 16.1878
Downstate | 2026 | 4 | 19 | 0.28284 | 5.5791e-06 | 1.698e-06 | 0.20702 | 4.0835e-06 | 1.2428e-06 | 0.3476 | 0.0019219 | 2.45e-06 | 0.25442 | 0.0014067 | 1.7932e-06 | 45.5359 | 5.9578 | 0.11515 | 51.6089 | 19.8133 | 3.4594 | 0.051449 | 23.3242 | 33.3291 | 4.3607 | 0.08428 | 37.7741 | 14.502 | 2.532 | 0.037657 | 17.0717
Downstate | 2026 | 4 | 20 | 0.28758 | 5.6727e-06 | 1.7265e-06 | 0.21049 | 4.152e-06 | 1.2637e-06 | 0.35343 | 0.0019541 | 2.491e-06 | 0.25869 | 0.0014303 | 1.8233e-06 | 46.2997 | 6.0578 | 0.11708 | 52.4745 | 20.1457 | 3.5174 | 0.052312 | 23.7154 | 33.8881 | 4.4339 | 0.085694 | 38.4077 | 14.7452 | 2.5745 | 0.038289 | 17.358
Downstate | 2026 | 4 | 21 | 0.25322 | 4.9949e-06 | 1.5202e-06 | 0.18534 | 3.6559e-06 | 1.1127e-06 | 0.31121 | 0.0017206 | 2.1934e-06 | 0.22778 | 0.0012594 | 1.6054e-06 | 40.7679 | 5.334 | 0.10309 | 46.205 | 17.7387 | 3.0972 | 0.046062 | 20.8819 | 29.8392 | 3.9041 | 0.075455 | 33.8188 | 12.9835 | 2.2669 | 0.033714 | 15.2841
Downstate | 2026 | 4 | 22 | 0.22549 | 4.4479e-06 | 1.3537e-06 | 0.16504 | 3.2556e-06 | 9.9082e-07 | 0.27712 | 0.0015322 | 1.9532e-06 | 0.20284 | 0.0011215 | 1.4296e-06 | 36.3032 | 4.7498 | 0.091801 | 41.1448 | 15.796 | 2.758 | 0.041017 | 18.595 | 26.5714 | 3.4765 | 0.067192 | 30.1151 | 11.5616 | 2.0186 | 0.030022 | 13.6103
Downstate | 2026 | 4 | 23 | 0.18504 | 3.65e-06 | 1.1109e-06 | 0.13544 | 2.6716e-06 | 8.1309e-07 | 0.22741 | 0.0012574 | 1.6028e-06 | 0.16645 | 0.0009203 | 1.1732e-06 | 29.7912 | 3.8978 | 0.075334 | 33.7644 | 12.9626 | 2.2633 | 0.03366 | 15.2595 | 21.8051 | 2.8529 | 0.055139 | 24.7132 | 9.4877 | 1.6565 | 0.024637 | 11.1689
Downstate | 2026 | 4 | 24 | 0.18559 | 3.6609e-06 | 1.1142e-06 | 0.13584 | 2.6795e-06 | 8.1551e-07 | 0.22809 | 0.0012611 | 1.6076e-06 | 0.16695 | 0.00092304 | 1.1767e-06 | 29.88 | 3.9094 | 0.075558 | 33.865 | 13.0012 | 2.27 | 0.03376 | 15.305 | 21.8701 | 2.8614 | 0.055303 | 24.7868 | 9.516 | 1.6615 | 0.02471 | 11.2022
Downstate | 2026 | 5 | 1 | 0.19304 | 3.8079e-06 | 1.1589e-06 | 0.1413 | 2.7871e-06 | 8.4826e-07 | 0.23725 | 0.0013117 | 1.6722e-06 | 0.17365 | 0.0009601 | 1.2239e-06 | 31.0797 | 4.0664 | 0.078592 | 35.2247 | 13.5232 | 2.3611 | 0.035116 | 15.9195 | 22.7482 | 2.9763 | 0.057524 | 25.782 | 9.8981 | 1.7282 | 0.025702 | 11.6519
Downstate | 2026 | 5 | 2 | 0.19902 | 3.9258e-06 | 1.1948e-06 | 0.14567 | 2.8734e-06 | 8.7451e-07 | 0.24459 | 0.0013524 | 1.7239e-06 | 0.17903 | 0.00098983 | 1.2618e-06 | 32.0418 | 4.1923 | 0.081025 | 36.3151 | 13.9419 | 2.4342 | 0.036203 | 16.4123 | 23.4524 | 3.0685 | 0.059305 | 26.5801 | 10.2045 | 1.7817 | 0.026498 | 12.0126
Downstate | 2026 | 5 | 3 | 0.19813 | 3.9082e-06 | 1.1895e-06 | 0.14502 | 2.8605e-06 | 8.7059e-07 | 0.2435 | 0.0013463 | 1.7162e-06 | 0.17822 | 0.00098539 | 1.2561e-06 | 31.8982 | 4.1735 | 0.080662 | 36.1523 | 13.8794 | 2.4233 | 0.03604 | 16.3387 | 23.3472 | 3.0547 | 0.059039 | 26.461 | 10.1587 | 1.7737 | 0.026379 | 11.9588
Downstate | 2026 | 5 | 4 | 0.1961 | 3.8681e-06 | 1.1773e-06 | 0.14353 | 2.8312e-06 | 8.6167e-07 | 0.241 | 0.0013325 | 1.6986e-06 | 0.1764 | 0.00097529 | 1.2433e-06 | 31.5713 | 4.1307 | 0.079835 | 35.7818 | 13.7371 | 2.3985 | 0.035671 | 16.1713 | 23.108 | 3.0234 | 0.058434 | 26.1898 | 10.0546 | 1.7555 | 0.026109 | 11.8362
Downstate | 2026 | 5 | 5 | 0.1981 | 3.9077e-06 | 1.1893e-06 | 0.145 | 2.8601e-06 | 8.7048e-07 | 0.24346 | 0.0013461 | 1.716e-06 | 0.1782 | 0.00098525 | 1.256e-06 | 31.8938 | 4.1729 | 0.080651 | 36.1474 | 13.8775 | 2.423 | 0.036035 | 16.3365 | 23.3441 | 3.0543 | 0.059031 | 26.4574 | 10.1573 | 1.7735 | 0.026375 | 11.9572
Downstate | 2026 | 5 | 6 | 0.2139 | 4.2193e-06 | 1.2841e-06 | 0.15656 | 3.0883e-06 | 9.399e-07 | 0.26288 | 0.0014535 | 1.8528e-06 | 0.19241 | 0.0010638 | 1.3561e-06 | 34.4377 | 4.5058 | 0.087083 | 39.0305 | 14.9843 | 2.6162 | 0.03891 | 17.6395 | 25.206 | 3.2979 | 0.063739 | 28.5676 | 10.9675 | 1.9149 | 0.028479 | 12.9109
Downstate | 2026 | 5 | 7 | 0.21122 | 4.1665e-06 | 1.2681e-06 | 0.1546 | 3.0496e-06 | 9.2814e-07 | 0.25959 | 0.0014353 | 1.8296e-06 | 0.19 | 0.0010505 | 1.3392e-06 | 34.0066 | 4.4494 | 0.085993 | 38.5419 | 14.7968 | 2.5835 | 0.038423 | 17.4187 | 24.8904 | 3.2566 | 0.062941 | 28.21 | 10.8302 | 1.8909 | 0.028123 | 12.7493
Downstate | 2026 | 5 | 8 | 0.2043 | 4.03e-06 | 1.2265e-06 | 0.14953 | 2.9497e-06 | 8.9772e-07 | 0.25109 | 0.0013882 | 1.7697e-06 | 0.18378 | 0.0010161 | 1.2953e-06 | 32.8921 | 4.3035 | 0.083175 | 37.2789 | 14.3118 | 2.4988 | 0.037163 | 16.8478 | 24.0747 | 3.1499 | 0.060878 | 27.2855 | 10.4753 | 1.829 | 0.027201 | 12.3314
Downstate | 2026 | 5 | 9 | 0.20145 | 3.9737e-06 | 1.2094e-06 | 0.14745 | 2.9085e-06 | 8.8519e-07 | 0.24758 | 0.0013689 | 1.745e-06 | 0.18121 | 0.0010019 | 1.2772e-06 | 32.4329 | 4.2435 | 0.082014 | 36.7584 | 14.112 | 2.4639 | 0.036645 | 16.6126 | 23.7386 | 3.1059 | 0.060028 | 26.9046 | 10.329 | 1.8034 | 0.026821 | 12.1593
Downstate | 2026 | 5 | 10 | 0.19834 | 3.9124e-06 | 1.1907e-06 | 0.14517 | 2.8636e-06 | 8.7153e-07 | 0.24376 | 0.0013477 | 1.718e-06 | 0.17841 | 0.00098644 | 1.2575e-06 | 31.9323 | 4.178 | 0.080748 | 36.1911 | 13.8942 | 2.4259 | 0.036079 | 16.3562 | 23.3722 | 3.058 | 0.059102 | 26.4893 | 10.1696 | 1.7756 | 0.026407 | 11.9716
Downstate | 2026 | 5 | 11 | 0.19205 | 3.7883e-06 | 1.153e-06 | 0.14057 | 2.7728e-06 | 8.4388e-07 | 0.23603 | 0.001305 | 1.6636e-06 | 0.17275 | 0.00095516 | 1.2176e-06 | 30.9195 | 4.0454 | 0.078187 | 35.0431 | 13.4535 | 2.349 | 0.034935 | 15.8374 | 22.6309 | 2.961 | 0.057227 | 25.6491 | 9.847 | 1.7193 | 0.02557 | 11.5919
Downstate | 2026 | 5 | 12 | 0.1871 | 3.6906e-06 | 1.1232e-06 | 0.13694 | 2.7013e-06 | 8.2212e-07 | 0.22994 | 0.0012713 | 1.6207e-06 | 0.1683 | 0.00093053 | 1.1862e-06 | 30.1222 | 3.9411 | 0.076171 | 34.1395 | 13.1066 | 2.2884 | 0.034034 | 15.429 | 22.0473 | 2.8846 | 0.055752 | 24.9877 | 9.5931 | 1.6749 | 0.02491 | 11.293
Downstate | 2026 | 5 | 13 | 0.19089 | 3.7654e-06 | 1.146e-06 | 0.13972 | 2.756e-06 | 8.3878e-07 | 0.2346 | 0.0012971 | 1.6535e-06 | 0.17171 | 0.00094938 | 1.2102e-06 | 30.7324 | 4.021 | 0.077714 | 34.831 | 13.3721 | 2.3348 | 0.034723 | 15.7416 | 22.4939 | 2.9431 | 0.056881 | 25.4939 | 9.7874 | 1.7089 | 0.025415 | 11.5217
Downstate | 2026 | 5 | 14 | 0.18967 | 3.7413e-06 | 1.1387e-06 | 0.13882 | 2.7384e-06 | 8.3342e-07 | 0.2331 | 0.0012888 | 1.6429e-06 | 0.17061 | 0.00094332 | 1.2025e-06 | 30.5362 | 3.9953 | 0.077218 | 34.6087 | 13.2867 | 2.3198 | 0.034502 | 15.6411 | 22.3504 | 2.9243 | 0.056518 | 25.3312 | 9.725 | 1.698 | 0.025253 | 11.4482
Downstate | 2026 | 5 | 15 | 0.19653 | 3.8766e-06 | 1.1798e-06 | 0.14385 | 2.8374e-06 | 8.6357e-07 | 0.24153 | 0.0013354 | 1.7024e-06 | 0.17678 | 0.00097744 | 1.246e-06 | 31.6407 | 4.1398 | 0.080011 | 35.8605 | 13.7673 | 2.4038 | 0.035749 | 16.2068 | 23.1588 | 3.03 | 0.058562 | 26.2474 | 10.0767 | 1.7594 | 0.026166 | 11.8623
Downstate | 2026 | 5 | 16 | 0.21802 | 4.3006e-06 | 1.3089e-06 | 0.15958 | 3.1478e-06 | 9.5802e-07 | 0.26795 | 0.0014815 | 1.8885e-06 | 0.19612 | 0.0010843 | 1.3823e-06 | 35.1013 | 4.5926 | 0.088762 | 39.7827 | 15.2731 | 2.6667 | 0.039659 | 17.9794 | 25.6917 | 3.3615 | 0.064967 | 29.1181 | 11.1788 | 1.9518 | 0.029028 | 13.1597
Downstate | 2026 | 5 | 17 | 0.23944 | 4.723e-06 | 1.4374e-06 | 0.17525 | 3.4569e-06 | 1.0521e-06 | 0.29426 | 0.001627 | 2.074e-06 | 0.21538 | 0.0011908 | 1.518e-06 | 38.5486 | 5.0436 | 0.097479 | 43.6898 | 16.7731 | 2.9286 | 0.043554 | 19.7452 | 28.2149 | 3.6916 | 0.071348 | 31.9778 | 12.2767 | 2.1435 | 0.031879 | 14.4521
Downstate | 2026 | 5 | 18 | 0.25157 | 4.9624e-06 | 1.5103e-06 | 0.18413 | 3.6321e-06 | 1.1054e-06 | 0.30918 | 0.0017094 | 2.1791e-06 | 0.2263 | 0.0012512 | 1.595e-06 | 40.5026 | 5.2993 | 0.10242 | 45.9043 | 17.6233 | 3.077 | 0.045762 | 20.746 | 29.6451 | 3.8787 | 0.074964 | 33.5987 | 12.899 | 2.2521 | 0.033495 | 15.1846
Downstate | 2026 | 5 | 19 | 0.27648 | 5.4537e-06 | 1.6598e-06 | 0.20236 | 3.9918e-06 | 1.2149e-06 | 0.33979 | 0.0018787 | 2.3949e-06 | 0.2487 | 0.0013751 | 1.7529e-06 | 44.5127 | 5.8239 | 0.11256 | 50.4492 | 19.3681 | 3.3816 | 0.050293 | 22.8001 | 32.5802 | 4.2627 | 0.082386 | 36.9253 | 14.1761 | 2.4751 | 0.036811 | 16.688
Downstate | 2026 | 5 | 20 | 0.29685 | 5.8555e-06 | 1.7821e-06 | 0.21727 | 4.2858e-06 | 1.3044e-06 | 0.36482 | 0.0020171 | 2.5713e-06 | 0.26702 | 0.0014764 | 1.882e-06 | 47.7915 | 6.2529 | 0.12085 | 54.1653 | 20.7948 | 3.6307 | 0.053998 | 24.4795 | 34.9801 | 4.5767 | 0.088455 | 39.6452 | 15.2203 | 2.6575 | 0.039522 | 17.9173
Downstate | 2026 | 5 | 21 | 0.26583 | 5.2437e-06 | 1.5959e-06 | 0.19457 | 3.838e-06 | 1.1681e-06 | 0.3267 | 0.0018063 | 2.3027e-06 | 0.23912 | 0.0013221 | 1.6854e-06 | 42.7981 | 5.5996 | 0.10822 | 48.5059 | 18.6221 | 3.2514 | 0.048356 | 21.9218 | 31.3252 | 4.0985 | 0.079213 | 35.503 | 13.6301 | 2.3798 | 0.035393 | 16.0452
Downstate | 2026 | 5 | 22 | 0.2361 | 4.6572e-06 | 1.4174e-06 | 0.17281 | 3.4087e-06 | 1.0374e-06 | 0.29016 | 0.0016043 | 2.0451e-06 | 0.21238 | 0.0011742 | 1.4969e-06 | 38.0114 | 4.9733 | 0.09612 | 43.0808 | 16.5393 | 2.8877 | 0.042947 | 19.47 | 27.8217 | 3.6401 | 0.070353 | 31.5322 | 12.1056 | 2.1136 | 0.031435 | 14.2507
Downstate | 2026 | 5 | 23 | 0.20874 | 4.1175e-06 | 1.2531e-06 | 0.15278 | 3.0137e-06 | 9.1721e-07 | 0.25654 | 0.0014184 | 1.8081e-06 | 0.18777 | 0.0010382 | 1.3234e-06 | 33.6063 | 4.397 | 0.084981 | 38.0883 | 14.6226 | 2.5531 | 0.03797 | 17.2137 | 24.5975 | 3.2183 | 0.0622 | 27.878 | 10.7027 | 1.8687 | 0.027792 | 12.5992
Downstate | 2026 | 5 | 24 | 0.20206 | 3.9858e-06 | 1.2131e-06 | 0.1479 | 2.9173e-06 | 8.8788e-07 | 0.24833 | 0.001373 | 1.7503e-06 | 0.18176 | 0.001005 | 1.2811e-06 | 32.5315 | 4.2564 | 0.082263 | 36.8701 | 14.1549 | 2.4714 | 0.036756 | 16.6631 | 23.8108 | 3.1154 | 0.060211 | 26.9864 | 10.3604 | 1.8089 | 0.026903 | 12.1962
Downstate | 2026 | 6 | 1 | 0.24495 | 4.8318e-06 | 1.4705e-06 | 0.17929 | 3.5365e-06 | 1.0763e-06 | 0.30104 | 0.0016645 | 2.1218e-06 | 0.22034 | 0.0012183 | 1.553e-06 | 39.4365 | 5.1598 | 0.099724 | 44.6961 | 17.1594 | 2.996 | 0.044558 | 20.2 | 28.8648 | 3.7766 | 0.072991 | 32.7144 | 12.5595 | 2.1929 | 0.032613 | 14.785
Downstate | 2026 | 6 | 2 | 0.24366 | 4.8063e-06 | 1.4628e-06 | 0.17834 | 3.5179e-06 | 1.0707e-06 | 0.29945 | 0.0016557 | 2.1106e-06 | 0.21918 | 0.0012118 | 1.5448e-06 | 39.2282 | 5.1325 | 0.099197 | 44.4599 | 17.0687 | 2.9802 | 0.044322 | 20.0933 | 28.7123 | 3.7567 | 0.072605 | 32.5415 | 12.4931 | 2.1813 | 0.032441 | 14.7069
Downstate | 2026 | 6 | 3 | 0.24124 | 4.7586e-06 | 1.4483e-06 | 0.17657 | 3.483e-06 | 1.06e-06 | 0.29648 | 0.0016392 | 2.0896e-06 | 0.217 | 0.0011998 | 1.5295e-06 | 38.8391 | 5.0816 | 0.098213 | 44.0189 | 16.8994 | 2.9506 | 0.043883 | 19.8939 | 28.4275 | 3.7194 | 0.071885 | 32.2188 | 12.3692 | 2.1596 | 0.032119 | 14.561
Downstate | 2026 | 6 | 4 | 0.24036 | 4.7413e-06 | 1.443e-06 | 0.17593 | 3.4703e-06 | 1.0562e-06 | 0.2954 | 0.0016333 | 2.0821e-06 | 0.21622 | 0.0011954 | 1.5239e-06 | 38.698 | 5.0632 | 0.097857 | 43.859 | 16.8381 | 2.9399 | 0.043723 | 19.8217 | 28.3242 | 3.7059 | 0.071624 | 32.1017 | 12.3243 | 2.1518 | 0.032002 | 14.5081
Downstate | 2026 | 6 | 5 | 0.23148 | 4.5661e-06 | 1.3897e-06 | 0.16943 | 3.3421e-06 | 1.0171e-06 | 0.28449 | 0.0015729 | 2.0051e-06 | 0.20822 | 0.0011513 | 1.4676e-06 | 37.2678 | 4.876 | 0.09424 | 42.2381 | 16.2158 | 2.8313 | 0.042107 | 19.0891 | 27.2774 | 3.5689 | 0.068977 | 30.9153 | 11.8688 | 2.0723 | 0.03082 | 13.9719
Downstate | 2026 | 6 | 6 | 0.24097 | 4.7533e-06 | 1.4466e-06 | 0.17637 | 3.4791e-06 | 1.0588e-06 | 0.29615 | 0.0016374 | 2.0873e-06 | 0.21676 | 0.0011985 | 1.5278e-06 | 38.7954 | 5.0759 | 0.098103 | 43.9695 | 16.8805 | 2.9473 | 0.043833 | 19.8716 | 28.3956 | 3.7152 | 0.071805 | 32.1826 | 12.3553 | 2.1572 | 0.032083 | 14.5446
Downstate | 2026 | 6 | 7 | 0.24131 | 4.7599e-06 | 1.4487e-06 | 0.17662 | 3.4839e-06 | 1.0603e-06 | 0.29656 | 0.0016397 | 2.0902e-06 | 0.21706 | 0.0012001 | 1.5299e-06 | 38.8499 | 5.083 | 0.098241 | 44.0312 | 16.9041 | 2.9514 | 0.043895 | 19.8995 | 28.4354 | 3.7204 | 0.071905 | 32.2277 | 12.3727 | 2.1602 | 0.032128 | 14.565
Downstate | 2026 | 6 | 8 | 0.23294 | 4.5948e-06 | 1.3984e-06 | 0.17049 | 3.3631e-06 | 1.0235e-06 | 0.28628 | 0.0015828 | 2.0177e-06 | 0.20953 | 0.0011585 | 1.4768e-06 | 37.5023 | 4.9067 | 0.094833 | 42.5039 | 16.3178 | 2.8491 | 0.042372 | 19.2092 | 27.4491 | 3.5914 | 0.069411 | 31.1099 | 11.9435 | 2.0853 | 0.031014 | 14.0598
Downstate | 2026 | 6 | 9 | 0.22677 | 4.4732e-06 | 1.3614e-06 | 0.16598 | 3.2741e-06 | 9.9646e-07 | 0.2787 | 0.0015409 | 1.9643e-06 | 0.20399 | 0.0011279 | 1.4378e-06 | 36.51 | 4.7769 | 0.092324 | 41.3792 | 15.886 | 2.7737 | 0.041251 | 18.701 | 26.7228 | 3.4964 | 0.067575 | 30.2867 | 11.6275 | 2.0301 | 0.030193 | 13.6878
Downstate | 2026 | 6 | 10 | 0.22545 | 4.4472e-06 | 1.3535e-06 | 0.16502 | 3.255e-06 | 9.9066e-07 | 0.27708 | 0.001532 | 1.9529e-06 | 0.2028 | 0.0011213 | 1.4294e-06 | 36.2973 | 4.7491 | 0.091786 | 41.1381 | 15.7935 | 2.7575 | 0.041011 | 18.592 | 26.5671 | 3.476 | 0.067181 | 30.1102 | 11.5597 | 2.0183 | 0.030017 | 13.608
Downstate | 2026 | 6 | 11 | 0.24025 | 4.7391e-06 | 1.4423e-06 | 0.17585 | 3.4687e-06 | 1.0557e-06 | 0.29526 | 0.0016325 | 2.0811e-06 | 0.21611 | 0.0011949 | 1.5232e-06 | 38.6797 | 5.0608 | 0.09781 | 43.8383 | 16.8301 | 2.9385 | 0.043702 | 19.8123 | 28.3108 | 3.7041 | 0.07159 | 32.0865 | 12.3185 | 2.1508 | 0.031987 | 14.5012
Downstate | 2026 | 6 | 12 | 0.24908 | 4.9133e-06 | 1.4953e-06 | 0.18231 | 3.5962e-06 | 1.0945e-06 | 0.30612 | 0.0016925 | 2.1576e-06 | 0.22406 | 0.0012388 | 1.5792e-06 | 40.1014 | 5.2468 | 0.10141 | 45.4496 | 17.4487 | 3.0465 | 0.045309 | 20.5405 | 29.3514 | 3.8403 | 0.074222 | 33.266 | 12.7712 | 2.2298 | 0.033163 | 15.0342
Downstate | 2026 | 6 | 13 | 0.25869 | 5.1029e-06 | 1.553e-06 | 0.18934 | 3.7349e-06 | 1.1367e-06 | 0.31793 | 0.0017578 | 2.2408e-06 | 0.2327 | 0.0012866 | 1.6401e-06 | 41.6488 | 5.4492 | 0.10532 | 47.2034 | 18.122 | 3.1641 | 0.047057 | 21.3331 | 30.484 | 3.9885 | 0.077086 | 34.5496 | 13.264 | 2.3159 | 0.034443 | 15.6144
Downstate | 2026 | 6 | 14 | 0.27252 | 5.3757e-06 | 1.6361e-06 | 0.19947 | 3.9346e-06 | 1.1975e-06 | 0.33493 | 0.0018518 | 2.3606e-06 | 0.24514 | 0.0013554 | 1.7278e-06 | 43.8756 | 5.7406 | 0.11095 | 49.7271 | 19.0909 | 3.3332 | 0.049573 | 22.4737 | 32.1139 | 4.2017 | 0.081207 | 36.3968 | 13.9732 | 2.4397 | 0.036284 | 16.4492
Downstate | 2026 | 6 | 15 | 0.28438 | 5.6096e-06 | 1.7073e-06 | 0.20815 | 4.1058e-06 | 1.2496e-06 | 0.3495 | 0.0019324 | 2.4633e-06 | 0.25581 | 0.0014144 | 1.803e-06 | 45.7849 | 5.9904 | 0.11578 | 51.8911 | 19.9217 | 3.4783 | 0.05173 | 23.4517 | 33.5113 | 4.3846 | 0.084741 | 37.9806 | 14.5813 | 2.5459 | 0.037863 | 17.165
Downstate | 2026 | 6 | 16 | 0.29282 | 5.7761e-06 | 1.7579e-06 | 0.21432 | 4.2277e-06 | 1.2867e-06 | 0.35987 | 0.0019897 | 2.5364e-06 | 0.2634 | 0.0014563 | 1.8565e-06 | 47.1435 | 6.1682 | 0.11921 | 53.4309 | 20.5128 | 3.5815 | 0.053265 | 24.1476 | 34.5058 | 4.5147 | 0.087256 | 39.1077 | 15.014 | 2.6214 | 0.038987 | 17.6744
Downstate | 2026 | 6 | 17 | 0.30508 | 6.0178e-06 | 1.8315e-06 | 0.22329 | 4.4046e-06 | 1.3405e-06 | 0.37493 | 0.002073 | 2.6426e-06 | 0.27443 | 0.0015173 | 1.9342e-06 | 49.1164 | 6.4263 | 0.1242 | 55.6669 | 21.3712 | 3.7314 | 0.055494 | 25.1581 | 35.9498 | 4.7036 | 0.090907 | 40.7443 | 15.6423 | 2.7311 | 0.040618 | 18.414
Downstate | 2026 | 6 | 18 | 0.30359 | 5.9884e-06 | 1.8226e-06 | 0.2222 | 4.3831e-06 | 1.334e-06 | 0.3731 | 0.0020629 | 2.6297e-06 | 0.27309 | 0.0015099 | 1.9247e-06 | 48.8765 | 6.3949 | 0.1236 | 55.395 | 21.2669 | 3.7132 | 0.055223 | 25.0353 | 35.7742 | 4.6806 | 0.090463 | 40.5453 | 15.5659 | 2.7178 | 0.04042 | 18.3241
Downstate | 2026 | 6 | 19 | 0.31014 | 6.1177e-06 | 1.8619e-06 | 0.227 | 4.4777e-06 | 1.3628e-06 | 0.38116 | 0.0021074 | 2.6865e-06 | 0.27898 | 0.0015425 | 1.9663e-06 | 49.9319 | 6.533 | 0.12626 | 56.5911 | 21.7261 | 3.7933 | 0.056416 | 25.5758 | 36.5466 | 4.7817 | 0.092416 | 41.4207 | 15.902 | 2.7765 | 0.041292 | 18.7197
Downstate | 2026 | 6 | 20 | 0.31268 | 6.1677e-06 | 1.8771e-06 | 0.22886 | 4.5143e-06 | 1.3739e-06 | 0.38428 | 0.0021246 | 2.7084e-06 | 0.28126 | 0.0015551 | 1.9824e-06 | 50.3402 | 6.5864 | 0.1273 | 57.0539 | 21.9038 | 3.8244 | 0.056877 | 25.785 | 36.8455 | 4.8208 | 0.093172 | 41.7595 | 16.032 | 2.7992 | 0.04163 | 18.8728
Downstate | 2026 | 6 | 21 | 0.30017 | 5.921e-06 | 1.802e-06 | 0.2197 | 4.3337e-06 | 1.319e-06 | 0.3689 | 0.0020396 | 2.6001e-06 | 0.27001 | 0.0014929 | 1.9031e-06 | 48.3262 | 6.3229 | 0.1222 | 54.7713 | 21.0274 | 3.6714 | 0.054602 | 24.7534 | 35.3714 | 4.6279 | 0.089445 | 40.0888 | 15.3906 | 2.6872 | 0.039965 | 18.1178
Downstate | 2026 | 6 | 22 | 0.27824 | 5.4884e-06 | 1.6704e-06 | 0.20365 | 4.0171e-06 | 1.2226e-06 | 0.34195 | 0.0018906 | 2.4101e-06 | 0.25028 | 0.0013838 | 1.764e-06 | 44.7955 | 5.861 | 0.11328 | 50.7698 | 19.4912 | 3.4031 | 0.050613 | 22.9449 | 32.7872 | 4.2898 | 0.08291 | 37.1599 | 14.2662 | 2.4909 | 0.037045 | 16.7941
Downstate | 2026 | 6 | 23 | 0.2577 | 5.0833e-06 | 1.5471e-06 | 0.18862 | 3.7206e-06 | 1.1324e-06 | 0.31671 | 0.0017511 | 2.2322e-06 | 0.23181 | 0.0012817 | 1.6338e-06 | 41.4889 | 5.4283 | 0.10491 | 47.0222 | 18.0524 | 3.1519 | 0.046877 | 21.2512 | 30.367 | 3.9732 | 0.07679 | 34.417 | 13.2131 | 2.307 | 0.03431 | 15.5544
Downstate | 2026 | 6 | 24 | 0.24553 | 4.8432e-06 | 1.474e-06 | 0.17971 | 3.5449e-06 | 1.0789e-06 | 0.30175 | 0.0016684 | 2.1268e-06 | 0.22086 | 0.0012211 | 1.5567e-06 | 39.5292 | 5.1719 | 0.099959 | 44.8011 | 17.1997 | 3.0031 | 0.044662 | 20.2474 | 28.9326 | 3.7855 | 0.073163 | 32.7913 | 12.589 | 2.198 | 0.03269 | 14.8197
Downstate | 2026 | 7 | 1 | 0.26716 | 5.2699e-06 | 1.6039e-06 | 0.19554 | 3.8572e-06 | 1.1739e-06 | 0.32834 | 0.0018154 | 2.3142e-06 | 0.24032 | 0.0013287 | 1.6938e-06 | 43.012 | 5.6276 | 0.10877 | 48.7483 | 18.7151 | 3.2676 | 0.048597 | 22.0314 | 31.4817 | 4.119 | 0.079609 | 35.6804 | 13.6982 | 2.3917 | 0.03557 | 16.1254
Downstate | 2026 | 7 | 2 | 0.26292 | 5.1863e-06 | 1.5784e-06 | 0.19244 | 3.796e-06 | 1.1553e-06 | 0.32313 | 0.0017866 | 2.2775e-06 | 0.23651 | 0.0013076 | 1.667e-06 | 42.3301 | 5.5384 | 0.10704 | 47.9756 | 18.4185 | 3.2158 | 0.047827 | 21.6821 | 30.9827 | 4.0537 | 0.078347 | 35.1148 | 13.481 | 2.3538 | 0.035006 | 15.8698
Downstate | 2026 | 7 | 3 | 0.26112 | 5.1507e-06 | 1.5676e-06 | 0.19112 | 3.7699e-06 | 1.1474e-06 | 0.32091 | 0.0017743 | 2.2618e-06 | 0.23488 | 0.0012987 | 1.6555e-06 | 42.0392 | 5.5003 | 0.10631 | 47.6458 | 18.2918 | 3.1937 | 0.047498 | 21.5331 | 30.7697 | 4.0258 | 0.077808 | 34.8734 | 13.3884 | 2.3376 | 0.034765 | 15.7607
Downstate | 2026 | 7 | 4 | 0.26714 | 5.2696e-06 | 1.6038e-06 | 0.19553 | 3.857e-06 | 1.1739e-06 | 0.32832 | 0.0018152 | 2.314e-06 | 0.2403 | 0.0013286 | 1.6937e-06 | 43.0095 | 5.6273 | 0.10876 | 48.7455 | 18.7141 | 3.2674 | 0.048595 | 22.0301 | 31.4799 | 4.1188 | 0.079604 | 35.6783 | 13.6974 | 2.3915 | 0.035568 | 16.1245
Downstate | 2026 | 7 | 5 | 0.25985 | 5.1257e-06 | 1.56e-06 | 0.19019 | 3.7517e-06 | 1.1418e-06 | 0.31936 | 0.0017657 | 2.2509e-06 | 0.23375 | 0.0012924 | 1.6475e-06 | 41.8356 | 5.4737 | 0.10579 | 47.4151 | 18.2033 | 3.1783 | 0.047268 | 21.4288 | 30.6207 | 4.0064 | 0.077431 | 34.7045 | 13.3235 | 2.3263 | 0.034597 | 15.6844
Downstate | 2026 | 7 | 6 | 0.27173 | 5.36e-06 | 1.6313e-06 | 0.19888 | 3.9231e-06 | 1.194e-06 | 0.33395 | 0.0018464 | 2.3537e-06 | 0.24443 | 0.0013514 | 1.7228e-06 | 43.7473 | 5.7238 | 0.11062 | 49.5817 | 19.0351 | 3.3235 | 0.049428 | 22.408 | 32.02 | 4.1894 | 0.08097 | 36.2904 | 13.9324 | 2.4326 | 0.036178 | 16.4011
Downstate | 2026 | 7 | 7 | 0.2796 | 5.5153e-06 | 1.6786e-06 | 0.20465 | 4.0368e-06 | 1.2286e-06 | 0.34363 | 0.0018999 | 2.4219e-06 | 0.25151 | 0.0013906 | 1.7727e-06 | 45.0149 | 5.8897 | 0.11383 | 51.0184 | 19.5867 | 3.4198 | 0.05086 | 23.0573 | 32.9478 | 4.3108 | 0.083316 | 37.3419 | 14.3361 | 2.5031 | 0.037226 | 16.8763
Downstate | 2026 | 7 | 8 | 0.28075 | 5.538e-06 | 1.6855e-06 | 0.20549 | 4.0535e-06 | 1.2337e-06 | 0.34504 | 0.0019077 | 2.4319e-06 | 0.25255 | 0.0013963 | 1.78e-06 | 45.2008 | 5.914 | 0.1143 | 51.2291 | 19.6675 | 3.4339 | 0.05107 | 23.1525 | 33.0838 | 4.3286 | 0.08366 | 37.4961 | 14.3952 | 2.5134 | 0.03738 | 16.946
Downstate | 2026 | 7 | 9 | 0.28064 | 5.5358e-06 | 1.6848e-06 | 0.20541 | 4.0518e-06 | 1.2332e-06 | 0.3449 | 0.001907 | 2.4309e-06 | 0.25244 | 0.0013958 | 1.7793e-06 | 45.1823 | 5.9116 | 0.11425 | 51.2081 | 19.6595 | 3.4325 | 0.051049 | 23.143 | 33.0703 | 4.3268 | 0.083626 | 37.4807 | 14.3893 | 2.5124 | 0.037365 | 16.9391
Downstate | 2026 | 7 | 10 | 0.29427 | 5.8046e-06 | 1.7666e-06 | 0.21538 | 4.2485e-06 | 1.293e-06 | 0.36165 | 0.0019995 | 2.549e-06 | 0.2647 | 0.0014635 | 1.8657e-06 | 47.3762 | 6.1986 | 0.1198 | 53.6946 | 20.6141 | 3.5992 | 0.053528 | 24.2668 | 34.6761 | 4.5369 | 0.087686 | 39.3007 | 15.0881 | 2.6344 | 0.039179 | 17.7616
Downstate | 2026 | 7 | 11 | 0.30438 | 6.004e-06 | 1.8273e-06 | 0.22278 | 4.3945e-06 | 1.3375e-06 | 0.37408 | 0.0020683 | 2.6365e-06 | 0.2738 | 0.0015138 | 1.9298e-06 | 49.0039 | 6.4116 | 0.12392 | 55.5394 | 21.3223 | 3.7229 | 0.055367 | 25.1005 | 35.8675 | 4.6928 | 0.090699 | 40.651 | 15.6065 | 2.7249 | 0.040525 | 18.3718
Downstate | 2026 | 7 | 12 | 0.32199 | 6.3514e-06 | 1.933e-06 | 0.23567 | 4.6488e-06 | 1.4148e-06 | 0.39572 | 0.0021879 | 2.7891e-06 | 0.28964 | 0.0016014 | 2.0414e-06 | 51.839 | 6.7825 | 0.13109 | 58.7526 | 22.5559 | 3.9382 | 0.058571 | 26.5527 | 37.9425 | 4.9643 | 0.095946 | 43.0028 | 16.5093 | 2.8825 | 0.04287 | 19.4347
Downstate | 2026 | 7 | 13 | 0.33231 | 6.555e-06 | 1.995e-06 | 0.24323 | 4.7978e-06 | 1.4602e-06 | 0.4084 | 0.002258 | 2.8785e-06 | 0.29892 | 0.0016527 | 2.1068e-06 | 53.5008 | 6.9999 | 0.13529 | 60.636 | 23.279 | 4.0645 | 0.060448 | 27.4039 | 39.1588 | 5.1235 | 0.099022 | 44.3813 | 17.0386 | 2.9749 | 0.044244 | 20.0577
Downstate | 2026 | 7 | 14 | 0.33611 | 6.63e-06 | 2.0178e-06 | 0.24601 | 4.8527e-06 | 1.4769e-06 | 0.41308 | 0.0022839 | 2.9114e-06 | 0.30234 | 0.0016716 | 2.131e-06 | 54.1129 | 7.08 | 0.13684 | 61.3297 | 23.5453 | 4.111 | 0.06114 | 27.7174 | 39.6068 | 5.1821 | 0.10015 | 44.8891 | 17.2335 | 3.0089 | 0.04475 | 20.2872
Downstate | 2026 | 7 | 15 | 0.34469 | 6.7992e-06 | 2.0693e-06 | 0.25229 | 4.9765e-06 | 1.5146e-06 | 0.42362 | 0.0023422 | 2.9857e-06 | 0.31006 | 0.0017143 | 2.1853e-06 | 55.4938 | 7.2607 | 0.14033 | 62.8948 | 24.1462 | 4.2159 | 0.0627 | 28.4247 | 40.6176 | 5.3143 | 0.10271 | 46.0346 | 17.6733 | 3.0857 | 0.045892 | 20.8049
Downstate | 2026 | 7 | 16 | 0.3543 | 6.9888e-06 | 2.127e-06 | 0.25932 | 5.1153e-06 | 1.5568e-06 | 0.43543 | 0.0024075 | 3.069e-06 | 0.31871 | 0.0017621 | 2.2463e-06 | 57.0418 | 7.4632 | 0.14424 | 64.6493 | 24.8197 | 4.3335 | 0.064449 | 29.2177 | 41.7506 | 5.4626 | 0.10558 | 47.3188 | 18.1663 | 3.1718 | 0.047172 | 21.3853
Downstate | 2026 | 7 | 17 | 0.34957 | 6.8954e-06 | 2.0986e-06 | 0.25586 | 5.0469e-06 | 1.536e-06 | 0.42961 | 0.0023753 | 3.028e-06 | 0.31445 | 0.0017386 | 2.2163e-06 | 56.2792 | 7.3635 | 0.14231 | 63.785 | 24.4879 | 4.2756 | 0.063587 | 28.827 | 41.1924 | 5.3895 | 0.10416 | 46.6861 | 17.9234 | 3.1294 | 0.046542 | 21.0994
Downstate | 2026 | 7 | 18 | 0.3317 | 6.543e-06 | 1.9914e-06 | 0.24278 | 4.789e-06 | 1.4575e-06 | 0.40766 | 0.0022539 | 2.8732e-06 | 0.29838 | 0.0016497 | 2.103e-06 | 53.4034 | 6.9872 | 0.13504 | 60.5256 | 23.2366 | 4.0571 | 0.060338 | 27.354 | 39.0876 | 5.1141 | 0.098842 | 44.3005 | 17.0076 | 2.9695 | 0.044163 | 20.0212
Downstate | 2026 | 7 | 19 | 0.35862 | 7.074e-06 | 2.1529e-06 | 0.26248 | 5.1776e-06 | 1.5758e-06 | 0.44074 | 0.0024368 | 3.1064e-06 | 0.32259 | 0.0017836 | 2.2737e-06 | 57.7367 | 7.5541 | 0.146 | 65.4368 | 25.1221 | 4.3863 | 0.065234 | 29.5736 | 42.2592 | 5.5291 | 0.10686 | 47.8952 | 18.3876 | 3.2105 | 0.047747 | 21.6458
Downstate | 2026 | 7 | 20 | 0.35045 | 6.9129e-06 | 2.1039e-06 | 0.25651 | 5.0597e-06 | 1.5399e-06 | 0.4307 | 0.0023813 | 3.0357e-06 | 0.31524 | 0.001743 | 2.2219e-06 | 56.4219 | 7.3821 | 0.14268 | 63.9467 | 24.55 | 4.2864 | 0.063749 | 28.9001 | 41.2969 | 5.4032 | 0.10443 | 46.8045 | 17.9689 | 3.1373 | 0.04666 | 21.1529
Downstate | 2026 | 7 | 21 | 0.33503 | 6.6087e-06 | 2.0113e-06 | 0.24522 | 4.8371e-06 | 1.4722e-06 | 0.41175 | 0.0022765 | 2.9021e-06 | 0.30137 | 0.0016663 | 2.1241e-06 | 53.939 | 7.0573 | 0.1364 | 61.1327 | 23.4696 | 4.0978 | 0.060943 | 27.6283 | 39.4796 | 5.1654 | 0.099833 | 44.7448 | 17.1781 | 2.9993 | 0.044606 | 20.222
Downstate | 2026 | 7 | 22 | 0.30643 | 6.0446e-06 | 1.8397e-06 | 0.22429 | 4.4242e-06 | 1.3465e-06 | 0.3766 | 0.0020822 | 2.6544e-06 | 0.27565 | 0.001524 | 1.9428e-06 | 49.335 | 6.4549 | 0.12475 | 55.9147 | 21.4664 | 3.748 | 0.055742 | 25.2701 | 36.1098 | 4.7245 | 0.091312 | 40.9257 | 15.7119 | 2.7433 | 0.040799 | 18.496
Downstate | 2026 | 7 | 23 | 0.28509 | 5.6235e-06 | 1.7115e-06 | 0.20866 | 4.116e-06 | 1.2527e-06 | 0.35037 | 0.0019372 | 2.4695e-06 | 0.25645 | 0.0014179 | 1.8075e-06 | 45.8984 | 6.0053 | 0.11606 | 52.0197 | 19.9711 | 3.4869 | 0.051859 | 23.5098 | 33.5944 | 4.3954 | 0.084951 | 38.0748 | 14.6174 | 2.5522 | 0.037957 | 17.2076
Downstate | 2026 | 7 | 24 | 0.27867 | 5.4969e-06 | 1.673e-06 | 0.20397 | 4.0234e-06 | 1.2245e-06 | 0.34248 | 0.0018936 | 2.4139e-06 | 0.25067 | 0.001386 | 1.7668e-06 | 44.8651 | 5.8701 | 0.11345 | 50.8486 | 19.5214 | 3.4084 | 0.050691 | 22.9806 | 32.8381 | 4.2965 | 0.083039 | 37.2176 | 14.2883 | 2.4947 | 0.037102 | 16.8202
Downstate | 2026 | 8 | 1 | 0.27158 | 5.357e-06 | 1.6304e-06 | 0.19877 | 3.9209e-06 | 1.1933e-06 | 0.33376 | 0.0018454 | 2.3524e-06 | 0.24429 | 0.0013507 | 1.7218e-06 | 43.723 | 5.7206 | 0.11056 | 49.5542 | 19.0245 | 3.3217 | 0.049401 | 22.3956 | 32.0022 | 4.1871 | 0.080925 | 36.2702 | 13.9246 | 2.4312 | 0.036158 | 16.392
Downstate | 2026 | 8 | 2 | 0.26933 | 5.3127e-06 | 1.6169e-06 | 0.19713 | 3.8885e-06 | 1.1835e-06 | 0.331 | 0.0018301 | 2.333e-06 | 0.24227 | 0.0013395 | 1.7076e-06 | 43.3615 | 5.6733 | 0.10965 | 49.1445 | 18.8672 | 3.2942 | 0.048992 | 22.2104 | 31.7376 | 4.1525 | 0.080256 | 35.9704 | 13.8095 | 2.4111 | 0.035859 | 16.2565
Downstate | 2026 | 8 | 3 | 0.26934 | 5.3128e-06 | 1.6169e-06 | 0.19714 | 3.8886e-06 | 1.1835e-06 | 0.33101 | 0.0018302 | 2.333e-06 | 0.24228 | 0.0013395 | 1.7076e-06 | 43.3626 | 5.6735 | 0.10965 | 49.1457 | 18.8677 | 3.2943 | 0.048993 | 22.211 | 31.7384 | 4.1526 | 0.080258 | 35.9712 | 13.8098 | 2.4112 | 0.03586 | 16.2569
Downstate | 2026 | 8 | 4 | 0.26949 | 5.3158e-06 | 1.6178e-06 | 0.19724 | 3.8908e-06 | 1.1841e-06 | 0.3312 | 0.0018312 | 2.3343e-06 | 0.24241 | 0.0013403 | 1.7086e-06 | 43.3866 | 5.6766 | 0.10971 | 49.1729 | 18.8781 | 3.2961 | 0.049021 | 22.2232 | 31.7559 | 4.1549 | 0.080302 | 35.9911 | 13.8175 | 2.4125 | 0.03588 | 16.2659
Downstate | 2026 | 8 | 5 | 0.26405 | 5.2085e-06 | 1.5852e-06 | 0.19326 | 3.8123e-06 | 1.1603e-06 | 0.32451 | 0.0017942 | 2.2872e-06 | 0.23752 | 0.0013132 | 1.6741e-06 | 42.5111 | 5.5621 | 0.1075 | 48.1807 | 18.4972 | 3.2296 | 0.048031 | 21.7748 | 31.1152 | 4.071 | 0.078682 | 35.2649 | 13.5387 | 2.3638 | 0.035156 | 15.9376
Downstate | 2026 | 8 | 6 | 0.27438 | 5.4123e-06 | 1.6472e-06 | 0.20083 | 3.9614e-06 | 1.2057e-06 | 0.33721 | 0.0018644 | 2.3767e-06 | 0.24681 | 0.0013646 | 1.7396e-06 | 44.1746 | 5.7797 | 0.11171 | 50.066 | 19.221 | 3.356 | 0.049911 | 22.6269 | 32.3327 | 4.2303 | 0.081761 | 36.6448 | 14.0684 | 2.4563 | 0.036531 | 16.5613
Downstate | 2026 | 8 | 7 | 0.27812 | 5.4861e-06 | 1.6697e-06 | 0.20356 | 4.0154e-06 | 1.2221e-06 | 0.34181 | 0.0018898 | 2.4091e-06 | 0.25018 | 0.0013832 | 1.7633e-06 | 44.7767 | 5.8585 | 0.11323 | 50.7484 | 19.483 | 3.4017 | 0.050591 | 22.9353 | 32.7734 | 4.288 | 0.082875 | 37.1443 | 14.2602 | 2.4898 | 0.037029 | 16.787
Downstate | 2026 | 8 | 8 | 0.27749 | 5.4737e-06 | 1.6659e-06 | 0.20311 | 4.0064e-06 | 1.2193e-06 | 0.34103 | 0.0018856 | 2.4037e-06 | 0.24961 | 0.0013801 | 1.7593e-06 | 44.6756 | 5.8453 | 0.11297 | 50.6338 | 19.439 | 3.394 | 0.050477 | 22.8835 | 32.6994 | 4.2783 | 0.082688 | 37.0604 | 14.228 | 2.4842 | 0.036946 | 16.7491
Downstate | 2026 | 8 | 9 | 0.26997 | 5.3253e-06 | 1.6207e-06 | 0.1976 | 3.8978e-06 | 1.1863e-06 | 0.33179 | 0.0018345 | 2.3385e-06 | 0.24285 | 0.0013427 | 1.7116e-06 | 43.4644 | 5.6868 | 0.10991 | 49.2611 | 18.912 | 3.302 | 0.049109 | 22.2631 | 31.8129 | 4.1623 | 0.080446 | 36.0557 | 13.8423 | 2.4168 | 0.035944 | 16.2951
Downstate | 2026 | 8 | 10 | 0.27849 | 5.4934e-06 | 1.6719e-06 | 0.20384 | 4.0208e-06 | 1.2237e-06 | 0.34226 | 0.0018924 | 2.4123e-06 | 0.25051 | 0.0013851 | 1.7656e-06 | 44.8364 | 5.8663 | 0.11338 | 50.8161 | 19.509 | 3.4062 | 0.050659 | 22.9659 | 32.8171 | 4.2937 | 0.082985 | 37.1938 | 14.2792 | 2.4931 | 0.037079 | 16.8094
Downstate | 2026 | 8 | 11 | 0.28583 | 5.6382e-06 | 1.716e-06 | 0.20921 | 4.1268e-06 | 1.256e-06 | 0.35129 | 0.0019422 | 2.4759e-06 | 0.25712 | 0.0014216 | 1.8122e-06 | 46.0185 | 6.021 | 0.11637 | 52.1558 | 20.0233 | 3.496 | 0.051994 | 23.5714 | 33.6823 | 4.4069 | 0.085173 | 38.1744 | 14.6557 | 2.5589 | 0.038056 | 17.2526
Downstate | 2026 | 8 | 12 | 0.29503 | 5.8197e-06 | 1.7712e-06 | 0.21594 | 4.2596e-06 | 1.2964e-06 | 0.36259 | 0.0020048 | 2.5556e-06 | 0.26539 | 0.0014673 | 1.8705e-06 | 47.4994 | 6.2147 | 0.12011 | 53.8343 | 20.6677 | 3.6086 | 0.053668 | 24.3299 | 34.7663 | 4.5487 | 0.087914 | 39.4029 | 15.1273 | 2.6412 | 0.039281 | 17.8078
Downstate | 2026 | 8 | 13 | 0.30304 | 5.9777e-06 | 1.8193e-06 | 0.22181 | 4.3753e-06 | 1.3316e-06 | 0.37244 | 0.0020592 | 2.625e-06 | 0.2726 | 0.0015072 | 1.9213e-06 | 48.7893 | 6.3835 | 0.12337 | 55.2962 | 21.2289 | 3.7065 | 0.055125 | 24.9906 | 35.7104 | 4.6723 | 0.090302 | 40.4729 | 15.5381 | 2.7129 | 0.040348 | 18.2914
Downstate | 2026 | 8 | 14 | 0.30986 | 6.1121e-06 | 1.8602e-06 | 0.22679 | 4.4736e-06 | 1.3615e-06 | 0.38081 | 0.0021055 | 2.684e-06 | 0.27873 | 0.0015411 | 1.9645e-06 | 49.8862 | 6.527 | 0.12615 | 56.5394 | 21.7062 | 3.7899 | 0.056364 | 25.5524 | 36.5132 | 4.7773 | 0.092332 | 41.3829 | 15.8874 | 2.7739 | 0.041255 | 18.7026
Downstate | 2026 | 8 | 15 | 0.32154 | 6.3426e-06 | 1.9303e-06 | 0.23534 | 4.6423e-06 | 1.4129e-06 | 0.39517 | 0.0021849 | 2.7852e-06 | 0.28924 | 0.0015992 | 2.0386e-06 | 51.7671 | 6.7731 | 0.1309 | 58.6711 | 22.5246 | 3.9328 | 0.058489 | 26.5159 | 37.8899 | 4.9574 | 0.095813 | 42.9432 | 16.4865 | 2.8785 | 0.04281 | 19.4078
Downstate | 2026 | 8 | 16 | 0.3269 | 6.4484e-06 | 1.9625e-06 | 0.23927 | 4.7198e-06 | 1.4364e-06 | 0.40176 | 0.0022213 | 2.8317e-06 | 0.29406 | 0.0016259 | 2.0726e-06 | 52.6307 | 6.8861 | 0.13309 | 59.6499 | 22.9004 | 3.9984 | 0.059465 | 26.9582 | 38.522 | 5.0401 | 0.097412 | 43.6596 | 16.7615 | 2.9265 | 0.043524 | 19.7315
Downstate | 2026 | 8 | 17 | 0.33061 | 6.5214e-06 | 1.9848e-06 | 0.24198 | 4.7732e-06 | 1.4527e-06 | 0.40631 | 0.0022465 | 2.8638e-06 | 0.29739 | 0.0016443 | 2.0961e-06 | 53.2272 | 6.9641 | 0.1346 | 60.3259 | 23.1599 | 4.0437 | 0.060139 | 27.2638 | 38.9586 | 5.0973 | 0.098516 | 44.1544 | 16.9514 | 2.9597 | 0.044018 | 19.9552
Downstate | 2026 | 8 | 18 | 0.31953 | 6.3029e-06 | 1.9183e-06 | 0.23387 | 4.6133e-06 | 1.404e-06 | 0.3927 | 0.0021712 | 2.7678e-06 | 0.28743 | 0.0015892 | 2.0258e-06 | 51.4435 | 6.7308 | 0.13009 | 58.3044 | 22.3838 | 3.9082 | 0.058124 | 26.3501 | 37.6531 | 4.9264 | 0.095214 | 42.6747 | 16.3834 | 2.8605 | 0.042543 | 19.2865
Downstate | 2026 | 8 | 19 | 0.34672 | 6.8393e-06 | 2.0815e-06 | 0.25378 | 5.0059e-06 | 1.5235e-06 | 0.42612 | 0.002356 | 3.0034e-06 | 0.31189 | 0.0017244 | 2.1982e-06 | 55.8217 | 7.3036 | 0.14116 | 63.2665 | 24.2889 | 4.2408 | 0.063071 | 28.5927 | 40.8576 | 5.3457 | 0.10332 | 46.3067 | 17.7777 | 3.104 | 0.046163 | 20.9279
Downstate | 2026 | 8 | 20 | 0.35715 | 7.045e-06 | 2.1441e-06 | 0.26141 | 5.1565e-06 | 1.5694e-06 | 0.43894 | 0.0024269 | 3.0937e-06 | 0.32127 | 0.0017763 | 2.2644e-06 | 57.5007 | 7.5233 | 0.1454 | 65.1694 | 25.0194 | 4.3684 | 0.064967 | 29.4527 | 42.0865 | 5.5065 | 0.10643 | 47.6994 | 18.3124 | 3.1973 | 0.047552 | 21.5573
Downstate | 2026 | 8 | 21 | 0.33434 | 6.5951e-06 | 2.0072e-06 | 0.24472 | 4.8271e-06 | 1.4691e-06 | 0.4109 | 0.0022719 | 2.8961e-06 | 0.30075 | 0.0016628 | 2.1197e-06 | 53.8282 | 7.0428 | 0.13612 | 61.0071 | 23.4214 | 4.0894 | 0.060818 | 27.5716 | 39.3985 | 5.1548 | 0.099628 | 44.6529 | 17.1429 | 2.9931 | 0.044515 | 20.1805
Downstate | 2026 | 8 | 22 | 0.30478 | 6.0119e-06 | 1.8297e-06 | 0.22307 | 4.4003e-06 | 1.3392e-06 | 0.37456 | 0.002071 | 2.64e-06 | 0.27416 | 0.0015158 | 1.9323e-06 | 49.068 | 6.42 | 0.12408 | 55.612 | 21.3502 | 3.7277 | 0.05544 | 25.1334 | 35.9144 | 4.699 | 0.090818 | 40.7041 | 15.6269 | 2.7284 | 0.040578 | 18.3959
Downstate | 2026 | 8 | 23 | 0.28193 | 5.5613e-06 | 1.6926e-06 | 0.20636 | 4.0705e-06 | 1.2388e-06 | 0.34649 | 0.0019157 | 2.4421e-06 | 0.25361 | 0.0014022 | 1.7875e-06 | 45.3907 | 5.9388 | 0.11478 | 51.4443 | 19.7501 | 3.4483 | 0.051285 | 23.2498 | 33.2228 | 4.3468 | 0.084011 | 37.6536 | 14.4557 | 2.524 | 0.037537 | 17.0172
Downstate | 2026 | 8 | 24 | 0.27075 | 5.3407e-06 | 1.6254e-06 | 0.19817 | 3.909e-06 | 1.1897e-06 | 0.33275 | 0.0018398 | 2.3453e-06 | 0.24355 | 0.0013466 | 1.7166e-06 | 43.5903 | 5.7033 | 0.11023 | 49.4038 | 18.9668 | 3.3116 | 0.049251 | 22.3276 | 31.9051 | 4.1744 | 0.080679 | 36.1602 | 13.8824 | 2.4238 | 0.036048 | 16.3423
Downstate | 2026 | 9 | 1 | 0.22474 | 4.4332e-06 | 1.3492e-06 | 0.1645 | 3.2448e-06 | 9.8754e-07 | 0.2762 | 0.0015271 | 1.9467e-06 | 0.20216 | 0.0011177 | 1.4249e-06 | 36.1828 | 4.7341 | 0.091496 | 41.0084 | 15.7437 | 2.7488 | 0.040881 | 18.5334 | 26.4833 | 3.465 | 0.066969 | 30.0153 | 11.5233 | 2.0119 | 0.029922 | 13.5651
Downstate | 2026 | 9 | 2 | 0.2287 | 4.5111e-06 | 1.373e-06 | 0.16739 | 3.3018e-06 | 1.0049e-06 | 0.28106 | 0.001554 | 1.981e-06 | 0.20572 | 0.0011374 | 1.4499e-06 | 36.8193 | 4.8174 | 0.093106 | 41.7298 | 16.0206 | 2.7972 | 0.041601 | 18.8594 | 26.9492 | 3.526 | 0.068147 | 30.5433 | 11.726 | 2.0473 | 0.030449 | 13.8038
Downstate | 2026 | 9 | 3 | 0.22902 | 4.5176e-06 | 1.3749e-06 | 0.16763 | 3.3066e-06 | 1.0064e-06 | 0.28147 | 0.0015562 | 1.9838e-06 | 0.20602 | 0.001139 | 1.452e-06 | 36.8724 | 4.8243 | 0.09324 | 41.7899 | 16.0437 | 2.8012 | 0.04166 | 18.8866 | 26.988 | 3.5311 | 0.068245 | 30.5873 | 11.7429 | 2.0503 | 0.030493 | 13.8236
Downstate | 2026 | 9 | 4 | 0.23549 | 4.6451e-06 | 1.4137e-06 | 0.17236 | 3.3999e-06 | 1.0347e-06 | 0.28941 | 0.0016001 | 2.0398e-06 | 0.21183 | 0.0011712 | 1.493e-06 | 37.9126 | 4.9604 | 0.09587 | 42.9688 | 16.4963 | 2.8802 | 0.042836 | 19.4194 | 27.7493 | 3.6307 | 0.07017 | 31.4502 | 12.0741 | 2.1081 | 0.031353 | 14.2136
Downstate | 2026 | 9 | 5 | 0.23903 | 4.715e-06 | 1.435e-06 | 0.17495 | 3.451e-06 | 1.0503e-06 | 0.29376 | 0.0016242 | 2.0705e-06 | 0.21501 | 0.0011888 | 1.5154e-06 | 38.4828 | 5.035 | 0.097313 | 43.6152 | 16.7444 | 2.9236 | 0.04348 | 19.7115 | 28.1667 | 3.6853 | 0.071226 | 31.9232 | 12.2558 | 2.1398 | 0.031824 | 14.4274
Downstate | 2026 | 9 | 6 | 0.24291 | 4.7916e-06 | 1.4583e-06 | 0.17779 | 3.5071e-06 | 1.0674e-06 | 0.29853 | 0.0016506 | 2.1041e-06 | 0.21851 | 0.0012081 | 1.5401e-06 | 39.1081 | 5.1168 | 0.098894 | 44.3238 | 17.0165 | 2.9711 | 0.044186 | 20.0317 | 28.6244 | 3.7452 | 0.072383 | 32.4419 | 12.4549 | 2.1746 | 0.032341 | 14.6618
Downstate | 2026 | 9 | 7 | 0.25085 | 4.9481e-06 | 1.5059e-06 | 0.1836 | 3.6216e-06 | 1.1022e-06 | 0.30829 | 0.0017045 | 2.1728e-06 | 0.22564 | 0.0012476 | 1.5904e-06 | 40.3854 | 5.2839 | 0.10212 | 45.7715 | 17.5723 | 3.0681 | 0.04563 | 20.686 | 29.5593 | 3.8675 | 0.074747 | 33.5015 | 12.8617 | 2.2456 | 0.033398 | 15.1407
Downstate | 2026 | 9 | 8 | 0.24275 | 4.7883e-06 | 1.4573e-06 | 0.17767 | 3.5047e-06 | 1.0667e-06 | 0.29833 | 0.0016495 | 2.1027e-06 | 0.21836 | 0.0012073 | 1.539e-06 | 39.0817 | 5.1134 | 0.098827 | 44.2939 | 17.005 | 2.9691 | 0.044157 | 20.0182 | 28.6051 | 3.7426 | 0.072334 | 32.42 | 12.4465 | 2.1731 | 0.03232 | 14.6519
Downstate | 2026 | 9 | 9 | 0.21815 | 4.3031e-06 | 1.3096e-06 | 0.15967 | 3.1496e-06 | 9.5857e-07 | 0.2681 | 0.0014823 | 1.8896e-06 | 0.19623 | 0.001085 | 1.3831e-06 | 35.1214 | 4.5952 | 0.088812 | 39.8054 | 15.2818 | 2.6682 | 0.039682 | 17.9897 | 25.7064 | 3.3634 | 0.065004 | 29.1348 | 11.1852 | 1.9529 | 0.029045 | 13.1672
Downstate | 2026 | 9 | 10 | 0.22215 | 4.3821e-06 | 1.3337e-06 | 0.1626 | 3.2074e-06 | 9.7615e-07 | 0.27302 | 0.0015095 | 1.9243e-06 | 0.19983 | 0.0011049 | 1.4085e-06 | 35.7658 | 4.6795 | 0.090442 | 40.5358 | 15.5622 | 2.7171 | 0.04041 | 18.3198 | 26.1781 | 3.4251 | 0.066197 | 29.6694 | 11.3905 | 1.9888 | 0.029577 | 13.4088
Downstate | 2026 | 9 | 11 | 0.2251 | 4.4403e-06 | 1.3514e-06 | 0.16476 | 3.25e-06 | 9.8913e-07 | 0.27665 | 0.0015296 | 1.9499e-06 | 0.20249 | 0.0011196 | 1.4272e-06 | 36.2413 | 4.7417 | 0.091644 | 41.0747 | 15.7691 | 2.7533 | 0.040947 | 18.5633 | 26.5261 | 3.4706 | 0.067077 | 30.0638 | 11.5419 | 2.0152 | 0.029971 | 13.5871
Downstate | 2026 | 9 | 12 | 0.22107 | 4.3608e-06 | 1.3272e-06 | 0.16181 | 3.1918e-06 | 9.7142e-07 | 0.2717 | 0.0015022 | 1.915e-06 | 0.19886 | 0.0010995 | 1.4016e-06 | 35.5924 | 4.6568 | 0.090003 | 40.3392 | 15.4867 | 2.704 | 0.040214 | 18.2309 | 26.0511 | 3.4085 | 0.065876 | 29.5255 | 11.3352 | 1.9791 | 0.029434 | 13.3438
Downstate | 2026 | 9 | 13 | 0.22752 | 4.488e-06 | 1.3659e-06 | 0.16653 | 3.2849e-06 | 9.9975e-07 | 0.27962 | 0.001546 | 1.9708e-06 | 0.20466 | 0.0011316 | 1.4425e-06 | 36.6304 | 4.7927 | 0.092628 | 41.5157 | 15.9384 | 2.7828 | 0.041387 | 18.7626 | 26.8109 | 3.5079 | 0.067797 | 30.3866 | 11.6658 | 2.0368 | 0.030292 | 13.7329
Downstate | 2026 | 9 | 14 | 0.24288 | 4.7909e-06 | 1.4581e-06 | 0.17777 | 3.5066e-06 | 1.0672e-06 | 0.29849 | 0.0016504 | 2.1038e-06 | 0.21848 | 0.0012079 | 1.5399e-06 | 39.1027 | 5.1161 | 0.09888 | 44.3177 | 17.0142 | 2.9707 | 0.04418 | 20.029 | 28.6205 | 3.7446 | 0.072373 | 32.4375 | 12.4532 | 2.1743 | 0.032337 | 14.6598
Downstate | 2026 | 9 | 15 | 0.25443 | 5.0188e-06 | 1.5275e-06 | 0.18623 | 3.6734e-06 | 1.118e-06 | 0.3127 | 0.0017289 | 2.2039e-06 | 0.22887 | 0.0012654 | 1.6131e-06 | 40.9632 | 5.3595 | 0.10358 | 46.4263 | 17.8237 | 3.112 | 0.046283 | 20.982 | 29.9822 | 3.9228 | 0.075817 | 33.9808 | 13.0457 | 2.2778 | 0.033876 | 15.3573
Downstate | 2026 | 9 | 16 | 0.27319 | 5.3887e-06 | 1.64e-06 | 0.19995 | 3.9442e-06 | 1.2004e-06 | 0.33574 | 0.0018563 | 2.3664e-06 | 0.24574 | 0.0013587 | 1.732e-06 | 43.9821 | 5.7545 | 0.11122 | 49.8479 | 19.1373 | 3.3413 | 0.049693 | 22.5283 | 32.1918 | 4.2119 | 0.081404 | 36.4852 | 14.0071 | 2.4456 | 0.036372 | 16.4891
Downstate | 2026 | 9 | 17 | 0.28111 | 5.5451e-06 | 1.6876e-06 | 0.20575 | 4.0586e-06 | 1.2352e-06 | 0.34548 | 0.0019102 | 2.435e-06 | 0.25287 | 0.0013981 | 1.7823e-06 | 45.2582 | 5.9215 | 0.11445 | 51.2942 | 19.6925 | 3.4383 | 0.051135 | 23.1819 | 33.1259 | 4.3341 | 0.083766 | 37.5437 | 14.4135 | 2.5166 | 0.037427 | 16.9676
Downstate | 2026 | 9 | 18 | 0.28117 | 5.5462e-06 | 1.688e-06 | 0.2058 | 4.0595e-06 | 1.2355e-06 | 0.34555 | 0.0019106 | 2.4355e-06 | 0.25292 | 0.0013984 | 1.7826e-06 | 45.2676 | 5.9227 | 0.11447 | 51.3048 | 19.6966 | 3.439 | 0.051146 | 23.1867 | 33.1327 | 4.335 | 0.083784 | 37.5515 | 14.4165 | 2.5171 | 0.037435 | 16.9711
Downstate | 2026 | 9 | 19 | 0.2974 | 5.8664e-06 | 1.7854e-06 | 0.21768 | 4.2938e-06 | 1.3068e-06 | 0.3655 | 0.0020209 | 2.5761e-06 | 0.26752 | 0.0014791 | 1.8855e-06 | 47.881 | 6.2647 | 0.12108 | 54.2667 | 20.8337 | 3.6375 | 0.054099 | 24.5254 | 35.0456 | 4.5853 | 0.088621 | 39.7195 | 15.2488 | 2.6624 | 0.039596 | 17.9509
Downstate | 2026 | 9 | 20 | 0.28524 | 5.6266e-06 | 1.7124e-06 | 0.20878 | 4.1183e-06 | 1.2534e-06 | 0.35056 | 0.0019382 | 2.4708e-06 | 0.25658 | 0.0014186 | 1.8084e-06 | 45.9233 | 6.0085 | 0.11613 | 52.0479 | 19.9819 | 3.4888 | 0.051887 | 23.5226 | 33.6126 | 4.3978 | 0.084997 | 38.0954 | 14.6253 | 2.5536 | 0.037977 | 17.2169
Downstate | 2026 | 9 | 21 | 0.29337 | 5.7869e-06 | 1.7612e-06 | 0.21473 | 4.2356e-06 | 1.2891e-06 | 0.36055 | 0.0019935 | 2.5412e-06 | 0.2639 | 0.0014591 | 1.86e-06 | 47.2318 | 6.1797 | 0.11944 | 53.5309 | 20.5512 | 3.5882 | 0.053365 | 24.1928 | 34.5704 | 4.5231 | 0.087419 | 39.1809 | 15.0421 | 2.6263 | 0.03906 | 17.7074
Downstate | 2026 | 9 | 22 | 0.2676 | 5.2786e-06 | 1.6065e-06 | 0.19587 | 3.8635e-06 | 1.1759e-06 | 0.32888 | 0.0018184 | 2.318e-06 | 0.24072 | 0.0013309 | 1.6966e-06 | 43.083 | 5.6369 | 0.10895 | 48.8289 | 18.7461 | 3.273 | 0.048678 | 22.0678 | 31.5338 | 4.1258 | 0.07974 | 35.7393 | 13.7208 | 2.3956 | 0.035629 | 16.1521
Downstate | 2026 | 9 | 23 | 0.24297 | 4.7928e-06 | 1.4587e-06 | 0.17784 | 3.508e-06 | 1.0677e-06 | 0.29861 | 0.001651 | 2.1047e-06 | 0.21856 | 0.0012084 | 1.5405e-06 | 39.1182 | 5.1181 | 0.098919 | 44.3353 | 17.0209 | 2.9718 | 0.044198 | 20.0369 | 28.6318 | 3.7461 | 0.072402 | 32.4503 | 12.4581 | 2.1752 | 0.03235 | 14.6656
Downstate | 2026 | 9 | 24 | 0.23475 | 4.6305e-06 | 1.4093e-06 | 0.17182 | 3.3892e-06 | 1.0315e-06 | 0.2885 | 0.0015951 | 2.0334e-06 | 0.21116 | 0.0011675 | 1.4883e-06 | 37.7935 | 4.9448 | 0.095569 | 42.8339 | 16.4445 | 2.8712 | 0.042701 | 19.3584 | 27.6622 | 3.6193 | 0.06995 | 31.3514 | 12.0362 | 2.1015 | 0.031254 | 14.169
Downstate | 2026 | 10 | 1 | 0.22197 | 4.3786e-06 | 1.3326e-06 | 0.16247 | 3.2048e-06 | 9.7537e-07 | 0.2728 | 0.0015083 | 1.9228e-06 | 0.19967 | 0.001104 | 1.4073e-06 | 35.7372 | 4.6758 | 0.09037 | 40.5033 | 15.5498 | 2.715 | 0.040378 | 18.3051 | 26.1571 | 3.4223 | 0.066144 | 29.6456 | 11.3813 | 1.9872 | 0.029554 | 13.3981
Downstate | 2026 | 10 | 2 | 0.21657 | 4.2719e-06 | 1.3001e-06 | 0.15851 | 3.1267e-06 | 9.5161e-07 | 0.26616 | 0.0014716 | 1.8759e-06 | 0.19481 | 0.0010771 | 1.373e-06 | 34.8666 | 4.5619 | 0.088168 | 39.5167 | 15.171 | 2.6488 | 0.039394 | 17.8592 | 25.5199 | 3.339 | 0.064533 | 28.9235 | 11.1041 | 1.9388 | 0.028834 | 13.0717
Downstate | 2026 | 10 | 3 | 0.21571 | 4.255e-06 | 1.295e-06 | 0.15789 | 3.1144e-06 | 9.4786e-07 | 0.26511 | 0.0014658 | 1.8685e-06 | 0.19404 | 0.0010728 | 1.3676e-06 | 34.729 | 4.5439 | 0.08782 | 39.3606 | 15.1111 | 2.6384 | 0.039239 | 17.7887 | 25.4192 | 3.3258 | 0.064278 | 28.8092 | 11.0602 | 1.9311 | 0.02872 | 13.0201
Downstate | 2026 | 10 | 4 | 0.2167 | 4.2745e-06 | 1.3009e-06 | 0.15861 | 3.1287e-06 | 9.522e-07 | 0.26632 | 0.0014725 | 1.8771e-06 | 0.19493 | 0.0010778 | 1.3739e-06 | 34.8881 | 4.5647 | 0.088222 | 39.541 | 15.1803 | 2.6505 | 0.039419 | 17.8702 | 25.5357 | 3.341 | 0.064573 | 28.9413 | 11.1109 | 1.94 | 0.028852 | 13.0797
Downstate | 2026 | 10 | 5 | 0.23549 | 4.6451e-06 | 1.4137e-06 | 0.17236 | 3.3999e-06 | 1.0348e-06 | 0.28941 | 0.0016001 | 2.0398e-06 | 0.21183 | 0.0011712 | 1.493e-06 | 37.9129 | 4.9604 | 0.095871 | 42.9692 | 16.4964 | 2.8803 | 0.042836 | 19.4195 | 27.7496 | 3.6307 | 0.070171 | 31.4504 | 12.0742 | 2.1081 | 0.031353 | 14.2137
Downstate | 2026 | 10 | 6 | 0.24516 | 4.836e-06 | 1.4718e-06 | 0.17944 | 3.5396e-06 | 1.0773e-06 | 0.3013 | 0.0016659 | 2.1236e-06 | 0.22053 | 0.0012193 | 1.5544e-06 | 39.4709 | 5.1643 | 0.099811 | 44.735 | 17.1744 | 2.9986 | 0.044596 | 20.2176 | 28.8899 | 3.7799 | 0.073055 | 32.7429 | 12.5704 | 2.1948 | 0.032641 | 14.7979
Downstate | 2026 | 10 | 7 | 0.2603 | 5.1346e-06 | 1.5627e-06 | 0.19052 | 3.7582e-06 | 1.1438e-06 | 0.31991 | 0.0017688 | 2.2548e-06 | 0.23415 | 0.0012946 | 1.6503e-06 | 41.9081 | 5.4832 | 0.10597 | 47.4972 | 18.2348 | 3.1838 | 0.04735 | 21.4659 | 30.6738 | 4.0133 | 0.077566 | 34.7647 | 13.3466 | 2.3303 | 0.034657 | 15.7116
Downstate | 2026 | 10 | 8 | 0.24464 | 4.8257e-06 | 1.4687e-06 | 0.17906 | 3.5321e-06 | 1.075e-06 | 0.30066 | 0.0016624 | 2.1191e-06 | 0.22006 | 0.0012167 | 1.5511e-06 | 39.3869 | 5.1533 | 0.099599 | 44.6399 | 17.1378 | 2.9922 | 0.044502 | 20.1746 | 28.8285 | 3.7719 | 0.072899 | 32.6733 | 12.5437 | 2.1901 | 0.032572 | 14.7664
Downstate | 2026 | 10 | 9 | 0.22074 | 4.3542e-06 | 1.3252e-06 | 0.16157 | 3.187e-06 | 9.6995e-07 | 0.27129 | 0.0014999 | 1.9121e-06 | 0.19856 | 0.0010978 | 1.3995e-06 | 35.5385 | 4.6498 | 0.089867 | 40.2781 | 15.4633 | 2.6999 | 0.040153 | 18.2033 | 26.0117 | 3.4033 | 0.065776 | 29.4808 | 11.3181 | 1.9761 | 0.029389 | 13.3236
Downstate | 2026 | 10 | 10 | 0.21646 | 4.2698e-06 | 1.2995e-06 | 0.15843 | 3.1252e-06 | 9.5115e-07 | 0.26603 | 0.0014709 | 1.875e-06 | 0.19471 | 0.0010766 | 1.3724e-06 | 34.8497 | 4.5597 | 0.088125 | 39.4975 | 15.1636 | 2.6475 | 0.039375 | 17.8505 | 25.5075 | 3.3374 | 0.064502 | 28.9094 | 11.0987 | 1.9378 | 0.02882 | 13.0653
Downstate | 2026 | 10 | 11 | 0.22144 | 4.3681e-06 | 1.3294e-06 | 0.16208 | 3.1971e-06 | 9.7303e-07 | 0.27215 | 0.0015047 | 1.9181e-06 | 0.19919 | 0.0011013 | 1.4039e-06 | 35.6515 | 4.6646 | 0.090153 | 40.4062 | 15.5125 | 2.7085 | 0.040281 | 18.2612 | 26.0944 | 3.4141 | 0.065986 | 29.5745 | 11.354 | 1.9824 | 0.029483 | 13.3659
Downstate | 2026 | 10 | 12 | 0.22459 | 4.4301e-06 | 1.3483e-06 | 0.16438 | 3.2425e-06 | 9.8685e-07 | 0.27601 | 0.0015261 | 1.9454e-06 | 0.20202 | 0.001117 | 1.4239e-06 | 36.1579 | 4.7308 | 0.091433 | 40.9801 | 15.7328 | 2.7469 | 0.040853 | 18.5206 | 26.465 | 3.4626 | 0.066923 | 29.9946 | 11.5153 | 2.0106 | 0.029902 | 13.5558
Downstate | 2026 | 10 | 13 | 0.23595 | 4.6543e-06 | 1.4165e-06 | 0.1727 | 3.4066e-06 | 1.0368e-06 | 0.28998 | 0.0016033 | 2.0438e-06 | 0.21225 | 0.0011735 | 1.4959e-06 | 37.9875 | 4.9702 | 0.09606 | 43.0538 | 16.5289 | 2.8859 | 0.04292 | 19.4578 | 27.8042 | 3.6378 | 0.070309 | 31.5124 | 12.098 | 2.1123 | 0.031415 | 14.2417
Downstate | 2026 | 10 | 14 | 0.25193 | 4.9694e-06 | 1.5124e-06 | 0.18439 | 3.6373e-06 | 1.107e-06 | 0.30962 | 0.0017119 | 2.1822e-06 | 0.22662 | 0.001253 | 1.5972e-06 | 40.5596 | 5.3067 | 0.10256 | 45.9689 | 17.6481 | 3.0813 | 0.045827 | 20.7752 | 29.6868 | 3.8842 | 0.07507 | 33.646 | 12.9172 | 2.2553 | 0.033542 | 15.206
Downstate | 2026 | 10 | 15 | 0.26137 | 5.1556e-06 | 1.5691e-06 | 0.1913 | 3.7736e-06 | 1.1485e-06 | 0.32122 | 0.001776 | 2.264e-06 | 0.23511 | 0.0012999 | 1.6571e-06 | 42.0796 | 5.5056 | 0.10641 | 47.6916 | 18.3094 | 3.1968 | 0.047544 | 21.5538 | 30.7993 | 4.0297 | 0.077883 | 34.9069 | 13.4012 | 2.3398 | 0.034799 | 15.7759
Downstate | 2026 | 10 | 16 | 0.28305 | 5.5832e-06 | 1.6992e-06 | 0.20717 | 4.0865e-06 | 1.2437e-06 | 0.34786 | 0.0019233 | 2.4518e-06 | 0.25461 | 0.0014077 | 1.7945e-06 | 45.5698 | 5.9623 | 0.11523 | 51.6472 | 19.8281 | 3.462 | 0.051487 | 23.3415 | 33.3539 | 4.364 | 0.084343 | 37.8022 | 14.5128 | 2.5339 | 0.037685 | 17.0843
Downstate | 2026 | 10 | 17 | 0.30002 | 5.918e-06 | 1.8011e-06 | 0.21959 | 4.3316e-06 | 1.3183e-06 | 0.36872 | 0.0020386 | 2.5988e-06 | 0.26988 | 0.0014921 | 1.9021e-06 | 48.3021 | 6.3198 | 0.12214 | 54.744 | 21.017 | 3.6695 | 0.054574 | 24.7411 | 35.3538 | 4.6256 | 0.0894 | 40.0688 | 15.3829 | 2.6858 | 0.039945 | 18.1087
Downstate | 2026 | 10 | 18 | 0.30776 | 6.0706e-06 | 1.8476e-06 | 0.22526 | 4.4433e-06 | 1.3523e-06 | 0.37823 | 0.0020912 | 2.6658e-06 | 0.27684 | 0.0015306 | 1.9512e-06 | 49.5478 | 6.4827 | 0.12529 | 56.1558 | 21.559 | 3.7642 | 0.055982 | 25.3791 | 36.2655 | 4.7449 | 0.091706 | 41.1021 | 15.7797 | 2.7551 | 0.040975 | 18.5757
Downstate | 2026 | 10 | 19 | 0.3033 | 5.9827e-06 | 1.8208e-06 | 0.22199 | 4.3789e-06 | 1.3327e-06 | 0.37275 | 0.0020609 | 2.6272e-06 | 0.27282 | 0.0015084 | 1.9229e-06 | 48.8297 | 6.3888 | 0.12348 | 55.342 | 21.2465 | 3.7096 | 0.055171 | 25.0113 | 35.74 | 4.6761 | 0.090377 | 40.5065 | 15.551 | 2.7152 | 0.040381 | 18.3065
Downstate | 2026 | 10 | 20 | 0.28982 | 5.7168e-06 | 1.7399e-06 | 0.21213 | 4.1843e-06 | 1.2735e-06 | 0.35618 | 0.0019693 | 2.5104e-06 | 0.2607 | 0.0014414 | 1.8375e-06 | 46.6601 | 6.1049 | 0.11799 | 52.883 | 20.3025 | 3.5448 | 0.052719 | 23.9 | 34.1519 | 4.4684 | 0.086361 | 38.7067 | 14.86 | 2.5945 | 0.038587 | 17.4931
Downstate | 2026 | 10 | 21 | 0.28215 | 5.5656e-06 | 1.6939e-06 | 0.20651 | 4.0736e-06 | 1.2398e-06 | 0.34676 | 0.0019172 | 2.444e-06 | 0.2538 | 0.0014033 | 1.7888e-06 | 45.4256 | 5.9434 | 0.11487 | 51.4838 | 19.7653 | 3.451 | 0.051324 | 23.2676 | 33.2483 | 4.3501 | 0.084076 | 37.6826 | 14.4668 | 2.5259 | 0.037566 | 17.0303
Downstate | 2026 | 10 | 22 | 0.2669 | 5.2648e-06 | 1.6023e-06 | 0.19535 | 3.8535e-06 | 1.1728e-06 | 0.32802 | 0.0018136 | 2.3119e-06 | 0.24009 | 0.0013274 | 1.6922e-06 | 42.9706 | 5.6222 | 0.10866 | 48.7014 | 18.6971 | 3.2645 | 0.048551 | 22.0102 | 31.4514 | 4.115 | 0.079532 | 35.646 | 13.685 | 2.3894 | 0.035536 | 16.1099
Downstate | 2026 | 10 | 23 | 0.23896 | 4.7136e-06 | 1.4346e-06 | 0.1749 | 3.4501e-06 | 1.05e-06 | 0.29368 | 0.0016237 | 2.0699e-06 | 0.21495 | 0.0011885 | 1.515e-06 | 38.4721 | 5.0336 | 0.097285 | 43.603 | 16.7398 | 2.9227 | 0.043468 | 19.706 | 28.1589 | 3.6843 | 0.071206 | 31.9144 | 12.2523 | 2.1392 | 0.031816 | 14.4234
Downstate | 2026 | 10 | 24 | 0.21738 | 4.2879e-06 | 1.305e-06 | 0.15911 | 3.1385e-06 | 9.5518e-07 | 0.26716 | 0.0014771 | 1.883e-06 | 0.19554 | 0.0010811 | 1.3782e-06 | 34.9974 | 4.579 | 0.088499 | 39.6649 | 15.2279 | 2.6588 | 0.039542 | 17.9262 | 25.6157 | 3.3515 | 0.064775 | 29.032 | 11.1458 | 1.946 | 0.028942 | 13.1207
Downstate | 2026 | 11 | 1 | 0.22395 | 4.4176e-06 | 1.3445e-06 | 0.16392 | 3.2334e-06 | 9.8406e-07 | 0.27523 | 0.0015218 | 1.9399e-06 | 0.20145 | 0.0011138 | 1.4199e-06 | 36.0557 | 4.7175 | 0.091175 | 40.8643 | 15.6883 | 2.7392 | 0.040738 | 18.4682 | 26.3902 | 3.4528 | 0.066734 | 29.9098 | 11.4828 | 2.0049 | 0.029817 | 13.5175
Downstate | 2026 | 11 | 2 | 0.21647 | 4.27e-06 | 1.2996e-06 | 0.15844 | 3.1253e-06 | 9.5118e-07 | 0.26604 | 0.0014709 | 1.8751e-06 | 0.19472 | 0.0010766 | 1.3724e-06 | 34.8508 | 4.5598 | 0.088128 | 39.4987 | 15.1641 | 2.6476 | 0.039376 | 17.8511 | 25.5084 | 3.3375 | 0.064504 | 28.9103 | 11.0991 | 1.9379 | 0.028821 | 13.0658
Downstate | 2026 | 11 | 3 | 0.22066 | 4.3527e-06 | 1.3247e-06 | 0.16151 | 3.1859e-06 | 9.6962e-07 | 0.27119 | 0.0014994 | 1.9114e-06 | 0.19849 | 0.0010975 | 1.399e-06 | 35.5263 | 4.6482 | 0.089836 | 40.2643 | 15.458 | 2.699 | 0.04014 | 18.1971 | 26.0028 | 3.4022 | 0.065754 | 29.4707 | 11.3142 | 1.9754 | 0.029379 | 13.319
Downstate | 2026 | 11 | 4 | 0.22199 | 4.379e-06 | 1.3327e-06 | 0.16248 | 3.2051e-06 | 9.7546e-07 | 0.27283 | 0.0015085 | 1.9229e-06 | 0.19969 | 0.0011041 | 1.4075e-06 | 35.7404 | 4.6762 | 0.090378 | 40.507 | 15.5512 | 2.7152 | 0.040382 | 18.3068 | 26.1595 | 3.4227 | 0.06615 | 29.6483 | 11.3824 | 1.9873 | 0.029556 | 13.3993
Downstate | 2026 | 11 | 5 | 0.21095 | 4.1612e-06 | 1.2664e-06 | 0.1544 | 3.0457e-06 | 9.2695e-07 | 0.25926 | 0.0014334 | 1.8273e-06 | 0.18976 | 0.0010492 | 1.3375e-06 | 33.9629 | 4.4436 | 0.085883 | 38.4924 | 14.7778 | 2.5802 | 0.038373 | 17.3963 | 24.8585 | 3.2524 | 0.06286 | 28.1738 | 10.8163 | 1.8885 | 0.028087 | 12.7329
Downstate | 2026 | 11 | 6 | 0.22579 | 4.4539e-06 | 1.3555e-06 | 0.16526 | 3.2599e-06 | 9.9215e-07 | 0.27749 | 0.0015343 | 1.9558e-06 | 0.20311 | 0.001123 | 1.4315e-06 | 36.3518 | 4.7562 | 0.091924 | 41.1999 | 15.8172 | 2.7617 | 0.041072 | 18.6199 | 26.607 | 3.4812 | 0.067282 | 30.1554 | 11.5771 | 2.0213 | 0.030062 | 13.6285
Downstate | 2026 | 11 | 7 | 0.24677 | 4.8676e-06 | 1.4815e-06 | 0.18062 | 3.5628e-06 | 1.0843e-06 | 0.30328 | 0.0016768 | 2.1375e-06 | 0.22198 | 0.0012273 | 1.5645e-06 | 39.7291 | 5.1981 | 0.10046 | 45.0276 | 17.2867 | 3.0182 | 0.044888 | 20.3498 | 29.0789 | 3.8046 | 0.073533 | 32.9571 | 12.6527 | 2.2091 | 0.032855 | 14.8947
Downstate | 2026 | 11 | 8 | 0.25067 | 4.9446e-06 | 1.5049e-06 | 0.18347 | 3.6191e-06 | 1.1015e-06 | 0.30807 | 0.0017033 | 2.1713e-06 | 0.22548 | 0.0012467 | 1.5892e-06 | 40.3569 | 5.2802 | 0.10205 | 45.7392 | 17.5599 | 3.0659 | 0.045598 | 20.6714 | 29.5385 | 3.8648 | 0.074695 | 33.4779 | 12.8526 | 2.244 | 0.033374 | 15.13
Downstate | 2026 | 11 | 9 | 0.24328 | 4.7988e-06 | 1.4605e-06 | 0.17806 | 3.5124e-06 | 1.069e-06 | 0.29899 | 0.0016531 | 2.1073e-06 | 0.21884 | 0.0012099 | 1.5424e-06 | 39.1674 | 5.1246 | 0.099044 | 44.3911 | 17.0423 | 2.9756 | 0.044254 | 20.0621 | 28.6678 | 3.7508 | 0.072493 | 32.4912 | 12.4738 | 2.1779 | 0.032391 | 14.6841
Downstate | 2026 | 11 | 10 | 0.23535 | 4.6423e-06 | 1.4129e-06 | 0.17226 | 3.3979e-06 | 1.0341e-06 | 0.28924 | 0.0015992 | 2.0386e-06 | 0.2117 | 0.0011705 | 1.4921e-06 | 37.8901 | 4.9575 | 0.095814 | 42.9434 | 16.4865 | 2.8785 | 0.04281 | 19.4079 | 27.7329 | 3.6285 | 0.070129 | 31.4316 | 12.067 | 2.1069 | 0.031334 | 14.2052
Downstate | 2026 | 11 | 11 | 0.23803 | 4.6954e-06 | 1.429e-06 | 0.17422 | 3.4367e-06 | 1.0459e-06 | 0.29254 | 0.0016174 | 2.0619e-06 | 0.21412 | 0.0011839 | 1.5091e-06 | 38.3229 | 5.0141 | 0.096908 | 43.4339 | 16.6748 | 2.9114 | 0.043299 | 19.6295 | 28.0497 | 3.67 | 0.07093 | 31.7906 | 12.2048 | 2.1309 | 0.031692 | 14.3675
Downstate | 2026 | 11 | 12 | 0.24125 | 4.7588e-06 | 1.4483e-06 | 0.17658 | 3.4831e-06 | 1.0601e-06 | 0.29649 | 0.0016393 | 2.0897e-06 | 0.21701 | 0.0011998 | 1.5295e-06 | 38.8405 | 5.0818 | 0.098217 | 44.0205 | 16.9001 | 2.9507 | 0.043884 | 19.8947 | 28.4285 | 3.7195 | 0.071888 | 32.2199 | 12.3697 | 2.1597 | 0.03212 | 14.5615
Downstate | 2026 | 11 | 13 | 0.25185 | 4.968e-06 | 1.512e-06 | 0.18434 | 3.6362e-06 | 1.1067e-06 | 0.30953 | 0.0017114 | 2.1816e-06 | 0.22655 | 0.0012526 | 1.5968e-06 | 40.5479 | 5.3052 | 0.10253 | 45.9556 | 17.643 | 3.0804 | 0.045813 | 20.7692 | 29.6782 | 3.883 | 0.075048 | 33.6363 | 12.9134 | 2.2547 | 0.033532 | 15.2016
Downstate | 2026 | 11 | 14 | 0.2612 | 5.1523e-06 | 1.5681e-06 | 0.19118 | 3.7711e-06 | 1.1477e-06 | 0.32101 | 0.0017749 | 2.2625e-06 | 0.23496 | 0.0012991 | 1.656e-06 | 42.0526 | 5.5021 | 0.10634 | 47.661 | 18.2977 | 3.1948 | 0.047513 | 21.54 | 30.7796 | 4.0271 | 0.077833 | 34.8845 | 13.3926 | 2.3383 | 0.034776 | 15.7658
Downstate | 2026 | 11 | 15 | 0.27679 | 5.4598e-06 | 1.6617e-06 | 0.20259 | 3.9962e-06 | 1.2162e-06 | 0.34017 | 0.0018808 | 2.3976e-06 | 0.24898 | 0.0013766 | 1.7548e-06 | 44.5619 | 5.8304 | 0.11268 | 50.505 | 19.3895 | 3.3854 | 0.050349 | 22.8253 | 32.6162 | 4.2674 | 0.082477 | 36.9661 | 14.1918 | 2.4779 | 0.036852 | 16.7065
Downstate | 2026 | 11 | 16 | 0.29972 | 5.9121e-06 | 1.7993e-06 | 0.21937 | 4.3272e-06 | 1.317e-06 | 0.36835 | 0.0020366 | 2.5962e-06 | 0.26961 | 0.0014906 | 1.9002e-06 | 48.2537 | 6.3134 | 0.12202 | 54.6891 | 20.9959 | 3.6659 | 0.05452 | 24.7163 | 35.3183 | 4.621 | 0.08931 | 40.0286 | 15.3675 | 2.6832 | 0.039905 | 18.0906
Downstate | 2026 | 11 | 17 | 0.31354 | 6.1848e-06 | 1.8823e-06 | 0.22949 | 4.5268e-06 | 1.3777e-06 | 0.38534 | 0.0021305 | 2.7159e-06 | 0.28204 | 0.0015594 | 1.9879e-06 | 50.4792 | 6.6046 | 0.12765 | 57.2115 | 21.9643 | 3.8349 | 0.057034 | 25.8562 | 36.9473 | 4.8341 | 0.09343 | 41.8748 | 16.0763 | 2.8069 | 0.041745 | 18.9249
Downstate | 2026 | 11 | 18 | 0.32162 | 6.344e-06 | 1.9308e-06 | 0.2354 | 4.6434e-06 | 1.4132e-06 | 0.39526 | 0.0021854 | 2.7859e-06 | 0.2893 | 0.0015995 | 2.0391e-06 | 51.7792 | 6.7747 | 0.13094 | 58.6848 | 22.5299 | 3.9337 | 0.058503 | 26.5221 | 37.8988 | 4.9586 | 0.095836 | 42.9532 | 16.4903 | 2.8792 | 0.04282 | 19.4123
Downstate | 2026 | 11 | 19 | 0.31726 | 6.2581e-06 | 1.9046e-06 | 0.23221 | 4.5805e-06 | 1.3941e-06 | 0.3899 | 0.0021558 | 2.7481e-06 | 0.28538 | 0.0015779 | 2.0114e-06 | 51.0774 | 6.6829 | 0.12916 | 57.8895 | 22.2245 | 3.8804 | 0.05771 | 26.1626 | 37.3851 | 4.8914 | 0.094537 | 42.3711 | 16.2668 | 2.8402 | 0.04224 | 19.1492
Downstate | 2026 | 11 | 20 | 0.30544 | 6.0249e-06 | 1.8337e-06 | 0.22356 | 4.4098e-06 | 1.3421e-06 | 0.37538 | 0.0020755 | 2.6457e-06 | 0.27475 | 0.0015191 | 1.9365e-06 | 49.1748 | 6.4339 | 0.12435 | 55.7331 | 21.3967 | 3.7358 | 0.05556 | 25.1881 | 35.9925 | 4.7092 | 0.091015 | 40.7927 | 15.6609 | 2.7344 | 0.040666 | 18.4359
Downstate | 2026 | 11 | 21 | 0.29764 | 5.8712e-06 | 1.7869e-06 | 0.21785 | 4.2973e-06 | 1.3079e-06 | 0.3658 | 0.0020225 | 2.5782e-06 | 0.26774 | 0.0014803 | 1.8871e-06 | 47.92 | 6.2698 | 0.12118 | 54.3109 | 20.8507 | 3.6405 | 0.054143 | 24.5453 | 35.0741 | 4.589 | 0.088693 | 39.7518 | 15.2612 | 2.6646 | 0.039629 | 17.9655
Downstate | 2026 | 11 | 22 | 0.26577 | 5.2425e-06 | 1.5955e-06 | 0.19453 | 3.8372e-06 | 1.1678e-06 | 0.32663 | 0.0018059 | 2.3021e-06 | 0.23907 | 0.0013218 | 1.685e-06 | 42.7887 | 5.5984 | 0.1082 | 48.4953 | 18.618 | 3.2507 | 0.048345 | 21.917 | 31.3183 | 4.0976 | 0.079195 | 35.4951 | 13.6271 | 2.3793 | 0.035385 | 16.0417
Downstate | 2026 | 11 | 23 | 0.23579 | 4.6512e-06 | 1.4156e-06 | 0.17259 | 3.4043e-06 | 1.0361e-06 | 0.28979 | 0.0016022 | 2.0425e-06 | 0.21211 | 0.0011727 | 1.4949e-06 | 37.9623 | 4.9669 | 0.095996 | 43.0252 | 16.518 | 2.884 | 0.042892 | 19.4449 | 27.7858 | 3.6354 | 0.070263 | 31.4915 | 12.09 | 2.1109 | 0.031394 | 14.2323
Downstate | 2026 | 11 | 24 | 0.23584 | 4.652e-06 | 1.4158e-06 | 0.17262 | 3.405e-06 | 1.0363e-06 | 0.28984 | 0.0016025 | 2.0428e-06 | 0.21214 | 0.0011729 | 1.4952e-06 | 37.9693 | 4.9678 | 0.096014 | 43.0331 | 16.521 | 2.8845 | 0.0429 | 19.4484 | 27.7909 | 3.6361 | 0.070276 | 31.4973 | 12.0922 | 2.1113 | 0.0314 | 14.2349
Downstate | 2026 | 12 | 1 | 0.23746 | 4.684e-06 | 1.4256e-06 | 0.1738 | 3.4284e-06 | 1.0434e-06 | 0.29183 | 0.0016135 | 2.0569e-06 | 0.2136 | 0.001181 | 1.5055e-06 | 38.2301 | 5.002 | 0.096674 | 43.3288 | 16.6345 | 2.9044 | 0.043195 | 19.582 | 27.9818 | 3.6611 | 0.070758 | 31.7136 | 12.1753 | 2.1258 | 0.031615 | 14.3327
Downstate | 2026 | 12 | 2 | 0.22795 | 4.4964e-06 | 1.3685e-06 | 0.16684 | 3.291e-06 | 1.0016e-06 | 0.28014 | 0.0015489 | 1.9745e-06 | 0.20505 | 0.0011337 | 1.4452e-06 | 36.6988 | 4.8016 | 0.092801 | 41.5932 | 15.9682 | 2.788 | 0.041464 | 18.7977 | 26.8609 | 3.5144 | 0.067924 | 30.4433 | 11.6876 | 2.0406 | 0.030349 | 13.7586
Downstate | 2026 | 12 | 3 | 0.22576 | 4.4532e-06 | 1.3553e-06 | 0.16524 | 3.2594e-06 | 9.92e-07 | 0.27745 | 0.001534 | 1.9555e-06 | 0.20308 | 0.0011228 | 1.4313e-06 | 36.3462 | 4.7555 | 0.09191 | 41.1936 | 15.8148 | 2.7612 | 0.041066 | 18.6171 | 26.6029 | 3.4807 | 0.067271 | 30.1509 | 11.5753 | 2.021 | 0.030057 | 13.6264
Downstate | 2026 | 12 | 4 | 0.22275 | 4.3938e-06 | 1.3373e-06 | 0.16304 | 3.216e-06 | 9.7877e-07 | 0.27375 | 0.0015136 | 1.9295e-06 | 0.20037 | 0.0011078 | 1.4122e-06 | 35.8618 | 4.6921 | 0.090685 | 40.6446 | 15.604 | 2.7244 | 0.040519 | 18.3689 | 26.2483 | 3.4343 | 0.066375 | 29.749 | 11.421 | 1.9941 | 0.029657 | 13.4448
Downstate | 2026 | 12 | 5 | 0.226 | 4.458e-06 | 1.3568e-06 | 0.16542 | 3.263e-06 | 9.9308e-07 | 0.27776 | 0.0015357 | 1.9577e-06 | 0.2033 | 0.001124 | 1.4329e-06 | 36.3859 | 4.7607 | 0.09201 | 41.2386 | 15.8321 | 2.7643 | 0.041111 | 18.6374 | 26.632 | 3.4845 | 0.067345 | 30.1838 | 11.588 | 2.0232 | 0.03009 | 13.6413
Downstate | 2026 | 12 | 6 | 0.23336 | 4.6031e-06 | 1.4009e-06 | 0.1708 | 3.3692e-06 | 1.0254e-06 | 0.28679 | 0.0015857 | 2.0214e-06 | 0.20991 | 0.0011606 | 1.4795e-06 | 37.57 | 4.9156 | 0.095004 | 42.5806 | 16.3473 | 2.8542 | 0.042449 | 19.2439 | 27.4986 | 3.5979 | 0.069536 | 31.166 | 11.965 | 2.0891 | 0.031069 | 14.0852
Downstate | 2026 | 12 | 7 | 0.25163 | 4.9636e-06 | 1.5107e-06 | 0.18418 | 3.633e-06 | 1.1057e-06 | 0.30925 | 0.0017098 | 2.1797e-06 | 0.22635 | 0.0012515 | 1.5954e-06 | 40.512 | 5.3005 | 0.10244 | 45.915 | 17.6274 | 3.0777 | 0.045773 | 20.7509 | 29.652 | 3.8796 | 0.074982 | 33.6066 | 12.902 | 2.2527 | 0.033502 | 15.1882
Downstate | 2026 | 12 | 8 | 0.25631 | 5.0559e-06 | 1.5388e-06 | 0.1876 | 3.7006e-06 | 1.1263e-06 | 0.315 | 0.0017416 | 2.2202e-06 | 0.23056 | 0.0012748 | 1.625e-06 | 41.2656 | 5.3991 | 0.10435 | 46.769 | 17.9553 | 3.135 | 0.046624 | 21.1368 | 30.2035 | 3.9518 | 0.076376 | 34.2317 | 13.142 | 2.2946 | 0.034126 | 15.4707
Downstate | 2026 | 12 | 9 | 0.25543 | 5.0386e-06 | 1.5335e-06 | 0.18696 | 3.6879e-06 | 1.1224e-06 | 0.31393 | 0.0017357 | 2.2126e-06 | 0.22977 | 0.0012704 | 1.6195e-06 | 41.1243 | 5.3806 | 0.10399 | 46.6089 | 17.8938 | 3.1242 | 0.046465 | 21.0645 | 30.1001 | 3.9382 | 0.076115 | 34.1145 | 13.097 | 2.2867 | 0.034009 | 15.4177
Downstate | 2026 | 12 | 10 | 0.24356 | 4.8044e-06 | 1.4622e-06 | 0.17827 | 3.5165e-06 | 1.0702e-06 | 0.29934 | 0.001655 | 2.1098e-06 | 0.21909 | 0.0012114 | 1.5442e-06 | 39.2132 | 5.1306 | 0.099159 | 44.4429 | 17.0622 | 2.979 | 0.044305 | 20.0856 | 28.7013 | 3.7552 | 0.072578 | 32.5291 | 12.4884 | 2.1805 | 0.032428 | 14.7012
Downstate | 2026 | 12 | 11 | 0.24137 | 4.7611e-06 | 1.449e-06 | 0.17667 | 3.4848e-06 | 1.0606e-06 | 0.29664 | 0.0016401 | 2.0908e-06 | 0.21712 | 0.0012004 | 1.5303e-06 | 38.8597 | 5.0843 | 0.098266 | 44.0423 | 16.9084 | 2.9522 | 0.043906 | 19.9045 | 28.4426 | 3.7214 | 0.071924 | 32.2359 | 12.3758 | 2.1608 | 0.032136 | 14.5687
Downstate | 2026 | 12 | 12 | 0.24347 | 4.8026e-06 | 1.4617e-06 | 0.1782 | 3.5151e-06 | 1.0698e-06 | 0.29922 | 0.0016544 | 2.109e-06 | 0.21901 | 0.0012109 | 1.5436e-06 | 39.198 | 5.1286 | 0.099121 | 44.4257 | 17.0556 | 2.9779 | 0.044288 | 20.0778 | 28.6902 | 3.7538 | 0.07255 | 32.5165 | 12.4835 | 2.1796 | 0.032416 | 14.6955
Downstate | 2026 | 12 | 13 | 0.24578 | 4.8482e-06 | 1.4755e-06 | 0.1799 | 3.5486e-06 | 1.08e-06 | 0.30207 | 0.0016701 | 2.129e-06 | 0.22109 | 0.0012224 | 1.5583e-06 | 39.5706 | 5.1773 | 0.10006 | 44.848 | 17.2177 | 3.0062 | 0.044709 | 20.2686 | 28.9629 | 3.7894 | 0.073239 | 32.8256 | 12.6022 | 2.2003 | 0.032724 | 14.8352
Downstate | 2026 | 12 | 14 | 0.25503 | 5.0307e-06 | 1.5311e-06 | 0.18667 | 3.6821e-06 | 1.1206e-06 | 0.31343 | 0.0017329 | 2.2091e-06 | 0.22941 | 0.0012684 | 1.6169e-06 | 41.0595 | 5.3721 | 0.10383 | 46.5355 | 17.8656 | 3.1193 | 0.046391 | 21.0313 | 30.0527 | 3.932 | 0.075995 | 34.0607 | 13.0764 | 2.2831 | 0.033955 | 15.3934
Downstate | 2026 | 12 | 15 | 0.26201 | 5.1683e-06 | 1.573e-06 | 0.19177 | 3.7828e-06 | 1.1513e-06 | 0.32201 | 0.0017804 | 2.2695e-06 | 0.23569 | 0.0013031 | 1.6611e-06 | 42.1827 | 5.5191 | 0.10667 | 47.8085 | 18.3543 | 3.2046 | 0.04766 | 21.6066 | 30.8748 | 4.0396 | 0.078074 | 34.9925 | 13.4341 | 2.3456 | 0.034884 | 15.8145
Downstate | 2026 | 12 | 16 | 0.28092 | 5.5414e-06 | 1.6865e-06 | 0.20562 | 4.0559e-06 | 1.2344e-06 | 0.34525 | 0.0019089 | 2.4334e-06 | 0.2527 | 0.0013972 | 1.7811e-06 | 45.228 | 5.9175 | 0.11437 | 51.2599 | 19.6794 | 3.436 | 0.051101 | 23.1665 | 33.1037 | 4.3312 | 0.08371 | 37.5187 | 14.4039 | 2.5149 | 0.037402 | 16.9562
Downstate | 2026 | 12 | 17 | 0.33706 | 6.6487e-06 | 2.0235e-06 | 0.24671 | 4.8664e-06 | 1.4811e-06 | 0.41425 | 0.0022903 | 2.9197e-06 | 0.3032 | 0.0016764 | 2.137e-06 | 54.2661 | 7.1001 | 0.13722 | 61.5034 | 23.612 | 4.1226 | 0.061313 | 27.7959 | 39.719 | 5.1968 | 0.10044 | 45.0162 | 17.2823 | 3.0175 | 0.044877 | 20.3447
Downstate | 2026 | 12 | 18 | 0.37733 | 7.4431e-06 | 2.2653e-06 | 0.27618 | 5.4478e-06 | 1.658e-06 | 0.46374 | 0.002564 | 3.2685e-06 | 0.33942 | 0.0018767 | 2.3923e-06 | 60.7497 | 7.9484 | 0.15362 | 68.8517 | 26.4331 | 4.6152 | 0.068638 | 31.1169 | 44.4646 | 5.8177 | 0.11244 | 50.3947 | 19.3472 | 3.378 | 0.050239 | 22.7754
Downstate | 2026 | 12 | 19 | 0.352 | 6.9434e-06 | 2.1132e-06 | 0.25764 | 5.0821e-06 | 1.5467e-06 | 0.4326 | 0.0023918 | 3.049e-06 | 0.31663 | 0.0017507 | 2.2317e-06 | 56.6708 | 7.4147 | 0.1433 | 64.2288 | 24.6583 | 4.3053 | 0.06403 | 29.0276 | 41.4791 | 5.427 | 0.10489 | 47.011 | 18.0481 | 3.1512 | 0.046865 | 21.2462
Downstate | 2026 | 12 | 20 | 0.30205 | 5.9581e-06 | 1.8133e-06 | 0.22108 | 4.3609e-06 | 1.3272e-06 | 0.37121 | 0.0020524 | 2.6164e-06 | 0.2717 | 0.0015022 | 1.915e-06 | 48.6291 | 6.3625 | 0.12297 | 55.1146 | 21.1592 | 3.6944 | 0.054944 | 24.9086 | 35.5931 | 4.6569 | 0.090005 | 40.3401 | 15.4871 | 2.704 | 0.040215 | 18.2313
Downstate | 2026 | 12 | 21 | 0.29259 | 5.7714e-06 | 1.7565e-06 | 0.21415 | 4.2243e-06 | 1.2856e-06 | 0.35958 | 0.0019881 | 2.5344e-06 | 0.26319 | 0.0014552 | 1.855e-06 | 47.1055 | 6.1632 | 0.11912 | 53.3879 | 20.4963 | 3.5786 | 0.053222 | 24.1282 | 34.478 | 4.511 | 0.087185 | 39.0762 | 15.0019 | 2.6193 | 0.038955 | 17.6601
Downstate | 2026 | 12 | 22 | 0.27551 | 5.4346e-06 | 1.654e-06 | 0.20165 | 3.9778e-06 | 1.2106e-06 | 0.3386 | 0.0018721 | 2.3865e-06 | 0.24783 | 0.0013702 | 1.7468e-06 | 44.3566 | 5.8035 | 0.11217 | 50.2722 | 19.3002 | 3.3698 | 0.050117 | 22.7201 | 32.4659 | 4.2478 | 0.082097 | 36.7958 | 14.1264 | 2.4664 | 0.036682 | 16.6295
Downstate | 2026 | 12 | 23 | 0.26618 | 5.2505e-06 | 1.598e-06 | 0.19483 | 3.843e-06 | 1.1696e-06 | 0.32713 | 0.0018087 | 2.3057e-06 | 0.23944 | 0.0013238 | 1.6876e-06 | 42.8543 | 5.607 | 0.10837 | 48.5696 | 18.6465 | 3.2557 | 0.048419 | 21.9506 | 31.3664 | 4.1039 | 0.079317 | 35.5496 | 13.648 | 2.3829 | 0.035439 | 16.0663
Downstate | 2026 | 12 | 24 | 0.25051 | 4.9415e-06 | 1.5039e-06 | 0.18336 | 3.6168e-06 | 1.1008e-06 | 0.30788 | 0.0017022 | 2.17e-06 | 0.22534 | 0.0012459 | 1.5883e-06 | 40.3317 | 5.2769 | 0.10199 | 45.7107 | 17.5489 | 3.064 | 0.045569 | 20.6585 | 29.52 | 3.8623 | 0.074648 | 33.457 | 12.8446 | 2.2426 | 0.033353 | 15.1206
Downstate | 2027 | 1 | 1 | 0.22454 | 4.4292e-06 | 1.348e-06 | 0.15902 | 3.1368e-06 | 9.5469e-07 | 0.27596 | 0.0015258 | 1.945e-06 | 0.19544 | 0.0010806 | 1.3775e-06 | 36.4263 | 4.7298 | 0.091414 | 41.2476 | 16.2815 | 2.7464 | 0.040845 | 19.0687 | 25.798 | 3.3498 | 0.064742 | 29.2125 | 11.5309 | 1.945 | 0.028927 | 13.5049
Downstate | 2027 | 1 | 2 | 0.24631 | 4.8587e-06 | 1.4787e-06 | 0.17445 | 3.441e-06 | 1.0473e-06 | 0.30272 | 0.0016737 | 2.1336e-06 | 0.21439 | 0.0011854 | 1.5111e-06 | 39.9587 | 5.1885 | 0.10028 | 45.2475 | 17.8603 | 3.0127 | 0.044806 | 20.9178 | 28.2997 | 3.6746 | 0.07102 | 32.0454 | 12.6491 | 2.1337 | 0.031732 | 14.8145
Downstate | 2027 | 1 | 3 | 0.23314 | 4.5989e-06 | 1.3997e-06 | 0.16512 | 3.257e-06 | 9.9127e-07 | 0.28653 | 0.0015842 | 2.0195e-06 | 0.20293 | 0.001122 | 1.4303e-06 | 37.822 | 4.9111 | 0.094917 | 42.828 | 16.9053 | 2.8516 | 0.04241 | 19.7993 | 26.7864 | 3.4781 | 0.067222 | 30.3318 | 11.9727 | 2.0196 | 0.030036 | 14.0223
Downstate | 2027 | 1 | 4 | 0.23055 | 4.5477e-06 | 1.3841e-06 | 0.16328 | 3.2208e-06 | 9.8024e-07 | 0.28334 | 0.0015666 | 1.997e-06 | 0.20067 | 0.0011095 | 1.4143e-06 | 37.4009 | 4.8564 | 0.09386 | 42.3512 | 16.7171 | 2.8198 | 0.041938 | 19.5789 | 26.4882 | 3.4394 | 0.066474 | 29.9941 | 11.8394 | 1.9971 | 0.029701 | 13.8662
Downstate | 2027 | 1 | 5 | 0.21385 | 4.2183e-06 | 1.2838e-06 | 0.15145 | 2.9875e-06 | 9.0924e-07 | 0.26282 | 0.0014531 | 1.8524e-06 | 0.18613 | 0.0010291 | 1.3119e-06 | 34.6919 | 4.5046 | 0.087062 | 39.2836 | 15.5062 | 2.6156 | 0.0389 | 18.1607 | 24.5696 | 3.1903 | 0.061659 | 27.8216 | 10.9819 | 1.8524 | 0.02755 | 12.8619
Downstate | 2027 | 1 | 6 | 0.20111 | 3.9671e-06 | 1.2074e-06 | 0.14243 | 2.8096e-06 | 8.5509e-07 | 0.24717 | 0.0013666 | 1.7421e-06 | 0.17505 | 0.00096784 | 1.2338e-06 | 32.6262 | 4.2364 | 0.081878 | 36.9444 | 14.5829 | 2.4598 | 0.036584 | 17.0793 | 23.1066 | 3.0003 | 0.057988 | 26.1649 | 10.328 | 1.7421 | 0.025909 | 12.096
Downstate | 2027 | 1 | 7 | 0.21236 | 4.189e-06 | 1.2749e-06 | 0.1504 | 2.9667e-06 | 9.0292e-07 | 0.26099 | 0.001443 | 1.8395e-06 | 0.18484 | 0.001022 | 1.3028e-06 | 34.4508 | 4.4733 | 0.086457 | 39.0106 | 15.3985 | 2.5974 | 0.03863 | 18.0345 | 24.3989 | 3.1681 | 0.061231 | 27.6282 | 10.9056 | 1.8396 | 0.027358 | 12.7725
Downstate | 2027 | 1 | 8 | 0.22827 | 4.5028e-06 | 1.3704e-06 | 0.16167 | 3.189e-06 | 9.7057e-07 | 0.28055 | 0.0015511 | 1.9773e-06 | 0.19869 | 0.0010985 | 1.4004e-06 | 37.032 | 4.8085 | 0.092934 | 41.9335 | 16.5522 | 2.792 | 0.041524 | 19.3857 | 26.227 | 3.4055 | 0.065818 | 29.6983 | 11.7227 | 1.9774 | 0.029408 | 13.7294
Downstate | 2027 | 1 | 9 | 0.21745 | 4.2894e-06 | 1.3055e-06 | 0.154 | 3.0378e-06 | 9.2455e-07 | 0.26725 | 0.0014776 | 1.8836e-06 | 0.18927 | 0.0010465 | 1.334e-06 | 35.2764 | 4.5805 | 0.088529 | 39.9455 | 15.7675 | 2.6597 | 0.039555 | 18.4667 | 24.9836 | 3.244 | 0.062698 | 28.2903 | 11.1669 | 1.8836 | 0.028014 | 13.0786
Downstate | 2027 | 1 | 10 | 0.21166 | 4.1751e-06 | 1.2707e-06 | 0.1499 | 2.9569e-06 | 8.9993e-07 | 0.26013 | 0.0014382 | 1.8334e-06 | 0.18423 | 0.0010186 | 1.2985e-06 | 34.3368 | 4.4585 | 0.086171 | 38.8815 | 15.3475 | 2.5888 | 0.038502 | 17.9748 | 24.3181 | 3.1576 | 0.061028 | 27.5368 | 10.8695 | 1.8335 | 0.027268 | 12.7302
Downstate | 2027 | 1 | 11 | 0.21373 | 4.216e-06 | 1.2831e-06 | 0.15137 | 2.9859e-06 | 9.0875e-07 | 0.26268 | 0.0014523 | 1.8514e-06 | 0.18603 | 0.0010286 | 1.3112e-06 | 34.6732 | 4.5022 | 0.087015 | 39.2624 | 15.4979 | 2.6142 | 0.038879 | 18.1509 | 24.5564 | 3.1886 | 0.061626 | 27.8066 | 10.976 | 1.8514 | 0.027535 | 12.8549
Downstate | 2027 | 1 | 12 | 0.21972 | 4.3341e-06 | 1.3191e-06 | 0.15561 | 3.0695e-06 | 9.3421e-07 | 0.27004 | 0.001493 | 1.9033e-06 | 0.19125 | 0.0010574 | 1.3479e-06 | 35.6447 | 4.6284 | 0.089453 | 40.3625 | 15.9321 | 2.6874 | 0.039968 | 18.6595 | 25.2444 | 3.2779 | 0.063353 | 28.5857 | 11.2835 | 1.9033 | 0.028307 | 13.2151
Downstate | 2027 | 1 | 13 | 0.22511 | 4.4403e-06 | 1.3514e-06 | 0.15943 | 3.1448e-06 | 9.571e-07 | 0.27665 | 0.0015296 | 1.9499e-06 | 0.19593 | 0.0010833 | 1.381e-06 | 36.5182 | 4.7418 | 0.091645 | 41.3516 | 16.3225 | 2.7533 | 0.040948 | 19.1167 | 25.863 | 3.3582 | 0.064905 | 29.2861 | 11.56 | 1.9499 | 0.029 | 13.5389
Downstate | 2027 | 1 | 14 | 0.23066 | 4.5499e-06 | 1.3848e-06 | 0.16336 | 3.2224e-06 | 9.8072e-07 | 0.28348 | 0.0015674 | 1.998e-06 | 0.20077 | 0.00111 | 1.415e-06 | 37.4195 | 4.8588 | 0.093907 | 42.3722 | 16.7254 | 2.8212 | 0.041958 | 19.5886 | 26.5014 | 3.4411 | 0.066507 | 30.009 | 11.8453 | 1.9981 | 0.029716 | 13.8731
Downstate | 2027 | 1 | 15 | 0.24583 | 4.8491e-06 | 1.4758e-06 | 0.1741 | 3.4343e-06 | 1.0452e-06 | 0.30212 | 0.0016704 | 2.1294e-06 | 0.21397 | 0.001183 | 1.5081e-06 | 39.8802 | 5.1783 | 0.10008 | 45.1586 | 17.8253 | 3.0068 | 0.044718 | 20.8767 | 28.2441 | 3.6674 | 0.070881 | 31.9824 | 12.6243 | 2.1295 | 0.03167 | 14.7854
Downstate | 2027 | 1 | 16 | 0.26735 | 5.2737e-06 | 1.605e-06 | 0.18935 | 3.7349e-06 | 1.1367e-06 | 0.32857 | 0.0018167 | 2.3158e-06 | 0.2327 | 0.0012866 | 1.6401e-06 | 43.3717 | 5.6317 | 0.10884 | 49.1122 | 19.3858 | 3.27 | 0.048633 | 22.7045 | 30.7168 | 3.9885 | 0.077086 | 34.7824 | 13.7295 | 2.3159 | 0.034443 | 16.0798
Downstate | 2027 | 1 | 17 | 0.32739 | 6.458e-06 | 1.9655e-06 | 0.23187 | 4.5737e-06 | 1.392e-06 | 0.40236 | 0.0022246 | 2.8359e-06 | 0.28496 | 0.0015755 | 2.0084e-06 | 53.1115 | 6.8964 | 0.13329 | 60.1412 | 23.7392 | 4.0043 | 0.059554 | 27.8031 | 37.6148 | 4.8842 | 0.094397 | 42.5934 | 16.8127 | 2.836 | 0.042177 | 19.6908
Downstate | 2027 | 1 | 18 | 0.34342 | 6.7742e-06 | 2.0617e-06 | 0.24322 | 4.7977e-06 | 1.4602e-06 | 0.42206 | 0.0023336 | 2.9748e-06 | 0.29892 | 0.0016527 | 2.1068e-06 | 55.7125 | 7.2341 | 0.13981 | 63.0864 | 24.9018 | 4.2004 | 0.06247 | 29.1647 | 39.4569 | 5.1234 | 0.09902 | 44.6793 | 17.6361 | 2.9749 | 0.044243 | 20.6551
Downstate | 2027 | 1 | 19 | 0.33449 | 6.598e-06 | 2.0081e-06 | 0.23689 | 4.6729e-06 | 1.4222e-06 | 0.41108 | 0.0022729 | 2.8974e-06 | 0.29114 | 0.0016097 | 2.052e-06 | 54.2631 | 7.0459 | 0.13618 | 61.4451 | 24.2539 | 4.0912 | 0.060845 | 28.406 | 38.4304 | 4.9901 | 0.096444 | 43.5169 | 17.1772 | 2.8975 | 0.043092 | 20.1178
Downstate | 2027 | 1 | 20 | 0.2858 | 5.6376e-06 | 1.7158e-06 | 0.20241 | 3.9926e-06 | 1.2152e-06 | 0.35124 | 0.001942 | 2.4756e-06 | 0.24876 | 0.0013754 | 1.7533e-06 | 46.3642 | 6.0202 | 0.11635 | 52.5008 | 20.7234 | 3.4956 | 0.051988 | 24.271 | 32.8362 | 4.2637 | 0.082405 | 37.1823 | 14.6768 | 2.4757 | 0.036819 | 17.1893
Downstate | 2027 | 1 | 21 | 0.2525 | 4.9806e-06 | 1.5158e-06 | 0.17882 | 3.5274e-06 | 1.0736e-06 | 0.31031 | 0.0017157 | 2.1871e-06 | 0.21977 | 0.0012151 | 1.549e-06 | 40.9614 | 5.3187 | 0.1028 | 46.383 | 18.3085 | 3.0883 | 0.04593 | 21.4427 | 29.0099 | 3.7668 | 0.072802 | 32.8495 | 12.9665 | 2.1872 | 0.032529 | 15.1863
Downstate | 2027 | 1 | 22 | 0.24761 | 4.8841e-06 | 1.4865e-06 | 0.17536 | 3.4591e-06 | 1.0528e-06 | 0.3043 | 0.0016825 | 2.1448e-06 | 0.21552 | 0.0011916 | 1.519e-06 | 40.1681 | 5.2157 | 0.1008 | 45.4846 | 17.9539 | 3.0285 | 0.04504 | 21.0274 | 28.448 | 3.6939 | 0.071392 | 32.2133 | 12.7154 | 2.1448 | 0.031899 | 14.8921
Downstate | 2027 | 1 | 23 | 0.23619 | 4.659e-06 | 1.4179e-06 | 0.16728 | 3.2996e-06 | 1.0042e-06 | 0.29027 | 0.0016049 | 2.0459e-06 | 0.20558 | 0.0011366 | 1.449e-06 | 38.3162 | 4.9752 | 0.096157 | 43.3876 | 17.1262 | 2.8888 | 0.042964 | 20.058 | 27.1365 | 3.5236 | 0.068101 | 30.7282 | 12.1292 | 2.046 | 0.030428 | 14.2056
Downstate | 2027 | 1 | 24 | 0.23129 | 4.5623e-06 | 1.3885e-06 | 0.1638 | 3.2311e-06 | 9.8339e-07 | 0.28425 | 0.0015716 | 2.0034e-06 | 0.20131 | 0.0011131 | 1.4189e-06 | 37.5212 | 4.872 | 0.094162 | 42.4874 | 16.7708 | 2.8289 | 0.042072 | 19.6418 | 26.5734 | 3.4505 | 0.066688 | 30.0906 | 11.8775 | 2.0035 | 0.029797 | 13.9108
Downstate | 2027 | 2 | 1 | 0.18245 | 3.599e-06 | 1.0953e-06 | 0.12922 | 2.5489e-06 | 7.7575e-07 | 0.22423 | 0.0012398 | 1.5804e-06 | 0.15881 | 0.00087804 | 1.1193e-06 | 29.5988 | 3.8433 | 0.07428 | 33.5164 | 13.2298 | 2.2316 | 0.033189 | 15.4946 | 20.9626 | 2.7219 | 0.052607 | 23.7371 | 9.3696 | 1.5805 | 0.023505 | 10.9736
Downstate | 2027 | 2 | 2 | 0.17381 | 3.4284e-06 | 1.0434e-06 | 0.12309 | 2.4281e-06 | 7.3898e-07 | 0.2136 | 0.001181 | 1.5055e-06 | 0.15128 | 0.00083642 | 1.0662e-06 | 28.1958 | 3.6611 | 0.070759 | 31.9277 | 12.6027 | 2.1258 | 0.031616 | 14.7601 | 19.969 | 2.5929 | 0.050113 | 22.612 | 8.9255 | 1.5056 | 0.022391 | 10.4535
Downstate | 2027 | 2 | 3 | 0.17524 | 3.4568e-06 | 1.0521e-06 | 0.12411 | 2.4482e-06 | 7.451e-07 | 0.21537 | 0.0011908 | 1.518e-06 | 0.15253 | 0.00084334 | 1.0751e-06 | 28.4292 | 3.6914 | 0.071345 | 32.1919 | 12.707 | 2.1434 | 0.031878 | 14.8823 | 20.1342 | 2.6144 | 0.050528 | 22.7991 | 8.9994 | 1.518 | 0.022576 | 10.54
Downstate | 2027 | 2 | 4 | 0.17018 | 3.3569e-06 | 1.0217e-06 | 0.12053 | 2.3774e-06 | 7.2357e-07 | 0.20915 | 0.0011564 | 1.4741e-06 | 0.14812 | 0.00081897 | 1.044e-06 | 27.6076 | 3.5848 | 0.069283 | 31.2617 | 12.3398 | 2.0815 | 0.030956 | 14.4522 | 19.5524 | 2.5388 | 0.049068 | 22.1403 | 8.7393 | 1.4742 | 0.021924 | 10.2354
Downstate | 2027 | 2 | 5 | 0.16735 | 3.301e-06 | 1.0047e-06 | 0.11852 | 2.3379e-06 | 7.1153e-07 | 0.20567 | 0.0011371 | 1.4496e-06 | 0.14566 | 0.00080535 | 1.0266e-06 | 27.1484 | 3.5251 | 0.068131 | 30.7417 | 12.1345 | 2.0469 | 0.030441 | 14.2118 | 19.2271 | 2.4966 | 0.048252 | 21.772 | 8.5939 | 1.4496 | 0.021559 | 10.0651
Downstate | 2027 | 2 | 6 | 0.15668 | 3.0907e-06 | 9.4064e-07 | 0.11097 | 2.1889e-06 | 6.6618e-07 | 0.19256 | 0.0010647 | 1.3572e-06 | 0.13638 | 0.00075402 | 9.612e-07 | 25.4181 | 3.3005 | 0.063789 | 28.7824 | 11.3611 | 1.9164 | 0.028501 | 13.306 | 18.0017 | 2.3375 | 0.045177 | 20.3844 | 8.0462 | 1.3572 | 0.020185 | 9.4236
Downstate | 2027 | 2 | 7 | 0.168 | 3.314e-06 | 1.0086e-06 | 0.11898 | 2.347e-06 | 7.1431e-07 | 0.20647 | 0.0011416 | 1.4553e-06 | 0.14623 | 0.0008085 | 1.0306e-06 | 27.2545 | 3.5389 | 0.068397 | 30.8619 | 12.182 | 2.0549 | 0.03056 | 14.2674 | 19.3023 | 2.5063 | 0.04844 | 21.8571 | 8.6275 | 1.4553 | 0.021644 | 10.1045
Downstate | 2027 | 2 | 8 | 0.17625 | 3.4765e-06 | 1.0581e-06 | 0.12482 | 2.4622e-06 | 7.4936e-07 | 0.2166 | 0.0011976 | 1.5267e-06 | 0.1534 | 0.00084816 | 1.0812e-06 | 28.5917 | 3.7125 | 0.071753 | 32.376 | 12.7796 | 2.1557 | 0.03206 | 14.9673 | 20.2493 | 2.6293 | 0.050817 | 22.9294 | 9.0508 | 1.5267 | 0.022705 | 10.6002
Downstate | 2027 | 2 | 9 | 0.16995 | 3.3523e-06 | 1.0203e-06 | 0.12036 | 2.3742e-06 | 7.2257e-07 | 0.20886 | 0.0011548 | 1.4721e-06 | 0.14792 | 0.00081785 | 1.0426e-06 | 27.5698 | 3.5799 | 0.069188 | 31.2189 | 12.3229 | 2.0786 | 0.030914 | 14.4324 | 19.5256 | 2.5353 | 0.049001 | 22.1099 | 8.7274 | 1.4721 | 0.021894 | 10.2214
Downstate | 2027 | 2 | 10 | 0.16535 | 3.2616e-06 | 9.9267e-07 | 0.1171 | 2.31e-06 | 7.0303e-07 | 0.20321 | 0.0011236 | 1.4323e-06 | 0.14392 | 0.00079573 | 1.0144e-06 | 26.8241 | 3.483 | 0.067317 | 30.3745 | 11.9896 | 2.0224 | 0.030078 | 14.0421 | 18.9975 | 2.4668 | 0.047676 | 21.5119 | 8.4913 | 1.4323 | 0.021302 | 9.9449
Downstate | 2027 | 2 | 11 | 0.15402 | 3.0381e-06 | 9.2463e-07 | 0.10908 | 2.1516e-06 | 6.5484e-07 | 0.18928 | 0.0010465 | 1.3341e-06 | 0.13406 | 0.00074119 | 9.4484e-07 | 24.9856 | 3.2443 | 0.062703 | 28.2925 | 11.1678 | 1.8838 | 0.028016 | 13.0796 | 17.6954 | 2.2977 | 0.044408 | 20.0374 | 7.9093 | 1.3341 | 0.019842 | 9.2633
Downstate | 2027 | 2 | 12 | 0.1587 | 3.1304e-06 | 9.5272e-07 | 0.11239 | 2.217e-06 | 6.7474e-07 | 0.19504 | 0.0010783 | 1.3746e-06 | 0.13813 | 0.00076371 | 9.7355e-07 | 25.7446 | 3.3429 | 0.064608 | 29.1521 | 11.5071 | 1.941 | 0.028867 | 13.4769 | 18.2329 | 2.3675 | 0.045757 | 20.6462 | 8.1496 | 1.3747 | 0.020445 | 9.5447
Downstate | 2027 | 2 | 13 | 0.16382 | 3.2314e-06 | 9.8347e-07 | 0.11602 | 2.2886e-06 | 6.9652e-07 | 0.20133 | 0.0011131 | 1.419e-06 | 0.14259 | 0.00078836 | 1.005e-06 | 26.5757 | 3.4508 | 0.066693 | 30.0931 | 11.8785 | 2.0037 | 0.029799 | 13.912 | 18.8215 | 2.4439 | 0.047234 | 21.3127 | 8.4126 | 1.419 | 0.021104 | 9.8528
Downstate | 2027 | 2 | 14 | 0.17498 | 3.4515e-06 | 1.0505e-06 | 0.12392 | 2.4444e-06 | 7.4396e-07 | 0.21504 | 0.001189 | 1.5157e-06 | 0.1523 | 0.00084206 | 1.0734e-06 | 28.3859 | 3.6858 | 0.071236 | 32.143 | 12.6876 | 2.1402 | 0.031829 | 14.8596 | 20.1036 | 2.6104 | 0.050451 | 22.7644 | 8.9857 | 1.5157 | 0.022542 | 10.5239
Downstate | 2027 | 2 | 15 | 0.18248 | 3.5995e-06 | 1.0955e-06 | 0.12924 | 2.5493e-06 | 7.7586e-07 | 0.22427 | 0.00124 | 1.5807e-06 | 0.15883 | 0.00087817 | 1.1195e-06 | 29.6031 | 3.8439 | 0.074291 | 33.5213 | 13.2317 | 2.2319 | 0.033194 | 15.4968 | 20.9656 | 2.7223 | 0.052615 | 23.7406 | 9.371 | 1.5807 | 0.023509 | 10.9752
Downstate | 2027 | 2 | 16 | 0.19824 | 3.9104e-06 | 1.1901e-06 | 0.1404 | 2.7694e-06 | 8.4287e-07 | 0.24364 | 0.0013471 | 1.7172e-06 | 0.17255 | 0.00095401 | 1.2161e-06 | 32.1599 | 4.1759 | 0.080707 | 36.4165 | 14.3745 | 2.4247 | 0.036061 | 16.8353 | 22.7764 | 2.9574 | 0.057159 | 25.791 | 10.1804 | 1.7172 | 0.025539 | 11.9231
Downstate | 2027 | 2 | 17 | 0.25874 | 5.1038e-06 | 1.5533e-06 | 0.18325 | 3.6146e-06 | 1.1001e-06 | 0.31799 | 0.0017582 | 2.2412e-06 | 0.22521 | 0.0012452 | 1.5873e-06 | 41.9746 | 5.4503 | 0.10534 | 47.5302 | 18.7614 | 3.1647 | 0.047066 | 21.9731 | 29.7274 | 3.86 | 0.074603 | 33.662 | 13.2873 | 2.2413 | 0.033333 | 15.5619
Downstate | 2027 | 2 | 18 | 0.3181 | 6.2748e-06 | 1.9097e-06 | 0.22529 | 4.444e-06 | 1.3525e-06 | 0.39095 | 0.0021615 | 2.7554e-06 | 0.27688 | 0.0015308 | 1.9515e-06 | 51.6049 | 6.7007 | 0.12951 | 58.4352 | 23.0658 | 3.8907 | 0.057864 | 27.0145 | 36.5478 | 4.7456 | 0.091719 | 41.3852 | 16.3358 | 2.7555 | 0.040981 | 19.1323
Downstate | 2027 | 2 | 19 | 0.3338 | 6.5843e-06 | 2.0039e-06 | 0.2364 | 4.6632e-06 | 1.4192e-06 | 0.41023 | 0.0022682 | 2.8914e-06 | 0.29054 | 0.0016064 | 2.0477e-06 | 54.1507 | 7.0313 | 0.13589 | 61.3179 | 24.2037 | 4.0827 | 0.060719 | 28.3471 | 38.3508 | 4.9797 | 0.096244 | 43.4268 | 17.1416 | 2.8915 | 0.043003 | 20.0761
Downstate | 2027 | 2 | 20 | 0.29182 | 5.7563e-06 | 1.7519e-06 | 0.20667 | 4.0768e-06 | 1.2408e-06 | 0.35864 | 0.0019829 | 2.5278e-06 | 0.254 | 0.0014044 | 1.7902e-06 | 47.3411 | 6.1471 | 0.11881 | 53.6069 | 21.16 | 3.5693 | 0.053083 | 24.7824 | 33.5281 | 4.3535 | 0.084141 | 37.9657 | 14.986 | 2.5278 | 0.037595 | 17.5515
Downstate | 2027 | 2 | 21 | 0.23829 | 4.7004e-06 | 1.4306e-06 | 0.16876 | 3.3289e-06 | 1.0132e-06 | 0.29286 | 0.0016192 | 2.0641e-06 | 0.20741 | 0.0011467 | 1.4618e-06 | 38.657 | 5.0195 | 0.097012 | 43.7735 | 17.2785 | 2.9145 | 0.043346 | 20.2364 | 27.3778 | 3.5549 | 0.068706 | 31.0014 | 12.2371 | 2.0641 | 0.030699 | 14.3319
Downstate | 2027 | 2 | 22 | 0.22378 | 4.4142e-06 | 1.3435e-06 | 0.15849 | 3.1263e-06 | 9.5147e-07 | 0.27503 | 0.0015206 | 1.9384e-06 | 0.19478 | 0.0010769 | 1.3728e-06 | 36.3034 | 4.7139 | 0.091106 | 41.1084 | 16.2265 | 2.7371 | 0.040707 | 19.0043 | 25.7109 | 3.3385 | 0.064523 | 29.1139 | 11.492 | 1.9385 | 0.02883 | 13.4593
Downstate | 2027 | 2 | 23 | 0.20366 | 4.0172e-06 | 1.2226e-06 | 0.14423 | 2.8451e-06 | 8.659e-07 | 0.25029 | 0.0013839 | 1.7641e-06 | 0.17726 | 0.00098008 | 1.2494e-06 | 33.0384 | 4.2899 | 0.082912 | 37.4113 | 14.7672 | 2.4909 | 0.037046 | 17.2952 | 23.3986 | 3.0382 | 0.05872 | 26.4956 | 10.4585 | 1.7641 | 0.026237 | 12.2488
Downstate | 2027 | 2 | 24 | 0.21009 | 4.1441e-06 | 1.2612e-06 | 0.14879 | 2.9349e-06 | 8.9324e-07 | 0.25819 | 0.0014275 | 1.8198e-06 | 0.18286 | 0.001011 | 1.2888e-06 | 34.0814 | 4.4254 | 0.08553 | 38.5923 | 15.2334 | 2.5696 | 0.038215 | 17.8412 | 24.1373 | 3.1341 | 0.060574 | 27.332 | 10.7886 | 1.8198 | 0.027065 | 12.6355
Downstate | 2027 | 3 | 1 | 0.21055 | 4.1532e-06 | 1.264e-06 | 0.14912 | 2.9414e-06 | 8.9521e-07 | 0.25876 | 0.0014307 | 1.8238e-06 | 0.18326 | 0.0010132 | 1.2917e-06 | 34.1566 | 4.4351 | 0.085718 | 38.6775 | 15.267 | 2.5752 | 0.0383 | 17.8805 | 24.1905 | 3.1411 | 0.060708 | 27.3923 | 10.8124 | 1.8238 | 0.027125 | 12.6634
Downstate | 2027 | 3 | 2 | 0.19814 | 3.9084e-06 | 1.1895e-06 | 0.14033 | 2.768e-06 | 8.4244e-07 | 0.24351 | 0.0013464 | 1.7163e-06 | 0.17246 | 0.00095352 | 1.2155e-06 | 32.1432 | 4.1737 | 0.080666 | 36.3976 | 14.367 | 2.4234 | 0.036042 | 16.8265 | 22.7646 | 2.9559 | 0.057129 | 25.7776 | 10.1751 | 1.7163 | 0.025526 | 11.9169
Downstate | 2027 | 3 | 3 | 0.20938 | 4.1302e-06 | 1.257e-06 | 0.14829 | 2.9251e-06 | 8.9025e-07 | 0.25733 | 0.0014228 | 1.8137e-06 | 0.18225 | 0.0010076 | 1.2845e-06 | 33.9674 | 4.4106 | 0.085244 | 38.4632 | 15.1824 | 2.561 | 0.038088 | 17.7815 | 24.0565 | 3.1237 | 0.060372 | 27.2406 | 10.7525 | 1.8137 | 0.026975 | 12.5933
Downstate | 2027 | 3 | 4 | 0.19978 | 3.9408e-06 | 1.1994e-06 | 0.14149 | 2.791e-06 | 8.4944e-07 | 0.24553 | 0.0013575 | 1.7305e-06 | 0.17389 | 0.00096144 | 1.2256e-06 | 32.4102 | 4.2084 | 0.081336 | 36.6999 | 14.4864 | 2.4436 | 0.036341 | 16.9663 | 22.9537 | 2.9805 | 0.057604 | 25.9918 | 10.2596 | 1.7306 | 0.025738 | 12.0159
Downstate | 2027 | 3 | 5 | 0.21534 | 4.2478e-06 | 1.2928e-06 | 0.15251 | 3.0084e-06 | 9.1559e-07 | 0.26466 | 0.0014633 | 1.8653e-06 | 0.18744 | 0.0010363 | 1.3211e-06 | 34.9345 | 4.5361 | 0.08767 | 39.5583 | 15.6147 | 2.6339 | 0.039172 | 18.2877 | 24.7414 | 3.2126 | 0.06209 | 28.0161 | 11.0587 | 1.8654 | 0.027742 | 12.9518
Downstate | 2027 | 3 | 6 | 0.22572 | 4.4525e-06 | 1.3551e-06 | 0.15986 | 3.1534e-06 | 9.5972e-07 | 0.27741 | 0.0015338 | 1.9552e-06 | 0.19647 | 0.0010863 | 1.3847e-06 | 36.6183 | 4.7548 | 0.091896 | 41.465 | 16.3673 | 2.7608 | 0.04106 | 19.1692 | 25.9339 | 3.3674 | 0.065083 | 29.3665 | 11.5917 | 1.9553 | 0.02908 | 13.5761
Downstate | 2027 | 3 | 7 | 0.21594 | 4.2596e-06 | 1.2964e-06 | 0.15294 | 3.0168e-06 | 9.1814e-07 | 0.26539 | 0.0014673 | 1.8705e-06 | 0.18796 | 0.0010392 | 1.3248e-06 | 35.0318 | 4.5488 | 0.087915 | 39.6685 | 15.6582 | 2.6412 | 0.039281 | 18.3387 | 24.8103 | 3.2215 | 0.062263 | 28.0942 | 11.0895 | 1.8706 | 0.02782 | 12.9879
Downstate | 2027 | 3 | 8 | 0.2053 | 4.0496e-06 | 1.2325e-06 | 0.1454 | 2.868e-06 | 8.7287e-07 | 0.25231 | 0.001395 | 1.7783e-06 | 0.17869 | 0.00098796 | 1.2594e-06 | 33.3044 | 4.3245 | 0.08358 | 37.7124 | 14.8861 | 2.511 | 0.037344 | 17.4344 | 23.5869 | 3.0627 | 0.059193 | 26.7088 | 10.5427 | 1.7783 | 0.026448 | 12.3474
Downstate | 2027 | 3 | 9 | 0.19016 | 3.751e-06 | 1.1416e-06 | 0.13468 | 2.6565e-06 | 8.0851e-07 | 0.2337 | 0.0012921 | 1.6472e-06 | 0.16551 | 0.00091512 | 1.1666e-06 | 30.8489 | 4.0056 | 0.077417 | 34.9319 | 13.7885 | 2.3258 | 0.034591 | 16.149 | 21.8479 | 2.8369 | 0.054829 | 24.7396 | 9.7654 | 1.6472 | 0.024498 | 11.4371
Downstate | 2027 | 3 | 10 | 0.18866 | 3.7214e-06 | 1.1326e-06 | 0.13361 | 2.6356e-06 | 8.0214e-07 | 0.23186 | 0.0012819 | 1.6342e-06 | 0.16421 | 0.0009079 | 1.1574e-06 | 30.6055 | 3.974 | 0.076807 | 34.6563 | 13.6797 | 2.3075 | 0.034318 | 16.0215 | 21.6755 | 2.8145 | 0.054396 | 24.5444 | 9.6883 | 1.6342 | 0.024305 | 11.3468
Downstate | 2027 | 3 | 11 | 0.18981 | 3.7441e-06 | 1.1395e-06 | 0.13443 | 2.6517e-06 | 8.0703e-07 | 0.23328 | 0.0012898 | 1.6442e-06 | 0.16521 | 0.00091345 | 1.1644e-06 | 30.7923 | 3.9983 | 0.077276 | 34.8679 | 13.7632 | 2.3216 | 0.034527 | 16.1194 | 21.8079 | 2.8317 | 0.054728 | 24.6943 | 9.7475 | 1.6442 | 0.024453 | 11.4161
Downstate | 2027 | 3 | 12 | 0.18596 | 3.6682e-06 | 1.1164e-06 | 0.1317 | 2.5979e-06 | 7.9068e-07 | 0.22855 | 0.0012636 | 1.6108e-06 | 0.16186 | 0.00089493 | 1.1408e-06 | 30.1683 | 3.9173 | 0.075709 | 34.1613 | 13.4843 | 2.2745 | 0.033828 | 15.7927 | 21.3659 | 2.7743 | 0.053619 | 24.1938 | 9.5499 | 1.6109 | 0.023958 | 11.1848
Downstate | 2027 | 3 | 13 | 0.18704 | 3.6894e-06 | 1.1229e-06 | 0.13246 | 2.6129e-06 | 7.9523e-07 | 0.22987 | 0.0012709 | 1.6201e-06 | 0.1628 | 0.00090009 | 1.1474e-06 | 30.3422 | 3.9398 | 0.076146 | 34.3582 | 13.562 | 2.2876 | 0.034023 | 15.8837 | 21.4891 | 2.7903 | 0.053928 | 24.3333 | 9.605 | 1.6202 | 0.024096 | 11.2492
Downstate | 2027 | 3 | 14 | 0.18673 | 3.6834e-06 | 1.121e-06 | 0.13225 | 2.6087e-06 | 7.9394e-07 | 0.22949 | 0.0012688 | 1.6175e-06 | 0.16253 | 0.00089862 | 1.1455e-06 | 30.2927 | 3.9334 | 0.076022 | 34.3021 | 13.5399 | 2.2839 | 0.033967 | 15.8578 | 21.454 | 2.7857 | 0.05384 | 24.2936 | 9.5893 | 1.6175 | 0.024056 | 11.2309
Downstate | 2027 | 3 | 15 | 0.19901 | 3.9255e-06 | 1.1947e-06 | 0.14094 | 2.7801e-06 | 8.4613e-07 | 0.24458 | 0.0013523 | 1.7238e-06 | 0.17321 | 0.0009577 | 1.2208e-06 | 32.2841 | 4.192 | 0.081019 | 36.5571 | 14.43 | 2.4341 | 0.0362 | 16.9003 | 22.8644 | 2.9689 | 0.05738 | 25.8906 | 10.2197 | 1.7239 | 0.025638 | 11.9692
Downstate | 2027 | 3 | 16 | 0.21859 | 4.3119e-06 | 1.3123e-06 | 0.15481 | 3.0538e-06 | 9.2942e-07 | 0.26865 | 0.0014854 | 1.8935e-06 | 0.19026 | 0.001052 | 1.341e-06 | 35.4619 | 4.6046 | 0.088994 | 40.1555 | 15.8504 | 2.6736 | 0.039763 | 18.5638 | 25.1149 | 3.2611 | 0.063028 | 28.439 | 11.2256 | 1.8935 | 0.028161 | 13.1473
Downstate | 2027 | 3 | 17 | 0.25897 | 5.1083e-06 | 1.5547e-06 | 0.18341 | 3.6178e-06 | 1.1011e-06 | 0.31827 | 0.0017597 | 2.2432e-06 | 0.22541 | 0.0012463 | 1.5887e-06 | 42.0119 | 5.4551 | 0.10543 | 47.5724 | 18.778 | 3.1675 | 0.047108 | 21.9926 | 29.7538 | 3.8634 | 0.074669 | 33.6919 | 13.299 | 2.2433 | 0.033363 | 15.5757
Downstate | 2027 | 3 | 18 | 0.28932 | 5.707e-06 | 1.7369e-06 | 0.2049 | 4.0418e-06 | 1.2301e-06 | 0.35557 | 0.0019659 | 2.5061e-06 | 0.25182 | 0.0013923 | 1.7749e-06 | 46.9353 | 6.0944 | 0.11779 | 53.1475 | 20.9787 | 3.5387 | 0.052628 | 24.57 | 33.2407 | 4.3162 | 0.08342 | 37.6403 | 14.8576 | 2.5062 | 0.037273 | 17.401
Downstate | 2027 | 3 | 19 | 0.31206 | 6.1555e-06 | 1.8734e-06 | 0.22101 | 4.3595e-06 | 1.3268e-06 | 0.38351 | 0.0021204 | 2.7031e-06 | 0.27161 | 0.0015017 | 1.9144e-06 | 50.6239 | 6.5734 | 0.12704 | 57.3243 | 22.6274 | 3.8168 | 0.056764 | 26.5009 | 35.8531 | 4.6554 | 0.089976 | 40.5984 | 16.0252 | 2.7031 | 0.040202 | 18.7686
Downstate | 2027 | 3 | 20 | 0.29513 | 5.8217e-06 | 1.7718e-06 | 0.20902 | 4.123e-06 | 1.2548e-06 | 0.36272 | 0.0020054 | 2.5565e-06 | 0.25688 | 0.0014203 | 1.8106e-06 | 47.8784 | 6.2169 | 0.12015 | 54.2154 | 21.4002 | 3.6098 | 0.053686 | 25.0637 | 33.9086 | 4.4029 | 0.085096 | 38.3966 | 15.1561 | 2.5565 | 0.038022 | 17.7507
Downstate | 2027 | 3 | 21 | 0.26763 | 5.2791e-06 | 1.6067e-06 | 0.18954 | 3.7388e-06 | 1.1379e-06 | 0.32891 | 0.0018185 | 2.3182e-06 | 0.23294 | 0.0012879 | 1.6418e-06 | 43.4159 | 5.6374 | 0.10896 | 49.1622 | 19.4056 | 3.2733 | 0.048682 | 22.7276 | 30.7481 | 3.9925 | 0.077165 | 34.8179 | 13.7435 | 2.3183 | 0.034478 | 16.0962
Downstate | 2027 | 3 | 22 | 0.23845 | 4.7036e-06 | 1.4315e-06 | 0.16888 | 3.3312e-06 | 1.0139e-06 | 0.29306 | 0.0016203 | 2.0655e-06 | 0.20755 | 0.0011475 | 1.4628e-06 | 38.6835 | 5.0229 | 0.097079 | 43.8035 | 17.2903 | 2.9165 | 0.043376 | 20.2503 | 27.3965 | 3.5574 | 0.068754 | 31.0227 | 12.2454 | 2.0656 | 0.03072 | 14.3417
Downstate | 2027 | 3 | 23 | 0.22478 | 4.4339e-06 | 1.3495e-06 | 0.1592 | 3.1402e-06 | 9.5572e-07 | 0.27625 | 0.0015274 | 1.9471e-06 | 0.19565 | 0.0010817 | 1.379e-06 | 36.4654 | 4.7349 | 0.091512 | 41.2918 | 16.2989 | 2.7493 | 0.040889 | 19.0891 | 25.8257 | 3.3534 | 0.064811 | 29.2439 | 11.5433 | 1.9471 | 0.028958 | 13.5194
Downstate | 2027 | 3 | 24 | 0.22382 | 4.4149e-06 | 1.3437e-06 | 0.15851 | 3.1267e-06 | 9.5162e-07 | 0.27507 | 0.0015208 | 1.9387e-06 | 0.19481 | 0.0010771 | 1.373e-06 | 36.309 | 4.7146 | 0.09112 | 41.1148 | 16.229 | 2.7375 | 0.040713 | 19.0073 | 25.7149 | 3.339 | 0.064533 | 29.1184 | 11.4938 | 1.9388 | 0.028834 | 13.4614
Downstate | 2027 | 4 | 1 | 0.18931 | 3.7342e-06 | 1.1365e-06 | 0.13407 | 2.6447e-06 | 8.049e-07 | 0.23266 | 0.0012864 | 1.6398e-06 | 0.16477 | 0.00091103 | 1.1614e-06 | 30.711 | 3.9877 | 0.077071 | 34.7757 | 13.7269 | 2.3154 | 0.034436 | 16.0768 | 21.7502 | 2.8242 | 0.054584 | 24.629 | 9.7217 | 1.6399 | 0.024388 | 11.3859
Downstate | 2027 | 4 | 2 | 0.18354 | 3.6204e-06 | 1.1018e-06 | 0.12998 | 2.564e-06 | 7.8035e-07 | 0.22556 | 0.0012471 | 1.5898e-06 | 0.15975 | 0.00088325 | 1.1259e-06 | 29.7744 | 3.8661 | 0.074721 | 33.7153 | 13.3083 | 2.2448 | 0.033386 | 15.5865 | 21.087 | 2.7381 | 0.052919 | 23.878 | 9.4252 | 1.5898 | 0.023645 | 11.0387
Downstate | 2027 | 4 | 3 | 0.19079 | 3.7634e-06 | 1.1454e-06 | 0.13512 | 2.6653e-06 | 8.1119e-07 | 0.23448 | 0.0012964 | 1.6526e-06 | 0.16606 | 0.00091815 | 1.1704e-06 | 30.951 | 4.0189 | 0.077674 | 35.0476 | 13.8342 | 2.3335 | 0.034705 | 16.2024 | 21.9202 | 2.8463 | 0.05501 | 24.8215 | 9.7977 | 1.6527 | 0.024579 | 11.4749
Downstate | 2027 | 4 | 4 | 0.18444 | 3.6381e-06 | 1.1072e-06 | 0.13062 | 2.5766e-06 | 7.8418e-07 | 0.22667 | 0.0012532 | 1.5976e-06 | 0.16053 | 0.00088758 | 1.1315e-06 | 29.9204 | 3.8851 | 0.075087 | 33.8806 | 13.3735 | 2.2558 | 0.03355 | 15.6629 | 21.1903 | 2.7515 | 0.053179 | 23.995 | 9.4714 | 1.5976 | 0.023761 | 11.0928
Downstate | 2027 | 4 | 5 | 0.18208 | 3.5917e-06 | 1.0931e-06 | 0.12896 | 2.5437e-06 | 7.7418e-07 | 0.22378 | 0.0012373 | 1.5772e-06 | 0.15849 | 0.00087626 | 1.117e-06 | 29.5389 | 3.8355 | 0.07413 | 33.4486 | 13.203 | 2.2271 | 0.033122 | 15.4632 | 20.9201 | 2.7164 | 0.052501 | 23.6891 | 9.3507 | 1.5773 | 0.023458 | 10.9514
Downstate | 2027 | 4 | 6 | 0.17851 | 3.5212e-06 | 1.0717e-06 | 0.12643 | 2.4938e-06 | 7.5899e-07 | 0.21939 | 0.001213 | 1.5463e-06 | 0.15538 | 0.00085906 | 1.0951e-06 | 28.9591 | 3.7603 | 0.072675 | 32.7921 | 12.9439 | 2.1834 | 0.032472 | 15.1597 | 20.5095 | 2.6631 | 0.05147 | 23.2241 | 9.1671 | 1.5463 | 0.022997 | 10.7365
Downstate | 2027 | 4 | 7 | 0.1924 | 3.7953e-06 | 1.1551e-06 | 0.13626 | 2.6879e-06 | 8.1806e-07 | 0.23646 | 0.0013074 | 1.6666e-06 | 0.16747 | 0.00092592 | 1.1803e-06 | 31.213 | 4.0529 | 0.078331 | 35.3442 | 13.9513 | 2.3533 | 0.034999 | 16.3396 | 22.1058 | 2.8704 | 0.055476 | 25.0316 | 9.8806 | 1.6667 | 0.024787 | 11.5721
Downstate | 2027 | 4 | 8 | 0.18839 | 3.716e-06 | 1.131e-06 | 0.13342 | 2.6318e-06 | 8.0097e-07 | 0.23152 | 0.0012801 | 1.6318e-06 | 0.16397 | 0.00090659 | 1.1557e-06 | 30.5612 | 3.9683 | 0.076695 | 34.6061 | 13.6599 | 2.3042 | 0.034268 | 15.9983 | 21.6441 | 2.8104 | 0.054317 | 24.5089 | 9.6743 | 1.6319 | 0.02427 | 11.3304
Downstate | 2027 | 4 | 9 | 0.18734 | 3.6953e-06 | 1.1247e-06 | 0.13268 | 2.6171e-06 | 7.9651e-07 | 0.23023 | 0.001273 | 1.6227e-06 | 0.16306 | 0.00090154 | 1.1493e-06 | 30.391 | 3.9462 | 0.076268 | 34.4134 | 13.5839 | 2.2913 | 0.034077 | 15.9093 | 21.5236 | 2.7948 | 0.054015 | 24.3724 | 9.6204 | 1.6228 | 0.024134 | 11.2673
Downstate | 2027 | 4 | 10 | 0.18198 | 3.5896e-06 | 1.0925e-06 | 0.12888 | 2.5422e-06 | 7.7372e-07 | 0.22365 | 0.0012365 | 1.5763e-06 | 0.15839 | 0.00087574 | 1.1164e-06 | 29.5212 | 3.8332 | 0.074086 | 33.4286 | 13.1951 | 2.2258 | 0.033102 | 15.454 | 20.9076 | 2.7148 | 0.052469 | 23.6749 | 9.3451 | 1.5763 | 0.023444 | 10.9449
Downstate | 2027 | 4 | 11 | 0.17688 | 3.489e-06 | 1.0619e-06 | 0.12527 | 2.471e-06 | 7.5204e-07 | 0.21738 | 0.0012019 | 1.5321e-06 | 0.15395 | 0.0008512 | 1.0851e-06 | 28.6942 | 3.7258 | 0.07201 | 32.492 | 12.8254 | 2.1634 | 0.032175 | 15.021 | 20.3219 | 2.6387 | 0.050999 | 23.0116 | 9.0833 | 1.5322 | 0.022787 | 10.6382
Downstate | 2027 | 4 | 12 | 0.17308 | 3.4141e-06 | 1.0391e-06 | 0.12258 | 2.4179e-06 | 7.359e-07 | 0.21271 | 0.0011761 | 1.4992e-06 | 0.15065 | 0.00083293 | 1.0618e-06 | 28.0782 | 3.6459 | 0.070464 | 31.7945 | 12.5501 | 2.117 | 0.031484 | 14.6985 | 19.8856 | 2.5821 | 0.049904 | 22.5176 | 8.8883 | 1.4993 | 0.022298 | 10.4098
Downstate | 2027 | 4 | 13 | 0.17257 | 3.404e-06 | 1.036e-06 | 0.12222 | 2.4108e-06 | 7.3373e-07 | 0.21209 | 0.0011726 | 1.4948e-06 | 0.1502 | 0.00083048 | 1.0587e-06 | 27.9954 | 3.6351 | 0.070256 | 31.7008 | 12.5131 | 2.1107 | 0.031391 | 14.6552 | 19.827 | 2.5745 | 0.049757 | 22.4513 | 8.8621 | 1.4949 | 0.022232 | 10.3792
Downstate | 2027 | 4 | 14 | 0.17864 | 3.5238e-06 | 1.0725e-06 | 0.12652 | 2.4956e-06 | 7.5953e-07 | 0.21955 | 0.0012139 | 1.5474e-06 | 0.15549 | 0.00085968 | 1.0959e-06 | 28.9801 | 3.763 | 0.072727 | 32.8158 | 12.9532 | 2.1849 | 0.032495 | 15.1707 | 20.5244 | 2.665 | 0.051507 | 23.2409 | 9.1738 | 1.5474 | 0.023014 | 10.7442
Downstate | 2027 | 4 | 15 | 0.18774 | 3.7033e-06 | 1.1271e-06 | 0.13296 | 2.6228e-06 | 7.9824e-07 | 0.23073 | 0.0012757 | 1.6262e-06 | 0.16341 | 0.0009035 | 1.1517e-06 | 30.4569 | 3.9547 | 0.076434 | 34.4881 | 13.6133 | 2.2963 | 0.034151 | 15.9438 | 21.5703 | 2.8008 | 0.054132 | 24.4253 | 9.6413 | 1.6263 | 0.024187 | 11.2918
Downstate | 2027 | 4 | 16 | 0.21902 | 4.3204e-06 | 1.3149e-06 | 0.15512 | 3.0598e-06 | 9.3124e-07 | 0.26918 | 0.0014883 | 1.8972e-06 | 0.19064 | 0.001054 | 1.3436e-06 | 35.5315 | 4.6136 | 0.089169 | 40.2343 | 15.8815 | 2.6789 | 0.039841 | 18.6002 | 25.1642 | 3.2675 | 0.063151 | 28.4949 | 11.2476 | 1.8973 | 0.028217 | 13.1731
Downstate | 2027 | 4 | 17 | 0.23729 | 4.6807e-06 | 1.4245e-06 | 0.16805 | 3.3149e-06 | 1.0089e-06 | 0.29163 | 0.0016124 | 2.0554e-06 | 0.20654 | 0.0011419 | 1.4557e-06 | 38.4945 | 4.9984 | 0.096605 | 43.5895 | 17.2059 | 2.9023 | 0.043164 | 20.1513 | 27.2627 | 3.54 | 0.068418 | 30.8711 | 12.1856 | 2.0555 | 0.03057 | 14.2716
Downstate | 2027 | 4 | 18 | 0.23699 | 4.6747e-06 | 1.4227e-06 | 0.16784 | 3.3107e-06 | 1.0076e-06 | 0.29125 | 0.0016103 | 2.0528e-06 | 0.20627 | 0.0011405 | 1.4538e-06 | 38.4453 | 4.992 | 0.096481 | 43.5338 | 17.1839 | 2.8986 | 0.043109 | 20.1256 | 27.2279 | 3.5355 | 0.06833 | 30.8316 | 12.17 | 2.0528 | 0.030531 | 14.2534
Downstate | 2027 | 4 | 19 | 0.25712 | 5.0719e-06 | 1.5436e-06 | 0.1821 | 3.5921e-06 | 1.0932e-06 | 0.316 | 0.0017472 | 2.2272e-06 | 0.2238 | 0.0012374 | 1.5774e-06 | 41.7124 | 5.4162 | 0.10468 | 47.2333 | 18.6442 | 3.1449 | 0.046772 | 21.8358 | 29.5417 | 3.8359 | 0.074137 | 33.4517 | 13.2042 | 2.2273 | 0.033125 | 15.4647
Downstate | 2027 | 4 | 20 | 0.27002 | 5.3263e-06 | 1.6211e-06 | 0.19124 | 3.7722e-06 | 1.1481e-06 | 0.33185 | 0.0018348 | 2.339e-06 | 0.23503 | 0.0012995 | 1.6565e-06 | 43.8046 | 5.6879 | 0.10993 | 49.6025 | 19.5793 | 3.3026 | 0.049118 | 22.9311 | 31.0235 | 4.0283 | 0.077856 | 35.1296 | 13.8666 | 2.339 | 0.034787 | 16.2403
Downstate | 2027 | 4 | 21 | 0.23847 | 4.7039e-06 | 1.4316e-06 | 0.16889 | 3.3314e-06 | 1.0139e-06 | 0.29308 | 0.0016204 | 2.0656e-06 | 0.20756 | 0.0011476 | 1.4629e-06 | 38.686 | 5.0232 | 0.097085 | 43.8063 | 17.2915 | 2.9167 | 0.043378 | 20.2516 | 27.3983 | 3.5576 | 0.068758 | 31.0246 | 12.2462 | 2.0657 | 0.030722 | 14.3426
Downstate | 2027 | 4 | 22 | 0.2005 | 3.955e-06 | 1.2037e-06 | 0.142 | 2.801e-06 | 8.5248e-07 | 0.24641 | 0.0013624 | 1.7368e-06 | 0.17452 | 0.00096489 | 1.23e-06 | 32.5265 | 4.2235 | 0.081627 | 36.8316 | 14.5383 | 2.4523 | 0.036472 | 17.0271 | 23.036 | 2.9912 | 0.05781 | 26.085 | 10.2964 | 1.7368 | 0.02583 | 12.059
Downstate | 2027 | 4 | 23 | 0.17206 | 3.3939e-06 | 1.0329e-06 | 0.12186 | 2.4037e-06 | 7.3155e-07 | 0.21146 | 0.0011691 | 1.4904e-06 | 0.14976 | 0.00082801 | 1.0555e-06 | 27.9122 | 3.6243 | 0.070048 | 31.6066 | 12.4759 | 2.1044 | 0.031298 | 14.6117 | 19.7681 | 2.5668 | 0.049609 | 22.3845 | 8.8357 | 1.4904 | 0.022166 | 10.3483
Downstate | 2027 | 4 | 24 | 0.174 | 3.4322e-06 | 1.0446e-06 | 0.12323 | 2.4308e-06 | 7.3979e-07 | 0.21384 | 0.0011823 | 1.5072e-06 | 0.15145 | 0.00083734 | 1.0674e-06 | 28.2269 | 3.6652 | 0.070837 | 31.9629 | 12.6166 | 2.1282 | 0.031651 | 14.7764 | 19.9909 | 2.5958 | 0.050169 | 22.6369 | 8.9353 | 1.5072 | 0.022416 | 10.465
Downstate | 2027 | 5 | 1 | 0.18162 | 3.5825e-06 | 1.0903e-06 | 0.12863 | 2.5372e-06 | 7.7221e-07 | 0.22321 | 0.0012341 | 1.5732e-06 | 0.15808 | 0.00087403 | 1.1142e-06 | 29.4635 | 3.8257 | 0.073941 | 33.3632 | 13.1693 | 2.2214 | 0.033037 | 15.4237 | 20.8667 | 2.7095 | 0.052367 | 23.6286 | 9.3268 | 1.5732 | 0.023398 | 10.9234
Downstate | 2027 | 5 | 2 | 0.19121 | 3.7718e-06 | 1.1479e-06 | 0.13542 | 2.6713e-06 | 8.1299e-07 | 0.235 | 0.0012993 | 1.6563e-06 | 0.16643 | 0.00092019 | 1.173e-06 | 31.0197 | 4.0278 | 0.077846 | 35.1253 | 13.8649 | 2.3387 | 0.034782 | 16.2384 | 21.9689 | 2.8526 | 0.055132 | 24.8766 | 9.8194 | 1.6563 | 0.024634 | 11.5004
Downstate | 2027 | 5 | 3 | 0.19133 | 3.7741e-06 | 1.1486e-06 | 0.1355 | 2.6729e-06 | 8.1349e-07 | 0.23514 | 0.0013001 | 1.6573e-06 | 0.16653 | 0.00092075 | 1.1737e-06 | 31.0386 | 4.0303 | 0.077894 | 35.1468 | 13.8733 | 2.3402 | 0.034803 | 16.2483 | 21.9823 | 2.8543 | 0.055166 | 24.8918 | 9.8254 | 1.6574 | 0.024649 | 11.5074
Downstate | 2027 | 5 | 4 | 0.18 | 3.5505e-06 | 1.0806e-06 | 0.12748 | 2.5146e-06 | 7.653e-07 | 0.22121 | 0.0012231 | 1.5591e-06 | 0.15667 | 0.00086621 | 1.1042e-06 | 29.2 | 3.7915 | 0.073279 | 33.0648 | 13.0515 | 2.2015 | 0.032742 | 15.2858 | 20.6801 | 2.6852 | 0.051898 | 23.4172 | 9.2434 | 1.5592 | 0.023189 | 10.8257
Downstate | 2027 | 5 | 5 | 0.18058 | 3.562e-06 | 1.0841e-06 | 0.12789 | 2.5227e-06 | 7.6777e-07 | 0.22193 | 0.001227 | 1.5642e-06 | 0.15717 | 0.000869 | 1.1078e-06 | 29.2942 | 3.8038 | 0.073516 | 33.1715 | 13.0936 | 2.2086 | 0.032848 | 15.3351 | 20.7468 | 2.6939 | 0.052066 | 23.4928 | 9.2732 | 1.5642 | 0.023263 | 10.8607
Downstate | 2027 | 5 | 6 | 0.19178 | 3.7829e-06 | 1.1513e-06 | 0.13582 | 2.6791e-06 | 8.1539e-07 | 0.23569 | 0.0013031 | 1.6612e-06 | 0.16692 | 0.0009229 | 1.1765e-06 | 31.1111 | 4.0397 | 0.078076 | 35.2289 | 13.9057 | 2.3456 | 0.034885 | 16.2862 | 22.0336 | 2.861 | 0.055295 | 24.9499 | 9.8484 | 1.6612 | 0.024706 | 11.5343
Downstate | 2027 | 5 | 7 | 0.18694 | 3.6876e-06 | 1.1223e-06 | 0.1324 | 2.6116e-06 | 7.9484e-07 | 0.22975 | 0.0012703 | 1.6193e-06 | 0.16272 | 0.00089965 | 1.1468e-06 | 30.3273 | 3.9379 | 0.076108 | 34.3413 | 13.5554 | 2.2865 | 0.034006 | 15.8759 | 21.4785 | 2.7889 | 0.053902 | 24.3213 | 9.6002 | 1.6194 | 0.024084 | 11.2437
Downstate | 2027 | 5 | 8 | 0.18087 | 3.5678e-06 | 1.0858e-06 | 0.1281 | 2.5268e-06 | 7.6902e-07 | 0.22229 | 0.001229 | 1.5667e-06 | 0.15743 | 0.00087042 | 1.1096e-06 | 29.3421 | 3.81 | 0.073636 | 33.2257 | 13.115 | 2.2122 | 0.032901 | 15.3602 | 20.7808 | 2.6983 | 0.052151 | 23.5312 | 9.2884 | 1.5668 | 0.023301 | 10.8784
Downstate | 2027 | 5 | 9 | 0.17646 | 3.4809e-06 | 1.0594e-06 | 0.12498 | 2.4652e-06 | 7.5029e-07 | 0.21687 | 0.0011991 | 1.5286e-06 | 0.15359 | 0.00084922 | 1.0826e-06 | 28.6273 | 3.7172 | 0.071842 | 32.4163 | 12.7955 | 2.1583 | 0.0321 | 14.986 | 20.2745 | 2.6326 | 0.05088 | 22.958 | 9.0621 | 1.5286 | 0.022734 | 10.6134
Downstate | 2027 | 5 | 10 | 0.17338 | 3.42e-06 | 1.0409e-06 | 0.12279 | 2.4222e-06 | 7.3718e-07 | 0.21308 | 0.0011781 | 1.5018e-06 | 0.15091 | 0.00083438 | 1.0636e-06 | 28.1271 | 3.6522 | 0.070587 | 31.8499 | 12.572 | 2.1206 | 0.031539 | 14.7241 | 19.9203 | 2.5866 | 0.049991 | 22.5568 | 8.9038 | 1.5019 | 0.022337 | 10.428
Downstate | 2027 | 5 | 11 | 0.17065 | 3.3662e-06 | 1.0245e-06 | 0.12086 | 2.384e-06 | 7.2558e-07 | 0.20973 | 0.0011596 | 1.4782e-06 | 0.14854 | 0.00082125 | 1.0469e-06 | 27.6844 | 3.5947 | 0.069476 | 31.3486 | 12.3741 | 2.0873 | 0.031042 | 14.4924 | 19.6067 | 2.5459 | 0.049204 | 22.2018 | 8.7636 | 1.4782 | 0.021985 | 10.2639
Downstate | 2027 | 5 | 12 | 0.16645 | 3.2834e-06 | 9.9929e-07 | 0.11789 | 2.3254e-06 | 7.0772e-07 | 0.20457 | 0.0011311 | 1.4418e-06 | 0.14488 | 0.00080104 | 1.0211e-06 | 27.0032 | 3.5063 | 0.067766 | 30.5772 | 12.0696 | 2.0359 | 0.030279 | 14.1358 | 19.1243 | 2.4832 | 0.047994 | 21.6555 | 8.548 | 1.4419 | 0.021444 | 10.0113
Downstate | 2027 | 5 | 13 | 0.171 | 3.3731e-06 | 1.0266e-06 | 0.12111 | 2.3889e-06 | 7.2705e-07 | 0.21016 | 0.001162 | 1.4812e-06 | 0.14884 | 0.00082292 | 1.049e-06 | 27.7408 | 3.6021 | 0.069617 | 31.4125 | 12.3993 | 2.0915 | 0.031106 | 14.5219 | 19.6467 | 2.5511 | 0.049305 | 22.247 | 8.7815 | 1.4813 | 0.02203 | 10.2848
Downstate | 2027 | 5 | 14 | 0.16924 | 3.3384e-06 | 1.016e-06 | 0.11986 | 2.3644e-06 | 7.1959e-07 | 0.208 | 0.00115 | 1.466e-06 | 0.14731 | 0.00081447 | 1.0383e-06 | 27.4559 | 3.5651 | 0.068902 | 31.0898 | 12.2719 | 2.07 | 0.030786 | 14.3728 | 19.4449 | 2.5249 | 0.048798 | 22.0186 | 8.6913 | 1.466 | 0.021804 | 10.1791
Downstate | 2027 | 5 | 15 | 0.17646 | 3.4809e-06 | 1.0594e-06 | 0.12498 | 2.4652e-06 | 7.5029e-07 | 0.21687 | 0.0011991 | 1.5286e-06 | 0.15359 | 0.00084922 | 1.0826e-06 | 28.6272 | 3.7172 | 0.071842 | 32.4162 | 12.7955 | 2.1583 | 0.0321 | 14.9859 | 20.2745 | 2.6326 | 0.05088 | 22.9579 | 9.0621 | 1.5286 | 0.022734 | 10.6134
Downstate | 2027 | 5 | 16 | 0.19351 | 3.8171e-06 | 1.1617e-06 | 0.13705 | 2.7034e-06 | 8.2277e-07 | 0.23782 | 0.0013149 | 1.6762e-06 | 0.16843 | 0.00093126 | 1.1871e-06 | 31.3929 | 4.0763 | 0.078783 | 35.5479 | 14.0317 | 2.3669 | 0.035201 | 16.4337 | 22.2332 | 2.8869 | 0.055796 | 25.1759 | 9.9376 | 1.6763 | 0.02493 | 11.6388
Downstate | 2027 | 5 | 17 | 0.21344 | 4.2102e-06 | 1.2814e-06 | 0.15116 | 2.9817e-06 | 9.0749e-07 | 0.26231 | 0.0014503 | 1.8488e-06 | 0.18578 | 0.0010271 | 1.3094e-06 | 34.6252 | 4.496 | 0.086894 | 39.2081 | 15.4764 | 2.6106 | 0.038825 | 18.1258 | 24.5224 | 3.1842 | 0.061541 | 27.7681 | 10.9608 | 1.8489 | 0.027497 | 12.8371
Downstate | 2027 | 5 | 18 | 0.2283 | 4.5033e-06 | 1.3706e-06 | 0.16169 | 3.1894e-06 | 9.7067e-07 | 0.28058 | 0.0015513 | 1.9775e-06 | 0.19871 | 0.0010987 | 1.4005e-06 | 37.0361 | 4.809 | 0.092945 | 41.938 | 16.554 | 2.7923 | 0.041528 | 19.3879 | 26.2298 | 3.4059 | 0.065826 | 29.7015 | 11.7239 | 1.9776 | 0.029411 | 13.7309
Downstate | 2027 | 5 | 19 | 0.25153 | 4.9616e-06 | 1.51e-06 | 0.17814 | 3.5139e-06 | 1.0694e-06 | 0.30913 | 0.0017092 | 2.1788e-06 | 0.21893 | 0.0012105 | 1.5431e-06 | 40.8049 | 5.2984 | 0.1024 | 46.2057 | 18.2385 | 3.0765 | 0.045754 | 21.3608 | 28.899 | 3.7524 | 0.072524 | 32.7239 | 12.917 | 2.1788 | 0.032404 | 15.1282
Downstate | 2027 | 5 | 20 | 0.27756 | 5.4749e-06 | 1.6663e-06 | 0.19657 | 3.8775e-06 | 1.1801e-06 | 0.34111 | 0.001886 | 2.4042e-06 | 0.24158 | 0.0013357 | 1.7027e-06 | 45.0268 | 5.8466 | 0.113 | 50.9864 | 20.1256 | 3.3948 | 0.050488 | 23.5709 | 31.8891 | 4.1407 | 0.080028 | 36.1098 | 14.2534 | 2.4043 | 0.035757 | 16.6935
Downstate | 2027 | 5 | 21 | 0.25283 | 4.9871e-06 | 1.5178e-06 | 0.17906 | 3.532e-06 | 1.075e-06 | 0.31072 | 0.001718 | 2.19e-06 | 0.22006 | 0.0012167 | 1.551e-06 | 41.0149 | 5.3257 | 0.10293 | 46.4435 | 18.3324 | 3.0923 | 0.04599 | 21.4707 | 29.0477 | 3.7718 | 0.072897 | 32.8924 | 12.9834 | 2.19 | 0.032571 | 15.2061
Downstate | 2027 | 5 | 22 | 0.21707 | 4.2818e-06 | 1.3032e-06 | 0.15373 | 3.0325e-06 | 9.2292e-07 | 0.26677 | 0.001475 | 1.8803e-06 | 0.18894 | 0.0010446 | 1.3316e-06 | 35.2141 | 4.5724 | 0.088372 | 39.8749 | 15.7396 | 2.655 | 0.039485 | 18.4341 | 24.9395 | 3.2383 | 0.062587 | 28.2404 | 11.1472 | 1.8803 | 0.027965 | 13.0555
Downstate | 2027 | 5 | 23 | 0.19466 | 3.8399e-06 | 1.1687e-06 | 0.13787 | 2.7195e-06 | 8.2767e-07 | 0.23924 | 0.0013227 | 1.6862e-06 | 0.16944 | 0.0009368 | 1.1942e-06 | 31.5797 | 4.1005 | 0.079251 | 35.7594 | 14.1152 | 2.3809 | 0.03541 | 16.5315 | 22.3655 | 2.9041 | 0.056128 | 25.3257 | 9.9967 | 1.6862 | 0.025078 | 11.708
Downstate | 2027 | 5 | 24 | 0.18976 | 3.7432e-06 | 1.1392e-06 | 0.13439 | 2.651e-06 | 8.0682e-07 | 0.23322 | 0.0012894 | 1.6437e-06 | 0.16517 | 0.00091321 | 1.1641e-06 | 30.7844 | 3.9973 | 0.077256 | 34.8589 | 13.7597 | 2.321 | 0.034518 | 16.1152 | 21.8022 | 2.831 | 0.054714 | 24.6879 | 9.7449 | 1.6438 | 0.024447 | 11.4132
Downstate | 2027 | 6 | 1 | 0.23965 | 4.7271e-06 | 1.4387e-06 | 0.16972 | 3.3479e-06 | 1.0189e-06 | 0.29452 | 0.0016284 | 2.0758e-06 | 0.20859 | 0.0011533 | 1.4702e-06 | 38.8769 | 5.048 | 0.097564 | 44.0225 | 17.3768 | 2.9311 | 0.043593 | 20.3515 | 27.5335 | 3.5751 | 0.069097 | 31.1778 | 12.3066 | 2.0759 | 0.030873 | 14.4134
Downstate | 2027 | 6 | 2 | 0.23652 | 4.6655e-06 | 1.4199e-06 | 0.16751 | 3.3042e-06 | 1.0056e-06 | 0.29068 | 0.0016071 | 2.0487e-06 | 0.20587 | 0.0011382 | 1.451e-06 | 38.3695 | 4.9822 | 0.096291 | 43.4479 | 17.15 | 2.8929 | 0.043024 | 20.0859 | 27.1742 | 3.5285 | 0.068195 | 30.7709 | 12.146 | 2.0488 | 0.03047 | 14.2253
Downstate | 2027 | 6 | 3 | 0.23685 | 4.672e-06 | 1.4219e-06 | 0.16774 | 3.3088e-06 | 1.007e-06 | 0.29109 | 0.0016094 | 2.0516e-06 | 0.20616 | 0.0011398 | 1.453e-06 | 38.4236 | 4.9892 | 0.096427 | 43.5092 | 17.1742 | 2.8969 | 0.043084 | 20.1142 | 27.2125 | 3.5335 | 0.068292 | 30.8142 | 12.1632 | 2.0517 | 0.030513 | 14.2454
Downstate | 2027 | 6 | 4 | 0.2372 | 4.6789e-06 | 1.424e-06 | 0.16799 | 3.3137e-06 | 1.0085e-06 | 0.29151 | 0.0016118 | 2.0546e-06 | 0.20646 | 0.0011415 | 1.4551e-06 | 38.4799 | 4.9965 | 0.096568 | 43.573 | 17.1994 | 2.9012 | 0.043147 | 20.1437 | 27.2524 | 3.5386 | 0.068392 | 30.8594 | 12.181 | 2.0547 | 0.030558 | 14.2662
Downstate | 2027 | 6 | 5 | 0.22413 | 4.4211e-06 | 1.3456e-06 | 0.15874 | 3.1311e-06 | 9.5296e-07 | 0.27545 | 0.001523 | 1.9414e-06 | 0.19508 | 0.0010786 | 1.375e-06 | 36.3601 | 4.7212 | 0.091248 | 41.1725 | 16.2518 | 2.7414 | 0.04077 | 19.034 | 25.751 | 3.3437 | 0.064624 | 29.1594 | 11.5099 | 1.9415 | 0.028875 | 13.4803
Downstate | 2027 | 6 | 6 | 0.22894 | 4.5159e-06 | 1.3744e-06 | 0.16214 | 3.1983e-06 | 9.7339e-07 | 0.28136 | 0.0015556 | 1.9831e-06 | 0.19927 | 0.0011017 | 1.4045e-06 | 37.1397 | 4.8225 | 0.093205 | 42.0554 | 16.6003 | 2.8001 | 0.041645 | 19.4421 | 26.3032 | 3.4154 | 0.06601 | 29.7846 | 11.7567 | 1.9831 | 0.029494 | 13.7694
Downstate | 2027 | 6 | 7 | 0.22782 | 4.4938e-06 | 1.3677e-06 | 0.16135 | 3.1826e-06 | 9.6863e-07 | 0.27998 | 0.001548 | 1.9734e-06 | 0.19829 | 0.0010963 | 1.3976e-06 | 36.9579 | 4.7989 | 0.092748 | 41.8495 | 16.5191 | 2.7864 | 0.041441 | 19.3469 | 26.1745 | 3.3987 | 0.065687 | 29.6388 | 11.6992 | 1.9734 | 0.029349 | 13.702
Downstate | 2027 | 6 | 8 | 0.21708 | 4.2821e-06 | 1.3032e-06 | 0.15374 | 3.0327e-06 | 9.2299e-07 | 0.26679 | 0.0014751 | 1.8804e-06 | 0.18895 | 0.0010447 | 1.3317e-06 | 35.2168 | 4.5728 | 0.088379 | 39.878 | 15.7408 | 2.6552 | 0.039488 | 18.4355 | 24.9414 | 3.2386 | 0.062592 | 28.2425 | 11.148 | 1.8805 | 0.027967 | 13.0565
Downstate | 2027 | 6 | 9 | 0.20921 | 4.1268e-06 | 1.256e-06 | 0.14817 | 2.9227e-06 | 8.8952e-07 | 0.25712 | 0.0014216 | 1.8122e-06 | 0.1821 | 0.0010068 | 1.2834e-06 | 33.9395 | 4.4069 | 0.085174 | 38.4316 | 15.1699 | 2.5589 | 0.038056 | 17.7669 | 24.0368 | 3.1211 | 0.060322 | 27.2182 | 10.7437 | 1.8123 | 0.026952 | 12.5829
Downstate | 2027 | 6 | 10 | 0.20742 | 4.0915e-06 | 1.2453e-06 | 0.1469 | 2.8977e-06 | 8.8192e-07 | 0.25492 | 0.0014094 | 1.7967e-06 | 0.18054 | 0.0009982 | 1.2725e-06 | 33.6496 | 4.3693 | 0.084446 | 38.1033 | 15.0403 | 2.537 | 0.037731 | 17.6151 | 23.8314 | 3.0944 | 0.059807 | 26.9857 | 10.6519 | 1.7968 | 0.026722 | 12.4754
Downstate | 2027 | 6 | 11 | 0.22094 | 4.3581e-06 | 1.3264e-06 | 0.15647 | 3.0865e-06 | 9.3937e-07 | 0.27153 | 0.0015013 | 1.9138e-06 | 0.1923 | 0.0010632 | 1.3554e-06 | 35.8415 | 4.6539 | 0.089947 | 40.5853 | 16.0201 | 2.7023 | 0.040189 | 18.7625 | 25.3838 | 3.296 | 0.063702 | 28.7435 | 11.3458 | 1.9138 | 0.028463 | 13.2881
Downstate | 2027 | 6 | 12 | 0.22802 | 4.4978e-06 | 1.3689e-06 | 0.16149 | 3.1855e-06 | 9.6949e-07 | 0.28023 | 0.0015494 | 1.9751e-06 | 0.19847 | 0.0010973 | 1.3988e-06 | 36.9909 | 4.8032 | 0.092831 | 41.8869 | 16.5338 | 2.7889 | 0.041478 | 19.3642 | 26.1978 | 3.4017 | 0.065745 | 29.6653 | 11.7096 | 1.9752 | 0.029376 | 13.7142
Downstate | 2027 | 6 | 13 | 0.2358 | 4.6512e-06 | 1.4156e-06 | 0.167 | 3.2941e-06 | 1.0026e-06 | 0.28979 | 0.0016022 | 2.0425e-06 | 0.20524 | 0.0011347 | 1.4465e-06 | 38.2524 | 4.9669 | 0.095997 | 43.3153 | 17.0976 | 2.884 | 0.042892 | 20.0246 | 27.0912 | 3.5177 | 0.067987 | 30.6769 | 12.109 | 2.0425 | 0.030377 | 14.1819
Downstate | 2027 | 6 | 14 | 0.24818 | 4.8955e-06 | 1.4899e-06 | 0.17577 | 3.4671e-06 | 1.0552e-06 | 0.30501 | 0.0016864 | 2.1498e-06 | 0.21602 | 0.0011943 | 1.5225e-06 | 40.2616 | 5.2278 | 0.10104 | 45.5905 | 17.9957 | 3.0355 | 0.045145 | 21.0764 | 28.5142 | 3.7025 | 0.071558 | 32.2883 | 12.745 | 2.1498 | 0.031973 | 14.9268
Downstate | 2027 | 6 | 15 | 0.25952 | 5.1192e-06 | 1.558e-06 | 0.1838 | 3.6255e-06 | 1.1034e-06 | 0.31895 | 0.0017635 | 2.248e-06 | 0.22589 | 0.0012489 | 1.5921e-06 | 42.1013 | 5.4667 | 0.10566 | 47.6736 | 18.818 | 3.1742 | 0.047208 | 22.0394 | 29.8171 | 3.8717 | 0.074828 | 33.7636 | 13.3273 | 2.2481 | 0.033434 | 15.6088
Downstate | 2027 | 6 | 16 | 0.27092 | 5.344e-06 | 1.6264e-06 | 0.19187 | 3.7847e-06 | 1.1519e-06 | 0.33295 | 0.0018409 | 2.3467e-06 | 0.23581 | 0.0013038 | 1.662e-06 | 43.9498 | 5.7067 | 0.11029 | 49.7668 | 19.6442 | 3.3136 | 0.049281 | 23.0071 | 31.1263 | 4.0416 | 0.078114 | 35.246 | 13.9125 | 2.3468 | 0.034902 | 16.2942
Downstate | 2027 | 6 | 17 | 0.28252 | 5.5728e-06 | 1.6961e-06 | 0.20008 | 3.9468e-06 | 1.2012e-06 | 0.34721 | 0.0019197 | 2.4472e-06 | 0.2459 | 0.0013596 | 1.7332e-06 | 45.8317 | 5.9511 | 0.11502 | 51.8978 | 20.4854 | 3.4555 | 0.051391 | 23.9922 | 32.4591 | 4.2147 | 0.081458 | 36.7552 | 14.5082 | 2.4472 | 0.036396 | 16.9919
Downstate | 2027 | 6 | 18 | 0.28529 | 5.6276e-06 | 1.7127e-06 | 0.20205 | 3.9856e-06 | 1.213e-06 | 0.35062 | 0.0019386 | 2.4712e-06 | 0.24832 | 0.0013729 | 1.7502e-06 | 46.2822 | 6.0096 | 0.11615 | 52.4079 | 20.6867 | 3.4894 | 0.051896 | 24.2281 | 32.7781 | 4.2561 | 0.082259 | 37.1165 | 14.6508 | 2.4713 | 0.036754 | 17.1589
Downstate | 2027 | 6 | 19 | 0.29434 | 5.806e-06 | 1.767e-06 | 0.20846 | 4.1119e-06 | 1.2515e-06 | 0.36174 | 0.002 | 2.5496e-06 | 0.25619 | 0.0014165 | 1.8057e-06 | 47.7495 | 6.2001 | 0.11983 | 54.0695 | 21.3426 | 3.6001 | 0.053541 | 24.9962 | 33.8173 | 4.3911 | 0.084867 | 38.2933 | 15.1153 | 2.5497 | 0.037919 | 17.7029
Downstate | 2027 | 6 | 20 | 0.29589 | 5.8367e-06 | 1.7764e-06 | 0.20956 | 4.1337e-06 | 1.2581e-06 | 0.36365 | 0.0020106 | 2.5631e-06 | 0.25754 | 0.001424 | 1.8152e-06 | 48.0017 | 6.2329 | 0.12046 | 54.355 | 21.4553 | 3.6191 | 0.053824 | 25.1282 | 33.9959 | 4.4143 | 0.085315 | 38.4955 | 15.1951 | 2.5631 | 0.03812 | 17.7964
Downstate | 2027 | 6 | 21 | 0.29062 | 5.7326e-06 | 1.7447e-06 | 0.20582 | 4.06e-06 | 1.2356e-06 | 0.35717 | 0.0019748 | 2.5174e-06 | 0.25295 | 0.0013986 | 1.7829e-06 | 47.1462 | 6.1218 | 0.11832 | 53.3863 | 21.0729 | 3.5546 | 0.052865 | 24.6804 | 33.39 | 4.3356 | 0.083795 | 37.8094 | 14.9243 | 2.5174 | 0.03744 | 17.4792
Downstate | 2027 | 6 | 22 | 0.26783 | 5.2831e-06 | 1.6079e-06 | 0.18968 | 3.7416e-06 | 1.1388e-06 | 0.32916 | 0.0018199 | 2.32e-06 | 0.23312 | 0.0012889 | 1.6431e-06 | 43.4491 | 5.6417 | 0.10904 | 49.1999 | 19.4204 | 3.2758 | 0.048719 | 22.745 | 30.7717 | 3.9956 | 0.077224 | 34.8445 | 13.754 | 2.32 | 0.034504 | 16.1085
Downstate | 2027 | 6 | 23 | 0.24911 | 4.9139e-06 | 1.4955e-06 | 0.17643 | 3.4801e-06 | 1.0592e-06 | 0.30615 | 0.0016927 | 2.1578e-06 | 0.21683 | 0.0011988 | 1.5282e-06 | 40.4124 | 5.2474 | 0.10142 | 45.7613 | 18.0631 | 3.0469 | 0.045314 | 21.1553 | 28.621 | 3.7163 | 0.071826 | 32.4092 | 12.7927 | 2.1579 | 0.032093 | 14.9827
Downstate | 2027 | 6 | 24 | 0.2389 | 4.7124e-06 | 1.4342e-06 | 0.16919 | 3.3374e-06 | 1.0157e-06 | 0.2936 | 0.0016233 | 2.0694e-06 | 0.20794 | 0.0011497 | 1.4656e-06 | 38.7557 | 5.0323 | 0.09726 | 43.8853 | 17.3226 | 2.922 | 0.043457 | 20.2881 | 27.4477 | 3.564 | 0.068882 | 31.0806 | 12.2683 | 2.0694 | 0.030777 | 14.3685
Downstate | 2027 | 7 | 1 | 0.24416 | 4.8163e-06 | 1.4658e-06 | 0.17292 | 3.411e-06 | 1.0381e-06 | 0.30007 | 0.0016591 | 2.115e-06 | 0.21252 | 0.001175 | 1.4979e-06 | 39.6098 | 5.1432 | 0.099404 | 44.8524 | 17.7044 | 2.9864 | 0.044414 | 20.7352 | 28.0526 | 3.6425 | 0.0704 | 31.7655 | 12.5387 | 2.115 | 0.031455 | 14.6851
Downstate | 2027 | 7 | 2 | 0.23227 | 4.5817e-06 | 1.3944e-06 | 0.1645 | 3.2449e-06 | 9.8758e-07 | 0.28546 | 0.0015783 | 2.012e-06 | 0.20217 | 0.0011178 | 1.4249e-06 | 37.681 | 4.8928 | 0.094563 | 42.6683 | 16.8423 | 2.841 | 0.042252 | 19.7255 | 26.6866 | 3.4652 | 0.066972 | 30.2187 | 11.9281 | 2.012 | 0.029924 | 13.97
Downstate | 2027 | 7 | 3 | 0.23249 | 4.5861e-06 | 1.3958e-06 | 0.16466 | 3.248e-06 | 9.8851e-07 | 0.28573 | 0.0015798 | 2.0139e-06 | 0.20236 | 0.0011189 | 1.4263e-06 | 37.7167 | 4.8974 | 0.094653 | 42.7087 | 16.8582 | 2.8436 | 0.042292 | 19.7442 | 26.7119 | 3.4684 | 0.067035 | 30.2473 | 11.9394 | 2.0139 | 0.029952 | 13.9833
Downstate | 2027 | 7 | 4 | 0.23452 | 4.6261e-06 | 1.4079e-06 | 0.1661 | 3.2763e-06 | 9.9714e-07 | 0.28823 | 0.0015936 | 2.0315e-06 | 0.20413 | 0.0011286 | 1.4387e-06 | 38.0459 | 4.9401 | 0.095479 | 43.0815 | 17.0054 | 2.8685 | 0.042661 | 19.9165 | 26.945 | 3.4987 | 0.06762 | 30.5114 | 12.0436 | 2.0315 | 0.030213 | 14.1053
Downstate | 2027 | 7 | 5 | 0.23881 | 4.7106e-06 | 1.4337e-06 | 0.16913 | 3.3361e-06 | 1.0153e-06 | 0.29349 | 0.0016227 | 2.0686e-06 | 0.20786 | 0.0011492 | 1.465e-06 | 38.7406 | 5.0303 | 0.097222 | 43.8682 | 17.3159 | 2.9208 | 0.04344 | 20.2802 | 27.437 | 3.5626 | 0.068855 | 31.0685 | 12.2635 | 2.0686 | 0.030765 | 14.3629
Downstate | 2027 | 7 | 6 | 0.25308 | 4.9921e-06 | 1.5193e-06 | 0.17924 | 3.5355e-06 | 1.076e-06 | 0.31103 | 0.0017197 | 2.1922e-06 | 0.22028 | 0.0012179 | 1.5526e-06 | 41.056 | 5.331 | 0.10303 | 46.49 | 18.3508 | 3.0954 | 0.046036 | 21.4922 | 29.0768 | 3.7755 | 0.07297 | 32.9253 | 12.9964 | 2.1922 | 0.032604 | 15.2213
Downstate | 2027 | 7 | 7 | 0.25777 | 5.0847e-06 | 1.5475e-06 | 0.18256 | 3.6011e-06 | 1.096e-06 | 0.3168 | 0.0017516 | 2.2329e-06 | 0.22437 | 0.0012405 | 1.5814e-06 | 41.8177 | 5.4299 | 0.10494 | 47.3525 | 18.6912 | 3.1528 | 0.04689 | 21.891 | 29.6163 | 3.8456 | 0.074324 | 33.5362 | 13.2376 | 2.2329 | 0.033209 | 15.5037
Downstate | 2027 | 7 | 8 | 0.26081 | 5.1447e-06 | 1.5658e-06 | 0.18471 | 3.6436e-06 | 1.1089e-06 | 0.32054 | 0.0017722 | 2.2592e-06 | 0.22701 | 0.0012551 | 1.6e-06 | 42.3109 | 5.4939 | 0.10618 | 47.9111 | 18.9117 | 3.19 | 0.047443 | 22.1492 | 29.9656 | 3.8909 | 0.075201 | 33.9317 | 13.3937 | 2.2593 | 0.0336 | 15.6866
Downstate | 2027 | 7 | 9 | 0.2671 | 5.2686e-06 | 1.6035e-06 | 0.18916 | 3.7313e-06 | 1.1356e-06 | 0.32826 | 0.0018149 | 2.3136e-06 | 0.23248 | 0.0012854 | 1.6385e-06 | 43.3299 | 5.6263 | 0.10874 | 49.0649 | 19.3672 | 3.2669 | 0.048586 | 22.6826 | 30.6873 | 3.9846 | 0.077012 | 34.7489 | 13.7163 | 2.3137 | 0.03441 | 16.0644
Downstate | 2027 | 7 | 10 | 0.27109 | 5.3474e-06 | 1.6275e-06 | 0.19199 | 3.7872e-06 | 1.1526e-06 | 0.33317 | 0.0018421 | 2.3482e-06 | 0.23596 | 0.0013046 | 1.6631e-06 | 43.9783 | 5.7104 | 0.11037 | 49.7991 | 19.6569 | 3.3157 | 0.049313 | 23.022 | 31.1464 | 4.0443 | 0.078164 | 35.2689 | 13.9215 | 2.3483 | 0.034924 | 16.3047
Downstate | 2027 | 7 | 11 | 0.27633 | 5.4508e-06 | 1.659e-06 | 0.19571 | 3.8604e-06 | 1.1749e-06 | 0.33961 | 0.0018777 | 2.3936e-06 | 0.24052 | 0.0013298 | 1.6952e-06 | 44.8287 | 5.8209 | 0.1125 | 50.7621 | 20.0371 | 3.3799 | 0.050266 | 23.4672 | 31.7487 | 4.1225 | 0.079676 | 35.9509 | 14.1907 | 2.3937 | 0.0356 | 16.62
Downstate | 2027 | 7 | 12 | 0.29068 | 5.7338e-06 | 1.7451e-06 | 0.20586 | 4.0608e-06 | 1.2359e-06 | 0.35724 | 0.0019752 | 2.5179e-06 | 0.253 | 0.0013989 | 1.7832e-06 | 47.1555 | 6.123 | 0.11834 | 53.3968 | 21.0771 | 3.5553 | 0.052875 | 24.6852 | 33.3966 | 4.3364 | 0.083811 | 37.8169 | 14.9273 | 2.5179 | 0.037448 | 17.4827
Downstate | 2027 | 7 | 13 | 0.29888 | 5.8956e-06 | 1.7943e-06 | 0.21167 | 4.1754e-06 | 1.2708e-06 | 0.36732 | 0.0020309 | 2.5889e-06 | 0.26015 | 0.0014383 | 1.8335e-06 | 48.4864 | 6.2958 | 0.12168 | 54.9039 | 21.6719 | 3.6556 | 0.054368 | 25.3819 | 34.3392 | 4.4588 | 0.086177 | 38.8842 | 15.3486 | 2.589 | 0.038504 | 17.9761
Downstate | 2027 | 7 | 14 | 0.30555 | 6.0272e-06 | 1.8344e-06 | 0.2164 | 4.2686e-06 | 1.2991e-06 | 0.37552 | 0.0020762 | 2.6467e-06 | 0.26595 | 0.0014704 | 1.8745e-06 | 49.5684 | 6.4363 | 0.1244 | 56.1291 | 22.1556 | 3.7372 | 0.055581 | 25.9484 | 35.1055 | 4.5583 | 0.0881 | 39.752 | 15.6911 | 2.6468 | 0.039364 | 18.3773
Downstate | 2027 | 7 | 15 | 0.32949 | 6.4993e-06 | 1.9781e-06 | 0.23335 | 4.603e-06 | 1.4009e-06 | 0.40494 | 0.0022389 | 2.8541e-06 | 0.28679 | 0.0015856 | 2.0213e-06 | 53.4517 | 6.9405 | 0.13414 | 60.5264 | 23.8913 | 4.03 | 0.059935 | 27.9812 | 37.8558 | 4.9154 | 0.095002 | 42.8662 | 16.9204 | 2.8541 | 0.042448 | 19.817
Downstate | 2027 | 7 | 16 | 0.37347 | 7.367e-06 | 2.2421e-06 | 0.2645 | 5.2175e-06 | 1.5879e-06 | 0.45899 | 0.0025378 | 3.2351e-06 | 0.32507 | 0.0017973 | 2.2911e-06 | 60.5872 | 7.867 | 0.15205 | 68.6063 | 27.0806 | 4.568 | 0.067936 | 31.7165 | 42.9093 | 5.5716 | 0.10768 | 48.5886 | 19.1791 | 3.2351 | 0.048114 | 22.4624
Downstate | 2027 | 7 | 17 | 0.3263 | 6.4365e-06 | 1.9589e-06 | 0.23109 | 4.5585e-06 | 1.3874e-06 | 0.40102 | 0.0022172 | 2.8265e-06 | 0.28401 | 0.0015703 | 2.0018e-06 | 52.9347 | 6.8734 | 0.13284 | 59.941 | 23.6602 | 3.991 | 0.059356 | 27.7106 | 37.4896 | 4.8679 | 0.094083 | 42.4516 | 16.7567 | 2.8265 | 0.042037 | 19.6253
Downstate | 2027 | 7 | 18 | 0.31636 | 6.2404e-06 | 1.8993e-06 | 0.22406 | 4.4196e-06 | 1.3451e-06 | 0.38881 | 0.0021497 | 2.7404e-06 | 0.27536 | 0.0015225 | 1.9408e-06 | 51.3224 | 6.664 | 0.1288 | 58.1152 | 22.9396 | 3.8694 | 0.057548 | 26.8665 | 36.3477 | 4.7196 | 0.091217 | 41.1586 | 16.2463 | 2.7404 | 0.040757 | 19.0275
Downstate | 2027 | 7 | 19 | 0.31459 | 6.2055e-06 | 1.8886e-06 | 0.2228 | 4.3949e-06 | 1.3376e-06 | 0.38663 | 0.0021377 | 2.725e-06 | 0.27382 | 0.0015139 | 1.9299e-06 | 51.035 | 6.6267 | 0.12808 | 57.7898 | 22.8111 | 3.8478 | 0.057225 | 26.7161 | 36.1442 | 4.6932 | 0.090706 | 40.9281 | 16.1554 | 2.7251 | 0.040528 | 18.921
Downstate | 2027 | 7 | 20 | 0.31796 | 6.2718e-06 | 1.9088e-06 | 0.22518 | 4.4419e-06 | 1.3519e-06 | 0.39076 | 0.0021605 | 2.7542e-06 | 0.27675 | 0.0015301 | 1.9506e-06 | 51.5807 | 6.6976 | 0.12945 | 58.4078 | 23.055 | 3.8889 | 0.057837 | 27.0018 | 36.5307 | 4.7434 | 0.091676 | 41.3658 | 16.3281 | 2.7542 | 0.040962 | 19.1233
Downstate | 2027 | 7 | 21 | 0.3053 | 6.0222e-06 | 1.8328e-06 | 0.21622 | 4.265e-06 | 1.2981e-06 | 0.37521 | 0.0020745 | 2.6445e-06 | 0.26573 | 0.0014692 | 1.8729e-06 | 49.5273 | 6.431 | 0.12429 | 56.0825 | 22.1372 | 3.7341 | 0.055535 | 25.9268 | 35.0764 | 4.5546 | 0.088027 | 39.719 | 15.6781 | 2.6446 | 0.039331 | 18.362
Downstate | 2027 | 7 | 22 | 0.28571 | 5.6358e-06 | 1.7152e-06 | 0.20235 | 3.9914e-06 | 1.2148e-06 | 0.35114 | 0.0019414 | 2.4749e-06 | 0.24868 | 0.001375 | 1.7527e-06 | 46.3498 | 6.0184 | 0.11632 | 52.4845 | 20.717 | 3.4945 | 0.051972 | 24.2635 | 32.826 | 4.2624 | 0.082379 | 37.1708 | 14.6722 | 2.4749 | 0.036808 | 17.184
Downstate | 2027 | 7 | 23 | 0.26661 | 5.2591e-06 | 1.6006e-06 | 0.18882 | 3.7246e-06 | 1.1336e-06 | 0.32767 | 0.0018117 | 2.3094e-06 | 0.23206 | 0.0012831 | 1.6356e-06 | 43.2519 | 5.6161 | 0.10854 | 48.9766 | 19.3323 | 3.261 | 0.048498 | 22.6418 | 30.632 | 3.9775 | 0.076873 | 34.6864 | 13.6916 | 2.3095 | 0.034348 | 16.0354
Downstate | 2027 | 7 | 24 | 0.25619 | 5.0535e-06 | 1.538e-06 | 0.18144 | 3.579e-06 | 1.0893e-06 | 0.31486 | 0.0017408 | 2.2192e-06 | 0.22299 | 0.0012329 | 1.5717e-06 | 41.5612 | 5.3966 | 0.1043 | 47.0621 | 18.5766 | 3.1335 | 0.046602 | 21.7567 | 29.4346 | 3.822 | 0.073868 | 33.3305 | 13.1564 | 2.2192 | 0.033005 | 15.4086
Downstate | 2027 | 8 | 1 | 0.24167 | 4.7671e-06 | 1.4508e-06 | 0.17116 | 3.3761e-06 | 1.0275e-06 | 0.29701 | 0.0016421 | 2.0934e-06 | 0.21035 | 0.001163 | 1.4826e-06 | 39.2051 | 5.0907 | 0.098388 | 44.3941 | 17.5235 | 2.9559 | 0.04396 | 20.5233 | 27.7659 | 3.6053 | 0.069681 | 31.4409 | 12.4105 | 2.0934 | 0.031134 | 14.5351
Downstate | 2027 | 8 | 2 | 0.23717 | 4.6783e-06 | 1.4238e-06 | 0.16797 | 3.3133e-06 | 1.0084e-06 | 0.29148 | 0.0016116 | 2.0544e-06 | 0.20643 | 0.0011413 | 1.455e-06 | 38.475 | 4.9959 | 0.096556 | 43.5674 | 17.1972 | 2.9008 | 0.043142 | 20.1411 | 27.2489 | 3.5382 | 0.068383 | 30.8555 | 12.1794 | 2.0544 | 0.030554 | 14.2644
Downstate | 2027 | 8 | 3 | 0.23434 | 4.6225e-06 | 1.4069e-06 | 0.16597 | 3.2738e-06 | 9.9637e-07 | 0.288 | 0.0015924 | 2.0299e-06 | 0.20397 | 0.0011277 | 1.4376e-06 | 38.0164 | 4.9363 | 0.095405 | 43.0482 | 16.9922 | 2.8662 | 0.042628 | 19.9011 | 26.9241 | 3.496 | 0.067568 | 30.4877 | 12.0343 | 2.0299 | 0.03019 | 14.0944
Downstate | 2027 | 8 | 4 | 0.23813 | 4.6972e-06 | 1.4296e-06 | 0.16865 | 3.3267e-06 | 1.0125e-06 | 0.29266 | 0.0016181 | 2.0627e-06 | 0.20727 | 0.001146 | 1.4608e-06 | 38.6307 | 5.0161 | 0.096946 | 43.7437 | 17.2667 | 2.9126 | 0.043316 | 20.2226 | 27.3591 | 3.5525 | 0.06866 | 30.9803 | 12.2287 | 2.0627 | 0.030678 | 14.3221
Downstate | 2027 | 8 | 5 | 0.23774 | 4.6895e-06 | 1.4272e-06 | 0.16837 | 3.3212e-06 | 1.0108e-06 | 0.29217 | 0.0016154 | 2.0593e-06 | 0.20693 | 0.0011441 | 1.4584e-06 | 38.5671 | 5.0078 | 0.096787 | 43.6717 | 17.2383 | 2.9078 | 0.043245 | 20.1893 | 27.3141 | 3.5466 | 0.068547 | 30.9293 | 12.2086 | 2.0593 | 0.030627 | 14.2985
Downstate | 2027 | 8 | 6 | 0.25416 | 5.0135e-06 | 1.5259e-06 | 0.18 | 3.5507e-06 | 1.0806e-06 | 0.31236 | 0.001727 | 2.2016e-06 | 0.22122 | 0.0012231 | 1.5592e-06 | 41.2321 | 5.3539 | 0.10347 | 46.6894 | 18.4295 | 3.1087 | 0.046233 | 21.5844 | 29.2015 | 3.7917 | 0.073283 | 33.0665 | 13.0522 | 2.2016 | 0.032744 | 15.2866
Downstate | 2027 | 8 | 7 | 0.25319 | 4.9943e-06 | 1.52e-06 | 0.17931 | 3.5371e-06 | 1.0765e-06 | 0.31117 | 0.0017204 | 2.1932e-06 | 0.22038 | 0.0012184 | 1.5532e-06 | 41.074 | 5.3333 | 0.10308 | 46.5104 | 18.3588 | 3.0968 | 0.046056 | 21.5017 | 29.0896 | 3.7772 | 0.073002 | 32.9398 | 13.0022 | 2.1932 | 0.032618 | 15.228
Downstate | 2027 | 8 | 8 | 0.24484 | 4.8296e-06 | 1.4699e-06 | 0.1734 | 3.4204e-06 | 1.041e-06 | 0.3009 | 0.0016637 | 2.1208e-06 | 0.21311 | 0.0011783 | 1.502e-06 | 39.7192 | 5.1574 | 0.099678 | 44.9762 | 17.7533 | 2.9946 | 0.044537 | 20.7924 | 28.13 | 3.6526 | 0.070594 | 31.8532 | 12.5733 | 2.1209 | 0.031542 | 14.7257
Downstate | 2027 | 8 | 9 | 0.24875 | 4.9068e-06 | 1.4934e-06 | 0.17617 | 3.4751e-06 | 1.0576e-06 | 0.30571 | 0.0016903 | 2.1547e-06 | 0.21651 | 0.0011971 | 1.526e-06 | 40.3541 | 5.2399 | 0.10127 | 45.6952 | 18.0371 | 3.0425 | 0.045249 | 21.1248 | 28.5797 | 3.711 | 0.071723 | 32.3624 | 12.7743 | 2.1548 | 0.032046 | 14.9611
Downstate | 2027 | 8 | 10 | 0.25085 | 4.9482e-06 | 1.506e-06 | 0.17766 | 3.5044e-06 | 1.0666e-06 | 0.3083 | 0.0017046 | 2.1729e-06 | 0.21834 | 0.0012072 | 1.5389e-06 | 40.695 | 5.2841 | 0.10213 | 46.0813 | 18.1895 | 3.0682 | 0.045631 | 21.3033 | 28.8212 | 3.7423 | 0.072329 | 32.6359 | 12.8822 | 2.173 | 0.032317 | 15.0875
Downstate | 2027 | 8 | 11 | 0.25391 | 5.0086e-06 | 1.5243e-06 | 0.17983 | 3.5472e-06 | 1.0796e-06 | 0.31206 | 0.0017253 | 2.1994e-06 | 0.22101 | 0.0012219 | 1.5577e-06 | 41.1914 | 5.3486 | 0.10337 | 46.6433 | 18.4113 | 3.1056 | 0.046188 | 21.5631 | 29.1727 | 3.788 | 0.073211 | 33.0339 | 13.0393 | 2.1995 | 0.032711 | 15.2715
Downstate | 2027 | 8 | 12 | 0.26144 | 5.1571e-06 | 1.5695e-06 | 0.18516 | 3.6524e-06 | 1.1116e-06 | 0.32131 | 0.0017765 | 2.2646e-06 | 0.22756 | 0.0012582 | 1.6039e-06 | 42.4125 | 5.5071 | 0.10644 | 48.0261 | 18.9571 | 3.1977 | 0.047557 | 22.2024 | 30.0376 | 3.9003 | 0.075381 | 34.0132 | 13.4259 | 2.2647 | 0.033681 | 15.7242
Downstate | 2027 | 8 | 13 | 0.28126 | 5.5481e-06 | 1.6885e-06 | 0.1992 | 3.9293e-06 | 1.1959e-06 | 0.34567 | 0.0019112 | 2.4363e-06 | 0.24481 | 0.0013536 | 1.7255e-06 | 45.6283 | 5.9247 | 0.11451 | 51.6675 | 20.3945 | 3.4401 | 0.051163 | 23.8858 | 32.3151 | 4.196 | 0.081097 | 36.5922 | 14.4439 | 2.4364 | 0.036235 | 16.9165
Downstate | 2027 | 8 | 14 | 0.289 | 5.7007e-06 | 1.735e-06 | 0.20468 | 4.0374e-06 | 1.2288e-06 | 0.35518 | 0.0019638 | 2.5034e-06 | 0.25155 | 0.0013908 | 1.7729e-06 | 46.8838 | 6.0877 | 0.11766 | 53.0891 | 20.9556 | 3.5348 | 0.052571 | 24.543 | 33.2042 | 4.3115 | 0.083328 | 37.599 | 14.8413 | 2.5034 | 0.037232 | 17.3819
Downstate | 2027 | 8 | 15 | 0.30323 | 5.9814e-06 | 1.8204e-06 | 0.21475 | 4.2362e-06 | 1.2893e-06 | 0.37267 | 0.0020605 | 2.6266e-06 | 0.26393 | 0.0014593 | 1.8602e-06 | 49.192 | 6.3874 | 0.12345 | 55.7028 | 21.9873 | 3.7088 | 0.055159 | 25.7513 | 34.8389 | 4.5237 | 0.087431 | 39.4501 | 15.5719 | 2.6267 | 0.039065 | 18.2377
Downstate | 2027 | 8 | 16 | 0.33469 | 6.6019e-06 | 2.0093e-06 | 0.23704 | 4.6757e-06 | 1.423e-06 | 0.41133 | 0.0022742 | 2.8991e-06 | 0.29131 | 0.0016107 | 2.0532e-06 | 54.2955 | 7.0501 | 0.13626 | 61.4819 | 24.2685 | 4.0936 | 0.060881 | 28.4229 | 38.4534 | 4.993 | 0.096501 | 43.5429 | 17.1875 | 2.8992 | 0.043118 | 20.1298
Downstate | 2027 | 8 | 17 | 0.30273 | 5.9715e-06 | 1.8174e-06 | 0.2144 | 4.2292e-06 | 1.2871e-06 | 0.37205 | 0.0020571 | 2.6223e-06 | 0.2635 | 0.0014569 | 1.8572e-06 | 49.111 | 6.3769 | 0.12325 | 55.6111 | 21.9511 | 3.7027 | 0.055068 | 25.7089 | 34.7816 | 4.5163 | 0.087287 | 39.3851 | 15.5463 | 2.6224 | 0.039 | 18.2077
Downstate | 2027 | 8 | 18 | 0.30768 | 6.0691e-06 | 1.8471e-06 | 0.2179 | 4.2983e-06 | 1.3082e-06 | 0.37813 | 0.0020907 | 2.6651e-06 | 0.2678 | 0.0014807 | 1.8875e-06 | 49.9133 | 6.4811 | 0.12526 | 56.5197 | 22.3097 | 3.7632 | 0.055968 | 26.1289 | 35.3498 | 4.5901 | 0.088713 | 40.0286 | 15.8003 | 2.6652 | 0.039638 | 18.5051
Downstate | 2027 | 8 | 19 | 0.32039 | 6.3198e-06 | 1.9234e-06 | 0.22691 | 4.4759e-06 | 1.3622e-06 | 0.39375 | 0.002177 | 2.7752e-06 | 0.27887 | 0.0015418 | 1.9655e-06 | 51.9755 | 6.7489 | 0.13044 | 58.8548 | 23.2315 | 3.9187 | 0.05828 | 27.2084 | 36.8103 | 4.7797 | 0.092378 | 41.6823 | 16.4531 | 2.7753 | 0.041275 | 19.2697
Downstate | 2027 | 8 | 20 | 0.31632 | 6.2396e-06 | 1.899e-06 | 0.22402 | 4.419e-06 | 1.3449e-06 | 0.38875 | 0.0021494 | 2.74e-06 | 0.27532 | 0.0015223 | 1.9405e-06 | 51.3153 | 6.6631 | 0.12878 | 58.1072 | 22.9364 | 3.8689 | 0.05754 | 26.8628 | 36.3427 | 4.719 | 0.091204 | 41.1529 | 16.2441 | 2.7401 | 0.040751 | 19.0249
Downstate | 2027 | 8 | 21 | 0.29773 | 5.8729e-06 | 1.7874e-06 | 0.21086 | 4.1593e-06 | 1.2659e-06 | 0.36591 | 0.0020231 | 2.579e-06 | 0.25914 | 0.0014328 | 1.8265e-06 | 48.2998 | 6.2716 | 0.12121 | 54.6926 | 21.5885 | 3.6416 | 0.054158 | 25.2843 | 34.207 | 4.4417 | 0.085845 | 38.7346 | 15.2895 | 2.579 | 0.038356 | 17.9069
Downstate | 2027 | 8 | 22 | 0.27731 | 5.4702e-06 | 1.6648e-06 | 0.1964 | 3.8741e-06 | 1.1791e-06 | 0.34081 | 0.0018844 | 2.4021e-06 | 0.24137 | 0.0013345 | 1.7012e-06 | 44.9875 | 5.8415 | 0.1129 | 50.9419 | 20.1081 | 3.3918 | 0.050444 | 23.5503 | 31.8612 | 4.1371 | 0.079958 | 36.0783 | 14.241 | 2.4022 | 0.035726 | 16.6789
Downstate | 2027 | 8 | 23 | 0.26047 | 5.1379e-06 | 1.5637e-06 | 0.18447 | 3.6387e-06 | 1.1074e-06 | 0.32011 | 0.0017699 | 2.2562e-06 | 0.22671 | 0.0012535 | 1.5979e-06 | 42.2546 | 5.4866 | 0.10604 | 47.8473 | 18.8865 | 3.1858 | 0.04738 | 22.1197 | 29.9257 | 3.8858 | 0.075101 | 33.8866 | 13.3759 | 2.2562 | 0.033556 | 15.6657
Downstate | 2027 | 8 | 24 | 0.25191 | 4.9691e-06 | 1.5123e-06 | 0.17841 | 3.5192e-06 | 1.0711e-06 | 0.3096 | 0.0017118 | 2.1821e-06 | 0.21926 | 0.0012123 | 1.5454e-06 | 40.8669 | 5.3064 | 0.10256 | 46.2759 | 18.2663 | 3.0812 | 0.045824 | 21.3932 | 28.9429 | 3.7581 | 0.072634 | 32.7737 | 12.9366 | 2.1821 | 0.032454 | 15.1512
Downstate | 2027 | 9 | 1 | 0.16293 | 3.2139e-06 | 9.7814e-07 | 0.11539 | 2.2761e-06 | 6.9274e-07 | 0.20024 | 0.0011071 | 1.4113e-06 | 0.14181 | 0.00078408 | 9.9953e-07 | 26.4315 | 3.4321 | 0.066332 | 29.9299 | 11.8141 | 1.9928 | 0.029638 | 13.8365 | 18.7194 | 2.4307 | 0.046978 | 21.1971 | 8.367 | 1.4114 | 0.02099 | 9.7994
Downstate | 2027 | 9 | 2 | 0.14316 | 2.8239e-06 | 8.5945e-07 | 0.10139 | 2e-06 | 6.0868e-07 | 0.17594 | 0.00097278 | 1.2401e-06 | 0.12461 | 0.00068894 | 8.7824e-07 | 23.2243 | 3.0156 | 0.058283 | 26.2982 | 10.3806 | 1.751 | 0.026041 | 12.1576 | 16.448 | 2.1357 | 0.041277 | 18.625 | 7.3518 | 1.2401 | 0.018443 | 8.6103
Downstate | 2027 | 9 | 3 | 0.15626 | 3.0823e-06 | 9.3808e-07 | 0.11067 | 2.1829e-06 | 6.6437e-07 | 0.19204 | 0.0010618 | 1.3535e-06 | 0.13601 | 0.00075197 | 9.5859e-07 | 25.3491 | 3.2915 | 0.063615 | 28.7042 | 11.3303 | 1.9112 | 0.028424 | 13.2699 | 17.9528 | 2.3311 | 0.045054 | 20.329 | 8.0244 | 1.3535 | 0.02013 | 9.398
Downstate | 2027 | 9 | 4 | 0.16042 | 3.1644e-06 | 9.6309e-07 | 0.11362 | 2.2411e-06 | 6.8208e-07 | 0.19716 | 0.0010901 | 1.3896e-06 | 0.13963 | 0.00077202 | 9.8415e-07 | 26.0248 | 3.3792 | 0.065311 | 29.4694 | 11.6323 | 1.9621 | 0.029182 | 13.6236 | 18.4314 | 2.3933 | 0.046255 | 20.8709 | 8.2383 | 1.3896 | 0.020667 | 9.6486
Downstate | 2027 | 9 | 5 | 0.17734 | 3.4981e-06 | 1.0646e-06 | 0.12559 | 2.4774e-06 | 7.5399e-07 | 0.21794 | 0.001205 | 1.5361e-06 | 0.15435 | 0.00085341 | 1.0879e-06 | 28.7686 | 3.7355 | 0.072197 | 32.5763 | 12.8587 | 2.169 | 0.032258 | 15.06 | 20.3746 | 2.6456 | 0.051131 | 23.0713 | 9.1068 | 1.5361 | 0.022846 | 10.6658
Downstate | 2027 | 9 | 6 | 0.22321 | 4.4029e-06 | 1.34e-06 | 0.15808 | 3.1182e-06 | 9.4903e-07 | 0.27432 | 0.0015167 | 1.9335e-06 | 0.19428 | 0.0010742 | 1.3693e-06 | 36.2103 | 4.7018 | 0.090872 | 41.003 | 16.1849 | 2.7301 | 0.040603 | 18.9556 | 25.645 | 3.3299 | 0.064358 | 29.0393 | 11.4625 | 1.9335 | 0.028756 | 13.4248
Downstate | 2027 | 9 | 7 | 0.21888 | 4.3175e-06 | 1.314e-06 | 0.15502 | 3.0578e-06 | 9.3063e-07 | 0.269 | 0.0014873 | 1.896e-06 | 0.19051 | 0.0010533 | 1.3428e-06 | 35.5081 | 4.6106 | 0.08911 | 40.2078 | 15.871 | 2.6771 | 0.039815 | 18.588 | 25.1477 | 3.2653 | 0.06311 | 28.4761 | 11.2402 | 1.896 | 0.028198 | 13.1644
Downstate | 2027 | 9 | 8 | 0.20156 | 3.9759e-06 | 1.2101e-06 | 0.14275 | 2.8158e-06 | 8.5699e-07 | 0.24772 | 0.0013696 | 1.7459e-06 | 0.17544 | 0.00096999 | 1.2365e-06 | 32.6986 | 4.2458 | 0.082059 | 37.0265 | 14.6153 | 2.4653 | 0.036665 | 17.1173 | 23.1579 | 3.007 | 0.058116 | 26.223 | 10.3509 | 1.746 | 0.025967 | 12.1228
Downstate | 2027 | 9 | 9 | 0.19662 | 3.8785e-06 | 1.1804e-06 | 0.13925 | 2.7468e-06 | 8.3599e-07 | 0.24165 | 0.0013361 | 1.7032e-06 | 0.17114 | 0.00094623 | 1.2062e-06 | 31.8974 | 4.1418 | 0.080049 | 36.1192 | 14.2572 | 2.4049 | 0.035766 | 16.6978 | 22.5905 | 2.9333 | 0.056692 | 25.5805 | 10.0973 | 1.7032 | 0.025331 | 11.8258
Downstate | 2027 | 9 | 10 | 0.1942 | 3.8307e-06 | 1.1659e-06 | 0.13754 | 2.713e-06 | 8.257e-07 | 0.23867 | 0.0013196 | 1.6822e-06 | 0.16903 | 0.00093458 | 1.1914e-06 | 31.5047 | 4.0908 | 0.079063 | 35.6746 | 14.0817 | 2.3753 | 0.035326 | 16.4923 | 22.3124 | 2.8972 | 0.055995 | 25.2656 | 9.973 | 1.6822 | 0.025019 | 11.6802
Downstate | 2027 | 9 | 11 | 0.18987 | 3.7453e-06 | 1.1399e-06 | 0.13447 | 2.6525e-06 | 8.0728e-07 | 0.23335 | 0.0012902 | 1.6447e-06 | 0.16526 | 0.00091372 | 1.1648e-06 | 30.8017 | 3.9995 | 0.077299 | 34.8785 | 13.7674 | 2.3223 | 0.034538 | 16.1243 | 21.8145 | 2.8325 | 0.054745 | 24.7018 | 9.7504 | 1.6447 | 0.024461 | 11.4196
Downstate | 2027 | 9 | 12 | 0.19222 | 3.7916e-06 | 1.154e-06 | 0.13613 | 2.6853e-06 | 8.1727e-07 | 0.23624 | 0.0013061 | 1.665e-06 | 0.16731 | 0.00092504 | 1.1792e-06 | 31.1831 | 4.049 | 0.078256 | 35.3104 | 13.9379 | 2.351 | 0.034965 | 16.3239 | 22.0846 | 2.8676 | 0.055423 | 25.0076 | 9.8711 | 1.6651 | 0.024763 | 11.561
Downstate | 2027 | 9 | 13 | 0.20502 | 4.044e-06 | 1.2308e-06 | 0.1452 | 2.8641e-06 | 8.7168e-07 | 0.25196 | 0.0013931 | 1.7759e-06 | 0.17844 | 0.00098662 | 1.2577e-06 | 33.2589 | 4.3186 | 0.083465 | 37.6609 | 14.8657 | 2.5076 | 0.037293 | 17.4106 | 23.5547 | 3.0585 | 0.059112 | 26.6724 | 10.5283 | 1.7759 | 0.026412 | 12.3306
Downstate | 2027 | 9 | 14 | 0.2212 | 4.3634e-06 | 1.328e-06 | 0.15666 | 3.0903e-06 | 9.4051e-07 | 0.27186 | 0.0015031 | 1.9161e-06 | 0.19254 | 0.0010645 | 1.357e-06 | 35.8853 | 4.6596 | 0.090057 | 40.6349 | 16.0396 | 2.7056 | 0.040238 | 18.7854 | 25.4148 | 3.3 | 0.06378 | 28.7786 | 11.3596 | 1.9161 | 0.028498 | 13.3043
Downstate | 2027 | 9 | 15 | 0.23635 | 4.6622e-06 | 1.4189e-06 | 0.16739 | 3.3019e-06 | 1.0049e-06 | 0.29047 | 0.001606 | 2.0473e-06 | 0.20572 | 0.0011374 | 1.4499e-06 | 38.3425 | 4.9787 | 0.096223 | 43.4174 | 17.1379 | 2.8908 | 0.042993 | 20.0718 | 27.1551 | 3.526 | 0.068147 | 30.7492 | 12.1375 | 2.0474 | 0.030449 | 14.2153
Downstate | 2027 | 9 | 16 | 0.26921 | 5.3103e-06 | 1.6162e-06 | 0.19066 | 3.7609e-06 | 1.1446e-06 | 0.33085 | 0.0018293 | 2.3319e-06 | 0.23432 | 0.0012955 | 1.6515e-06 | 43.6727 | 5.6708 | 0.1096 | 49.4531 | 19.5204 | 3.2927 | 0.04897 | 22.8621 | 30.9301 | 4.0162 | 0.077621 | 35.0239 | 13.8248 | 2.332 | 0.034682 | 16.1915
Downstate | 2027 | 9 | 17 | 0.2569 | 5.0675e-06 | 1.5423e-06 | 0.18194 | 3.5889e-06 | 1.0923e-06 | 0.31573 | 0.0017456 | 2.2253e-06 | 0.2236 | 0.0012363 | 1.576e-06 | 41.6759 | 5.4115 | 0.10459 | 47.1919 | 18.6278 | 3.1421 | 0.046731 | 21.8167 | 29.5158 | 3.8325 | 0.074072 | 33.4224 | 13.1927 | 2.2253 | 0.033096 | 15.4511
Downstate | 2027 | 9 | 18 | 0.27638 | 5.4518e-06 | 1.6592e-06 | 0.19574 | 3.8611e-06 | 1.1751e-06 | 0.33967 | 0.001878 | 2.394e-06 | 0.24056 | 0.0013301 | 1.6955e-06 | 44.8363 | 5.8219 | 0.11252 | 50.7707 | 20.0405 | 3.3804 | 0.050275 | 23.4712 | 31.7541 | 4.1232 | 0.079689 | 35.957 | 14.1931 | 2.3941 | 0.035606 | 16.6228
Downstate | 2027 | 9 | 19 | 0.28641 | 5.6495e-06 | 1.7194e-06 | 0.20284 | 4.0011e-06 | 1.2177e-06 | 0.35199 | 0.0019461 | 2.4809e-06 | 0.24929 | 0.0013783 | 1.757e-06 | 46.4625 | 6.033 | 0.1166 | 52.6121 | 20.7673 | 3.503 | 0.052098 | 24.3225 | 32.9058 | 4.2727 | 0.082579 | 37.2611 | 14.7079 | 2.4809 | 0.036897 | 17.2257
Downstate | 2027 | 9 | 20 | 0.30508 | 6.0179e-06 | 1.8315e-06 | 0.21607 | 4.262e-06 | 1.2971e-06 | 0.37494 | 0.002073 | 2.6427e-06 | 0.26554 | 0.0014682 | 1.8716e-06 | 49.4925 | 6.4264 | 0.1242 | 56.0431 | 22.1216 | 3.7315 | 0.055496 | 25.9086 | 35.0517 | 4.5514 | 0.087965 | 39.691 | 15.6671 | 2.6427 | 0.039303 | 18.3491
Downstate | 2027 | 9 | 21 | 0.25416 | 5.0135e-06 | 1.5258e-06 | 0.18 | 3.5507e-06 | 1.0806e-06 | 0.31236 | 0.001727 | 2.2016e-06 | 0.22122 | 0.0012231 | 1.5592e-06 | 41.2316 | 5.3538 | 0.10347 | 46.6889 | 18.4293 | 3.1087 | 0.046233 | 21.5842 | 29.2012 | 3.7917 | 0.073282 | 33.0661 | 13.052 | 2.2016 | 0.032743 | 15.2864
Downstate | 2027 | 9 | 22 | 0.23314 | 4.5988e-06 | 1.3996e-06 | 0.16511 | 3.257e-06 | 9.9125e-07 | 0.28653 | 0.0015842 | 2.0195e-06 | 0.20292 | 0.001122 | 1.4302e-06 | 37.8214 | 4.911 | 0.094915 | 42.8272 | 16.905 | 2.8515 | 0.042409 | 19.7989 | 26.786 | 3.4781 | 0.067221 | 30.3313 | 11.9725 | 2.0195 | 0.030035 | 14.0221
Downstate | 2027 | 9 | 23 | 0.21231 | 4.1879e-06 | 1.2746e-06 | 0.15036 | 2.966e-06 | 9.0269e-07 | 0.26092 | 0.0014426 | 1.839e-06 | 0.18479 | 0.0010217 | 1.3025e-06 | 34.4421 | 4.4722 | 0.086435 | 39.0007 | 15.3946 | 2.5968 | 0.03862 | 18.03 | 24.3927 | 3.1673 | 0.061215 | 27.6212 | 10.9028 | 1.8391 | 0.027351 | 12.7692
Downstate | 2027 | 9 | 24 | 0.19101 | 3.7678e-06 | 1.1467e-06 | 0.13528 | 2.6684e-06 | 8.1213e-07 | 0.23475 | 0.0012979 | 1.6545e-06 | 0.16625 | 0.00091922 | 1.1718e-06 | 30.9869 | 4.0236 | 0.077764 | 35.0882 | 13.8502 | 2.3363 | 0.034746 | 16.2212 | 21.9457 | 2.8496 | 0.055074 | 24.8503 | 9.809 | 1.6546 | 0.024608 | 11.4882
Downstate | 2027 | 10 | 1 | 0.16179 | 3.1914e-06 | 9.7128e-07 | 0.11458 | 2.2602e-06 | 6.8788e-07 | 0.19884 | 0.0010994 | 1.4014e-06 | 0.14082 | 0.00077859 | 9.9252e-07 | 26.2463 | 3.408 | 0.065867 | 29.7201 | 11.7313 | 1.9788 | 0.02943 | 13.7395 | 18.5882 | 2.4136 | 0.046648 | 21.0485 | 8.3084 | 1.4015 | 0.020843 | 9.7307
Downstate | 2027 | 10 | 2 | 0.15451 | 3.0479e-06 | 9.2761e-07 | 0.10943 | 2.1586e-06 | 6.5696e-07 | 0.1899 | 0.0010499 | 1.3384e-06 | 0.13449 | 0.00074358 | 9.4789e-07 | 25.0662 | 3.2548 | 0.062905 | 28.3838 | 11.2038 | 1.8899 | 0.028107 | 13.1218 | 17.7525 | 2.3051 | 0.044551 | 20.1021 | 7.9348 | 1.3384 | 0.019906 | 9.2932
Downstate | 2027 | 10 | 3 | 0.16066 | 3.169e-06 | 9.6449e-07 | 0.11378 | 2.2444e-06 | 6.8307e-07 | 0.19744 | 0.0010917 | 1.3916e-06 | 0.13984 | 0.00077314 | 9.8558e-07 | 26.0627 | 3.3842 | 0.065406 | 29.5123 | 11.6493 | 1.965 | 0.029224 | 13.6435 | 18.4582 | 2.3967 | 0.046322 | 20.9013 | 8.2503 | 1.3917 | 0.020697 | 9.6626
Downstate | 2027 | 10 | 4 | 0.16068 | 3.1695e-06 | 9.6464e-07 | 0.1138 | 2.2447e-06 | 6.8318e-07 | 0.19747 | 0.0010918 | 1.3918e-06 | 0.13986 | 0.00077326 | 9.8573e-07 | 26.0667 | 3.3847 | 0.065416 | 29.5167 | 11.651 | 1.9653 | 0.029228 | 13.6455 | 18.461 | 2.3971 | 0.046329 | 20.9045 | 8.2515 | 1.3919 | 0.0207 | 9.6641
Downstate | 2027 | 10 | 5 | 0.17004 | 3.3541e-06 | 1.0208e-06 | 0.12043 | 2.3755e-06 | 7.2297e-07 | 0.20898 | 0.0011554 | 1.4729e-06 | 0.148 | 0.00081829 | 1.0431e-06 | 27.5848 | 3.5818 | 0.069226 | 31.2358 | 12.3296 | 2.0798 | 0.030931 | 14.4403 | 19.5362 | 2.5367 | 0.049027 | 22.1219 | 8.7321 | 1.4729 | 0.021906 | 10.2269
Downstate | 2027 | 10 | 6 | 0.20811 | 4.105e-06 | 1.2494e-06 | 0.14739 | 2.9073e-06 | 8.8482e-07 | 0.25576 | 0.0014141 | 1.8026e-06 | 0.18114 | 0.0010015 | 1.2767e-06 | 33.7605 | 4.3837 | 0.084724 | 38.2289 | 15.0899 | 2.5454 | 0.037856 | 17.6731 | 23.91 | 3.1046 | 0.060004 | 27.0746 | 10.687 | 1.8027 | 0.02681 | 12.5165
Downstate | 2027 | 10 | 7 | 0.21409 | 4.2231e-06 | 1.2853e-06 | 0.15163 | 2.9909e-06 | 9.1027e-07 | 0.26312 | 0.0014548 | 1.8545e-06 | 0.18635 | 0.0010303 | 1.3134e-06 | 34.7314 | 4.5098 | 0.087161 | 39.3283 | 15.5239 | 2.6186 | 0.038944 | 18.1814 | 24.5976 | 3.1939 | 0.061729 | 27.8532 | 10.9944 | 1.8545 | 0.027581 | 12.8765
Downstate | 2027 | 10 | 8 | 0.19896 | 3.9246e-06 | 1.1944e-06 | 0.14091 | 2.7795e-06 | 8.4593e-07 | 0.24452 | 0.0013519 | 1.7234e-06 | 0.17317 | 0.00095748 | 1.2206e-06 | 32.2767 | 4.191 | 0.081 | 36.5487 | 14.4267 | 2.4335 | 0.036192 | 16.8964 | 22.8591 | 2.9682 | 0.057366 | 25.8846 | 10.2173 | 1.7235 | 0.025632 | 11.9664
Downstate | 2027 | 10 | 9 | 0.19037 | 3.7552e-06 | 1.1429e-06 | 0.13483 | 2.6595e-06 | 8.0942e-07 | 0.23397 | 0.0012936 | 1.649e-06 | 0.1657 | 0.00091615 | 1.1679e-06 | 30.8836 | 4.0101 | 0.077505 | 34.9713 | 13.804 | 2.3285 | 0.03463 | 16.1671 | 21.8725 | 2.8401 | 0.054891 | 24.7675 | 9.7763 | 1.6491 | 0.024526 | 11.4499
Downstate | 2027 | 10 | 10 | 0.1825 | 3.6e-06 | 1.0957e-06 | 0.12925 | 2.5496e-06 | 7.7597e-07 | 0.2243 | 0.0012401 | 1.5809e-06 | 0.15885 | 0.00087828 | 1.1196e-06 | 29.607 | 3.8444 | 0.074301 | 33.5257 | 13.2334 | 2.2322 | 0.033198 | 15.4989 | 20.9684 | 2.7227 | 0.052622 | 23.7437 | 9.3722 | 1.5809 | 0.023512 | 10.9767
Downstate | 2027 | 10 | 11 | 0.18668 | 3.6824e-06 | 1.1207e-06 | 0.13221 | 2.608e-06 | 7.9373e-07 | 0.22943 | 0.0012685 | 1.6171e-06 | 0.16249 | 0.00089839 | 1.1452e-06 | 30.2848 | 3.9324 | 0.076002 | 34.2932 | 13.5364 | 2.2833 | 0.033958 | 15.8537 | 21.4484 | 2.785 | 0.053826 | 24.2872 | 9.5868 | 1.6171 | 0.02405 | 11.2279
Downstate | 2027 | 10 | 12 | 0.19548 | 3.8559e-06 | 1.1735e-06 | 0.13844 | 2.7309e-06 | 8.3113e-07 | 0.24024 | 0.0013283 | 1.6933e-06 | 0.17015 | 0.00094073 | 1.1992e-06 | 31.712 | 4.1177 | 0.079583 | 35.9092 | 14.1743 | 2.3909 | 0.035559 | 16.6008 | 22.4592 | 2.9163 | 0.056363 | 25.4318 | 10.0386 | 1.6933 | 0.025183 | 11.7571
Downstate | 2027 | 10 | 13 | 0.20058 | 3.9566e-06 | 1.2042e-06 | 0.14206 | 2.8022e-06 | 8.5283e-07 | 0.24651 | 0.001363 | 1.7375e-06 | 0.17459 | 0.00096528 | 1.2305e-06 | 32.5398 | 4.2252 | 0.081661 | 36.8466 | 14.5443 | 2.4533 | 0.036487 | 17.0341 | 23.0454 | 2.9924 | 0.057834 | 26.0956 | 10.3006 | 1.7375 | 0.025841 | 12.064
Downstate | 2027 | 10 | 14 | 0.21442 | 4.2296e-06 | 1.2873e-06 | 0.15186 | 2.9955e-06 | 9.1167e-07 | 0.26352 | 0.001457 | 1.8573e-06 | 0.18663 | 0.0010319 | 1.3154e-06 | 34.785 | 4.5167 | 0.087295 | 39.389 | 15.5478 | 2.6226 | 0.039004 | 18.2094 | 24.6355 | 3.1988 | 0.061825 | 27.8962 | 11.0113 | 1.8574 | 0.027624 | 12.8964
Downstate | 2027 | 10 | 15 | 0.2355 | 4.6454e-06 | 1.4138e-06 | 0.16679 | 3.29e-06 | 1.0013e-06 | 0.28943 | 0.0016002 | 2.0399e-06 | 0.20498 | 0.0011333 | 1.4447e-06 | 38.2045 | 4.9607 | 0.095877 | 43.2611 | 17.0763 | 2.8804 | 0.042839 | 19.9995 | 27.0573 | 3.5133 | 0.067902 | 30.6386 | 12.0938 | 2.04 | 0.030339 | 14.1641
Downstate | 2027 | 10 | 16 | 0.25086 | 4.9484e-06 | 1.506e-06 | 0.17767 | 3.5046e-06 | 1.0666e-06 | 0.30831 | 0.0017046 | 2.173e-06 | 0.21835 | 0.0012072 | 1.539e-06 | 40.6963 | 5.2843 | 0.10213 | 46.0827 | 18.19 | 3.0683 | 0.045633 | 21.3039 | 28.8221 | 3.7425 | 0.072331 | 32.6369 | 12.8826 | 2.173 | 0.032318 | 15.088
Downstate | 2027 | 10 | 17 | 0.24559 | 4.8444e-06 | 1.4744e-06 | 0.17393 | 3.4309e-06 | 1.0442e-06 | 0.30183 | 0.0016688 | 2.1273e-06 | 0.21376 | 0.0011819 | 1.5066e-06 | 39.8412 | 5.1732 | 0.099984 | 45.1144 | 17.8078 | 3.0038 | 0.044674 | 20.8563 | 28.2165 | 3.6638 | 0.070811 | 31.9511 | 12.6119 | 2.1274 | 0.031639 | 14.7709
Downstate | 2027 | 10 | 18 | 0.27184 | 5.3621e-06 | 1.632e-06 | 0.19252 | 3.7976e-06 | 1.1558e-06 | 0.33408 | 0.0018471 | 2.3547e-06 | 0.23661 | 0.0013082 | 1.6676e-06 | 44.0991 | 5.7261 | 0.11067 | 49.9359 | 19.711 | 3.3248 | 0.049448 | 23.0853 | 31.232 | 4.0554 | 0.078379 | 35.3658 | 13.9598 | 2.3547 | 0.03502 | 16.3495
Downstate | 2027 | 10 | 19 | 0.29732 | 5.8649e-06 | 1.785e-06 | 0.21057 | 4.1536e-06 | 1.2641e-06 | 0.36541 | 0.0020203 | 2.5754e-06 | 0.25879 | 0.0014308 | 1.824e-06 | 48.2336 | 6.263 | 0.12105 | 54.6176 | 21.5589 | 3.6366 | 0.054084 | 25.2496 | 34.1601 | 4.4356 | 0.085727 | 38.6815 | 15.2685 | 2.5755 | 0.038304 | 17.8824
Downstate | 2027 | 10 | 20 | 0.27038 | 5.3334e-06 | 1.6232e-06 | 0.19149 | 3.7773e-06 | 1.1496e-06 | 0.3323 | 0.0018373 | 2.3421e-06 | 0.23534 | 0.0013012 | 1.6587e-06 | 43.8632 | 5.6955 | 0.11008 | 49.6687 | 19.6055 | 3.3071 | 0.049184 | 22.9617 | 31.0649 | 4.0337 | 0.07796 | 35.1766 | 13.8851 | 2.3421 | 0.034833 | 16.2621
Downstate | 2027 | 10 | 21 | 0.23907 | 4.7158e-06 | 1.4352e-06 | 0.16932 | 3.3398e-06 | 1.0165e-06 | 0.29382 | 0.0016245 | 2.0709e-06 | 0.20809 | 0.0011505 | 1.4666e-06 | 38.7836 | 5.0359 | 0.09733 | 43.9169 | 17.3351 | 2.9241 | 0.043488 | 20.3027 | 27.4675 | 3.5666 | 0.068932 | 31.103 | 12.2771 | 2.0709 | 0.030799 | 14.3788
Downstate | 2027 | 10 | 22 | 0.22286 | 4.396e-06 | 1.3379e-06 | 0.15783 | 3.1134e-06 | 9.4754e-07 | 0.27389 | 0.0015143 | 1.9304e-06 | 0.19398 | 0.0010725 | 1.3672e-06 | 36.1535 | 4.6944 | 0.09073 | 40.9386 | 16.1595 | 2.7258 | 0.040539 | 18.9258 | 25.6048 | 3.3247 | 0.064257 | 28.9937 | 11.4445 | 1.9305 | 0.028711 | 13.4037
Downstate | 2027 | 10 | 23 | 0.209 | 4.1227e-06 | 1.2547e-06 | 0.14802 | 2.9198e-06 | 8.8862e-07 | 0.25686 | 0.0014202 | 1.8104e-06 | 0.18191 | 0.0010058 | 1.2822e-06 | 33.9054 | 4.4025 | 0.085088 | 38.393 | 15.1547 | 2.5563 | 0.038018 | 17.749 | 24.0126 | 3.118 | 0.060261 | 27.1908 | 10.7329 | 1.8104 | 0.026925 | 12.5703
Downstate | 2027 | 10 | 24 | 0.18873 | 3.7229e-06 | 1.1331e-06 | 0.13367 | 2.6366e-06 | 8.0246e-07 | 0.23195 | 0.0012825 | 1.6348e-06 | 0.16427 | 0.00090827 | 1.1578e-06 | 30.6178 | 3.9756 | 0.076837 | 34.6702 | 13.6852 | 2.3084 | 0.034332 | 16.028 | 21.6842 | 2.8156 | 0.054418 | 24.5543 | 9.6922 | 1.6349 | 0.024314 | 11.3514
Downstate | 2027 | 11 | 1 | 0.18765 | 3.7016e-06 | 1.1266e-06 | 0.1329 | 2.6215e-06 | 7.9786e-07 | 0.23062 | 0.0012751 | 1.6255e-06 | 0.16333 | 0.00090306 | 1.1512e-06 | 30.4423 | 3.9528 | 0.076397 | 34.4716 | 13.6068 | 2.2952 | 0.034135 | 15.9361 | 21.56 | 2.7995 | 0.054106 | 24.4136 | 9.6367 | 1.6255 | 0.024175 | 11.2863
Downstate | 2027 | 11 | 2 | 0.17263 | 3.4052e-06 | 1.0364e-06 | 0.12226 | 2.4116e-06 | 7.3397e-07 | 0.21216 | 0.001173 | 1.4953e-06 | 0.15025 | 0.00083075 | 1.059e-06 | 28.0048 | 3.6363 | 0.07028 | 31.7114 | 12.5173 | 2.1114 | 0.031402 | 14.6601 | 19.8337 | 2.5753 | 0.049774 | 22.4588 | 8.865 | 1.4954 | 0.022239 | 10.3826
Downstate | 2027 | 11 | 3 | 0.17531 | 3.4582e-06 | 1.0525e-06 | 0.12416 | 2.4492e-06 | 7.454e-07 | 0.21546 | 0.0011913 | 1.5186e-06 | 0.15259 | 0.00084369 | 1.0755e-06 | 28.4407 | 3.6929 | 0.071374 | 32.205 | 12.7121 | 2.1443 | 0.03189 | 14.8883 | 20.1424 | 2.6154 | 0.050549 | 22.8084 | 9.003 | 1.5186 | 0.022586 | 10.5443
Downstate | 2027 | 11 | 4 | 0.18294 | 3.6086e-06 | 1.0983e-06 | 0.12956 | 2.5557e-06 | 7.7781e-07 | 0.22483 | 0.0012431 | 1.5846e-06 | 0.15923 | 0.00088037 | 1.1223e-06 | 29.6775 | 3.8535 | 0.074478 | 33.6055 | 13.2649 | 2.2375 | 0.033277 | 15.5357 | 21.0183 | 2.7292 | 0.052747 | 23.8002 | 9.3945 | 1.5847 | 0.023568 | 11.0028
Downstate | 2027 | 11 | 5 | 0.17707 | 3.4928e-06 | 1.063e-06 | 0.1254 | 2.4737e-06 | 7.5285e-07 | 0.21762 | 0.0012032 | 1.5338e-06 | 0.15412 | 0.00085212 | 1.0863e-06 | 28.7252 | 3.7299 | 0.072088 | 32.5272 | 12.8393 | 2.1657 | 0.032209 | 15.0372 | 20.3439 | 2.6416 | 0.051054 | 23.0365 | 9.0931 | 1.5338 | 0.022811 | 10.6497
Downstate | 2027 | 11 | 6 | 0.20774 | 4.0979e-06 | 1.2472e-06 | 0.14713 | 2.9022e-06 | 8.8328e-07 | 0.25532 | 0.0014116 | 1.7995e-06 | 0.18082 | 0.00099975 | 1.2745e-06 | 33.7017 | 4.3761 | 0.084577 | 38.1623 | 15.0636 | 2.5409 | 0.03779 | 17.6424 | 23.8683 | 3.0992 | 0.059899 | 27.0275 | 10.6684 | 1.7996 | 0.026763 | 12.4947
Downstate | 2027 | 11 | 7 | 0.22566 | 4.4512e-06 | 1.3547e-06 | 0.15981 | 3.1524e-06 | 9.5943e-07 | 0.27733 | 0.0015333 | 1.9546e-06 | 0.19641 | 0.0010859 | 1.3843e-06 | 36.6072 | 4.7533 | 0.091868 | 41.4524 | 16.3623 | 2.76 | 0.041048 | 19.1634 | 25.9261 | 3.3664 | 0.065063 | 29.3576 | 11.5882 | 1.9547 | 0.029071 | 13.5719
Downstate | 2027 | 11 | 8 | 0.22517 | 4.4415e-06 | 1.3518e-06 | 0.15947 | 3.1456e-06 | 9.5736e-07 | 0.27673 | 0.00153 | 1.9504e-06 | 0.19598 | 0.0010836 | 1.3813e-06 | 36.5279 | 4.743 | 0.091669 | 41.3626 | 16.3269 | 2.754 | 0.040959 | 19.1219 | 25.8699 | 3.3591 | 0.064922 | 29.294 | 11.5631 | 1.9505 | 0.029008 | 13.5426
Downstate | 2027 | 11 | 9 | 0.2245 | 4.4283e-06 | 1.3477e-06 | 0.15899 | 3.1362e-06 | 9.545e-07 | 0.2759 | 0.0015255 | 1.9446e-06 | 0.1954 | 0.0010804 | 1.3772e-06 | 36.4191 | 4.7289 | 0.091396 | 41.2393 | 16.2782 | 2.7458 | 0.040837 | 19.0649 | 25.7928 | 3.3491 | 0.064729 | 29.2067 | 11.5286 | 1.9446 | 0.028921 | 13.5022
Downstate | 2027 | 11 | 10 | 0.20164 | 3.9774e-06 | 1.2105e-06 | 0.1428 | 2.8169e-06 | 8.5731e-07 | 0.24781 | 0.0013701 | 1.7466e-06 | 0.1755 | 0.00097035 | 1.237e-06 | 32.7107 | 4.2474 | 0.08209 | 37.0402 | 14.6207 | 2.4662 | 0.036678 | 17.1236 | 23.1665 | 3.0081 | 0.058138 | 26.2327 | 10.3547 | 1.7466 | 0.025977 | 12.1273
Downstate | 2027 | 11 | 11 | 0.20103 | 3.9655e-06 | 1.2069e-06 | 0.14238 | 2.8085e-06 | 8.5475e-07 | 0.24707 | 0.001366 | 1.7414e-06 | 0.17498 | 0.00096745 | 1.2333e-06 | 32.613 | 4.2347 | 0.081845 | 36.9295 | 14.577 | 2.4589 | 0.036569 | 17.0724 | 23.0973 | 2.9991 | 0.057964 | 26.1544 | 10.3238 | 1.7414 | 0.025899 | 12.0911
Downstate | 2027 | 11 | 12 | 0.20752 | 4.0934e-06 | 1.2458e-06 | 0.14697 | 2.899e-06 | 8.8232e-07 | 0.25504 | 0.0014101 | 1.7975e-06 | 0.18062 | 0.00099866 | 1.2731e-06 | 33.6649 | 4.3713 | 0.084484 | 38.1206 | 15.0472 | 2.5382 | 0.037748 | 17.6231 | 23.8423 | 3.0958 | 0.059834 | 26.9979 | 10.6568 | 1.7976 | 0.026734 | 12.4811
Downstate | 2027 | 11 | 13 | 0.22143 | 4.3678e-06 | 1.3293e-06 | 0.15682 | 3.0934e-06 | 9.4147e-07 | 0.27213 | 0.0015046 | 1.918e-06 | 0.19273 | 0.0010656 | 1.3584e-06 | 35.9217 | 4.6643 | 0.090148 | 40.6762 | 16.0559 | 2.7083 | 0.040279 | 18.8045 | 25.4406 | 3.3034 | 0.063845 | 28.8078 | 11.3712 | 1.9181 | 0.028526 | 13.3178
Downstate | 2027 | 11 | 14 | 0.23059 | 4.5485e-06 | 1.3843e-06 | 0.16331 | 3.2214e-06 | 9.8041e-07 | 0.28339 | 0.0015669 | 1.9974e-06 | 0.2007 | 0.0011097 | 1.4146e-06 | 37.4077 | 4.8573 | 0.093877 | 42.3588 | 16.7201 | 2.8203 | 0.041945 | 19.5824 | 26.493 | 3.44 | 0.066486 | 29.9995 | 11.8416 | 1.9974 | 0.029706 | 13.8687
Downstate | 2027 | 11 | 15 | 0.24389 | 4.8109e-06 | 1.4642e-06 | 0.17273 | 3.4072e-06 | 1.037e-06 | 0.29974 | 0.0016573 | 2.1126e-06 | 0.21228 | 0.0011737 | 1.4962e-06 | 39.5657 | 5.1375 | 0.099293 | 44.8025 | 17.6847 | 2.9831 | 0.044365 | 20.7121 | 28.0214 | 3.6385 | 0.070322 | 31.7302 | 12.5247 | 2.1127 | 0.03142 | 14.6688
Downstate | 2027 | 11 | 16 | 0.26756 | 5.2778e-06 | 1.6063e-06 | 0.18949 | 3.7379e-06 | 1.1376e-06 | 0.32883 | 0.0018181 | 2.3177e-06 | 0.23289 | 0.0012876 | 1.6414e-06 | 43.4057 | 5.6361 | 0.10893 | 49.1507 | 19.401 | 3.2726 | 0.048671 | 22.7223 | 30.7409 | 3.9916 | 0.077146 | 34.8097 | 13.7403 | 2.3177 | 0.03447 | 16.0924
Downstate | 2027 | 11 | 17 | 0.28058 | 5.5347e-06 | 1.6845e-06 | 0.19872 | 3.9198e-06 | 1.193e-06 | 0.34483 | 0.0019066 | 2.4304e-06 | 0.24422 | 0.0013503 | 1.7213e-06 | 45.518 | 5.9104 | 0.11423 | 51.5426 | 20.3452 | 3.4318 | 0.051039 | 23.828 | 32.2369 | 4.1859 | 0.080901 | 36.5037 | 14.4089 | 2.4305 | 0.036147 | 16.8756
Downstate | 2027 | 11 | 18 | 0.31925 | 6.2973e-06 | 1.9166e-06 | 0.2261 | 4.4599e-06 | 1.3574e-06 | 0.39235 | 0.0021693 | 2.7653e-06 | 0.27787 | 0.0015363 | 1.9585e-06 | 51.79 | 6.7248 | 0.12997 | 58.6448 | 23.1486 | 3.9047 | 0.058072 | 27.1114 | 36.6789 | 4.7626 | 0.092048 | 41.5336 | 16.3944 | 2.7654 | 0.041128 | 19.2009
Downstate | 2027 | 11 | 19 | 0.31255 | 6.1653e-06 | 1.8764e-06 | 0.22136 | 4.3664e-06 | 1.3289e-06 | 0.38412 | 0.0021238 | 2.7074e-06 | 0.27205 | 0.0015041 | 1.9174e-06 | 50.7044 | 6.5838 | 0.12725 | 57.4154 | 22.6633 | 3.8229 | 0.056855 | 26.543 | 35.91 | 4.6628 | 0.090119 | 40.663 | 16.0507 | 2.7074 | 0.040266 | 18.7984
Downstate | 2027 | 11 | 20 | 0.28608 | 5.6431e-06 | 1.7175e-06 | 0.20261 | 3.9965e-06 | 1.2163e-06 | 0.35159 | 0.0019439 | 2.478e-06 | 0.249 | 0.0013767 | 1.755e-06 | 46.4095 | 6.0261 | 0.11647 | 52.5521 | 20.7436 | 3.499 | 0.052039 | 24.2947 | 32.8683 | 4.2678 | 0.082485 | 37.2186 | 14.6911 | 2.4781 | 0.036855 | 17.2061
Downstate | 2027 | 11 | 21 | 0.25824 | 5.0939e-06 | 1.5503e-06 | 0.18289 | 3.6076e-06 | 1.098e-06 | 0.31737 | 0.0017547 | 2.2369e-06 | 0.22477 | 0.0012427 | 1.5842e-06 | 41.8931 | 5.4397 | 0.10513 | 47.4379 | 18.7249 | 3.1585 | 0.046975 | 21.9304 | 29.6697 | 3.8525 | 0.074458 | 33.5966 | 13.2614 | 2.2369 | 0.033269 | 15.5317
Downstate | 2027 | 11 | 22 | 0.24297 | 4.7927e-06 | 1.4587e-06 | 0.17208 | 3.3943e-06 | 1.0331e-06 | 0.29861 | 0.001651 | 2.1046e-06 | 0.21148 | 0.0011693 | 1.4906e-06 | 39.4163 | 5.1181 | 0.098918 | 44.6333 | 17.6179 | 2.9718 | 0.044197 | 20.6339 | 27.9156 | 3.6247 | 0.070056 | 31.6104 | 12.4774 | 2.1047 | 0.031302 | 14.6134
Downstate | 2027 | 11 | 23 | 0.21422 | 4.2257e-06 | 1.2861e-06 | 0.15172 | 2.9927e-06 | 9.1083e-07 | 0.26328 | 0.0014557 | 1.8556e-06 | 0.18646 | 0.0010309 | 1.3142e-06 | 34.7529 | 4.5126 | 0.087215 | 39.3526 | 15.5335 | 2.6202 | 0.038968 | 18.1926 | 24.6128 | 3.1959 | 0.061768 | 27.8705 | 11.0012 | 1.8557 | 0.027598 | 12.8845
Downstate | 2027 | 11 | 24 | 0.21303 | 4.2021e-06 | 1.2789e-06 | 0.15087 | 2.9761e-06 | 9.0575e-07 | 0.26181 | 0.0014475 | 1.8453e-06 | 0.18542 | 0.0010252 | 1.3069e-06 | 34.5591 | 4.4874 | 0.086728 | 39.1332 | 15.4469 | 2.6056 | 0.038751 | 18.0912 | 24.4756 | 3.1781 | 0.061423 | 27.7151 | 10.9398 | 1.8453 | 0.027444 | 12.8126
Downstate | 2027 | 12 | 1 | 0.18522 | 3.6536e-06 | 1.112e-06 | 0.13118 | 2.5876e-06 | 7.8752e-07 | 0.22764 | 0.0012586 | 1.6044e-06 | 0.16122 | 0.00089136 | 1.1363e-06 | 30.0478 | 3.9016 | 0.075407 | 34.0249 | 13.4305 | 2.2655 | 0.033693 | 15.7296 | 21.2806 | 2.7632 | 0.053405 | 24.0972 | 9.5118 | 1.6044 | 0.023862 | 11.1401
Downstate | 2027 | 12 | 2 | 0.17869 | 3.5247e-06 | 1.0727e-06 | 0.12655 | 2.4962e-06 | 7.5973e-07 | 0.2196 | 0.0012142 | 1.5478e-06 | 0.15553 | 0.0008599 | 1.0962e-06 | 28.9874 | 3.7639 | 0.072746 | 32.8241 | 12.9565 | 2.1855 | 0.032504 | 15.1745 | 20.5296 | 2.6657 | 0.05152 | 23.2468 | 9.1761 | 1.5478 | 0.02302 | 10.747
Downstate | 2027 | 12 | 3 | 0.18013 | 3.5531e-06 | 1.0814e-06 | 0.12757 | 2.5164e-06 | 7.6587e-07 | 0.22138 | 0.001224 | 1.5603e-06 | 0.15678 | 0.00086685 | 1.105e-06 | 29.2217 | 3.7943 | 0.073334 | 33.0893 | 13.0612 | 2.2032 | 0.032766 | 15.2971 | 20.6955 | 2.6872 | 0.051937 | 23.4346 | 9.2502 | 1.5603 | 0.023206 | 10.8338
Downstate | 2027 | 12 | 4 | 0.17852 | 3.5214e-06 | 1.0717e-06 | 0.12643 | 2.494e-06 | 7.5903e-07 | 0.2194 | 0.0012131 | 1.5464e-06 | 0.15539 | 0.00085912 | 1.0952e-06 | 28.9609 | 3.7605 | 0.072679 | 32.7941 | 12.9447 | 2.1835 | 0.032474 | 15.1606 | 20.5108 | 2.6633 | 0.051473 | 23.2256 | 9.1677 | 1.5464 | 0.022999 | 10.7371
Downstate | 2027 | 12 | 5 | 0.17287 | 3.4099e-06 | 1.0378e-06 | 0.12243 | 2.4149e-06 | 7.3498e-07 | 0.21245 | 0.0011746 | 1.4974e-06 | 0.15046 | 0.0008319 | 1.0605e-06 | 28.0433 | 3.6413 | 0.070377 | 31.755 | 12.5345 | 2.1143 | 0.031445 | 14.6803 | 19.8609 | 2.5789 | 0.049842 | 22.4897 | 8.8772 | 1.4974 | 0.02227 | 10.3969
Downstate | 2027 | 12 | 6 | 0.18953 | 3.7385e-06 | 1.1378e-06 | 0.13423 | 2.6477e-06 | 8.0583e-07 | 0.23293 | 0.0012878 | 1.6417e-06 | 0.16496 | 0.00091208 | 1.1627e-06 | 30.7464 | 3.9923 | 0.07716 | 34.8158 | 13.7427 | 2.3181 | 0.034476 | 16.0953 | 21.7753 | 2.8275 | 0.054647 | 24.6574 | 9.7329 | 1.6417 | 0.024417 | 11.3991
Downstate | 2027 | 12 | 7 | 0.2171 | 4.2825e-06 | 1.3034e-06 | 0.15376 | 3.0329e-06 | 9.2307e-07 | 0.26682 | 0.0014752 | 1.8806e-06 | 0.18896 | 0.0010448 | 1.3319e-06 | 35.2196 | 4.5732 | 0.088386 | 39.8812 | 15.7421 | 2.6554 | 0.039492 | 18.437 | 24.9434 | 3.2388 | 0.062597 | 28.2448 | 11.1489 | 1.8806 | 0.027969 | 13.0575
Downstate | 2027 | 12 | 8 | 0.22909 | 4.5188e-06 | 1.3753e-06 | 0.16224 | 3.2003e-06 | 9.7402e-07 | 0.28154 | 0.0015566 | 1.9844e-06 | 0.1994 | 0.0011024 | 1.4054e-06 | 37.1637 | 4.8256 | 0.093265 | 42.0825 | 16.611 | 2.802 | 0.041672 | 19.4547 | 26.3202 | 3.4176 | 0.066052 | 29.8038 | 11.7643 | 1.9844 | 0.029513 | 13.7783
Downstate | 2027 | 12 | 9 | 0.22862 | 4.5096e-06 | 1.3725e-06 | 0.16191 | 3.1938e-06 | 9.7203e-07 | 0.28097 | 0.0015535 | 1.9803e-06 | 0.19899 | 0.0011002 | 1.4025e-06 | 37.088 | 4.8158 | 0.093075 | 41.9968 | 16.5772 | 2.7962 | 0.041587 | 19.415 | 26.2666 | 3.4106 | 0.065918 | 29.7431 | 11.7404 | 1.9804 | 0.029453 | 13.7502
Downstate | 2027 | 12 | 10 | 0.20593 | 4.062e-06 | 1.2363e-06 | 0.14584 | 2.8768e-06 | 8.7556e-07 | 0.25308 | 0.0013993 | 1.7838e-06 | 0.17924 | 0.00099101 | 1.2633e-06 | 33.407 | 4.3378 | 0.083837 | 37.8286 | 14.9319 | 2.5187 | 0.037459 | 17.4881 | 23.6596 | 3.0721 | 0.059375 | 26.7911 | 10.5751 | 1.7838 | 0.026529 | 12.3855
Downstate | 2027 | 12 | 11 | 0.20531 | 4.0499e-06 | 1.2326e-06 | 0.14541 | 2.8682e-06 | 8.7294e-07 | 0.25232 | 0.0013951 | 1.7784e-06 | 0.1787 | 0.00098804 | 1.2595e-06 | 33.3069 | 4.3248 | 0.083586 | 37.7153 | 14.8872 | 2.5112 | 0.037347 | 17.4357 | 23.5887 | 3.0629 | 0.059197 | 26.7108 | 10.5434 | 1.7785 | 0.02645 | 12.3484
Downstate | 2027 | 12 | 12 | 0.20303 | 4.0048e-06 | 1.2189e-06 | 0.14379 | 2.8363e-06 | 8.6322e-07 | 0.24952 | 0.0013796 | 1.7586e-06 | 0.17671 | 0.00097704 | 1.2455e-06 | 32.9362 | 4.2767 | 0.082656 | 37.2956 | 14.7215 | 2.4832 | 0.036931 | 17.2417 | 23.3262 | 3.0288 | 0.058539 | 26.4136 | 10.4261 | 1.7587 | 0.026156 | 12.2109
Downstate | 2027 | 12 | 13 | 0.21644 | 4.2694e-06 | 1.2994e-06 | 0.15329 | 3.0237e-06 | 9.2025e-07 | 0.266 | 0.0014707 | 1.8748e-06 | 0.18839 | 0.0010416 | 1.3278e-06 | 35.112 | 4.5592 | 0.088116 | 39.7593 | 15.694 | 2.6473 | 0.039371 | 18.3807 | 24.8672 | 3.2289 | 0.062406 | 28.1585 | 11.1149 | 1.8749 | 0.027883 | 13.0176
Downstate | 2027 | 12 | 14 | 0.23071 | 4.5509e-06 | 1.385e-06 | 0.16339 | 3.223e-06 | 9.8092e-07 | 0.28354 | 0.0015677 | 1.9984e-06 | 0.20081 | 0.0011103 | 1.4153e-06 | 37.427 | 4.8598 | 0.093926 | 42.3807 | 16.7287 | 2.8218 | 0.041967 | 19.5925 | 26.5067 | 3.4418 | 0.06652 | 30.015 | 11.8477 | 1.9985 | 0.029722 | 13.8759
Downstate | 2027 | 12 | 15 | 0.24093 | 4.7525e-06 | 1.4464e-06 | 0.17063 | 3.3658e-06 | 1.0244e-06 | 0.2961 | 0.0016371 | 2.087e-06 | 0.20971 | 0.0011595 | 1.478e-06 | 39.0852 | 5.0751 | 0.098087 | 44.2584 | 17.4699 | 2.9468 | 0.043826 | 20.4606 | 27.6811 | 3.5943 | 0.069468 | 31.3449 | 12.3726 | 2.087 | 0.031039 | 14.4907
Downstate | 2027 | 12 | 16 | 0.25617 | 5.0531e-06 | 1.5379e-06 | 0.18143 | 3.5787e-06 | 1.0892e-06 | 0.31483 | 0.0017407 | 2.219e-06 | 0.22297 | 0.0012328 | 1.5715e-06 | 41.5577 | 5.3961 | 0.10429 | 47.0582 | 18.575 | 3.1332 | 0.046599 | 21.7549 | 29.4322 | 3.8217 | 0.073862 | 33.3277 | 13.1553 | 2.219 | 0.033002 | 15.4073
Downstate | 2027 | 12 | 17 | 0.28429 | 5.6077e-06 | 1.7067e-06 | 0.20134 | 3.9715e-06 | 1.2087e-06 | 0.34939 | 0.0019317 | 2.4625e-06 | 0.24744 | 0.0013681 | 1.744e-06 | 46.1191 | 5.9884 | 0.11574 | 52.2232 | 20.6138 | 3.4771 | 0.051713 | 24.1427 | 32.6626 | 4.2411 | 0.081969 | 36.9857 | 14.5992 | 2.4626 | 0.036624 | 17.0984
Downstate | 2027 | 12 | 18 | 0.34452 | 6.7959e-06 | 2.0683e-06 | 0.244 | 4.813e-06 | 1.4648e-06 | 0.42342 | 0.0023411 | 2.9843e-06 | 0.29987 | 0.001658 | 2.1136e-06 | 55.891 | 7.2573 | 0.14026 | 63.2885 | 24.9816 | 4.2139 | 0.06267 | 29.2582 | 39.5833 | 5.1398 | 0.099337 | 44.8224 | 17.6925 | 2.9844 | 0.044385 | 20.7213
Downstate | 2027 | 12 | 19 | 0.3379 | 6.6653e-06 | 2.0286e-06 | 0.23931 | 4.7205e-06 | 1.4367e-06 | 0.41528 | 0.0022961 | 2.927e-06 | 0.29411 | 0.0016261 | 2.0729e-06 | 54.8169 | 7.1178 | 0.13757 | 62.0723 | 24.5015 | 4.1329 | 0.061466 | 28.6959 | 38.8226 | 5.041 | 0.097428 | 43.961 | 17.3525 | 2.927 | 0.043532 | 20.3231
Downstate | 2027 | 12 | 20 | 0.31047 | 6.1242e-06 | 1.8639e-06 | 0.21988 | 4.3373e-06 | 1.3201e-06 | 0.38157 | 0.0021097 | 2.6893e-06 | 0.27023 | 0.0014941 | 1.9046e-06 | 50.3666 | 6.5399 | 0.1264 | 57.033 | 22.5124 | 3.7974 | 0.056476 | 26.3662 | 35.6708 | 4.6317 | 0.089518 | 40.3921 | 15.9438 | 2.6894 | 0.039998 | 18.6732
Downstate | 2027 | 12 | 21 | 0.26962 | 5.3185e-06 | 1.6187e-06 | 0.19095 | 3.7667e-06 | 1.1464e-06 | 0.33136 | 0.0018321 | 2.3355e-06 | 0.23468 | 0.0012975 | 1.6541e-06 | 43.7401 | 5.6795 | 0.10977 | 49.5293 | 19.5505 | 3.2978 | 0.049046 | 22.8973 | 30.9777 | 4.0224 | 0.077741 | 35.0778 | 13.8461 | 2.3356 | 0.034735 | 16.2164
Downstate | 2027 | 12 | 22 | 0.25321 | 4.9948e-06 | 1.5201e-06 | 0.17933 | 3.5374e-06 | 1.0766e-06 | 0.3112 | 0.0017206 | 2.1934e-06 | 0.2204 | 0.0012186 | 1.5534e-06 | 41.0778 | 5.3338 | 0.10309 | 46.5147 | 18.3605 | 3.0971 | 0.04606 | 21.5036 | 29.0923 | 3.7775 | 0.073009 | 32.9428 | 13.0034 | 2.1934 | 0.032621 | 15.2294
Downstate | 2027 | 12 | 23 | 0.2325 | 4.5862e-06 | 1.3958e-06 | 0.16466 | 3.248e-06 | 9.8854e-07 | 0.28574 | 0.0015798 | 2.0139e-06 | 0.20237 | 0.0011189 | 1.4263e-06 | 37.7176 | 4.8975 | 0.094655 | 42.7098 | 16.8586 | 2.8437 | 0.042293 | 19.7446 | 26.7125 | 3.4685 | 0.067037 | 30.2481 | 11.9397 | 2.014 | 0.029953 | 13.9836
Downstate | 2027 | 12 | 24 | 0.20852 | 4.1133e-06 | 1.2519e-06 | 0.14768 | 2.9131e-06 | 8.866e-07 | 0.25627 | 0.0014169 | 1.8063e-06 | 0.1815 | 0.0010035 | 1.2792e-06 | 33.8281 | 4.3925 | 0.084894 | 38.3055 | 15.1202 | 2.5505 | 0.037931 | 17.7086 | 23.9579 | 3.1109 | 0.060124 | 27.1289 | 10.7084 | 1.8063 | 0.026864 | 12.5416
Downstate | 2028 | 1 | 1 | 0.16074 | 3.1707e-06 | 9.6499e-07 | 0.10056 | 1.9836e-06 | 6.037e-07 | 0.19755 | 0.0010922 | 1.3923e-06 | 0.12359 | 0.00068331 | 8.7106e-07 | 26.4714 | 3.4952 | 0.066833 | 30.0334 | 11.8529 | 2.0752 | 0.030632 | 13.9588 | 16.5606 | 2.1866 | 0.041811 | 18.789 | 7.4152 | 1.2983 | 0.019163 | 8.7327
Downstate | 2028 | 1 | 2 | 0.14613 | 2.8825e-06 | 8.7727e-07 | 0.091418 | 1.8033e-06 | 5.4882e-07 | 0.17959 | 0.00099294 | 1.2658e-06 | 0.11235 | 0.00062119 | 7.9187e-07 | 24.065 | 3.1774 | 0.060757 | 27.3032 | 10.7754 | 1.8866 | 0.027847 | 12.6898 | 15.0552 | 1.9878 | 0.03801 | 17.081 | 6.7411 | 1.1803 | 0.017421 | 7.9388
Downstate | 2028 | 1 | 3 | 0.13976 | 2.7569e-06 | 8.3906e-07 | 0.087436 | 1.7247e-06 | 5.2492e-07 | 0.17177 | 0.00094969 | 1.2106e-06 | 0.10746 | 0.00059413 | 7.5738e-07 | 23.0167 | 3.039 | 0.058111 | 26.1139 | 10.306 | 1.8044 | 0.026634 | 12.1371 | 14.3994 | 1.9012 | 0.036354 | 16.3369 | 6.4475 | 1.1288 | 0.016662 | 7.593
Downstate | 2028 | 1 | 4 | 0.13811 | 2.7243e-06 | 8.2913e-07 | 0.086402 | 1.7043e-06 | 5.1871e-07 | 0.16973 | 0.00093846 | 1.1963e-06 | 0.10619 | 0.0005871 | 7.4842e-07 | 22.7445 | 3.0031 | 0.057423 | 25.805 | 10.1841 | 1.7831 | 0.026319 | 11.9935 | 14.229 | 1.8787 | 0.035924 | 16.1437 | 6.3712 | 1.1155 | 0.016465 | 7.5032
Downstate | 2028 | 1 | 5 | 0.13425 | 2.6481e-06 | 8.0595e-07 | 0.083986 | 1.6567e-06 | 5.0421e-07 | 0.16499 | 0.00091222 | 1.1629e-06 | 0.10322 | 0.00057069 | 7.275e-07 | 22.1086 | 2.9191 | 0.055818 | 25.0835 | 9.8994 | 1.7332 | 0.025583 | 11.6582 | 13.8312 | 1.8262 | 0.03492 | 15.6923 | 6.1931 | 1.0843 | 0.016005 | 7.2934
Downstate | 2028 | 1 | 6 | 0.15071 | 2.9729e-06 | 9.048e-07 | 0.094287 | 1.8599e-06 | 5.6605e-07 | 0.18523 | 0.0010241 | 1.3055e-06 | 0.11588 | 0.00064069 | 8.1673e-07 | 24.8203 | 3.2771 | 0.062664 | 28.1601 | 11.1136 | 1.9458 | 0.028721 | 13.0881 | 15.5277 | 2.0502 | 0.039203 | 17.6171 | 6.9527 | 1.2173 | 0.017968 | 8.188
Downstate | 2028 | 1 | 7 | 0.1734 | 3.4204e-06 | 1.041e-06 | 0.10848 | 2.1398e-06 | 6.5126e-07 | 0.21311 | 0.0011783 | 1.502e-06 | 0.13332 | 0.00073713 | 9.3967e-07 | 28.5566 | 3.7705 | 0.072097 | 32.3991 | 12.7865 | 2.2387 | 0.033045 | 15.0583 | 17.8651 | 2.3588 | 0.045104 | 20.269 | 7.9993 | 1.4005 | 0.020673 | 9.4205
Downstate | 2028 | 1 | 8 | 0.18887 | 3.7256e-06 | 1.1339e-06 | 0.11816 | 2.3307e-06 | 7.0935e-07 | 0.23212 | 0.0012834 | 1.636e-06 | 0.14521 | 0.00080288 | 1.0235e-06 | 31.1038 | 4.1068 | 0.078528 | 35.2892 | 13.9271 | 2.4384 | 0.035992 | 16.4015 | 19.4587 | 2.5692 | 0.049128 | 22.077 | 8.7128 | 1.5255 | 0.022517 | 10.2608
Downstate | 2028 | 1 | 9 | 0.19462 | 3.839e-06 | 1.1684e-06 | 0.12175 | 2.4017e-06 | 7.3095e-07 | 0.23919 | 0.0013224 | 1.6858e-06 | 0.14964 | 0.00082733 | 1.0547e-06 | 32.0508 | 4.2318 | 0.080919 | 36.3636 | 14.3511 | 2.5126 | 0.037088 | 16.9009 | 20.0511 | 2.6474 | 0.050623 | 22.7492 | 8.9781 | 1.5719 | 0.023202 | 10.5732
Downstate | 2028 | 1 | 10 | 0.17857 | 3.5224e-06 | 1.072e-06 | 0.11171 | 2.2036e-06 | 6.7066e-07 | 0.21946 | 0.0012134 | 1.5468e-06 | 0.13729 | 0.0007591 | 9.6767e-07 | 29.4076 | 3.8828 | 0.074246 | 33.3646 | 13.1676 | 2.3054 | 0.034029 | 15.507 | 18.3975 | 2.4291 | 0.046448 | 20.873 | 8.2377 | 1.4423 | 0.021289 | 9.7013
Downstate | 2028 | 1 | 11 | 0.18241 | 3.5982e-06 | 1.0951e-06 | 0.11412 | 2.2511e-06 | 6.851e-07 | 0.22418 | 0.0012395 | 1.5801e-06 | 0.14025 | 0.00077544 | 9.8851e-07 | 30.0406 | 3.9664 | 0.075844 | 34.0829 | 13.451 | 2.3551 | 0.034762 | 15.8409 | 18.7935 | 2.4814 | 0.047448 | 21.3224 | 8.415 | 1.4733 | 0.021747 | 9.9101
Downstate | 2028 | 1 | 12 | 0.20848 | 4.1124e-06 | 1.2516e-06 | 0.13043 | 2.5727e-06 | 7.8301e-07 | 0.25622 | 0.0014166 | 1.8059e-06 | 0.16029 | 0.00088625 | 1.1298e-06 | 34.3335 | 4.5332 | 0.086682 | 38.9534 | 15.3732 | 2.6916 | 0.039729 | 18.1046 | 21.4792 | 2.836 | 0.054229 | 24.3694 | 9.6175 | 1.6839 | 0.024855 | 11.3263
Downstate | 2028 | 1 | 13 | 0.23461 | 4.6279e-06 | 1.4085e-06 | 0.14677 | 2.8952e-06 | 8.8115e-07 | 0.28834 | 0.0015942 | 2.0322e-06 | 0.18038 | 0.00099733 | 1.2714e-06 | 38.6369 | 5.1014 | 0.097547 | 43.8359 | 17.3001 | 3.029 | 0.044709 | 20.3738 | 24.1714 | 3.1915 | 0.061026 | 27.4239 | 10.823 | 1.8949 | 0.02797 | 12.7459
Downstate | 2028 | 1 | 14 | 0.252 | 4.9707e-06 | 1.5128e-06 | 0.15765 | 3.1097e-06 | 9.4644e-07 | 0.3097 | 0.0017123 | 2.1828e-06 | 0.19375 | 0.0010712 | 1.3656e-06 | 41.4997 | 5.4794 | 0.10477 | 47.0839 | 18.582 | 3.2534 | 0.048022 | 21.8834 | 25.9624 | 3.4279 | 0.065547 | 29.4559 | 11.6249 | 2.0353 | 0.030043 | 13.6903
Downstate | 2028 | 1 | 15 | 0.23699 | 4.6748e-06 | 1.4228e-06 | 0.14826 | 2.9246e-06 | 8.9009e-07 | 0.29126 | 0.0016104 | 2.0528e-06 | 0.18221 | 0.0010075 | 1.2843e-06 | 39.0289 | 5.1532 | 0.098537 | 44.2806 | 17.4756 | 3.0597 | 0.045163 | 20.5805 | 24.4166 | 3.2238 | 0.061645 | 27.7021 | 10.9328 | 1.9142 | 0.028254 | 12.8752
Downstate | 2028 | 1 | 16 | 0.23371 | 4.6101e-06 | 1.4031e-06 | 0.14621 | 2.8841e-06 | 8.7777e-07 | 0.28723 | 0.0015881 | 2.0244e-06 | 0.17969 | 0.00099351 | 1.2665e-06 | 38.4889 | 5.0819 | 0.097173 | 43.6679 | 17.2338 | 3.0174 | 0.044538 | 20.2957 | 24.0788 | 3.1792 | 0.060792 | 27.3188 | 10.7815 | 1.8877 | 0.027863 | 12.6971
Downstate | 2028 | 1 | 17 | 0.2339 | 4.6138e-06 | 1.4042e-06 | 0.14633 | 2.8864e-06 | 8.7848e-07 | 0.28746 | 0.0015894 | 2.0261e-06 | 0.17984 | 0.00099432 | 1.2675e-06 | 38.52 | 5.086 | 0.097252 | 43.7032 | 17.2477 | 3.0198 | 0.044574 | 20.3121 | 24.0982 | 3.1818 | 0.060841 | 27.3409 | 10.7903 | 1.8892 | 0.027885 | 12.7073
Downstate | 2028 | 1 | 18 | 0.28513 | 5.6243e-06 | 1.7117e-06 | 0.17838 | 3.5186e-06 | 1.0709e-06 | 0.35042 | 0.0019374 | 2.4698e-06 | 0.21922 | 0.0012121 | 1.5451e-06 | 46.9559 | 6.1998 | 0.11855 | 53.2742 | 21.025 | 3.6811 | 0.054335 | 24.7605 | 29.3758 | 3.8786 | 0.074165 | 33.3286 | 13.1533 | 2.3029 | 0.033992 | 15.4903
Downstate | 2028 | 1 | 19 | 0.26936 | 5.3133e-06 | 1.6171e-06 | 0.16851 | 3.324e-06 | 1.0117e-06 | 0.33104 | 0.0018303 | 2.3332e-06 | 0.2071 | 0.0011451 | 1.4597e-06 | 44.3597 | 5.857 | 0.112 | 50.3287 | 19.8625 | 3.4776 | 0.051331 | 23.3915 | 27.7516 | 3.6642 | 0.070065 | 31.4858 | 12.4261 | 2.1756 | 0.032113 | 14.6338
Downstate | 2028 | 1 | 20 | 0.27146 | 5.3547e-06 | 1.6297e-06 | 0.16983 | 3.3499e-06 | 1.0195e-06 | 0.33362 | 0.0018446 | 2.3514e-06 | 0.20871 | 0.001154 | 1.4711e-06 | 44.7052 | 5.9027 | 0.11287 | 50.7208 | 20.0173 | 3.5047 | 0.051731 | 23.5737 | 27.9678 | 3.6927 | 0.070611 | 31.7311 | 12.5229 | 2.1926 | 0.032363 | 14.7478
Downstate | 2028 | 1 | 21 | 0.2287 | 4.5113e-06 | 1.373e-06 | 0.14308 | 2.8223e-06 | 8.5896e-07 | 0.28107 | 0.001554 | 1.9811e-06 | 0.17584 | 0.00097222 | 1.2394e-06 | 37.664 | 4.973 | 0.095091 | 42.732 | 16.8645 | 2.9527 | 0.043583 | 19.8607 | 23.5627 | 3.1111 | 0.059489 | 26.7333 | 10.5505 | 1.8472 | 0.027266 | 12.425
Downstate | 2028 | 1 | 22 | 0.20721 | 4.0873e-06 | 1.244e-06 | 0.12963 | 2.5571e-06 | 7.7823e-07 | 0.25466 | 0.001408 | 1.7949e-06 | 0.15932 | 0.00088085 | 1.1229e-06 | 34.1243 | 4.5056 | 0.086154 | 38.716 | 15.2795 | 2.6752 | 0.039487 | 17.9942 | 21.3483 | 2.8187 | 0.053898 | 24.2209 | 9.5589 | 1.6736 | 0.024703 | 11.2573
Downstate | 2028 | 1 | 23 | 0.19721 | 3.89e-06 | 1.1839e-06 | 0.12337 | 2.4336e-06 | 7.4067e-07 | 0.24237 | 0.00134 | 1.7082e-06 | 0.15163 | 0.00083833 | 1.0687e-06 | 32.4772 | 4.2881 | 0.081995 | 36.8473 | 14.542 | 2.5461 | 0.037581 | 17.1257 | 20.3178 | 2.6827 | 0.051297 | 23.0518 | 9.0975 | 1.5928 | 0.023511 | 10.7139
Downstate | 2028 | 1 | 24 | 0.18631 | 3.675e-06 | 1.1185e-06 | 0.11656 | 2.2991e-06 | 6.9973e-07 | 0.22897 | 0.001266 | 1.6138e-06 | 0.14324 | 0.000792 | 1.0096e-06 | 30.6821 | 4.0511 | 0.077463 | 34.8106 | 13.7382 | 2.4053 | 0.035504 | 16.1791 | 19.1948 | 2.5344 | 0.048461 | 21.7777 | 8.5947 | 1.5048 | 0.022211 | 10.1217
Downstate | 2028 | 2 | 1 | 0.11659 | 2.2998e-06 | 6.9993e-07 | 0.072938 | 1.4388e-06 | 4.3788e-07 | 0.14329 | 0.00079222 | 1.0099e-06 | 0.08964 | 0.00049562 | 6.318e-07 | 19.2004 | 2.5351 | 0.048475 | 21.7839 | 8.5972 | 1.5052 | 0.022218 | 10.1246 | 12.0118 | 1.586 | 0.030326 | 13.6281 | 5.3784 | 0.94167 | 0.0139 | 6.334
Downstate | 2028 | 2 | 2 | 0.10332 | 2.0381e-06 | 6.2029e-07 | 0.064639 | 1.275e-06 | 3.8805e-07 | 0.12698 | 0.00070208 | 8.9499e-07 | 0.07944 | 0.00043922 | 5.5991e-07 | 17.0156 | 2.2466 | 0.042959 | 19.3052 | 7.6189 | 1.3339 | 0.01969 | 8.9725 | 10.645 | 1.4055 | 0.026876 | 12.0774 | 4.7664 | 0.83452 | 0.012318 | 5.6133
Downstate | 2028 | 2 | 3 | 0.11852 | 2.3378e-06 | 7.115e-07 | 0.074144 | 1.4625e-06 | 4.4512e-07 | 0.14565 | 0.00080532 | 1.0266e-06 | 0.091122 | 0.00050381 | 6.4224e-07 | 19.5176 | 2.577 | 0.049276 | 22.1439 | 8.7392 | 1.5301 | 0.022585 | 10.2919 | 12.2103 | 1.6122 | 0.030827 | 13.8533 | 5.4673 | 0.95724 | 0.014129 | 6.4387
Downstate | 2028 | 2 | 4 | 0.11818 | 2.3311e-06 | 7.0946e-07 | 0.073932 | 1.4583e-06 | 4.4384e-07 | 0.14524 | 0.00080301 | 1.0237e-06 | 0.090861 | 0.00050237 | 6.404e-07 | 19.4618 | 2.5696 | 0.049135 | 22.0806 | 8.7142 | 1.5257 | 0.02252 | 10.2625 | 12.1754 | 1.6076 | 0.030739 | 13.8137 | 5.4517 | 0.9545 | 0.014089 | 6.4202
Downstate | 2028 | 2 | 5 | 0.10142 | 2.0005e-06 | 6.0884e-07 | 0.063446 | 1.2515e-06 | 3.8089e-07 | 0.12464 | 0.00068912 | 8.7847e-07 | 0.077974 | 0.00043112 | 5.4958e-07 | 16.7016 | 2.2052 | 0.042167 | 18.9489 | 7.4783 | 1.3093 | 0.019326 | 8.807 | 10.4486 | 1.3796 | 0.02638 | 11.8545 | 4.6785 | 0.81912 | 0.012091 | 5.5097
Downstate | 2028 | 2 | 6 | 0.12086 | 2.3841e-06 | 7.2559e-07 | 0.075612 | 1.4915e-06 | 4.5393e-07 | 0.14854 | 0.00082126 | 1.0469e-06 | 0.092926 | 0.00051378 | 6.5496e-07 | 19.9041 | 2.628 | 0.050252 | 22.5824 | 8.9123 | 1.5604 | 0.023032 | 10.4957 | 12.4521 | 1.6441 | 0.031438 | 14.1276 | 5.5756 | 0.97619 | 0.014409 | 6.5662
Downstate | 2028 | 2 | 7 | 0.12811 | 2.5271e-06 | 7.6913e-07 | 0.080149 | 1.581e-06 | 4.8117e-07 | 0.15745 | 0.00087054 | 1.1097e-06 | 0.098502 | 0.00054461 | 6.9426e-07 | 21.0985 | 2.7857 | 0.053267 | 23.9375 | 9.4471 | 1.654 | 0.024414 | 11.1255 | 13.1993 | 1.7428 | 0.033324 | 14.9754 | 5.9101 | 1.0348 | 0.015274 | 6.9602
Downstate | 2028 | 2 | 8 | 0.12997 | 2.5638e-06 | 7.8029e-07 | 0.081312 | 1.6039e-06 | 4.8815e-07 | 0.15974 | 0.00088317 | 1.1258e-06 | 0.099931 | 0.00055252 | 7.0433e-07 | 21.4046 | 2.8261 | 0.05404 | 24.2848 | 9.5841 | 1.678 | 0.024768 | 11.2869 | 13.3908 | 1.768 | 0.033808 | 15.1926 | 5.9959 | 1.0498 | 0.015495 | 7.0611
Downstate | 2028 | 2 | 9 | 0.14118 | 2.7849e-06 | 8.4758e-07 | 0.088324 | 1.7422e-06 | 5.3025e-07 | 0.17351 | 0.00095934 | 1.2229e-06 | 0.10855 | 0.00060017 | 7.6507e-07 | 23.2505 | 3.0699 | 0.058701 | 26.3791 | 10.4107 | 1.8227 | 0.026905 | 12.2603 | 14.5456 | 1.9205 | 0.036724 | 16.5029 | 6.513 | 1.1403 | 0.016832 | 7.6701
Downstate | 2028 | 2 | 10 | 0.13307 | 2.6249e-06 | 7.9889e-07 | 0.08325 | 1.6422e-06 | 4.9979e-07 | 0.16354 | 0.00090422 | 1.1527e-06 | 0.10231 | 0.00056569 | 7.2112e-07 | 21.9148 | 2.8935 | 0.055329 | 24.8636 | 9.8126 | 1.718 | 0.025359 | 11.556 | 13.71 | 1.8102 | 0.034614 | 15.5548 | 6.1388 | 1.0748 | 0.015865 | 7.2295
Downstate | 2028 | 2 | 11 | 0.13084 | 2.5808e-06 | 7.8547e-07 | 0.081852 | 1.6146e-06 | 4.9139e-07 | 0.1608 | 0.00088904 | 1.1333e-06 | 0.1006 | 0.00055619 | 7.0901e-07 | 21.5468 | 2.8449 | 0.054399 | 24.4461 | 9.6478 | 1.6892 | 0.024933 | 11.3619 | 13.4797 | 1.7798 | 0.034032 | 15.2936 | 6.0357 | 1.0568 | 0.015598 | 7.1081
Downstate | 2028 | 2 | 12 | 0.11957 | 2.3587e-06 | 7.1786e-07 | 0.074806 | 1.4756e-06 | 4.4909e-07 | 0.14696 | 0.00081251 | 1.0358e-06 | 0.091936 | 0.00050831 | 6.4798e-07 | 19.6921 | 2.6 | 0.049717 | 22.3418 | 8.8173 | 1.5438 | 0.022787 | 10.3839 | 12.3194 | 1.6266 | 0.031103 | 13.9771 | 5.5162 | 0.96579 | 0.014256 | 6.4962
Downstate | 2028 | 2 | 13 | 0.14008 | 2.7632e-06 | 8.4097e-07 | 0.087635 | 1.7287e-06 | 5.2611e-07 | 0.17216 | 0.00095186 | 1.2134e-06 | 0.1077 | 0.00059548 | 7.5911e-07 | 23.0692 | 3.0459 | 0.058243 | 26.1734 | 10.3295 | 1.8085 | 0.026695 | 12.1647 | 14.4322 | 1.9055 | 0.036437 | 16.3742 | 6.4622 | 1.1314 | 0.0167 | 7.6103
Downstate | 2028 | 2 | 14 | 0.14212 | 2.8034e-06 | 8.5321e-07 | 0.088911 | 1.7538e-06 | 5.3377e-07 | 0.17466 | 0.00096571 | 1.2311e-06 | 0.10927 | 0.00060415 | 7.7015e-07 | 23.4049 | 3.0903 | 0.059091 | 26.5543 | 10.4798 | 1.8348 | 0.027083 | 12.3417 | 14.6422 | 1.9333 | 0.036967 | 16.6124 | 6.5562 | 1.1479 | 0.016943 | 7.721
Downstate | 2028 | 2 | 15 | 0.16458 | 3.2465e-06 | 9.8806e-07 | 0.10296 | 2.031e-06 | 6.1814e-07 | 0.20227 | 0.0011183 | 1.4256e-06 | 0.12654 | 0.00069964 | 8.9188e-07 | 27.1043 | 3.5787 | 0.06843 | 30.7514 | 12.1362 | 2.1249 | 0.031364 | 14.2925 | 16.9565 | 2.2389 | 0.04281 | 19.2382 | 7.5925 | 1.3293 | 0.019621 | 8.9414
Downstate | 2028 | 2 | 16 | 0.1802 | 3.5546e-06 | 1.0818e-06 | 0.11274 | 2.2238e-06 | 6.7681e-07 | 0.22147 | 0.0012245 | 1.5609e-06 | 0.13855 | 0.00076605 | 9.7653e-07 | 29.6769 | 3.9184 | 0.074925 | 33.6702 | 13.2881 | 2.3265 | 0.034341 | 15.649 | 18.566 | 2.4514 | 0.046874 | 21.0642 | 8.3131 | 1.4555 | 0.021484 | 9.7901
Downstate | 2028 | 2 | 17 | 0.16477 | 3.2502e-06 | 9.892e-07 | 0.10308 | 2.0333e-06 | 6.1884e-07 | 0.2025 | 0.0011196 | 1.4273e-06 | 0.12669 | 0.00070044 | 8.929e-07 | 27.1353 | 3.5828 | 0.068509 | 30.7866 | 12.1501 | 2.1273 | 0.0314 | 14.3088 | 16.976 | 2.2414 | 0.042859 | 19.2602 | 7.6012 | 1.3308 | 0.019644 | 8.9517
Downstate | 2028 | 2 | 18 | 0.24264 | 4.7863e-06 | 1.4567e-06 | 0.1518 | 2.9943e-06 | 9.1131e-07 | 0.29821 | 0.0016488 | 2.1018e-06 | 0.18656 | 0.0010315 | 1.3149e-06 | 39.9596 | 5.2761 | 0.10089 | 45.3366 | 17.8924 | 3.1327 | 0.04624 | 21.0713 | 24.9989 | 3.3007 | 0.063115 | 28.3627 | 11.1935 | 1.9598 | 0.028928 | 13.1823
Downstate | 2028 | 2 | 19 | 0.26105 | 5.1493e-06 | 1.5672e-06 | 0.16331 | 3.2214e-06 | 9.8043e-07 | 0.32082 | 0.0017738 | 2.2612e-06 | 0.20071 | 0.0011097 | 1.4146e-06 | 42.9903 | 5.6762 | 0.10854 | 48.7751 | 19.2494 | 3.3703 | 0.049747 | 22.6694 | 26.8949 | 3.5511 | 0.067902 | 30.5139 | 12.0425 | 2.1084 | 0.031122 | 14.1821
Downstate | 2028 | 2 | 20 | 0.24084 | 4.7508e-06 | 1.4459e-06 | 0.15067 | 2.9721e-06 | 9.0455e-07 | 0.29599 | 0.0016365 | 2.0862e-06 | 0.18517 | 0.0010238 | 1.3051e-06 | 39.6631 | 5.2369 | 0.10014 | 45.0001 | 17.7596 | 3.1094 | 0.045897 | 20.9149 | 24.8134 | 3.2762 | 0.062647 | 28.1523 | 11.1105 | 1.9453 | 0.028713 | 13.0844
Downstate | 2028 | 2 | 21 | 0.21286 | 4.1987e-06 | 1.2779e-06 | 0.13316 | 2.6267e-06 | 7.9944e-07 | 0.2616 | 0.0014464 | 1.8438e-06 | 0.16366 | 0.00090486 | 1.1535e-06 | 35.0543 | 4.6284 | 0.088502 | 39.7712 | 15.696 | 2.7481 | 0.040563 | 18.4846 | 21.9301 | 2.8955 | 0.055367 | 24.881 | 9.8195 | 1.7192 | 0.025377 | 11.5641
Downstate | 2028 | 2 | 22 | 0.18977 | 3.7433e-06 | 1.1393e-06 | 0.11872 | 2.3418e-06 | 7.1274e-07 | 0.23323 | 0.0012895 | 1.6438e-06 | 0.14591 | 0.00080672 | 1.0284e-06 | 31.2524 | 4.1264 | 0.078903 | 35.4577 | 13.9936 | 2.4501 | 0.036164 | 16.4798 | 19.5516 | 2.5815 | 0.049362 | 22.1824 | 8.7544 | 1.5328 | 0.022624 | 10.3098
Downstate | 2028 | 2 | 23 | 0.16576 | 3.2698e-06 | 9.9515e-07 | 0.1037 | 2.0456e-06 | 6.2257e-07 | 0.20372 | 0.0011264 | 1.4359e-06 | 0.12745 | 0.00070466 | 8.9828e-07 | 27.2986 | 3.6044 | 0.068921 | 30.9719 | 12.2233 | 2.1401 | 0.031589 | 14.3949 | 17.0781 | 2.2549 | 0.043117 | 19.3761 | 7.6469 | 1.3389 | 0.019762 | 9.0055
Downstate | 2028 | 2 | 24 | 0.1412 | 2.7852e-06 | 8.4767e-07 | 0.088333 | 1.7424e-06 | 5.303e-07 | 0.17353 | 0.00095944 | 1.2231e-06 | 0.10856 | 0.00060023 | 7.6515e-07 | 23.253 | 3.0702 | 0.058707 | 26.3819 | 10.4118 | 1.8229 | 0.026907 | 12.2616 | 14.5471 | 1.9207 | 0.036727 | 16.5046 | 6.5136 | 1.1404 | 0.016833 | 7.6709
Downstate | 2028 | 3 | 1 | 0.13952 | 2.7521e-06 | 8.376e-07 | 0.087285 | 1.7217e-06 | 5.2401e-07 | 0.17147 | 0.00094805 | 1.2085e-06 | 0.10727 | 0.0005931 | 7.5607e-07 | 22.9769 | 3.0337 | 0.05801 | 26.0686 | 10.2881 | 1.8013 | 0.026588 | 12.116 | 14.3744 | 1.8979 | 0.036291 | 16.3086 | 6.4363 | 1.1269 | 0.016633 | 7.5798
Downstate | 2028 | 3 | 2 | 0.13278 | 2.6192e-06 | 7.9714e-07 | 0.083068 | 1.6386e-06 | 4.987e-07 | 0.16319 | 0.00090225 | 1.1502e-06 | 0.10209 | 0.00056445 | 7.1955e-07 | 21.867 | 2.8872 | 0.055208 | 24.8094 | 9.7912 | 1.7143 | 0.025304 | 11.5308 | 13.6801 | 1.8062 | 0.034538 | 15.5209 | 6.1254 | 1.0725 | 0.01583 | 7.2137
Downstate | 2028 | 3 | 3 | 0.14447 | 2.8498e-06 | 8.6734e-07 | 0.090383 | 1.7829e-06 | 5.4261e-07 | 0.17756 | 0.0009817 | 1.2514e-06 | 0.11108 | 0.00061416 | 7.8291e-07 | 23.7925 | 3.1414 | 0.060069 | 26.994 | 10.6534 | 1.8652 | 0.027532 | 12.5461 | 14.8847 | 1.9653 | 0.03758 | 16.8876 | 6.6648 | 1.1669 | 0.017224 | 7.8489
Downstate | 2028 | 3 | 4 | 0.13902 | 2.7422e-06 | 8.3459e-07 | 0.086971 | 1.7156e-06 | 5.2212e-07 | 0.17085 | 0.00094464 | 1.2042e-06 | 0.10689 | 0.00059097 | 7.5335e-07 | 22.8943 | 3.0229 | 0.057802 | 25.975 | 10.2512 | 1.7948 | 0.026492 | 12.0725 | 14.3228 | 1.8911 | 0.036161 | 16.25 | 6.4132 | 1.1228 | 0.016574 | 7.5526
Downstate | 2028 | 3 | 5 | 0.14486 | 2.8574e-06 | 8.6966e-07 | 0.090625 | 1.7876e-06 | 5.4406e-07 | 0.17803 | 0.00098433 | 1.2548e-06 | 0.11138 | 0.0006158 | 7.85e-07 | 23.8562 | 3.1499 | 0.06023 | 27.0663 | 10.6819 | 1.8702 | 0.027605 | 12.5797 | 14.9245 | 1.9706 | 0.03768 | 16.9328 | 6.6826 | 1.17 | 0.01727 | 7.8699
Downstate | 2028 | 3 | 6 | 0.16968 | 3.3471e-06 | 1.0187e-06 | 0.10615 | 2.094e-06 | 6.3729e-07 | 0.20854 | 0.001153 | 1.4698e-06 | 0.13046 | 0.00072132 | 9.1952e-07 | 27.9442 | 3.6896 | 0.070551 | 31.7044 | 12.5123 | 2.1907 | 0.032336 | 14.7354 | 17.482 | 2.3082 | 0.044137 | 19.8344 | 7.8278 | 1.3705 | 0.020229 | 9.2185
Downstate | 2028 | 3 | 7 | 0.17531 | 3.4581e-06 | 1.0525e-06 | 0.10967 | 2.1634e-06 | 6.5842e-07 | 0.21545 | 0.0011912 | 1.5186e-06 | 0.13479 | 0.00074524 | 9.5001e-07 | 28.8708 | 3.812 | 0.07289 | 32.7557 | 12.9272 | 2.2633 | 0.033408 | 15.224 | 18.0617 | 2.3848 | 0.045601 | 20.4921 | 8.0873 | 1.416 | 0.0209 | 9.5242
Downstate | 2028 | 3 | 8 | 0.1735 | 3.4225e-06 | 1.0416e-06 | 0.10854 | 2.1411e-06 | 6.5164e-07 | 0.21323 | 0.001179 | 1.5029e-06 | 0.1334 | 0.00073757 | 9.4023e-07 | 28.5734 | 3.7727 | 0.07214 | 32.4183 | 12.7941 | 2.24 | 0.033064 | 15.0672 | 17.8756 | 2.3602 | 0.045131 | 20.281 | 8.004 | 1.4014 | 0.020685 | 9.4261
Downstate | 2028 | 3 | 9 | 0.18414 | 3.6322e-06 | 1.1054e-06 | 0.1152 | 2.2723e-06 | 6.9157e-07 | 0.2263 | 0.0012512 | 1.595e-06 | 0.14157 | 0.00078276 | 9.9784e-07 | 30.3243 | 4.0039 | 0.07656 | 34.4047 | 13.578 | 2.3773 | 0.03509 | 15.9904 | 18.971 | 2.5048 | 0.047896 | 21.5237 | 8.4945 | 1.4872 | 0.021952 | 10.0037
Downstate | 2028 | 3 | 10 | 0.16783 | 3.3106e-06 | 1.0076e-06 | 0.105 | 2.0711e-06 | 6.3034e-07 | 0.20626 | 0.0011404 | 1.4538e-06 | 0.12904 | 0.00071345 | 9.0949e-07 | 27.6393 | 3.6494 | 0.069781 | 31.3584 | 12.3758 | 2.1668 | 0.031983 | 14.5746 | 17.2912 | 2.283 | 0.043655 | 19.618 | 7.7424 | 1.3556 | 0.020009 | 9.1179
Downstate | 2028 | 3 | 11 | 0.15951 | 3.1464e-06 | 9.5759e-07 | 0.099788 | 1.9684e-06 | 5.9907e-07 | 0.19603 | 0.0010839 | 1.3817e-06 | 0.12264 | 0.00067806 | 8.6437e-07 | 26.2683 | 3.4683 | 0.06632 | 29.803 | 11.7619 | 2.0593 | 0.030397 | 13.8517 | 16.4336 | 2.1698 | 0.04149 | 18.6449 | 7.3583 | 1.2883 | 0.019016 | 8.6656
Downstate | 2028 | 3 | 12 | 0.15984 | 3.153e-06 | 9.5961e-07 | 0.099999 | 1.9725e-06 | 6.0034e-07 | 0.19645 | 0.0010861 | 1.3846e-06 | 0.1229 | 0.00067949 | 8.662e-07 | 26.3238 | 3.4757 | 0.06646 | 29.8659 | 11.7868 | 2.0637 | 0.030461 | 13.8809 | 16.4682 | 2.1744 | 0.041578 | 18.6842 | 7.3738 | 1.291 | 0.019056 | 8.6839
Downstate | 2028 | 3 | 13 | 0.14766 | 2.9126e-06 | 8.8645e-07 | 0.092374 | 1.8221e-06 | 5.5456e-07 | 0.18147 | 0.0010033 | 1.279e-06 | 0.11353 | 0.00062769 | 8.0016e-07 | 24.3167 | 3.2107 | 0.061393 | 27.5888 | 10.8881 | 1.9063 | 0.028138 | 12.8225 | 15.2126 | 2.0086 | 0.038407 | 17.2596 | 6.8116 | 1.1926 | 0.017603 | 8.0218
Downstate | 2028 | 3 | 14 | 0.15574 | 3.072e-06 | 9.3495e-07 | 0.097429 | 1.9218e-06 | 5.8491e-07 | 0.1914 | 0.0010582 | 1.349e-06 | 0.11974 | 0.00066203 | 8.4394e-07 | 25.6473 | 3.3863 | 0.064752 | 29.0984 | 11.4839 | 2.0106 | 0.029678 | 13.5242 | 16.0451 | 2.1185 | 0.040509 | 18.2041 | 7.1844 | 1.2579 | 0.018567 | 8.4608
Downstate | 2028 | 3 | 15 | 0.17416 | 3.4353e-06 | 1.0455e-06 | 0.10895 | 2.1492e-06 | 6.5409e-07 | 0.21404 | 0.0011834 | 1.5086e-06 | 0.1339 | 0.00074034 | 9.4376e-07 | 28.6809 | 3.7869 | 0.072411 | 32.5402 | 12.8422 | 2.2485 | 0.033188 | 15.1238 | 17.9429 | 2.3691 | 0.045301 | 20.3573 | 8.0341 | 1.4066 | 0.020763 | 9.4615
Downstate | 2028 | 3 | 16 | 0.20215 | 3.9876e-06 | 1.2136e-06 | 0.12647 | 2.4946e-06 | 7.5924e-07 | 0.24844 | 0.0013736 | 1.7511e-06 | 0.15543 | 0.00085935 | 1.0955e-06 | 33.2913 | 4.3956 | 0.084051 | 37.7709 | 14.9065 | 2.6099 | 0.038523 | 17.555 | 20.8271 | 2.7499 | 0.052583 | 23.6296 | 9.3256 | 1.6328 | 0.0241 | 10.9824
Downstate | 2028 | 3 | 17 | 0.20659 | 4.0751e-06 | 1.2403e-06 | 0.12924 | 2.5494e-06 | 7.7591e-07 | 0.2539 | 0.0014038 | 1.7895e-06 | 0.15884 | 0.00087822 | 1.1195e-06 | 34.0224 | 4.4921 | 0.085897 | 38.6004 | 15.2339 | 2.6672 | 0.039369 | 17.9405 | 21.2845 | 2.8103 | 0.053737 | 24.1486 | 9.5304 | 1.6686 | 0.02463 | 11.2236
Downstate | 2028 | 3 | 18 | 0.24516 | 4.836e-06 | 1.4718e-06 | 0.15338 | 3.0254e-06 | 9.2078e-07 | 0.3013 | 0.0016659 | 2.1236e-06 | 0.1885 | 0.0010422 | 1.3286e-06 | 40.3747 | 5.3309 | 0.10193 | 45.8074 | 18.0782 | 3.1652 | 0.04672 | 21.2901 | 25.2585 | 3.335 | 0.06377 | 28.6573 | 11.3098 | 1.9802 | 0.029228 | 13.3192
Downstate | 2028 | 3 | 19 | 0.27704 | 5.4648e-06 | 1.6632e-06 | 0.17332 | 3.4188e-06 | 1.0405e-06 | 0.34048 | 0.0018825 | 2.3998e-06 | 0.21301 | 0.0011777 | 1.5013e-06 | 45.6248 | 6.0241 | 0.11519 | 51.764 | 20.429 | 3.5768 | 0.052795 | 24.0586 | 28.543 | 3.7687 | 0.072063 | 32.3838 | 12.7805 | 2.2377 | 0.033029 | 15.0511
Downstate | 2028 | 3 | 20 | 0.27888 | 5.501e-06 | 1.6742e-06 | 0.17447 | 3.4415e-06 | 1.0474e-06 | 0.34274 | 0.001895 | 2.4157e-06 | 0.21442 | 0.0011855 | 1.5113e-06 | 45.9269 | 6.0639 | 0.11595 | 52.1068 | 20.5643 | 3.6005 | 0.053145 | 24.2179 | 28.732 | 3.7936 | 0.07254 | 32.5982 | 12.8651 | 2.2525 | 0.033248 | 15.1508
Downstate | 2028 | 3 | 21 | 0.24263 | 4.7861e-06 | 1.4566e-06 | 0.15179 | 2.9942e-06 | 9.1127e-07 | 0.29819 | 0.0016487 | 2.1017e-06 | 0.18655 | 0.0010314 | 1.3148e-06 | 39.9578 | 5.2758 | 0.10088 | 45.3345 | 17.8915 | 3.1325 | 0.046238 | 21.0703 | 24.9977 | 3.3006 | 0.063112 | 28.3614 | 11.193 | 1.9597 | 0.028926 | 13.1817
Downstate | 2028 | 3 | 22 | 0.20318 | 4.0079e-06 | 1.2198e-06 | 0.12711 | 2.5074e-06 | 7.6311e-07 | 0.24971 | 0.0013806 | 1.76e-06 | 0.15622 | 0.00086374 | 1.1011e-06 | 33.4614 | 4.4181 | 0.08448 | 37.9639 | 14.9827 | 2.6232 | 0.03872 | 17.6446 | 20.9335 | 2.764 | 0.052851 | 23.7504 | 9.3732 | 1.6411 | 0.024223 | 11.0386
Downstate | 2028 | 3 | 23 | 0.17069 | 3.3669e-06 | 1.0247e-06 | 0.10678 | 2.1064e-06 | 6.4107e-07 | 0.20978 | 0.0011598 | 1.4785e-06 | 0.13124 | 0.0007256 | 9.2497e-07 | 28.1099 | 3.7115 | 0.070969 | 31.8923 | 12.5865 | 2.2037 | 0.032528 | 14.8227 | 17.5856 | 2.3219 | 0.044399 | 19.952 | 7.8742 | 1.3786 | 0.020349 | 9.2732
Downstate | 2028 | 3 | 24 | 0.16211 | 3.1978e-06 | 9.7324e-07 | 0.10142 | 2.0006e-06 | 6.0886e-07 | 0.19924 | 0.0011016 | 1.4043e-06 | 0.12464 | 0.00068915 | 8.7851e-07 | 26.6977 | 3.525 | 0.067404 | 30.2902 | 11.9542 | 2.093 | 0.030894 | 14.0781 | 16.7022 | 2.2053 | 0.042168 | 18.9496 | 7.4786 | 1.3094 | 0.019327 | 8.8073
Downstate | 2028 | 4 | 1 | 0.11932 | 2.3536e-06 | 7.163e-07 | 0.074644 | 1.4724e-06 | 4.4812e-07 | 0.14664 | 0.00081075 | 1.0335e-06 | 0.091737 | 0.00050721 | 6.4658e-07 | 19.6495 | 2.5944 | 0.049609 | 22.2935 | 8.7983 | 1.5404 | 0.022738 | 10.3614 | 12.2928 | 1.6231 | 0.031036 | 13.9469 | 5.5042 | 0.9637 | 0.014225 | 6.4822
Downstate | 2028 | 4 | 2 | 0.11347 | 2.2383e-06 | 6.8123e-07 | 0.070989 | 1.4003e-06 | 4.2618e-07 | 0.13946 | 0.00077106 | 9.8292e-07 | 0.087245 | 0.00048238 | 6.1492e-07 | 18.6873 | 2.4674 | 0.04718 | 21.2019 | 8.3675 | 1.465 | 0.021624 | 9.8541 | 11.6909 | 1.5436 | 0.029516 | 13.264 | 5.2347 | 0.91651 | 0.013528 | 6.1648
Downstate | 2028 | 4 | 3 | 0.1218 | 2.4026e-06 | 7.3121e-07 | 0.076198 | 1.503e-06 | 4.5745e-07 | 0.14969 | 0.00082763 | 1.055e-06 | 0.093647 | 0.00051777 | 6.6003e-07 | 20.0584 | 2.6484 | 0.050642 | 22.7575 | 8.9814 | 1.5725 | 0.023211 | 10.5771 | 12.5486 | 1.6569 | 0.031682 | 14.2372 | 5.6188 | 0.98376 | 0.014521 | 6.6171
Downstate | 2028 | 4 | 4 | 0.12539 | 2.4733e-06 | 7.5274e-07 | 0.078442 | 1.5473e-06 | 4.7092e-07 | 0.1541 | 0.000852 | 1.0861e-06 | 0.096404 | 0.00053301 | 6.7947e-07 | 20.649 | 2.7264 | 0.052133 | 23.4276 | 9.2458 | 1.6188 | 0.023894 | 10.8885 | 12.9181 | 1.7056 | 0.032615 | 14.6564 | 5.7842 | 1.0127 | 0.014948 | 6.8119
Downstate | 2028 | 4 | 5 | 0.12608 | 2.487e-06 | 7.5693e-07 | 0.078878 | 1.5559e-06 | 4.7354e-07 | 0.15495 | 0.00085673 | 1.0921e-06 | 0.09694 | 0.00053597 | 6.8324e-07 | 20.7638 | 2.7415 | 0.052423 | 23.5577 | 9.2972 | 1.6278 | 0.024027 | 10.949 | 12.9899 | 1.7151 | 0.032796 | 14.7378 | 5.8164 | 1.0184 | 0.015031 | 6.8498
Downstate | 2028 | 4 | 6 | 0.16312 | 3.2176e-06 | 9.7926e-07 | 0.10205 | 2.0129e-06 | 6.1263e-07 | 0.20047 | 0.0011084 | 1.4129e-06 | 0.12541 | 0.00069341 | 8.8394e-07 | 26.8628 | 3.5468 | 0.067821 | 30.4774 | 12.0281 | 2.1059 | 0.031085 | 14.1651 | 16.8055 | 2.2189 | 0.042429 | 19.0668 | 7.5248 | 1.3175 | 0.019447 | 8.8618
Downstate | 2028 | 4 | 7 | 0.15606 | 3.0784e-06 | 9.3689e-07 | 0.097631 | 1.9258e-06 | 5.8612e-07 | 0.1918 | 0.0010604 | 1.3518e-06 | 0.11999 | 0.00066341 | 8.4569e-07 | 25.7006 | 3.3934 | 0.064886 | 29.1588 | 11.5077 | 2.0148 | 0.02974 | 13.5523 | 16.0784 | 2.1229 | 0.040593 | 18.2419 | 7.1993 | 1.2605 | 0.018605 | 8.4783
Downstate | 2028 | 4 | 8 | 0.14432 | 2.8468e-06 | 8.6642e-07 | 0.090287 | 1.781e-06 | 5.4203e-07 | 0.17737 | 0.00098066 | 1.2501e-06 | 0.11096 | 0.0006135 | 7.8208e-07 | 23.7673 | 3.1381 | 0.060006 | 26.9654 | 10.6421 | 1.8633 | 0.027503 | 12.5328 | 14.8689 | 1.9632 | 0.03754 | 16.8697 | 6.6577 | 1.1657 | 0.017206 | 7.8406
Downstate | 2028 | 4 | 9 | 0.14188 | 2.7986e-06 | 8.5174e-07 | 0.088758 | 1.7508e-06 | 5.3285e-07 | 0.17436 | 0.00096405 | 1.2289e-06 | 0.10908 | 0.00060311 | 7.6883e-07 | 23.3646 | 3.0849 | 0.058989 | 26.5086 | 10.4618 | 1.8317 | 0.027037 | 12.3205 | 14.617 | 1.93 | 0.036904 | 16.5839 | 6.5449 | 1.1459 | 0.016914 | 7.7078
Downstate | 2028 | 4 | 10 | 0.12984 | 2.5612e-06 | 7.795e-07 | 0.08123 | 1.6023e-06 | 4.8766e-07 | 0.15958 | 0.00088229 | 1.1247e-06 | 0.099831 | 0.00055196 | 7.0363e-07 | 21.3832 | 2.8233 | 0.053986 | 24.2605 | 9.5745 | 1.6763 | 0.024744 | 11.2756 | 13.3774 | 1.7663 | 0.033774 | 15.1774 | 5.9899 | 1.0487 | 0.01548 | 7.0541
Downstate | 2028 | 4 | 11 | 0.12419 | 2.4498e-06 | 7.4559e-07 | 0.077696 | 1.5326e-06 | 4.6644e-07 | 0.15263 | 0.0008439 | 1.0758e-06 | 0.095487 | 0.00052795 | 6.7301e-07 | 20.4527 | 2.7005 | 0.051637 | 23.2049 | 9.1579 | 1.6034 | 0.023667 | 10.785 | 12.7953 | 1.6894 | 0.032304 | 14.517 | 5.7292 | 1.0031 | 0.014806 | 6.7471
Downstate | 2028 | 4 | 12 | 0.12654 | 2.496e-06 | 7.5964e-07 | 0.079161 | 1.5615e-06 | 4.7524e-07 | 0.15551 | 0.00085981 | 1.0961e-06 | 0.097288 | 0.0005379 | 6.857e-07 | 20.8383 | 2.7514 | 0.052611 | 23.6423 | 9.3306 | 1.6336 | 0.024113 | 10.9884 | 13.0365 | 1.7213 | 0.032914 | 14.7907 | 5.8373 | 1.022 | 0.015085 | 6.8744
Downstate | 2028 | 4 | 13 | 0.12444 | 2.4547e-06 | 7.4709e-07 | 0.077853 | 1.5357e-06 | 4.6738e-07 | 0.15294 | 0.0008456 | 1.0779e-06 | 0.09568 | 0.00052901 | 6.7437e-07 | 20.4941 | 2.7059 | 0.051742 | 23.2517 | 9.1764 | 1.6066 | 0.023715 | 10.8068 | 12.8212 | 1.6928 | 0.03237 | 14.5464 | 5.7408 | 1.0051 | 0.014836 | 6.7608
Downstate | 2028 | 4 | 14 | 0.13138 | 2.5915e-06 | 7.8871e-07 | 0.08219 | 1.6212e-06 | 4.9342e-07 | 0.16146 | 0.00089271 | 1.138e-06 | 0.10101 | 0.00055848 | 7.1194e-07 | 21.6357 | 2.8567 | 0.054624 | 24.547 | 9.6876 | 1.6961 | 0.025036 | 11.4088 | 13.5354 | 1.7871 | 0.034173 | 15.3567 | 6.0606 | 1.0611 | 0.015663 | 7.1374
Downstate | 2028 | 4 | 15 | 0.14096 | 2.7805e-06 | 8.4623e-07 | 0.088184 | 1.7395e-06 | 5.294e-07 | 0.17324 | 0.00095781 | 1.221e-06 | 0.10838 | 0.00059921 | 7.6386e-07 | 23.2135 | 3.065 | 0.058607 | 26.3371 | 10.3941 | 1.8198 | 0.026862 | 12.2408 | 14.5225 | 1.9175 | 0.036665 | 16.4766 | 6.5026 | 1.1385 | 0.016805 | 7.6579
Downstate | 2028 | 4 | 16 | 0.17624 | 3.4763e-06 | 1.058e-06 | 0.11025 | 2.1748e-06 | 6.619e-07 | 0.21659 | 0.0011975 | 1.5266e-06 | 0.1355 | 0.00074917 | 9.5502e-07 | 29.0232 | 3.8321 | 0.073275 | 32.9285 | 12.9954 | 2.2753 | 0.033584 | 15.3043 | 18.157 | 2.3974 | 0.045841 | 20.6002 | 8.13 | 1.4234 | 0.021011 | 9.5744
Downstate | 2028 | 4 | 17 | 0.17946 | 3.5399e-06 | 1.0774e-06 | 0.11227 | 2.2146e-06 | 6.74e-07 | 0.22055 | 0.0012194 | 1.5545e-06 | 0.13798 | 0.00076287 | 9.7249e-07 | 29.5538 | 3.9021 | 0.074615 | 33.5306 | 13.2331 | 2.3169 | 0.034198 | 15.5841 | 18.489 | 2.4412 | 0.046679 | 20.9769 | 8.2787 | 1.4495 | 0.021395 | 9.7495
Downstate | 2028 | 4 | 18 | 0.19041 | 3.7559e-06 | 1.1431e-06 | 0.11912 | 2.3497e-06 | 7.1513e-07 | 0.23401 | 0.0012938 | 1.6493e-06 | 0.1464 | 0.00080943 | 1.0318e-06 | 31.3574 | 4.1403 | 0.079168 | 35.5768 | 14.0406 | 2.4583 | 0.036285 | 16.5352 | 19.6173 | 2.5902 | 0.049528 | 22.257 | 8.7839 | 1.5379 | 0.0227 | 10.3445
Downstate | 2028 | 4 | 19 | 0.22175 | 4.3742e-06 | 1.3313e-06 | 0.13873 | 2.7365e-06 | 8.3286e-07 | 0.27253 | 0.0015068 | 1.9209e-06 | 0.1705 | 0.00094268 | 1.2017e-06 | 36.5195 | 4.8218 | 0.092201 | 41.4335 | 16.352 | 2.863 | 0.042259 | 19.2572 | 22.8467 | 3.0166 | 0.057681 | 25.921 | 10.2299 | 1.7911 | 0.026437 | 12.0474
Downstate | 2028 | 4 | 20 | 0.21955 | 4.3307e-06 | 1.318e-06 | 0.13735 | 2.7093e-06 | 8.2457e-07 | 0.26982 | 0.0014918 | 1.9017e-06 | 0.1688 | 0.00093329 | 1.1897e-06 | 36.156 | 4.7739 | 0.091284 | 41.0212 | 16.1893 | 2.8345 | 0.041838 | 19.0656 | 22.6194 | 2.9865 | 0.057107 | 25.663 | 10.1281 | 1.7733 | 0.026174 | 11.9275
Downstate | 2028 | 4 | 21 | 0.18644 | 3.6777e-06 | 1.1193e-06 | 0.11664 | 2.3008e-06 | 7.0023e-07 | 0.22913 | 0.0012669 | 1.615e-06 | 0.14335 | 0.00079256 | 1.0103e-06 | 30.7041 | 4.054 | 0.077519 | 34.8356 | 13.7481 | 2.4071 | 0.035529 | 16.1907 | 19.2086 | 2.5362 | 0.048496 | 21.7933 | 8.6009 | 1.5059 | 0.022227 | 10.129
Downstate | 2028 | 4 | 22 | 0.16589 | 3.2722e-06 | 9.959e-07 | 0.10378 | 2.0471e-06 | 6.2304e-07 | 0.20388 | 0.0011272 | 1.4369e-06 | 0.12755 | 0.00070519 | 8.9896e-07 | 27.3193 | 3.6071 | 0.068973 | 30.9953 | 12.2325 | 2.1417 | 0.031613 | 14.4058 | 17.091 | 2.2566 | 0.04315 | 19.3908 | 7.6527 | 1.3399 | 0.019777 | 9.0123
Downstate | 2028 | 4 | 23 | 0.14802 | 2.9197e-06 | 8.8862e-07 | 0.092601 | 1.8266e-06 | 5.5592e-07 | 0.18191 | 0.0010058 | 1.2821e-06 | 0.11381 | 0.00062923 | 8.0212e-07 | 24.3763 | 3.2185 | 0.061543 | 27.6564 | 10.9148 | 1.911 | 0.028207 | 12.854 | 15.2499 | 2.0135 | 0.038502 | 17.3019 | 6.8283 | 1.1955 | 0.017647 | 8.0415
Downstate | 2028 | 4 | 24 | 0.13846 | 2.7312e-06 | 8.3124e-07 | 0.086622 | 1.7087e-06 | 5.2003e-07 | 0.17017 | 0.00094085 | 1.1994e-06 | 0.10646 | 0.0005886 | 7.5033e-07 | 22.8024 | 3.0107 | 0.057569 | 25.8707 | 10.21 | 1.7876 | 0.026386 | 12.024 | 14.2653 | 1.8835 | 0.036016 | 16.1848 | 6.3874 | 1.1183 | 0.016507 | 7.5223
Downstate | 2028 | 5 | 1 | 0.12389 | 2.4437e-06 | 7.4375e-07 | 0.077504 | 1.5288e-06 | 4.6529e-07 | 0.15226 | 0.00084182 | 1.0731e-06 | 0.095252 | 0.00052664 | 6.7135e-07 | 20.4023 | 2.6938 | 0.05151 | 23.1476 | 9.1354 | 1.5995 | 0.023609 | 10.7584 | 12.7638 | 1.6853 | 0.032225 | 14.4813 | 5.7151 | 1.0006 | 0.01477 | 6.7305
Downstate | 2028 | 5 | 2 | 0.12276 | 2.4215e-06 | 7.3697e-07 | 0.076798 | 1.5149e-06 | 4.6105e-07 | 0.15087 | 0.00083415 | 1.0633e-06 | 0.094384 | 0.00052185 | 6.6523e-07 | 20.2164 | 2.6693 | 0.051041 | 22.9368 | 9.0521 | 1.5849 | 0.023394 | 10.6604 | 12.6475 | 1.6699 | 0.031931 | 14.3493 | 5.6631 | 0.99151 | 0.014635 | 6.6692
Downstate | 2028 | 5 | 3 | 0.12515 | 2.4686e-06 | 7.5131e-07 | 0.078293 | 1.5444e-06 | 4.7002e-07 | 0.1538 | 0.00085038 | 1.084e-06 | 0.096221 | 0.000532 | 6.7818e-07 | 20.6098 | 2.7212 | 0.052034 | 23.383 | 9.2283 | 1.6157 | 0.023849 | 10.8678 | 12.8936 | 1.7024 | 0.032552 | 14.6285 | 5.7732 | 1.0108 | 0.01492 | 6.799
Downstate | 2028 | 5 | 4 | 0.1361 | 2.6847e-06 | 8.1708e-07 | 0.085146 | 1.6796e-06 | 5.1117e-07 | 0.16727 | 0.00092482 | 1.1789e-06 | 0.10464 | 0.00057857 | 7.3755e-07 | 22.414 | 2.9594 | 0.056589 | 25.43 | 10.0361 | 1.7572 | 0.025937 | 11.8192 | 14.0223 | 1.8514 | 0.035402 | 15.9091 | 6.2786 | 1.0993 | 0.016226 | 7.3941
Downstate | 2028 | 5 | 5 | 0.14237 | 2.8083e-06 | 8.5469e-07 | 0.089065 | 1.7569e-06 | 5.3469e-07 | 0.17497 | 0.00096738 | 1.2332e-06 | 0.10946 | 0.0006052 | 7.7149e-07 | 23.4455 | 3.0956 | 0.059193 | 26.6003 | 10.498 | 1.838 | 0.02713 | 12.3631 | 14.6676 | 1.9366 | 0.037031 | 16.6413 | 6.5676 | 1.1499 | 0.016973 | 7.7344
Downstate | 2028 | 5 | 6 | 0.15941 | 3.1444e-06 | 9.57e-07 | 0.099727 | 1.9672e-06 | 5.987e-07 | 0.19591 | 0.0010832 | 1.3808e-06 | 0.12256 | 0.00067765 | 8.6384e-07 | 26.2522 | 3.4662 | 0.066279 | 29.7847 | 11.7547 | 2.0581 | 0.030378 | 13.8432 | 16.4235 | 2.1685 | 0.041465 | 18.6334 | 7.3538 | 1.2875 | 0.019005 | 8.6603
Downstate | 2028 | 5 | 7 | 0.1474 | 2.9076e-06 | 8.8493e-07 | 0.092216 | 1.819e-06 | 5.5361e-07 | 0.18116 | 0.0010016 | 1.2768e-06 | 0.11333 | 0.00062661 | 7.9879e-07 | 24.2751 | 3.2052 | 0.061288 | 27.5415 | 10.8694 | 1.9031 | 0.02809 | 12.8006 | 15.1866 | 2.0052 | 0.038342 | 17.2301 | 6.8 | 1.1906 | 0.017573 | 8.0081
Downstate | 2028 | 5 | 8 | 0.1465 | 2.8898e-06 | 8.795e-07 | 0.09165 | 1.8079e-06 | 5.5022e-07 | 0.18005 | 0.00099547 | 1.269e-06 | 0.11264 | 0.00062277 | 7.9388e-07 | 24.1261 | 3.1855 | 0.060911 | 27.3725 | 10.8027 | 1.8914 | 0.027918 | 12.722 | 15.0934 | 1.9929 | 0.038106 | 17.1244 | 6.7582 | 1.1833 | 0.017465 | 7.959
Downstate | 2028 | 5 | 9 | 0.16424 | 3.2396e-06 | 9.8598e-07 | 0.10275 | 2.0267e-06 | 6.1683e-07 | 0.20184 | 0.001116 | 1.4226e-06 | 0.12627 | 0.00069817 | 8.9e-07 | 27.0471 | 3.5712 | 0.068286 | 30.6865 | 12.1106 | 2.1204 | 0.031298 | 14.2623 | 16.9208 | 2.2341 | 0.04272 | 19.1976 | 7.5765 | 1.3265 | 0.01958 | 8.9226
Downstate | 2028 | 5 | 10 | 0.15365 | 3.0309e-06 | 9.2245e-07 | 0.096127 | 1.8961e-06 | 5.7709e-07 | 0.18884 | 0.0010441 | 1.331e-06 | 0.11814 | 0.00065318 | 8.3266e-07 | 25.3044 | 3.3411 | 0.063886 | 28.7094 | 11.3303 | 1.9838 | 0.029281 | 13.3434 | 15.8305 | 2.0902 | 0.039968 | 17.9607 | 7.0883 | 1.241 | 0.018318 | 8.3477
Downstate | 2028 | 5 | 11 | 0.14654 | 2.8906e-06 | 8.7974e-07 | 0.091676 | 1.8084e-06 | 5.5037e-07 | 0.1801 | 0.00099574 | 1.2693e-06 | 0.11267 | 0.00062294 | 7.941e-07 | 24.1328 | 3.1864 | 0.060928 | 27.3801 | 10.8057 | 1.8919 | 0.027925 | 12.7255 | 15.0975 | 1.9934 | 0.038117 | 17.1291 | 6.7601 | 1.1836 | 0.01747 | 7.9611
Downstate | 2028 | 5 | 12 | 0.14548 | 2.8696e-06 | 8.7337e-07 | 0.091012 | 1.7953e-06 | 5.4638e-07 | 0.17879 | 0.00098853 | 1.2601e-06 | 0.11185 | 0.00061843 | 7.8835e-07 | 23.958 | 3.1633 | 0.060487 | 27.1818 | 10.7275 | 1.8782 | 0.027723 | 12.6334 | 14.9882 | 1.979 | 0.037841 | 17.005 | 6.7111 | 1.175 | 0.017344 | 7.9035
Downstate | 2028 | 5 | 13 | 0.13806 | 2.7234e-06 | 8.2885e-07 | 0.086373 | 1.7038e-06 | 5.1853e-07 | 0.16968 | 0.00093814 | 1.1959e-06 | 0.10615 | 0.00058691 | 7.4817e-07 | 22.7368 | 3.0021 | 0.057404 | 25.7963 | 10.1807 | 1.7825 | 0.02631 | 11.9894 | 14.2242 | 1.8781 | 0.035912 | 16.1383 | 6.3691 | 1.1151 | 0.01646 | 7.5006
Downstate | 2028 | 5 | 14 | 0.15159 | 2.9902e-06 | 9.1005e-07 | 0.094835 | 1.8707e-06 | 5.6933e-07 | 0.1863 | 0.0010301 | 1.3131e-06 | 0.11655 | 0.0006444 | 8.2147e-07 | 24.9643 | 3.2962 | 0.063028 | 28.3235 | 11.1781 | 1.9571 | 0.028888 | 13.164 | 15.6178 | 2.0621 | 0.03943 | 17.7193 | 6.993 | 1.2244 | 0.018072 | 8.2355
Downstate | 2028 | 5 | 15 | 0.15641 | 3.0852e-06 | 9.3897e-07 | 0.097848 | 1.9301e-06 | 5.8742e-07 | 0.19222 | 0.0010628 | 1.3548e-06 | 0.12025 | 0.00066488 | 8.4757e-07 | 25.7575 | 3.4009 | 0.06503 | 29.2234 | 11.5332 | 2.0193 | 0.029806 | 13.5823 | 16.114 | 2.1276 | 0.040683 | 18.2823 | 7.2152 | 1.2633 | 0.018646 | 8.4971
Downstate | 2028 | 5 | 16 | 0.16435 | 3.242e-06 | 9.8668e-07 | 0.10282 | 2.0282e-06 | 6.1727e-07 | 0.20199 | 0.0011168 | 1.4236e-06 | 0.12636 | 0.00069866 | 8.9063e-07 | 27.0664 | 3.5737 | 0.068335 | 30.7084 | 12.1193 | 2.1219 | 0.03132 | 14.2725 | 16.9328 | 2.2357 | 0.04275 | 19.2113 | 7.5819 | 1.3275 | 0.019594 | 8.9289
Downstate | 2028 | 5 | 17 | 0.16764 | 3.3069e-06 | 1.0064e-06 | 0.10488 | 2.0688e-06 | 6.2963e-07 | 0.20603 | 0.0011391 | 1.4521e-06 | 0.12889 | 0.00071265 | 9.0846e-07 | 27.6082 | 3.6452 | 0.069703 | 31.3231 | 12.3619 | 2.1644 | 0.031947 | 14.5582 | 17.2718 | 2.2805 | 0.043606 | 19.5959 | 7.7336 | 1.354 | 0.019986 | 9.1077
Downstate | 2028 | 5 | 18 | 0.21463 | 4.2337e-06 | 1.2885e-06 | 0.13427 | 2.6486e-06 | 8.0609e-07 | 0.26378 | 0.0014584 | 1.8591e-06 | 0.16502 | 0.00091238 | 1.1631e-06 | 35.3459 | 4.6669 | 0.089238 | 40.102 | 15.8265 | 2.771 | 0.040901 | 18.6384 | 22.1125 | 2.9196 | 0.055828 | 25.088 | 9.9011 | 1.7335 | 0.025588 | 11.6602
Downstate | 2028 | 5 | 19 | 0.23918 | 4.7179e-06 | 1.4359e-06 | 0.14963 | 2.9515e-06 | 8.9829e-07 | 0.29394 | 0.0016252 | 2.0718e-06 | 0.18389 | 0.0010167 | 1.2961e-06 | 39.3884 | 5.2006 | 0.099444 | 44.6885 | 17.6366 | 3.0879 | 0.045579 | 20.7701 | 24.6416 | 3.2535 | 0.062213 | 27.9573 | 11.0335 | 1.9318 | 0.028514 | 12.9938
Downstate | 2028 | 5 | 20 | 0.24838 | 4.8994e-06 | 1.4911e-06 | 0.15539 | 3.0651e-06 | 9.3284e-07 | 0.30525 | 0.0016877 | 2.1515e-06 | 0.19097 | 0.0010558 | 1.346e-06 | 40.9037 | 5.4007 | 0.10327 | 46.4077 | 18.3151 | 3.2067 | 0.047332 | 21.5691 | 25.5895 | 3.3787 | 0.064606 | 29.0328 | 11.458 | 2.0061 | 0.029611 | 13.4937
Downstate | 2028 | 5 | 21 | 0.21414 | 4.224e-06 | 1.2856e-06 | 0.13397 | 2.6426e-06 | 8.0426e-07 | 0.26318 | 0.0014551 | 1.8549e-06 | 0.16464 | 0.00091031 | 1.1604e-06 | 35.2656 | 4.6563 | 0.089035 | 40.0109 | 15.7905 | 2.7647 | 0.040808 | 18.596 | 22.0623 | 2.913 | 0.055701 | 25.031 | 9.8786 | 1.7296 | 0.02553 | 11.6337
Downstate | 2028 | 5 | 22 | 0.18727 | 3.6941e-06 | 1.1243e-06 | 0.11716 | 2.311e-06 | 7.0336e-07 | 0.23016 | 0.0012725 | 1.6222e-06 | 0.14399 | 0.0007961 | 1.0148e-06 | 30.841 | 4.0721 | 0.077865 | 34.991 | 13.8094 | 2.4178 | 0.035688 | 16.2629 | 19.2943 | 2.5475 | 0.048712 | 21.8905 | 8.6392 | 1.5126 | 0.022327 | 10.1741
Downstate | 2028 | 5 | 23 | 0.15776 | 3.1119e-06 | 9.471e-07 | 0.098695 | 1.9468e-06 | 5.9251e-07 | 0.19388 | 0.001072 | 1.3665e-06 | 0.12129 | 0.00067063 | 8.549e-07 | 25.9805 | 3.4303 | 0.065593 | 29.4764 | 11.633 | 2.0368 | 0.030064 | 13.6999 | 16.2535 | 2.146 | 0.041035 | 18.4405 | 7.2777 | 1.2742 | 0.018808 | 8.5707
Downstate | 2028 | 5 | 24 | 0.13979 | 2.7575e-06 | 8.3924e-07 | 0.087455 | 1.7251e-06 | 5.2503e-07 | 0.1718 | 0.00094989 | 1.2109e-06 | 0.10748 | 0.00059426 | 7.5754e-07 | 23.0217 | 3.0397 | 0.058123 | 26.1194 | 10.3082 | 1.8048 | 0.02664 | 12.1396 | 14.4024 | 1.9016 | 0.036362 | 16.3404 | 6.4489 | 1.1291 | 0.016666 | 7.5946
Downstate | 2028 | 6 | 1 | 0.20191 | 3.9828e-06 | 1.2121e-06 | 0.12632 | 2.4916e-06 | 7.5832e-07 | 0.24814 | 0.001372 | 1.749e-06 | 0.15524 | 0.00085831 | 1.0942e-06 | 33.2513 | 4.3903 | 0.08395 | 37.7256 | 14.8886 | 2.6068 | 0.038477 | 17.5339 | 20.8021 | 2.7466 | 0.052519 | 23.6013 | 9.3144 | 1.6308 | 0.024071 | 10.9693
Downstate | 2028 | 6 | 2 | 0.19515 | 3.8494e-06 | 1.1716e-06 | 0.12209 | 2.4082e-06 | 7.3293e-07 | 0.23983 | 0.001326 | 1.6904e-06 | 0.15004 | 0.00082957 | 1.0575e-06 | 32.1378 | 4.2433 | 0.081139 | 36.4622 | 14.3901 | 2.5195 | 0.037189 | 16.9467 | 20.1055 | 2.6546 | 0.050761 | 22.8109 | 9.0025 | 1.5762 | 0.023265 | 10.6019
Downstate | 2028 | 6 | 3 | 0.19374 | 3.8217e-06 | 1.1631e-06 | 0.12121 | 2.3909e-06 | 7.2765e-07 | 0.23811 | 0.0013165 | 1.6782e-06 | 0.14896 | 0.0008236 | 1.0499e-06 | 31.9063 | 4.2127 | 0.080554 | 36.1996 | 14.2864 | 2.5013 | 0.036921 | 16.8246 | 19.9607 | 2.6355 | 0.050395 | 22.6466 | 8.9376 | 1.5648 | 0.023098 | 10.5256
Downstate | 2028 | 6 | 4 | 0.198 | 3.9056e-06 | 1.1887e-06 | 0.12387 | 2.4434e-06 | 7.4363e-07 | 0.24334 | 0.0013454 | 1.7151e-06 | 0.15223 | 0.00084169 | 1.073e-06 | 32.6072 | 4.3053 | 0.082324 | 36.9948 | 14.6002 | 2.5563 | 0.037732 | 17.1942 | 20.3992 | 2.6934 | 0.051502 | 23.1441 | 9.134 | 1.5992 | 0.023605 | 10.7568
Downstate | 2028 | 6 | 5 | 0.1945 | 3.8366e-06 | 1.1677e-06 | 0.12168 | 2.4002e-06 | 7.305e-07 | 0.23904 | 0.0013216 | 1.6848e-06 | 0.14954 | 0.00082682 | 1.054e-06 | 32.0311 | 4.2292 | 0.080869 | 36.3412 | 14.3423 | 2.5111 | 0.037065 | 16.8905 | 20.0388 | 2.6458 | 0.050592 | 22.7352 | 8.9726 | 1.571 | 0.023188 | 10.5667
Downstate | 2028 | 6 | 6 | 0.20643 | 4.0719e-06 | 1.2393e-06 | 0.12914 | 2.5474e-06 | 7.753e-07 | 0.2537 | 0.0014027 | 1.7881e-06 | 0.15871 | 0.00087752 | 1.1186e-06 | 33.9955 | 4.4886 | 0.085829 | 38.5699 | 15.2219 | 2.6651 | 0.039338 | 17.9263 | 21.2677 | 2.8081 | 0.053695 | 24.1295 | 9.5229 | 1.6673 | 0.02461 | 11.2148
Downstate | 2028 | 6 | 7 | 0.19962 | 3.9376e-06 | 1.1984e-06 | 0.12488 | 2.4634e-06 | 7.4972e-07 | 0.24533 | 0.0013564 | 1.7291e-06 | 0.15348 | 0.00084858 | 1.0817e-06 | 32.874 | 4.3405 | 0.082997 | 37.2975 | 14.7197 | 2.5772 | 0.03804 | 17.3349 | 20.5661 | 2.7154 | 0.051923 | 23.3334 | 9.2087 | 1.6123 | 0.023798 | 10.8448
Downstate | 2028 | 6 | 8 | 0.19047 | 3.7571e-06 | 1.1435e-06 | 0.11916 | 2.3504e-06 | 7.1535e-07 | 0.23408 | 0.0012942 | 1.6498e-06 | 0.14644 | 0.00080967 | 1.0321e-06 | 31.3668 | 4.1415 | 0.079192 | 35.5875 | 14.0448 | 2.459 | 0.036296 | 16.5402 | 19.6232 | 2.5909 | 0.049543 | 22.2637 | 8.7865 | 1.5384 | 0.022707 | 10.3476
Downstate | 2028 | 6 | 9 | 0.19364 | 3.8196e-06 | 1.1625e-06 | 0.12114 | 2.3895e-06 | 7.2725e-07 | 0.23798 | 0.0013158 | 1.6773e-06 | 0.14888 | 0.00082314 | 1.0493e-06 | 31.8888 | 4.2104 | 0.08051 | 36.1797 | 14.2785 | 2.4999 | 0.0369 | 16.8154 | 19.9497 | 2.6341 | 0.050367 | 22.6342 | 8.9327 | 1.564 | 0.023085 | 10.5198
Downstate | 2028 | 6 | 10 | 0.19143 | 3.776e-06 | 1.1492e-06 | 0.11976 | 2.3623e-06 | 7.1895e-07 | 0.23526 | 0.0013007 | 1.6581e-06 | 0.14718 | 0.00081375 | 1.0373e-06 | 31.5248 | 4.1624 | 0.079591 | 35.7668 | 14.1156 | 2.4714 | 0.036479 | 16.6235 | 19.7221 | 2.604 | 0.049793 | 22.3759 | 8.8308 | 1.5461 | 0.022822 | 10.3997
Downstate | 2028 | 6 | 11 | 0.1994 | 3.9332e-06 | 1.1971e-06 | 0.12474 | 2.4607e-06 | 7.489e-07 | 0.24506 | 0.0013549 | 1.7272e-06 | 0.15331 | 0.00084764 | 1.0805e-06 | 32.8378 | 4.3357 | 0.082906 | 37.2565 | 14.7035 | 2.5743 | 0.037999 | 17.3159 | 20.5435 | 2.7125 | 0.051866 | 23.3078 | 9.1986 | 1.6105 | 0.023772 | 10.8329
Downstate | 2028 | 6 | 12 | 0.19862 | 3.9179e-06 | 1.1924e-06 | 0.12426 | 2.451e-06 | 7.4597e-07 | 0.2441 | 0.0013496 | 1.7205e-06 | 0.15271 | 0.00084433 | 1.0763e-06 | 32.7095 | 4.3188 | 0.082582 | 37.1109 | 14.6461 | 2.5643 | 0.03785 | 17.2482 | 20.4632 | 2.7019 | 0.051664 | 23.2167 | 9.1626 | 1.6042 | 0.023679 | 10.7905
Downstate | 2028 | 6 | 13 | 0.21416 | 4.2245e-06 | 1.2857e-06 | 0.13398 | 2.6429e-06 | 8.0435e-07 | 0.2632 | 0.0014552 | 1.8551e-06 | 0.16466 | 0.0009104 | 1.1606e-06 | 35.2693 | 4.6568 | 0.089045 | 40.0151 | 15.7922 | 2.765 | 0.040812 | 18.598 | 22.0646 | 2.9133 | 0.055707 | 25.0336 | 9.8797 | 1.7298 | 0.025532 | 11.635
Downstate | 2028 | 6 | 14 | 0.22516 | 4.4415e-06 | 1.3518e-06 | 0.14086 | 2.7786e-06 | 8.4566e-07 | 0.27672 | 0.00153 | 1.9504e-06 | 0.17312 | 0.00095717 | 1.2202e-06 | 37.0809 | 4.896 | 0.093619 | 42.0705 | 16.6034 | 2.907 | 0.042909 | 19.5533 | 23.198 | 3.0629 | 0.058568 | 26.3195 | 10.3872 | 1.8186 | 0.026844 | 12.2326
Downstate | 2028 | 6 | 15 | 0.24358 | 4.8047e-06 | 1.4623e-06 | 0.15238 | 3.0059e-06 | 9.1483e-07 | 0.29936 | 0.0016551 | 2.1099e-06 | 0.18728 | 0.0010355 | 1.32e-06 | 40.1137 | 5.2964 | 0.10128 | 45.5114 | 17.9614 | 3.1447 | 0.046418 | 21.1525 | 25.0953 | 3.3135 | 0.063358 | 28.4721 | 11.2367 | 1.9674 | 0.029039 | 13.2331
Downstate | 2028 | 6 | 16 | 0.27159 | 5.3573e-06 | 1.6305e-06 | 0.16991 | 3.3516e-06 | 1.02e-06 | 0.33378 | 0.0018455 | 2.3526e-06 | 0.20882 | 0.0011545 | 1.4718e-06 | 44.727 | 5.9055 | 0.11292 | 50.7455 | 20.027 | 3.5064 | 0.051756 | 23.5852 | 27.9814 | 3.6945 | 0.070645 | 31.7466 | 12.529 | 2.1936 | 0.032379 | 14.755
Downstate | 2028 | 6 | 17 | 0.24496 | 4.8319e-06 | 1.4706e-06 | 0.15325 | 3.0228e-06 | 9.2e-07 | 0.30105 | 0.0016645 | 2.1218e-06 | 0.18834 | 0.0010413 | 1.3274e-06 | 40.3404 | 5.3263 | 0.10185 | 45.7686 | 18.0629 | 3.1625 | 0.04668 | 21.272 | 25.2371 | 3.3322 | 0.063716 | 28.633 | 11.3002 | 1.9785 | 0.029203 | 13.3079
Downstate | 2028 | 6 | 18 | 0.24784 | 4.8888e-06 | 1.4879e-06 | 0.15505 | 3.0584e-06 | 9.3082e-07 | 0.30459 | 0.0016841 | 2.1468e-06 | 0.19055 | 0.0010536 | 1.343e-06 | 40.8151 | 5.389 | 0.10305 | 46.3072 | 18.2754 | 3.1997 | 0.04723 | 21.5224 | 25.5341 | 3.3714 | 0.064466 | 28.97 | 11.4332 | 2.0018 | 0.029547 | 13.4645
Downstate | 2028 | 6 | 19 | 0.27435 | 5.4117e-06 | 1.647e-06 | 0.17164 | 3.3856e-06 | 1.0304e-06 | 0.33717 | 0.0018642 | 2.3765e-06 | 0.21094 | 0.0011663 | 1.4867e-06 | 45.1814 | 5.9655 | 0.11407 | 51.261 | 20.2305 | 3.542 | 0.052282 | 23.8248 | 28.2656 | 3.7321 | 0.071363 | 32.0691 | 12.6563 | 2.2159 | 0.032708 | 14.9049
Downstate | 2028 | 6 | 20 | 0.2834 | 5.5903e-06 | 1.7014e-06 | 0.1773 | 3.4973e-06 | 1.0644e-06 | 0.3483 | 0.0019257 | 2.4549e-06 | 0.2179 | 0.0012047 | 1.5358e-06 | 46.6722 | 6.1624 | 0.11783 | 52.9523 | 20.898 | 3.6589 | 0.054007 | 24.6109 | 29.1983 | 3.8552 | 0.073717 | 33.1272 | 13.0739 | 2.289 | 0.033787 | 15.3967
Downstate | 2028 | 6 | 21 | 0.283 | 5.5823e-06 | 1.699e-06 | 0.17704 | 3.4923e-06 | 1.0629e-06 | 0.3478 | 0.001923 | 2.4514e-06 | 0.21759 | 0.001203 | 1.5336e-06 | 46.6053 | 6.1535 | 0.11766 | 52.8765 | 20.868 | 3.6537 | 0.05393 | 24.5756 | 29.1565 | 3.8497 | 0.073612 | 33.0797 | 13.0551 | 2.2857 | 0.033739 | 15.3746
Downstate | 2028 | 6 | 22 | 0.2494 | 4.9195e-06 | 1.4972e-06 | 0.15602 | 3.0776e-06 | 9.3667e-07 | 0.3065 | 0.0016946 | 2.1603e-06 | 0.19175 | 0.0010602 | 1.3515e-06 | 41.0715 | 5.4229 | 0.10369 | 46.5981 | 18.3902 | 3.2198 | 0.047526 | 21.6576 | 25.6945 | 3.3926 | 0.064871 | 29.152 | 11.505 | 2.0143 | 0.029733 | 13.5491
Downstate | 2028 | 6 | 23 | 0.22539 | 4.4459e-06 | 1.3531e-06 | 0.141 | 2.7814e-06 | 8.4651e-07 | 0.277 | 0.0015315 | 1.9523e-06 | 0.17329 | 0.00095812 | 1.2214e-06 | 37.1179 | 4.9009 | 0.093712 | 42.1125 | 16.62 | 2.9099 | 0.042951 | 19.5728 | 23.2211 | 3.066 | 0.058627 | 26.3457 | 10.3975 | 1.8204 | 0.026871 | 12.2448
Downstate | 2028 | 6 | 24 | 0.21866 | 4.3131e-06 | 1.3127e-06 | 0.13679 | 2.6983e-06 | 8.2122e-07 | 0.26873 | 0.0014858 | 1.894e-06 | 0.16812 | 0.00092951 | 1.1849e-06 | 36.0093 | 4.7545 | 0.090913 | 40.8547 | 16.1236 | 2.823 | 0.041668 | 18.9882 | 22.5275 | 2.9744 | 0.056876 | 25.5588 | 10.087 | 1.7661 | 0.026068 | 11.8791
Downstate | 2028 | 7 | 1 | 0.23709 | 4.6766e-06 | 1.4233e-06 | 0.14832 | 2.9257e-06 | 8.9044e-07 | 0.29138 | 0.001611 | 2.0537e-06 | 0.18229 | 0.0010078 | 1.2848e-06 | 39.0443 | 5.1552 | 0.098576 | 44.2981 | 17.4825 | 3.0609 | 0.04518 | 20.5886 | 24.4263 | 3.2251 | 0.061669 | 27.7131 | 10.9371 | 1.9149 | 0.028265 | 12.8803
Downstate | 2028 | 7 | 2 | 0.22787 | 4.4948e-06 | 1.368e-06 | 0.14256 | 2.812e-06 | 8.5582e-07 | 0.28005 | 0.0015484 | 1.9738e-06 | 0.1752 | 0.00096867 | 1.2348e-06 | 37.5264 | 4.9548 | 0.094743 | 42.5759 | 16.8028 | 2.9419 | 0.043424 | 19.7882 | 23.4766 | 3.0997 | 0.059272 | 26.6356 | 10.5119 | 1.8405 | 0.027166 | 12.3796
Downstate | 2028 | 7 | 3 | 0.22539 | 4.446e-06 | 1.3531e-06 | 0.14101 | 2.7815e-06 | 8.4653e-07 | 0.27701 | 0.0015316 | 1.9524e-06 | 0.1733 | 0.00095815 | 1.2214e-06 | 37.1189 | 4.901 | 0.093715 | 42.1136 | 16.6204 | 2.91 | 0.042952 | 19.5733 | 23.2217 | 3.0661 | 0.058628 | 26.3464 | 10.3978 | 1.8205 | 0.026871 | 12.2451
Downstate | 2028 | 7 | 4 | 0.22773 | 4.4921e-06 | 1.3672e-06 | 0.14247 | 2.8103e-06 | 8.553e-07 | 0.27988 | 0.0015474 | 1.9726e-06 | 0.17509 | 0.00096808 | 1.2341e-06 | 37.5037 | 4.9518 | 0.094686 | 42.5502 | 16.7927 | 2.9401 | 0.043398 | 19.7762 | 23.4624 | 3.0979 | 0.059236 | 26.6195 | 10.5056 | 1.8394 | 0.02715 | 12.3721
Downstate | 2028 | 7 | 5 | 0.23125 | 4.5616e-06 | 1.3883e-06 | 0.14467 | 2.8537e-06 | 8.6852e-07 | 0.2842 | 0.0015714 | 2.0031e-06 | 0.1778 | 0.00098305 | 1.2532e-06 | 38.0834 | 5.0283 | 0.09615 | 43.2079 | 17.0523 | 2.9856 | 0.044069 | 20.0819 | 23.8251 | 3.1457 | 0.060152 | 27.031 | 10.668 | 1.8678 | 0.027569 | 12.5633
Downstate | 2028 | 7 | 6 | 0.24299 | 4.793e-06 | 1.4587e-06 | 0.15201 | 2.9985e-06 | 9.126e-07 | 0.29863 | 0.0016511 | 2.1048e-06 | 0.18682 | 0.0010329 | 1.3167e-06 | 40.016 | 5.2835 | 0.10103 | 45.4005 | 17.9176 | 3.1371 | 0.046305 | 21.101 | 25.0341 | 3.3054 | 0.063204 | 28.4027 | 11.2093 | 1.9626 | 0.028968 | 13.2009
Downstate | 2028 | 7 | 7 | 0.24527 | 4.8381e-06 | 1.4725e-06 | 0.15344 | 3.0267e-06 | 9.2118e-07 | 0.30144 | 0.0016666 | 2.1246e-06 | 0.18858 | 0.0010426 | 1.3291e-06 | 40.3924 | 5.3332 | 0.10198 | 45.8276 | 18.0862 | 3.1666 | 0.04674 | 21.2995 | 25.2697 | 3.3365 | 0.063799 | 28.6699 | 11.3148 | 1.981 | 0.029241 | 13.325
Downstate | 2028 | 7 | 8 | 0.24705 | 4.8732e-06 | 1.4832e-06 | 0.15456 | 3.0487e-06 | 9.2786e-07 | 0.30362 | 0.0016787 | 2.14e-06 | 0.18995 | 0.0010502 | 1.3388e-06 | 40.6853 | 5.3719 | 0.10272 | 46.16 | 18.2173 | 3.1896 | 0.047079 | 21.454 | 25.4529 | 3.3607 | 0.064261 | 28.8778 | 11.3968 | 1.9954 | 0.029453 | 13.4217
Downstate | 2028 | 7 | 9 | 0.25152 | 4.9614e-06 | 1.51e-06 | 0.15735 | 3.1039e-06 | 9.4466e-07 | 0.30912 | 0.0017091 | 2.1787e-06 | 0.19339 | 0.0010692 | 1.363e-06 | 41.4219 | 5.4691 | 0.10458 | 46.9956 | 18.5471 | 3.2473 | 0.047932 | 21.8423 | 25.9137 | 3.4215 | 0.065425 | 29.4006 | 11.6031 | 2.0315 | 0.029986 | 13.6646
Downstate | 2028 | 7 | 10 | 0.25118 | 4.9547e-06 | 1.5079e-06 | 0.15714 | 3.0997e-06 | 9.4337e-07 | 0.3087 | 0.0017068 | 2.1757e-06 | 0.19312 | 0.0010678 | 1.3612e-06 | 41.3654 | 5.4617 | 0.10444 | 46.9316 | 18.5218 | 3.2429 | 0.047866 | 21.8126 | 25.8784 | 3.4168 | 0.065335 | 29.3606 | 11.5873 | 2.0288 | 0.029945 | 13.646
Downstate | 2028 | 7 | 11 | 0.25512 | 5.0323e-06 | 1.5316e-06 | 0.1596 | 3.1482e-06 | 9.5816e-07 | 0.31354 | 0.0017335 | 2.2099e-06 | 0.19615 | 0.0010845 | 1.3825e-06 | 42.0139 | 5.5473 | 0.10607 | 47.6673 | 18.8122 | 3.2937 | 0.048617 | 22.1545 | 26.2841 | 3.4704 | 0.06636 | 29.8208 | 11.769 | 2.0606 | 0.030415 | 13.86
Downstate | 2028 | 7 | 12 | 0.26586 | 5.2442e-06 | 1.5961e-06 | 0.16632 | 3.2808e-06 | 9.9851e-07 | 0.32674 | 0.0018065 | 2.3029e-06 | 0.20441 | 0.0011302 | 1.4407e-06 | 43.783 | 5.7809 | 0.11054 | 49.6744 | 19.6043 | 3.4324 | 0.050664 | 23.0874 | 27.3908 | 3.6165 | 0.069154 | 31.0765 | 12.2645 | 2.1473 | 0.031695 | 14.4435
Downstate | 2028 | 7 | 13 | 0.27161 | 5.3577e-06 | 1.6306e-06 | 0.16992 | 3.3518e-06 | 1.0201e-06 | 0.33381 | 0.0018456 | 2.3527e-06 | 0.20883 | 0.0011546 | 1.4719e-06 | 44.7299 | 5.9059 | 0.11293 | 50.7487 | 20.0283 | 3.5066 | 0.05176 | 23.5867 | 27.9832 | 3.6948 | 0.070649 | 31.7486 | 12.5298 | 2.1938 | 0.032381 | 14.7559
Downstate | 2028 | 7 | 14 | 0.27551 | 5.4345e-06 | 1.654e-06 | 0.17236 | 3.3999e-06 | 1.0347e-06 | 0.3386 | 0.0018721 | 2.3865e-06 | 0.21183 | 0.0011712 | 1.493e-06 | 45.3718 | 5.9907 | 0.11455 | 51.4771 | 20.3158 | 3.557 | 0.052502 | 23.9252 | 28.3848 | 3.7478 | 0.071663 | 32.2042 | 12.7096 | 2.2252 | 0.032846 | 14.9677
Downstate | 2028 | 7 | 15 | 0.29593 | 5.8373e-06 | 1.7766e-06 | 0.18513 | 3.6519e-06 | 1.1114e-06 | 0.36369 | 0.0020108 | 2.5634e-06 | 0.22753 | 0.001258 | 1.6036e-06 | 48.7346 | 6.4347 | 0.12304 | 55.2923 | 21.8215 | 3.8206 | 0.056394 | 25.6985 | 30.4886 | 4.0256 | 0.076975 | 34.5911 | 13.6516 | 2.3902 | 0.03528 | 16.077
Downstate | 2028 | 7 | 16 | 0.32847 | 6.4793e-06 | 1.9719e-06 | 0.20549 | 4.0534e-06 | 1.2337e-06 | 0.40369 | 0.002232 | 2.8452e-06 | 0.25255 | 0.0013963 | 1.78e-06 | 54.0939 | 7.1423 | 0.13657 | 61.3728 | 24.2212 | 4.2407 | 0.062595 | 28.5245 | 33.8414 | 4.4682 | 0.08544 | 38.395 | 15.1528 | 2.653 | 0.03916 | 17.845
Downstate | 2028 | 7 | 17 | 0.29854 | 5.8888e-06 | 1.7923e-06 | 0.18677 | 3.6841e-06 | 1.1212e-06 | 0.3669 | 0.0020286 | 2.586e-06 | 0.22953 | 0.0012691 | 1.6178e-06 | 49.1647 | 6.4915 | 0.12413 | 55.7803 | 22.014 | 3.8543 | 0.056891 | 25.9252 | 30.7576 | 4.0611 | 0.077654 | 34.8963 | 13.7721 | 2.4113 | 0.035591 | 16.2189
Downstate | 2028 | 7 | 18 | 0.29406 | 5.8005e-06 | 1.7654e-06 | 0.18396 | 3.6288e-06 | 1.1044e-06 | 0.3614 | 0.0019981 | 2.5472e-06 | 0.22609 | 0.00125 | 1.5935e-06 | 48.4271 | 6.3941 | 0.12226 | 54.9434 | 21.6838 | 3.7965 | 0.056038 | 25.5363 | 30.2962 | 4.0001 | 0.076489 | 34.3728 | 13.5654 | 2.3751 | 0.035057 | 15.9756
Downstate | 2028 | 7 | 19 | 0.29274 | 5.7744e-06 | 1.7574e-06 | 0.18314 | 3.6125e-06 | 1.0995e-06 | 0.35977 | 0.0019892 | 2.5357e-06 | 0.22508 | 0.0012444 | 1.5864e-06 | 48.2096 | 6.3653 | 0.12172 | 54.6966 | 21.5864 | 3.7794 | 0.055786 | 25.4216 | 30.1601 | 3.9822 | 0.076146 | 34.2184 | 13.5045 | 2.3644 | 0.0349 | 15.9038
Downstate | 2028 | 7 | 20 | 0.2968 | 5.8545e-06 | 1.7818e-06 | 0.18568 | 3.6626e-06 | 1.1147e-06 | 0.36476 | 0.0020168 | 2.5709e-06 | 0.2282 | 0.0012617 | 1.6084e-06 | 48.8784 | 6.4536 | 0.1234 | 55.4554 | 21.8858 | 3.8319 | 0.05656 | 25.7742 | 30.5785 | 4.0374 | 0.077202 | 34.6931 | 13.6919 | 2.3972 | 0.035384 | 16.1245
Downstate | 2028 | 7 | 21 | 0.28947 | 5.7099e-06 | 1.7378e-06 | 0.18109 | 3.5721e-06 | 1.0872e-06 | 0.35575 | 0.0019669 | 2.5074e-06 | 0.22256 | 0.0012305 | 1.5686e-06 | 47.6706 | 6.2942 | 0.12035 | 54.0852 | 21.3451 | 3.7372 | 0.055163 | 25.1374 | 29.8229 | 3.9377 | 0.075294 | 33.8359 | 13.3536 | 2.338 | 0.03451 | 15.7261
Downstate | 2028 | 7 | 22 | 0.27275 | 5.3802e-06 | 1.6374e-06 | 0.17063 | 3.3659e-06 | 1.0244e-06 | 0.33521 | 0.0018534 | 2.3626e-06 | 0.20971 | 0.0011595 | 1.4781e-06 | 44.9179 | 5.9307 | 0.1134 | 50.9621 | 20.1125 | 3.5214 | 0.051977 | 23.6859 | 28.1008 | 3.7103 | 0.070946 | 31.8821 | 12.5825 | 2.203 | 0.032517 | 14.818
Downstate | 2028 | 7 | 23 | 0.25517 | 5.0333e-06 | 1.5319e-06 | 0.15963 | 3.1489e-06 | 9.5835e-07 | 0.3136 | 0.0017339 | 2.2103e-06 | 0.19619 | 0.0010847 | 1.3828e-06 | 42.022 | 5.5484 | 0.10609 | 47.6765 | 18.8158 | 3.2943 | 0.048626 | 22.1588 | 26.2892 | 3.4711 | 0.066373 | 29.8266 | 11.7713 | 2.061 | 0.030421 | 13.8626
Downstate | 2028 | 7 | 24 | 0.24735 | 4.879e-06 | 1.4849e-06 | 0.15474 | 3.0523e-06 | 9.2897e-07 | 0.30398 | 0.0016807 | 2.1425e-06 | 0.19017 | 0.0010515 | 1.3404e-06 | 40.734 | 5.3783 | 0.10284 | 46.2151 | 18.2391 | 3.1934 | 0.047136 | 21.4796 | 25.4833 | 3.3647 | 0.064338 | 28.9124 | 11.4104 | 1.9978 | 0.029488 | 13.4377
Downstate | 2028 | 8 | 1 | 0.23087 | 4.554e-06 | 1.386e-06 | 0.14443 | 2.849e-06 | 8.6709e-07 | 0.28373 | 0.0015688 | 1.9998e-06 | 0.1775 | 0.00098142 | 1.2511e-06 | 38.0203 | 5.02 | 0.09599 | 43.1363 | 17.024 | 2.9806 | 0.043996 | 20.0486 | 23.7857 | 3.1405 | 0.060052 | 26.9862 | 10.6503 | 1.8647 | 0.027524 | 12.5425
Downstate | 2028 | 8 | 2 | 0.22774 | 4.4923e-06 | 1.3672e-06 | 0.14248 | 2.8104e-06 | 8.5535e-07 | 0.27989 | 0.0015475 | 1.9727e-06 | 0.1751 | 0.00096813 | 1.2341e-06 | 37.5056 | 4.9521 | 0.094691 | 42.5524 | 16.7936 | 2.9403 | 0.0434 | 19.7773 | 23.4637 | 3.098 | 0.059239 | 26.6209 | 10.5061 | 1.8395 | 0.027151 | 12.3727
Downstate | 2028 | 8 | 3 | 0.22509 | 4.44e-06 | 1.3513e-06 | 0.14082 | 2.7777e-06 | 8.4538e-07 | 0.27663 | 0.0015295 | 1.9497e-06 | 0.17306 | 0.00095684 | 1.2198e-06 | 37.0683 | 4.8943 | 0.093587 | 42.0562 | 16.5978 | 2.906 | 0.042894 | 19.5467 | 23.1901 | 3.0619 | 0.058548 | 26.3105 | 10.3836 | 1.818 | 0.026835 | 12.2285
Downstate | 2028 | 8 | 4 | 0.22856 | 4.5085e-06 | 1.3722e-06 | 0.14299 | 2.8206e-06 | 8.5843e-07 | 0.2809 | 0.0015531 | 1.9798e-06 | 0.17573 | 0.00097162 | 1.2386e-06 | 37.6408 | 4.9699 | 0.095032 | 42.7058 | 16.8541 | 2.9509 | 0.043556 | 19.8485 | 23.5482 | 3.1092 | 0.059453 | 26.7169 | 10.544 | 1.8461 | 0.027249 | 12.4173
Downstate | 2028 | 8 | 5 | 0.22694 | 4.4766e-06 | 1.3624e-06 | 0.14198 | 2.8006e-06 | 8.5235e-07 | 0.27891 | 0.0015421 | 1.9658e-06 | 0.17449 | 0.00096474 | 1.2298e-06 | 37.374 | 4.9347 | 0.094359 | 42.4031 | 16.7346 | 2.93 | 0.043248 | 19.7079 | 23.3813 | 3.0872 | 0.059031 | 26.5275 | 10.4693 | 1.833 | 0.027056 | 12.3293
Downstate | 2028 | 8 | 6 | 0.24094 | 4.7527e-06 | 1.4465e-06 | 0.15073 | 2.9733e-06 | 9.0492e-07 | 0.29611 | 0.0016372 | 2.087e-06 | 0.18525 | 0.0010242 | 1.3057e-06 | 39.6791 | 5.239 | 0.10018 | 45.0184 | 17.7668 | 3.1107 | 0.045915 | 20.9234 | 24.8234 | 3.2776 | 0.062672 | 28.1637 | 11.115 | 1.9461 | 0.028725 | 13.0897
Downstate | 2028 | 8 | 7 | 0.23788 | 4.6923e-06 | 1.4281e-06 | 0.14882 | 2.9355e-06 | 8.9342e-07 | 0.29235 | 0.0016164 | 2.0605e-06 | 0.1829 | 0.0010112 | 1.2891e-06 | 39.1748 | 5.1724 | 0.098905 | 44.4462 | 17.541 | 3.0711 | 0.045332 | 20.6574 | 24.5079 | 3.2359 | 0.061875 | 27.8057 | 10.9737 | 1.9213 | 0.02836 | 12.9234
Downstate | 2028 | 8 | 8 | 0.22871 | 4.5115e-06 | 1.3731e-06 | 0.14308 | 2.8224e-06 | 8.5899e-07 | 0.28108 | 0.0015541 | 1.9811e-06 | 0.17585 | 0.00097225 | 1.2394e-06 | 37.6653 | 4.9731 | 0.095094 | 42.7335 | 16.8651 | 2.9528 | 0.043585 | 19.8614 | 23.5635 | 3.1112 | 0.059491 | 26.7342 | 10.5508 | 1.8473 | 0.027267 | 12.4254
Downstate | 2028 | 8 | 9 | 0.23134 | 4.5633e-06 | 1.3888e-06 | 0.14473 | 2.8548e-06 | 8.6886e-07 | 0.28432 | 0.001572 | 2.0039e-06 | 0.17787 | 0.00098343 | 1.2536e-06 | 38.0983 | 5.0303 | 0.096187 | 43.2248 | 17.0589 | 2.9867 | 0.044086 | 20.0898 | 23.8345 | 3.147 | 0.060175 | 27.0416 | 10.6721 | 1.8685 | 0.02758 | 12.5682
Downstate | 2028 | 8 | 10 | 0.23117 | 4.56e-06 | 1.3878e-06 | 0.14462 | 2.8528e-06 | 8.6824e-07 | 0.28411 | 0.0015708 | 2.0025e-06 | 0.17774 | 0.00098272 | 1.2527e-06 | 38.0708 | 5.0267 | 0.096118 | 43.1936 | 17.0466 | 2.9846 | 0.044054 | 20.0753 | 23.8173 | 3.1447 | 0.060132 | 27.0221 | 10.6644 | 1.8672 | 0.02756 | 12.5592
Downstate | 2028 | 8 | 11 | 0.23358 | 4.6075e-06 | 1.4023e-06 | 0.14613 | 2.8824e-06 | 8.7727e-07 | 0.28707 | 0.0015872 | 2.0233e-06 | 0.17959 | 0.00099294 | 1.2658e-06 | 38.4667 | 5.079 | 0.097117 | 43.6428 | 17.2239 | 3.0156 | 0.044512 | 20.2841 | 24.0649 | 3.1774 | 0.060757 | 27.3031 | 10.7753 | 1.8866 | 0.027847 | 12.6898
Downstate | 2028 | 8 | 12 | 0.24092 | 4.7523e-06 | 1.4464e-06 | 0.15072 | 2.9731e-06 | 9.0485e-07 | 0.29609 | 0.0016371 | 2.0869e-06 | 0.18524 | 0.0010242 | 1.3056e-06 | 39.6763 | 5.2387 | 0.10017 | 45.0151 | 17.7655 | 3.1105 | 0.045912 | 20.9219 | 24.8217 | 3.2773 | 0.062667 | 28.1616 | 11.1142 | 1.9459 | 0.028723 | 13.0888
Downstate | 2028 | 8 | 13 | 0.25832 | 5.0955e-06 | 1.5508e-06 | 0.1616 | 3.1877e-06 | 9.7018e-07 | 0.31747 | 0.0017553 | 2.2376e-06 | 0.19861 | 0.0010981 | 1.3998e-06 | 42.5409 | 5.6169 | 0.1074 | 48.2652 | 19.0482 | 3.335 | 0.049227 | 22.4324 | 26.6138 | 3.5139 | 0.067192 | 30.1949 | 11.9166 | 2.0864 | 0.030796 | 14.0338
Downstate | 2028 | 8 | 14 | 0.26359 | 5.1995e-06 | 1.5824e-06 | 0.1649 | 3.2528e-06 | 9.8999e-07 | 0.32395 | 0.0017911 | 2.2832e-06 | 0.20266 | 0.0011205 | 1.4284e-06 | 43.4093 | 5.7315 | 0.1096 | 49.2505 | 19.437 | 3.4031 | 0.050231 | 22.8903 | 27.157 | 3.5857 | 0.068564 | 30.8113 | 12.1599 | 2.129 | 0.031425 | 14.3203
Downstate | 2028 | 8 | 15 | 0.27499 | 5.4243e-06 | 1.6509e-06 | 0.17203 | 3.3935e-06 | 1.0328e-06 | 0.33796 | 0.0018686 | 2.382e-06 | 0.21143 | 0.001169 | 1.4902e-06 | 45.2864 | 5.9794 | 0.11434 | 51.3801 | 20.2775 | 3.5503 | 0.052404 | 23.8801 | 28.3313 | 3.7407 | 0.071528 | 32.1436 | 12.6857 | 2.2211 | 0.032784 | 14.9395
Downstate | 2028 | 8 | 16 | 0.29903 | 5.8986e-06 | 1.7952e-06 | 0.18708 | 3.6902e-06 | 1.1231e-06 | 0.36751 | 0.0020319 | 2.5903e-06 | 0.22991 | 0.0012712 | 1.6205e-06 | 49.2462 | 6.5022 | 0.12433 | 55.8727 | 22.0505 | 3.8607 | 0.056986 | 25.9682 | 30.8086 | 4.0678 | 0.077783 | 34.9542 | 13.7949 | 2.4153 | 0.03565 | 16.2458
Downstate | 2028 | 8 | 17 | 0.27748 | 5.4735e-06 | 1.6658e-06 | 0.17359 | 3.4242e-06 | 1.0422e-06 | 0.34102 | 0.0018855 | 2.4036e-06 | 0.21335 | 0.0011796 | 1.5037e-06 | 45.6971 | 6.0336 | 0.11537 | 51.846 | 20.4614 | 3.5825 | 0.052879 | 24.0967 | 28.5883 | 3.7746 | 0.072177 | 32.4351 | 12.8007 | 2.2412 | 0.033081 | 15.075
Downstate | 2028 | 8 | 18 | 0.27987 | 5.5205e-06 | 1.6802e-06 | 0.17509 | 3.4537e-06 | 1.0511e-06 | 0.34395 | 0.0019017 | 2.4242e-06 | 0.21518 | 0.0011897 | 1.5166e-06 | 46.0895 | 6.0854 | 0.11636 | 52.2913 | 20.6371 | 3.6132 | 0.053333 | 24.3037 | 28.8338 | 3.8071 | 0.072797 | 32.7136 | 12.9106 | 2.2604 | 0.033365 | 15.2045
Downstate | 2028 | 8 | 19 | 0.29219 | 5.7636e-06 | 1.7541e-06 | 0.18279 | 3.6057e-06 | 1.0974e-06 | 0.3591 | 0.0019854 | 2.531e-06 | 0.22465 | 0.0012421 | 1.5834e-06 | 48.1191 | 6.3534 | 0.12149 | 54.5939 | 21.5458 | 3.7723 | 0.055681 | 25.3739 | 30.1035 | 3.9747 | 0.076003 | 34.1542 | 13.4792 | 2.36 | 0.034835 | 15.874
Downstate | 2028 | 8 | 20 | 0.29286 | 5.7769e-06 | 1.7582e-06 | 0.18322 | 3.614e-06 | 1.0999e-06 | 0.35993 | 0.00199 | 2.5368e-06 | 0.22517 | 0.001245 | 1.587e-06 | 48.23 | 6.368 | 0.12177 | 54.7198 | 21.5955 | 3.781 | 0.05581 | 25.4323 | 30.1729 | 3.9839 | 0.076178 | 34.2329 | 13.5102 | 2.3654 | 0.034915 | 15.9106
Downstate | 2028 | 8 | 21 | 0.27678 | 5.4596e-06 | 1.6616e-06 | 0.17315 | 3.4155e-06 | 1.0395e-06 | 0.34015 | 0.0018807 | 2.3975e-06 | 0.2128 | 0.0011766 | 1.4999e-06 | 45.5807 | 6.0182 | 0.11508 | 51.7141 | 20.4093 | 3.5733 | 0.052744 | 24.0354 | 28.5155 | 3.765 | 0.071993 | 32.3525 | 12.7681 | 2.2355 | 0.032997 | 15.0366
Downstate | 2028 | 8 | 22 | 0.26137 | 5.1557e-06 | 1.5691e-06 | 0.16352 | 3.2254e-06 | 9.8166e-07 | 0.32122 | 0.001776 | 2.264e-06 | 0.20096 | 0.0011111 | 1.4164e-06 | 43.0441 | 5.6833 | 0.10867 | 48.8361 | 19.2735 | 3.3745 | 0.049809 | 22.6978 | 26.9286 | 3.5555 | 0.067987 | 30.5521 | 12.0576 | 2.1111 | 0.031161 | 14.1998
Downstate | 2028 | 8 | 23 | 0.24771 | 4.8861e-06 | 1.4871e-06 | 0.15497 | 3.0568e-06 | 9.3033e-07 | 0.30443 | 0.0016832 | 2.1457e-06 | 0.19045 | 0.001053 | 1.3423e-06 | 40.7933 | 5.3861 | 0.10299 | 46.2824 | 18.2657 | 3.198 | 0.047204 | 21.5109 | 25.5204 | 3.3696 | 0.064432 | 28.9545 | 11.4271 | 2.0007 | 0.029531 | 13.4573
Downstate | 2028 | 8 | 24 | 0.23997 | 4.7335e-06 | 1.4406e-06 | 0.15013 | 2.9613e-06 | 9.0127e-07 | 0.29492 | 0.0016306 | 2.0786e-06 | 0.1845 | 0.0010201 | 1.3004e-06 | 39.5194 | 5.2179 | 0.099775 | 44.8371 | 17.6952 | 3.0981 | 0.04573 | 20.8391 | 24.7235 | 3.2644 | 0.06242 | 28.0502 | 11.0702 | 1.9382 | 0.028609 | 13.037
Downstate | 2028 | 9 | 1 | 0.15662 | 3.0893e-06 | 9.4023e-07 | 0.097979 | 1.9327e-06 | 5.8821e-07 | 0.19248 | 0.0010642 | 1.3566e-06 | 0.12041 | 0.00066577 | 8.487e-07 | 25.7921 | 3.4055 | 0.065117 | 29.2626 | 11.5487 | 2.022 | 0.029846 | 13.6005 | 16.1356 | 2.1305 | 0.040738 | 18.3068 | 7.2249 | 1.265 | 0.018671 | 8.5085
Downstate | 2028 | 9 | 2 | 0.14315 | 2.8238e-06 | 8.5941e-07 | 0.089557 | 1.7666e-06 | 5.3765e-07 | 0.17593 | 0.00097273 | 1.24e-06 | 0.11006 | 0.00060854 | 7.7575e-07 | 23.5752 | 3.1127 | 0.05952 | 26.7474 | 10.556 | 1.8482 | 0.02728 | 12.4315 | 14.7487 | 1.9473 | 0.037236 | 16.7333 | 6.6039 | 1.1562 | 0.017067 | 7.7772
Downstate | 2028 | 9 | 3 | 0.15441 | 3.0459e-06 | 9.2701e-07 | 0.096602 | 1.9055e-06 | 5.7994e-07 | 0.18977 | 0.0010492 | 1.3375e-06 | 0.11872 | 0.00065641 | 8.3677e-07 | 25.4296 | 3.3576 | 0.064202 | 28.8514 | 11.3864 | 1.9936 | 0.029426 | 13.4094 | 15.9088 | 2.1005 | 0.040165 | 18.0495 | 7.1234 | 1.2472 | 0.018409 | 8.3889
Downstate | 2028 | 9 | 4 | 0.1578 | 3.1126e-06 | 9.4732e-07 | 0.098718 | 1.9473e-06 | 5.9264e-07 | 0.19393 | 0.0010722 | 1.3668e-06 | 0.12132 | 0.00067079 | 8.551e-07 | 25.9865 | 3.4311 | 0.065608 | 29.4833 | 11.6358 | 2.0372 | 0.030071 | 13.7031 | 16.2573 | 2.1465 | 0.041045 | 18.4448 | 7.2794 | 1.2745 | 0.018812 | 8.5727
Downstate | 2028 | 9 | 5 | 0.16761 | 3.3062e-06 | 1.0062e-06 | 0.10486 | 2.0684e-06 | 6.295e-07 | 0.20599 | 0.0011389 | 1.4518e-06 | 0.12887 | 0.0007125 | 9.0828e-07 | 27.6025 | 3.6445 | 0.069688 | 31.3167 | 12.3593 | 2.1639 | 0.03194 | 14.5552 | 17.2682 | 2.28 | 0.043597 | 19.5918 | 7.732 | 1.3538 | 0.019982 | 9.1058
Downstate | 2028 | 9 | 6 | 0.20709 | 4.0849e-06 | 1.2432e-06 | 0.12955 | 2.5555e-06 | 7.7777e-07 | 0.25451 | 0.0014072 | 1.7938e-06 | 0.15922 | 0.00088032 | 1.1222e-06 | 34.1039 | 4.5029 | 0.086103 | 38.6929 | 15.2704 | 2.6736 | 0.039464 | 17.9835 | 21.3355 | 2.817 | 0.053866 | 24.2064 | 9.5532 | 1.6726 | 0.024689 | 11.2505
Downstate | 2028 | 9 | 7 | 0.19996 | 3.9442e-06 | 1.2004e-06 | 0.12509 | 2.4675e-06 | 7.5099e-07 | 0.24574 | 0.0013587 | 1.732e-06 | 0.15374 | 0.00085001 | 1.0836e-06 | 32.9295 | 4.3478 | 0.083137 | 37.3605 | 14.7446 | 2.5815 | 0.038105 | 17.3642 | 20.6008 | 2.72 | 0.052011 | 23.3729 | 9.2242 | 1.615 | 0.023838 | 10.8631
Downstate | 2028 | 9 | 8 | 0.18156 | 3.5814e-06 | 1.09e-06 | 0.11358 | 2.2405e-06 | 6.819e-07 | 0.22313 | 0.0012337 | 1.5727e-06 | 0.13959 | 0.00077181 | 9.8388e-07 | 29.9 | 3.9478 | 0.075489 | 33.9234 | 13.3881 | 2.344 | 0.034599 | 15.7667 | 18.7056 | 2.4698 | 0.047226 | 21.2226 | 8.3756 | 1.4664 | 0.021645 | 9.8637
Downstate | 2028 | 9 | 9 | 0.17683 | 3.488e-06 | 1.0616e-06 | 0.11062 | 2.1821e-06 | 6.6412e-07 | 0.21732 | 0.0012015 | 1.5317e-06 | 0.13595 | 0.00075168 | 9.5823e-07 | 29.1204 | 3.8449 | 0.073521 | 33.0389 | 13.039 | 2.2829 | 0.033697 | 15.3556 | 18.2178 | 2.4054 | 0.045995 | 20.6692 | 8.1572 | 1.4282 | 0.021081 | 9.6065
Downstate | 2028 | 9 | 10 | 0.17394 | 3.4311e-06 | 1.0443e-06 | 0.10882 | 2.1465e-06 | 6.5329e-07 | 0.21377 | 0.0011819 | 1.5067e-06 | 0.13374 | 0.00073943 | 9.426e-07 | 28.6456 | 3.7822 | 0.072322 | 32.5001 | 12.8264 | 2.2457 | 0.033147 | 15.1052 | 17.9208 | 2.3662 | 0.045245 | 20.3322 | 8.0242 | 1.4049 | 0.020737 | 9.4499
Downstate | 2028 | 9 | 11 | 0.16958 | 3.3451e-06 | 1.0181e-06 | 0.10609 | 2.0927e-06 | 6.3691e-07 | 0.20841 | 0.0011523 | 1.4689e-06 | 0.13039 | 0.00072089 | 9.1897e-07 | 27.9276 | 3.6874 | 0.070509 | 31.6855 | 12.5049 | 2.1894 | 0.032317 | 14.7266 | 17.4716 | 2.3069 | 0.044111 | 19.8226 | 7.8231 | 1.3697 | 0.020217 | 9.213
Downstate | 2028 | 9 | 12 | 0.16971 | 3.3477e-06 | 1.0189e-06 | 0.10617 | 2.0943e-06 | 6.374e-07 | 0.20858 | 0.0011532 | 1.4701e-06 | 0.13049 | 0.00072145 | 9.1968e-07 | 27.9491 | 3.6903 | 0.070563 | 31.7099 | 12.5145 | 2.1911 | 0.032342 | 14.7379 | 17.4851 | 2.3086 | 0.044145 | 19.8378 | 7.8291 | 1.3708 | 0.020233 | 9.2201
Downstate | 2028 | 9 | 13 | 0.18471 | 3.6434e-06 | 1.1089e-06 | 0.11555 | 2.2793e-06 | 6.9371e-07 | 0.227 | 0.0012551 | 1.5999e-06 | 0.14201 | 0.00078518 | 1.0009e-06 | 30.4182 | 4.0163 | 0.076797 | 34.5113 | 13.6201 | 2.3847 | 0.035199 | 16.0399 | 19.0297 | 2.5126 | 0.048045 | 21.5904 | 8.5208 | 1.4918 | 0.02202 | 10.0346
Downstate | 2028 | 9 | 14 | 0.20429 | 4.0298e-06 | 1.2265e-06 | 0.12781 | 2.5211e-06 | 7.6728e-07 | 0.25107 | 0.0013882 | 1.7696e-06 | 0.15707 | 0.00086845 | 1.1071e-06 | 33.644 | 4.4422 | 0.084941 | 38.1711 | 15.0645 | 2.6375 | 0.038931 | 17.741 | 21.0478 | 2.779 | 0.05314 | 23.88 | 9.4244 | 1.6501 | 0.024356 | 11.0988
Downstate | 2028 | 9 | 15 | 0.21718 | 4.2841e-06 | 1.3039e-06 | 0.13587 | 2.6801e-06 | 8.1569e-07 | 0.26692 | 0.0014758 | 1.8813e-06 | 0.16698 | 0.00092325 | 1.1769e-06 | 35.7669 | 4.7225 | 0.090301 | 40.5797 | 16.015 | 2.804 | 0.041388 | 18.8604 | 22.3759 | 2.9544 | 0.056493 | 25.3868 | 10.0191 | 1.7542 | 0.025892 | 11.7991
Downstate | 2028 | 9 | 16 | 0.24942 | 4.92e-06 | 1.4974e-06 | 0.15604 | 3.078e-06 | 9.3678e-07 | 0.30654 | 0.0016948 | 2.1605e-06 | 0.19177 | 0.0010603 | 1.3516e-06 | 41.0761 | 5.4235 | 0.10371 | 46.6033 | 18.3923 | 3.2202 | 0.047532 | 21.66 | 25.6974 | 3.393 | 0.064878 | 29.1552 | 11.5063 | 2.0146 | 0.029736 | 13.5506
Downstate | 2028 | 9 | 17 | 0.23284 | 4.5929e-06 | 1.3978e-06 | 0.14567 | 2.8733e-06 | 8.7449e-07 | 0.28616 | 0.0015822 | 2.0169e-06 | 0.17902 | 0.0009898 | 1.2618e-06 | 38.3452 | 5.0629 | 0.09681 | 43.5049 | 17.1695 | 3.0061 | 0.044371 | 20.2199 | 23.9889 | 3.1674 | 0.060565 | 27.2168 | 10.7413 | 1.8806 | 0.027759 | 12.6497
Downstate | 2028 | 9 | 18 | 0.25774 | 5.084e-06 | 1.5473e-06 | 0.16124 | 3.1806e-06 | 9.68e-07 | 0.31676 | 0.0017513 | 2.2325e-06 | 0.19816 | 0.0010956 | 1.3967e-06 | 42.4452 | 5.6042 | 0.10716 | 48.1566 | 19.0053 | 3.3275 | 0.049116 | 22.382 | 26.5539 | 3.506 | 0.067041 | 30.127 | 11.8898 | 2.0817 | 0.030727 | 14.0022
Downstate | 2028 | 9 | 19 | 0.27669 | 5.4579e-06 | 1.6611e-06 | 0.1731 | 3.4145e-06 | 1.0392e-06 | 0.34005 | 0.0018801 | 2.3967e-06 | 0.21274 | 0.0011762 | 1.4994e-06 | 45.5667 | 6.0164 | 0.11504 | 51.6981 | 20.403 | 3.5722 | 0.052728 | 24.0279 | 28.5067 | 3.7639 | 0.071971 | 32.3425 | 12.7642 | 2.2348 | 0.032987 | 15.032
Downstate | 2028 | 9 | 20 | 0.30015 | 5.9207e-06 | 1.802e-06 | 0.18778 | 3.704e-06 | 1.1273e-06 | 0.36889 | 0.0020396 | 2.6e-06 | 0.23078 | 0.001276 | 1.6265e-06 | 49.4307 | 6.5266 | 0.1248 | 56.082 | 22.1331 | 3.8752 | 0.057199 | 26.0655 | 30.924 | 4.083 | 0.078074 | 35.0851 | 13.8466 | 2.4243 | 0.035784 | 16.3067
Downstate | 2028 | 9 | 21 | 0.23516 | 4.6386e-06 | 1.4118e-06 | 0.14712 | 2.9019e-06 | 8.832e-07 | 0.28901 | 0.0015979 | 2.037e-06 | 0.1808 | 0.00099966 | 1.2743e-06 | 38.727 | 5.1133 | 0.097774 | 43.938 | 17.3404 | 3.036 | 0.044813 | 20.4213 | 24.2277 | 3.1989 | 0.061168 | 27.4878 | 10.8482 | 1.8994 | 0.028035 | 12.7756
Downstate | 2028 | 9 | 22 | 0.21494 | 4.2397e-06 | 1.2903e-06 | 0.13446 | 2.6524e-06 | 8.0725e-07 | 0.26415 | 0.0014605 | 1.8618e-06 | 0.16526 | 0.00091369 | 1.1647e-06 | 35.3965 | 4.6736 | 0.089366 | 40.1594 | 15.8492 | 2.7749 | 0.040959 | 18.6651 | 22.1442 | 2.9238 | 0.055908 | 25.1239 | 9.9153 | 1.736 | 0.025624 | 11.6769
Downstate | 2028 | 9 | 23 | 0.19611 | 3.8683e-06 | 1.1773e-06 | 0.12269 | 2.42e-06 | 7.3653e-07 | 0.24101 | 0.0013326 | 1.6987e-06 | 0.15078 | 0.00083365 | 1.0627e-06 | 32.2958 | 4.2642 | 0.081538 | 36.6415 | 14.4608 | 2.5319 | 0.037371 | 17.03 | 20.2044 | 2.6677 | 0.05101 | 22.9231 | 9.0467 | 1.5839 | 0.02338 | 10.654
Downstate | 2028 | 9 | 24 | 0.1795 | 3.5407e-06 | 1.0776e-06 | 0.1123 | 2.2151e-06 | 6.7416e-07 | 0.2206 | 0.0012197 | 1.5548e-06 | 0.13801 | 0.00076305 | 9.7271e-07 | 29.5607 | 3.903 | 0.074632 | 33.5384 | 13.2361 | 2.3174 | 0.034206 | 15.5878 | 18.4933 | 2.4418 | 0.04669 | 20.9818 | 8.2806 | 1.4498 | 0.0214 | 9.7518
Downstate | 2028 | 10 | 1 | 0.15003 | 2.9594e-06 | 9.0068e-07 | 0.093857 | 1.8514e-06 | 5.6347e-07 | 0.18438 | 0.0010194 | 1.2995e-06 | 0.11535 | 0.00063776 | 8.13e-07 | 24.7071 | 3.2622 | 0.062378 | 28.0316 | 11.0629 | 1.9369 | 0.02859 | 13.0284 | 15.4568 | 2.0408 | 0.039024 | 17.5367 | 6.921 | 1.2117 | 0.017886 | 8.1506
Downstate | 2028 | 10 | 2 | 0.14217 | 2.8044e-06 | 8.535e-07 | 0.088942 | 1.7544e-06 | 5.3396e-07 | 0.17472 | 0.00096604 | 1.2315e-06 | 0.10931 | 0.00060436 | 7.7042e-07 | 23.4131 | 3.0913 | 0.059111 | 26.5635 | 10.4835 | 1.8355 | 0.027093 | 12.346 | 14.6473 | 1.934 | 0.03698 | 16.6183 | 6.5585 | 1.1483 | 0.016949 | 7.7237
Downstate | 2028 | 10 | 3 | 0.15365 | 3.0309e-06 | 9.2245e-07 | 0.096126 | 1.8961e-06 | 5.7709e-07 | 0.18884 | 0.0010441 | 1.331e-06 | 0.11814 | 0.00065318 | 8.3265e-07 | 25.3043 | 3.341 | 0.063886 | 28.7092 | 11.3303 | 1.9837 | 0.029281 | 13.3433 | 15.8304 | 2.0902 | 0.039967 | 17.9606 | 7.0883 | 1.241 | 0.018318 | 8.3476
Downstate | 2028 | 10 | 4 | 0.14915 | 2.942e-06 | 8.9539e-07 | 0.093307 | 1.8405e-06 | 5.6016e-07 | 0.1833 | 0.0010135 | 1.2919e-06 | 0.11467 | 0.00063402 | 8.0823e-07 | 24.5622 | 3.2431 | 0.062012 | 27.8672 | 10.998 | 1.9256 | 0.028422 | 12.952 | 15.3662 | 2.0289 | 0.038795 | 17.4338 | 6.8804 | 1.2046 | 0.017781 | 8.1028
Downstate | 2028 | 10 | 5 | 0.1538 | 3.0337e-06 | 9.233e-07 | 0.096215 | 1.8979e-06 | 5.7762e-07 | 0.18901 | 0.001045 | 1.3322e-06 | 0.11825 | 0.00065378 | 8.3342e-07 | 25.3277 | 3.3441 | 0.063945 | 28.7358 | 11.3408 | 1.9856 | 0.029308 | 13.3557 | 15.8451 | 2.0921 | 0.040004 | 17.9773 | 7.0948 | 1.2422 | 0.018335 | 8.3554
Downstate | 2028 | 10 | 6 | 0.18839 | 3.7162e-06 | 1.131e-06 | 0.11786 | 2.3248e-06 | 7.0756e-07 | 0.23153 | 0.0012801 | 1.6319e-06 | 0.14485 | 0.00080086 | 1.0209e-06 | 31.0253 | 4.0964 | 0.07833 | 35.2001 | 13.8919 | 2.4323 | 0.035901 | 16.3601 | 19.4096 | 2.5627 | 0.049004 | 22.0213 | 8.6909 | 1.5216 | 0.02246 | 10.2349
Downstate | 2028 | 10 | 7 | 0.19022 | 3.7521e-06 | 1.142e-06 | 0.119 | 2.3473e-06 | 7.1441e-07 | 0.23377 | 0.0012925 | 1.6477e-06 | 0.14625 | 0.00080861 | 1.0308e-06 | 31.3257 | 4.1361 | 0.079088 | 35.5409 | 14.0264 | 2.4558 | 0.036249 | 16.5185 | 19.5975 | 2.5875 | 0.049478 | 22.2345 | 8.775 | 1.5364 | 0.022677 | 10.334
Downstate | 2028 | 10 | 8 | 0.17726 | 3.4965e-06 | 1.0641e-06 | 0.11089 | 2.1874e-06 | 6.6574e-07 | 0.21785 | 0.0012045 | 1.5354e-06 | 0.13629 | 0.00075352 | 9.6056e-07 | 29.1914 | 3.8543 | 0.0737 | 33.1194 | 13.0708 | 2.2885 | 0.033779 | 15.393 | 18.2623 | 2.4113 | 0.046107 | 20.7196 | 8.1771 | 1.4317 | 0.021132 | 9.63
Downstate | 2028 | 10 | 9 | 0.16453 | 3.2455e-06 | 9.8776e-07 | 0.10293 | 2.0304e-06 | 6.1795e-07 | 0.20221 | 0.001118 | 1.4252e-06 | 0.1265 | 0.00069943 | 8.9161e-07 | 27.0961 | 3.5776 | 0.06841 | 30.7421 | 12.1326 | 2.1242 | 0.031354 | 14.2881 | 16.9514 | 2.2382 | 0.042797 | 19.2324 | 7.5902 | 1.3289 | 0.019615 | 8.9387
Downstate | 2028 | 10 | 10 | 0.15575 | 3.0723e-06 | 9.3506e-07 | 0.097441 | 1.9221e-06 | 5.8498e-07 | 0.19142 | 0.0010584 | 1.3492e-06 | 0.11975 | 0.00066211 | 8.4404e-07 | 25.6504 | 3.3867 | 0.06476 | 29.1019 | 11.4852 | 2.0109 | 0.029682 | 13.5258 | 16.047 | 2.1188 | 0.040514 | 18.2062 | 7.1852 | 1.258 | 0.018569 | 8.4618
Downstate | 2028 | 10 | 11 | 0.15945 | 3.1452e-06 | 9.5722e-07 | 0.09975 | 1.9676e-06 | 5.9884e-07 | 0.19596 | 0.0010834 | 1.3811e-06 | 0.12259 | 0.0006778 | 8.6404e-07 | 26.2583 | 3.467 | 0.066295 | 29.7916 | 11.7574 | 2.0585 | 0.030385 | 13.8464 | 16.4273 | 2.169 | 0.041474 | 18.6377 | 7.3555 | 1.2878 | 0.019009 | 8.6623
Downstate | 2028 | 10 | 12 | 0.16954 | 3.3443e-06 | 1.0178e-06 | 0.10607 | 2.0922e-06 | 6.3677e-07 | 0.20837 | 0.0011521 | 1.4686e-06 | 0.13036 | 0.00072073 | 9.1876e-07 | 27.9211 | 3.6866 | 0.070493 | 31.6782 | 12.502 | 2.1889 | 0.032309 | 14.7232 | 17.4676 | 2.3063 | 0.044101 | 19.818 | 7.8213 | 1.3694 | 0.020213 | 9.2109
Downstate | 2028 | 10 | 13 | 0.17571 | 3.466e-06 | 1.0549e-06 | 0.10993 | 2.1683e-06 | 6.5993e-07 | 0.21595 | 0.001194 | 1.522e-06 | 0.1351 | 0.00074694 | 9.5218e-07 | 28.9368 | 3.8207 | 0.073057 | 32.8305 | 12.9568 | 2.2685 | 0.033484 | 15.2588 | 18.103 | 2.3902 | 0.045705 | 20.5389 | 8.1058 | 1.4192 | 0.020948 | 9.546
Downstate | 2028 | 10 | 14 | 0.19153 | 3.778e-06 | 1.1498e-06 | 0.11982 | 2.3635e-06 | 7.1934e-07 | 0.23539 | 0.0013014 | 1.659e-06 | 0.14726 | 0.00081419 | 1.0379e-06 | 31.5418 | 4.1646 | 0.079634 | 35.786 | 14.1232 | 2.4727 | 0.036499 | 16.6324 | 19.7326 | 2.6054 | 0.049819 | 22.3879 | 8.8355 | 1.547 | 0.022834 | 10.4053
Downstate | 2028 | 10 | 15 | 0.21454 | 4.2319e-06 | 1.288e-06 | 0.13422 | 2.6475e-06 | 8.0576e-07 | 0.26367 | 0.0014578 | 1.8584e-06 | 0.16495 | 0.000912 | 1.1626e-06 | 35.3312 | 4.665 | 0.089201 | 40.0854 | 15.82 | 2.7698 | 0.040884 | 18.6307 | 22.1033 | 2.9184 | 0.055805 | 25.0776 | 9.897 | 1.7328 | 0.025577 | 11.6554
Downstate | 2028 | 10 | 16 | 0.22445 | 4.4274e-06 | 1.3475e-06 | 0.14042 | 2.7698e-06 | 8.4298e-07 | 0.27584 | 0.0015251 | 1.9442e-06 | 0.17257 | 0.00095413 | 1.2163e-06 | 36.9632 | 4.8804 | 0.093321 | 41.9369 | 16.5507 | 2.8978 | 0.042772 | 19.4912 | 23.1243 | 3.0532 | 0.058382 | 26.2359 | 10.3542 | 1.8128 | 0.026759 | 12.1938
Downstate | 2028 | 10 | 17 | 0.21368 | 4.215e-06 | 1.2828e-06 | 0.13368 | 2.6369e-06 | 8.0254e-07 | 0.26261 | 0.001452 | 1.8509e-06 | 0.16429 | 0.00090836 | 1.158e-06 | 35.1901 | 4.6463 | 0.088845 | 39.9253 | 15.7568 | 2.7588 | 0.040721 | 18.5563 | 22.0151 | 2.9068 | 0.055582 | 24.9774 | 9.8575 | 1.7259 | 0.025475 | 11.6089
Downstate | 2028 | 10 | 18 | 0.25158 | 4.9625e-06 | 1.5103e-06 | 0.15739 | 3.1046e-06 | 9.4487e-07 | 0.30919 | 0.0017095 | 2.1792e-06 | 0.19343 | 0.0010695 | 1.3633e-06 | 41.4312 | 5.4704 | 0.1046 | 47.0062 | 18.5513 | 3.248 | 0.047942 | 21.8472 | 25.9195 | 3.4223 | 0.065439 | 29.4072 | 11.6058 | 2.032 | 0.029993 | 13.6677
Downstate | 2028 | 10 | 19 | 0.28869 | 5.6945e-06 | 1.7331e-06 | 0.1806 | 3.5625e-06 | 1.0842e-06 | 0.35479 | 0.0019616 | 2.5006e-06 | 0.22196 | 0.0012272 | 1.5644e-06 | 47.542 | 6.2772 | 0.12003 | 53.9393 | 21.2875 | 3.7271 | 0.055014 | 25.0696 | 29.7425 | 3.927 | 0.075091 | 33.7446 | 13.3175 | 2.3317 | 0.034417 | 15.6836
Downstate | 2028 | 10 | 20 | 0.25499 | 5.0299e-06 | 1.5308e-06 | 0.15952 | 3.1467e-06 | 9.5769e-07 | 0.31338 | 0.0017327 | 2.2088e-06 | 0.19605 | 0.001084 | 1.3818e-06 | 41.9933 | 5.5446 | 0.10602 | 47.6439 | 18.803 | 3.2921 | 0.048593 | 22.1437 | 26.2712 | 3.4687 | 0.066327 | 29.8062 | 11.7632 | 2.0595 | 0.0304 | 13.8532
Downstate | 2028 | 10 | 21 | 0.21729 | 4.2861e-06 | 1.3045e-06 | 0.13594 | 2.6814e-06 | 8.1609e-07 | 0.26705 | 0.0014765 | 1.8822e-06 | 0.16706 | 0.00092369 | 1.1775e-06 | 35.784 | 4.7247 | 0.090344 | 40.5991 | 16.0227 | 2.8053 | 0.041408 | 18.8694 | 22.3866 | 2.9558 | 0.05652 | 25.399 | 10.0239 | 1.755 | 0.025905 | 11.8048
Downstate | 2028 | 10 | 22 | 0.20412 | 4.0264e-06 | 1.2254e-06 | 0.1277 | 2.5189e-06 | 7.6662e-07 | 0.25086 | 0.001387 | 1.7681e-06 | 0.15694 | 0.00086771 | 1.1061e-06 | 33.6152 | 4.4384 | 0.084869 | 38.1385 | 15.0516 | 2.6353 | 0.038898 | 17.7258 | 21.0298 | 2.7767 | 0.053094 | 23.8596 | 9.4163 | 1.6486 | 0.024335 | 11.0893
Downstate | 2028 | 10 | 23 | 0.19081 | 3.7638e-06 | 1.1455e-06 | 0.11937 | 2.3547e-06 | 7.1663e-07 | 0.2345 | 0.0012966 | 1.6528e-06 | 0.14671 | 0.00081113 | 1.034e-06 | 31.4232 | 4.149 | 0.079335 | 35.6515 | 14.0701 | 2.4634 | 0.036362 | 16.5699 | 19.6585 | 2.5956 | 0.049632 | 22.3037 | 8.8023 | 1.5411 | 0.022748 | 10.3662
Downstate | 2028 | 10 | 24 | 0.1732 | 3.4166e-06 | 1.0398e-06 | 0.10836 | 2.1374e-06 | 6.5052e-07 | 0.21287 | 0.0011769 | 1.5003e-06 | 0.13317 | 0.00073629 | 9.386e-07 | 28.5242 | 3.7662 | 0.072015 | 32.3624 | 12.772 | 2.2362 | 0.033007 | 15.0412 | 17.8448 | 2.3561 | 0.045053 | 20.246 | 7.9902 | 1.399 | 0.020649 | 9.4098
Downstate | 2028 | 11 | 1 | 0.18102 | 3.5707e-06 | 1.0867e-06 | 0.11325 | 2.2339e-06 | 6.7987e-07 | 0.22247 | 0.00123 | 1.568e-06 | 0.13918 | 0.00076952 | 9.8096e-07 | 29.8113 | 3.9361 | 0.075265 | 33.8227 | 13.3483 | 2.3371 | 0.034496 | 15.7199 | 18.65 | 2.4625 | 0.047086 | 21.1596 | 8.3508 | 1.4621 | 0.021581 | 9.8344
Downstate | 2028 | 11 | 2 | 0.16355 | 3.2262e-06 | 9.8188e-07 | 0.10232 | 2.0183e-06 | 6.1427e-07 | 0.201 | 0.0011113 | 1.4167e-06 | 0.12575 | 0.00069526 | 8.863e-07 | 26.9347 | 3.5563 | 0.068002 | 30.559 | 12.0603 | 2.1116 | 0.031168 | 14.203 | 16.8504 | 2.2248 | 0.042542 | 19.1178 | 7.545 | 1.321 | 0.019499 | 8.8855
Downstate | 2028 | 11 | 3 | 0.16363 | 3.2277e-06 | 9.8236e-07 | 0.10237 | 2.0193e-06 | 6.1457e-07 | 0.2011 | 0.0011119 | 1.4174e-06 | 0.12581 | 0.0006956 | 8.8673e-07 | 26.9478 | 3.558 | 0.068035 | 30.5738 | 12.0662 | 2.1126 | 0.031183 | 14.2099 | 16.8586 | 2.2259 | 0.042563 | 19.1271 | 7.5486 | 1.3216 | 0.019508 | 8.8898
Downstate | 2028 | 11 | 4 | 0.17044 | 3.362e-06 | 1.0232e-06 | 0.10663 | 2.1033e-06 | 6.4013e-07 | 0.20947 | 0.0011581 | 1.4764e-06 | 0.13104 | 0.00072454 | 9.2362e-07 | 28.0687 | 3.706 | 0.070865 | 31.8456 | 12.5681 | 2.2005 | 0.03248 | 14.801 | 17.5599 | 2.3185 | 0.044334 | 19.9227 | 7.8626 | 1.3766 | 0.02032 | 9.2596
Downstate | 2028 | 11 | 5 | 0.16364 | 3.2279e-06 | 9.8241e-07 | 0.10237 | 2.0194e-06 | 6.146e-07 | 0.20111 | 0.001112 | 1.4175e-06 | 0.12582 | 0.00069564 | 8.8678e-07 | 26.9493 | 3.5582 | 0.068039 | 30.5755 | 12.0668 | 2.1127 | 0.031185 | 14.2107 | 16.8596 | 2.226 | 0.042566 | 19.1282 | 7.5491 | 1.3217 | 0.019509 | 8.8903
Downstate | 2028 | 11 | 6 | 0.19415 | 3.8296e-06 | 1.1655e-06 | 0.12146 | 2.3958e-06 | 7.2916e-07 | 0.2386 | 0.0013192 | 1.6817e-06 | 0.14927 | 0.00082531 | 1.0521e-06 | 31.9727 | 4.2215 | 0.080722 | 36.2749 | 14.3161 | 2.5065 | 0.036997 | 16.8596 | 20.0022 | 2.641 | 0.0505 | 22.6937 | 8.9562 | 1.5681 | 0.023146 | 10.5475
Downstate | 2028 | 11 | 7 | 0.21065 | 4.1553e-06 | 1.2646e-06 | 0.13179 | 2.5995e-06 | 7.9117e-07 | 0.25889 | 0.0014314 | 1.8247e-06 | 0.16196 | 0.00089549 | 1.1415e-06 | 34.6914 | 4.5805 | 0.087586 | 39.3594 | 15.5335 | 2.7197 | 0.040143 | 18.2933 | 21.7031 | 2.8656 | 0.054794 | 24.6234 | 9.7178 | 1.7014 | 0.025114 | 11.4443
Downstate | 2028 | 11 | 8 | 0.20771 | 4.0971e-06 | 1.247e-06 | 0.12994 | 2.5632e-06 | 7.801e-07 | 0.25527 | 0.0014114 | 1.7992e-06 | 0.1597 | 0.00088296 | 1.1256e-06 | 34.206 | 4.5164 | 0.08636 | 38.8087 | 15.3161 | 2.6816 | 0.039582 | 18.0373 | 21.3994 | 2.8255 | 0.054027 | 24.2789 | 9.5818 | 1.6776 | 0.024763 | 11.2842
Downstate | 2028 | 11 | 9 | 0.20488 | 4.0413e-06 | 1.23e-06 | 0.12817 | 2.5283e-06 | 7.6948e-07 | 0.25179 | 0.0013922 | 1.7747e-06 | 0.15752 | 0.00087094 | 1.1102e-06 | 33.7403 | 4.4549 | 0.085184 | 38.2804 | 15.1076 | 2.6451 | 0.039043 | 17.7917 | 21.1081 | 2.787 | 0.053292 | 23.9483 | 9.4514 | 1.6548 | 0.024425 | 11.1306
Downstate | 2028 | 11 | 10 | 0.17848 | 3.5206e-06 | 1.0715e-06 | 0.11166 | 2.2025e-06 | 6.7033e-07 | 0.21935 | 0.0012128 | 1.546e-06 | 0.13723 | 0.00075872 | 9.6719e-07 | 29.3929 | 3.8809 | 0.074209 | 33.348 | 13.161 | 2.3043 | 0.034012 | 15.4993 | 18.3883 | 2.4279 | 0.046425 | 20.8627 | 8.2336 | 1.4416 | 0.021278 | 9.6964
Downstate | 2028 | 11 | 11 | 0.17881 | 3.5271e-06 | 1.0735e-06 | 0.11186 | 2.2066e-06 | 6.7156e-07 | 0.21975 | 0.001215 | 1.5488e-06 | 0.13748 | 0.00076011 | 9.6896e-07 | 29.4468 | 3.888 | 0.074345 | 33.4091 | 13.1851 | 2.3085 | 0.034075 | 15.5277 | 18.422 | 2.4324 | 0.04651 | 20.9009 | 8.2487 | 1.4442 | 0.021317 | 9.7142
Downstate | 2028 | 11 | 12 | 0.18508 | 3.6508e-06 | 1.1111e-06 | 0.11579 | 2.284e-06 | 6.9512e-07 | 0.22746 | 0.0012576 | 1.6032e-06 | 0.1423 | 0.00078678 | 1.003e-06 | 30.4799 | 4.0244 | 0.076953 | 34.5812 | 13.6477 | 2.3895 | 0.03527 | 16.0725 | 19.0683 | 2.5177 | 0.048142 | 21.6342 | 8.5381 | 1.4949 | 0.022065 | 10.055
Downstate | 2028 | 11 | 13 | 0.19978 | 3.9407e-06 | 1.1993e-06 | 0.12498 | 2.4653e-06 | 7.5032e-07 | 0.24552 | 0.0013575 | 1.7305e-06 | 0.1536 | 0.00084925 | 1.0826e-06 | 32.9001 | 4.344 | 0.083063 | 37.3272 | 14.7314 | 2.5792 | 0.038071 | 17.3487 | 20.5824 | 2.7176 | 0.051965 | 23.352 | 9.216 | 1.6136 | 0.023817 | 10.8534
Downstate | 2028 | 11 | 14 | 0.2134 | 4.2094e-06 | 1.2811e-06 | 0.1335 | 2.6334e-06 | 8.0147e-07 | 0.26226 | 0.00145 | 1.8485e-06 | 0.16407 | 0.00090714 | 1.1564e-06 | 35.143 | 4.6401 | 0.088726 | 39.8718 | 15.7357 | 2.7551 | 0.040666 | 18.5314 | 21.9856 | 2.9029 | 0.055507 | 24.9439 | 9.8443 | 1.7236 | 0.025441 | 11.5933
Downstate | 2028 | 11 | 15 | 0.22758 | 4.4892e-06 | 1.3663e-06 | 0.14238 | 2.8085e-06 | 8.5475e-07 | 0.2797 | 0.0015464 | 1.9714e-06 | 0.17498 | 0.00096746 | 1.2333e-06 | 37.4796 | 4.9486 | 0.094625 | 42.5228 | 16.7819 | 2.9382 | 0.04337 | 19.7635 | 23.4474 | 3.0959 | 0.059198 | 26.6024 | 10.4988 | 1.8382 | 0.027132 | 12.3641
Downstate | 2028 | 11 | 16 | 0.24725 | 4.8771e-06 | 1.4843e-06 | 0.15468 | 3.0511e-06 | 9.286e-07 | 0.30386 | 0.00168 | 2.1417e-06 | 0.1901 | 0.001051 | 1.3398e-06 | 40.7175 | 5.3761 | 0.1028 | 46.1964 | 18.2317 | 3.1921 | 0.047117 | 21.4709 | 25.473 | 3.3633 | 0.064312 | 28.9006 | 11.4058 | 1.997 | 0.029476 | 13.4323
Downstate | 2028 | 11 | 17 | 0.25825 | 5.0941e-06 | 1.5504e-06 | 0.16156 | 3.1869e-06 | 9.6993e-07 | 0.31739 | 0.0017548 | 2.237e-06 | 0.19856 | 0.0010978 | 1.3995e-06 | 42.5297 | 5.6154 | 0.10738 | 48.2525 | 19.0432 | 3.3341 | 0.049214 | 22.4265 | 26.6068 | 3.513 | 0.067174 | 30.187 | 11.9135 | 2.0859 | 0.030788 | 14.0301
Downstate | 2028 | 11 | 18 | 0.31041 | 6.123e-06 | 1.8635e-06 | 0.19419 | 3.8306e-06 | 1.1658e-06 | 0.38149 | 0.0021092 | 2.6888e-06 | 0.23866 | 0.0013195 | 1.6821e-06 | 51.1196 | 6.7496 | 0.12906 | 57.9983 | 22.8894 | 4.0076 | 0.059154 | 26.9561 | 31.9806 | 4.2226 | 0.080742 | 36.2839 | 14.3197 | 2.5071 | 0.037007 | 16.8638
Downstate | 2028 | 11 | 19 | 0.30703 | 6.0564e-06 | 1.8432e-06 | 0.19208 | 3.7889e-06 | 1.1531e-06 | 0.37734 | 0.0020863 | 2.6595e-06 | 0.23606 | 0.0013052 | 1.6638e-06 | 50.5632 | 6.6761 | 0.12766 | 57.367 | 22.6403 | 3.9639 | 0.05851 | 26.6627 | 31.6325 | 4.1766 | 0.079863 | 35.889 | 14.1638 | 2.4799 | 0.036604 | 16.6803
Downstate | 2028 | 11 | 20 | 0.27598 | 5.4439e-06 | 1.6568e-06 | 0.17266 | 3.4057e-06 | 1.0365e-06 | 0.33918 | 0.0018753 | 2.3906e-06 | 0.21219 | 0.0011732 | 1.4956e-06 | 45.4498 | 6.001 | 0.11475 | 51.5656 | 20.3507 | 3.5631 | 0.052593 | 23.9663 | 28.4336 | 3.7542 | 0.071787 | 32.2596 | 12.7315 | 2.2291 | 0.032902 | 14.9934
Downstate | 2028 | 11 | 21 | 0.24166 | 4.7669e-06 | 1.4508e-06 | 0.15118 | 2.9822e-06 | 9.0762e-07 | 0.297 | 0.0016421 | 2.0933e-06 | 0.1858 | 0.0010273 | 1.3096e-06 | 39.7978 | 5.2547 | 0.10048 | 45.1529 | 17.8199 | 3.12 | 0.046052 | 20.9859 | 24.8976 | 3.2874 | 0.062859 | 28.2478 | 11.1482 | 1.9519 | 0.028811 | 13.1289
Downstate | 2028 | 11 | 22 | 0.22936 | 4.5242e-06 | 1.3769e-06 | 0.14349 | 2.8304e-06 | 8.6141e-07 | 0.28188 | 0.0015585 | 1.9867e-06 | 0.17634 | 0.000975 | 1.2429e-06 | 37.7715 | 4.9872 | 0.095362 | 42.854 | 16.9126 | 2.9611 | 0.043708 | 19.9175 | 23.63 | 3.12 | 0.059659 | 26.8096 | 10.5806 | 1.8525 | 0.027344 | 12.4604
Downstate | 2028 | 11 | 23 | 0.2057 | 4.0575e-06 | 1.2349e-06 | 0.12869 | 2.5384e-06 | 7.7255e-07 | 0.2528 | 0.0013977 | 1.7818e-06 | 0.15815 | 0.00087442 | 1.1147e-06 | 33.8753 | 4.4727 | 0.085525 | 38.4335 | 15.168 | 2.6557 | 0.039199 | 17.8629 | 21.1925 | 2.7981 | 0.053505 | 24.0442 | 9.4892 | 1.6614 | 0.024523 | 11.1751
Downstate | 2028 | 11 | 24 | 0.20405 | 4.0249e-06 | 1.225e-06 | 0.12765 | 2.518e-06 | 7.6635e-07 | 0.25077 | 0.0013865 | 1.7675e-06 | 0.15688 | 0.00086739 | 1.1057e-06 | 33.603 | 4.4368 | 0.084838 | 38.1247 | 15.0461 | 2.6343 | 0.038884 | 17.7194 | 21.0222 | 2.7757 | 0.053075 | 23.8509 | 9.4129 | 1.648 | 0.024326 | 11.0853
Downstate | 2028 | 12 | 1 | 0.17491 | 3.4502e-06 | 1.0501e-06 | 0.10942 | 2.1585e-06 | 6.5692e-07 | 0.21496 | 0.0011885 | 1.5151e-06 | 0.13448 | 0.00074354 | 9.4785e-07 | 28.8051 | 3.8033 | 0.072724 | 32.6811 | 12.8978 | 2.2582 | 0.033332 | 15.1893 | 18.0206 | 2.3793 | 0.045497 | 20.4454 | 8.0689 | 1.4127 | 0.020853 | 9.5025
Downstate | 2028 | 12 | 2 | 0.16585 | 3.2715e-06 | 9.9568e-07 | 0.10376 | 2.0467e-06 | 6.229e-07 | 0.20383 | 0.001127 | 1.4366e-06 | 0.12752 | 0.00070503 | 8.9876e-07 | 27.3132 | 3.6063 | 0.068958 | 30.9884 | 12.2298 | 2.1412 | 0.031606 | 14.4026 | 17.0872 | 2.2561 | 0.04314 | 19.3865 | 7.651 | 1.3396 | 0.019773 | 9.0103
Downstate | 2028 | 12 | 3 | 0.16321 | 3.2193e-06 | 9.798e-07 | 0.1021 | 2.014e-06 | 6.1297e-07 | 0.20058 | 0.001109 | 1.4137e-06 | 0.12548 | 0.00069379 | 8.8442e-07 | 26.8775 | 3.5488 | 0.067858 | 30.4942 | 12.0347 | 2.1071 | 0.031102 | 14.1729 | 16.8147 | 2.2201 | 0.042452 | 19.0773 | 7.529 | 1.3182 | 0.019457 | 8.8666
Downstate | 2028 | 12 | 4 | 0.16173 | 3.1902e-06 | 9.7092e-07 | 0.10118 | 1.9958e-06 | 6.0741e-07 | 0.19876 | 0.0010989 | 1.4009e-06 | 0.12435 | 0.00068751 | 8.7641e-07 | 26.6341 | 3.5166 | 0.067243 | 30.218 | 11.9257 | 2.088 | 0.03082 | 14.0445 | 16.6624 | 2.2 | 0.042068 | 18.9045 | 7.4608 | 1.3063 | 0.019281 | 8.7863
Downstate | 2028 | 12 | 5 | 0.15607 | 3.0785e-06 | 9.3695e-07 | 0.097637 | 1.9259e-06 | 5.8616e-07 | 0.19181 | 0.0010605 | 1.3519e-06 | 0.11999 | 0.00066345 | 8.4574e-07 | 25.702 | 3.3936 | 0.06489 | 29.1605 | 11.5084 | 2.0149 | 0.029741 | 13.553 | 16.0793 | 2.123 | 0.040596 | 18.2429 | 7.1997 | 1.2605 | 0.018606 | 8.4788
Downstate | 2028 | 12 | 6 | 0.17115 | 3.3761e-06 | 1.0275e-06 | 0.10707 | 2.1121e-06 | 6.4281e-07 | 0.21034 | 0.001163 | 1.4825e-06 | 0.13159 | 0.00072756 | 9.2748e-07 | 28.186 | 3.7215 | 0.071161 | 31.9787 | 12.6206 | 2.2097 | 0.032616 | 14.8629 | 17.6332 | 2.3282 | 0.044519 | 20.006 | 7.8955 | 1.3824 | 0.020404 | 9.2983
Downstate | 2028 | 12 | 7 | 0.19655 | 3.877e-06 | 1.18e-06 | 0.12296 | 2.4255e-06 | 7.3819e-07 | 0.24155 | 0.0013355 | 1.7025e-06 | 0.15112 | 0.00083552 | 1.0651e-06 | 32.3683 | 4.2737 | 0.081721 | 36.7238 | 14.4933 | 2.5375 | 0.037455 | 17.0683 | 20.2497 | 2.6737 | 0.051125 | 22.9745 | 9.067 | 1.5875 | 0.023432 | 10.678
Downstate | 2028 | 12 | 8 | 0.20734 | 4.09e-06 | 1.2448e-06 | 0.12971 | 2.5587e-06 | 7.7873e-07 | 0.25482 | 0.0014089 | 1.796e-06 | 0.15942 | 0.00088141 | 1.1236e-06 | 34.1461 | 4.5085 | 0.086209 | 38.7408 | 15.2893 | 2.6769 | 0.039512 | 18.0057 | 21.3619 | 2.8205 | 0.053933 | 24.2364 | 9.565 | 1.6747 | 0.024719 | 11.2645
Downstate | 2028 | 12 | 9 | 0.20118 | 3.9684e-06 | 1.2078e-06 | 0.12586 | 2.4827e-06 | 7.5559e-07 | 0.24725 | 0.001367 | 1.7426e-06 | 0.15468 | 0.00085522 | 1.0902e-06 | 33.1314 | 4.3745 | 0.083647 | 37.5895 | 14.835 | 2.5974 | 0.038338 | 17.4707 | 20.7271 | 2.7367 | 0.05233 | 23.5162 | 9.2808 | 1.6249 | 0.023985 | 10.9297
Downstate | 2028 | 12 | 10 | 0.18045 | 3.5596e-06 | 1.0833e-06 | 0.11289 | 2.2269e-06 | 6.7774e-07 | 0.22178 | 0.0012262 | 1.5631e-06 | 0.13874 | 0.00076711 | 9.7789e-07 | 29.718 | 3.9238 | 0.075029 | 33.7168 | 13.3066 | 2.3298 | 0.034388 | 15.6707 | 18.5917 | 2.4548 | 0.046939 | 21.0934 | 8.3246 | 1.4575 | 0.021514 | 9.8037
Downstate | 2028 | 12 | 11 | 0.17884 | 3.5277e-06 | 1.0736e-06 | 0.11188 | 2.2069e-06 | 6.7168e-07 | 0.21979 | 0.0012152 | 1.5491e-06 | 0.1375 | 0.00076024 | 9.6913e-07 | 29.4519 | 3.8887 | 0.074358 | 33.415 | 13.1874 | 2.3089 | 0.034081 | 15.5304 | 18.4252 | 2.4328 | 0.046518 | 20.9045 | 8.2501 | 1.4445 | 0.021321 | 9.7159
Downstate | 2028 | 12 | 12 | 0.17957 | 3.5422e-06 | 1.078e-06 | 0.11234 | 2.216e-06 | 6.7443e-07 | 0.22069 | 0.0012202 | 1.5555e-06 | 0.13807 | 0.00076336 | 9.7311e-07 | 29.5727 | 3.9046 | 0.074663 | 33.552 | 13.2415 | 2.3184 | 0.03422 | 15.5941 | 18.5008 | 2.4428 | 0.046709 | 20.9903 | 8.2839 | 1.4504 | 0.021408 | 9.7557
Downstate | 2028 | 12 | 13 | 0.19431 | 3.8329e-06 | 1.1665e-06 | 0.12156 | 2.3979e-06 | 7.2979e-07 | 0.23881 | 0.0013204 | 1.6832e-06 | 0.1494 | 0.00082602 | 1.053e-06 | 32.0002 | 4.2251 | 0.080791 | 36.3062 | 14.3285 | 2.5087 | 0.037029 | 16.8742 | 20.0195 | 2.6433 | 0.050543 | 22.7133 | 8.9639 | 1.5694 | 0.023166 | 10.5565
Downstate | 2028 | 12 | 14 | 0.20554 | 4.0544e-06 | 1.234e-06 | 0.12859 | 2.5365e-06 | 7.7197e-07 | 0.25261 | 0.0013967 | 1.7804e-06 | 0.15803 | 0.00087375 | 1.1138e-06 | 33.8494 | 4.4693 | 0.08546 | 38.4042 | 15.1565 | 2.6536 | 0.039169 | 17.8493 | 21.1763 | 2.796 | 0.053464 | 24.0258 | 9.4819 | 1.6601 | 0.024504 | 11.1666
Downstate | 2028 | 12 | 15 | 0.21781 | 4.2964e-06 | 1.3076e-06 | 0.13626 | 2.6879e-06 | 8.1804e-07 | 0.26769 | 0.00148 | 1.8867e-06 | 0.16746 | 0.00092591 | 1.1803e-06 | 35.8698 | 4.7361 | 0.090561 | 40.6965 | 16.0611 | 2.812 | 0.041507 | 18.9147 | 22.4403 | 2.9629 | 0.056655 | 25.4599 | 10.0479 | 1.7592 | 0.025967 | 11.8331
Downstate | 2028 | 12 | 16 | 0.23566 | 4.6485e-06 | 1.4147e-06 | 0.14743 | 2.9081e-06 | 8.8507e-07 | 0.28962 | 0.0016013 | 2.0413e-06 | 0.18119 | 0.0010018 | 1.277e-06 | 38.8089 | 5.1241 | 0.097981 | 44.031 | 17.3771 | 3.0425 | 0.044908 | 20.4645 | 24.279 | 3.2057 | 0.061297 | 27.546 | 10.8712 | 1.9034 | 0.028095 | 12.8027
Downstate | 2028 | 12 | 17 | 0.25657 | 5.061e-06 | 1.5403e-06 | 0.16051 | 3.1662e-06 | 9.6362e-07 | 0.31532 | 0.0017434 | 2.2224e-06 | 0.19727 | 0.0010907 | 1.3904e-06 | 42.253 | 5.5789 | 0.10668 | 47.9385 | 18.9192 | 3.3125 | 0.048893 | 22.2806 | 26.4336 | 3.4902 | 0.066737 | 29.9905 | 11.836 | 2.0723 | 0.030588 | 13.9388
Downstate | 2028 | 12 | 18 | 0.31334 | 6.1808e-06 | 1.8811e-06 | 0.19603 | 3.8667e-06 | 1.1768e-06 | 0.38509 | 0.0021292 | 2.7142e-06 | 0.24092 | 0.001332 | 1.698e-06 | 51.6024 | 6.8133 | 0.13028 | 58.546 | 23.1055 | 4.0454 | 0.059712 | 27.2107 | 32.2827 | 4.2624 | 0.081504 | 36.6266 | 14.4549 | 2.5308 | 0.037356 | 17.0231
Downstate | 2028 | 12 | 19 | 0.31189 | 6.1523e-06 | 1.8724e-06 | 0.19512 | 3.8489e-06 | 1.1714e-06 | 0.38331 | 0.0021193 | 2.7017e-06 | 0.2398 | 0.0013259 | 1.6902e-06 | 51.3641 | 6.7818 | 0.12968 | 58.2756 | 22.9988 | 4.0267 | 0.059436 | 27.085 | 32.1335 | 4.2427 | 0.081128 | 36.4574 | 14.3882 | 2.5191 | 0.037184 | 16.9445
Downstate | 2028 | 12 | 20 | 0.29034 | 5.7272e-06 | 1.7431e-06 | 0.18164 | 3.5829e-06 | 1.0905e-06 | 0.35683 | 0.0019729 | 2.515e-06 | 0.22323 | 0.0012342 | 1.5734e-06 | 47.8149 | 6.3132 | 0.12072 | 54.2489 | 21.4097 | 3.7485 | 0.055329 | 25.2135 | 29.9132 | 3.9496 | 0.075522 | 33.9383 | 13.394 | 2.3451 | 0.034614 | 15.7736
Downstate | 2028 | 12 | 21 | 0.25753 | 5.0799e-06 | 1.546e-06 | 0.16111 | 3.178e-06 | 9.6721e-07 | 0.3165 | 0.0017499 | 2.2307e-06 | 0.198 | 0.0010947 | 1.3955e-06 | 42.4107 | 5.5997 | 0.10707 | 48.1174 | 18.9899 | 3.3248 | 0.049076 | 22.3637 | 26.5323 | 3.5032 | 0.066986 | 30.1025 | 11.8801 | 2.08 | 0.030702 | 13.9908
Downstate | 2028 | 12 | 22 | 0.23473 | 4.6302e-06 | 1.4092e-06 | 0.14685 | 2.8966e-06 | 8.8159e-07 | 0.28848 | 0.001595 | 2.0332e-06 | 0.18047 | 0.00099783 | 1.272e-06 | 38.6562 | 5.104 | 0.097596 | 43.8578 | 17.3087 | 3.0305 | 0.044731 | 20.384 | 24.1835 | 3.1931 | 0.061056 | 27.4376 | 10.8284 | 1.8959 | 0.027984 | 12.7523
Downstate | 2028 | 12 | 23 | 0.21653 | 4.2713e-06 | 1.2999e-06 | 0.13546 | 2.6721e-06 | 8.1325e-07 | 0.26612 | 0.0014714 | 1.8756e-06 | 0.16648 | 0.00092048 | 1.1734e-06 | 35.6598 | 4.7083 | 0.090031 | 40.4581 | 15.9671 | 2.7956 | 0.041264 | 18.8039 | 22.3089 | 2.9455 | 0.056323 | 25.3107 | 9.989 | 1.7489 | 0.025815 | 11.7638
Downstate | 2028 | 12 | 24 | 0.19664 | 3.8789e-06 | 1.1805e-06 | 0.12302 | 2.4266e-06 | 7.3854e-07 | 0.24167 | 0.0013362 | 1.7033e-06 | 0.15119 | 0.00083593 | 1.0656e-06 | 32.3839 | 4.2758 | 0.08176 | 36.7415 | 14.5003 | 2.5388 | 0.037473 | 17.0765 | 20.2595 | 2.675 | 0.051149 | 22.9856 | 9.0714 | 1.5883 | 0.023443 | 10.6831
Downstate | 2029 | 1 | 1 | 0.1505 | 2.9687e-06 | 9.0353e-07 | 0.09109 | 1.7968e-06 | 5.4685e-07 | 0.18497 | 0.0010227 | 1.3037e-06 | 0.11195 | 0.00061896 | 7.8903e-07 | 25.1554 | 3.3748 | 0.06388 | 28.594 | 11.2829 | 1.9431 | 0.028681 | 13.2547 | 15.225 | 2.0426 | 0.038662 | 17.3062 | 6.8289 | 1.176 | 0.017359 | 8.0222
Downstate | 2029 | 1 | 2 | 0.13341 | 2.6316e-06 | 8.0091e-07 | 0.080744 | 1.5927e-06 | 4.8474e-07 | 0.16396 | 0.00090652 | 1.1556e-06 | 0.099234 | 0.00054866 | 6.9942e-07 | 22.2983 | 2.9915 | 0.056625 | 25.3465 | 10.0015 | 1.7224 | 0.025423 | 11.7493 | 13.4958 | 1.8106 | 0.034271 | 15.3407 | 6.0533 | 1.0425 | 0.015387 | 7.1111
Downstate | 2029 | 1 | 3 | 0.12486 | 2.4629e-06 | 7.4959e-07 | 0.07557 | 1.4907e-06 | 4.5368e-07 | 0.15345 | 0.00084843 | 1.0816e-06 | 0.092875 | 0.0005135 | 6.546e-07 | 20.8695 | 2.7998 | 0.052996 | 23.7223 | 9.3606 | 1.612 | 0.023794 | 10.9964 | 12.631 | 1.6946 | 0.032075 | 14.3576 | 5.6654 | 0.97565 | 0.014401 | 6.6554
Downstate | 2029 | 1 | 4 | 0.12262 | 2.4187e-06 | 7.3614e-07 | 0.074214 | 1.4639e-06 | 4.4554e-07 | 0.1507 | 0.00083321 | 1.0621e-06 | 0.091208 | 0.00050429 | 6.4285e-07 | 20.495 | 2.7496 | 0.052045 | 23.2966 | 9.1926 | 1.5831 | 0.023367 | 10.7991 | 12.4044 | 1.6642 | 0.0315 | 14.1 | 5.5637 | 0.95815 | 0.014143 | 6.536
Downstate | 2029 | 1 | 5 | 0.12099 | 2.3865e-06 | 7.2633e-07 | 0.073225 | 1.4444e-06 | 4.396e-07 | 0.14869 | 0.0008221 | 1.048e-06 | 0.089993 | 0.00049757 | 6.3428e-07 | 20.2218 | 2.7129 | 0.051351 | 22.986 | 9.0701 | 1.562 | 0.023056 | 10.6551 | 12.239 | 1.642 | 0.03108 | 13.912 | 5.4895 | 0.94537 | 0.013954 | 6.4489
Downstate | 2029 | 1 | 6 | 0.13492 | 2.6613e-06 | 8.0996e-07 | 0.081656 | 1.6107e-06 | 4.9022e-07 | 0.16581 | 0.00091675 | 1.1687e-06 | 0.10035 | 0.00055486 | 7.0731e-07 | 22.5501 | 3.0253 | 0.057264 | 25.6327 | 10.1144 | 1.7418 | 0.02571 | 11.8819 | 13.6482 | 1.831 | 0.034658 | 15.5139 | 6.1216 | 1.0542 | 0.015561 | 7.1914
Downstate | 2029 | 1 | 7 | 0.15709 | 3.0986e-06 | 9.4306e-07 | 0.095075 | 1.8754e-06 | 5.7077e-07 | 0.19306 | 0.0010674 | 1.3607e-06 | 0.11685 | 0.00064604 | 8.2355e-07 | 26.2558 | 3.5224 | 0.066674 | 29.8449 | 11.7765 | 2.0281 | 0.029935 | 13.8345 | 15.891 | 2.1319 | 0.040354 | 18.0633 | 7.1276 | 1.2275 | 0.018118 | 8.3732
Downstate | 2029 | 1 | 8 | 0.17209 | 3.3946e-06 | 1.0331e-06 | 0.10416 | 2.0546e-06 | 6.253e-07 | 0.2115 | 0.0011694 | 1.4907e-06 | 0.12801 | 0.00070775 | 9.0222e-07 | 28.7639 | 3.8589 | 0.073043 | 32.6959 | 12.9015 | 2.2218 | 0.032795 | 15.1561 | 17.409 | 2.3356 | 0.044209 | 19.7888 | 7.8085 | 1.3447 | 0.019849 | 9.173
Downstate | 2029 | 1 | 9 | 0.17494 | 3.4507e-06 | 1.0502e-06 | 0.10588 | 2.0885e-06 | 6.3563e-07 | 0.21499 | 0.0011887 | 1.5153e-06 | 0.13012 | 0.00071945 | 9.1713e-07 | 29.2393 | 3.9227 | 0.074251 | 33.2363 | 13.1147 | 2.2585 | 0.033337 | 15.4066 | 17.6968 | 2.3742 | 0.044939 | 20.1159 | 7.9375 | 1.3669 | 0.020177 | 9.3246
Downstate | 2029 | 1 | 10 | 0.16115 | 3.1789e-06 | 9.6748e-07 | 0.097537 | 1.924e-06 | 5.8556e-07 | 0.19806 | 0.0010951 | 1.3959e-06 | 0.11987 | 0.00066277 | 8.4488e-07 | 26.9358 | 3.6137 | 0.068401 | 30.6179 | 12.0815 | 2.0806 | 0.030711 | 14.1928 | 16.3026 | 2.1871 | 0.041399 | 18.5311 | 7.3122 | 1.2593 | 0.018587 | 8.59
Downstate | 2029 | 1 | 11 | 0.16815 | 3.3169e-06 | 1.0095e-06 | 0.10177 | 2.0075e-06 | 6.1098e-07 | 0.20666 | 0.0011426 | 1.4565e-06 | 0.12508 | 0.00069154 | 8.8156e-07 | 28.1053 | 3.7706 | 0.071371 | 31.9472 | 12.6061 | 2.1709 | 0.032044 | 14.809 | 17.0104 | 2.2821 | 0.043196 | 19.3357 | 7.6297 | 1.3139 | 0.019394 | 8.963
Downstate | 2029 | 1 | 12 | 0.19812 | 3.9081e-06 | 1.1894e-06 | 0.11991 | 2.3653e-06 | 7.1988e-07 | 0.24349 | 0.0013463 | 1.7162e-06 | 0.14737 | 0.0008148 | 1.0387e-06 | 33.1148 | 4.4426 | 0.084092 | 37.6415 | 14.853 | 2.5579 | 0.037756 | 17.4486 | 20.0424 | 2.6889 | 0.050896 | 22.7821 | 8.9896 | 1.5481 | 0.022851 | 10.5606
Downstate | 2029 | 1 | 13 | 0.22376 | 4.4138e-06 | 1.3433e-06 | 0.13543 | 2.6714e-06 | 8.1303e-07 | 0.275 | 0.0015204 | 1.9382e-06 | 0.16644 | 0.00092023 | 1.1731e-06 | 37.3996 | 5.0175 | 0.094973 | 42.512 | 16.7748 | 2.8888 | 0.042641 | 19.7063 | 22.6357 | 3.0368 | 0.057481 | 25.7299 | 10.1528 | 1.7484 | 0.025808 | 11.927
Downstate | 2029 | 1 | 14 | 0.2423 | 4.7795e-06 | 1.4546e-06 | 0.14665 | 2.8927e-06 | 8.804e-07 | 0.29778 | 0.0016464 | 2.0988e-06 | 0.18023 | 0.00099648 | 1.2703e-06 | 40.4986 | 5.4332 | 0.10284 | 46.0346 | 18.1648 | 3.1282 | 0.046174 | 21.3392 | 24.5113 | 3.2884 | 0.062244 | 27.8619 | 10.994 | 1.8933 | 0.027946 | 12.9153
Downstate | 2029 | 1 | 15 | 0.22391 | 4.4167e-06 | 1.3442e-06 | 0.13552 | 2.6731e-06 | 8.1357e-07 | 0.27518 | 0.0015214 | 1.9395e-06 | 0.16655 | 0.00092084 | 1.1739e-06 | 37.4242 | 5.0208 | 0.095035 | 42.5401 | 16.7859 | 2.8908 | 0.042669 | 19.7193 | 22.6506 | 3.0388 | 0.057519 | 25.7469 | 10.1595 | 1.7496 | 0.025825 | 11.9349
Downstate | 2029 | 1 | 16 | 0.21996 | 4.3389e-06 | 1.3205e-06 | 0.13313 | 2.6261e-06 | 7.9924e-07 | 0.27033 | 0.0014947 | 1.9053e-06 | 0.16362 | 0.00090462 | 1.1532e-06 | 36.7652 | 4.9324 | 0.093362 | 41.7909 | 16.4903 | 2.8398 | 0.041918 | 19.372 | 22.2517 | 2.9853 | 0.056506 | 25.2935 | 9.9805 | 1.7188 | 0.02537 | 11.7247
Downstate | 2029 | 1 | 17 | 0.20356 | 4.0154e-06 | 1.2221e-06 | 0.1232 | 2.4303e-06 | 7.3964e-07 | 0.25017 | 0.0013832 | 1.7633e-06 | 0.15142 | 0.00083717 | 1.0672e-06 | 34.0237 | 4.5646 | 0.0864 | 38.6747 | 15.2606 | 2.6281 | 0.038792 | 17.9275 | 20.5925 | 2.7627 | 0.052293 | 23.4074 | 9.2363 | 1.5906 | 0.023478 | 10.8504
Downstate | 2029 | 1 | 18 | 0.25737 | 5.0767e-06 | 1.5451e-06 | 0.15577 | 3.0726e-06 | 9.3515e-07 | 0.3163 | 0.0017488 | 2.2293e-06 | 0.19144 | 0.0010585 | 1.3493e-06 | 43.017 | 5.7711 | 0.10924 | 48.8973 | 19.2944 | 3.3228 | 0.049045 | 22.6662 | 26.0355 | 3.4929 | 0.066115 | 29.5945 | 11.6777 | 2.0111 | 0.029684 | 13.7184
Downstate | 2029 | 1 | 19 | 0.2648 | 5.2234e-06 | 1.5897e-06 | 0.16027 | 3.1614e-06 | 9.6216e-07 | 0.32544 | 0.0017993 | 2.2937e-06 | 0.19697 | 0.001089 | 1.3883e-06 | 44.2596 | 5.9378 | 0.11239 | 50.3098 | 19.8517 | 3.4187 | 0.050462 | 23.3209 | 26.7876 | 3.5938 | 0.068025 | 30.4494 | 12.015 | 2.0692 | 0.030542 | 14.1147
Downstate | 2029 | 1 | 20 | 0.26831 | 5.2927e-06 | 1.6108e-06 | 0.16239 | 3.2033e-06 | 9.7492e-07 | 0.32976 | 0.0018232 | 2.3242e-06 | 0.19958 | 0.0011035 | 1.4067e-06 | 44.8467 | 6.0166 | 0.11388 | 50.9772 | 20.1151 | 3.4641 | 0.051132 | 23.6303 | 27.143 | 3.6415 | 0.068927 | 30.8534 | 12.1744 | 2.0966 | 0.030947 | 14.302
Downstate | 2029 | 1 | 21 | 0.21173 | 4.1765e-06 | 1.2711e-06 | 0.12815 | 2.5278e-06 | 7.6932e-07 | 0.26021 | 0.0014387 | 1.834e-06 | 0.15749 | 0.00087075 | 1.11e-06 | 35.3887 | 4.7477 | 0.089866 | 40.2263 | 15.8729 | 2.7335 | 0.040348 | 18.6468 | 21.4186 | 2.8735 | 0.054391 | 24.3465 | 9.6069 | 1.6544 | 0.02442 | 11.2857
Downstate | 2029 | 1 | 22 | 0.18933 | 3.7346e-06 | 1.1366e-06 | 0.11459 | 2.2603e-06 | 6.8792e-07 | 0.23268 | 0.0012865 | 1.64e-06 | 0.14083 | 0.00077862 | 9.9257e-07 | 31.6444 | 4.2454 | 0.080358 | 35.9701 | 14.1934 | 2.4443 | 0.036079 | 16.6738 | 19.1524 | 2.5695 | 0.048636 | 21.7705 | 8.5904 | 1.4794 | 0.021836 | 10.0916
Downstate | 2029 | 1 | 23 | 0.18289 | 3.6077e-06 | 1.098e-06 | 0.11069 | 2.1835e-06 | 6.6454e-07 | 0.22477 | 0.0012428 | 1.5842e-06 | 0.13604 | 0.00075217 | 9.5884e-07 | 30.5691 | 4.1011 | 0.077627 | 34.7479 | 13.7112 | 2.3612 | 0.034853 | 16.1072 | 18.5016 | 2.4822 | 0.046983 | 21.0307 | 8.2985 | 1.4291 | 0.021094 | 9.7487
Downstate | 2029 | 1 | 24 | 0.1708 | 3.3691e-06 | 1.0254e-06 | 0.10337 | 2.0391e-06 | 6.206e-07 | 0.20991 | 0.0011606 | 1.4795e-06 | 0.12704 | 0.00070243 | 8.9543e-07 | 28.5476 | 3.8299 | 0.072494 | 32.45 | 12.8044 | 2.2051 | 0.032548 | 15.0421 | 17.2781 | 2.318 | 0.043876 | 19.64 | 7.7497 | 1.3346 | 0.019699 | 9.104
Downstate | 2029 | 2 | 1 | 0.10537 | 2.0786e-06 | 6.3261e-07 | 0.063777 | 1.258e-06 | 3.8288e-07 | 0.1295 | 0.00071602 | 9.1276e-07 | 0.078381 | 0.00043336 | 5.5244e-07 | 17.6126 | 2.3629 | 0.044725 | 20.0202 | 7.8997 | 1.3604 | 0.020081 | 9.2803 | 10.6598 | 1.4301 | 0.02707 | 12.117 | 4.7812 | 0.82339 | 0.012154 | 5.6168
Downstate | 2029 | 2 | 2 | 0.093068 | 1.8358e-06 | 5.5873e-07 | 0.056329 | 1.1111e-06 | 3.3816e-07 | 0.11438 | 0.0006324 | 8.0617e-07 | 0.069227 | 0.00038275 | 4.8792e-07 | 15.5557 | 2.0869 | 0.039502 | 17.6821 | 6.9772 | 1.2016 | 0.017736 | 8.1965 | 9.4149 | 1.2631 | 0.023908 | 10.7019 | 4.2229 | 0.72723 | 0.010734 | 4.9608
Downstate | 2029 | 2 | 3 | 0.10064 | 1.9851e-06 | 6.0417e-07 | 0.06091 | 1.2015e-06 | 3.6567e-07 | 0.12368 | 0.00068383 | 8.7173e-07 | 0.074857 | 0.00041388 | 5.276e-07 | 16.8208 | 2.2567 | 0.042715 | 19.1201 | 7.5446 | 1.2993 | 0.019178 | 8.8631 | 10.1806 | 1.3658 | 0.025853 | 11.5722 | 4.5663 | 0.78638 | 0.011607 | 5.3643
Downstate | 2029 | 2 | 4 | 0.098093 | 1.9349e-06 | 5.889e-07 | 0.05937 | 1.1711e-06 | 3.5642e-07 | 0.12056 | 0.00066655 | 8.4969e-07 | 0.072965 | 0.00040342 | 5.1427e-07 | 16.3956 | 2.1996 | 0.041635 | 18.6368 | 7.3539 | 1.2664 | 0.018693 | 8.639 | 9.9232 | 1.3313 | 0.025199 | 11.2797 | 4.4509 | 0.7665 | 0.011314 | 5.2287
Downstate | 2029 | 2 | 5 | 0.090395 | 1.7831e-06 | 5.4268e-07 | 0.054711 | 1.0792e-06 | 3.2845e-07 | 0.11109 | 0.00061424 | 7.8301e-07 | 0.067239 | 0.00037176 | 4.7391e-07 | 15.1089 | 2.027 | 0.038368 | 17.1743 | 6.7768 | 1.1671 | 0.017226 | 7.9611 | 9.1445 | 1.2268 | 0.023222 | 10.3945 | 4.1016 | 0.70635 | 0.010426 | 4.8183
Downstate | 2029 | 2 | 6 | 0.10513 | 2.0737e-06 | 6.3111e-07 | 0.063626 | 1.2551e-06 | 3.8197e-07 | 0.1292 | 0.00071433 | 9.1061e-07 | 0.078195 | 0.00043234 | 5.5113e-07 | 17.5709 | 2.3573 | 0.04462 | 19.9728 | 7.8811 | 1.3572 | 0.020033 | 9.2583 | 10.6346 | 1.4267 | 0.027006 | 12.0883 | 4.7699 | 0.82145 | 0.012125 | 5.6035
Downstate | 2029 | 2 | 7 | 0.10966 | 2.1631e-06 | 6.5833e-07 | 0.06637 | 1.3092e-06 | 3.9845e-07 | 0.13477 | 0.00074514 | 9.4988e-07 | 0.081568 | 0.00045099 | 5.7491e-07 | 18.3288 | 2.459 | 0.046544 | 20.8343 | 8.221 | 1.4158 | 0.020897 | 9.6577 | 11.0933 | 1.4883 | 0.02817 | 12.6097 | 4.9757 | 0.85688 | 0.012648 | 5.8452
Downstate | 2029 | 2 | 8 | 0.11298 | 2.2286e-06 | 6.7828e-07 | 0.068381 | 1.3489e-06 | 4.1052e-07 | 0.13885 | 0.00076772 | 9.7866e-07 | 0.08404 | 0.00046465 | 5.9232e-07 | 18.8841 | 2.5335 | 0.047954 | 21.4655 | 8.4701 | 1.4587 | 0.021531 | 9.9503 | 11.4294 | 1.5333 | 0.029024 | 12.9917 | 5.1264 | 0.88284 | 0.013031 | 6.0223
Downstate | 2029 | 2 | 9 | 0.12809 | 2.5266e-06 | 7.6896e-07 | 0.077523 | 1.5292e-06 | 4.654e-07 | 0.15742 | 0.00087035 | 1.1095e-06 | 0.095274 | 0.00052677 | 6.7151e-07 | 21.4086 | 2.8721 | 0.054365 | 24.3351 | 9.6024 | 1.6537 | 0.024409 | 11.2805 | 12.9573 | 1.7383 | 0.032904 | 14.7286 | 5.8117 | 1.0009 | 0.014773 | 6.8274
Downstate | 2029 | 2 | 10 | 0.12107 | 2.3883e-06 | 7.2686e-07 | 0.073279 | 1.4455e-06 | 4.3993e-07 | 0.1488 | 0.00082271 | 1.0488e-06 | 0.090059 | 0.00049793 | 6.3475e-07 | 20.2367 | 2.7149 | 0.051389 | 23.003 | 9.0768 | 1.5631 | 0.023073 | 10.663 | 12.248 | 1.6432 | 0.031103 | 13.9223 | 5.4936 | 0.94607 | 0.013965 | 6.4536
Downstate | 2029 | 2 | 11 | 0.1192 | 2.3512e-06 | 7.1559e-07 | 0.072142 | 1.423e-06 | 4.331e-07 | 0.14649 | 0.00080994 | 1.0325e-06 | 0.088662 | 0.00049021 | 6.249e-07 | 19.9228 | 2.6728 | 0.050592 | 22.6462 | 8.936 | 1.5389 | 0.022715 | 10.4976 | 12.058 | 1.6177 | 0.03062 | 13.7064 | 5.4084 | 0.9314 | 0.013748 | 6.3535
Downstate | 2029 | 2 | 12 | 0.10397 | 2.0509e-06 | 6.2418e-07 | 0.062927 | 1.2413e-06 | 3.7778e-07 | 0.12778 | 0.00070648 | 9.006e-07 | 0.077336 | 0.00042759 | 5.4508e-07 | 17.3778 | 2.3314 | 0.044129 | 19.7533 | 7.7945 | 1.3423 | 0.019813 | 9.1566 | 10.5177 | 1.411 | 0.026709 | 11.9555 | 4.7175 | 0.81242 | 0.011992 | 5.5419
Downstate | 2029 | 2 | 13 | 0.12454 | 2.4567e-06 | 7.4769e-07 | 0.075378 | 1.4869e-06 | 4.5253e-07 | 0.15306 | 0.00084627 | 1.0788e-06 | 0.092639 | 0.0005122 | 6.5293e-07 | 20.8164 | 2.7927 | 0.052861 | 23.662 | 9.3368 | 1.6079 | 0.023734 | 10.9684 | 12.5989 | 1.6903 | 0.031994 | 14.3211 | 5.651 | 0.97317 | 0.014365 | 6.6385
Downstate | 2029 | 2 | 14 | 0.11936 | 2.3544e-06 | 7.1655e-07 | 0.072239 | 1.425e-06 | 4.3368e-07 | 0.14669 | 0.00081103 | 1.0339e-06 | 0.088781 | 0.00049087 | 6.2574e-07 | 19.9495 | 2.6764 | 0.05066 | 22.6765 | 8.9479 | 1.541 | 0.022745 | 10.5116 | 12.0742 | 1.6199 | 0.030661 | 13.7247 | 5.4156 | 0.93265 | 0.013766 | 6.362
Downstate | 2029 | 2 | 15 | 0.14381 | 2.8367e-06 | 8.6336e-07 | 0.08704 | 1.7169e-06 | 5.2254e-07 | 0.17674 | 0.0009772 | 1.2457e-06 | 0.10697 | 0.00059144 | 7.5395e-07 | 24.0368 | 3.2247 | 0.061039 | 27.3226 | 10.7812 | 1.8567 | 0.027405 | 12.6653 | 14.548 | 1.9517 | 0.036943 | 16.5367 | 6.5252 | 1.1237 | 0.016587 | 7.6655
Downstate | 2029 | 2 | 16 | 0.16115 | 3.1787e-06 | 9.6744e-07 | 0.097532 | 1.9239e-06 | 5.8553e-07 | 0.19805 | 0.001095 | 1.3959e-06 | 0.11987 | 0.00066274 | 8.4483e-07 | 26.9345 | 3.6135 | 0.068398 | 30.6164 | 12.0809 | 2.0805 | 0.030709 | 14.1921 | 16.3018 | 2.187 | 0.041397 | 18.5302 | 7.3118 | 1.2592 | 0.018586 | 8.5896
Downstate | 2029 | 2 | 17 | 0.13183 | 2.6005e-06 | 7.9145e-07 | 0.079791 | 1.5739e-06 | 4.7902e-07 | 0.16202 | 0.00089581 | 1.142e-06 | 0.098062 | 0.00054218 | 6.9115e-07 | 22.035 | 2.9562 | 0.055956 | 25.0471 | 9.8833 | 1.702 | 0.025123 | 11.6105 | 13.3364 | 1.7892 | 0.033867 | 15.1595 | 5.9818 | 1.0301 | 0.015205 | 7.0271
Downstate | 2029 | 2 | 18 | 0.20779 | 4.0987e-06 | 1.2474e-06 | 0.12576 | 2.4807e-06 | 7.55e-07 | 0.25537 | 0.0014119 | 1.7999e-06 | 0.15456 | 0.00085455 | 1.0894e-06 | 34.7301 | 4.6593 | 0.088194 | 39.4776 | 15.5775 | 2.6827 | 0.039597 | 18.2997 | 21.02 | 2.82 | 0.053378 | 23.8934 | 9.4281 | 1.6236 | 0.023966 | 11.0757
Downstate | 2029 | 2 | 19 | 0.244 | 4.8131e-06 | 1.4649e-06 | 0.14768 | 2.9131e-06 | 8.8659e-07 | 0.29988 | 0.001658 | 2.1136e-06 | 0.1815 | 0.0010035 | 1.2792e-06 | 40.7832 | 5.4714 | 0.10357 | 46.3582 | 18.2925 | 3.1502 | 0.046499 | 21.4892 | 24.6836 | 3.3115 | 0.062682 | 28.0578 | 11.0713 | 1.9066 | 0.028143 | 13.0061
Downstate | 2029 | 2 | 20 | 0.23505 | 4.6366e-06 | 1.4111e-06 | 0.14226 | 2.8062e-06 | 8.5407e-07 | 0.28888 | 0.0015972 | 2.0361e-06 | 0.17484 | 0.00096668 | 1.2323e-06 | 39.2873 | 5.2707 | 0.099766 | 44.6578 | 17.6215 | 3.0347 | 0.044793 | 20.701 | 23.7782 | 3.19 | 0.060383 | 27.0286 | 10.6652 | 1.8367 | 0.027111 | 12.529
Downstate | 2029 | 2 | 21 | 0.20206 | 3.9857e-06 | 1.213e-06 | 0.12229 | 2.4123e-06 | 7.3417e-07 | 0.24833 | 0.001373 | 1.7502e-06 | 0.1503 | 0.00083098 | 1.0593e-06 | 33.7722 | 4.5308 | 0.085761 | 38.3888 | 15.1478 | 2.6087 | 0.038505 | 17.795 | 20.4403 | 2.7422 | 0.051906 | 23.2344 | 9.1681 | 1.5789 | 0.023305 | 10.7702
Downstate | 2029 | 2 | 22 | 0.17632 | 3.478e-06 | 1.0585e-06 | 0.10672 | 2.105e-06 | 6.4066e-07 | 0.21669 | 0.0011981 | 1.5273e-06 | 0.13115 | 0.00072513 | 9.2438e-07 | 29.4704 | 3.9537 | 0.074837 | 33.4989 | 13.2183 | 2.2764 | 0.0336 | 15.5283 | 17.8366 | 2.3929 | 0.045294 | 20.2749 | 8.0003 | 1.3778 | 0.020336 | 9.3983
Downstate | 2029 | 2 | 23 | 0.15026 | 2.964e-06 | 9.021e-07 | 0.090945 | 1.794e-06 | 5.4598e-07 | 0.18467 | 0.001021 | 1.3016e-06 | 0.11177 | 0.00061798 | 7.8778e-07 | 25.1155 | 3.3695 | 0.063778 | 28.5487 | 11.265 | 1.94 | 0.028635 | 13.2336 | 15.2008 | 2.0393 | 0.038601 | 17.2788 | 6.818 | 1.1742 | 0.017331 | 8.0095
Downstate | 2029 | 2 | 24 | 0.12553 | 2.4761e-06 | 7.536e-07 | 0.075975 | 1.4986e-06 | 4.5611e-07 | 0.15427 | 0.00085297 | 1.0873e-06 | 0.093372 | 0.00051625 | 6.581e-07 | 20.9812 | 2.8148 | 0.05328 | 23.8493 | 9.4107 | 1.6206 | 0.023922 | 11.0552 | 12.6986 | 1.7036 | 0.032247 | 14.4345 | 5.6957 | 0.98088 | 0.014478 | 6.6911
Downstate | 2029 | 3 | 1 | 0.1287 | 2.5388e-06 | 7.7267e-07 | 0.077897 | 1.5366e-06 | 4.6765e-07 | 0.15818 | 0.00087455 | 1.1148e-06 | 0.095734 | 0.00052931 | 6.7475e-07 | 21.512 | 2.886 | 0.054628 | 24.4526 | 9.6488 | 1.6616 | 0.024527 | 11.3349 | 13.0199 | 1.7467 | 0.033063 | 14.7997 | 5.8398 | 1.0057 | 0.014845 | 6.8603
Downstate | 2029 | 3 | 2 | 0.12162 | 2.3989e-06 | 7.3011e-07 | 0.073606 | 1.4519e-06 | 4.4189e-07 | 0.14946 | 0.00082638 | 1.0534e-06 | 0.090461 | 0.00050016 | 6.3758e-07 | 20.3271 | 2.7271 | 0.051619 | 23.1057 | 9.1173 | 1.5701 | 0.023176 | 10.7106 | 12.3027 | 1.6505 | 0.031242 | 13.9845 | 5.5181 | 0.9503 | 0.014027 | 6.4825
Downstate | 2029 | 3 | 3 | 0.13186 | 2.6011e-06 | 7.9164e-07 | 0.079809 | 1.5743e-06 | 4.7913e-07 | 0.16206 | 0.00089602 | 1.1422e-06 | 0.098085 | 0.00054231 | 6.9132e-07 | 22.0401 | 2.9569 | 0.055969 | 25.0529 | 9.8856 | 1.7024 | 0.025129 | 11.6132 | 13.3395 | 1.7896 | 0.033874 | 15.163 | 5.9832 | 1.0304 | 0.015209 | 7.0288
Downstate | 2029 | 3 | 4 | 0.127 | 2.5051e-06 | 7.6242e-07 | 0.076863 | 1.5162e-06 | 4.6144e-07 | 0.15608 | 0.00086294 | 1.1001e-06 | 0.094464 | 0.00052229 | 6.658e-07 | 21.2265 | 2.8477 | 0.053903 | 24.1281 | 9.5207 | 1.6396 | 0.024201 | 11.1845 | 12.8471 | 1.7235 | 0.032624 | 14.6033 | 5.7623 | 0.99235 | 0.014648 | 6.7693
Downstate | 2029 | 3 | 5 | 0.12694 | 2.504e-06 | 7.6209e-07 | 0.07683 | 1.5155e-06 | 4.6125e-07 | 0.15601 | 0.00086258 | 1.0996e-06 | 0.094424 | 0.00052206 | 6.6551e-07 | 21.2175 | 2.8465 | 0.05388 | 24.1178 | 9.5167 | 1.6389 | 0.024191 | 11.1797 | 12.8416 | 1.7228 | 0.03261 | 14.5971 | 5.7598 | 0.99192 | 0.014641 | 6.7664
Downstate | 2029 | 3 | 6 | 0.15303 | 3.0185e-06 | 9.1868e-07 | 0.092617 | 1.8269e-06 | 5.5602e-07 | 0.18807 | 0.0010398 | 1.3255e-06 | 0.11382 | 0.00062933 | 8.0225e-07 | 25.577 | 3.4314 | 0.06495 | 29.0733 | 11.472 | 1.9756 | 0.029161 | 13.4768 | 15.4802 | 2.0768 | 0.03931 | 17.5963 | 6.9433 | 1.1957 | 0.01765 | 8.1567
Downstate | 2029 | 3 | 7 | 0.15345 | 3.0269e-06 | 9.2124e-07 | 0.092875 | 1.832e-06 | 5.5757e-07 | 0.18859 | 0.0010427 | 1.3292e-06 | 0.11414 | 0.00063109 | 8.0449e-07 | 25.6483 | 3.4409 | 0.065132 | 29.1544 | 11.504 | 1.9811 | 0.029243 | 13.5144 | 15.5234 | 2.0826 | 0.03942 | 17.6454 | 6.9627 | 1.1991 | 0.017699 | 8.1794
Downstate | 2029 | 3 | 8 | 0.15341 | 3.0261e-06 | 9.21e-07 | 0.092851 | 1.8315e-06 | 5.5742e-07 | 0.18854 | 0.0010424 | 1.3289e-06 | 0.11411 | 0.00063093 | 8.0428e-07 | 25.6417 | 3.4401 | 0.065115 | 29.1469 | 11.5011 | 1.9806 | 0.029235 | 13.5109 | 15.5193 | 2.0821 | 0.03941 | 17.6408 | 6.9609 | 1.1988 | 0.017694 | 8.1773
Downstate | 2029 | 3 | 9 | 0.16612 | 3.2768e-06 | 9.9729e-07 | 0.10054 | 1.9833e-06 | 6.036e-07 | 0.20416 | 0.0011288 | 1.439e-06 | 0.12357 | 0.00068319 | 8.7091e-07 | 27.7658 | 3.725 | 0.070509 | 31.5613 | 12.4538 | 2.1447 | 0.031657 | 14.6301 | 16.8049 | 2.2545 | 0.042675 | 19.1021 | 7.5375 | 1.2981 | 0.01916 | 8.8547
Downstate | 2029 | 3 | 10 | 0.14524 | 2.8649e-06 | 8.7192e-07 | 0.087903 | 1.7339e-06 | 5.2772e-07 | 0.17849 | 0.00098689 | 1.2581e-06 | 0.10803 | 0.0005973 | 7.6142e-07 | 24.2753 | 3.2567 | 0.061645 | 27.5937 | 10.8882 | 1.8751 | 0.027677 | 12.7909 | 14.6923 | 1.9711 | 0.03731 | 16.7007 | 6.5899 | 1.1349 | 0.016751 | 7.7416
Downstate | 2029 | 3 | 11 | 0.13799 | 2.7219e-06 | 8.2841e-07 | 0.083516 | 1.6474e-06 | 5.0138e-07 | 0.16959 | 0.00093764 | 1.1953e-06 | 0.10264 | 0.00056749 | 7.2342e-07 | 23.0637 | 3.0942 | 0.058568 | 26.2165 | 10.3448 | 1.7815 | 0.026296 | 12.1526 | 13.9591 | 1.8727 | 0.035448 | 15.8672 | 6.2611 | 1.0782 | 0.015915 | 7.3552
Downstate | 2029 | 3 | 12 | 0.13848 | 2.7315e-06 | 8.3134e-07 | 0.083812 | 1.6532e-06 | 5.0316e-07 | 0.17019 | 0.00094096 | 1.1995e-06 | 0.103 | 0.0005695 | 7.2599e-07 | 23.1454 | 3.1052 | 0.058776 | 26.3094 | 10.3814 | 1.7878 | 0.026389 | 12.1956 | 14.0085 | 1.8794 | 0.035573 | 15.9234 | 6.2832 | 1.0821 | 0.015972 | 7.3813
Downstate | 2029 | 3 | 13 | 0.12251 | 2.4166e-06 | 7.3549e-07 | 0.074149 | 1.4626e-06 | 4.4515e-07 | 0.15057 | 0.00083247 | 1.0612e-06 | 0.091128 | 0.00050384 | 6.4228e-07 | 20.4769 | 2.7471 | 0.051999 | 23.276 | 9.1845 | 1.5817 | 0.023347 | 10.7895 | 12.3934 | 1.6627 | 0.031472 | 14.0875 | 5.5588 | 0.9573 | 0.01413 | 6.5302
Downstate | 2029 | 3 | 14 | 0.13381 | 2.6395e-06 | 8.0333e-07 | 0.080988 | 1.5975e-06 | 4.862e-07 | 0.16445 | 0.00090925 | 1.1591e-06 | 0.099533 | 0.00055031 | 7.0152e-07 | 22.3655 | 3.0005 | 0.056795 | 25.4229 | 10.0316 | 1.7276 | 0.0255 | 11.7847 | 13.5365 | 1.816 | 0.034375 | 15.3869 | 6.0715 | 1.0456 | 0.015434 | 7.1325
Downstate | 2029 | 3 | 15 | 0.14664 | 2.8925e-06 | 8.8034e-07 | 0.088752 | 1.7507e-06 | 5.3282e-07 | 0.18022 | 0.00099642 | 1.2702e-06 | 0.10908 | 0.00060307 | 7.6878e-07 | 24.5097 | 3.2882 | 0.06224 | 27.8601 | 10.9933 | 1.8932 | 0.027945 | 12.9145 | 14.8342 | 1.9901 | 0.03767 | 16.862 | 6.6536 | 1.1458 | 0.016913 | 7.8163
Downstate | 2029 | 3 | 16 | 0.17697 | 3.4908e-06 | 1.0624e-06 | 0.10711 | 2.1127e-06 | 6.4301e-07 | 0.21749 | 0.0012025 | 1.5329e-06 | 0.13163 | 0.00072779 | 9.2777e-07 | 29.5785 | 3.9682 | 0.075112 | 33.6218 | 13.2668 | 2.2847 | 0.033724 | 15.5853 | 17.902 | 2.4017 | 0.045461 | 20.3492 | 8.0296 | 1.3828 | 0.020411 | 9.4328
Downstate | 2029 | 3 | 17 | 0.17531 | 3.458e-06 | 1.0524e-06 | 0.1061 | 2.0929e-06 | 6.3697e-07 | 0.21545 | 0.0011912 | 1.5185e-06 | 0.1304 | 0.00072096 | 9.1906e-07 | 29.301 | 3.931 | 0.074407 | 33.3064 | 13.1424 | 2.2633 | 0.033407 | 15.4391 | 17.7341 | 2.3792 | 0.045034 | 20.1583 | 7.9543 | 1.3698 | 0.020219 | 9.3443
Downstate | 2029 | 3 | 18 | 0.21867 | 4.3134e-06 | 1.3128e-06 | 0.13235 | 2.6107e-06 | 7.9455e-07 | 0.26875 | 0.0014859 | 1.8942e-06 | 0.16266 | 0.00089932 | 1.1464e-06 | 36.5495 | 4.9034 | 0.092814 | 41.5457 | 16.3935 | 2.8232 | 0.041672 | 19.2584 | 22.1212 | 2.9677 | 0.056175 | 25.1451 | 9.922 | 1.7087 | 0.025221 | 11.6559
Downstate | 2029 | 3 | 19 | 0.2506 | 4.9432e-06 | 1.5045e-06 | 0.15167 | 2.9918e-06 | 9.1056e-07 | 0.30798 | 0.0017028 | 2.1707e-06 | 0.1864 | 0.0010306 | 1.3138e-06 | 41.886 | 5.6194 | 0.10637 | 47.6117 | 18.7871 | 3.2354 | 0.047756 | 22.0702 | 25.351 | 3.4011 | 0.064377 | 28.8164 | 11.3707 | 1.9582 | 0.028904 | 13.3578
Downstate | 2029 | 3 | 20 | 0.26184 | 5.1649e-06 | 1.5719e-06 | 0.15847 | 3.126e-06 | 9.5139e-07 | 0.32179 | 0.0017792 | 2.2681e-06 | 0.19476 | 0.0010768 | 1.3727e-06 | 43.764 | 5.8713 | 0.11113 | 49.7465 | 19.6295 | 3.3805 | 0.049897 | 23.0598 | 26.4877 | 3.5536 | 0.067263 | 30.1085 | 11.8805 | 2.046 | 0.0302 | 13.9567
Downstate | 2029 | 3 | 21 | 0.23489 | 4.6334e-06 | 1.4102e-06 | 0.14217 | 2.8043e-06 | 8.5349e-07 | 0.28868 | 0.0015961 | 2.0347e-06 | 0.17472 | 0.00096603 | 1.2315e-06 | 39.2609 | 5.2672 | 0.099699 | 44.6277 | 17.6096 | 3.0326 | 0.044763 | 20.687 | 23.7622 | 3.1879 | 0.060342 | 27.0104 | 10.658 | 1.8355 | 0.027092 | 12.5206
Downstate | 2029 | 3 | 22 | 0.18727 | 3.694e-06 | 1.1243e-06 | 0.11334 | 2.2358e-06 | 6.8045e-07 | 0.23015 | 0.0012725 | 1.6222e-06 | 0.1393 | 0.00077017 | 9.8179e-07 | 31.301 | 4.1993 | 0.079486 | 35.5797 | 14.0394 | 2.4178 | 0.035688 | 16.4929 | 18.9446 | 2.5416 | 0.048108 | 21.5342 | 8.4972 | 1.4633 | 0.021599 | 9.9821
Downstate | 2029 | 3 | 23 | 0.15414 | 3.0406e-06 | 9.2539e-07 | 0.093293 | 1.8403e-06 | 5.6008e-07 | 0.18944 | 0.0010474 | 1.3352e-06 | 0.11466 | 0.00063393 | 8.0811e-07 | 25.7638 | 3.4564 | 0.065425 | 29.2857 | 11.5558 | 1.9901 | 0.029374 | 13.5753 | 15.5933 | 2.092 | 0.039598 | 17.7248 | 6.994 | 1.2045 | 0.017779 | 8.2163
Downstate | 2029 | 3 | 24 | 0.15276 | 3.0132e-06 | 9.1707e-07 | 0.092455 | 1.8237e-06 | 5.5505e-07 | 0.18774 | 0.001038 | 1.3232e-06 | 0.11363 | 0.00062823 | 8.0085e-07 | 25.5323 | 3.4254 | 0.064837 | 29.0225 | 11.452 | 1.9722 | 0.02911 | 13.4533 | 15.4531 | 2.0732 | 0.039242 | 17.5655 | 6.9312 | 1.1936 | 0.017619 | 8.1424
Downstate | 2029 | 4 | 1 | 0.11725 | 2.3129e-06 | 7.0391e-07 | 0.070965 | 1.3998e-06 | 4.2604e-07 | 0.1441 | 0.00079673 | 1.0156e-06 | 0.087216 | 0.00048221 | 6.1471e-07 | 19.5977 | 2.6292 | 0.049767 | 22.2767 | 8.7902 | 1.5138 | 0.022344 | 10.3263 | 11.8613 | 1.5913 | 0.030121 | 13.4827 | 5.3201 | 0.9162 | 0.013524 | 6.2499
Downstate | 2029 | 4 | 2 | 0.11452 | 2.2589e-06 | 6.8749e-07 | 0.06931 | 1.3672e-06 | 4.161e-07 | 0.14074 | 0.00077814 | 9.9195e-07 | 0.085181 | 0.00047096 | 6.0037e-07 | 19.1406 | 2.5679 | 0.048606 | 21.7571 | 8.5851 | 1.4785 | 0.021823 | 10.0854 | 11.5846 | 1.5542 | 0.029418 | 13.1682 | 5.196 | 0.89483 | 0.013208 | 6.1041
Downstate | 2029 | 4 | 3 | 0.11784 | 2.3245e-06 | 7.0746e-07 | 0.071323 | 1.4069e-06 | 4.2818e-07 | 0.14483 | 0.00080075 | 1.0208e-06 | 0.087655 | 0.00048464 | 6.1781e-07 | 19.6966 | 2.6425 | 0.050018 | 22.3891 | 8.8345 | 1.5214 | 0.022457 | 10.3784 | 11.9211 | 1.5993 | 0.030273 | 13.5507 | 5.347 | 0.92082 | 0.013592 | 6.2814
Downstate | 2029 | 4 | 4 | 0.12171 | 2.4007e-06 | 7.3066e-07 | 0.073662 | 1.453e-06 | 4.4222e-07 | 0.14958 | 0.00082701 | 1.0542e-06 | 0.09053 | 0.00050054 | 6.3807e-07 | 20.3425 | 2.7291 | 0.051658 | 23.1232 | 9.1242 | 1.5713 | 0.023193 | 10.7187 | 12.312 | 1.6518 | 0.031265 | 13.9951 | 5.5223 | 0.95102 | 0.014037 | 6.4874
Downstate | 2029 | 4 | 5 | 0.11705 | 2.3088e-06 | 7.0268e-07 | 0.070841 | 1.3974e-06 | 4.2529e-07 | 0.14385 | 0.00079534 | 1.0139e-06 | 0.087063 | 0.00048137 | 6.1363e-07 | 19.5635 | 2.6246 | 0.04968 | 22.2378 | 8.7748 | 1.5111 | 0.022305 | 10.3082 | 11.8406 | 1.5885 | 0.030068 | 13.4592 | 5.3108 | 0.9146 | 0.0135 | 6.2389
Downstate | 2029 | 4 | 6 | 0.14517 | 2.8635e-06 | 8.7151e-07 | 0.087862 | 1.7331e-06 | 5.2747e-07 | 0.17841 | 0.00098643 | 1.2575e-06 | 0.10798 | 0.00059702 | 7.6107e-07 | 24.2638 | 3.2552 | 0.061616 | 27.5807 | 10.883 | 1.8742 | 0.027664 | 12.7849 | 14.6854 | 1.9702 | 0.037292 | 16.6929 | 6.5868 | 1.1343 | 0.016743 | 7.7379
Downstate | 2029 | 4 | 7 | 0.13329 | 2.6293e-06 | 8.0022e-07 | 0.080674 | 1.5913e-06 | 4.8432e-07 | 0.16382 | 0.00090573 | 1.1546e-06 | 0.099148 | 0.00054818 | 6.9881e-07 | 22.2789 | 2.9889 | 0.056575 | 25.3244 | 9.9928 | 1.7209 | 0.025401 | 11.739 | 13.4841 | 1.809 | 0.034242 | 15.3273 | 6.048 | 1.0415 | 0.015374 | 7.1049
Downstate | 2029 | 4 | 8 | 0.11959 | 2.3589e-06 | 7.1794e-07 | 0.072379 | 1.4277e-06 | 4.3452e-07 | 0.14697 | 0.0008126 | 1.0359e-06 | 0.088953 | 0.00049182 | 6.2696e-07 | 19.9882 | 2.6816 | 0.050758 | 22.7206 | 8.9653 | 1.5439 | 0.022789 | 10.532 | 12.0976 | 1.623 | 0.030721 | 13.7514 | 5.4261 | 0.93446 | 0.013793 | 6.3744
Downstate | 2029 | 4 | 9 | 0.11278 | 2.2246e-06 | 6.7704e-07 | 0.068256 | 1.3464e-06 | 4.0977e-07 | 0.1386 | 0.00076631 | 9.7687e-07 | 0.083886 | 0.0004638 | 5.9124e-07 | 18.8495 | 2.5288 | 0.047867 | 21.4262 | 8.4546 | 1.456 | 0.021491 | 9.932 | 11.4085 | 1.5305 | 0.028971 | 12.968 | 5.117 | 0.88122 | 0.013007 | 6.0113
Downstate | 2029 | 4 | 10 | 0.097469 | 1.9226e-06 | 5.8515e-07 | 0.058992 | 1.1637e-06 | 3.5415e-07 | 0.11979 | 0.00066231 | 8.4429e-07 | 0.072501 | 0.00040085 | 5.1099e-07 | 16.2912 | 2.1856 | 0.04137 | 18.5182 | 7.3071 | 1.2584 | 0.018574 | 8.584 | 9.8601 | 1.3228 | 0.025039 | 11.2079 | 4.4225 | 0.76162 | 0.011242 | 5.1954
Downstate | 2029 | 4 | 11 | 0.091288 | 1.8007e-06 | 5.4804e-07 | 0.055251 | 1.0899e-06 | 3.3169e-07 | 0.11219 | 0.0006203 | 7.9074e-07 | 0.067903 | 0.00037543 | 4.7859e-07 | 15.258 | 2.047 | 0.038746 | 17.3438 | 6.8437 | 1.1786 | 0.017396 | 8.0396 | 9.2347 | 1.2389 | 0.023451 | 10.4971 | 4.1421 | 0.71332 | 0.010529 | 4.8659
Downstate | 2029 | 4 | 12 | 0.094977 | 1.8735e-06 | 5.7019e-07 | 0.057484 | 1.1339e-06 | 3.451e-07 | 0.11673 | 0.00064537 | 8.227e-07 | 0.070647 | 0.0003906 | 4.9793e-07 | 15.8747 | 2.1297 | 0.040312 | 18.0447 | 7.1203 | 1.2262 | 0.018099 | 8.3646 | 9.608 | 1.289 | 0.024399 | 10.9214 | 4.3095 | 0.74215 | 0.010954 | 5.0626
Downstate | 2029 | 4 | 13 | 0.092479 | 1.8242e-06 | 5.5519e-07 | 0.055972 | 1.1041e-06 | 3.3602e-07 | 0.11366 | 0.00062839 | 8.0106e-07 | 0.068788 | 0.00038033 | 4.8483e-07 | 15.4571 | 2.0737 | 0.039252 | 17.5701 | 6.933 | 1.194 | 0.017623 | 8.1445 | 9.3552 | 1.2551 | 0.023757 | 10.6341 | 4.1961 | 0.72262 | 0.010666 | 4.9294
Downstate | 2029 | 4 | 14 | 0.10037 | 1.9798e-06 | 6.0256e-07 | 0.060747 | 1.1983e-06 | 3.6469e-07 | 0.12335 | 0.00068201 | 8.6941e-07 | 0.074658 | 0.00041278 | 5.262e-07 | 16.776 | 2.2506 | 0.042601 | 19.0692 | 7.5245 | 1.2958 | 0.019127 | 8.8395 | 10.1535 | 1.3622 | 0.025784 | 11.5414 | 4.5541 | 0.78428 | 0.011576 | 5.35
Downstate | 2029 | 4 | 15 | 0.10725 | 2.1155e-06 | 6.4385e-07 | 0.06491 | 1.2804e-06 | 3.8968e-07 | 0.1318 | 0.00072874 | 9.2898e-07 | 0.079773 | 0.00044106 | 5.6225e-07 | 17.9254 | 2.4048 | 0.04552 | 20.3758 | 8.0401 | 1.3846 | 0.020438 | 9.4451 | 10.8492 | 1.4555 | 0.02755 | 12.3322 | 4.8662 | 0.83802 | 0.01237 | 5.7166
Downstate | 2029 | 4 | 16 | 0.14495 | 2.8593e-06 | 8.7022e-07 | 0.087731 | 1.7306e-06 | 5.2669e-07 | 0.17815 | 0.00098496 | 1.2556e-06 | 0.10782 | 0.00059614 | 7.5994e-07 | 24.2279 | 3.2504 | 0.061524 | 27.5398 | 10.8669 | 1.8714 | 0.027623 | 12.766 | 14.6636 | 1.9673 | 0.037237 | 16.6681 | 6.5771 | 1.1327 | 0.016719 | 7.7265
Downstate | 2029 | 4 | 17 | 0.14716 | 2.9028e-06 | 8.8345e-07 | 0.089065 | 1.7569e-06 | 5.347e-07 | 0.18085 | 0.00099993 | 1.2747e-06 | 0.10946 | 0.0006052 | 7.7149e-07 | 24.5961 | 3.2998 | 0.06246 | 27.9584 | 11.0321 | 1.8999 | 0.028043 | 12.96 | 14.8865 | 1.9972 | 0.037803 | 16.9215 | 6.677 | 1.1499 | 0.016973 | 7.8439
Downstate | 2029 | 4 | 18 | 0.15609 | 3.0789e-06 | 9.3705e-07 | 0.094469 | 1.8635e-06 | 5.6714e-07 | 0.19183 | 0.0010606 | 1.352e-06 | 0.1161 | 0.00064192 | 8.183e-07 | 26.0885 | 3.5 | 0.066249 | 29.6547 | 11.7014 | 2.0151 | 0.029745 | 13.7463 | 15.7897 | 2.1183 | 0.040097 | 17.9482 | 7.0822 | 1.2196 | 0.018003 | 8.3198
Downstate | 2029 | 4 | 19 | 0.18426 | 3.6346e-06 | 1.1062e-06 | 0.11152 | 2.1998e-06 | 6.695e-07 | 0.22645 | 0.001252 | 1.596e-06 | 0.13706 | 0.00075777 | 9.6599e-07 | 30.797 | 4.1317 | 0.078206 | 35.0069 | 13.8134 | 2.3788 | 0.035113 | 16.2273 | 18.6395 | 2.5007 | 0.047333 | 21.1875 | 8.3604 | 1.4398 | 0.021252 | 9.8214
Downstate | 2029 | 4 | 20 | 0.18938 | 3.7356e-06 | 1.1369e-06 | 0.11462 | 2.2609e-06 | 6.8811e-07 | 0.23275 | 0.0012868 | 1.6404e-06 | 0.14087 | 0.00077885 | 9.9285e-07 | 31.6534 | 4.2466 | 0.080381 | 35.9803 | 14.1975 | 2.445 | 0.036089 | 16.6786 | 19.1578 | 2.5702 | 0.04865 | 21.7767 | 8.5929 | 1.4798 | 0.021843 | 10.0945
Downstate | 2029 | 4 | 21 | 0.15716 | 3.1e-06 | 9.4348e-07 | 0.095117 | 1.8762e-06 | 5.7103e-07 | 0.19314 | 0.0010679 | 1.3613e-06 | 0.1169 | 0.00064632 | 8.2391e-07 | 26.2675 | 3.524 | 0.066704 | 29.8582 | 11.7817 | 2.029 | 0.029949 | 13.8407 | 15.8981 | 2.1329 | 0.040372 | 18.0713 | 7.1308 | 1.228 | 0.018126 | 8.3769
Downstate | 2029 | 4 | 22 | 0.14362 | 2.833e-06 | 8.6221e-07 | 0.086924 | 1.7146e-06 | 5.2184e-07 | 0.17651 | 0.0009759 | 1.244e-06 | 0.10683 | 0.00059065 | 7.5294e-07 | 24.0049 | 3.2205 | 0.060958 | 27.2863 | 10.7669 | 1.8542 | 0.027369 | 12.6485 | 14.5287 | 1.9491 | 0.036894 | 16.5147 | 6.5165 | 1.1222 | 0.016565 | 7.6553
Downstate | 2029 | 4 | 23 | 0.13525 | 2.6678e-06 | 8.1194e-07 | 0.081856 | 1.6147e-06 | 4.9142e-07 | 0.16622 | 0.000919 | 1.1715e-06 | 0.1006 | 0.00055621 | 7.0904e-07 | 22.6052 | 3.0327 | 0.057404 | 25.6953 | 10.1391 | 1.7461 | 0.025773 | 11.911 | 13.6816 | 1.8355 | 0.034743 | 15.5518 | 6.1366 | 1.0568 | 0.015599 | 7.209
Downstate | 2029 | 4 | 24 | 0.1293 | 2.5506e-06 | 7.7627e-07 | 0.07826 | 1.5437e-06 | 4.6983e-07 | 0.15891 | 0.00087863 | 1.12e-06 | 0.096181 | 0.00053178 | 6.779e-07 | 21.6123 | 2.8995 | 0.054882 | 24.5666 | 9.6937 | 1.6694 | 0.024641 | 11.3878 | 13.0806 | 1.7549 | 0.033217 | 14.8687 | 5.867 | 1.0104 | 0.014914 | 6.8923
Downstate | 2029 | 5 | 1 | 0.11668 | 2.3016e-06 | 7.0048e-07 | 0.070619 | 1.393e-06 | 4.2396e-07 | 0.1434 | 0.00079285 | 1.0107e-06 | 0.08679 | 0.00047986 | 6.1171e-07 | 19.5022 | 2.6164 | 0.049524 | 22.1681 | 8.7473 | 1.5064 | 0.022235 | 10.276 | 11.8035 | 1.5835 | 0.029974 | 13.417 | 5.2942 | 0.91174 | 0.013458 | 6.2194
Downstate | 2029 | 5 | 2 | 0.11675 | 2.3029e-06 | 7.0088e-07 | 0.07066 | 1.3938e-06 | 4.242e-07 | 0.14348 | 0.0007933 | 1.0113e-06 | 0.08684 | 0.00048013 | 6.1206e-07 | 19.5133 | 2.6179 | 0.049552 | 22.1808 | 8.7523 | 1.5073 | 0.022248 | 10.2818 | 11.8102 | 1.5844 | 0.029991 | 13.4247 | 5.2972 | 0.91226 | 0.013465 | 6.223
Downstate | 2029 | 5 | 3 | 0.11571 | 2.2825e-06 | 6.9468e-07 | 0.070034 | 1.3815e-06 | 4.2045e-07 | 0.14221 | 0.00078628 | 1.0023e-06 | 0.086071 | 0.00047588 | 6.0664e-07 | 19.3406 | 2.5947 | 0.049114 | 21.9844 | 8.6748 | 1.4939 | 0.022051 | 10.1908 | 11.7057 | 1.5704 | 0.029725 | 13.3058 | 5.2503 | 0.90418 | 0.013346 | 6.1679
Downstate | 2029 | 5 | 4 | 0.1215 | 2.3966e-06 | 7.294e-07 | 0.073535 | 1.4505e-06 | 4.4146e-07 | 0.14932 | 0.00082558 | 1.0524e-06 | 0.090374 | 0.00049967 | 6.3697e-07 | 20.3074 | 2.7244 | 0.051569 | 23.0834 | 9.1085 | 1.5686 | 0.023153 | 10.7002 | 12.2908 | 1.6489 | 0.031211 | 13.971 | 5.5128 | 0.94938 | 0.014013 | 6.4762
Downstate | 2029 | 5 | 5 | 0.12399 | 2.4458e-06 | 7.4438e-07 | 0.075045 | 1.4803e-06 | 4.5053e-07 | 0.15238 | 0.00084253 | 1.074e-06 | 0.092229 | 0.00050993 | 6.5004e-07 | 20.7243 | 2.7803 | 0.052627 | 23.5573 | 9.2955 | 1.6008 | 0.023629 | 10.9199 | 12.5432 | 1.6828 | 0.031852 | 14.2578 | 5.626 | 0.96887 | 0.014301 | 6.6091
Downstate | 2029 | 5 | 6 | 0.13873 | 2.7365e-06 | 8.3286e-07 | 0.083965 | 1.6563e-06 | 5.0408e-07 | 0.1705 | 0.00094267 | 1.2017e-06 | 0.10319 | 0.00057054 | 7.2731e-07 | 23.1877 | 3.1108 | 0.058883 | 26.3574 | 10.4004 | 1.7911 | 0.026437 | 12.2179 | 14.0341 | 1.8828 | 0.035638 | 15.9525 | 6.2947 | 1.084 | 0.016001 | 7.3947
Downstate | 2029 | 5 | 7 | 0.12144 | 2.3954e-06 | 7.2904e-07 | 0.073498 | 1.4498e-06 | 4.4124e-07 | 0.14924 | 0.00082517 | 1.0519e-06 | 0.090328 | 0.00049942 | 6.3665e-07 | 20.2972 | 2.723 | 0.051543 | 23.0718 | 9.1039 | 1.5678 | 0.023142 | 10.6949 | 12.2847 | 1.6481 | 0.031196 | 13.964 | 5.51 | 0.9489 | 0.014006 | 6.4729
Downstate | 2029 | 5 | 8 | 0.11954 | 2.358e-06 | 7.1765e-07 | 0.07235 | 1.4271e-06 | 4.3435e-07 | 0.14691 | 0.00081228 | 1.0355e-06 | 0.088917 | 0.00049162 | 6.267e-07 | 19.9802 | 2.6805 | 0.050738 | 22.7114 | 8.9617 | 1.5433 | 0.02278 | 10.5278 | 12.0928 | 1.6224 | 0.030708 | 13.7458 | 5.424 | 0.93408 | 0.013787 | 6.3718
Downstate | 2029 | 5 | 9 | 0.13998 | 2.7612e-06 | 8.4036e-07 | 0.084721 | 1.6712e-06 | 5.0862e-07 | 0.17203 | 0.00095117 | 1.2125e-06 | 0.10412 | 0.00057568 | 7.3386e-07 | 23.3965 | 3.1388 | 0.059413 | 26.5948 | 10.494 | 1.8072 | 0.026675 | 12.3279 | 14.1605 | 1.8998 | 0.035959 | 16.0962 | 6.3514 | 1.0938 | 0.016145 | 7.4613
Downstate | 2029 | 5 | 10 | 0.12954 | 2.5553e-06 | 7.7771e-07 | 0.078405 | 1.5466e-06 | 4.707e-07 | 0.15921 | 0.00088026 | 1.1221e-06 | 0.096359 | 0.00053277 | 6.7915e-07 | 21.6524 | 2.9049 | 0.054984 | 24.6122 | 9.7117 | 1.6725 | 0.024687 | 11.4089 | 13.1048 | 1.7581 | 0.033279 | 14.8963 | 5.8779 | 1.0123 | 0.014941 | 6.9051
Downstate | 2029 | 5 | 11 | 0.12228 | 2.412e-06 | 7.3409e-07 | 0.074007 | 1.4598e-06 | 4.443e-07 | 0.15028 | 0.00083088 | 1.0592e-06 | 0.090954 | 0.00050288 | 6.4106e-07 | 20.4378 | 2.7419 | 0.0519 | 23.2316 | 9.1669 | 1.5787 | 0.023302 | 10.7689 | 12.3697 | 1.6595 | 0.031412 | 14.0606 | 5.5482 | 0.95547 | 0.014103 | 6.5178
Downstate | 2029 | 5 | 12 | 0.12311 | 2.4284e-06 | 7.3909e-07 | 0.074511 | 1.4698e-06 | 4.4732e-07 | 0.1513 | 0.00083654 | 1.0664e-06 | 0.091574 | 0.00050631 | 6.4542e-07 | 20.577 | 2.7606 | 0.052253 | 23.3899 | 9.2294 | 1.5894 | 0.023461 | 10.8423 | 12.454 | 1.6708 | 0.031626 | 14.1564 | 5.586 | 0.96198 | 0.014199 | 6.5622
Downstate | 2029 | 5 | 13 | 0.11371 | 2.2429e-06 | 6.8263e-07 | 0.06882 | 1.3575e-06 | 4.1316e-07 | 0.13974 | 0.00077264 | 9.8494e-07 | 0.084579 | 0.00046763 | 5.9612e-07 | 19.0052 | 2.5497 | 0.048262 | 21.6032 | 8.5244 | 1.468 | 0.021669 | 10.0141 | 11.5027 | 1.5432 | 0.02921 | 13.0751 | 5.1593 | 0.8885 | 0.013115 | 6.0609
Downstate | 2029 | 5 | 14 | 0.12996 | 2.5635e-06 | 7.802e-07 | 0.078656 | 1.5515e-06 | 4.7221e-07 | 0.15972 | 0.00088307 | 1.1257e-06 | 0.096667 | 0.00053447 | 6.8133e-07 | 21.7216 | 2.9141 | 0.05516 | 24.6909 | 9.7428 | 1.6778 | 0.024766 | 11.4454 | 13.1468 | 1.7638 | 0.033385 | 14.9439 | 5.8967 | 1.0155 | 0.014989 | 6.9272
Downstate | 2029 | 5 | 15 | 0.13466 | 2.6562e-06 | 8.0841e-07 | 0.0815 | 1.6076e-06 | 4.8928e-07 | 0.16549 | 0.000915 | 1.1664e-06 | 0.10016 | 0.00055379 | 7.0596e-07 | 22.507 | 3.0195 | 0.057154 | 25.5836 | 10.095 | 1.7385 | 0.025661 | 11.8592 | 13.6221 | 1.8275 | 0.034592 | 15.4842 | 6.1099 | 1.0522 | 0.015531 | 7.1776
Downstate | 2029 | 5 | 16 | 0.13949 | 2.7514e-06 | 8.3739e-07 | 0.084422 | 1.6653e-06 | 5.0682e-07 | 0.17143 | 0.00094781 | 1.2082e-06 | 0.10375 | 0.00057365 | 7.3127e-07 | 23.314 | 3.1278 | 0.059204 | 26.5009 | 10.457 | 1.8008 | 0.026581 | 12.2844 | 14.1105 | 1.893 | 0.035832 | 16.0394 | 6.329 | 1.0899 | 0.016088 | 7.435
Downstate | 2029 | 5 | 17 | 0.14001 | 2.7618e-06 | 8.4054e-07 | 0.084739 | 1.6715e-06 | 5.0872e-07 | 0.17207 | 0.00095137 | 1.2128e-06 | 0.10414 | 0.0005758 | 7.3402e-07 | 23.4015 | 3.1395 | 0.059426 | 26.6004 | 10.4963 | 1.8076 | 0.026681 | 12.3305 | 14.1635 | 1.9002 | 0.035967 | 16.0996 | 6.3527 | 1.094 | 0.016148 | 7.4629
Downstate | 2029 | 5 | 18 | 0.1984 | 3.9136e-06 | 1.1911e-06 | 0.12008 | 2.3687e-06 | 7.209e-07 | 0.24383 | 0.0013481 | 1.7186e-06 | 0.14758 | 0.00081595 | 1.0401e-06 | 33.1614 | 4.4489 | 0.08421 | 37.6945 | 14.8739 | 2.5615 | 0.037809 | 17.4732 | 20.0706 | 2.6926 | 0.050967 | 22.8142 | 9.0022 | 1.5503 | 0.022883 | 10.5754
Downstate | 2029 | 5 | 19 | 0.22223 | 4.3835e-06 | 1.3341e-06 | 0.1345 | 2.6531e-06 | 8.0746e-07 | 0.27311 | 0.00151 | 1.9249e-06 | 0.1653 | 0.00091393 | 1.1651e-06 | 37.1435 | 4.9831 | 0.094322 | 42.221 | 16.66 | 2.8691 | 0.042349 | 19.5714 | 22.4807 | 3.016 | 0.057088 | 25.5537 | 10.0832 | 1.7365 | 0.025631 | 11.8454
Downstate | 2029 | 5 | 20 | 0.2373 | 4.6809e-06 | 1.4246e-06 | 0.14362 | 2.833e-06 | 8.6223e-07 | 0.29164 | 0.0016125 | 2.0555e-06 | 0.17651 | 0.00097592 | 1.2441e-06 | 39.6629 | 5.3211 | 0.10072 | 45.0847 | 17.79 | 3.0637 | 0.045221 | 20.8989 | 24.0055 | 3.2205 | 0.06096 | 27.287 | 10.7672 | 1.8543 | 0.02737 | 12.6488
Downstate | 2029 | 5 | 21 | 0.19743 | 3.8944e-06 | 1.1852e-06 | 0.11949 | 2.357e-06 | 7.1736e-07 | 0.24264 | 0.0013415 | 1.7101e-06 | 0.14685 | 0.00081195 | 1.035e-06 | 32.9987 | 4.4271 | 0.083797 | 37.5095 | 14.8009 | 2.5489 | 0.037623 | 17.3874 | 19.9721 | 2.6794 | 0.050717 | 22.7022 | 8.9581 | 1.5427 | 0.022771 | 10.5235
Downstate | 2029 | 5 | 22 | 0.16869 | 3.3276e-06 | 1.0127e-06 | 0.1021 | 2.014e-06 | 6.1295e-07 | 0.20732 | 0.0011463 | 1.4613e-06 | 0.12548 | 0.00069378 | 8.8441e-07 | 28.1961 | 3.7827 | 0.071601 | 32.0504 | 12.6468 | 2.1779 | 0.032148 | 14.8569 | 17.0653 | 2.2895 | 0.043336 | 19.3981 | 7.6543 | 1.3182 | 0.019457 | 8.9919
Downstate | 2029 | 5 | 23 | 0.14159 | 2.793e-06 | 8.5004e-07 | 0.085697 | 1.6904e-06 | 5.1448e-07 | 0.17402 | 0.00096212 | 1.2265e-06 | 0.10532 | 0.00058231 | 7.4232e-07 | 23.6661 | 3.175 | 0.060098 | 26.9012 | 10.6149 | 1.828 | 0.026983 | 12.4699 | 14.3236 | 1.9216 | 0.036374 | 16.2816 | 6.4246 | 1.1064 | 0.016331 | 7.5473
Downstate | 2029 | 5 | 24 | 0.12596 | 2.4847e-06 | 7.5621e-07 | 0.076238 | 1.5038e-06 | 4.5769e-07 | 0.15481 | 0.00085592 | 1.0911e-06 | 0.093695 | 0.00051804 | 6.6038e-07 | 21.0537 | 2.8245 | 0.053464 | 23.9317 | 9.4432 | 1.6262 | 0.024004 | 11.0935 | 12.7425 | 1.7095 | 0.032358 | 14.4844 | 5.7154 | 0.98427 | 0.014528 | 6.7142
Downstate | 2029 | 6 | 1 | 0.19618 | 3.8697e-06 | 1.1777e-06 | 0.11873 | 2.3421e-06 | 7.1281e-07 | 0.2411 | 0.001333 | 1.6993e-06 | 0.14592 | 0.0008068 | 1.0285e-06 | 32.7894 | 4.399 | 0.083266 | 37.2716 | 14.707 | 2.5327 | 0.037385 | 17.2771 | 19.8454 | 2.6624 | 0.050396 | 22.5582 | 8.9012 | 1.5329 | 0.022627 | 10.4568
Downstate | 2029 | 6 | 2 | 0.19035 | 3.7547e-06 | 1.1427e-06 | 0.11521 | 2.2725e-06 | 6.9164e-07 | 0.23394 | 0.0012934 | 1.6488e-06 | 0.14159 | 0.00078283 | 9.9793e-07 | 31.8154 | 4.2683 | 0.080792 | 36.1645 | 14.2701 | 2.4575 | 0.036274 | 16.7639 | 19.2559 | 2.5833 | 0.048899 | 21.8882 | 8.6368 | 1.4874 | 0.021954 | 10.1462
Downstate | 2029 | 6 | 3 | 0.19064 | 3.7605e-06 | 1.1445e-06 | 0.11538 | 2.276e-06 | 6.9269e-07 | 0.23429 | 0.0012954 | 1.6513e-06 | 0.1418 | 0.00078402 | 9.9945e-07 | 31.8638 | 4.2748 | 0.080915 | 36.2195 | 14.2919 | 2.4612 | 0.036329 | 16.7894 | 19.2852 | 2.5873 | 0.048973 | 21.9214 | 8.65 | 1.4896 | 0.021988 | 10.1616
Downstate | 2029 | 6 | 4 | 0.19452 | 3.8369e-06 | 1.1678e-06 | 0.11773 | 2.3223e-06 | 7.0677e-07 | 0.23906 | 0.0013217 | 1.6849e-06 | 0.14469 | 0.00079997 | 1.0198e-06 | 32.5117 | 4.3617 | 0.082561 | 36.956 | 14.5825 | 2.5113 | 0.037068 | 17.1308 | 19.6774 | 2.6399 | 0.049969 | 22.3672 | 8.8259 | 1.5199 | 0.022435 | 10.3682
Downstate | 2029 | 6 | 5 | 0.18738 | 3.6962e-06 | 1.1249e-06 | 0.11341 | 2.2371e-06 | 6.8085e-07 | 0.23029 | 0.0012733 | 1.6231e-06 | 0.13938 | 0.00077063 | 9.8237e-07 | 31.3195 | 4.2018 | 0.079533 | 35.6008 | 14.0477 | 2.4192 | 0.035709 | 16.5026 | 18.9557 | 2.5431 | 0.048136 | 21.547 | 8.5022 | 1.4642 | 0.021612 | 9.988
Downstate | 2029 | 6 | 6 | 0.19586 | 3.8635e-06 | 1.1758e-06 | 0.11854 | 2.3383e-06 | 7.1167e-07 | 0.24071 | 0.0013309 | 1.6966e-06 | 0.14569 | 0.00080551 | 1.0268e-06 | 32.7369 | 4.3919 | 0.083132 | 37.2119 | 14.6835 | 2.5287 | 0.037325 | 17.2495 | 19.8136 | 2.6582 | 0.050315 | 22.5221 | 8.887 | 1.5305 | 0.02259 | 10.44
Downstate | 2029 | 6 | 7 | 0.18674 | 3.6836e-06 | 1.1211e-06 | 0.11302 | 2.2294e-06 | 6.7852e-07 | 0.2295 | 0.0012689 | 1.6176e-06 | 0.1389 | 0.00076799 | 9.7901e-07 | 31.2122 | 4.1874 | 0.07926 | 35.4788 | 13.9996 | 2.4109 | 0.035586 | 16.4461 | 18.8908 | 2.5344 | 0.047971 | 21.4732 | 8.4731 | 1.4592 | 0.021538 | 9.9538
Downstate | 2029 | 6 | 8 | 0.17508 | 3.4535e-06 | 1.0511e-06 | 0.10596 | 2.0902e-06 | 6.3615e-07 | 0.21517 | 0.0011897 | 1.5166e-06 | 0.13023 | 0.00072003 | 9.1788e-07 | 29.2632 | 3.9259 | 0.074311 | 33.2634 | 13.1254 | 2.2604 | 0.033364 | 15.4191 | 17.7112 | 2.3761 | 0.044976 | 20.1323 | 7.944 | 1.3681 | 0.020193 | 9.3322
Downstate | 2029 | 6 | 9 | 0.17604 | 3.4725e-06 | 1.0569e-06 | 0.10655 | 2.1017e-06 | 6.3965e-07 | 0.21635 | 0.0011962 | 1.5249e-06 | 0.13094 | 0.00072399 | 9.2292e-07 | 29.4239 | 3.9475 | 0.074719 | 33.4461 | 13.1975 | 2.2728 | 0.033547 | 15.5038 | 17.8085 | 2.3892 | 0.045223 | 20.2429 | 7.9876 | 1.3756 | 0.020304 | 9.3835
Downstate | 2029 | 6 | 10 | 0.17417 | 3.4355e-06 | 1.0456e-06 | 0.10541 | 2.0793e-06 | 6.3283e-07 | 0.21405 | 0.0011835 | 1.5086e-06 | 0.12955 | 0.00071628 | 9.1309e-07 | 29.1106 | 3.9054 | 0.073924 | 33.0899 | 13.0569 | 2.2486 | 0.03319 | 15.3387 | 17.6188 | 2.3637 | 0.044741 | 20.0273 | 7.9026 | 1.3609 | 0.020088 | 9.2836
Downstate | 2029 | 6 | 11 | 0.18043 | 3.5591e-06 | 1.0832e-06 | 0.1092 | 2.1541e-06 | 6.556e-07 | 0.22175 | 0.001226 | 1.5629e-06 | 0.13421 | 0.00074204 | 9.4594e-07 | 30.1578 | 4.0459 | 0.076583 | 34.2803 | 13.5266 | 2.3295 | 0.034384 | 15.8905 | 18.2526 | 2.4487 | 0.046351 | 20.7477 | 8.1868 | 1.4099 | 0.020811 | 9.6175
Downstate | 2029 | 6 | 12 | 0.17752 | 3.5017e-06 | 1.0657e-06 | 0.10744 | 2.1194e-06 | 6.4503e-07 | 0.21817 | 0.0012063 | 1.5377e-06 | 0.13205 | 0.00073008 | 9.3069e-07 | 29.6716 | 3.9807 | 0.075348 | 33.7276 | 13.3086 | 2.2919 | 0.03383 | 15.6343 | 17.9584 | 2.4093 | 0.045604 | 20.4132 | 8.0549 | 1.3872 | 0.020475 | 9.4625
Downstate | 2029 | 6 | 13 | 0.19357 | 3.8182e-06 | 1.1621e-06 | 0.11715 | 2.3109e-06 | 7.0333e-07 | 0.23789 | 0.0013153 | 1.6767e-06 | 0.14398 | 0.00079606 | 1.0148e-06 | 32.3532 | 4.3405 | 0.082158 | 36.7758 | 14.5114 | 2.4991 | 0.036887 | 17.0473 | 19.5814 | 2.627 | 0.049725 | 22.2581 | 8.7828 | 1.5125 | 0.022326 | 10.3177
Downstate | 2029 | 6 | 14 | 0.20116 | 3.9679e-06 | 1.2076e-06 | 0.12175 | 2.4015e-06 | 7.309e-07 | 0.24722 | 0.0013669 | 1.7424e-06 | 0.14963 | 0.00082728 | 1.0546e-06 | 33.6217 | 4.5106 | 0.085379 | 38.2177 | 15.0803 | 2.597 | 0.038334 | 17.7157 | 20.3491 | 2.73 | 0.051675 | 23.1308 | 9.1272 | 1.5718 | 0.023201 | 10.7222
Downstate | 2029 | 6 | 15 | 0.21329 | 4.2072e-06 | 1.2804e-06 | 0.12909 | 2.5464e-06 | 7.7498e-07 | 0.26213 | 0.0014493 | 1.8475e-06 | 0.15865 | 0.00087716 | 1.1182e-06 | 35.6491 | 4.7826 | 0.090528 | 40.5223 | 15.9897 | 2.7536 | 0.040645 | 18.784 | 21.5762 | 2.8946 | 0.054791 | 24.5257 | 9.6776 | 1.6666 | 0.0246 | 11.3688
Downstate | 2029 | 6 | 16 | 0.23819 | 4.6984e-06 | 1.4299e-06 | 0.14416 | 2.8436e-06 | 8.6545e-07 | 0.29273 | 0.0016185 | 2.0632e-06 | 0.17717 | 0.00097957 | 1.2487e-06 | 39.811 | 5.341 | 0.1011 | 45.2531 | 17.8564 | 3.0751 | 0.04539 | 20.9769 | 24.0952 | 3.2326 | 0.061187 | 27.3889 | 10.8074 | 1.8612 | 0.027472 | 12.696
Downstate | 2029 | 6 | 17 | 0.22403 | 4.4191e-06 | 1.3449e-06 | 0.13559 | 2.6746e-06 | 8.1401e-07 | 0.27533 | 0.0015223 | 1.9406e-06 | 0.16664 | 0.00092134 | 1.1745e-06 | 37.4446 | 5.0235 | 0.095087 | 42.5632 | 16.795 | 2.8923 | 0.042692 | 19.73 | 22.6629 | 3.0404 | 0.05755 | 25.7609 | 10.165 | 1.7505 | 0.025839 | 11.9414
Downstate | 2029 | 6 | 18 | 0.22886 | 4.5143e-06 | 1.3739e-06 | 0.13851 | 2.7322e-06 | 8.3155e-07 | 0.28126 | 0.0015551 | 1.9824e-06 | 0.17023 | 0.00094119 | 1.1998e-06 | 38.2514 | 5.1318 | 0.097136 | 43.4803 | 17.1569 | 2.9546 | 0.043612 | 20.1551 | 23.1512 | 3.1059 | 0.05879 | 26.3159 | 10.384 | 1.7883 | 0.026396 | 12.1987
Downstate | 2029 | 6 | 19 | 0.26265 | 5.1808e-06 | 1.5768e-06 | 0.15896 | 3.1356e-06 | 9.5433e-07 | 0.32279 | 0.0017847 | 2.2751e-06 | 0.19536 | 0.0010802 | 1.377e-06 | 43.8994 | 5.8895 | 0.11148 | 49.9003 | 19.6902 | 3.3909 | 0.050052 | 23.1311 | 26.5696 | 3.5645 | 0.067471 | 30.2016 | 11.9172 | 2.0523 | 0.030293 | 13.9998
Downstate | 2029 | 6 | 20 | 0.27572 | 5.4388e-06 | 1.6553e-06 | 0.16688 | 3.2918e-06 | 1.0018e-06 | 0.33886 | 0.0018735 | 2.3883e-06 | 0.20509 | 0.0011339 | 1.4455e-06 | 46.085 | 6.1827 | 0.11703 | 52.3847 | 20.6705 | 3.5597 | 0.052543 | 24.2828 | 27.8924 | 3.742 | 0.07083 | 31.7053 | 12.5106 | 2.1545 | 0.031801 | 14.6969
Downstate | 2029 | 6 | 21 | 0.27781 | 5.4799e-06 | 1.6678e-06 | 0.16814 | 3.3166e-06 | 1.0094e-06 | 0.34142 | 0.0018877 | 2.4064e-06 | 0.20664 | 0.0011425 | 1.4564e-06 | 46.4333 | 6.2294 | 0.11791 | 52.7806 | 20.8267 | 3.5866 | 0.052941 | 24.4663 | 28.1032 | 3.7703 | 0.071366 | 31.9449 | 12.6051 | 2.1708 | 0.032042 | 14.8079
Downstate | 2029 | 6 | 22 | 0.23908 | 4.716e-06 | 1.4353e-06 | 0.1447 | 2.8543e-06 | 8.6871e-07 | 0.29383 | 0.0016246 | 2.071e-06 | 0.17784 | 0.00098325 | 1.2534e-06 | 39.9608 | 5.3611 | 0.10148 | 45.4233 | 17.9236 | 3.0867 | 0.045561 | 21.0558 | 24.1858 | 3.2447 | 0.061418 | 27.492 | 10.848 | 1.8682 | 0.027575 | 12.7438
Downstate | 2029 | 6 | 23 | 0.21407 | 4.2227e-06 | 1.2852e-06 | 0.12957 | 2.5557e-06 | 7.7784e-07 | 0.26309 | 0.0014546 | 1.8543e-06 | 0.15923 | 0.0008804 | 1.1223e-06 | 35.7807 | 4.8003 | 0.090862 | 40.6719 | 16.0487 | 2.7638 | 0.040795 | 18.8533 | 21.6559 | 2.9053 | 0.054993 | 24.6162 | 9.7133 | 1.6728 | 0.024691 | 11.4107
Downstate | 2029 | 6 | 24 | 0.21112 | 4.1646e-06 | 1.2675e-06 | 0.12778 | 2.5205e-06 | 7.6712e-07 | 0.25947 | 0.0014346 | 1.8288e-06 | 0.15704 | 0.00086827 | 1.1068e-06 | 35.2879 | 4.7342 | 0.08961 | 40.1117 | 15.8277 | 2.7257 | 0.040233 | 18.5936 | 21.3576 | 2.8653 | 0.054236 | 24.2771 | 9.5795 | 1.6497 | 0.024351 | 11.2536
Downstate | 2029 | 7 | 1 | 0.23001 | 4.537e-06 | 1.3808e-06 | 0.13921 | 2.746e-06 | 8.3573e-07 | 0.28268 | 0.0015629 | 1.9923e-06 | 0.17109 | 0.00094593 | 1.2058e-06 | 38.444 | 5.1576 | 0.097625 | 43.6992 | 17.2433 | 2.9695 | 0.043832 | 20.2566 | 23.2678 | 3.1216 | 0.059086 | 26.4484 | 10.4363 | 1.7973 | 0.026529 | 12.2601
Downstate | 2029 | 7 | 2 | 0.22346 | 4.4079e-06 | 1.3415e-06 | 0.13525 | 2.6678e-06 | 8.1195e-07 | 0.27463 | 0.0015184 | 1.9357e-06 | 0.16622 | 0.00091901 | 1.1715e-06 | 37.3501 | 5.0108 | 0.094847 | 42.4558 | 16.7526 | 2.885 | 0.042584 | 19.6802 | 22.6057 | 3.0327 | 0.057405 | 25.6959 | 10.1393 | 1.7461 | 0.025774 | 11.9112
Downstate | 2029 | 7 | 3 | 0.21829 | 4.306e-06 | 1.3105e-06 | 0.13212 | 2.6061e-06 | 7.9317e-07 | 0.26828 | 0.0014833 | 1.8909e-06 | 0.16237 | 0.00089776 | 1.1444e-06 | 36.4862 | 4.8949 | 0.092653 | 41.4738 | 16.3652 | 2.8183 | 0.041599 | 19.2251 | 22.0829 | 2.9626 | 0.056077 | 25.1016 | 9.9048 | 1.7057 | 0.025178 | 11.6357
Downstate | 2029 | 7 | 4 | 0.22094 | 4.3581e-06 | 1.3264e-06 | 0.13372 | 2.6377e-06 | 8.0278e-07 | 0.27153 | 0.0015013 | 1.9138e-06 | 0.16434 | 0.00090863 | 1.1583e-06 | 36.928 | 4.9542 | 0.093775 | 41.976 | 16.5633 | 2.8524 | 0.042103 | 19.4578 | 22.3503 | 2.9985 | 0.056756 | 25.4055 | 10.0248 | 1.7264 | 0.025482 | 11.7766
Downstate | 2029 | 7 | 5 | 0.2237 | 4.4125e-06 | 1.3429e-06 | 0.13539 | 2.6706e-06 | 8.128e-07 | 0.27492 | 0.00152 | 1.9377e-06 | 0.16639 | 0.00091997 | 1.1728e-06 | 37.389 | 5.0161 | 0.094946 | 42.5 | 16.7701 | 2.888 | 0.042629 | 19.7007 | 22.6293 | 3.0359 | 0.057465 | 25.7227 | 10.1499 | 1.7479 | 0.025801 | 11.9236
Downstate | 2029 | 7 | 6 | 0.23289 | 4.594e-06 | 1.3982e-06 | 0.14096 | 2.7804e-06 | 8.4622e-07 | 0.28622 | 0.0015825 | 2.0173e-06 | 0.17323 | 0.0009578 | 1.221e-06 | 38.9264 | 5.2223 | 0.09885 | 44.2475 | 17.4596 | 3.0068 | 0.044382 | 20.5108 | 23.5597 | 3.1607 | 0.059828 | 26.7803 | 10.5672 | 1.8198 | 0.026861 | 12.4139
Downstate | 2029 | 7 | 7 | 0.23277 | 4.5915e-06 | 1.3974e-06 | 0.14088 | 2.779e-06 | 8.4577e-07 | 0.28607 | 0.0015817 | 2.0163e-06 | 0.17314 | 0.00095729 | 1.2203e-06 | 38.9057 | 5.2195 | 0.098797 | 44.224 | 17.4504 | 3.0052 | 0.044358 | 20.4999 | 23.5472 | 3.1591 | 0.059796 | 26.7661 | 10.5616 | 1.8189 | 0.026847 | 12.4073
Downstate | 2029 | 7 | 8 | 0.23329 | 4.6017e-06 | 1.4005e-06 | 0.14119 | 2.7851e-06 | 8.4765e-07 | 0.28671 | 0.0015852 | 2.0208e-06 | 0.17353 | 0.00095942 | 1.223e-06 | 38.9921 | 5.2311 | 0.099017 | 44.3222 | 17.4891 | 3.0119 | 0.044457 | 20.5454 | 23.5995 | 3.1661 | 0.059929 | 26.8255 | 10.5851 | 1.8229 | 0.026907 | 12.4349
Downstate | 2029 | 7 | 9 | 0.23595 | 4.6542e-06 | 1.4165e-06 | 0.14281 | 2.8169e-06 | 8.5733e-07 | 0.28998 | 0.0016033 | 2.0438e-06 | 0.17551 | 0.00097037 | 1.237e-06 | 39.4372 | 5.2908 | 0.10015 | 44.8282 | 17.6888 | 3.0462 | 0.044964 | 20.78 | 23.8689 | 3.2022 | 0.060613 | 27.1318 | 10.7059 | 1.8437 | 0.027214 | 12.5768
Downstate | 2029 | 7 | 10 | 0.23127 | 4.5619e-06 | 1.3884e-06 | 0.13997 | 2.761e-06 | 8.4032e-07 | 0.28423 | 0.0015715 | 2.0033e-06 | 0.17202 | 0.00095112 | 1.2125e-06 | 38.6547 | 5.1859 | 0.09816 | 43.9388 | 17.3378 | 2.9858 | 0.044072 | 20.3677 | 23.3953 | 3.1387 | 0.05941 | 26.5934 | 10.4935 | 1.8071 | 0.026674 | 12.3273
Downstate | 2029 | 7 | 11 | 0.2339 | 4.6138e-06 | 1.4042e-06 | 0.14157 | 2.7925e-06 | 8.4988e-07 | 0.28746 | 0.0015894 | 2.0261e-06 | 0.17398 | 0.00096194 | 1.2263e-06 | 39.0948 | 5.2449 | 0.099278 | 44.439 | 17.5352 | 3.0198 | 0.044574 | 20.5995 | 23.6617 | 3.1744 | 0.060087 | 26.8962 | 10.613 | 1.8277 | 0.026978 | 12.4676
Downstate | 2029 | 7 | 12 | 0.24104 | 4.7547e-06 | 1.4471e-06 | 0.14589 | 2.8777e-06 | 8.7583e-07 | 0.29624 | 0.0016379 | 2.0879e-06 | 0.17929 | 0.00099131 | 1.2637e-06 | 40.2884 | 5.405 | 0.10231 | 45.7958 | 18.0705 | 3.112 | 0.045935 | 21.2285 | 24.3841 | 3.2713 | 0.061921 | 27.7174 | 10.937 | 1.8835 | 0.027801 | 12.8483
Downstate | 2029 | 7 | 13 | 0.24434 | 4.8197e-06 | 1.4669e-06 | 0.14788 | 2.9171e-06 | 8.8781e-07 | 0.30029 | 0.0016603 | 2.1165e-06 | 0.18175 | 0.0010049 | 1.281e-06 | 40.8394 | 5.479 | 0.10371 | 46.422 | 18.3177 | 3.1545 | 0.046563 | 21.5188 | 24.7176 | 3.3161 | 0.062768 | 28.0964 | 11.0866 | 1.9093 | 0.028182 | 13.024
Downstate | 2029 | 7 | 14 | 0.24546 | 4.8419e-06 | 1.4736e-06 | 0.14856 | 2.9305e-06 | 8.919e-07 | 0.30167 | 0.0016679 | 2.1262e-06 | 0.18258 | 0.0010095 | 1.2869e-06 | 41.0276 | 5.5042 | 0.10419 | 46.6359 | 18.4021 | 3.1691 | 0.046777 | 21.6179 | 24.8315 | 3.3314 | 0.063057 | 28.2259 | 11.1376 | 1.9181 | 0.028311 | 13.084
Downstate | 2029 | 7 | 15 | 0.26237 | 5.1753e-06 | 1.5751e-06 | 0.15879 | 3.1323e-06 | 9.5331e-07 | 0.32245 | 0.0017828 | 2.2726e-06 | 0.19516 | 0.001079 | 1.3755e-06 | 43.8526 | 5.8832 | 0.11136 | 49.8471 | 19.6692 | 3.3873 | 0.049998 | 23.1065 | 26.5413 | 3.5607 | 0.067399 | 30.1694 | 11.9045 | 2.0501 | 0.030261 | 13.9849
Downstate | 2029 | 7 | 16 | 0.28347 | 5.5916e-06 | 1.7018e-06 | 0.17157 | 3.3842e-06 | 1.03e-06 | 0.34838 | 0.0019262 | 2.4554e-06 | 0.21085 | 0.0011658 | 1.4861e-06 | 47.3794 | 6.3564 | 0.12032 | 53.8561 | 21.2511 | 3.6597 | 0.054019 | 24.9648 | 28.6759 | 3.8471 | 0.07282 | 32.5958 | 12.862 | 2.215 | 0.032695 | 15.1097
Downstate | 2029 | 7 | 17 | 0.27078 | 5.3412e-06 | 1.6256e-06 | 0.16388 | 3.2327e-06 | 9.8387e-07 | 0.33278 | 0.0018399 | 2.3455e-06 | 0.20141 | 0.0011136 | 1.4196e-06 | 45.2581 | 6.0718 | 0.11493 | 51.4448 | 20.2996 | 3.4959 | 0.051601 | 23.8471 | 27.392 | 3.6749 | 0.069559 | 31.1364 | 12.2861 | 2.1158 | 0.031231 | 14.4332
Downstate | 2029 | 7 | 18 | 0.27176 | 5.3606e-06 | 1.6315e-06 | 0.16448 | 3.2444e-06 | 9.8743e-07 | 0.33399 | 0.0018466 | 2.354e-06 | 0.20214 | 0.0011176 | 1.4247e-06 | 45.4221 | 6.0938 | 0.11535 | 51.6312 | 20.3732 | 3.5085 | 0.051788 | 23.9335 | 27.4912 | 3.6882 | 0.069811 | 31.2492 | 12.3306 | 2.1235 | 0.031344 | 14.4855
Downstate | 2029 | 7 | 19 | 0.27089 | 5.3434e-06 | 1.6263e-06 | 0.16395 | 3.234e-06 | 9.8427e-07 | 0.33292 | 0.0018407 | 2.3464e-06 | 0.20149 | 0.0011141 | 1.4202e-06 | 45.2767 | 6.0743 | 0.11498 | 51.466 | 20.3079 | 3.4973 | 0.051622 | 23.8569 | 27.4032 | 3.6764 | 0.069588 | 31.1492 | 12.2911 | 2.1167 | 0.031244 | 14.4391
Downstate | 2029 | 7 | 20 | 0.27565 | 5.4373e-06 | 1.6548e-06 | 0.16683 | 3.2908e-06 | 1.0016e-06 | 0.33876 | 0.001873 | 2.3877e-06 | 0.20503 | 0.0011336 | 1.4451e-06 | 46.072 | 6.181 | 0.117 | 52.3699 | 20.6646 | 3.5587 | 0.052529 | 24.2759 | 27.8845 | 3.741 | 0.07081 | 31.6963 | 12.507 | 2.1539 | 0.031792 | 14.6927
Downstate | 2029 | 7 | 21 | 0.27364 | 5.3976e-06 | 1.6428e-06 | 0.16562 | 3.2669e-06 | 9.9426e-07 | 0.3363 | 0.0018594 | 2.3703e-06 | 0.20354 | 0.0011254 | 1.4346e-06 | 45.7362 | 6.1359 | 0.11614 | 51.9883 | 20.514 | 3.5328 | 0.052146 | 24.099 | 27.6813 | 3.7137 | 0.070294 | 31.4653 | 12.4159 | 2.1382 | 0.031561 | 14.5856
Downstate | 2029 | 7 | 22 | 0.25979 | 5.1245e-06 | 1.5596e-06 | 0.15724 | 3.1016e-06 | 9.4396e-07 | 0.31928 | 0.0017653 | 2.2503e-06 | 0.19324 | 0.0010684 | 1.362e-06 | 43.4223 | 5.8255 | 0.11027 | 49.3581 | 19.4762 | 3.3541 | 0.049508 | 22.8798 | 26.2809 | 3.5258 | 0.066738 | 29.8734 | 11.7877 | 2.03 | 0.029964 | 13.8477
Downstate | 2029 | 7 | 23 | 0.24372 | 4.8075e-06 | 1.4632e-06 | 0.14751 | 2.9097e-06 | 8.8556e-07 | 0.29953 | 0.0016561 | 2.1111e-06 | 0.18129 | 0.0010023 | 1.2777e-06 | 40.7359 | 5.4651 | 0.10344 | 46.3044 | 18.2712 | 3.1466 | 0.046445 | 21.4642 | 24.6549 | 3.3077 | 0.062609 | 28.0252 | 11.0585 | 1.9044 | 0.02811 | 12.991
Downstate | 2029 | 7 | 24 | 0.2385 | 4.7045e-06 | 1.4318e-06 | 0.14435 | 2.8474e-06 | 8.6659e-07 | 0.29311 | 0.0016206 | 2.0659e-06 | 0.1774 | 0.00098085 | 1.2504e-06 | 39.8633 | 5.348 | 0.10123 | 45.3125 | 17.8799 | 3.0792 | 0.04545 | 21.0045 | 24.1268 | 3.2368 | 0.061268 | 27.4249 | 10.8216 | 1.8636 | 0.027508 | 12.7127
Downstate | 2029 | 8 | 1 | 0.22007 | 4.3409e-06 | 1.3212e-06 | 0.13319 | 2.6273e-06 | 7.9961e-07 | 0.27046 | 0.0014954 | 1.9062e-06 | 0.16369 | 0.00090505 | 1.1537e-06 | 36.7825 | 4.9347 | 0.093406 | 41.8106 | 16.498 | 2.8412 | 0.041937 | 19.3811 | 22.2622 | 2.9867 | 0.056533 | 25.3054 | 9.9852 | 1.7196 | 0.025382 | 11.7302
Downstate | 2029 | 8 | 2 | 0.21832 | 4.3064e-06 | 1.3106e-06 | 0.13213 | 2.6064e-06 | 7.9326e-07 | 0.26831 | 0.0014835 | 1.8911e-06 | 0.16239 | 0.00089785 | 1.1446e-06 | 36.49 | 4.8954 | 0.092663 | 41.4781 | 16.3668 | 2.8186 | 0.041604 | 19.227 | 22.0851 | 2.9629 | 0.056083 | 25.1041 | 9.9058 | 1.7059 | 0.02518 | 11.6369
Downstate | 2029 | 8 | 3 | 0.21583 | 4.2574e-06 | 1.2957e-06 | 0.13063 | 2.5768e-06 | 7.8423e-07 | 0.26526 | 0.0014666 | 1.8696e-06 | 0.16054 | 0.00088763 | 1.1315e-06 | 36.0747 | 4.8397 | 0.091608 | 41.0061 | 16.1806 | 2.7865 | 0.04113 | 19.0082 | 21.8338 | 2.9292 | 0.055445 | 24.8185 | 9.7931 | 1.6865 | 0.024894 | 11.5045
Downstate | 2029 | 8 | 4 | 0.219 | 4.3199e-06 | 1.3147e-06 | 0.13255 | 2.6146e-06 | 7.9573e-07 | 0.26915 | 0.0014881 | 1.897e-06 | 0.1629 | 0.00090066 | 1.1481e-06 | 36.604 | 4.9107 | 0.092952 | 41.6077 | 16.418 | 2.8274 | 0.041734 | 19.2871 | 22.1541 | 2.9722 | 0.056258 | 25.1826 | 9.9368 | 1.7112 | 0.025259 | 11.6733
Downstate | 2029 | 8 | 5 | 0.21615 | 4.2637e-06 | 1.2976e-06 | 0.13082 | 2.5806e-06 | 7.8539e-07 | 0.26565 | 0.0014688 | 1.8723e-06 | 0.16078 | 0.00088894 | 1.1332e-06 | 36.128 | 4.8469 | 0.091744 | 41.0666 | 16.2045 | 2.7906 | 0.041191 | 19.0363 | 21.866 | 2.9335 | 0.055527 | 24.8551 | 9.8076 | 1.689 | 0.02493 | 11.5215
Downstate | 2029 | 8 | 6 | 0.22772 | 4.4919e-06 | 1.3671e-06 | 0.13782 | 2.7186e-06 | 8.2741e-07 | 0.27986 | 0.0015473 | 1.9725e-06 | 0.16938 | 0.00093651 | 1.1938e-06 | 38.0612 | 5.1062 | 0.096653 | 43.2641 | 17.0716 | 2.94 | 0.043395 | 20.0549 | 23.0361 | 3.0905 | 0.058498 | 26.1851 | 10.3324 | 1.7794 | 0.026264 | 12.138
Downstate | 2029 | 8 | 7 | 0.22257 | 4.3903e-06 | 1.3362e-06 | 0.13471 | 2.6572e-06 | 8.087e-07 | 0.27353 | 0.0015123 | 1.9279e-06 | 0.16555 | 0.00091533 | 1.1668e-06 | 37.2004 | 4.9908 | 0.094467 | 42.2856 | 16.6855 | 2.8735 | 0.042414 | 19.6014 | 22.5151 | 3.0206 | 0.057175 | 25.5929 | 10.0987 | 1.7391 | 0.02567 | 11.8635
Downstate | 2029 | 8 | 8 | 0.21259 | 4.1934e-06 | 1.2762e-06 | 0.12867 | 2.538e-06 | 7.7243e-07 | 0.26127 | 0.0014445 | 1.8414e-06 | 0.15813 | 0.00087428 | 1.1145e-06 | 35.5321 | 4.7669 | 0.090231 | 40.3893 | 15.9372 | 2.7446 | 0.040512 | 18.7223 | 21.5054 | 2.8851 | 0.054611 | 24.4452 | 9.6458 | 1.6611 | 0.024519 | 11.3315
Downstate | 2029 | 8 | 9 | 0.21393 | 4.2199e-06 | 1.2843e-06 | 0.12948 | 2.5541e-06 | 7.7732e-07 | 0.26292 | 0.0014537 | 1.8531e-06 | 0.15913 | 0.00087982 | 1.1216e-06 | 35.757 | 4.7971 | 0.090801 | 40.6449 | 16.038 | 2.762 | 0.040768 | 18.8408 | 21.6415 | 2.9034 | 0.054957 | 24.5998 | 9.7068 | 1.6716 | 0.024674 | 11.4032
Downstate | 2029 | 8 | 10 | 0.2115 | 4.1719e-06 | 1.2697e-06 | 0.12801 | 2.525e-06 | 7.6847e-07 | 0.25993 | 0.0014371 | 1.832e-06 | 0.15732 | 0.0008698 | 1.1088e-06 | 35.3499 | 4.7425 | 0.089768 | 40.1821 | 15.8555 | 2.7305 | 0.040304 | 18.6263 | 21.3951 | 2.8703 | 0.054331 | 24.3198 | 9.5963 | 1.6526 | 0.024393 | 11.2733
Downstate | 2029 | 8 | 11 | 0.21324 | 4.2064e-06 | 1.2802e-06 | 0.12906 | 2.5459e-06 | 7.7482e-07 | 0.26207 | 0.001449 | 1.8471e-06 | 0.15862 | 0.00087699 | 1.118e-06 | 35.6421 | 4.7817 | 0.09051 | 40.5143 | 15.9865 | 2.7531 | 0.040637 | 18.7803 | 21.572 | 2.8941 | 0.05478 | 24.5208 | 9.6757 | 1.6663 | 0.024595 | 11.3666
Downstate | 2029 | 8 | 12 | 0.22041 | 4.3476e-06 | 1.3232e-06 | 0.1334 | 2.6314e-06 | 8.0085e-07 | 0.27088 | 0.0014977 | 1.9092e-06 | 0.16394 | 0.00090644 | 1.1555e-06 | 36.8392 | 4.9423 | 0.09355 | 41.8751 | 16.5235 | 2.8456 | 0.042002 | 19.411 | 22.2965 | 2.9913 | 0.05662 | 25.3444 | 10.0006 | 1.7222 | 0.025421 | 11.7483
Downstate | 2029 | 8 | 13 | 0.23537 | 4.6429e-06 | 1.413e-06 | 0.14246 | 2.81e-06 | 8.5523e-07 | 0.28927 | 0.0015994 | 2.0388e-06 | 0.17508 | 0.000968 | 1.234e-06 | 39.3408 | 5.2779 | 0.099902 | 44.7186 | 17.6455 | 3.0388 | 0.044854 | 20.7291 | 23.8105 | 3.1944 | 0.060465 | 27.0654 | 10.6797 | 1.8392 | 0.027147 | 12.5461
Downstate | 2029 | 8 | 14 | 0.23818 | 4.6982e-06 | 1.4299e-06 | 0.14416 | 2.8436e-06 | 8.6543e-07 | 0.29272 | 0.0016184 | 2.0631e-06 | 0.17717 | 0.00097954 | 1.2487e-06 | 39.81 | 5.3408 | 0.10109 | 45.2519 | 17.8559 | 3.075 | 0.045389 | 20.9764 | 24.0945 | 3.2325 | 0.061186 | 27.3882 | 10.8071 | 1.8611 | 0.027471 | 12.6957
Downstate | 2029 | 8 | 15 | 0.24675 | 4.8672e-06 | 1.4813e-06 | 0.14934 | 2.9458e-06 | 8.9656e-07 | 0.30325 | 0.0016767 | 2.1373e-06 | 0.18354 | 0.0010148 | 1.2936e-06 | 41.242 | 5.533 | 0.10473 | 46.8797 | 18.4982 | 3.1856 | 0.047022 | 21.7309 | 24.9612 | 3.3488 | 0.063387 | 28.3734 | 11.1958 | 1.9281 | 0.028459 | 13.1524
Downstate | 2029 | 8 | 16 | 0.26338 | 5.1953e-06 | 1.5812e-06 | 0.15941 | 3.1444e-06 | 9.5699e-07 | 0.32369 | 0.0017897 | 2.2814e-06 | 0.19591 | 0.0010832 | 1.3808e-06 | 44.0216 | 5.9059 | 0.11179 | 50.0392 | 19.745 | 3.4004 | 0.050191 | 23.1955 | 26.6436 | 3.5745 | 0.067659 | 30.2857 | 11.9504 | 2.058 | 0.030377 | 14.0388
Downstate | 2029 | 8 | 17 | 0.25223 | 4.9755e-06 | 1.5143e-06 | 0.15266 | 3.0113e-06 | 9.1649e-07 | 0.30999 | 0.0017139 | 2.1849e-06 | 0.18762 | 0.0010373 | 1.3224e-06 | 42.159 | 5.656 | 0.10706 | 47.9221 | 18.9096 | 3.2565 | 0.048067 | 22.2141 | 25.5163 | 3.4232 | 0.064796 | 29.0043 | 11.4448 | 1.9709 | 0.029092 | 13.4448
Downstate | 2029 | 8 | 18 | 0.25205 | 4.9719e-06 | 1.5132e-06 | 0.15255 | 3.0092e-06 | 9.1584e-07 | 0.30977 | 0.0017127 | 2.1833e-06 | 0.18749 | 0.0010366 | 1.3214e-06 | 42.129 | 5.652 | 0.10698 | 47.8879 | 18.8961 | 3.2542 | 0.048033 | 22.1983 | 25.4981 | 3.4208 | 0.06475 | 28.9836 | 11.4366 | 1.9695 | 0.029071 | 13.4353
Downstate | 2029 | 8 | 19 | 0.26399 | 5.2074e-06 | 1.5848e-06 | 0.15978 | 3.1517e-06 | 9.5921e-07 | 0.32444 | 0.0017938 | 2.2867e-06 | 0.19636 | 0.0010857 | 1.384e-06 | 44.124 | 5.9196 | 0.11205 | 50.1557 | 19.7909 | 3.4083 | 0.050308 | 23.2495 | 26.7055 | 3.5828 | 0.067816 | 30.3561 | 11.9782 | 2.0628 | 0.030448 | 14.0715
Downstate | 2029 | 8 | 20 | 0.26941 | 5.3142e-06 | 1.6174e-06 | 0.16306 | 3.2164e-06 | 9.7889e-07 | 0.3311 | 0.0018306 | 2.3336e-06 | 0.20039 | 0.001108 | 1.4124e-06 | 45.0294 | 6.0411 | 0.11435 | 51.1848 | 20.197 | 3.4782 | 0.05134 | 23.7265 | 27.2535 | 3.6563 | 0.069208 | 30.979 | 12.224 | 2.1051 | 0.031073 | 14.3602
Downstate | 2029 | 8 | 21 | 0.25582 | 5.0462e-06 | 1.5358e-06 | 0.15483 | 3.0542e-06 | 9.2953e-07 | 0.3144 | 0.0017383 | 2.216e-06 | 0.19029 | 0.0010521 | 1.3412e-06 | 42.7587 | 5.7364 | 0.10858 | 48.6037 | 19.1785 | 3.3028 | 0.048751 | 22.5301 | 25.8792 | 3.4719 | 0.065718 | 29.4168 | 11.6076 | 1.999 | 0.029506 | 13.6361
Downstate | 2029 | 8 | 22 | 0.24543 | 4.8413e-06 | 1.4734e-06 | 0.14855 | 2.9301e-06 | 8.9178e-07 | 0.30163 | 0.0016677 | 2.126e-06 | 0.18256 | 0.0010094 | 1.2867e-06 | 41.0223 | 5.5035 | 0.10417 | 46.63 | 18.3997 | 3.1687 | 0.046771 | 21.6152 | 24.8283 | 3.3309 | 0.063049 | 28.2223 | 11.1362 | 1.9178 | 0.028308 | 13.0823
Downstate | 2029 | 8 | 23 | 0.23495 | 4.6344e-06 | 1.4105e-06 | 0.1422 | 2.8049e-06 | 8.5367e-07 | 0.28874 | 0.0015965 | 2.0351e-06 | 0.17476 | 0.00096624 | 1.2317e-06 | 39.2693 | 5.2683 | 0.099721 | 44.6373 | 17.6134 | 3.0333 | 0.044773 | 20.6915 | 23.7673 | 3.1886 | 0.060355 | 27.0162 | 10.6603 | 1.8359 | 0.027098 | 12.5233
Downstate | 2029 | 8 | 24 | 0.22803 | 4.498e-06 | 1.369e-06 | 0.13801 | 2.7224e-06 | 8.2854e-07 | 0.28024 | 0.0015495 | 1.9752e-06 | 0.16961 | 0.00093779 | 1.1955e-06 | 38.1132 | 5.1132 | 0.096785 | 43.3231 | 17.0949 | 2.944 | 0.043454 | 20.0823 | 23.0676 | 3.0947 | 0.058578 | 26.2208 | 10.3465 | 1.7818 | 0.0263 | 12.1546
Downstate | 2029 | 9 | 1 | 0.1503 | 2.9648e-06 | 9.0232e-07 | 0.090967 | 1.7944e-06 | 5.4612e-07 | 0.18472 | 0.0010213 | 1.3019e-06 | 0.1118 | 0.00061813 | 7.8797e-07 | 25.1215 | 3.3703 | 0.063794 | 28.5556 | 11.2677 | 1.9405 | 0.028642 | 13.2368 | 15.2045 | 2.0398 | 0.03861 | 17.2829 | 6.8197 | 1.1744 | 0.017335 | 8.0114
Downstate | 2029 | 9 | 2 | 0.14315 | 2.8237e-06 | 8.5937e-07 | 0.086638 | 1.709e-06 | 5.2013e-07 | 0.17593 | 0.00097269 | 1.24e-06 | 0.10648 | 0.00058871 | 7.5047e-07 | 23.9259 | 3.2099 | 0.060758 | 27.1966 | 10.7315 | 1.8481 | 0.027279 | 12.6069 | 14.4809 | 1.9427 | 0.036773 | 16.4604 | 6.4951 | 1.1185 | 0.01651 | 7.6302
Downstate | 2029 | 9 | 3 | 0.15257 | 3.0095e-06 | 9.1595e-07 | 0.092342 | 1.8215e-06 | 5.5437e-07 | 0.18751 | 0.0010367 | 1.3216e-06 | 0.11349 | 0.00062746 | 7.9987e-07 | 25.501 | 3.4212 | 0.064757 | 28.9869 | 11.4379 | 1.9698 | 0.029075 | 13.4368 | 15.4342 | 2.0706 | 0.039194 | 17.544 | 6.9227 | 1.1922 | 0.017597 | 8.1325
Downstate | 2029 | 9 | 4 | 0.15517 | 3.0608e-06 | 9.3155e-07 | 0.093914 | 1.8525e-06 | 5.6381e-07 | 0.1907 | 0.0010544 | 1.3441e-06 | 0.11542 | 0.00063815 | 8.1349e-07 | 25.9353 | 3.4794 | 0.06586 | 29.4806 | 11.6327 | 2.0033 | 0.02957 | 13.6656 | 15.6971 | 2.1059 | 0.039861 | 17.8428 | 7.0406 | 1.2125 | 0.017897 | 8.271
Downstate | 2029 | 9 | 5 | 0.15788 | 3.1143e-06 | 9.4783e-07 | 0.095556 | 1.8849e-06 | 5.7366e-07 | 0.19403 | 0.0010728 | 1.3676e-06 | 0.11744 | 0.0006493 | 8.2771e-07 | 26.3886 | 3.5403 | 0.067011 | 29.9959 | 11.8361 | 2.0383 | 0.030087 | 13.9045 | 15.9714 | 2.1427 | 0.040558 | 18.1547 | 7.1636 | 1.2337 | 0.01821 | 8.4155
Downstate | 2029 | 9 | 6 | 0.19096 | 3.7669e-06 | 1.1464e-06 | 0.11558 | 2.2799e-06 | 6.9387e-07 | 0.23469 | 0.0012976 | 1.6542e-06 | 0.14205 | 0.00078536 | 1.0012e-06 | 31.9182 | 4.2821 | 0.081053 | 36.2814 | 14.3163 | 2.4655 | 0.036391 | 16.8181 | 19.3182 | 2.5917 | 0.049057 | 21.9589 | 8.6648 | 1.4922 | 0.022025 | 10.179
Downstate | 2029 | 9 | 7 | 0.18103 | 3.5709e-06 | 1.0868e-06 | 0.10957 | 2.1613e-06 | 6.5778e-07 | 0.22248 | 0.0012301 | 1.5681e-06 | 0.13466 | 0.00074451 | 9.4908e-07 | 30.2579 | 4.0594 | 0.076837 | 34.3941 | 13.5715 | 2.3372 | 0.034498 | 15.9432 | 18.3132 | 2.4569 | 0.046505 | 20.8166 | 8.214 | 1.4146 | 0.02088 | 9.6495
Downstate | 2029 | 9 | 8 | 0.16156 | 3.1868e-06 | 9.699e-07 | 0.097781 | 1.9288e-06 | 5.8702e-07 | 0.19855 | 0.0010978 | 1.3994e-06 | 0.12017 | 0.00066442 | 8.4699e-07 | 27.0031 | 3.6227 | 0.068572 | 30.6944 | 12.1117 | 2.0858 | 0.030787 | 14.2283 | 16.3433 | 2.1926 | 0.041502 | 18.5774 | 7.3305 | 1.2624 | 0.018634 | 8.6115
Downstate | 2029 | 9 | 9 | 0.15703 | 3.0975e-06 | 9.4271e-07 | 0.09504 | 1.8747e-06 | 5.7056e-07 | 0.19299 | 0.001067 | 1.3602e-06 | 0.1168 | 0.0006458 | 8.2324e-07 | 26.2461 | 3.5211 | 0.06665 | 29.8339 | 11.7722 | 2.0273 | 0.029924 | 13.8294 | 15.8852 | 2.1311 | 0.040339 | 18.0567 | 7.125 | 1.227 | 0.018111 | 8.3701
Downstate | 2029 | 9 | 10 | 0.15368 | 3.0315e-06 | 9.2262e-07 | 0.093014 | 1.8348e-06 | 5.5841e-07 | 0.18887 | 0.0010443 | 1.3312e-06 | 0.11431 | 0.00063204 | 8.057e-07 | 25.6868 | 3.4461 | 0.065229 | 29.1982 | 11.5213 | 1.9841 | 0.029287 | 13.5347 | 15.5467 | 2.0857 | 0.039479 | 17.6719 | 6.9731 | 1.2009 | 0.017725 | 8.1917
Downstate | 2029 | 9 | 11 | 0.1493 | 2.945e-06 | 8.9629e-07 | 0.09036 | 1.7824e-06 | 5.4247e-07 | 0.18348 | 0.0010145 | 1.2932e-06 | 0.11105 | 0.000614 | 7.8271e-07 | 24.9537 | 3.3478 | 0.063368 | 28.3648 | 11.1925 | 1.9275 | 0.028451 | 13.1484 | 15.103 | 2.0262 | 0.038353 | 17.1675 | 6.7741 | 1.1666 | 0.01722 | 7.9579
Downstate | 2029 | 9 | 12 | 0.14721 | 2.9037e-06 | 8.8374e-07 | 0.089095 | 1.7574e-06 | 5.3488e-07 | 0.18091 | 0.0010003 | 1.2751e-06 | 0.1095 | 0.0006054 | 7.7175e-07 | 24.6044 | 3.3009 | 0.062481 | 27.9678 | 11.0358 | 1.9005 | 0.028053 | 12.9644 | 14.8916 | 1.9978 | 0.037816 | 16.9272 | 6.6793 | 1.1503 | 0.016978 | 7.8465
Downstate | 2029 | 9 | 13 | 0.1644 | 3.2428e-06 | 9.8694e-07 | 0.099499 | 1.9627e-06 | 5.9734e-07 | 0.20204 | 0.0011171 | 1.424e-06 | 0.12228 | 0.0006761 | 8.6187e-07 | 27.4777 | 3.6864 | 0.069777 | 31.2338 | 12.3245 | 2.1225 | 0.031328 | 14.4783 | 16.6305 | 2.2311 | 0.042232 | 18.9039 | 7.4593 | 1.2846 | 0.018961 | 8.7628
Downstate | 2029 | 9 | 14 | 0.18738 | 3.6962e-06 | 1.1249e-06 | 0.11341 | 2.2371e-06 | 6.8086e-07 | 0.23029 | 0.0012733 | 1.6231e-06 | 0.13938 | 0.00077063 | 9.8238e-07 | 31.3196 | 4.2018 | 0.079533 | 35.6009 | 14.0478 | 2.4192 | 0.035709 | 16.5027 | 18.9558 | 2.5431 | 0.048137 | 21.547 | 8.5022 | 1.4642 | 0.021612 | 9.9881
Downstate | 2029 | 9 | 15 | 0.19802 | 3.906e-06 | 1.1888e-06 | 0.11985 | 2.3641e-06 | 7.195e-07 | 0.24336 | 0.0013455 | 1.7152e-06 | 0.14729 | 0.00081437 | 1.0381e-06 | 33.0971 | 4.4403 | 0.084047 | 37.6214 | 14.845 | 2.5565 | 0.037735 | 17.4393 | 20.0316 | 2.6874 | 0.050868 | 22.7699 | 8.9848 | 1.5473 | 0.022839 | 10.5549
Downstate | 2029 | 9 | 16 | 0.22964 | 4.5297e-06 | 1.3786e-06 | 0.13899 | 2.7416e-06 | 8.3439e-07 | 0.28222 | 0.0015604 | 1.9891e-06 | 0.17081 | 0.00094441 | 1.2039e-06 | 38.3823 | 5.1493 | 0.097468 | 43.629 | 17.2156 | 2.9648 | 0.043761 | 20.2241 | 23.2304 | 3.1166 | 0.058991 | 26.406 | 10.4195 | 1.7944 | 0.026486 | 12.2404
Downstate | 2029 | 9 | 17 | 0.20878 | 4.1183e-06 | 1.2534e-06 | 0.12636 | 2.4926e-06 | 7.5861e-07 | 0.25659 | 0.0014187 | 1.8085e-06 | 0.1553 | 0.00085864 | 1.0946e-06 | 34.8962 | 4.6816 | 0.088616 | 39.6664 | 15.652 | 2.6955 | 0.039787 | 18.3872 | 21.1205 | 2.8335 | 0.053634 | 24.0076 | 9.4732 | 1.6314 | 0.02408 | 11.1287
Downstate | 2029 | 9 | 18 | 0.23909 | 4.7162e-06 | 1.4354e-06 | 0.14471 | 2.8544e-06 | 8.6874e-07 | 0.29384 | 0.0016246 | 2.071e-06 | 0.17784 | 0.00098329 | 1.2535e-06 | 39.9625 | 5.3613 | 0.10148 | 45.4253 | 17.9243 | 3.0868 | 0.045563 | 21.0567 | 24.1868 | 3.2449 | 0.06142 | 27.4931 | 10.8485 | 1.8683 | 0.027576 | 12.7443
Downstate | 2029 | 9 | 19 | 0.26698 | 5.2663e-06 | 1.6028e-06 | 0.16158 | 3.1873e-06 | 9.7006e-07 | 0.32811 | 0.0018141 | 2.3126e-06 | 0.19859 | 0.001098 | 1.3997e-06 | 44.6231 | 5.9866 | 0.11332 | 50.723 | 20.0148 | 3.4468 | 0.050877 | 23.5125 | 27.0076 | 3.6233 | 0.068583 | 30.6995 | 12.1137 | 2.0861 | 0.030793 | 14.2306
Downstate | 2029 | 9 | 20 | 0.29523 | 5.8235e-06 | 1.7724e-06 | 0.17868 | 3.5246e-06 | 1.0727e-06 | 0.36283 | 0.0020061 | 2.5573e-06 | 0.2196 | 0.0012141 | 1.5478e-06 | 49.3446 | 6.62 | 0.12531 | 56.0899 | 22.1325 | 3.8115 | 0.05626 | 26.0003 | 29.8653 | 4.0067 | 0.07584 | 33.9478 | 13.3955 | 2.3069 | 0.034051 | 15.7364
Downstate | 2029 | 9 | 21 | 0.21616 | 4.2638e-06 | 1.2977e-06 | 0.13083 | 2.5806e-06 | 7.8541e-07 | 0.26565 | 0.0014688 | 1.8724e-06 | 0.16078 | 0.00088897 | 1.1332e-06 | 36.1289 | 4.847 | 0.091746 | 41.0677 | 16.2049 | 2.7907 | 0.041192 | 19.0368 | 21.8666 | 2.9336 | 0.055528 | 24.8557 | 9.8078 | 1.689 | 0.024931 | 11.5218
Downstate | 2029 | 9 | 22 | 0.19673 | 3.8806e-06 | 1.1811e-06 | 0.11907 | 2.3487e-06 | 7.1483e-07 | 0.24178 | 0.0013368 | 1.7041e-06 | 0.14633 | 0.00080908 | 1.0314e-06 | 32.8822 | 4.4114 | 0.083501 | 37.3771 | 14.7486 | 2.5399 | 0.03749 | 17.326 | 19.9016 | 2.67 | 0.050538 | 22.6221 | 8.9264 | 1.5373 | 0.022691 | 10.4864
Downstate | 2029 | 9 | 23 | 0.17991 | 3.5487e-06 | 1.08e-06 | 0.10889 | 2.1478e-06 | 6.5369e-07 | 0.2211 | 0.0012225 | 1.5584e-06 | 0.13382 | 0.00073988 | 9.4318e-07 | 30.0698 | 4.0341 | 0.07636 | 34.1803 | 13.4872 | 2.3227 | 0.034284 | 15.8442 | 18.1994 | 2.4416 | 0.046216 | 20.6872 | 8.163 | 1.4058 | 0.02075 | 9.5895
Downstate | 2029 | 9 | 24 | 0.16799 | 3.3137e-06 | 1.0085e-06 | 0.10167 | 2.0056e-06 | 6.1039e-07 | 0.20646 | 0.0011415 | 1.4551e-06 | 0.12495 | 0.00069087 | 8.807e-07 | 28.078 | 3.7669 | 0.071301 | 31.9162 | 12.5938 | 2.1688 | 0.032013 | 14.7946 | 16.9939 | 2.2799 | 0.043154 | 19.3169 | 7.6222 | 1.3127 | 0.019375 | 8.9543
Downstate | 2029 | 10 | 1 | 0.13827 | 2.7274e-06 | 8.3007e-07 | 0.083684 | 1.6507e-06 | 5.0239e-07 | 0.16993 | 0.00093952 | 1.1977e-06 | 0.10285 | 0.00056863 | 7.2488e-07 | 23.1101 | 3.1004 | 0.058686 | 26.2692 | 10.3655 | 1.7851 | 0.026349 | 12.177 | 13.9871 | 1.8765 | 0.035519 | 15.8991 | 6.2736 | 1.0804 | 0.015947 | 7.37
Downstate | 2029 | 10 | 2 | 0.12983 | 2.5609e-06 | 7.794e-07 | 0.078575 | 1.5499e-06 | 4.7172e-07 | 0.15955 | 0.00088217 | 1.1246e-06 | 0.096568 | 0.00053392 | 6.8063e-07 | 21.6993 | 2.9111 | 0.055103 | 24.6656 | 9.7328 | 1.6761 | 0.02474 | 11.4336 | 13.1333 | 1.7619 | 0.033351 | 14.9286 | 5.8907 | 1.0145 | 0.014974 | 6.9201
Downstate | 2029 | 10 | 3 | 0.14665 | 2.8927e-06 | 8.804e-07 | 0.088758 | 1.7508e-06 | 5.3285e-07 | 0.18023 | 0.00099649 | 1.2703e-06 | 0.10908 | 0.00060311 | 7.6883e-07 | 24.5114 | 3.2884 | 0.062244 | 27.862 | 10.9941 | 1.8933 | 0.027946 | 12.9153 | 14.8352 | 1.9903 | 0.037673 | 16.8632 | 6.654 | 1.1459 | 0.016914 | 7.8169
Downstate | 2029 | 10 | 4 | 0.13761 | 2.7145e-06 | 8.2615e-07 | 0.083289 | 1.6429e-06 | 5.0002e-07 | 0.16912 | 0.00093508 | 1.192e-06 | 0.10236 | 0.00056595 | 7.2145e-07 | 23.001 | 3.0858 | 0.058409 | 26.1452 | 10.3166 | 1.7767 | 0.026224 | 12.1195 | 13.9211 | 1.8676 | 0.035351 | 15.8241 | 6.244 | 1.0753 | 0.015872 | 7.3352
Downstate | 2029 | 10 | 5 | 0.13755 | 2.7133e-06 | 8.2579e-07 | 0.083252 | 1.6422e-06 | 4.998e-07 | 0.16905 | 0.00093467 | 1.1915e-06 | 0.10232 | 0.0005657 | 7.2114e-07 | 22.9908 | 3.0844 | 0.058383 | 26.1336 | 10.3121 | 1.7759 | 0.026213 | 12.1142 | 13.9149 | 1.8668 | 0.035336 | 15.8171 | 6.2413 | 1.0748 | 0.015865 | 7.332
Downstate | 2029 | 10 | 6 | 0.16868 | 3.3273e-06 | 1.0126e-06 | 0.10209 | 2.0138e-06 | 6.1289e-07 | 0.2073 | 0.0011462 | 1.4611e-06 | 0.12547 | 0.00069371 | 8.8432e-07 | 28.1933 | 3.7824 | 0.071594 | 32.0472 | 12.6455 | 2.1777 | 0.032144 | 14.8554 | 17.0637 | 2.2892 | 0.043332 | 19.3962 | 7.6536 | 1.318 | 0.019455 | 8.9911
Downstate | 2029 | 10 | 7 | 0.16634 | 3.2812e-06 | 9.9862e-07 | 0.10068 | 1.9859e-06 | 6.044e-07 | 0.20443 | 0.0011303 | 1.4409e-06 | 0.12373 | 0.0006841 | 8.7206e-07 | 27.8026 | 3.73 | 0.070602 | 31.6032 | 12.4703 | 2.1476 | 0.031699 | 14.6495 | 16.8272 | 2.2575 | 0.042731 | 19.1275 | 7.5475 | 1.2998 | 0.019185 | 8.8665
Downstate | 2029 | 10 | 8 | 0.15555 | 3.0684e-06 | 9.3385e-07 | 0.094147 | 1.8571e-06 | 5.652e-07 | 0.19117 | 0.001057 | 1.3474e-06 | 0.11571 | 0.00063973 | 8.1551e-07 | 25.9995 | 3.4881 | 0.066023 | 29.5536 | 11.6615 | 2.0083 | 0.029643 | 13.6995 | 15.7359 | 2.1111 | 0.03996 | 17.887 | 7.058 | 1.2155 | 0.017941 | 8.2914
Downstate | 2029 | 10 | 9 | 0.13869 | 2.7358e-06 | 8.3263e-07 | 0.083942 | 1.6558e-06 | 5.0394e-07 | 0.17045 | 0.00094242 | 1.2014e-06 | 0.10316 | 0.00057039 | 7.2712e-07 | 23.1815 | 3.11 | 0.058867 | 26.3503 | 10.3976 | 1.7906 | 0.02643 | 12.2146 | 14.0303 | 1.8823 | 0.035629 | 15.9482 | 6.293 | 1.0837 | 0.015997 | 7.3927
Downstate | 2029 | 10 | 10 | 0.129 | 2.5447e-06 | 7.7447e-07 | 0.078079 | 1.5401e-06 | 4.6874e-07 | 0.15855 | 0.00087659 | 1.1175e-06 | 0.095958 | 0.00053055 | 6.7633e-07 | 21.5622 | 2.8928 | 0.054755 | 24.5097 | 9.6713 | 1.6655 | 0.024584 | 11.3614 | 13.0503 | 1.7508 | 0.03314 | 14.8342 | 5.8534 | 1.008 | 0.014879 | 6.8764
Downstate | 2029 | 10 | 11 | 0.13221 | 2.6079e-06 | 7.9371e-07 | 0.080019 | 1.5784e-06 | 4.8039e-07 | 0.16248 | 0.00089837 | 1.1452e-06 | 0.098342 | 0.00054373 | 6.9313e-07 | 22.0979 | 2.9646 | 0.056116 | 25.1187 | 9.9116 | 1.7069 | 0.025195 | 11.6437 | 13.3745 | 1.7943 | 0.033963 | 15.2028 | 5.9989 | 1.0331 | 0.015249 | 7.0472
Downstate | 2029 | 10 | 12 | 0.14361 | 2.8327e-06 | 8.6213e-07 | 0.086917 | 1.7145e-06 | 5.218e-07 | 0.17649 | 0.00097581 | 1.2439e-06 | 0.10682 | 0.0005906 | 7.5288e-07 | 24.0028 | 3.2202 | 0.060953 | 27.284 | 10.766 | 1.854 | 0.027367 | 12.6474 | 14.5274 | 1.949 | 0.036891 | 16.5133 | 6.516 | 1.1221 | 0.016563 | 7.6547
Downstate | 2029 | 10 | 13 | 0.15084 | 2.9754e-06 | 9.0555e-07 | 0.091294 | 1.8008e-06 | 5.4807e-07 | 0.18538 | 0.001025 | 1.3066e-06 | 0.1122 | 0.00062034 | 7.9079e-07 | 25.2116 | 3.3823 | 0.064022 | 28.6579 | 11.3081 | 1.9474 | 0.028745 | 13.2843 | 15.259 | 2.0471 | 0.038749 | 17.3449 | 6.8441 | 1.1786 | 0.017397 | 8.0402
Downstate | 2029 | 10 | 14 | 0.16863 | 3.3264e-06 | 1.0124e-06 | 0.10206 | 2.0133e-06 | 6.1274e-07 | 0.20725 | 0.0011459 | 1.4607e-06 | 0.12544 | 0.00069353 | 8.8409e-07 | 28.186 | 3.7814 | 0.071576 | 32.039 | 12.6423 | 2.1772 | 0.032136 | 14.8516 | 17.0593 | 2.2886 | 0.04332 | 19.3912 | 7.6516 | 1.3177 | 0.01945 | 8.9887
Downstate | 2029 | 10 | 15 | 0.19358 | 3.8184e-06 | 1.1621e-06 | 0.11716 | 2.311e-06 | 7.0336e-07 | 0.2379 | 0.0013154 | 1.6768e-06 | 0.14399 | 0.00079611 | 1.0149e-06 | 32.3549 | 4.3407 | 0.082162 | 36.7777 | 14.5121 | 2.4992 | 0.036889 | 17.0482 | 19.5824 | 2.6271 | 0.049728 | 22.2593 | 8.7833 | 1.5126 | 0.022327 | 10.3182
Downstate | 2029 | 10 | 16 | 0.19804 | 3.9064e-06 | 1.1889e-06 | 0.11986 | 2.3643e-06 | 7.1957e-07 | 0.24338 | 0.0013457 | 1.7154e-06 | 0.14731 | 0.00081445 | 1.0382e-06 | 33.1002 | 4.4407 | 0.084055 | 37.625 | 14.8464 | 2.5568 | 0.037739 | 17.4409 | 20.0335 | 2.6877 | 0.050873 | 22.7721 | 8.9856 | 1.5474 | 0.022841 | 10.5559
Downstate | 2029 | 10 | 17 | 0.18177 | 3.5856e-06 | 1.0913e-06 | 0.11002 | 2.1701e-06 | 6.6048e-07 | 0.2234 | 0.0012352 | 1.5745e-06 | 0.13521 | 0.00074757 | 9.5298e-07 | 30.3823 | 4.076 | 0.077153 | 34.5354 | 13.6273 | 2.3468 | 0.03464 | 16.0088 | 18.3885 | 2.467 | 0.046696 | 20.9022 | 8.2478 | 1.4204 | 0.020966 | 9.6891
Downstate | 2029 | 10 | 18 | 0.23132 | 4.563e-06 | 1.3887e-06 | 0.14 | 2.7617e-06 | 8.4051e-07 | 0.28429 | 0.0015718 | 2.0037e-06 | 0.17206 | 0.00095134 | 1.2127e-06 | 38.6637 | 5.1871 | 0.098183 | 43.9489 | 17.3418 | 2.9865 | 0.044082 | 20.3724 | 23.4008 | 3.1394 | 0.059424 | 26.5996 | 10.4959 | 1.8075 | 0.02668 | 12.3301
Downstate | 2029 | 10 | 19 | 0.28005 | 5.5241e-06 | 1.6813e-06 | 0.1695 | 3.3434e-06 | 1.0176e-06 | 0.34418 | 0.0019029 | 2.4258e-06 | 0.20831 | 0.0011517 | 1.4682e-06 | 46.8081 | 6.2797 | 0.11886 | 53.2066 | 20.9948 | 3.6156 | 0.053368 | 24.6637 | 28.33 | 3.8007 | 0.071942 | 32.2027 | 12.7069 | 2.1883 | 0.0323 | 14.9274
Downstate | 2029 | 10 | 20 | 0.2396 | 4.7263e-06 | 1.4384e-06 | 0.14502 | 2.8605e-06 | 8.706e-07 | 0.29447 | 0.0016281 | 2.0755e-06 | 0.17822 | 0.0009854 | 1.2562e-06 | 40.0479 | 5.3728 | 0.1017 | 45.5223 | 17.9626 | 3.0934 | 0.04566 | 21.1017 | 24.2385 | 3.2518 | 0.061551 | 27.5519 | 10.8717 | 1.8723 | 0.027635 | 12.7716
Downstate | 2029 | 10 | 21 | 0.19551 | 3.8565e-06 | 1.1737e-06 | 0.11833 | 2.3341e-06 | 7.1037e-07 | 0.24027 | 0.0013285 | 1.6935e-06 | 0.14542 | 0.00080404 | 1.025e-06 | 32.6774 | 4.3839 | 0.082981 | 37.1443 | 14.6568 | 2.5241 | 0.037257 | 17.2181 | 19.7776 | 2.6533 | 0.050223 | 22.4812 | 8.8708 | 1.5277 | 0.022549 | 10.4211
Downstate | 2029 | 10 | 22 | 0.18538 | 3.6567e-06 | 1.1129e-06 | 0.1122 | 2.2132e-06 | 6.7358e-07 | 0.22783 | 0.0012597 | 1.6058e-06 | 0.13789 | 0.0007624 | 9.7188e-07 | 30.9848 | 4.1569 | 0.078683 | 35.2204 | 13.8976 | 2.3934 | 0.035327 | 16.3263 | 18.7532 | 2.5159 | 0.047622 | 21.3168 | 8.4114 | 1.4486 | 0.021381 | 9.8813
Downstate | 2029 | 10 | 23 | 0.17262 | 3.405e-06 | 1.0363e-06 | 0.10447 | 2.0608e-06 | 6.272e-07 | 0.21214 | 0.0011729 | 1.4952e-06 | 0.1284 | 0.00070991 | 9.0497e-07 | 28.8516 | 3.8707 | 0.073266 | 32.7956 | 12.9408 | 2.2286 | 0.032895 | 15.2023 | 17.4621 | 2.3427 | 0.044343 | 19.8491 | 7.8323 | 1.3488 | 0.019909 | 9.201
Downstate | 2029 | 10 | 24 | 0.15768 | 3.1102e-06 | 9.4659e-07 | 0.095431 | 1.8824e-06 | 5.7291e-07 | 0.19378 | 0.0010714 | 1.3658e-06 | 0.11728 | 0.00064846 | 8.2663e-07 | 26.3542 | 3.5356 | 0.066924 | 29.9567 | 11.8206 | 2.0357 | 0.030048 | 13.8863 | 15.9506 | 2.1399 | 0.040505 | 18.131 | 7.1543 | 1.2321 | 0.018186 | 8.4046
Downstate | 2029 | 11 | 1 | 0.17439 | 3.4399e-06 | 1.0469e-06 | 0.10555 | 2.082e-06 | 6.3364e-07 | 0.21432 | 0.001185 | 1.5106e-06 | 0.12972 | 0.00071719 | 9.1425e-07 | 29.1476 | 3.9104 | 0.074018 | 33.132 | 13.0736 | 2.2514 | 0.033232 | 15.3582 | 17.6412 | 2.3667 | 0.044798 | 20.0528 | 7.9126 | 1.3627 | 0.020114 | 9.2954
Downstate | 2029 | 11 | 2 | 0.15448 | 3.0472e-06 | 9.274e-07 | 0.093496 | 1.8443e-06 | 5.613e-07 | 0.18985 | 0.0010497 | 1.3381e-06 | 0.11491 | 0.00063531 | 8.0987e-07 | 25.8199 | 3.464 | 0.065567 | 29.3494 | 11.581 | 1.9944 | 0.029438 | 13.6048 | 15.6272 | 2.0965 | 0.039684 | 17.7634 | 7.0093 | 1.2071 | 0.017817 | 8.2342
Downstate | 2029 | 11 | 3 | 0.15195 | 2.9973e-06 | 9.1222e-07 | 0.091966 | 1.8141e-06 | 5.5211e-07 | 0.18675 | 0.0010325 | 1.3162e-06 | 0.11303 | 0.00062491 | 7.9662e-07 | 25.3974 | 3.4073 | 0.064494 | 28.8691 | 11.3915 | 1.9618 | 0.028957 | 13.3822 | 15.3715 | 2.0622 | 0.039034 | 17.4727 | 6.8946 | 1.1873 | 0.017526 | 8.0994
Downstate | 2029 | 11 | 4 | 0.15794 | 3.1154e-06 | 9.4818e-07 | 0.095591 | 1.8856e-06 | 5.7387e-07 | 0.19411 | 0.0010732 | 1.3681e-06 | 0.11748 | 0.00064954 | 8.2802e-07 | 26.3984 | 3.5416 | 0.067036 | 30.007 | 11.8405 | 2.0391 | 0.030098 | 13.9096 | 15.9773 | 2.1435 | 0.040573 | 18.1614 | 7.1663 | 1.2341 | 0.018216 | 8.4187
Downstate | 2029 | 11 | 5 | 0.15022 | 2.9631e-06 | 9.0181e-07 | 0.090916 | 1.7934e-06 | 5.4581e-07 | 0.18461 | 0.0010207 | 1.3012e-06 | 0.11173 | 0.00061778 | 7.8752e-07 | 25.1073 | 3.3684 | 0.063758 | 28.5394 | 11.2614 | 1.9394 | 0.028626 | 13.2294 | 15.1959 | 2.0387 | 0.038589 | 17.2732 | 6.8158 | 1.1738 | 0.017326 | 8.0069
Downstate | 2029 | 11 | 6 | 0.18055 | 3.5614e-06 | 1.0839e-06 | 0.10927 | 2.1555e-06 | 6.5601e-07 | 0.22189 | 0.0012268 | 1.5639e-06 | 0.1343 | 0.00074251 | 9.4653e-07 | 30.1768 | 4.0485 | 0.076631 | 34.3019 | 13.5352 | 2.3309 | 0.034406 | 15.9005 | 18.2642 | 2.4503 | 0.04638 | 20.7608 | 8.192 | 1.4108 | 0.020824 | 9.6236
Downstate | 2029 | 11 | 7 | 0.19565 | 3.8594e-06 | 1.1746e-06 | 0.11842 | 2.3358e-06 | 7.109e-07 | 0.24045 | 0.0013295 | 1.6948e-06 | 0.14553 | 0.00080464 | 1.0257e-06 | 32.7018 | 4.3872 | 0.083043 | 37.1721 | 14.6677 | 2.526 | 0.037285 | 17.231 | 19.7924 | 2.6553 | 0.050261 | 22.498 | 8.8775 | 1.5288 | 0.022566 | 10.4289
Downstate | 2029 | 11 | 8 | 0.19025 | 3.7527e-06 | 1.1421e-06 | 0.11514 | 2.2713e-06 | 6.9126e-07 | 0.23381 | 0.0012927 | 1.6479e-06 | 0.14151 | 0.00078241 | 9.9739e-07 | 31.7982 | 4.266 | 0.080749 | 36.145 | 14.2624 | 2.4562 | 0.036255 | 16.7549 | 19.2455 | 2.582 | 0.048872 | 21.8763 | 8.6322 | 1.4866 | 0.021943 | 10.1407
Downstate | 2029 | 11 | 9 | 0.18526 | 3.6544e-06 | 1.1122e-06 | 0.11213 | 2.2118e-06 | 6.7315e-07 | 0.22768 | 0.0012589 | 1.6048e-06 | 0.1378 | 0.00076191 | 9.7126e-07 | 30.9651 | 4.1542 | 0.078633 | 35.198 | 13.8888 | 2.3918 | 0.035305 | 16.3159 | 18.7413 | 2.5143 | 0.047592 | 21.3032 | 8.406 | 1.4476 | 0.021368 | 9.875
Downstate | 2029 | 11 | 10 | 0.15532 | 3.0639e-06 | 9.3248e-07 | 0.094008 | 1.8544e-06 | 5.6437e-07 | 0.19089 | 0.0010554 | 1.3454e-06 | 0.11554 | 0.00063879 | 8.1431e-07 | 25.9613 | 3.4829 | 0.065926 | 29.5102 | 11.6444 | 2.0053 | 0.0296 | 13.6793 | 15.7128 | 2.108 | 0.039901 | 17.8607 | 7.0477 | 1.2137 | 0.017915 | 8.2793
Downstate | 2029 | 11 | 11 | 0.15658 | 3.0887e-06 | 9.4002e-07 | 0.094769 | 1.8694e-06 | 5.6894e-07 | 0.19244 | 0.001064 | 1.3563e-06 | 0.11647 | 0.00064396 | 8.209e-07 | 26.1714 | 3.5111 | 0.06646 | 29.7489 | 11.7386 | 2.0215 | 0.029839 | 13.79 | 15.8399 | 2.1251 | 0.040224 | 18.0052 | 7.1047 | 1.2235 | 0.01806 | 8.3462
Downstate | 2029 | 11 | 12 | 0.16264 | 3.2082e-06 | 9.7642e-07 | 0.098438 | 1.9417e-06 | 5.9097e-07 | 0.19989 | 0.0011052 | 1.4088e-06 | 0.12098 | 0.00066889 | 8.5268e-07 | 27.1846 | 3.647 | 0.069033 | 30.9007 | 12.1931 | 2.0998 | 0.030994 | 14.3239 | 16.4532 | 2.2073 | 0.041781 | 18.7023 | 7.3797 | 1.2709 | 0.018759 | 8.6694
Downstate | 2029 | 11 | 13 | 0.17812 | 3.5136e-06 | 1.0694e-06 | 0.10781 | 2.1266e-06 | 6.4722e-07 | 0.21891 | 0.0012104 | 1.5429e-06 | 0.13249 | 0.00073256 | 9.3384e-07 | 29.7721 | 3.9942 | 0.075603 | 33.8419 | 13.3537 | 2.2997 | 0.033944 | 15.6873 | 18.0192 | 2.4174 | 0.045758 | 20.4824 | 8.0821 | 1.3919 | 0.020544 | 9.4945
Downstate | 2029 | 11 | 14 | 0.1962 | 3.8702e-06 | 1.1779e-06 | 0.11875 | 2.3424e-06 | 7.129e-07 | 0.24113 | 0.0013332 | 1.6995e-06 | 0.14594 | 0.0008069 | 1.0286e-06 | 32.7937 | 4.3996 | 0.083277 | 37.2766 | 14.709 | 2.5331 | 0.03739 | 17.2794 | 19.848 | 2.6628 | 0.050402 | 22.5612 | 8.9024 | 1.5331 | 0.02263 | 10.4582
Downstate | 2029 | 11 | 15 | 0.21128 | 4.1675e-06 | 1.2684e-06 | 0.12787 | 2.5224e-06 | 7.6768e-07 | 0.25966 | 0.0014356 | 1.8301e-06 | 0.15715 | 0.0008689 | 1.1076e-06 | 35.3133 | 4.7376 | 0.089675 | 40.1405 | 15.839 | 2.7277 | 0.040262 | 18.607 | 21.373 | 2.8674 | 0.054275 | 24.2946 | 9.5864 | 1.6509 | 0.024368 | 11.2617
Downstate | 2029 | 11 | 16 | 0.22693 | 4.4763e-06 | 1.3623e-06 | 0.13735 | 2.7092e-06 | 8.2455e-07 | 0.27889 | 0.001542 | 1.9657e-06 | 0.1688 | 0.00093327 | 1.1897e-06 | 37.9293 | 5.0885 | 0.096318 | 43.1142 | 17.0124 | 2.9298 | 0.043245 | 19.9854 | 22.9563 | 3.0798 | 0.058295 | 26.0944 | 10.2966 | 1.7732 | 0.026173 | 12.096
Downstate | 2029 | 11 | 17 | 0.23592 | 4.6536e-06 | 1.4163e-06 | 0.14279 | 2.8165e-06 | 8.5721e-07 | 0.28994 | 0.0016031 | 2.0435e-06 | 0.17548 | 0.00097024 | 1.2368e-06 | 39.4317 | 5.2901 | 0.10013 | 44.822 | 17.6863 | 3.0458 | 0.044958 | 20.7771 | 23.8656 | 3.2018 | 0.060604 | 27.128 | 10.7044 | 1.8434 | 0.02721 | 12.5751
Downstate | 2029 | 11 | 18 | 0.30157 | 5.9487e-06 | 1.8105e-06 | 0.18252 | 3.6004e-06 | 1.0958e-06 | 0.37063 | 0.0020492 | 2.6123e-06 | 0.22432 | 0.0012403 | 1.581e-06 | 50.4058 | 6.7624 | 0.128 | 57.2962 | 22.6085 | 3.8935 | 0.05747 | 26.5594 | 30.5075 | 4.0928 | 0.077471 | 34.6779 | 13.6835 | 2.3565 | 0.034783 | 16.0748
Downstate | 2029 | 11 | 19 | 0.30151 | 5.9474e-06 | 1.8101e-06 | 0.18248 | 3.5996e-06 | 1.0955e-06 | 0.37055 | 0.0020488 | 2.6117e-06 | 0.22427 | 0.00124 | 1.5807e-06 | 50.3949 | 6.7609 | 0.12797 | 57.2838 | 22.6036 | 3.8926 | 0.057457 | 26.5537 | 30.5009 | 4.092 | 0.077454 | 34.6704 | 13.6806 | 2.356 | 0.034775 | 16.0713
Downstate | 2029 | 11 | 20 | 0.26588 | 5.2447e-06 | 1.5962e-06 | 0.16092 | 3.1743e-06 | 9.6609e-07 | 0.32677 | 0.0018067 | 2.3031e-06 | 0.19777 | 0.0010935 | 1.3939e-06 | 44.4405 | 5.9621 | 0.11285 | 50.5155 | 19.9329 | 3.4327 | 0.050669 | 23.4163 | 26.8971 | 3.6085 | 0.068303 | 30.5739 | 12.0642 | 2.0776 | 0.030667 | 14.1724
Downstate | 2029 | 11 | 21 | 0.22508 | 4.4399e-06 | 1.3513e-06 | 0.13623 | 2.6872e-06 | 8.1784e-07 | 0.27662 | 0.0015294 | 1.9497e-06 | 0.16742 | 0.00092568 | 1.18e-06 | 37.621 | 5.0472 | 0.095535 | 42.7637 | 16.8741 | 2.9059 | 0.042893 | 19.8229 | 22.7696 | 3.0547 | 0.057821 | 25.8822 | 10.2129 | 1.7588 | 0.025961 | 11.9976
Downstate | 2029 | 11 | 22 | 0.21574 | 4.2557e-06 | 1.2952e-06 | 0.13058 | 2.5757e-06 | 7.839e-07 | 0.26515 | 0.001466 | 1.8688e-06 | 0.16048 | 0.00088727 | 1.1311e-06 | 36.0598 | 4.8377 | 0.09157 | 40.9891 | 16.1739 | 2.7854 | 0.041113 | 19.0003 | 21.8248 | 2.928 | 0.055422 | 24.8082 | 9.7891 | 1.6858 | 0.024883 | 11.4997
Downstate | 2029 | 11 | 23 | 0.19717 | 3.8893e-06 | 1.1837e-06 | 0.11934 | 2.354e-06 | 7.1643e-07 | 0.24232 | 0.0013398 | 1.7079e-06 | 0.14666 | 0.00081089 | 1.0337e-06 | 32.9558 | 4.4213 | 0.083688 | 37.4608 | 14.7816 | 2.5456 | 0.037574 | 17.3648 | 19.9461 | 2.6759 | 0.050651 | 22.6727 | 8.9464 | 1.5407 | 0.022741 | 10.5098
Downstate | 2029 | 11 | 24 | 0.19506 | 3.8477e-06 | 1.171e-06 | 0.11806 | 2.3288e-06 | 7.0875e-07 | 0.23973 | 0.0013254 | 1.6896e-06 | 0.14509 | 0.00080221 | 1.0226e-06 | 32.6028 | 4.3739 | 0.082792 | 37.0596 | 14.6233 | 2.5183 | 0.037172 | 17.1788 | 19.7325 | 2.6473 | 0.050109 | 22.4299 | 8.8506 | 1.5242 | 0.022498 | 10.3973
Downstate | 2029 | 12 | 1 | 0.1646 | 3.2468e-06 | 9.8816e-07 | 0.099622 | 1.9651e-06 | 5.9807e-07 | 0.20229 | 0.0011185 | 1.4258e-06 | 0.12243 | 0.00067693 | 8.6294e-07 | 27.5116 | 3.6909 | 0.069863 | 31.2724 | 12.3398 | 2.1251 | 0.031367 | 14.4962 | 16.6511 | 2.2339 | 0.042284 | 18.9272 | 7.4685 | 1.2862 | 0.018985 | 8.7737
Downstate | 2029 | 12 | 2 | 0.15302 | 3.0184e-06 | 9.1863e-07 | 0.092612 | 1.8268e-06 | 5.5599e-07 | 0.18806 | 0.0010398 | 1.3255e-06 | 0.11382 | 0.0006293 | 8.0222e-07 | 25.5758 | 3.4312 | 0.064947 | 29.072 | 11.4715 | 1.9755 | 0.02916 | 13.4762 | 15.4795 | 2.0767 | 0.039309 | 17.5955 | 6.943 | 1.1957 | 0.017649 | 8.1563
Downstate | 2029 | 12 | 3 | 0.14628 | 2.8855e-06 | 8.782e-07 | 0.088537 | 1.7464e-06 | 5.3152e-07 | 0.17978 | 0.000994 | 1.2671e-06 | 0.10881 | 0.00060161 | 7.6691e-07 | 24.4502 | 3.2802 | 0.062089 | 27.7925 | 10.9666 | 1.8886 | 0.027877 | 12.8831 | 14.7982 | 1.9853 | 0.037579 | 16.8211 | 6.6374 | 1.1431 | 0.016872 | 7.7974
Downstate | 2029 | 12 | 4 | 0.14493 | 2.8589e-06 | 8.701e-07 | 0.08772 | 1.7303e-06 | 5.2662e-07 | 0.17812 | 0.00098483 | 1.2554e-06 | 0.10781 | 0.00059606 | 7.5984e-07 | 24.2247 | 3.25 | 0.061516 | 27.5362 | 10.8655 | 1.8712 | 0.02762 | 12.7643 | 14.6617 | 1.967 | 0.037232 | 16.666 | 6.5762 | 1.1325 | 0.016716 | 7.7254
Downstate | 2029 | 12 | 5 | 0.13927 | 2.7472e-06 | 8.3611e-07 | 0.084292 | 1.6627e-06 | 5.0604e-07 | 0.17116 | 0.00094635 | 1.2064e-06 | 0.10359 | 0.00057277 | 7.3015e-07 | 23.2782 | 3.123 | 0.059113 | 26.4602 | 10.4409 | 1.7981 | 0.02654 | 12.2655 | 14.0888 | 1.8901 | 0.035777 | 16.0148 | 6.3193 | 1.0883 | 0.016063 | 7.4236
Downstate | 2029 | 12 | 6 | 0.15278 | 3.0136e-06 | 9.1718e-07 | 0.092465 | 1.8239e-06 | 5.5511e-07 | 0.18776 | 0.0010381 | 1.3234e-06 | 0.11364 | 0.00062831 | 8.0094e-07 | 25.5352 | 3.4258 | 0.064844 | 29.0258 | 11.4533 | 1.9724 | 0.029114 | 13.4548 | 15.4549 | 2.0734 | 0.039246 | 17.5676 | 6.932 | 1.1938 | 0.017621 | 8.1434
Downstate | 2029 | 12 | 7 | 0.17599 | 3.4716e-06 | 1.0566e-06 | 0.10652 | 2.1011e-06 | 6.3947e-07 | 0.21629 | 0.0011959 | 1.5245e-06 | 0.13091 | 0.00072379 | 9.2267e-07 | 29.4159 | 3.9464 | 0.074699 | 33.437 | 13.1939 | 2.2722 | 0.033538 | 15.4996 | 17.8037 | 2.3885 | 0.045211 | 20.2374 | 7.9855 | 1.3752 | 0.020299 | 9.381
Downstate | 2029 | 12 | 8 | 0.1856 | 3.6611e-06 | 1.1142e-06 | 0.11233 | 2.2158e-06 | 6.7438e-07 | 0.2281 | 0.0012612 | 1.6077e-06 | 0.13806 | 0.0007633 | 9.7303e-07 | 31.0217 | 4.1618 | 0.078777 | 35.2622 | 13.9141 | 2.3962 | 0.035369 | 16.3457 | 18.7755 | 2.5189 | 0.047679 | 21.3421 | 8.4214 | 1.4503 | 0.021407 | 9.893
Downstate | 2029 | 12 | 9 | 0.17374 | 3.4272e-06 | 1.0431e-06 | 0.10516 | 2.0743e-06 | 6.313e-07 | 0.21353 | 0.0011806 | 1.505e-06 | 0.12924 | 0.00071454 | 9.1088e-07 | 29.04 | 3.896 | 0.073744 | 33.0097 | 13.0253 | 2.2431 | 0.03311 | 15.3015 | 17.5761 | 2.358 | 0.044633 | 19.9787 | 7.8834 | 1.3576 | 0.020039 | 9.2611
Downstate | 2029 | 12 | 10 | 0.15498 | 3.0571e-06 | 9.3041e-07 | 0.0938 | 1.8503e-06 | 5.6312e-07 | 0.19047 | 0.0010531 | 1.3425e-06 | 0.11528 | 0.00063737 | 8.125e-07 | 25.9038 | 3.4752 | 0.06578 | 29.4448 | 11.6186 | 2.0009 | 0.029534 | 13.649 | 15.678 | 2.1033 | 0.039813 | 17.8211 | 7.032 | 1.211 | 0.017875 | 8.2609
Downstate | 2029 | 12 | 11 | 0.15237 | 3.0055e-06 | 9.1472e-07 | 0.092218 | 1.819e-06 | 5.5362e-07 | 0.18726 | 0.0010353 | 1.3198e-06 | 0.11333 | 0.00062662 | 7.988e-07 | 25.4669 | 3.4166 | 0.064671 | 28.9481 | 11.4226 | 1.9671 | 0.029036 | 13.4188 | 15.4135 | 2.0679 | 0.039141 | 17.5205 | 6.9134 | 1.1906 | 0.017574 | 8.1216
Downstate | 2029 | 12 | 12 | 0.15612 | 3.0795e-06 | 9.3724e-07 | 0.094489 | 1.8638e-06 | 5.6726e-07 | 0.19187 | 0.0010608 | 1.3523e-06 | 0.11613 | 0.00064205 | 8.1847e-07 | 26.094 | 3.5007 | 0.066263 | 29.6609 | 11.7039 | 2.0156 | 0.029751 | 13.7492 | 15.7931 | 2.1188 | 0.040105 | 17.9519 | 7.0837 | 1.2199 | 0.018006 | 8.3216
Downstate | 2029 | 12 | 13 | 0.17219 | 3.3965e-06 | 1.0337e-06 | 0.10421 | 2.0557e-06 | 6.2564e-07 | 0.21161 | 0.00117 | 1.4915e-06 | 0.12808 | 0.00070814 | 9.0271e-07 | 28.7796 | 3.861 | 0.073083 | 32.7138 | 12.9085 | 2.223 | 0.032813 | 15.1643 | 17.4185 | 2.3368 | 0.044233 | 19.7996 | 7.8127 | 1.3455 | 0.01986 | 9.178
Downstate | 2029 | 12 | 14 | 0.18037 | 3.558e-06 | 1.0829e-06 | 0.10917 | 2.1534e-06 | 6.5539e-07 | 0.22168 | 0.0012256 | 1.5624e-06 | 0.13417 | 0.00074181 | 9.4563e-07 | 30.1481 | 4.0446 | 0.076558 | 34.2693 | 13.5223 | 2.3287 | 0.034373 | 15.8854 | 18.2468 | 2.448 | 0.046336 | 20.7411 | 8.1842 | 1.4094 | 0.020804 | 9.6145
Downstate | 2029 | 12 | 15 | 0.19469 | 3.8403e-06 | 1.1688e-06 | 0.11783 | 2.3243e-06 | 7.074e-07 | 0.23927 | 0.0013229 | 1.6864e-06 | 0.14482 | 0.00080068 | 1.0207e-06 | 32.5408 | 4.3656 | 0.082634 | 36.989 | 14.5955 | 2.5135 | 0.037101 | 17.1461 | 19.6949 | 2.6422 | 0.050013 | 22.3872 | 8.8338 | 1.5213 | 0.022455 | 10.3775
Downstate | 2029 | 12 | 16 | 0.21514 | 4.2438e-06 | 1.2916e-06 | 0.13021 | 2.5685e-06 | 7.8172e-07 | 0.26441 | 0.0014619 | 1.8636e-06 | 0.16003 | 0.00088479 | 1.1279e-06 | 35.9592 | 4.8242 | 0.091315 | 40.8748 | 16.1288 | 2.7776 | 0.040999 | 18.9474 | 21.7639 | 2.9198 | 0.055267 | 24.739 | 9.7618 | 1.6811 | 0.024814 | 11.4677
Downstate | 2029 | 12 | 17 | 0.22885 | 4.5142e-06 | 1.3739e-06 | 0.13851 | 2.7322e-06 | 8.3153e-07 | 0.28125 | 0.001555 | 1.9823e-06 | 0.17023 | 0.00094117 | 1.1998e-06 | 38.2506 | 5.1317 | 0.097134 | 43.4794 | 17.1565 | 2.9546 | 0.043611 | 20.1547 | 23.1508 | 3.1059 | 0.058789 | 26.3154 | 10.3838 | 1.7882 | 0.026395 | 12.1984
Downstate | 2029 | 12 | 18 | 0.28216 | 5.5657e-06 | 1.6939e-06 | 0.17077 | 3.3686e-06 | 1.0252e-06 | 0.34677 | 0.0019173 | 2.4441e-06 | 0.20988 | 0.0011604 | 1.4792e-06 | 47.1605 | 6.327 | 0.11976 | 53.6072 | 21.1529 | 3.6428 | 0.05377 | 24.8494 | 28.5433 | 3.8293 | 0.072483 | 32.4452 | 12.8025 | 2.2048 | 0.032543 | 15.0398
Downstate | 2029 | 12 | 19 | 0.28588 | 5.6392e-06 | 1.7163e-06 | 0.17303 | 3.4131e-06 | 1.0388e-06 | 0.35135 | 0.0019426 | 2.4764e-06 | 0.21265 | 0.0011757 | 1.4988e-06 | 47.7833 | 6.4105 | 0.12134 | 54.3152 | 21.4322 | 3.6909 | 0.05448 | 25.1776 | 28.9203 | 3.8799 | 0.07344 | 32.8737 | 12.9716 | 2.2339 | 0.032973 | 15.2385
Downstate | 2029 | 12 | 20 | 0.27021 | 5.3301e-06 | 1.6222e-06 | 0.16354 | 3.226e-06 | 9.8182e-07 | 0.33209 | 0.0018361 | 2.3406e-06 | 0.20099 | 0.0011113 | 1.4166e-06 | 45.1642 | 6.0592 | 0.11469 | 51.3381 | 20.2575 | 3.4886 | 0.051494 | 23.7976 | 27.3351 | 3.6672 | 0.069415 | 31.0718 | 12.2606 | 2.1114 | 0.031166 | 14.4032
Downstate | 2029 | 12 | 21 | 0.24543 | 4.8413e-06 | 1.4734e-06 | 0.14854 | 2.9301e-06 | 8.9177e-07 | 0.30163 | 0.0016677 | 2.1259e-06 | 0.18256 | 0.0010094 | 1.2867e-06 | 41.0218 | 5.5034 | 0.10417 | 46.6294 | 18.3995 | 3.1686 | 0.046771 | 21.6149 | 24.828 | 3.3309 | 0.063048 | 28.2219 | 11.1361 | 1.9178 | 0.028307 | 13.0822
Downstate | 2029 | 12 | 22 | 0.21625 | 4.2656e-06 | 1.2982e-06 | 0.13088 | 2.5817e-06 | 7.8573e-07 | 0.26576 | 0.0014694 | 1.8731e-06 | 0.16085 | 0.00088933 | 1.1337e-06 | 36.1438 | 4.849 | 0.091784 | 41.0845 | 16.2115 | 2.7918 | 0.041209 | 19.0446 | 21.8756 | 2.9348 | 0.055551 | 24.8659 | 9.8118 | 1.6897 | 0.024941 | 11.5265
Downstate | 2029 | 12 | 23 | 0.20057 | 3.9563e-06 | 1.2041e-06 | 0.12139 | 2.3945e-06 | 7.2877e-07 | 0.2465 | 0.0013629 | 1.7373e-06 | 0.14919 | 0.00082486 | 1.0515e-06 | 33.5234 | 4.4975 | 0.08513 | 38.106 | 15.0362 | 2.5894 | 0.038221 | 17.6639 | 20.2897 | 2.722 | 0.051524 | 23.0632 | 9.1005 | 1.5672 | 0.023133 | 10.6909
Downstate | 2029 | 12 | 24 | 0.18476 | 3.6445e-06 | 1.1092e-06 | 0.11182 | 2.2058e-06 | 6.7133e-07 | 0.22707 | 0.0012555 | 1.6004e-06 | 0.13743 | 0.00075985 | 9.6863e-07 | 30.8813 | 4.143 | 0.07842 | 35.1028 | 13.8512 | 2.3854 | 0.035209 | 16.2718 | 18.6906 | 2.5075 | 0.047463 | 21.2455 | 8.3833 | 1.4437 | 0.02131 | 9.8483
Downstate | 2030 | 1 | 1 | 0.14026 | 2.7668e-06 | 8.4207e-07 | 0.078157 | 1.5417e-06 | 4.6921e-07 | 0.17238 | 0.0009531 | 1.215e-06 | 0.096054 | 0.00053108 | 6.7701e-07 | 23.6166 | 3.2405 | 0.060749 | 26.9179 | 10.6878 | 1.9062 | 0.027945 | 12.6219 | 13.1594 | 1.8057 | 0.03385 | 14.999 | 5.9554 | 1.0622 | 0.015571 | 7.0331
Downstate | 2030 | 1 | 2 | 0.12069 | 2.3807e-06 | 7.2456e-07 | 0.06725 | 1.3265e-06 | 4.0373e-07 | 0.14833 | 0.00082009 | 1.0454e-06 | 0.08265 | 0.00045697 | 5.8253e-07 | 20.3208 | 2.7883 | 0.052272 | 23.1614 | 9.1963 | 1.6402 | 0.024045 | 10.8605 | 11.323 | 1.5537 | 0.029126 | 12.9058 | 5.1243 | 0.91393 | 0.013398 | 6.0516
Downstate | 2030 | 1 | 3 | 0.10996 | 2.169e-06 | 6.6013e-07 | 0.06127 | 1.2086e-06 | 3.6783e-07 | 0.13514 | 0.00074717 | 9.5247e-07 | 0.0753 | 0.00041633 | 5.3073e-07 | 18.5138 | 2.5404 | 0.047623 | 21.1018 | 8.3785 | 1.4943 | 0.021907 | 9.8947 | 10.3161 | 1.4155 | 0.026536 | 11.7582 | 4.6686 | 0.83266 | 0.012207 | 5.5135
Downstate | 2030 | 1 | 4 | 0.10713 | 2.1132e-06 | 6.4315e-07 | 0.059694 | 1.1775e-06 | 3.5837e-07 | 0.13166 | 0.00072795 | 9.2797e-07 | 0.073364 | 0.00040562 | 5.1708e-07 | 18.0377 | 2.475 | 0.046399 | 20.5591 | 8.163 | 1.4559 | 0.021343 | 9.6403 | 10.0508 | 1.3791 | 0.025854 | 11.4558 | 4.5485 | 0.81125 | 0.011893 | 5.3717
Downstate | 2030 | 1 | 5 | 0.10772 | 2.1249e-06 | 6.467e-07 | 0.060024 | 1.184e-06 | 3.6035e-07 | 0.13239 | 0.00073197 | 9.331e-07 | 0.073769 | 0.00040787 | 5.1993e-07 | 18.1373 | 2.4887 | 0.046655 | 20.6727 | 8.2081 | 1.4639 | 0.021461 | 9.6935 | 10.1063 | 1.3867 | 0.025997 | 11.5191 | 4.5737 | 0.81573 | 0.011958 | 5.4014
Downstate | 2030 | 1 | 6 | 0.11912 | 2.3496e-06 | 7.1511e-07 | 0.066373 | 1.3093e-06 | 3.9847e-07 | 0.14639 | 0.0008094 | 1.0318e-06 | 0.081572 | 0.00045101 | 5.7493e-07 | 20.0559 | 2.752 | 0.05159 | 22.8594 | 9.0764 | 1.6188 | 0.023731 | 10.7189 | 11.1754 | 1.5334 | 0.028747 | 12.7376 | 5.0575 | 0.90202 | 0.013223 | 5.9727
Downstate | 2030 | 1 | 7 | 0.14077 | 2.7768e-06 | 8.4511e-07 | 0.078439 | 1.5473e-06 | 4.7091e-07 | 0.17301 | 0.00095654 | 1.2194e-06 | 0.096401 | 0.000533 | 6.7945e-07 | 23.7018 | 3.2522 | 0.060969 | 27.015 | 10.7264 | 1.9131 | 0.028046 | 12.6675 | 13.207 | 1.8122 | 0.033972 | 15.0531 | 5.9769 | 1.066 | 0.015627 | 7.0585
Downstate | 2030 | 1 | 8 | 0.15532 | 3.0637e-06 | 9.3243e-07 | 0.086544 | 1.7071e-06 | 5.1956e-07 | 0.19088 | 0.0010554 | 1.3454e-06 | 0.10636 | 0.00058807 | 7.4965e-07 | 26.1507 | 3.5883 | 0.067268 | 29.8062 | 11.8346 | 2.1107 | 0.030943 | 13.9763 | 14.5715 | 1.9994 | 0.037482 | 16.6084 | 6.5944 | 1.1761 | 0.017242 | 7.7878
Downstate | 2030 | 1 | 9 | 0.15525 | 3.0625e-06 | 9.3205e-07 | 0.086509 | 1.7064e-06 | 5.1935e-07 | 0.1908 | 0.001055 | 1.3448e-06 | 0.10632 | 0.00058783 | 7.4935e-07 | 26.1402 | 3.5868 | 0.067241 | 29.7943 | 11.8299 | 2.1099 | 0.030931 | 13.9707 | 14.5657 | 1.9986 | 0.037467 | 16.6018 | 6.5918 | 1.1757 | 0.017235 | 7.7847
Downstate | 2030 | 1 | 10 | 0.14374 | 2.8354e-06 | 8.6294e-07 | 0.080094 | 1.5799e-06 | 4.8084e-07 | 0.17666 | 0.00097672 | 1.2451e-06 | 0.098435 | 0.00054424 | 6.9378e-07 | 24.2018 | 3.3208 | 0.062255 | 27.5849 | 10.9526 | 1.9534 | 0.028637 | 12.9347 | 13.4855 | 1.8504 | 0.034689 | 15.3706 | 6.1029 | 1.0885 | 0.015957 | 7.2074
Downstate | 2030 | 1 | 11 | 0.15389 | 3.0356e-06 | 9.2387e-07 | 0.08575 | 1.6915e-06 | 5.1479e-07 | 0.18913 | 0.0010457 | 1.333e-06 | 0.10539 | 0.00058267 | 7.4277e-07 | 25.9107 | 3.5553 | 0.066651 | 29.5327 | 11.726 | 2.0914 | 0.030659 | 13.8481 | 14.4378 | 1.9811 | 0.037139 | 16.456 | 6.5339 | 1.1653 | 0.017084 | 7.7163
Downstate | 2030 | 1 | 12 | 0.18777 | 3.7038e-06 | 1.1272e-06 | 0.10463 | 2.0638e-06 | 6.2811e-07 | 0.23076 | 0.0012759 | 1.6264e-06 | 0.12858 | 0.00071093 | 9.0628e-07 | 31.6144 | 4.338 | 0.081322 | 36.0337 | 14.3072 | 2.5517 | 0.037408 | 16.8964 | 17.6159 | 2.4172 | 0.045314 | 20.0784 | 7.9722 | 1.4219 | 0.020844 | 9.4149
Downstate | 2030 | 1 | 13 | 0.21291 | 4.1997e-06 | 1.2782e-06 | 0.11863 | 2.3401e-06 | 7.1221e-07 | 0.26166 | 0.0014467 | 1.8442e-06 | 0.1458 | 0.00080612 | 1.0276e-06 | 35.8472 | 4.9188 | 0.09221 | 40.8582 | 16.2228 | 2.8934 | 0.042417 | 19.1587 | 19.9745 | 2.7408 | 0.051381 | 22.7667 | 9.0396 | 1.6122 | 0.023635 | 10.6754
Downstate | 2030 | 1 | 14 | 0.2326 | 4.5882e-06 | 1.3964e-06 | 0.12961 | 2.5566e-06 | 7.781e-07 | 0.28587 | 0.0015806 | 2.0148e-06 | 0.15929 | 0.0008807 | 1.1227e-06 | 39.1639 | 5.3739 | 0.10074 | 44.6385 | 17.7238 | 3.1611 | 0.046341 | 20.9312 | 21.8226 | 2.9944 | 0.056135 | 24.8731 | 9.8759 | 1.7614 | 0.025822 | 11.6631
Downstate | 2030 | 1 | 15 | 0.21082 | 4.1586e-06 | 1.2656e-06 | 0.11747 | 2.3172e-06 | 7.0523e-07 | 0.2591 | 0.0014325 | 1.8261e-06 | 0.14437 | 0.00079823 | 1.0176e-06 | 35.4962 | 4.8706 | 0.091307 | 40.4581 | 16.064 | 2.8651 | 0.042001 | 18.971 | 19.7789 | 2.714 | 0.050878 | 22.5438 | 8.951 | 1.5965 | 0.023404 | 10.5709
Downstate | 2030 | 1 | 16 | 0.20621 | 4.0677e-06 | 1.238e-06 | 0.1149 | 2.2666e-06 | 6.8982e-07 | 0.25343 | 0.0014012 | 1.7862e-06 | 0.14122 | 0.00078078 | 9.9532e-07 | 34.7204 | 4.7642 | 0.089312 | 39.5739 | 15.7129 | 2.8025 | 0.041084 | 18.5564 | 19.3467 | 2.6547 | 0.049766 | 22.0511 | 8.7554 | 1.5616 | 0.022892 | 10.3399
Downstate | 2030 | 1 | 17 | 0.17322 | 3.4169e-06 | 1.0399e-06 | 0.096521 | 1.9039e-06 | 5.7946e-07 | 0.21289 | 0.001177 | 1.5005e-06 | 0.11862 | 0.00065586 | 8.3607e-07 | 29.1655 | 4.0019 | 0.075023 | 33.2424 | 13.199 | 2.3541 | 0.03451 | 15.5876 | 16.2514 | 2.2299 | 0.041804 | 18.5231 | 7.3546 | 1.3117 | 0.01923 | 8.6856
Downstate | 2030 | 1 | 18 | 0.22961 | 4.5292e-06 | 1.3784e-06 | 0.12794 | 2.5237e-06 | 7.6808e-07 | 0.28219 | 0.0015602 | 1.9889e-06 | 0.15724 | 0.00086936 | 1.1082e-06 | 38.6594 | 5.3047 | 0.099444 | 44.0636 | 17.4955 | 3.1204 | 0.045744 | 20.6616 | 21.5415 | 2.9558 | 0.055412 | 24.5528 | 9.7487 | 1.7387 | 0.025489 | 11.5129
Downstate | 2030 | 1 | 19 | 0.26024 | 5.1334e-06 | 1.5623e-06 | 0.14501 | 2.8604e-06 | 8.7056e-07 | 0.31983 | 0.0017684 | 2.2542e-06 | 0.17822 | 0.00098535 | 1.2561e-06 | 43.8173 | 6.0124 | 0.11271 | 49.9425 | 19.8297 | 3.5367 | 0.051848 | 23.4183 | 24.4156 | 3.3502 | 0.062805 | 27.8286 | 11.0494 | 1.9707 | 0.02889 | 13.049
Downstate | 2030 | 1 | 20 | 0.26517 | 5.2306e-06 | 1.5919e-06 | 0.14776 | 2.9146e-06 | 8.8704e-07 | 0.32589 | 0.0018018 | 2.2969e-06 | 0.18159 | 0.001004 | 1.2799e-06 | 44.6469 | 6.1262 | 0.11485 | 50.888 | 20.2052 | 3.6037 | 0.052829 | 23.8617 | 24.8778 | 3.4136 | 0.063994 | 28.3554 | 11.2586 | 2.008 | 0.029437 | 13.296
Downstate | 2030 | 1 | 21 | 0.19475 | 3.8416e-06 | 1.1692e-06 | 0.10852 | 2.1406e-06 | 6.5148e-07 | 0.23935 | 0.0013233 | 1.687e-06 | 0.13337 | 0.00073738 | 9.4e-07 | 32.7907 | 4.4994 | 0.084348 | 37.3744 | 14.8396 | 2.6467 | 0.0388 | 17.5251 | 18.2714 | 2.5071 | 0.047 | 20.8255 | 8.2688 | 1.4748 | 0.02162 | 9.7652
Downstate | 2030 | 1 | 22 | 0.17144 | 3.3818e-06 | 1.0292e-06 | 0.095529 | 1.8844e-06 | 5.735e-07 | 0.2107 | 0.001165 | 1.485e-06 | 0.1174 | 0.00064912 | 8.2748e-07 | 28.8659 | 3.9608 | 0.074252 | 32.9009 | 13.0634 | 2.3299 | 0.034156 | 15.4274 | 16.0844 | 2.207 | 0.041374 | 18.3328 | 7.2791 | 1.2982 | 0.019032 | 8.5964
Downstate | 2030 | 1 | 23 | 0.16858 | 3.3253e-06 | 1.012e-06 | 0.093933 | 1.8529e-06 | 5.6392e-07 | 0.20718 | 0.0011455 | 1.4602e-06 | 0.11544 | 0.00063828 | 8.1366e-07 | 28.3835 | 3.8946 | 0.073011 | 32.3512 | 12.8451 | 2.291 | 0.033585 | 15.1697 | 15.8157 | 2.1701 | 0.040683 | 18.0265 | 7.1575 | 1.2766 | 0.018714 | 8.4527
Downstate | 2030 | 1 | 24 | 0.15529 | 3.0631e-06 | 9.3226e-07 | 0.086528 | 1.7068e-06 | 5.1947e-07 | 0.19085 | 0.0010552 | 1.3451e-06 | 0.10634 | 0.00058796 | 7.4952e-07 | 26.146 | 3.5876 | 0.067256 | 29.8009 | 11.8325 | 2.1104 | 0.030938 | 13.9738 | 14.5689 | 1.9991 | 0.037476 | 16.6054 | 6.5932 | 1.1759 | 0.017239 | 7.7864
Downstate | 2030 | 2 | 1 | 0.09416 | 1.8574e-06 | 5.6528e-07 | 0.052467 | 1.0349e-06 | 3.1498e-07 | 0.11572 | 0.00063982 | 8.1563e-07 | 0.064482 | 0.00035652 | 4.5448e-07 | 15.8539 | 2.1754 | 0.040781 | 18.0701 | 7.1748 | 1.2796 | 0.018759 | 8.4732 | 8.834 | 1.2122 | 0.022724 | 10.0689 | 3.9979 | 0.71303 | 0.010453 | 4.7214
Downstate | 2030 | 2 | 2 | 0.082815 | 1.6336e-06 | 4.9717e-07 | 0.046145 | 9.1024e-07 | 2.7703e-07 | 0.10178 | 0.00056273 | 7.1735e-07 | 0.056712 | 0.00031356 | 3.9971e-07 | 13.9436 | 1.9133 | 0.035867 | 15.8927 | 6.3102 | 1.1255 | 0.016499 | 7.4522 | 7.7695 | 1.0661 | 0.019986 | 8.8556 | 3.5161 | 0.62712 | 0.0091934 | 4.1525
Downstate | 2030 | 2 | 3 | 0.082759 | 1.6325e-06 | 4.9684e-07 | 0.046115 | 9.0964e-07 | 2.7685e-07 | 0.10171 | 0.00056235 | 7.1687e-07 | 0.056674 | 0.00031335 | 3.9945e-07 | 13.9343 | 1.912 | 0.035843 | 15.8822 | 6.306 | 1.1247 | 0.016488 | 7.4472 | 7.7644 | 1.0654 | 0.019972 | 8.8497 | 3.5138 | 0.6267 | 0.0091873 | 4.1497
Downstate | 2030 | 2 | 4 | 0.07801 | 1.5388e-06 | 4.6833e-07 | 0.043468 | 8.5744e-07 | 2.6096e-07 | 0.095874 | 0.00053008 | 6.7573e-07 | 0.053422 | 0.00029537 | 3.7653e-07 | 13.1347 | 1.8023 | 0.033787 | 14.9708 | 5.9442 | 1.0602 | 0.015542 | 7.0199 | 7.3188 | 1.0043 | 0.018826 | 8.3419 | 3.3122 | 0.59074 | 0.0086601 | 3.9116
Downstate | 2030 | 2 | 5 | 0.079375 | 1.5657e-06 | 4.7652e-07 | 0.044229 | 8.7244e-07 | 2.6552e-07 | 0.097551 | 0.00053936 | 6.8755e-07 | 0.054357 | 0.00030054 | 3.8311e-07 | 13.3645 | 1.8338 | 0.034378 | 15.2327 | 6.0482 | 1.0787 | 0.015814 | 7.1427 | 7.4469 | 1.0218 | 0.019156 | 8.4878 | 3.3701 | 0.60107 | 0.0088116 | 3.98
Downstate | 2030 | 2 | 6 | 0.089388 | 1.7632e-06 | 5.3664e-07 | 0.049808 | 9.825e-07 | 2.9902e-07 | 0.10986 | 0.0006074 | 7.7429e-07 | 0.061214 | 0.00033845 | 4.3144e-07 | 15.0505 | 2.0651 | 0.038715 | 17.1543 | 6.8112 | 1.2148 | 0.017809 | 8.0438 | 8.3863 | 1.1507 | 0.021572 | 9.5586 | 3.7953 | 0.6769 | 0.0099232 | 4.4821
Downstate | 2030 | 2 | 7 | 0.091205 | 1.7991e-06 | 5.4754e-07 | 0.050821 | 1.0025e-06 | 3.051e-07 | 0.11209 | 0.00061974 | 7.9003e-07 | 0.062458 | 0.00034533 | 4.4021e-07 | 15.3563 | 2.1071 | 0.039501 | 17.5029 | 6.9496 | 1.2395 | 0.018171 | 8.2072 | 8.5567 | 1.1741 | 0.022011 | 9.7529 | 3.8724 | 0.69065 | 0.010125 | 4.5732
Downstate | 2030 | 2 | 8 | 0.095991 | 1.8935e-06 | 5.7627e-07 | 0.053487 | 1.0551e-06 | 3.2111e-07 | 0.11797 | 0.00065226 | 8.3148e-07 | 0.065735 | 0.00036345 | 4.6331e-07 | 16.1621 | 2.2177 | 0.041574 | 18.4214 | 7.3142 | 1.3045 | 0.019124 | 8.6379 | 9.0057 | 1.2357 | 0.023166 | 10.2646 | 4.0756 | 0.7269 | 0.010656 | 4.8131
Downstate | 2030 | 2 | 9 | 0.11499 | 2.2682e-06 | 6.9033e-07 | 0.064074 | 1.2639e-06 | 3.8466e-07 | 0.14132 | 0.00078136 | 9.9605e-07 | 0.078746 | 0.00043538 | 5.5501e-07 | 19.361 | 2.6566 | 0.049803 | 22.0674 | 8.7619 | 1.5627 | 0.022909 | 10.3475 | 10.7882 | 1.4803 | 0.027751 | 12.2962 | 4.8822 | 0.87077 | 0.012765 | 5.7658
Downstate | 2030 | 2 | 10 | 0.10908 | 2.1516e-06 | 6.5484e-07 | 0.06078 | 1.1989e-06 | 3.6489e-07 | 0.13406 | 0.00074119 | 9.4484e-07 | 0.074697 | 0.000413 | 5.2648e-07 | 18.3656 | 2.52 | 0.047242 | 20.9329 | 8.3114 | 1.4824 | 0.021731 | 9.8155 | 10.2335 | 1.4042 | 0.026324 | 11.6641 | 4.6312 | 0.826 | 0.012109 | 5.4693
Downstate | 2030 | 2 | 11 | 0.10756 | 2.1216e-06 | 6.4571e-07 | 0.059932 | 1.1822e-06 | 3.598e-07 | 0.13219 | 0.00073085 | 9.3166e-07 | 0.073655 | 0.00040724 | 5.1913e-07 | 18.1094 | 2.4849 | 0.046583 | 20.6409 | 8.1955 | 1.4617 | 0.021428 | 9.6786 | 10.0908 | 1.3846 | 0.025957 | 11.5014 | 4.5666 | 0.81448 | 0.01194 | 5.3931
Downstate | 2030 | 2 | 12 | 0.088366 | 1.7431e-06 | 5.305e-07 | 0.049239 | 9.7126e-07 | 2.956e-07 | 0.1086 | 0.00060045 | 7.6543e-07 | 0.060514 | 0.00033458 | 4.2651e-07 | 14.8783 | 2.0415 | 0.038272 | 16.9581 | 6.7332 | 1.2009 | 0.017605 | 7.9517 | 8.2904 | 1.1376 | 0.021325 | 9.4492 | 3.7518 | 0.66915 | 0.0098097 | 4.4308
Downstate | 2030 | 2 | 13 | 0.109 | 2.1502e-06 | 6.544e-07 | 0.060739 | 1.1981e-06 | 3.6464e-07 | 0.13397 | 0.00074069 | 9.4421e-07 | 0.074647 | 0.00041272 | 5.2613e-07 | 18.3533 | 2.5184 | 0.047211 | 20.9189 | 8.3059 | 1.4814 | 0.021717 | 9.809 | 10.2267 | 1.4033 | 0.026306 | 11.6563 | 4.6281 | 0.82545 | 0.012101 | 5.4657
Downstate | 2030 | 2 | 14 | 0.096593 | 1.9053e-06 | 5.7989e-07 | 0.053823 | 1.0617e-06 | 3.2312e-07 | 0.11871 | 0.00065635 | 8.367e-07 | 0.066147 | 0.00036573 | 4.6622e-07 | 16.2635 | 2.2316 | 0.041835 | 18.5369 | 7.3601 | 1.3127 | 0.019244 | 8.692 | 9.0622 | 1.2435 | 0.023311 | 10.329 | 4.1011 | 0.73145 | 0.010723 | 4.8433
Downstate | 2030 | 2 | 15 | 0.12304 | 2.427e-06 | 7.3865e-07 | 0.068558 | 1.3524e-06 | 4.1159e-07 | 0.15121 | 0.00083605 | 1.0658e-06 | 0.084257 | 0.00046586 | 5.9386e-07 | 20.7161 | 2.8426 | 0.053288 | 23.6119 | 9.3752 | 1.6721 | 0.024513 | 11.0718 | 11.5433 | 1.5839 | 0.029693 | 13.1569 | 5.224 | 0.93171 | 0.013659 | 6.1693
Downstate | 2030 | 2 | 16 | 0.14209 | 2.8028e-06 | 8.5303e-07 | 0.079174 | 1.5618e-06 | 4.7532e-07 | 0.17463 | 0.0009655 | 1.2308e-06 | 0.097304 | 0.00053799 | 6.8581e-07 | 23.9238 | 3.2827 | 0.06154 | 27.2681 | 10.8268 | 1.931 | 0.028308 | 12.7862 | 13.3307 | 1.8292 | 0.034291 | 15.1941 | 6.0329 | 1.076 | 0.015774 | 7.1246
Downstate | 2030 | 2 | 17 | 0.098895 | 1.9508e-06 | 5.9371e-07 | 0.055106 | 1.087e-06 | 3.3082e-07 | 0.12154 | 0.000672 | 8.5664e-07 | 0.067724 | 0.00037444 | 4.7733e-07 | 16.6511 | 2.2848 | 0.042832 | 18.9788 | 7.5356 | 1.344 | 0.019703 | 8.8993 | 9.2782 | 1.2731 | 0.023867 | 10.5752 | 4.1989 | 0.74889 | 0.010979 | 4.9588
Downstate | 2030 | 2 | 18 | 0.17293 | 3.4112e-06 | 1.0382e-06 | 0.09636 | 1.9007e-06 | 5.7849e-07 | 0.21253 | 0.0011751 | 1.498e-06 | 0.11842 | 0.00065477 | 8.3468e-07 | 29.1167 | 3.9953 | 0.074898 | 33.1869 | 13.1769 | 2.3502 | 0.034453 | 15.5615 | 16.2242 | 2.2262 | 0.041734 | 18.4922 | 7.3423 | 1.3095 | 0.019198 | 8.6711
Downstate | 2030 | 2 | 19 | 0.22696 | 4.4769e-06 | 1.3625e-06 | 0.12646 | 2.4946e-06 | 7.5922e-07 | 0.27893 | 0.0015422 | 1.9659e-06 | 0.15542 | 0.00085933 | 1.0954e-06 | 38.2134 | 5.2434 | 0.098297 | 43.5551 | 17.2936 | 3.0844 | 0.045217 | 20.4232 | 21.293 | 2.9217 | 0.054772 | 24.2695 | 9.6362 | 1.7187 | 0.025195 | 11.3801
Downstate | 2030 | 2 | 20 | 0.22926 | 4.5223e-06 | 1.3764e-06 | 0.12775 | 2.5199e-06 | 7.6693e-07 | 0.28176 | 0.0015578 | 1.9859e-06 | 0.157 | 0.00086805 | 1.1066e-06 | 38.6013 | 5.2967 | 0.099295 | 43.9973 | 17.4692 | 3.1157 | 0.045676 | 20.6306 | 21.5091 | 2.9514 | 0.055328 | 24.5158 | 9.7341 | 1.7361 | 0.025451 | 11.4956
Downstate | 2030 | 2 | 21 | 0.19126 | 3.7726e-06 | 1.1482e-06 | 0.10657 | 2.1022e-06 | 6.3979e-07 | 0.23505 | 0.0012996 | 1.6567e-06 | 0.13097 | 0.00072415 | 9.2312e-07 | 32.202 | 4.4186 | 0.082834 | 36.7034 | 14.5732 | 2.5992 | 0.038103 | 17.2104 | 17.9433 | 2.4621 | 0.046156 | 20.4516 | 8.1203 | 1.4483 | 0.021232 | 9.5899
Downstate | 2030 | 2 | 22 | 0.16287 | 3.2126e-06 | 9.7776e-07 | 0.090752 | 1.7901e-06 | 5.4482e-07 | 0.20016 | 0.0011067 | 1.4108e-06 | 0.11153 | 0.00061666 | 7.861e-07 | 27.4222 | 3.7627 | 0.070539 | 31.2554 | 12.41 | 2.2134 | 0.032448 | 14.6558 | 15.28 | 2.0966 | 0.039305 | 17.4159 | 6.915 | 1.2333 | 0.01808 | 8.1664
Downstate | 2030 | 2 | 23 | 0.13476 | 2.6583e-06 | 8.0905e-07 | 0.075092 | 1.4812e-06 | 4.5081e-07 | 0.16562 | 0.00091573 | 1.1673e-06 | 0.092288 | 0.00051026 | 6.5046e-07 | 22.6905 | 3.1135 | 0.058367 | 25.8623 | 10.2687 | 1.8315 | 0.026849 | 12.127 | 12.6434 | 1.7349 | 0.032523 | 14.4108 | 5.7218 | 1.0205 | 0.014961 | 6.7573
Downstate | 2030 | 2 | 24 | 0.10986 | 2.1671e-06 | 6.5954e-07 | 0.061216 | 1.2075e-06 | 3.675e-07 | 0.13502 | 0.00074651 | 9.5162e-07 | 0.075233 | 0.00041596 | 5.3026e-07 | 18.4974 | 2.5381 | 0.047581 | 21.0831 | 8.3711 | 1.493 | 0.021887 | 9.886 | 10.307 | 1.4143 | 0.026513 | 11.7478 | 4.6645 | 0.83192 | 0.012196 | 5.5086
Downstate | 2030 | 3 | 1 | 0.11789 | 2.3254e-06 | 7.0773e-07 | 0.065689 | 1.2957e-06 | 3.9436e-07 | 0.14488 | 0.00080105 | 1.0212e-06 | 0.080731 | 0.00044636 | 5.69e-07 | 19.849 | 2.7236 | 0.051058 | 22.6237 | 8.9828 | 1.6021 | 0.023487 | 10.6084 | 11.0601 | 1.5176 | 0.02845 | 12.6062 | 5.0053 | 0.89271 | 0.013087 | 5.9111
Downstate | 2030 | 3 | 2 | 0.11045 | 2.1787e-06 | 6.6307e-07 | 0.061544 | 1.214e-06 | 3.6947e-07 | 0.13574 | 0.00075051 | 9.5672e-07 | 0.075636 | 0.00041819 | 5.331e-07 | 18.5965 | 2.5517 | 0.047836 | 21.196 | 8.4159 | 1.501 | 0.022005 | 9.9389 | 10.3622 | 1.4218 | 0.026655 | 11.8107 | 4.6895 | 0.83638 | 0.012261 | 5.5381
Downstate | 2030 | 3 | 3 | 0.11925 | 2.3524e-06 | 7.1594e-07 | 0.06645 | 1.3108e-06 | 3.9893e-07 | 0.14656 | 0.00081034 | 1.033e-06 | 0.081667 | 0.00045153 | 5.756e-07 | 20.0791 | 2.7552 | 0.05165 | 22.8859 | 9.0869 | 1.6207 | 0.023759 | 10.7313 | 11.1883 | 1.5352 | 0.02878 | 12.7523 | 5.0633 | 0.90306 | 0.013239 | 5.9796
Downstate | 2030 | 3 | 4 | 0.11497 | 2.2679e-06 | 6.9024e-07 | 0.064065 | 1.2637e-06 | 3.8461e-07 | 0.1413 | 0.00078125 | 9.9591e-07 | 0.078735 | 0.00043532 | 5.5494e-07 | 19.3583 | 2.6562 | 0.049796 | 22.0643 | 8.7607 | 1.5625 | 0.022906 | 10.3461 | 10.7867 | 1.4801 | 0.027747 | 12.2945 | 4.8816 | 0.87064 | 0.012764 | 5.765
Downstate | 2030 | 3 | 5 | 0.10902 | 2.1506e-06 | 6.5452e-07 | 0.06075 | 1.1983e-06 | 3.6471e-07 | 0.13399 | 0.00074083 | 9.4438e-07 | 0.074661 | 0.0004128 | 5.2622e-07 | 18.3566 | 2.5188 | 0.047219 | 20.9226 | 8.3074 | 1.4817 | 0.021721 | 9.8107 | 10.2285 | 1.4035 | 0.026311 | 11.6584 | 4.629 | 0.82559 | 0.012103 | 5.4667
Downstate | 2030 | 3 | 6 | 0.13637 | 2.6899e-06 | 8.1867e-07 | 0.075985 | 1.4989e-06 | 4.5617e-07 | 0.16759 | 0.00092662 | 1.1812e-06 | 0.093385 | 0.00051632 | 6.5819e-07 | 22.9603 | 3.1505 | 0.059061 | 26.1698 | 10.3908 | 1.8532 | 0.027168 | 12.2712 | 12.7937 | 1.7555 | 0.03291 | 14.5821 | 5.7899 | 1.0326 | 0.015138 | 6.8377
Downstate | 2030 | 3 | 7 | 0.13159 | 2.5958e-06 | 7.9002e-07 | 0.073326 | 1.4464e-06 | 4.4021e-07 | 0.16173 | 0.00089418 | 1.1399e-06 | 0.090117 | 0.00049825 | 6.3515e-07 | 22.1567 | 3.0402 | 0.056994 | 25.2539 | 10.0271 | 1.7884 | 0.026217 | 11.8417 | 12.346 | 1.6941 | 0.031758 | 14.0718 | 5.5872 | 0.9965 | 0.014609 | 6.5983
Downstate | 2030 | 3 | 8 | 0.13332 | 2.6298e-06 | 8.0038e-07 | 0.074288 | 1.4654e-06 | 4.4598e-07 | 0.16385 | 0.00090592 | 1.1548e-06 | 0.091299 | 0.00050479 | 6.4349e-07 | 22.4473 | 3.0801 | 0.057742 | 25.5852 | 10.1587 | 1.8118 | 0.026561 | 11.997 | 12.5079 | 1.7163 | 0.032174 | 14.2564 | 5.6605 | 1.0096 | 0.0148 | 6.6849
Downstate | 2030 | 3 | 9 | 0.14811 | 2.9215e-06 | 8.8914e-07 | 0.082526 | 1.6279e-06 | 4.9544e-07 | 0.18202 | 0.0010064 | 1.2829e-06 | 0.10142 | 0.00056077 | 7.1485e-07 | 24.9366 | 3.4217 | 0.064145 | 28.4225 | 11.2852 | 2.0128 | 0.029507 | 13.3275 | 13.895 | 1.9066 | 0.035742 | 15.8374 | 6.2883 | 1.1215 | 0.016441 | 7.4262
Downstate | 2030 | 3 | 10 | 0.12264 | 2.4192e-06 | 7.3627e-07 | 0.068338 | 1.348e-06 | 4.1026e-07 | 0.15073 | 0.00083336 | 1.0623e-06 | 0.083986 | 0.00046436 | 5.9195e-07 | 20.6494 | 2.8334 | 0.053117 | 23.536 | 9.345 | 1.6667 | 0.024434 | 11.0362 | 11.5061 | 1.5788 | 0.029597 | 13.1145 | 5.2072 | 0.92871 | 0.013615 | 6.1495
Downstate | 2030 | 3 | 11 | 0.11647 | 2.2974e-06 | 6.9922e-07 | 0.064899 | 1.2802e-06 | 3.8961e-07 | 0.14314 | 0.00079142 | 1.0089e-06 | 0.07976 | 0.00044099 | 5.6216e-07 | 19.6102 | 2.6908 | 0.050444 | 22.3515 | 8.8747 | 1.5828 | 0.023204 | 10.4808 | 10.9271 | 1.4994 | 0.028108 | 12.4545 | 4.9451 | 0.88198 | 0.01293 | 5.84
Downstate | 2030 | 3 | 12 | 0.11711 | 2.3101e-06 | 7.0307e-07 | 0.065256 | 1.2872e-06 | 3.9176e-07 | 0.14393 | 0.00079577 | 1.0144e-06 | 0.080199 | 0.00044341 | 5.6525e-07 | 19.7181 | 2.7056 | 0.050721 | 22.4745 | 8.9235 | 1.5915 | 0.023332 | 10.5384 | 10.9872 | 1.5076 | 0.028263 | 12.5231 | 4.9723 | 0.88683 | 0.013001 | 5.8721
Downstate | 2030 | 3 | 13 | 0.097367 | 1.9206e-06 | 5.8453e-07 | 0.054254 | 1.0702e-06 | 3.2571e-07 | 0.11966 | 0.00066161 | 8.434e-07 | 0.066677 | 0.00036866 | 4.6995e-07 | 16.3938 | 2.2495 | 0.04217 | 18.6854 | 7.4191 | 1.3232 | 0.019398 | 8.7617 | 9.1348 | 1.2534 | 0.023498 | 10.4117 | 4.134 | 0.73731 | 0.010809 | 4.8821
Downstate | 2030 | 3 | 14 | 0.11189 | 2.207e-06 | 6.717e-07 | 0.062345 | 1.2298e-06 | 3.7428e-07 | 0.13751 | 0.00076027 | 9.6917e-07 | 0.076621 | 0.00042363 | 5.4003e-07 | 18.8385 | 2.5849 | 0.048459 | 21.4719 | 8.5254 | 1.5205 | 0.022291 | 10.0683 | 10.497 | 1.4404 | 0.027002 | 11.9644 | 4.7505 | 0.84727 | 0.012421 | 5.6102
Downstate | 2030 | 3 | 15 | 0.11912 | 2.3498e-06 | 7.1514e-07 | 0.066377 | 1.3093e-06 | 3.9849e-07 | 0.1464 | 0.00080944 | 1.0319e-06 | 0.081576 | 0.00045103 | 5.7496e-07 | 20.0568 | 2.7521 | 0.051593 | 22.8605 | 9.0768 | 1.6189 | 0.023733 | 10.7194 | 11.1759 | 1.5335 | 0.028748 | 12.7382 | 5.0577 | 0.90206 | 0.013224 | 5.973
Downstate | 2030 | 3 | 16 | 0.15178 | 2.9939e-06 | 9.112e-07 | 0.084574 | 1.6683e-06 | 5.0773e-07 | 0.18654 | 0.0010313 | 1.3147e-06 | 0.10394 | 0.00057468 | 7.3258e-07 | 25.5554 | 3.5066 | 0.065737 | 29.1277 | 11.5652 | 2.0627 | 0.030239 | 13.6581 | 14.2398 | 1.9539 | 0.036629 | 16.2303 | 6.4443 | 1.1494 | 0.016849 | 7.6105
Downstate | 2030 | 3 | 17 | 0.14402 | 2.8409e-06 | 8.6461e-07 | 0.08025 | 1.583e-06 | 4.8177e-07 | 0.177 | 0.00097862 | 1.2475e-06 | 0.098626 | 0.0005453 | 6.9513e-07 | 24.2489 | 3.3273 | 0.062376 | 27.6385 | 10.9739 | 1.9572 | 0.028693 | 12.9599 | 13.5118 | 1.854 | 0.034757 | 15.4005 | 6.1148 | 1.0906 | 0.015988 | 7.2214
Downstate | 2030 | 3 | 18 | 0.19218 | 3.7909e-06 | 1.1538e-06 | 0.10709 | 2.1123e-06 | 6.4288e-07 | 0.23619 | 0.0013059 | 1.6647e-06 | 0.13161 | 0.00072765 | 9.2759e-07 | 32.3579 | 4.44 | 0.083235 | 36.8812 | 14.6437 | 2.6118 | 0.038288 | 17.2938 | 18.0302 | 2.474 | 0.04638 | 20.5506 | 8.1597 | 1.4553 | 0.021335 | 9.6363
Downstate | 2030 | 3 | 19 | 0.22416 | 4.4216e-06 | 1.3457e-06 | 0.1249 | 2.4638e-06 | 7.4985e-07 | 0.27549 | 0.0015232 | 1.9417e-06 | 0.1535 | 0.00084872 | 1.0819e-06 | 37.7417 | 5.1787 | 0.097084 | 43.0175 | 17.0802 | 3.0463 | 0.044658 | 20.1711 | 21.0301 | 2.8857 | 0.054096 | 23.9699 | 9.5173 | 1.6974 | 0.024884 | 11.2396
Downstate | 2030 | 3 | 20 | 0.2448 | 4.8287e-06 | 1.4696e-06 | 0.1364 | 2.6906e-06 | 8.1889e-07 | 0.30085 | 0.0016634 | 2.1204e-06 | 0.16764 | 0.00092686 | 1.1815e-06 | 41.2166 | 5.6555 | 0.10602 | 46.9782 | 18.6528 | 3.3268 | 0.04877 | 22.0283 | 22.9664 | 3.1513 | 0.059077 | 26.1768 | 10.3936 | 1.8537 | 0.027175 | 12.2745
Downstate | 2030 | 3 | 21 | 0.22716 | 4.4808e-06 | 1.3637e-06 | 0.12657 | 2.4968e-06 | 7.5988e-07 | 0.27917 | 0.0015435 | 1.9677e-06 | 0.15556 | 0.00086008 | 1.0964e-06 | 38.2467 | 5.248 | 0.098383 | 43.5931 | 17.3087 | 3.0871 | 0.045256 | 20.4411 | 21.3115 | 2.9243 | 0.05482 | 24.2906 | 9.6446 | 1.7202 | 0.025217 | 11.39
Downstate | 2030 | 3 | 22 | 0.17136 | 3.3801e-06 | 1.0287e-06 | 0.095483 | 1.8835e-06 | 5.7322e-07 | 0.2106 | 0.0011644 | 1.4843e-06 | 0.11735 | 0.00064881 | 8.2708e-07 | 28.8518 | 3.9589 | 0.074216 | 32.8849 | 13.057 | 2.3288 | 0.034139 | 15.4199 | 16.0766 | 2.2059 | 0.041354 | 18.3239 | 7.2755 | 1.2976 | 0.019023 | 8.5922
Downstate | 2030 | 3 | 23 | 0.1376 | 2.7142e-06 | 8.2605e-07 | 0.076671 | 1.5124e-06 | 4.6029e-07 | 0.1691 | 0.00093497 | 1.1919e-06 | 0.094227 | 0.00052098 | 6.6413e-07 | 23.1673 | 3.1789 | 0.059594 | 26.4058 | 10.4845 | 1.8699 | 0.027413 | 12.3818 | 12.9091 | 1.7713 | 0.033206 | 14.7136 | 5.8421 | 1.042 | 0.015275 | 6.8993
Downstate | 2030 | 3 | 24 | 0.1434 | 2.8287e-06 | 8.609e-07 | 0.079905 | 1.5762e-06 | 4.797e-07 | 0.17624 | 0.00097441 | 1.2422e-06 | 0.098202 | 0.00054295 | 6.9214e-07 | 24.1446 | 3.313 | 0.062108 | 27.5197 | 10.9267 | 1.9488 | 0.028569 | 12.9041 | 13.4537 | 1.846 | 0.034607 | 15.3343 | 6.0885 | 1.0859 | 0.015919 | 7.1903
Downstate | 2030 | 4 | 1 | 0.11519 | 2.2721e-06 | 6.9152e-07 | 0.064184 | 1.2661e-06 | 3.8532e-07 | 0.14156 | 0.0007827 | 9.9777e-07 | 0.078881 | 0.00043613 | 5.5597e-07 | 19.3943 | 2.6612 | 0.049888 | 22.1054 | 8.777 | 1.5654 | 0.022949 | 10.3653 | 10.8068 | 1.4828 | 0.027798 | 12.3174 | 4.8906 | 0.87226 | 0.012787 | 5.7757
Downstate | 2030 | 4 | 2 | 0.11556 | 2.2795e-06 | 6.9376e-07 | 0.064391 | 1.2702e-06 | 3.8657e-07 | 0.14202 | 0.00078523 | 1.001e-06 | 0.079136 | 0.00043754 | 5.5776e-07 | 19.457 | 2.6698 | 0.05005 | 22.1768 | 8.8053 | 1.5705 | 0.023023 | 10.3988 | 10.8417 | 1.4876 | 0.027888 | 12.3572 | 4.9065 | 0.87508 | 0.012829 | 5.7944
Downstate | 2030 | 4 | 3 | 0.11389 | 2.2465e-06 | 6.8371e-07 | 0.063459 | 1.2518e-06 | 3.8097e-07 | 0.13997 | 0.00077386 | 9.865e-07 | 0.077991 | 0.00043121 | 5.4969e-07 | 19.1753 | 2.6311 | 0.049325 | 21.8558 | 8.6779 | 1.5477 | 0.022689 | 10.2483 | 10.6847 | 1.4661 | 0.027484 | 12.1783 | 4.8354 | 0.86241 | 0.012643 | 5.7105
Downstate | 2030 | 4 | 4 | 0.11803 | 2.3282e-06 | 7.0858e-07 | 0.065767 | 1.2973e-06 | 3.9483e-07 | 0.14506 | 0.00080201 | 1.0224e-06 | 0.080827 | 0.00044689 | 5.6968e-07 | 19.8728 | 2.7268 | 0.051119 | 22.6507 | 8.9935 | 1.604 | 0.023515 | 10.6211 | 11.0734 | 1.5194 | 0.028484 | 12.6213 | 5.0113 | 0.89378 | 0.013103 | 5.9182
Downstate | 2030 | 4 | 5 | 0.10801 | 2.1306e-06 | 6.4844e-07 | 0.060185 | 1.1872e-06 | 3.6132e-07 | 0.13274 | 0.00073394 | 9.356e-07 | 0.073967 | 0.00040896 | 5.2133e-07 | 18.186 | 2.4954 | 0.04678 | 20.7282 | 8.2302 | 1.4679 | 0.021519 | 9.7196 | 10.1335 | 1.3905 | 0.026067 | 11.55 | 4.586 | 0.81792 | 0.011991 | 5.4159
Downstate | 2030 | 4 | 6 | 0.12722 | 2.5095e-06 | 7.6376e-07 | 0.070889 | 1.3983e-06 | 4.2558e-07 | 0.15635 | 0.00086447 | 1.102e-06 | 0.087122 | 0.00048169 | 6.1405e-07 | 21.4203 | 2.9392 | 0.0551 | 24.4146 | 9.6939 | 1.7289 | 0.025346 | 11.4482 | 11.9357 | 1.6378 | 0.030702 | 13.6041 | 5.4015 | 0.96338 | 0.014123 | 6.3791
Downstate | 2030 | 4 | 7 | 0.11053 | 2.1802e-06 | 6.6354e-07 | 0.061587 | 1.2148e-06 | 3.6973e-07 | 0.13584 | 0.00075103 | 9.5739e-07 | 0.07569 | 0.00041848 | 5.3347e-07 | 18.6095 | 2.5535 | 0.04787 | 21.2109 | 8.4218 | 1.5021 | 0.02202 | 9.9459 | 10.3695 | 1.4228 | 0.026674 | 11.819 | 4.6928 | 0.83697 | 0.01227 | 5.542
Downstate | 2030 | 4 | 8 | 0.094856 | 1.8711e-06 | 5.6946e-07 | 0.052855 | 1.0426e-06 | 3.1731e-07 | 0.11658 | 0.00064455 | 8.2165e-07 | 0.064958 | 0.00035915 | 4.5783e-07 | 15.971 | 2.1915 | 0.041082 | 18.2035 | 7.2277 | 1.2891 | 0.018898 | 8.5357 | 8.8992 | 1.2211 | 0.022892 | 10.1432 | 4.0274 | 0.7183 | 0.01053 | 4.7562
Downstate | 2030 | 4 | 9 | 0.083675 | 1.6505e-06 | 5.0234e-07 | 0.046625 | 9.197e-07 | 2.7991e-07 | 0.10284 | 0.00056858 | 7.248e-07 | 0.057301 | 0.00031682 | 4.0387e-07 | 14.0885 | 1.9332 | 0.03624 | 16.0579 | 6.3758 | 1.1372 | 0.01667 | 7.5296 | 7.8503 | 1.0772 | 0.020193 | 8.9477 | 3.5527 | 0.63363 | 0.009289 | 4.1956
Downstate | 2030 | 4 | 10 | 0.065095 | 1.284e-06 | 3.9079e-07 | 0.036272 | 7.1548e-07 | 2.1775e-07 | 0.080001 | 0.00044232 | 5.6386e-07 | 0.044578 | 0.00024647 | 3.1419e-07 | 10.9601 | 1.5039 | 0.028193 | 12.4922 | 4.9601 | 0.88464 | 0.012969 | 5.8577 | 6.1071 | 0.83799 | 0.015709 | 6.9608 | 2.7638 | 0.49293 | 0.0072263 | 3.264
Downstate | 2030 | 4 | 11 | 0.058382 | 1.1516e-06 | 3.5049e-07 | 0.032531 | 6.4169e-07 | 1.953e-07 | 0.07175 | 0.0003967 | 5.0571e-07 | 0.03998 | 0.00022105 | 2.8179e-07 | 9.8298 | 1.3488 | 0.025285 | 11.2039 | 4.4485 | 0.79341 | 0.011631 | 5.2536 | 5.4773 | 0.75157 | 0.014089 | 6.2429 | 2.4788 | 0.4421 | 0.0064811 | 2.9274
Downstate | 2030 | 4 | 12 | 0.063419 | 1.251e-06 | 3.8073e-07 | 0.035338 | 6.9706e-07 | 2.1215e-07 | 0.077941 | 0.00043094 | 5.4934e-07 | 0.04343 | 0.00024012 | 3.061e-07 | 10.678 | 1.4652 | 0.027467 | 12.1706 | 4.8324 | 0.86187 | 0.012635 | 5.7069 | 5.9499 | 0.81642 | 0.015305 | 6.7816 | 2.6927 | 0.48025 | 0.0070403 | 3.1799
Downstate | 2030 | 4 | 13 | 0.060513 | 1.1937e-06 | 3.6328e-07 | 0.033719 | 6.6512e-07 | 2.0243e-07 | 0.07437 | 0.00041119 | 5.2417e-07 | 0.04144 | 0.00022912 | 2.9207e-07 | 10.1886 | 1.398 | 0.026208 | 11.6129 | 4.6109 | 0.82237 | 0.012056 | 5.4453 | 5.6772 | 0.779 | 0.014604 | 6.4708 | 2.5693 | 0.45824 | 0.0067177 | 3.0342
Downstate | 2030 | 4 | 14 | 0.069362 | 1.3682e-06 | 4.1641e-07 | 0.038649 | 7.6238e-07 | 2.3203e-07 | 0.085245 | 0.00047132 | 6.0082e-07 | 0.0475 | 0.00026262 | 3.3478e-07 | 11.6786 | 1.6025 | 0.030041 | 13.3111 | 5.2852 | 0.94263 | 0.013819 | 6.2417 | 6.5075 | 0.89292 | 0.016739 | 7.4171 | 2.945 | 0.52525 | 0.0077001 | 3.4779
Downstate | 2030 | 4 | 15 | 0.073535 | 1.4505e-06 | 4.4146e-07 | 0.040975 | 8.0825e-07 | 2.4599e-07 | 0.090374 | 0.00049967 | 6.3697e-07 | 0.050357 | 0.00027842 | 3.5493e-07 | 12.3812 | 1.6989 | 0.031848 | 14.1119 | 5.6032 | 0.99935 | 0.01465 | 6.6172 | 6.899 | 0.94664 | 0.017746 | 7.8634 | 3.1222 | 0.55685 | 0.0081633 | 3.6872
Downstate | 2030 | 4 | 16 | 0.11367 | 2.2422e-06 | 6.8242e-07 | 0.063339 | 1.2494e-06 | 3.8025e-07 | 0.1397 | 0.0007724 | 9.8464e-07 | 0.077843 | 0.00043039 | 5.4865e-07 | 19.1391 | 2.6262 | 0.049232 | 21.8145 | 8.6615 | 1.5448 | 0.022647 | 10.2289 | 10.6645 | 1.4633 | 0.027433 | 12.1553 | 4.8263 | 0.86078 | 0.012619 | 5.6997
Downstate | 2030 | 4 | 17 | 0.11486 | 2.2656e-06 | 6.8953e-07 | 0.063999 | 1.2624e-06 | 3.8422e-07 | 0.14116 | 0.00078045 | 9.949e-07 | 0.078654 | 0.00043488 | 5.5437e-07 | 19.3385 | 2.6535 | 0.049745 | 22.0418 | 8.7517 | 1.5609 | 0.022883 | 10.3355 | 10.7757 | 1.4786 | 0.027718 | 12.282 | 4.8766 | 0.86975 | 0.01275 | 5.7591
Downstate | 2030 | 4 | 18 | 0.12176 | 2.4018e-06 | 7.3099e-07 | 0.067847 | 1.3383e-06 | 4.0732e-07 | 0.14964 | 0.00082737 | 1.0547e-06 | 0.083383 | 0.00046102 | 5.877e-07 | 20.5012 | 2.8131 | 0.052736 | 23.367 | 9.2779 | 1.6547 | 0.024258 | 10.9569 | 11.4235 | 1.5675 | 0.029385 | 13.0204 | 5.1698 | 0.92205 | 0.013517 | 6.1053
Downstate | 2030 | 4 | 19 | 0.14676 | 2.8949e-06 | 8.8105e-07 | 0.081775 | 1.6131e-06 | 4.9093e-07 | 0.18036 | 0.00099723 | 1.2712e-06 | 0.1005 | 0.00055567 | 7.0835e-07 | 24.7099 | 3.3906 | 0.063562 | 28.164 | 11.1826 | 1.9945 | 0.029238 | 13.2063 | 13.7686 | 1.8893 | 0.035417 | 15.6933 | 6.2311 | 1.1113 | 0.016292 | 7.3587
Downstate | 2030 | 4 | 20 | 0.15921 | 3.1405e-06 | 9.5582e-07 | 0.088715 | 1.75e-06 | 5.3259e-07 | 0.19567 | 0.0010819 | 1.3791e-06 | 0.10903 | 0.00060282 | 7.6846e-07 | 26.8068 | 3.6783 | 0.068955 | 30.554 | 12.1315 | 2.1637 | 0.03172 | 14.3269 | 14.9371 | 2.0496 | 0.038423 | 17.0251 | 6.7598 | 1.2056 | 0.017675 | 7.9832
Downstate | 2030 | 4 | 21 | 0.12787 | 2.5223e-06 | 7.6766e-07 | 0.071251 | 1.4055e-06 | 4.2775e-07 | 0.15715 | 0.00086888 | 1.1076e-06 | 0.087567 | 0.00048415 | 6.1718e-07 | 21.5298 | 2.9542 | 0.055381 | 24.5393 | 9.7434 | 1.7378 | 0.025475 | 11.5066 | 11.9966 | 1.6461 | 0.030859 | 13.6736 | 5.4291 | 0.96831 | 0.014195 | 6.4116
Downstate | 2030 | 4 | 22 | 0.12135 | 2.3937e-06 | 7.2852e-07 | 0.067618 | 1.3338e-06 | 4.0594e-07 | 0.14914 | 0.00082458 | 1.0511e-06 | 0.083102 | 0.00045947 | 5.8571e-07 | 20.4319 | 2.8036 | 0.052557 | 23.288 | 9.2466 | 1.6492 | 0.024176 | 10.9199 | 11.3849 | 1.5622 | 0.029286 | 12.9764 | 5.1523 | 0.91893 | 0.013471 | 6.0847
Downstate | 2030 | 4 | 23 | 0.12247 | 2.4158e-06 | 7.3526e-07 | 0.068243 | 1.3461e-06 | 4.0969e-07 | 0.15052 | 0.0008322 | 1.0609e-06 | 0.08387 | 0.00046371 | 5.9113e-07 | 20.6209 | 2.8295 | 0.053043 | 23.5034 | 9.3321 | 1.6644 | 0.0244 | 11.0209 | 11.4902 | 1.5766 | 0.029556 | 13.0964 | 5.1999 | 0.92743 | 0.013596 | 6.141
Downstate | 2030 | 4 | 24 | 0.12015 | 2.37e-06 | 7.213e-07 | 0.066948 | 1.3206e-06 | 4.0192e-07 | 0.14766 | 0.00081641 | 1.0407e-06 | 0.082278 | 0.00045491 | 5.7991e-07 | 20.2295 | 2.7758 | 0.052037 | 23.0573 | 9.155 | 1.6328 | 0.023937 | 10.8117 | 11.2721 | 1.5467 | 0.028996 | 12.8478 | 5.1013 | 0.90983 | 0.013338 | 6.0244
Downstate | 2030 | 5 | 1 | 0.10947 | 2.1594e-06 | 6.5721e-07 | 0.061 | 1.2033e-06 | 3.6621e-07 | 0.13454 | 0.00074387 | 9.4827e-07 | 0.074968 | 0.0004145 | 5.2839e-07 | 18.4321 | 2.5292 | 0.047413 | 21.0087 | 8.3416 | 1.4877 | 0.02181 | 9.8511 | 10.2706 | 1.4093 | 0.026419 | 11.7063 | 4.648 | 0.82899 | 0.012153 | 5.4892
Downstate | 2030 | 5 | 2 | 0.11073 | 2.1843e-06 | 6.6479e-07 | 0.061703 | 1.2171e-06 | 3.7043e-07 | 0.13609 | 0.00075245 | 9.592e-07 | 0.075832 | 0.00041927 | 5.3448e-07 | 18.6446 | 2.5583 | 0.04796 | 21.2509 | 8.4377 | 1.5049 | 0.022062 | 9.9647 | 10.389 | 1.4255 | 0.026724 | 11.8413 | 4.7016 | 0.83855 | 0.012293 | 5.5524
Downstate | 2030 | 5 | 3 | 0.10628 | 2.0964e-06 | 6.3804e-07 | 0.05922 | 1.1682e-06 | 3.5553e-07 | 0.13062 | 0.00072217 | 9.206e-07 | 0.072781 | 0.0004024 | 5.1297e-07 | 17.8944 | 2.4554 | 0.04603 | 20.3959 | 8.0982 | 1.4443 | 0.021174 | 9.5637 | 9.971 | 1.3682 | 0.025649 | 11.3648 | 4.5124 | 0.80481 | 0.011798 | 5.329
Downstate | 2030 | 5 | 4 | 0.10689 | 2.1085e-06 | 6.4172e-07 | 0.059562 | 1.1749e-06 | 3.5758e-07 | 0.13137 | 0.00072634 | 9.2591e-07 | 0.073201 | 0.00040472 | 5.1593e-07 | 17.9976 | 2.4695 | 0.046296 | 20.5135 | 8.1449 | 1.4527 | 0.021296 | 9.6189 | 10.0285 | 1.3761 | 0.025797 | 11.4304 | 4.5384 | 0.80945 | 0.011866 | 5.3598
Downstate | 2030 | 5 | 5 | 0.10562 | 2.0834e-06 | 6.3407e-07 | 0.058851 | 1.1609e-06 | 3.5331e-07 | 0.1298 | 0.00071767 | 9.1487e-07 | 0.072328 | 0.0003999 | 5.0978e-07 | 17.783 | 2.4401 | 0.045744 | 20.2688 | 8.0478 | 1.4353 | 0.021042 | 9.5042 | 9.9089 | 1.3597 | 0.025489 | 11.294 | 4.4843 | 0.79979 | 0.011725 | 5.2958
Downstate | 2030 | 5 | 6 | 0.11805 | 2.3286e-06 | 7.0871e-07 | 0.06578 | 1.2975e-06 | 3.949e-07 | 0.14508 | 0.00080216 | 1.0226e-06 | 0.080842 | 0.00044697 | 5.6979e-07 | 19.8764 | 2.7273 | 0.051128 | 22.6549 | 8.9952 | 1.6043 | 0.023519 | 10.623 | 11.0754 | 1.5197 | 0.028489 | 12.6236 | 5.0122 | 0.89395 | 0.013105 | 5.9193
Downstate | 2030 | 5 | 7 | 0.09547 | 1.8832e-06 | 5.7315e-07 | 0.053197 | 1.0493e-06 | 3.1936e-07 | 0.11733 | 0.00064872 | 8.2697e-07 | 0.065378 | 0.00036147 | 4.608e-07 | 16.0744 | 2.2056 | 0.041348 | 18.3214 | 7.2745 | 1.2974 | 0.01902 | 8.591 | 8.9568 | 1.229 | 0.02304 | 10.2089 | 4.0535 | 0.72295 | 0.010598 | 4.787
Downstate | 2030 | 5 | 8 | 0.092581 | 1.8262e-06 | 5.558e-07 | 0.051587 | 1.0176e-06 | 3.097e-07 | 0.11378 | 0.00062909 | 8.0194e-07 | 0.0634 | 0.00035054 | 4.4685e-07 | 15.5879 | 2.1389 | 0.040097 | 17.7669 | 7.0544 | 1.2582 | 0.018445 | 8.331 | 8.6858 | 1.1918 | 0.022343 | 9.9 | 3.9308 | 0.70107 | 0.010278 | 4.6421
Downstate | 2030 | 5 | 9 | 0.11572 | 2.2827e-06 | 6.9474e-07 | 0.064483 | 1.272e-06 | 3.8712e-07 | 0.14222 | 0.00078634 | 1.0024e-06 | 0.079248 | 0.00043816 | 5.5855e-07 | 19.4845 | 2.6736 | 0.05012 | 22.2082 | 8.8178 | 1.5727 | 0.023055 | 10.4135 | 10.857 | 1.4897 | 0.027928 | 12.3747 | 4.9134 | 0.87632 | 0.012847 | 5.8026
Downstate | 2030 | 5 | 10 | 0.10543 | 2.0798e-06 | 6.3297e-07 | 0.05875 | 1.1589e-06 | 3.527e-07 | 0.12958 | 0.00071643 | 9.1329e-07 | 0.072203 | 0.00039921 | 5.0889e-07 | 17.7522 | 2.4359 | 0.045664 | 20.2337 | 8.0338 | 1.4329 | 0.021006 | 9.4877 | 9.8917 | 1.3573 | 0.025445 | 11.2745 | 4.4766 | 0.79841 | 0.011705 | 5.2867
Downstate | 2030 | 5 | 11 | 0.098016 | 1.9334e-06 | 5.8843e-07 | 0.054616 | 1.0773e-06 | 3.2788e-07 | 0.12046 | 0.00066602 | 8.4902e-07 | 0.067122 | 0.00037111 | 4.7309e-07 | 16.503 | 2.2645 | 0.042451 | 18.81 | 7.4685 | 1.332 | 0.019527 | 8.8201 | 9.1957 | 1.2618 | 0.023654 | 10.4811 | 4.1616 | 0.74223 | 0.010881 | 4.9147
Downstate | 2030 | 5 | 12 | 0.10074 | 1.9872e-06 | 6.048e-07 | 0.056135 | 1.1073e-06 | 3.37e-07 | 0.12381 | 0.00068455 | 8.7265e-07 | 0.06899 | 0.00038144 | 4.8625e-07 | 16.9623 | 2.3275 | 0.043632 | 19.3334 | 7.6764 | 1.3691 | 0.020071 | 9.0655 | 9.4516 | 1.2969 | 0.024312 | 10.7728 | 4.2774 | 0.76288 | 0.011184 | 5.0514
Downstate | 2030 | 5 | 13 | 0.089351 | 1.7625e-06 | 5.3641e-07 | 0.049787 | 9.8208e-07 | 2.989e-07 | 0.10981 | 0.00060714 | 7.7397e-07 | 0.061188 | 0.00033831 | 4.3126e-07 | 15.0441 | 2.0643 | 0.038698 | 17.1471 | 6.8083 | 1.2143 | 0.017801 | 8.0404 | 8.3828 | 1.1502 | 0.021563 | 9.5546 | 3.7937 | 0.67661 | 0.0099191 | 4.4802
Downstate | 2030 | 5 | 14 | 0.10833 | 2.1368e-06 | 6.5034e-07 | 0.060362 | 1.1907e-06 | 3.6238e-07 | 0.13313 | 0.0007361 | 9.3835e-07 | 0.074184 | 0.00041016 | 5.2286e-07 | 18.2394 | 2.5027 | 0.046918 | 20.7891 | 8.2543 | 1.4722 | 0.021582 | 9.7481 | 10.1632 | 1.3946 | 0.026143 | 11.5839 | 4.5994 | 0.82032 | 0.012026 | 5.4318
Downstate | 2030 | 5 | 15 | 0.11291 | 2.2272e-06 | 6.7785e-07 | 0.062915 | 1.241e-06 | 3.777e-07 | 0.13876 | 0.00076722 | 9.7803e-07 | 0.077321 | 0.00042751 | 5.4497e-07 | 19.0108 | 2.6086 | 0.048902 | 21.6682 | 8.6034 | 1.5344 | 0.022495 | 10.1604 | 10.593 | 1.4535 | 0.027249 | 12.0738 | 4.7939 | 0.85501 | 0.012534 | 5.6615
Downstate | 2030 | 5 | 16 | 0.11462 | 2.2609e-06 | 6.881e-07 | 0.063867 | 1.2598e-06 | 3.8342e-07 | 0.14086 | 0.00077884 | 9.9284e-07 | 0.078492 | 0.00043398 | 5.5322e-07 | 19.2985 | 2.648 | 0.049642 | 21.9962 | 8.7336 | 1.5577 | 0.022835 | 10.3141 | 10.7534 | 1.4755 | 0.027661 | 12.2565 | 4.8665 | 0.86795 | 0.012724 | 5.7472
Downstate | 2030 | 5 | 17 | 0.11238 | 2.2167e-06 | 6.7464e-07 | 0.062617 | 1.2352e-06 | 3.7592e-07 | 0.13811 | 0.00076359 | 9.7341e-07 | 0.076956 | 0.00042548 | 5.4239e-07 | 18.9208 | 2.5962 | 0.04867 | 21.5657 | 8.5627 | 1.5272 | 0.022388 | 10.1123 | 10.5429 | 1.4466 | 0.02712 | 12.0167 | 4.7712 | 0.85097 | 0.012475 | 5.6347
Downstate | 2030 | 5 | 18 | 0.18218 | 3.5935e-06 | 1.0937e-06 | 0.10151 | 2.0024e-06 | 6.0941e-07 | 0.22389 | 0.0012379 | 1.578e-06 | 0.12476 | 0.00068977 | 8.793e-07 | 30.6733 | 4.2088 | 0.078901 | 34.961 | 13.8813 | 2.4758 | 0.036295 | 16.3934 | 17.0915 | 2.3452 | 0.043965 | 19.4807 | 7.7349 | 1.3795 | 0.020224 | 9.1346
Downstate | 2030 | 5 | 19 | 0.20528 | 4.0492e-06 | 1.2324e-06 | 0.11438 | 2.2563e-06 | 6.8669e-07 | 0.25228 | 0.0013949 | 1.7781e-06 | 0.14058 | 0.00077724 | 9.908e-07 | 34.563 | 4.7426 | 0.088907 | 39.3944 | 15.6416 | 2.7897 | 0.040897 | 18.4723 | 19.2589 | 2.6426 | 0.04954 | 21.9511 | 8.7157 | 1.5545 | 0.022788 | 10.293
Downstate | 2030 | 5 | 20 | 0.22622 | 4.4624e-06 | 1.3581e-06 | 0.12605 | 2.4865e-06 | 7.5676e-07 | 0.27803 | 0.0015372 | 1.9596e-06 | 0.15492 | 0.00085654 | 1.0919e-06 | 38.0896 | 5.2265 | 0.097978 | 43.414 | 17.2376 | 3.0744 | 0.04507 | 20.3571 | 21.224 | 2.9123 | 0.054595 | 24.1908 | 9.605 | 1.7131 | 0.025114 | 11.3432
Downstate | 2030 | 5 | 21 | 0.18072 | 3.5647e-06 | 1.0849e-06 | 0.1007 | 1.9863e-06 | 6.0453e-07 | 0.2221 | 0.001228 | 1.5654e-06 | 0.12376 | 0.00068424 | 8.7225e-07 | 30.4275 | 4.1751 | 0.078269 | 34.6809 | 13.7701 | 2.456 | 0.036004 | 16.2621 | 16.9546 | 2.3264 | 0.043613 | 19.3246 | 7.6729 | 1.3685 | 0.020062 | 9.0614
Downstate | 2030 | 5 | 22 | 0.15012 | 2.9611e-06 | 9.0121e-07 | 0.083647 | 1.65e-06 | 5.0217e-07 | 0.18449 | 0.00102 | 1.3003e-06 | 0.1028 | 0.00056838 | 7.2455e-07 | 25.2753 | 3.4681 | 0.065016 | 28.8084 | 11.4384 | 2.0401 | 0.029907 | 13.5084 | 14.0837 | 1.9325 | 0.036228 | 16.0524 | 6.3736 | 1.1368 | 0.016665 | 7.5271
Downstate | 2030 | 5 | 23 | 0.12543 | 2.4741e-06 | 7.5298e-07 | 0.069889 | 1.3786e-06 | 4.1957e-07 | 0.15415 | 0.00085227 | 1.0864e-06 | 0.085892 | 0.0004749 | 6.0538e-07 | 21.1181 | 2.8977 | 0.054322 | 24.0701 | 9.5571 | 1.7045 | 0.024988 | 11.2866 | 11.7672 | 1.6146 | 0.030269 | 13.4122 | 5.3253 | 0.94979 | 0.013924 | 6.289
Downstate | 2030 | 5 | 24 | 0.11213 | 2.2119e-06 | 6.7318e-07 | 0.062482 | 1.2325e-06 | 3.7511e-07 | 0.13781 | 0.00076195 | 9.7131e-07 | 0.076789 | 0.00042457 | 5.4122e-07 | 18.88 | 2.5906 | 0.048565 | 21.5192 | 8.5442 | 1.5239 | 0.02234 | 10.0905 | 10.5202 | 1.4435 | 0.027061 | 11.9907 | 4.7609 | 0.84913 | 0.012448 | 5.6225
Downstate | 2030 | 6 | 1 | 0.19044 | 3.7566e-06 | 1.1433e-06 | 0.10612 | 2.0932e-06 | 6.3707e-07 | 0.23405 | 0.0012941 | 1.6496e-06 | 0.13042 | 0.00072107 | 9.192e-07 | 32.0652 | 4.3998 | 0.082482 | 36.5475 | 14.5113 | 2.5881 | 0.037942 | 17.1373 | 17.8671 | 2.4516 | 0.04596 | 20.3647 | 8.0859 | 1.4421 | 0.021142 | 9.5491
Downstate | 2030 | 6 | 2 | 0.18555 | 3.6601e-06 | 1.1139e-06 | 0.10339 | 2.0394e-06 | 6.207e-07 | 0.22804 | 0.0012608 | 1.6073e-06 | 0.12707 | 0.00070255 | 8.9558e-07 | 31.2414 | 4.2868 | 0.080363 | 35.6086 | 14.1385 | 2.5216 | 0.036967 | 16.6971 | 17.4081 | 2.3887 | 0.044779 | 19.8415 | 7.8781 | 1.4051 | 0.020598 | 9.3038
Downstate | 2030 | 6 | 3 | 0.18754 | 3.6992e-06 | 1.1259e-06 | 0.1045 | 2.0613e-06 | 6.2734e-07 | 0.23048 | 0.0012743 | 1.6244e-06 | 0.12843 | 0.00071006 | 9.0516e-07 | 31.5756 | 4.3326 | 0.081222 | 35.9894 | 14.2897 | 2.5486 | 0.037362 | 16.8757 | 17.5943 | 2.4142 | 0.045258 | 20.0538 | 7.9624 | 1.4201 | 0.020819 | 9.4033
Downstate | 2030 | 6 | 4 | 0.19103 | 3.7682e-06 | 1.1469e-06 | 0.10645 | 2.0997e-06 | 6.3904e-07 | 0.23478 | 0.0012981 | 1.6547e-06 | 0.13082 | 0.0007233 | 9.2204e-07 | 32.1644 | 4.4134 | 0.082737 | 36.6606 | 14.5562 | 2.5961 | 0.038059 | 17.1904 | 17.9224 | 2.4592 | 0.046102 | 20.4277 | 8.1109 | 1.4466 | 0.021207 | 9.5787
Downstate | 2030 | 6 | 5 | 0.18026 | 3.5558e-06 | 1.0822e-06 | 0.10045 | 1.9813e-06 | 6.0302e-07 | 0.22154 | 0.0012249 | 1.5615e-06 | 0.12345 | 0.00068253 | 8.7007e-07 | 30.3512 | 4.1646 | 0.078073 | 34.594 | 13.7356 | 2.4498 | 0.035914 | 16.2213 | 16.9121 | 2.3206 | 0.043503 | 19.2762 | 7.6536 | 1.3651 | 0.020012 | 9.0387
Downstate | 2030 | 6 | 6 | 0.1853 | 3.6551e-06 | 1.1124e-06 | 0.10325 | 2.0367e-06 | 6.1985e-07 | 0.22773 | 0.0012591 | 1.6051e-06 | 0.12689 | 0.00070158 | 8.9436e-07 | 31.1986 | 4.2809 | 0.080253 | 35.5598 | 14.1191 | 2.5182 | 0.036916 | 16.6742 | 17.3842 | 2.3854 | 0.044718 | 19.8143 | 7.8673 | 1.4032 | 0.02057 | 9.2911
Downstate | 2030 | 6 | 7 | 0.17386 | 3.4295e-06 | 1.0438e-06 | 0.096878 | 1.911e-06 | 5.816e-07 | 0.21367 | 0.0011814 | 1.506e-06 | 0.11906 | 0.00065829 | 8.3917e-07 | 29.2734 | 4.0168 | 0.075301 | 33.3655 | 13.2478 | 2.3628 | 0.034638 | 15.6453 | 16.3115 | 2.2382 | 0.041958 | 18.5917 | 7.3819 | 1.3166 | 0.019301 | 8.7177
Downstate | 2030 | 6 | 8 | 0.15969 | 3.15e-06 | 9.587e-07 | 0.088983 | 1.7552e-06 | 5.342e-07 | 0.19626 | 0.0010851 | 1.3833e-06 | 0.10936 | 0.00060464 | 7.7077e-07 | 26.8876 | 3.6894 | 0.069163 | 30.6462 | 12.1681 | 2.1702 | 0.031815 | 14.3702 | 14.9821 | 2.0558 | 0.038539 | 17.0764 | 6.7802 | 1.2093 | 0.017728 | 8.0072
Downstate | 2030 | 6 | 9 | 0.15845 | 3.1255e-06 | 9.5122e-07 | 0.088289 | 1.7415e-06 | 5.3003e-07 | 0.19473 | 0.0010767 | 1.3725e-06 | 0.10851 | 0.00059992 | 7.6476e-07 | 26.6779 | 3.6606 | 0.068624 | 30.4071 | 12.0732 | 2.1533 | 0.031567 | 14.2581 | 14.8653 | 2.0397 | 0.038238 | 16.9432 | 6.7273 | 1.1998 | 0.01759 | 7.9448
Downstate | 2030 | 6 | 10 | 0.15691 | 3.0951e-06 | 9.4198e-07 | 0.08743 | 1.7246e-06 | 5.2488e-07 | 0.19284 | 0.0010662 | 1.3591e-06 | 0.10745 | 0.00059409 | 7.5733e-07 | 26.4186 | 3.625 | 0.067957 | 30.1116 | 11.9559 | 2.1324 | 0.03126 | 14.1195 | 14.7208 | 2.0199 | 0.037867 | 16.7786 | 6.662 | 1.1882 | 0.017419 | 7.8676
Downstate | 2030 | 6 | 11 | 0.16146 | 3.185e-06 | 9.6934e-07 | 0.08997 | 1.7747e-06 | 5.4013e-07 | 0.19844 | 0.0010972 | 1.3986e-06 | 0.11057 | 0.00061135 | 7.7933e-07 | 27.186 | 3.7303 | 0.069931 | 30.9862 | 12.3031 | 2.1943 | 0.032168 | 14.5296 | 15.1484 | 2.0786 | 0.038966 | 17.2659 | 6.8555 | 1.2227 | 0.017925 | 8.0961
Downstate | 2030 | 6 | 12 | 0.15643 | 3.0856e-06 | 9.3909e-07 | 0.087162 | 1.7193e-06 | 5.2327e-07 | 0.19225 | 0.0010629 | 1.355e-06 | 0.10712 | 0.00059227 | 7.5501e-07 | 26.3376 | 3.6139 | 0.067749 | 30.0193 | 11.9192 | 2.1258 | 0.031164 | 14.0762 | 14.6757 | 2.0137 | 0.03775 | 16.7271 | 6.6415 | 1.1845 | 0.017365 | 7.8434
Downstate | 2030 | 6 | 13 | 0.17297 | 3.4119e-06 | 1.0384e-06 | 0.096381 | 1.9012e-06 | 5.7862e-07 | 0.21258 | 0.0011753 | 1.4983e-06 | 0.11845 | 0.00065491 | 8.3486e-07 | 29.1232 | 3.9961 | 0.074914 | 33.1943 | 13.1799 | 2.3507 | 0.034461 | 15.565 | 16.2278 | 2.2267 | 0.041743 | 18.4963 | 7.344 | 1.3098 | 0.019202 | 8.673
Downstate | 2030 | 6 | 14 | 0.17715 | 3.4943e-06 | 1.0635e-06 | 0.098709 | 1.9471e-06 | 5.9259e-07 | 0.21771 | 0.0012037 | 1.5345e-06 | 0.12131 | 0.00067073 | 8.5503e-07 | 29.8267 | 4.0927 | 0.076724 | 33.9961 | 13.4982 | 2.4075 | 0.035293 | 15.941 | 16.6198 | 2.2805 | 0.042751 | 18.9431 | 7.5214 | 1.3415 | 0.019666 | 8.8825
Downstate | 2030 | 6 | 15 | 0.18299 | 3.6096e-06 | 1.0986e-06 | 0.10197 | 2.0113e-06 | 6.1214e-07 | 0.2249 | 0.0012434 | 1.5851e-06 | 0.12531 | 0.00069286 | 8.8324e-07 | 30.8107 | 4.2277 | 0.079255 | 35.1177 | 13.9435 | 2.4869 | 0.036457 | 16.4669 | 17.1681 | 2.3557 | 0.044162 | 19.568 | 7.7695 | 1.3857 | 0.020314 | 9.1755
Downstate | 2030 | 6 | 16 | 0.20478 | 4.0394e-06 | 1.2294e-06 | 0.11411 | 2.2508e-06 | 6.8503e-07 | 0.25167 | 0.0013915 | 1.7738e-06 | 0.14023 | 0.00077535 | 9.884e-07 | 34.4791 | 4.7311 | 0.088691 | 39.2989 | 15.6037 | 2.783 | 0.040798 | 18.4275 | 19.2122 | 2.6362 | 0.04942 | 21.8978 | 8.6946 | 1.5507 | 0.022733 | 10.268
Downstate | 2030 | 6 | 17 | 0.2031 | 4.0063e-06 | 1.2193e-06 | 0.11317 | 2.2323e-06 | 6.7941e-07 | 0.24961 | 0.0013801 | 1.7593e-06 | 0.13908 | 0.00076899 | 9.8029e-07 | 34.1963 | 4.6922 | 0.087964 | 38.9765 | 15.4757 | 2.7601 | 0.040463 | 18.2763 | 19.0546 | 2.6146 | 0.049015 | 21.7182 | 8.6233 | 1.538 | 0.022547 | 10.1838
Downstate | 2030 | 6 | 18 | 0.20987 | 4.1398e-06 | 1.26e-06 | 0.11694 | 2.3068e-06 | 7.0206e-07 | 0.25793 | 0.0014261 | 1.8179e-06 | 0.14372 | 0.00079463 | 1.013e-06 | 35.3364 | 4.8487 | 0.090896 | 40.276 | 15.9917 | 2.8522 | 0.041812 | 18.8856 | 19.6899 | 2.7017 | 0.050649 | 22.4423 | 8.9108 | 1.5893 | 0.023298 | 10.5233
Downstate | 2030 | 6 | 19 | 0.25094 | 4.95e-06 | 1.5065e-06 | 0.13983 | 2.7582e-06 | 8.3945e-07 | 0.3084 | 0.0017052 | 2.1737e-06 | 0.17185 | 0.00095013 | 1.2112e-06 | 42.2514 | 5.7975 | 0.10868 | 48.1576 | 19.1211 | 3.4103 | 0.049995 | 22.5814 | 23.543 | 3.2305 | 0.06056 | 26.834 | 10.6545 | 1.9003 | 0.027858 | 12.5826
Downstate | 2030 | 6 | 20 | 0.26804 | 5.2873e-06 | 1.6092e-06 | 0.14936 | 2.9461e-06 | 8.9665e-07 | 0.32942 | 0.0018214 | 2.3218e-06 | 0.18356 | 0.0010149 | 1.2937e-06 | 45.1307 | 6.1926 | 0.11609 | 51.4394 | 20.4241 | 3.6427 | 0.053402 | 24.1202 | 25.1474 | 3.4506 | 0.064687 | 28.6627 | 11.3806 | 2.0298 | 0.029756 | 13.4401
Downstate | 2030 | 6 | 21 | 0.27262 | 5.3775e-06 | 1.6366e-06 | 0.15191 | 2.9964e-06 | 9.1195e-07 | 0.33504 | 0.0018524 | 2.3614e-06 | 0.18669 | 0.0010322 | 1.3158e-06 | 45.9007 | 6.2983 | 0.11807 | 52.3171 | 20.7726 | 3.7049 | 0.054313 | 24.5318 | 25.5765 | 3.5095 | 0.065791 | 29.1517 | 11.5748 | 2.0644 | 0.030264 | 13.6694
Downstate | 2030 | 6 | 22 | 0.22877 | 4.5126e-06 | 1.3734e-06 | 0.12747 | 2.5145e-06 | 7.6528e-07 | 0.28115 | 0.0015545 | 1.9816e-06 | 0.15666 | 0.00086618 | 1.1042e-06 | 38.5182 | 5.2853 | 0.099081 | 43.9025 | 17.4316 | 3.109 | 0.045577 | 20.5861 | 21.4628 | 2.945 | 0.055209 | 24.463 | 9.7131 | 1.7324 | 0.025396 | 11.4709
Downstate | 2030 | 6 | 23 | 0.20276 | 3.9995e-06 | 1.2172e-06 | 0.11298 | 2.2286e-06 | 6.7826e-07 | 0.24919 | 0.0013777 | 1.7563e-06 | 0.13885 | 0.0007677 | 9.7864e-07 | 34.1387 | 4.6843 | 0.087815 | 38.9108 | 15.4496 | 2.7555 | 0.040395 | 18.2455 | 19.0225 | 2.6102 | 0.048932 | 21.6816 | 8.6087 | 1.5354 | 0.022509 | 10.1666
Downstate | 2030 | 6 | 24 | 0.20359 | 4.016e-06 | 1.2223e-06 | 0.11344 | 2.2378e-06 | 6.8106e-07 | 0.25021 | 0.0013834 | 1.7635e-06 | 0.13942 | 0.00077086 | 9.8267e-07 | 34.2793 | 4.7036 | 0.088177 | 39.0711 | 15.5133 | 2.7668 | 0.040562 | 18.3207 | 19.1008 | 2.6209 | 0.049133 | 21.7709 | 8.6442 | 1.5417 | 0.022601 | 10.2085
Downstate | 2030 | 7 | 1 | 0.22293 | 4.3974e-06 | 1.3383e-06 | 0.12422 | 2.4503e-06 | 7.4574e-07 | 0.27398 | 0.0015148 | 1.931e-06 | 0.15266 | 0.00084407 | 1.076e-06 | 37.5349 | 5.1504 | 0.096552 | 42.7818 | 16.9866 | 3.0296 | 0.044414 | 20.0606 | 20.9149 | 2.8698 | 0.0538 | 23.8386 | 9.4651 | 1.6881 | 0.024748 | 11.178
Downstate | 2030 | 7 | 2 | 0.21906 | 4.321e-06 | 1.3151e-06 | 0.12206 | 2.4077e-06 | 7.3279e-07 | 0.26922 | 0.0014885 | 1.8975e-06 | 0.15001 | 0.00082941 | 1.0573e-06 | 36.8829 | 5.0609 | 0.094875 | 42.0387 | 16.6915 | 2.977 | 0.043642 | 19.7122 | 20.5516 | 2.82 | 0.052865 | 23.4245 | 9.3007 | 1.6588 | 0.024318 | 10.9839
Downstate | 2030 | 7 | 3 | 0.21119 | 4.1659e-06 | 1.2679e-06 | 0.11768 | 2.3213e-06 | 7.0648e-07 | 0.25956 | 0.0014351 | 1.8294e-06 | 0.14463 | 0.00079964 | 1.0194e-06 | 35.5591 | 4.8792 | 0.091469 | 40.5298 | 16.0924 | 2.8701 | 0.042076 | 19.0047 | 19.814 | 2.7188 | 0.050968 | 22.5837 | 8.9669 | 1.5993 | 0.023445 | 10.5896
Downstate | 2030 | 7 | 4 | 0.21414 | 4.2241e-06 | 1.2856e-06 | 0.11932 | 2.3537e-06 | 7.1635e-07 | 0.26318 | 0.0014551 | 1.8549e-06 | 0.14665 | 0.00081081 | 1.0336e-06 | 36.0558 | 4.9474 | 0.092747 | 41.096 | 16.3172 | 2.9102 | 0.042664 | 19.2701 | 20.0908 | 2.7568 | 0.05168 | 22.8992 | 9.0922 | 1.6216 | 0.023773 | 10.7376
Downstate | 2030 | 7 | 5 | 0.21614 | 4.2635e-06 | 1.2976e-06 | 0.12044 | 2.3757e-06 | 7.2303e-07 | 0.26563 | 0.0014687 | 1.8722e-06 | 0.14801 | 0.00081837 | 1.0432e-06 | 36.3919 | 4.9935 | 0.093611 | 41.479 | 16.4693 | 2.9374 | 0.043061 | 19.4497 | 20.278 | 2.7824 | 0.052161 | 23.1126 | 9.1769 | 1.6367 | 0.023994 | 10.8376
Downstate | 2030 | 7 | 6 | 0.2228 | 4.3949e-06 | 1.3376e-06 | 0.12415 | 2.4489e-06 | 7.4531e-07 | 0.27382 | 0.0015139 | 1.9299e-06 | 0.15258 | 0.00084359 | 1.0754e-06 | 37.5133 | 5.1474 | 0.096496 | 42.7572 | 16.9768 | 3.0279 | 0.044388 | 20.0491 | 20.9029 | 2.8682 | 0.053769 | 23.8248 | 9.4597 | 1.6872 | 0.024734 | 11.1716
Downstate | 2030 | 7 | 7 | 0.22027 | 4.3449e-06 | 1.3224e-06 | 0.12274 | 2.421e-06 | 7.3684e-07 | 0.27071 | 0.0014967 | 1.908e-06 | 0.15084 | 0.000834 | 1.0632e-06 | 37.0868 | 5.0889 | 0.095399 | 42.2711 | 16.7838 | 2.9935 | 0.043884 | 19.8212 | 20.6652 | 2.8356 | 0.053158 | 23.554 | 9.3522 | 1.668 | 0.024452 | 11.0446
Downstate | 2030 | 7 | 8 | 0.21952 | 4.3302e-06 | 1.3179e-06 | 0.12232 | 2.4128e-06 | 7.3435e-07 | 0.26979 | 0.0014917 | 1.9015e-06 | 0.15033 | 0.00083117 | 1.0596e-06 | 36.9614 | 5.0717 | 0.095076 | 42.1281 | 16.727 | 2.9833 | 0.043735 | 19.7541 | 20.5953 | 2.826 | 0.052978 | 23.4743 | 9.3205 | 1.6623 | 0.02437 | 11.0072
Downstate | 2030 | 7 | 9 | 0.22038 | 4.3471e-06 | 1.323e-06 | 0.1228 | 2.4222e-06 | 7.372e-07 | 0.27084 | 0.0014975 | 1.9089e-06 | 0.15092 | 0.00083441 | 1.0637e-06 | 37.1052 | 5.0914 | 0.095446 | 42.2921 | 16.7922 | 2.9949 | 0.043905 | 19.831 | 20.6755 | 2.837 | 0.053184 | 23.5657 | 9.3568 | 1.6688 | 0.024465 | 11.0501
Downstate | 2030 | 7 | 10 | 0.21136 | 4.1691e-06 | 1.2689e-06 | 0.11777 | 2.3231e-06 | 7.0703e-07 | 0.25975 | 0.0014362 | 1.8308e-06 | 0.14474 | 0.00080025 | 1.0201e-06 | 35.5864 | 4.883 | 0.09154 | 40.5609 | 16.1048 | 2.8723 | 0.042108 | 19.0193 | 19.8292 | 2.7209 | 0.051007 | 22.6011 | 8.9738 | 1.6005 | 0.023463 | 10.5978
Downstate | 2030 | 7 | 11 | 0.21268 | 4.1953e-06 | 1.2768e-06 | 0.11851 | 2.3377e-06 | 7.1147e-07 | 0.26139 | 0.0014452 | 1.8423e-06 | 0.14565 | 0.00080528 | 1.0265e-06 | 35.81 | 4.9137 | 0.092115 | 40.8158 | 16.206 | 2.8904 | 0.042373 | 19.1388 | 19.9538 | 2.738 | 0.051327 | 22.7431 | 9.0302 | 1.6106 | 0.023611 | 10.6644
Downstate | 2030 | 7 | 12 | 0.21623 | 4.2652e-06 | 1.2981e-06 | 0.12048 | 2.3766e-06 | 7.2331e-07 | 0.26574 | 0.0014693 | 1.873e-06 | 0.14807 | 0.00081869 | 1.0436e-06 | 36.4061 | 4.9955 | 0.093648 | 41.4953 | 16.4758 | 2.9385 | 0.043078 | 19.4574 | 20.286 | 2.7835 | 0.052182 | 23.1217 | 9.1805 | 1.6374 | 0.024004 | 10.8419
Downstate | 2030 | 7 | 13 | 0.21707 | 4.2818e-06 | 1.3032e-06 | 0.12095 | 2.3859e-06 | 7.2613e-07 | 0.26677 | 0.001475 | 1.8803e-06 | 0.14865 | 0.00082188 | 1.0477e-06 | 36.548 | 5.0149 | 0.094013 | 41.657 | 16.54 | 2.95 | 0.043246 | 19.5332 | 20.365 | 2.7944 | 0.052385 | 23.2118 | 9.2163 | 1.6438 | 0.024097 | 10.8841
Downstate | 2030 | 7 | 14 | 0.21542 | 4.2493e-06 | 1.2933e-06 | 0.12004 | 2.3678e-06 | 7.2063e-07 | 0.26475 | 0.0014638 | 1.866e-06 | 0.14752 | 0.00081565 | 1.0398e-06 | 36.2708 | 4.9769 | 0.0933 | 41.341 | 16.4145 | 2.9276 | 0.042918 | 19.385 | 20.2106 | 2.7732 | 0.051988 | 23.0357 | 9.1464 | 1.6313 | 0.023914 | 10.8016
Downstate | 2030 | 7 | 15 | 0.22881 | 4.5133e-06 | 1.3736e-06 | 0.12749 | 2.5149e-06 | 7.654e-07 | 0.2812 | 0.0015547 | 1.9819e-06 | 0.15669 | 0.00086632 | 1.1044e-06 | 38.5243 | 5.2861 | 0.099097 | 43.9095 | 17.4344 | 3.1095 | 0.045584 | 20.5894 | 21.4662 | 2.9455 | 0.055218 | 24.4669 | 9.7146 | 1.7326 | 0.0254 | 11.4727
Downstate | 2030 | 7 | 16 | 0.23846 | 4.7039e-06 | 1.4316e-06 | 0.13288 | 2.621e-06 | 7.9771e-07 | 0.29307 | 0.0016204 | 2.0656e-06 | 0.1633 | 0.00090289 | 1.151e-06 | 40.1506 | 5.5093 | 0.10328 | 45.7632 | 18.1704 | 3.2407 | 0.047509 | 21.4586 | 22.3724 | 3.0698 | 0.057549 | 25.4998 | 10.1248 | 1.8058 | 0.026473 | 11.957
Downstate | 2030 | 7 | 17 | 0.24301 | 4.7936e-06 | 1.4589e-06 | 0.13541 | 2.671e-06 | 8.1292e-07 | 0.29866 | 0.0016513 | 2.105e-06 | 0.16642 | 0.00092011 | 1.1729e-06 | 40.9165 | 5.6144 | 0.10525 | 46.6361 | 18.5169 | 3.3026 | 0.048415 | 21.8679 | 22.7992 | 3.1284 | 0.058647 | 25.9862 | 10.3179 | 1.8402 | 0.026977 | 12.1851
Downstate | 2030 | 7 | 18 | 0.24945 | 4.9206e-06 | 1.4976e-06 | 0.139 | 2.7418e-06 | 8.3447e-07 | 0.30658 | 0.001695 | 2.1608e-06 | 0.17083 | 0.0009445 | 1.204e-06 | 42.0009 | 5.7632 | 0.10804 | 47.8721 | 19.0077 | 3.3901 | 0.049698 | 22.4475 | 23.4035 | 3.2113 | 0.060201 | 26.675 | 10.5913 | 1.889 | 0.027693 | 12.508
Downstate | 2030 | 7 | 19 | 0.24904 | 4.9124e-06 | 1.4951e-06 | 0.13877 | 2.7372e-06 | 8.3307e-07 | 0.30606 | 0.0016922 | 2.1572e-06 | 0.17054 | 0.00094291 | 1.202e-06 | 41.9304 | 5.7535 | 0.10786 | 47.7917 | 18.9758 | 3.3844 | 0.049615 | 22.4098 | 23.3641 | 3.2059 | 0.0601 | 26.6301 | 10.5735 | 1.8858 | 0.027646 | 12.487
Downstate | 2030 | 7 | 20 | 0.25449 | 5.02e-06 | 1.5278e-06 | 0.14181 | 2.7972e-06 | 8.5132e-07 | 0.31277 | 0.0017293 | 2.2044e-06 | 0.17428 | 0.00096357 | 1.2283e-06 | 42.8489 | 5.8795 | 0.11022 | 48.8386 | 19.3915 | 3.4585 | 0.050702 | 22.9007 | 23.8759 | 3.2761 | 0.061416 | 27.2135 | 10.8052 | 1.9271 | 0.028252 | 12.7606
Downstate | 2030 | 7 | 21 | 0.25781 | 5.0854e-06 | 1.5477e-06 | 0.14365 | 2.8336e-06 | 8.6241e-07 | 0.31684 | 0.0017518 | 2.2331e-06 | 0.17655 | 0.00097612 | 1.2443e-06 | 43.4071 | 5.9561 | 0.11166 | 49.4749 | 19.6441 | 3.5036 | 0.051362 | 23.199 | 24.187 | 3.3188 | 0.062217 | 27.568 | 10.9459 | 1.9522 | 0.02862 | 12.9268
Downstate | 2030 | 7 | 22 | 0.24683 | 4.8689e-06 | 1.4818e-06 | 0.13754 | 2.713e-06 | 8.257e-07 | 0.30335 | 0.0016772 | 2.1381e-06 | 0.16903 | 0.00093458 | 1.1914e-06 | 41.5596 | 5.7026 | 0.1069 | 47.3691 | 18.808 | 3.3545 | 0.049176 | 22.2117 | 23.1575 | 3.1776 | 0.059569 | 26.3947 | 10.4801 | 1.8692 | 0.027402 | 12.3766
Downstate | 2030 | 7 | 23 | 0.23227 | 4.5817e-06 | 1.3944e-06 | 0.12942 | 2.553e-06 | 7.7699e-07 | 0.28546 | 0.0015783 | 2.012e-06 | 0.15906 | 0.00087945 | 1.1211e-06 | 39.108 | 5.3662 | 0.1006 | 44.5748 | 17.6985 | 3.1566 | 0.046275 | 20.9014 | 21.7915 | 2.9901 | 0.056055 | 24.8376 | 9.8618 | 1.7589 | 0.025785 | 11.6465
Downstate | 2030 | 7 | 24 | 0.22965 | 4.53e-06 | 1.3787e-06 | 0.12797 | 2.5242e-06 | 7.6823e-07 | 0.28224 | 0.0015605 | 1.9893e-06 | 0.15727 | 0.00086953 | 1.1084e-06 | 38.6669 | 5.3057 | 0.099463 | 44.072 | 17.4989 | 3.121 | 0.045753 | 20.6656 | 21.5457 | 2.9564 | 0.055422 | 24.5575 | 9.7506 | 1.7391 | 0.025494 | 11.5151
Downstate | 2030 | 8 | 1 | 0.20927 | 4.1279e-06 | 1.2563e-06 | 0.11661 | 2.3001e-06 | 7.0003e-07 | 0.25718 | 0.001422 | 1.8127e-06 | 0.14331 | 0.00079234 | 1.01e-06 | 35.2343 | 4.8347 | 0.090634 | 40.1597 | 15.9455 | 2.8439 | 0.041692 | 18.8311 | 19.633 | 2.6939 | 0.050502 | 22.3775 | 8.885 | 1.5847 | 0.023231 | 10.4929
Downstate | 2030 | 8 | 2 | 0.20889 | 4.1205e-06 | 1.2541e-06 | 0.1164 | 2.296e-06 | 6.9878e-07 | 0.25672 | 0.0014194 | 1.8094e-06 | 0.14305 | 0.00079092 | 1.0082e-06 | 35.1712 | 4.826 | 0.090472 | 40.0877 | 15.9169 | 2.8388 | 0.041617 | 18.7974 | 19.5978 | 2.6891 | 0.050412 | 22.3374 | 8.8691 | 1.5818 | 0.023189 | 10.4741
Downstate | 2030 | 8 | 3 | 0.20658 | 4.0749e-06 | 1.2402e-06 | 0.11511 | 2.2706e-06 | 6.9104e-07 | 0.25388 | 0.0014037 | 1.7894e-06 | 0.14147 | 0.00078216 | 9.9707e-07 | 34.7817 | 4.7726 | 0.08947 | 39.6438 | 15.7406 | 2.8074 | 0.041156 | 18.5892 | 19.3808 | 2.6593 | 0.049854 | 22.09 | 8.7709 | 1.5643 | 0.022933 | 10.3581
Downstate | 2030 | 8 | 4 | 0.20943 | 4.1312e-06 | 1.2573e-06 | 0.1167 | 2.302e-06 | 7.006e-07 | 0.25739 | 0.0014231 | 1.8141e-06 | 0.14342 | 0.00079297 | 1.0109e-06 | 35.2627 | 4.8386 | 0.090707 | 40.192 | 15.9583 | 2.8462 | 0.041725 | 18.8462 | 19.6488 | 2.6961 | 0.050543 | 22.3955 | 8.8922 | 1.5859 | 0.02325 | 10.5014
Downstate | 2030 | 8 | 5 | 0.20536 | 4.0508e-06 | 1.2329e-06 | 0.11443 | 2.2572e-06 | 6.8696e-07 | 0.25238 | 0.0013954 | 1.7788e-06 | 0.14063 | 0.00077754 | 9.9119e-07 | 34.5765 | 4.7444 | 0.088942 | 39.4098 | 15.6477 | 2.7908 | 0.040913 | 18.4795 | 19.2664 | 2.6436 | 0.049559 | 21.9596 | 8.7191 | 1.5551 | 0.022797 | 10.297
Downstate | 2030 | 8 | 6 | 0.21449 | 4.231e-06 | 1.2877e-06 | 0.11952 | 2.3576e-06 | 7.1752e-07 | 0.26361 | 0.0014575 | 1.858e-06 | 0.14689 | 0.00081213 | 1.0353e-06 | 36.1147 | 4.9555 | 0.092898 | 41.1631 | 16.3439 | 2.915 | 0.042733 | 19.3016 | 20.1236 | 2.7613 | 0.051764 | 22.9366 | 9.107 | 1.6243 | 0.023812 | 10.7551
Downstate | 2030 | 8 | 7 | 0.20726 | 4.0882e-06 | 1.2442e-06 | 0.11549 | 2.278e-06 | 6.9331e-07 | 0.25472 | 0.0014083 | 1.7953e-06 | 0.14193 | 0.00078473 | 1.0003e-06 | 34.896 | 4.7883 | 0.089764 | 39.774 | 15.7923 | 2.8166 | 0.041291 | 18.6503 | 19.4445 | 2.6681 | 0.050017 | 22.1626 | 8.7997 | 1.5695 | 0.023008 | 10.3922
Downstate | 2030 | 8 | 8 | 0.19646 | 3.8753e-06 | 1.1794e-06 | 0.10947 | 2.1594e-06 | 6.572e-07 | 0.24145 | 0.001335 | 1.7018e-06 | 0.13454 | 0.00074385 | 9.4824e-07 | 33.0783 | 4.5388 | 0.085088 | 37.7022 | 14.9697 | 2.6699 | 0.03914 | 17.6788 | 18.4316 | 2.5291 | 0.047412 | 21.0081 | 8.3413 | 1.4877 | 0.02181 | 9.8508
Downstate | 2030 | 8 | 9 | 0.19652 | 3.8765e-06 | 1.1798e-06 | 0.1095 | 2.16e-06 | 6.574e-07 | 0.24152 | 0.0013354 | 1.7023e-06 | 0.13458 | 0.00074408 | 9.4853e-07 | 33.0885 | 4.5402 | 0.085114 | 37.7138 | 14.9743 | 2.6707 | 0.039152 | 17.6842 | 18.4373 | 2.5299 | 0.047427 | 21.0146 | 8.3439 | 1.4882 | 0.021816 | 9.8539
Downstate | 2030 | 8 | 10 | 0.19182 | 3.7837e-06 | 1.1516e-06 | 0.10688 | 2.1083e-06 | 6.4166e-07 | 0.23574 | 0.0013034 | 1.6615e-06 | 0.13136 | 0.00072627 | 9.2583e-07 | 32.2964 | 4.4316 | 0.083077 | 36.8111 | 14.6159 | 2.6068 | 0.038215 | 17.2609 | 17.996 | 2.4693 | 0.046291 | 20.5116 | 8.1442 | 1.4525 | 0.021294 | 9.618
Downstate | 2030 | 8 | 11 | 0.19291 | 3.8053e-06 | 1.1581e-06 | 0.10749 | 2.1203e-06 | 6.4532e-07 | 0.23708 | 0.0013108 | 1.671e-06 | 0.13211 | 0.00073041 | 9.311e-07 | 32.4805 | 4.4568 | 0.08355 | 37.0208 | 14.6992 | 2.6217 | 0.038433 | 17.3593 | 18.0985 | 2.4834 | 0.046555 | 20.6285 | 8.1906 | 1.4608 | 0.021415 | 9.6728
Downstate | 2030 | 8 | 12 | 0.19989 | 3.9429e-06 | 1.2e-06 | 0.11138 | 2.197e-06 | 6.6867e-07 | 0.24566 | 0.0013583 | 1.7315e-06 | 0.13689 | 0.00075683 | 9.6479e-07 | 33.6556 | 4.6181 | 0.086573 | 38.3602 | 15.231 | 2.7165 | 0.039824 | 17.9873 | 18.7533 | 2.5732 | 0.048239 | 21.3748 | 8.4869 | 1.5137 | 0.02219 | 10.0228
Downstate | 2030 | 8 | 13 | 0.21243 | 4.1903e-06 | 1.2753e-06 | 0.11837 | 2.3349e-06 | 7.1061e-07 | 0.26107 | 0.0014435 | 1.8401e-06 | 0.14547 | 0.00080431 | 1.0253e-06 | 35.7667 | 4.9077 | 0.092003 | 40.7664 | 16.1864 | 2.8869 | 0.042322 | 19.1156 | 19.9297 | 2.7346 | 0.051265 | 22.7156 | 9.0193 | 1.6086 | 0.023582 | 10.6515
Downstate | 2030 | 8 | 14 | 0.21277 | 4.197e-06 | 1.2773e-06 | 0.11856 | 2.3386e-06 | 7.1175e-07 | 0.26149 | 0.0014458 | 1.843e-06 | 0.14571 | 0.0008056 | 1.027e-06 | 35.8242 | 4.9156 | 0.092151 | 40.832 | 16.2124 | 2.8915 | 0.04239 | 19.1463 | 19.9617 | 2.739 | 0.051348 | 22.7521 | 9.0338 | 1.6112 | 0.02362 | 10.6686
Downstate | 2030 | 8 | 15 | 0.21851 | 4.3102e-06 | 1.3118e-06 | 0.12175 | 2.4017e-06 | 7.3094e-07 | 0.26854 | 0.0014848 | 1.8927e-06 | 0.14963 | 0.00082732 | 1.0546e-06 | 36.7902 | 5.0482 | 0.094636 | 41.933 | 16.6496 | 2.9695 | 0.043533 | 19.6626 | 20.4999 | 2.8129 | 0.052732 | 23.3656 | 9.2773 | 1.6546 | 0.024257 | 10.9563
Downstate | 2030 | 8 | 16 | 0.22772 | 4.4919e-06 | 1.3671e-06 | 0.12689 | 2.503e-06 | 7.6177e-07 | 0.27987 | 0.0015474 | 1.9725e-06 | 0.15595 | 0.00086222 | 1.0991e-06 | 38.3418 | 5.2611 | 0.098627 | 43.7015 | 17.3518 | 3.0948 | 0.045369 | 20.4919 | 21.3645 | 2.9315 | 0.054956 | 24.351 | 9.6686 | 1.7244 | 0.02528 | 11.4183
Downstate | 2030 | 8 | 17 | 0.22699 | 4.4774e-06 | 1.3627e-06 | 0.12648 | 2.4949e-06 | 7.5931e-07 | 0.27896 | 0.0015424 | 1.9662e-06 | 0.15544 | 0.00085943 | 1.0956e-06 | 38.2179 | 5.2441 | 0.098309 | 43.5603 | 17.2957 | 3.0847 | 0.045222 | 20.4257 | 21.2955 | 2.9221 | 0.054779 | 24.2723 | 9.6374 | 1.7189 | 0.025198 | 11.3814
Downstate | 2030 | 8 | 18 | 0.22424 | 4.4233e-06 | 1.3462e-06 | 0.12495 | 2.4647e-06 | 7.5014e-07 | 0.27559 | 0.0015237 | 1.9424e-06 | 0.15356 | 0.00084905 | 1.0823e-06 | 37.7562 | 5.1807 | 0.097121 | 43.034 | 17.0867 | 3.0475 | 0.044676 | 20.1789 | 21.0382 | 2.8868 | 0.054117 | 23.9791 | 9.5209 | 1.6981 | 0.024894 | 11.2439
Downstate | 2030 | 8 | 19 | 0.23579 | 4.6511e-06 | 1.4156e-06 | 0.13139 | 2.5917e-06 | 7.8877e-07 | 0.28978 | 0.0016022 | 2.0424e-06 | 0.16147 | 0.00089277 | 1.1381e-06 | 39.7005 | 5.4475 | 0.10212 | 45.2502 | 17.9667 | 3.2044 | 0.046976 | 21.2181 | 22.1216 | 3.0354 | 0.056904 | 25.214 | 10.0113 | 1.7855 | 0.026176 | 11.823
Downstate | 2030 | 8 | 20 | 0.24595 | 4.8515e-06 | 1.4766e-06 | 0.13705 | 2.7033e-06 | 8.2275e-07 | 0.30227 | 0.0016712 | 2.1305e-06 | 0.16843 | 0.00093124 | 1.1871e-06 | 41.4112 | 5.6822 | 0.10652 | 47.2 | 18.7408 | 3.3425 | 0.049 | 22.1323 | 23.0748 | 3.1662 | 0.059356 | 26.3004 | 10.4426 | 1.8625 | 0.027304 | 12.3324
Downstate | 2030 | 8 | 21 | 0.23487 | 4.6329e-06 | 1.41e-06 | 0.13087 | 2.5815e-06 | 7.8568e-07 | 0.28865 | 0.0015959 | 2.0344e-06 | 0.16084 | 0.00088927 | 1.1336e-06 | 39.545 | 5.4262 | 0.10172 | 45.0729 | 17.8963 | 3.1919 | 0.046792 | 21.1349 | 22.035 | 3.0235 | 0.056681 | 25.1152 | 9.972 | 1.7785 | 0.026073 | 11.7766
Downstate | 2030 | 8 | 22 | 0.22949 | 4.5269e-06 | 1.3777e-06 | 0.12788 | 2.5224e-06 | 7.677e-07 | 0.28204 | 0.0015594 | 1.9879e-06 | 0.15716 | 0.00086892 | 1.1077e-06 | 38.6401 | 5.302 | 0.099395 | 44.0415 | 17.4868 | 3.1188 | 0.045722 | 20.6513 | 21.5308 | 2.9543 | 0.055384 | 24.5405 | 9.7438 | 1.7378 | 0.025477 | 11.5072
Downstate | 2030 | 8 | 23 | 0.22218 | 4.3827e-06 | 1.3339e-06 | 0.1238 | 2.4421e-06 | 7.4325e-07 | 0.27306 | 0.0015097 | 1.9246e-06 | 0.15215 | 0.00084125 | 1.0724e-06 | 37.4095 | 5.1331 | 0.096229 | 42.6388 | 16.9298 | 3.0195 | 0.044265 | 19.9936 | 20.845 | 2.8603 | 0.05362 | 23.7589 | 9.4335 | 1.6825 | 0.024665 | 11.1407
Downstate | 2030 | 8 | 24 | 0.21609 | 4.2624e-06 | 1.2973e-06 | 0.12041 | 2.3751e-06 | 7.2285e-07 | 0.26557 | 0.0014683 | 1.8718e-06 | 0.14798 | 0.00081816 | 1.043e-06 | 36.3827 | 4.9922 | 0.093588 | 41.4685 | 16.4651 | 2.9366 | 0.04305 | 19.4448 | 20.2729 | 2.7817 | 0.052148 | 23.1068 | 9.1746 | 1.6363 | 0.023988 | 10.8349
Downstate | 2030 | 9 | 1 | 0.14399 | 2.8402e-06 | 8.6441e-07 | 0.08023 | 1.5826e-06 | 4.8166e-07 | 0.17696 | 0.00097838 | 1.2472e-06 | 0.098602 | 0.00054517 | 6.9496e-07 | 24.243 | 3.3265 | 0.062361 | 27.6319 | 10.9713 | 1.9568 | 0.028686 | 12.9567 | 13.5085 | 1.8536 | 0.034748 | 15.3968 | 6.1133 | 1.0903 | 0.015984 | 7.2197
Downstate | 2030 | 9 | 2 | 0.14314 | 2.8235e-06 | 8.5933e-07 | 0.07976 | 1.5733e-06 | 4.7883e-07 | 0.17592 | 0.00097264 | 1.2399e-06 | 0.098024 | 0.00054197 | 6.9089e-07 | 24.1008 | 3.307 | 0.061995 | 27.4698 | 10.9069 | 1.9453 | 0.028518 | 12.8807 | 13.4293 | 1.8427 | 0.034544 | 15.3065 | 6.0775 | 1.0839 | 0.01589 | 7.1773
Downstate | 2030 | 9 | 3 | 0.15073 | 2.9732e-06 | 9.0488e-07 | 0.083987 | 1.6567e-06 | 5.0421e-07 | 0.18524 | 0.0010242 | 1.3056e-06 | 0.10322 | 0.00057069 | 7.275e-07 | 25.3781 | 3.4823 | 0.065281 | 28.9257 | 11.485 | 2.0484 | 0.030029 | 13.5634 | 14.141 | 1.9404 | 0.036375 | 16.1178 | 6.3996 | 1.1414 | 0.016733 | 7.5577
Downstate | 2030 | 9 | 4 | 0.15254 | 3.009e-06 | 9.1578e-07 | 0.084998 | 1.6766e-06 | 5.1028e-07 | 0.18747 | 0.0010365 | 1.3213e-06 | 0.10446 | 0.00057757 | 7.3626e-07 | 25.6837 | 3.5242 | 0.066067 | 29.274 | 11.6233 | 2.0731 | 0.030391 | 13.7267 | 14.3113 | 1.9637 | 0.036813 | 16.3118 | 6.4766 | 1.1551 | 0.016934 | 7.6487
Downstate | 2030 | 9 | 5 | 0.14815 | 2.9224e-06 | 8.8943e-07 | 0.082553 | 1.6284e-06 | 4.956e-07 | 0.18208 | 0.0010067 | 1.2833e-06 | 0.10146 | 0.00056095 | 7.1508e-07 | 24.9448 | 3.4228 | 0.064166 | 28.4318 | 11.2889 | 2.0134 | 0.029516 | 13.3318 | 13.8996 | 1.9072 | 0.035754 | 15.8425 | 6.2903 | 1.1219 | 0.016447 | 7.4287
Downstate | 2030 | 9 | 6 | 0.17484 | 3.4489e-06 | 1.0497e-06 | 0.097424 | 1.9217e-06 | 5.8488e-07 | 0.21488 | 0.0011881 | 1.5145e-06 | 0.11973 | 0.000662 | 8.439e-07 | 29.4384 | 4.0394 | 0.075725 | 33.5536 | 13.3225 | 2.3761 | 0.034834 | 15.7335 | 16.4035 | 2.2508 | 0.042195 | 18.6965 | 7.4235 | 1.324 | 0.01941 | 8.7669
Downstate | 2030 | 9 | 7 | 0.16211 | 3.1976e-06 | 9.7319e-07 | 0.090327 | 1.7818e-06 | 5.4227e-07 | 0.19923 | 0.0011015 | 1.4042e-06 | 0.11101 | 0.00061378 | 7.8242e-07 | 27.294 | 3.7451 | 0.070209 | 31.1094 | 12.352 | 2.203 | 0.032296 | 14.5874 | 15.2086 | 2.0868 | 0.039121 | 17.3345 | 6.8827 | 1.2276 | 0.017996 | 8.1283
Downstate | 2030 | 9 | 8 | 0.14156 | 2.7923e-06 | 8.4982e-07 | 0.078877 | 1.5559e-06 | 4.7353e-07 | 0.17397 | 0.00096187 | 1.2262e-06 | 0.096938 | 0.00053597 | 6.8324e-07 | 23.8339 | 3.2704 | 0.061308 | 27.1656 | 10.7861 | 1.9237 | 0.028202 | 12.7381 | 13.2805 | 1.8223 | 0.034162 | 15.137 | 6.0102 | 1.0719 | 0.015714 | 7.0978
Downstate | 2030 | 9 | 9 | 0.13723 | 2.707e-06 | 8.2386e-07 | 0.076467 | 1.5084e-06 | 4.5907e-07 | 0.16866 | 0.00093249 | 1.1887e-06 | 0.093977 | 0.0005196 | 6.6237e-07 | 23.1059 | 3.1705 | 0.059436 | 26.3358 | 10.4567 | 1.865 | 0.02734 | 12.349 | 12.8749 | 1.7666 | 0.033118 | 14.6746 | 5.8266 | 1.0392 | 0.015234 | 6.881
Downstate | 2030 | 9 | 10 | 0.13342 | 2.6318e-06 | 8.0099e-07 | 0.074345 | 1.4665e-06 | 4.4632e-07 | 0.16397 | 0.00090661 | 1.1557e-06 | 0.091369 | 0.00050517 | 6.4398e-07 | 22.4645 | 3.0825 | 0.057786 | 25.6048 | 10.1664 | 1.8132 | 0.026581 | 12.0062 | 12.5175 | 1.7176 | 0.032199 | 14.2673 | 5.6649 | 1.0103 | 0.014812 | 6.69
Downstate | 2030 | 9 | 11 | 0.12901 | 2.5448e-06 | 7.745e-07 | 0.071886 | 1.418e-06 | 4.3156e-07 | 0.15855 | 0.00087663 | 1.1175e-06 | 0.088347 | 0.00048847 | 6.2268e-07 | 21.7216 | 2.9805 | 0.055875 | 24.758 | 9.8302 | 1.7533 | 0.025702 | 11.6092 | 12.1035 | 1.6608 | 0.031134 | 13.7955 | 5.4775 | 0.97693 | 0.014322 | 6.4688
Downstate | 2030 | 9 | 12 | 0.1247 | 2.4598e-06 | 7.4863e-07 | 0.069484 | 1.3706e-06 | 4.1714e-07 | 0.15325 | 0.00084734 | 1.0802e-06 | 0.085395 | 0.00047215 | 6.0188e-07 | 20.9959 | 2.881 | 0.054008 | 23.9309 | 9.5018 | 1.6947 | 0.024844 | 11.2213 | 11.6992 | 1.6053 | 0.030094 | 13.3346 | 5.2945 | 0.9443 | 0.013843 | 6.2527
Downstate | 2030 | 9 | 13 | 0.14409 | 2.8422e-06 | 8.6502e-07 | 0.080287 | 1.5837e-06 | 4.82e-07 | 0.17708 | 0.00097908 | 1.2481e-06 | 0.098672 | 0.00054555 | 6.9546e-07 | 24.2602 | 3.3289 | 0.062405 | 27.6515 | 10.9791 | 1.9582 | 0.028706 | 12.9659 | 13.5181 | 1.8549 | 0.034773 | 15.4077 | 6.1177 | 1.0911 | 0.015995 | 7.2248
Downstate | 2030 | 9 | 14 | 0.17047 | 3.3626e-06 | 1.0234e-06 | 0.094989 | 1.8737e-06 | 5.7026e-07 | 0.20951 | 0.0011584 | 1.4766e-06 | 0.11674 | 0.00064545 | 8.228e-07 | 28.7025 | 3.9384 | 0.073832 | 32.7148 | 12.9895 | 2.3167 | 0.033963 | 15.3401 | 15.9934 | 2.1945 | 0.04114 | 18.2291 | 7.2379 | 1.2909 | 0.018924 | 8.5477
Downstate | 2030 | 9 | 15 | 0.17885 | 3.5279e-06 | 1.0737e-06 | 0.099658 | 1.9658e-06 | 5.9829e-07 | 0.2198 | 0.0012153 | 1.5492e-06 | 0.12248 | 0.00067718 | 8.6324e-07 | 30.1132 | 4.132 | 0.077461 | 34.3227 | 13.6279 | 2.4306 | 0.035632 | 16.0941 | 16.7795 | 2.3024 | 0.043162 | 19.125 | 7.5936 | 1.3544 | 0.019855 | 8.9678
Downstate | 2030 | 9 | 16 | 0.20985 | 4.1395e-06 | 1.2598e-06 | 0.11693 | 2.3066e-06 | 7.02e-07 | 0.25791 | 0.001426 | 1.8178e-06 | 0.14371 | 0.00079456 | 1.0129e-06 | 35.3332 | 4.8482 | 0.090888 | 40.2723 | 15.9902 | 2.8519 | 0.041809 | 18.8839 | 19.6881 | 2.7015 | 0.050644 | 22.4403 | 8.9099 | 1.5891 | 0.023296 | 10.5224
Downstate | 2030 | 9 | 17 | 0.18472 | 3.6437e-06 | 1.109e-06 | 0.10293 | 2.0303e-06 | 6.1793e-07 | 0.22702 | 0.0012552 | 1.6001e-06 | 0.1265 | 0.00069941 | 8.9158e-07 | 31.1019 | 4.2677 | 0.080004 | 35.4496 | 14.0753 | 2.5104 | 0.036802 | 16.6225 | 17.3304 | 2.378 | 0.044579 | 19.7529 | 7.8429 | 1.3988 | 0.020506 | 9.2623
Downstate | 2030 | 9 | 18 | 0.22045 | 4.3485e-06 | 1.3234e-06 | 0.12284 | 2.423e-06 | 7.3744e-07 | 0.27093 | 0.001498 | 1.9095e-06 | 0.15096 | 0.00083468 | 1.064e-06 | 37.1171 | 5.093 | 0.095477 | 42.3057 | 16.7975 | 2.9959 | 0.043919 | 19.8374 | 20.6821 | 2.8379 | 0.053201 | 23.5732 | 9.3598 | 1.6694 | 0.024472 | 11.0536
Downstate | 2030 | 9 | 19 | 0.25726 | 5.0746e-06 | 1.5445e-06 | 0.14335 | 2.8277e-06 | 8.6059e-07 | 0.31617 | 0.0017481 | 2.2284e-06 | 0.17618 | 0.00097407 | 1.2417e-06 | 43.3156 | 5.9436 | 0.11142 | 49.3706 | 19.6027 | 3.4962 | 0.051254 | 23.1501 | 24.136 | 3.3118 | 0.062085 | 27.5099 | 10.9229 | 1.9481 | 0.028559 | 12.8995
Downstate | 2030 | 9 | 20 | 0.2903 | 5.7263e-06 | 1.7428e-06 | 0.16176 | 3.1907e-06 | 9.711e-07 | 0.35677 | 0.0019726 | 2.5146e-06 | 0.1988 | 0.0010991 | 1.4012e-06 | 48.8776 | 6.7067 | 0.12573 | 55.7101 | 22.1198 | 3.9451 | 0.057835 | 26.1228 | 27.2352 | 3.7371 | 0.070058 | 31.0423 | 12.3254 | 2.1983 | 0.032227 | 14.5559
Downstate | 2030 | 9 | 21 | 0.19715 | 3.889e-06 | 1.1836e-06 | 0.10986 | 2.167e-06 | 6.5952e-07 | 0.2423 | 0.0013397 | 1.7078e-06 | 0.13501 | 0.00074648 | 9.5159e-07 | 33.1952 | 4.5549 | 0.085388 | 37.8354 | 15.0226 | 2.6793 | 0.039279 | 17.7412 | 18.4968 | 2.538 | 0.04758 | 21.0824 | 8.3708 | 1.493 | 0.021887 | 9.8856
Downstate | 2030 | 9 | 22 | 0.17853 | 3.5216e-06 | 1.0718e-06 | 0.099478 | 1.9623e-06 | 5.9721e-07 | 0.21941 | 0.0012131 | 1.5464e-06 | 0.12226 | 0.00067595 | 8.6169e-07 | 30.0589 | 4.1245 | 0.077321 | 34.2608 | 13.6033 | 2.4262 | 0.035568 | 16.0651 | 16.7492 | 2.2982 | 0.043084 | 19.0905 | 7.5799 | 1.3519 | 0.019819 | 8.9517
Downstate | 2030 | 9 | 23 | 0.1637 | 3.2291e-06 | 9.8278e-07 | 0.091218 | 1.7993e-06 | 5.4762e-07 | 0.20119 | 0.0011124 | 1.418e-06 | 0.11211 | 0.00061983 | 7.9014e-07 | 27.563 | 3.7821 | 0.070901 | 31.416 | 12.4738 | 2.2247 | 0.032614 | 14.7311 | 15.3585 | 2.1074 | 0.039507 | 17.5054 | 6.9505 | 1.2397 | 0.018173 | 8.2084
Downstate | 2030 | 9 | 24 | 0.15648 | 3.0866e-06 | 9.394e-07 | 0.087191 | 1.7199e-06 | 5.2345e-07 | 0.19231 | 0.0010633 | 1.3554e-06 | 0.10716 | 0.00059247 | 7.5526e-07 | 26.3463 | 3.6151 | 0.067771 | 30.0292 | 11.9231 | 2.1265 | 0.031175 | 14.0809 | 14.6805 | 2.0144 | 0.037763 | 16.7326 | 6.6437 | 1.1849 | 0.017371 | 7.846
Downstate | 2030 | 10 | 1 | 0.1265 | 2.4954e-06 | 7.5946e-07 | 0.07049 | 1.3905e-06 | 4.2318e-07 | 0.15547 | 0.0008596 | 1.0958e-06 | 0.086631 | 0.00047898 | 6.1059e-07 | 21.2998 | 2.9227 | 0.05479 | 24.2772 | 9.6393 | 1.7192 | 0.025203 | 11.3837 | 11.8685 | 1.6285 | 0.03053 | 13.5276 | 5.3711 | 0.95796 | 0.014044 | 6.3432
Downstate | 2030 | 10 | 2 | 0.11748 | 2.3174e-06 | 7.0529e-07 | 0.065462 | 1.2913e-06 | 3.93e-07 | 0.14438 | 0.00079829 | 1.0176e-06 | 0.080452 | 0.00044482 | 5.6704e-07 | 19.7805 | 2.7142 | 0.050882 | 22.5455 | 8.9518 | 1.5966 | 0.023406 | 10.5717 | 11.0219 | 1.5124 | 0.028352 | 12.5627 | 4.988 | 0.88963 | 0.013042 | 5.8907
Downstate | 2030 | 10 | 3 | 0.13965 | 2.7546e-06 | 8.3836e-07 | 0.077813 | 1.5349e-06 | 4.6714e-07 | 0.17162 | 0.0009489 | 1.2096e-06 | 0.095631 | 0.00052874 | 6.7402e-07 | 23.5124 | 3.2263 | 0.060481 | 26.7992 | 10.6407 | 1.8978 | 0.027821 | 12.5663 | 13.1014 | 1.7977 | 0.033701 | 14.9328 | 5.9291 | 1.0575 | 0.015502 | 7.0021
Downstate | 2030 | 10 | 4 | 0.12608 | 2.487e-06 | 7.5691e-07 | 0.070253 | 1.3858e-06 | 4.2176e-07 | 0.15495 | 0.00085671 | 1.0921e-06 | 0.08634 | 0.00047737 | 6.0854e-07 | 21.2281 | 2.9128 | 0.054605 | 24.1955 | 9.6069 | 1.7134 | 0.025119 | 11.3454 | 11.8286 | 1.6231 | 0.030427 | 13.4821 | 5.3531 | 0.95474 | 0.013996 | 6.3218
Downstate | 2030 | 10 | 5 | 0.12131 | 2.3929e-06 | 7.2827e-07 | 0.067595 | 1.3333e-06 | 4.058e-07 | 0.14909 | 0.0008243 | 1.0508e-06 | 0.083073 | 0.00045931 | 5.8551e-07 | 20.425 | 2.8026 | 0.05254 | 23.2802 | 9.2434 | 1.6486 | 0.024168 | 10.9162 | 11.3811 | 1.5617 | 0.029276 | 12.972 | 5.1506 | 0.91862 | 0.013467 | 6.0826
Downstate | 2030 | 10 | 6 | 0.14896 | 2.9384e-06 | 8.9429e-07 | 0.083004 | 1.6373e-06 | 4.9831e-07 | 0.18307 | 0.0010122 | 1.2903e-06 | 0.10201 | 0.00056402 | 7.1899e-07 | 25.0812 | 3.4415 | 0.064517 | 28.5873 | 11.3506 | 2.0244 | 0.029678 | 13.4047 | 13.9756 | 1.9177 | 0.03595 | 15.9292 | 6.3247 | 1.128 | 0.016537 | 7.4693
Downstate | 2030 | 10 | 7 | 0.14247 | 2.8102e-06 | 8.5528e-07 | 0.079383 | 1.5659e-06 | 4.7657e-07 | 0.17509 | 0.00096806 | 1.234e-06 | 0.097561 | 0.00053941 | 6.8763e-07 | 23.9871 | 3.2914 | 0.061702 | 27.3402 | 10.8555 | 1.9361 | 0.028383 | 12.82 | 13.3659 | 1.834 | 0.034381 | 15.2343 | 6.0488 | 1.0788 | 0.015815 | 7.1434
Downstate | 2030 | 10 | 8 | 0.13385 | 2.6403e-06 | 8.0355e-07 | 0.074582 | 1.4712e-06 | 4.4775e-07 | 0.1645 | 0.00090951 | 1.1594e-06 | 0.091661 | 0.00050679 | 6.4604e-07 | 22.5364 | 3.0923 | 0.057971 | 25.6867 | 10.1989 | 1.819 | 0.026667 | 12.0446 | 12.5576 | 1.7231 | 0.032302 | 14.3129 | 5.683 | 1.0136 | 0.014859 | 6.7114
Downstate | 2030 | 10 | 9 | 0.11285 | 2.2261e-06 | 6.775e-07 | 0.062883 | 1.2404e-06 | 3.7751e-07 | 0.13869 | 0.00076684 | 9.7754e-07 | 0.077282 | 0.00042729 | 5.447e-07 | 19.0011 | 2.6072 | 0.048877 | 21.6573 | 8.5991 | 1.5337 | 0.022483 | 10.1552 | 10.5877 | 1.4528 | 0.027235 | 12.0677 | 4.7915 | 0.85458 | 0.012528 | 5.6586
Downstate | 2030 | 10 | 10 | 0.10226 | 2.017e-06 | 6.1388e-07 | 0.056978 | 1.1239e-06 | 3.4206e-07 | 0.12567 | 0.00069483 | 8.8574e-07 | 0.070025 | 0.00038717 | 4.9355e-07 | 17.2169 | 2.3624 | 0.044287 | 19.6236 | 7.7916 | 1.3897 | 0.020372 | 9.2016 | 9.5935 | 1.3164 | 0.024677 | 10.9345 | 4.3416 | 0.77433 | 0.011352 | 5.1272
Downstate | 2030 | 10 | 11 | 0.10497 | 2.0707e-06 | 6.302e-07 | 0.058493 | 1.1538e-06 | 3.5116e-07 | 0.12901 | 0.0007133 | 9.093e-07 | 0.071887 | 0.00039746 | 5.0667e-07 | 17.6746 | 2.4252 | 0.045465 | 20.1453 | 7.9987 | 1.4266 | 0.020914 | 9.4463 | 9.8485 | 1.3514 | 0.025334 | 11.2252 | 4.457 | 0.79492 | 0.011653 | 5.2636
Downstate | 2030 | 10 | 12 | 0.11767 | 2.3211e-06 | 7.0643e-07 | 0.065568 | 1.2934e-06 | 3.9363e-07 | 0.14462 | 0.00079958 | 1.0193e-06 | 0.080582 | 0.00044553 | 5.6795e-07 | 19.8124 | 2.7186 | 0.050964 | 22.5819 | 8.9662 | 1.5992 | 0.023443 | 10.5888 | 11.0397 | 1.5148 | 0.028398 | 12.5829 | 4.9961 | 0.89107 | 0.013063 | 5.9002
Downstate | 2030 | 10 | 13 | 0.12597 | 2.4848e-06 | 7.5624e-07 | 0.07019 | 1.3845e-06 | 4.2138e-07 | 0.15481 | 0.00085595 | 1.0911e-06 | 0.086263 | 0.00047695 | 6.08e-07 | 21.2093 | 2.9102 | 0.054557 | 24.1741 | 9.5984 | 1.7119 | 0.025096 | 11.3354 | 11.8181 | 1.6216 | 0.0304 | 13.4701 | 5.3483 | 0.95389 | 0.013984 | 6.3162
Downstate | 2030 | 10 | 14 | 0.14574 | 2.8748e-06 | 8.7495e-07 | 0.081209 | 1.6019e-06 | 4.8753e-07 | 0.17911 | 0.00099031 | 1.2624e-06 | 0.099804 | 0.00055181 | 7.0344e-07 | 24.5386 | 3.3671 | 0.063121 | 27.9688 | 11.1051 | 1.9806 | 0.029036 | 13.1147 | 13.6732 | 1.8762 | 0.035172 | 15.5846 | 6.1879 | 1.1036 | 0.016179 | 7.3077
Downstate | 2030 | 10 | 15 | 0.17261 | 3.4049e-06 | 1.0363e-06 | 0.096183 | 1.8973e-06 | 5.7743e-07 | 0.21214 | 0.0011729 | 1.4952e-06 | 0.11821 | 0.00065357 | 8.3315e-07 | 29.0633 | 3.9879 | 0.07476 | 33.126 | 13.1528 | 2.3458 | 0.03439 | 15.533 | 16.1945 | 2.2221 | 0.041657 | 18.4582 | 7.3289 | 1.3071 | 0.019162 | 8.6552
Downstate | 2030 | 10 | 16 | 0.17162 | 3.3854e-06 | 1.0303e-06 | 0.095631 | 1.8864e-06 | 5.7411e-07 | 0.21092 | 0.0011662 | 1.4866e-06 | 0.11753 | 0.00064981 | 8.2836e-07 | 28.8965 | 3.965 | 0.074331 | 32.9358 | 13.0772 | 2.3324 | 0.034192 | 15.4438 | 16.1015 | 2.2094 | 0.041418 | 18.3523 | 7.2868 | 1.2996 | 0.019052 | 8.6055
Downstate | 2030 | 10 | 17 | 0.14987 | 2.9562e-06 | 8.9972e-07 | 0.083508 | 1.6472e-06 | 5.0133e-07 | 0.18418 | 0.0010184 | 1.2982e-06 | 0.10263 | 0.00056744 | 7.2335e-07 | 25.2333 | 3.4624 | 0.064908 | 28.7606 | 11.4195 | 2.0367 | 0.029858 | 13.486 | 14.0603 | 1.9293 | 0.036168 | 16.0258 | 6.3631 | 1.1349 | 0.016637 | 7.5146
Downstate | 2030 | 10 | 18 | 0.21106 | 4.1634e-06 | 1.2671e-06 | 0.11761 | 2.3199e-06 | 7.0605e-07 | 0.2594 | 0.0014342 | 1.8283e-06 | 0.14454 | 0.00079915 | 1.0187e-06 | 35.5372 | 4.8762 | 0.091413 | 40.5048 | 16.0825 | 2.8684 | 0.04205 | 18.993 | 19.8018 | 2.7171 | 0.050936 | 22.5698 | 8.9614 | 1.5983 | 0.023431 | 10.5831
Downstate | 2030 | 10 | 19 | 0.27141 | 5.3538e-06 | 1.6294e-06 | 0.15123 | 2.9832e-06 | 9.0792e-07 | 0.33356 | 0.0018443 | 2.351e-06 | 0.18587 | 0.0010276 | 1.31e-06 | 45.6981 | 6.2705 | 0.11755 | 52.0861 | 20.6809 | 3.6885 | 0.054073 | 24.4235 | 25.4635 | 3.494 | 0.0655 | 29.023 | 11.5236 | 2.0553 | 0.03013 | 13.6091
Downstate | 2030 | 10 | 20 | 0.22421 | 4.4227e-06 | 1.3461e-06 | 0.12493 | 2.4644e-06 | 7.5004e-07 | 0.27556 | 0.0015235 | 1.9422e-06 | 0.15354 | 0.00084893 | 1.0822e-06 | 37.7512 | 5.18 | 0.097108 | 43.0283 | 17.0845 | 3.0471 | 0.04467 | 20.1762 | 21.0354 | 2.8864 | 0.05411 | 23.9759 | 9.5197 | 1.6979 | 0.024891 | 11.2424
Downstate | 2030 | 10 | 21 | 0.17372 | 3.4268e-06 | 1.0429e-06 | 0.096801 | 1.9095e-06 | 5.8114e-07 | 0.2135 | 0.0011805 | 1.5048e-06 | 0.11897 | 0.00065777 | 8.385e-07 | 29.2501 | 4.0136 | 0.075241 | 33.3389 | 13.2373 | 2.3609 | 0.034611 | 15.6328 | 16.2985 | 2.2364 | 0.041925 | 18.5768 | 7.376 | 1.3155 | 0.019285 | 8.7108
Downstate | 2030 | 10 | 22 | 0.16664 | 3.2871e-06 | 1.0004e-06 | 0.092854 | 1.8316e-06 | 5.5744e-07 | 0.2048 | 0.0011323 | 1.4435e-06 | 0.11412 | 0.00063095 | 8.0431e-07 | 28.0575 | 3.8499 | 0.072173 | 31.9796 | 12.6976 | 2.2647 | 0.0332 | 14.9954 | 15.634 | 2.1452 | 0.040216 | 17.8195 | 7.0752 | 1.2619 | 0.018499 | 8.3556
Downstate | 2030 | 10 | 23 | 0.15443 | 3.0461e-06 | 9.2708e-07 | 0.086048 | 1.6973e-06 | 5.1658e-07 | 0.18979 | 0.0010493 | 1.3376e-06 | 0.10575 | 0.0005847 | 7.4535e-07 | 26.0008 | 3.5677 | 0.066882 | 29.6353 | 11.7668 | 2.0986 | 0.030766 | 13.8962 | 14.4879 | 1.988 | 0.037268 | 16.5132 | 6.5566 | 1.1694 | 0.017143 | 7.7431
Downstate | 2030 | 10 | 24 | 0.14215 | 2.8039e-06 | 8.5336e-07 | 0.079205 | 1.5624e-06 | 4.755e-07 | 0.17469 | 0.00096588 | 1.2313e-06 | 0.097342 | 0.0005382 | 6.8608e-07 | 23.9332 | 3.284 | 0.061564 | 27.2787 | 10.8311 | 1.9318 | 0.028319 | 12.7912 | 13.3359 | 1.8299 | 0.034304 | 15.2001 | 6.0352 | 1.0764 | 0.01578 | 7.1274
Downstate | 2030 | 11 | 1 | 0.16776 | 3.3091e-06 | 1.0071e-06 | 0.093475 | 1.8439e-06 | 5.6117e-07 | 0.20617 | 0.0011399 | 1.4531e-06 | 0.11488 | 0.00063517 | 8.0969e-07 | 28.2451 | 3.8757 | 0.072655 | 32.1935 | 12.7825 | 2.2798 | 0.033422 | 15.0957 | 15.7385 | 2.1596 | 0.040485 | 17.9386 | 7.1226 | 1.2703 | 0.018623 | 8.4115
Downstate | 2030 | 11 | 2 | 0.1454 | 2.8682e-06 | 8.7292e-07 | 0.081021 | 1.5982e-06 | 4.864e-07 | 0.1787 | 0.00098802 | 1.2595e-06 | 0.099574 | 0.00055054 | 7.0181e-07 | 24.4819 | 3.3593 | 0.062975 | 27.9041 | 11.0794 | 1.976 | 0.028969 | 13.0844 | 13.6416 | 1.8718 | 0.035091 | 15.5485 | 6.1736 | 1.1011 | 0.016142 | 7.2908
Downstate | 2030 | 11 | 3 | 0.14027 | 2.7669e-06 | 8.4209e-07 | 0.078159 | 1.5417e-06 | 4.6922e-07 | 0.17239 | 0.00095313 | 1.215e-06 | 0.096057 | 0.00053109 | 6.7702e-07 | 23.6172 | 3.2406 | 0.060751 | 26.9185 | 10.6881 | 1.9063 | 0.027945 | 12.6223 | 13.1598 | 1.8057 | 0.033851 | 14.9993 | 5.9555 | 1.0622 | 0.015572 | 7.0333
Downstate | 2030 | 11 | 4 | 0.14544 | 2.8689e-06 | 8.7314e-07 | 0.081041 | 1.5986e-06 | 4.8652e-07 | 0.17874 | 0.00098827 | 1.2598e-06 | 0.099598 | 0.00055068 | 7.0198e-07 | 24.4879 | 3.3601 | 0.062991 | 27.911 | 11.0821 | 1.9765 | 0.028976 | 13.0876 | 13.645 | 1.8723 | 0.035099 | 15.5524 | 6.1751 | 1.1014 | 0.016146 | 7.2926
Downstate | 2030 | 11 | 5 | 0.13679 | 2.6982e-06 | 8.212e-07 | 0.07622 | 1.5035e-06 | 4.5758e-07 | 0.16811 | 0.00092948 | 1.1849e-06 | 0.093674 | 0.00051792 | 6.6023e-07 | 23.0313 | 3.1602 | 0.059244 | 26.2508 | 10.4229 | 1.859 | 0.027252 | 12.3091 | 12.8333 | 1.7609 | 0.033011 | 14.6273 | 5.8078 | 1.0358 | 0.015185 | 6.8588
Downstate | 2030 | 11 | 6 | 0.16695 | 3.2931e-06 | 1.0022e-06 | 0.093024 | 1.835e-06 | 5.5847e-07 | 0.20517 | 0.0011344 | 1.4461e-06 | 0.11433 | 0.0006321 | 8.0579e-07 | 28.1089 | 3.857 | 0.072305 | 32.0382 | 12.7208 | 2.2688 | 0.03326 | 15.0229 | 15.6626 | 2.1491 | 0.040289 | 17.8521 | 7.0882 | 1.2642 | 0.018533 | 8.3709
Downstate | 2030 | 11 | 7 | 0.18065 | 3.5634e-06 | 1.0845e-06 | 0.10066 | 1.9856e-06 | 6.0431e-07 | 0.22202 | 0.0012275 | 1.5648e-06 | 0.12371 | 0.00068399 | 8.7194e-07 | 30.4165 | 4.1736 | 0.078241 | 34.6683 | 13.7651 | 2.4551 | 0.035991 | 16.2562 | 16.9484 | 2.3256 | 0.043597 | 19.3176 | 7.6701 | 1.368 | 0.020055 | 9.0581
Downstate | 2030 | 11 | 8 | 0.17279 | 3.4083e-06 | 1.0373e-06 | 0.096279 | 1.8992e-06 | 5.78e-07 | 0.21235 | 0.0011741 | 1.4967e-06 | 0.11833 | 0.00065422 | 8.3398e-07 | 29.0923 | 3.9919 | 0.074835 | 33.159 | 13.1658 | 2.3482 | 0.034424 | 15.5484 | 16.2106 | 2.2243 | 0.041699 | 18.4766 | 7.3362 | 1.3084 | 0.019181 | 8.6638
Downstate | 2030 | 11 | 9 | 0.16565 | 3.2674e-06 | 9.9444e-07 | 0.0923 | 1.8207e-06 | 5.5411e-07 | 0.20358 | 0.0011256 | 1.4348e-06 | 0.11344 | 0.00062718 | 7.9951e-07 | 27.8899 | 3.8269 | 0.071742 | 31.7886 | 12.6217 | 2.2511 | 0.033001 | 14.9058 | 15.5406 | 2.1324 | 0.039975 | 17.713 | 7.033 | 1.2544 | 0.018389 | 8.3057
Downstate | 2030 | 11 | 10 | 0.13217 | 2.6071e-06 | 7.9347e-07 | 0.073646 | 1.4527e-06 | 4.4213e-07 | 0.16243 | 0.00089809 | 1.1449e-06 | 0.09051 | 0.00050043 | 6.3793e-07 | 22.2535 | 3.0535 | 0.057243 | 25.3642 | 10.0709 | 1.7962 | 0.026332 | 11.8934 | 12.3999 | 1.7015 | 0.031896 | 14.1333 | 5.6116 | 1.0009 | 0.014672 | 6.6272
Downstate | 2030 | 11 | 11 | 0.13435 | 2.6502e-06 | 8.0659e-07 | 0.074864 | 1.4767e-06 | 4.4944e-07 | 0.16512 | 0.00091295 | 1.1638e-06 | 0.092007 | 0.0005087 | 6.4848e-07 | 22.6215 | 3.104 | 0.05819 | 25.7837 | 10.2375 | 1.8259 | 0.026767 | 12.0901 | 12.605 | 1.7296 | 0.032424 | 14.367 | 5.7045 | 1.0174 | 0.014915 | 6.7368
Downstate | 2030 | 11 | 12 | 0.14021 | 2.7656e-06 | 8.4172e-07 | 0.078125 | 1.541e-06 | 4.6902e-07 | 0.17231 | 0.0009527 | 1.2145e-06 | 0.096014 | 0.00053086 | 6.7672e-07 | 23.6067 | 3.2392 | 0.060724 | 26.9066 | 10.6833 | 1.9054 | 0.027933 | 12.6166 | 13.1539 | 1.8049 | 0.033836 | 14.9927 | 5.9529 | 1.0617 | 0.015565 | 7.0302
Downstate | 2030 | 11 | 13 | 0.15647 | 3.0865e-06 | 9.3937e-07 | 0.087188 | 1.7198e-06 | 5.2343e-07 | 0.1923 | 0.0010632 | 1.3554e-06 | 0.10715 | 0.00059244 | 7.5523e-07 | 26.3453 | 3.615 | 0.067769 | 30.0281 | 11.9227 | 2.1265 | 0.031174 | 14.0803 | 14.6799 | 2.0143 | 0.037761 | 16.732 | 6.6435 | 1.1849 | 0.01737 | 7.8457
Downstate | 2030 | 11 | 14 | 0.17901 | 3.5311e-06 | 1.0747e-06 | 0.099746 | 1.9675e-06 | 5.9882e-07 | 0.22 | 0.0012164 | 1.5506e-06 | 0.12259 | 0.00067778 | 8.6401e-07 | 30.14 | 4.1357 | 0.07753 | 34.3532 | 13.64 | 2.4327 | 0.035664 | 16.1084 | 16.7944 | 2.3044 | 0.0432 | 19.142 | 7.6004 | 1.3556 | 0.019872 | 8.9758
Downstate | 2030 | 11 | 15 | 0.19497 | 3.8459e-06 | 1.1705e-06 | 0.10864 | 2.143e-06 | 6.5221e-07 | 0.23961 | 0.0013248 | 1.6888e-06 | 0.13352 | 0.00073821 | 9.4104e-07 | 32.8272 | 4.5044 | 0.084442 | 37.416 | 14.8561 | 2.6496 | 0.038843 | 17.5446 | 18.2917 | 2.5099 | 0.047052 | 20.8487 | 8.278 | 1.4764 | 0.021644 | 9.7761
Downstate | 2030 | 11 | 16 | 0.20661 | 4.0755e-06 | 1.2404e-06 | 0.11513 | 2.2709e-06 | 6.9115e-07 | 0.25392 | 0.0014039 | 1.7897e-06 | 0.14149 | 0.00078229 | 9.9724e-07 | 34.7874 | 4.7734 | 0.089484 | 39.6503 | 15.7432 | 2.8079 | 0.041163 | 18.5922 | 19.384 | 2.6598 | 0.049862 | 22.0936 | 8.7723 | 1.5646 | 0.022936 | 10.3598
Downstate | 2030 | 11 | 17 | 0.21358 | 4.2131e-06 | 1.2822e-06 | 0.11901 | 2.3476e-06 | 7.1448e-07 | 0.26249 | 0.0014513 | 1.8501e-06 | 0.14626 | 0.00080869 | 1.0309e-06 | 35.9614 | 4.9345 | 0.092504 | 40.9884 | 16.2745 | 2.9026 | 0.042552 | 19.2197 | 20.0382 | 2.7495 | 0.051545 | 22.8392 | 9.0684 | 1.6174 | 0.02371 | 10.7095
Downstate | 2030 | 11 | 18 | 0.29274 | 5.7744e-06 | 1.7574e-06 | 0.16312 | 3.2176e-06 | 9.7926e-07 | 0.35977 | 0.0019892 | 2.5357e-06 | 0.20047 | 0.0011084 | 1.4129e-06 | 49.2888 | 6.7632 | 0.12679 | 56.1787 | 22.3059 | 3.9783 | 0.058322 | 26.3425 | 27.4643 | 3.7685 | 0.070647 | 31.3035 | 12.4291 | 2.2168 | 0.032498 | 14.6784
Downstate | 2030 | 11 | 19 | 0.29599 | 5.8385e-06 | 1.7769e-06 | 0.16493 | 3.2533e-06 | 9.9013e-07 | 0.36376 | 0.0020112 | 2.5639e-06 | 0.20269 | 0.0011207 | 1.4286e-06 | 49.8357 | 6.8382 | 0.12819 | 56.8021 | 22.5534 | 4.0225 | 0.058969 | 26.6348 | 27.7691 | 3.8103 | 0.071431 | 31.6508 | 12.567 | 2.2414 | 0.032858 | 14.8413
Downstate | 2030 | 11 | 20 | 0.25579 | 5.0455e-06 | 1.5356e-06 | 0.14253 | 2.8114e-06 | 8.5566e-07 | 0.31436 | 0.0017381 | 2.2157e-06 | 0.17516 | 0.00096848 | 1.2346e-06 | 43.0672 | 5.9095 | 0.11078 | 49.0875 | 19.4903 | 3.4762 | 0.05096 | 23.0174 | 23.9976 | 3.2928 | 0.061729 | 27.3522 | 10.8602 | 1.937 | 0.028396 | 12.8256
Downstate | 2030 | 11 | 21 | 0.20851 | 4.1129e-06 | 1.2517e-06 | 0.11618 | 2.2918e-06 | 6.9749e-07 | 0.25625 | 0.0014168 | 1.8061e-06 | 0.14279 | 0.00078946 | 1.0064e-06 | 35.1064 | 4.8171 | 0.090305 | 40.0138 | 15.8876 | 2.8336 | 0.04154 | 18.7627 | 19.5617 | 2.6842 | 0.050319 | 22.2962 | 8.8527 | 1.5789 | 0.023147 | 10.4548
Downstate | 2030 | 11 | 22 | 0.20213 | 3.9871e-06 | 1.2135e-06 | 0.11263 | 2.2217e-06 | 6.7616e-07 | 0.24841 | 0.0013735 | 1.7509e-06 | 0.13842 | 0.00076532 | 9.756e-07 | 34.0327 | 4.6698 | 0.087543 | 38.7901 | 15.4017 | 2.7469 | 0.04027 | 18.1889 | 18.9635 | 2.6021 | 0.04878 | 21.6143 | 8.582 | 1.5306 | 0.022439 | 10.1351
Downstate | 2030 | 11 | 23 | 0.18865 | 3.7211e-06 | 1.1325e-06 | 0.10512 | 2.0735e-06 | 6.3105e-07 | 0.23184 | 0.0012819 | 1.6341e-06 | 0.12919 | 0.00071426 | 9.1052e-07 | 31.7625 | 4.3583 | 0.081703 | 36.2025 | 14.3743 | 2.5637 | 0.037583 | 16.9756 | 17.6985 | 2.4285 | 0.045526 | 20.1725 | 8.0095 | 1.4285 | 0.020942 | 9.459
Downstate | 2030 | 11 | 24 | 0.18608 | 3.6704e-06 | 1.1171e-06 | 0.10368 | 2.0452e-06 | 6.2246e-07 | 0.22868 | 0.0012644 | 1.6118e-06 | 0.12743 | 0.00070453 | 8.9812e-07 | 31.3297 | 4.2989 | 0.08059 | 35.7092 | 14.1784 | 2.5288 | 0.037071 | 16.7443 | 17.4573 | 2.3954 | 0.044906 | 19.8976 | 7.9004 | 1.4091 | 0.020657 | 9.3301
Downstate | 2030 | 12 | 1 | 0.15429 | 3.0434e-06 | 9.2626e-07 | 0.085972 | 1.6958e-06 | 5.1612e-07 | 0.18962 | 0.0010484 | 1.3365e-06 | 0.10566 | 0.00058418 | 7.4469e-07 | 25.9778 | 3.5645 | 0.066823 | 29.6092 | 11.7564 | 2.0968 | 0.030739 | 13.8839 | 14.4752 | 1.9862 | 0.037235 | 16.4986 | 6.5508 | 1.1684 | 0.017128 | 7.7363
Downstate | 2030 | 12 | 2 | 0.14018 | 2.7652e-06 | 8.4159e-07 | 0.078113 | 1.5408e-06 | 4.6894e-07 | 0.17229 | 0.00095256 | 1.2143e-06 | 0.095999 | 0.00053078 | 6.7662e-07 | 23.6031 | 3.2387 | 0.060715 | 26.9025 | 10.6817 | 1.9051 | 0.027929 | 12.6147 | 13.1519 | 1.8046 | 0.033831 | 14.9904 | 5.952 | 1.0616 | 0.015562 | 7.0291
Downstate | 2030 | 12 | 3 | 0.12936 | 2.5517e-06 | 7.7661e-07 | 0.072082 | 1.4219e-06 | 4.3274e-07 | 0.15898 | 0.00087901 | 1.1205e-06 | 0.088588 | 0.0004898 | 6.2438e-07 | 21.7807 | 2.9886 | 0.056027 | 24.8254 | 9.857 | 1.758 | 0.025772 | 11.6408 | 12.1365 | 1.6653 | 0.031219 | 13.833 | 5.4924 | 0.97959 | 0.014361 | 6.4864
Downstate | 2030 | 12 | 4 | 0.12814 | 2.5277e-06 | 7.6929e-07 | 0.071402 | 1.4084e-06 | 4.2866e-07 | 0.15748 | 0.00087072 | 1.11e-06 | 0.087752 | 0.00048518 | 6.1849e-07 | 21.5753 | 2.9605 | 0.055498 | 24.5912 | 9.764 | 1.7414 | 0.025529 | 11.531 | 12.022 | 1.6496 | 0.030924 | 13.7025 | 5.4406 | 0.97035 | 0.014225 | 6.4252
Downstate | 2030 | 12 | 5 | 0.12247 | 2.4159e-06 | 7.3527e-07 | 0.068244 | 1.3462e-06 | 4.097e-07 | 0.15052 | 0.00083222 | 1.0609e-06 | 0.083871 | 0.00046372 | 5.9114e-07 | 20.6212 | 2.8295 | 0.053044 | 23.5038 | 9.3322 | 1.6644 | 0.0244 | 11.0211 | 11.4904 | 1.5767 | 0.029557 | 13.0966 | 5.2 | 0.92744 | 0.013596 | 6.1411
Downstate | 2030 | 12 | 6 | 0.1344 | 2.6511e-06 | 8.0686e-07 | 0.074889 | 1.4772e-06 | 4.4959e-07 | 0.16517 | 0.00091325 | 1.1642e-06 | 0.092038 | 0.00050887 | 6.4869e-07 | 22.629 | 3.105 | 0.058209 | 25.7922 | 10.2408 | 1.8265 | 0.026776 | 12.0941 | 12.6091 | 1.7302 | 0.032435 | 14.3717 | 5.7063 | 1.0177 | 0.01492 | 6.739
Downstate | 2030 | 12 | 7 | 0.15544 | 3.0661e-06 | 9.3317e-07 | 0.086613 | 1.7085e-06 | 5.1997e-07 | 0.19103 | 0.0010562 | 1.3464e-06 | 0.10645 | 0.00058853 | 7.5025e-07 | 26.1715 | 3.5911 | 0.067321 | 29.8299 | 11.844 | 2.1124 | 0.030968 | 13.9874 | 14.5831 | 2.001 | 0.037512 | 16.6216 | 6.5996 | 1.1771 | 0.017256 | 7.794
Downstate | 2030 | 12 | 8 | 0.16386 | 3.2322e-06 | 9.8371e-07 | 0.091303 | 1.801e-06 | 5.4813e-07 | 0.20138 | 0.0011134 | 1.4193e-06 | 0.11221 | 0.00062041 | 7.9088e-07 | 27.5889 | 3.7856 | 0.070967 | 31.4455 | 12.4855 | 2.2268 | 0.032645 | 14.745 | 15.3729 | 2.1094 | 0.039544 | 17.5218 | 6.9571 | 1.2408 | 0.01819 | 8.2161
Downstate | 2030 | 12 | 9 | 0.14631 | 2.886e-06 | 8.7834e-07 | 0.081524 | 1.6081e-06 | 4.8942e-07 | 0.17981 | 0.00099416 | 1.2673e-06 | 0.10019 | 0.00055396 | 7.0617e-07 | 24.6338 | 3.3801 | 0.063366 | 28.0773 | 11.1482 | 1.9883 | 0.029148 | 13.1656 | 13.7263 | 1.8835 | 0.035308 | 15.645 | 6.2119 | 1.1079 | 0.016242 | 7.336
Downstate | 2030 | 12 | 10 | 0.12951 | 2.5546e-06 | 7.7748e-07 | 0.072163 | 1.4234e-06 | 4.3322e-07 | 0.15916 | 0.00088 | 1.1218e-06 | 0.088687 | 0.00049035 | 6.2508e-07 | 21.8052 | 2.992 | 0.05609 | 24.8532 | 9.868 | 1.76 | 0.025801 | 11.6538 | 12.1501 | 1.6672 | 0.031254 | 13.8485 | 5.4986 | 0.98069 | 0.014377 | 6.4937
Downstate | 2030 | 12 | 11 | 0.12589 | 2.4833e-06 | 7.5579e-07 | 0.07015 | 1.3837e-06 | 4.2114e-07 | 0.15472 | 0.00085545 | 1.0905e-06 | 0.086213 | 0.00047667 | 6.0764e-07 | 21.1969 | 2.9085 | 0.054525 | 24.16 | 9.5928 | 1.7109 | 0.025082 | 11.3287 | 11.8112 | 1.6207 | 0.030382 | 13.4622 | 5.3452 | 0.95334 | 0.013976 | 6.3125
Downstate | 2030 | 12 | 12 | 0.13266 | 2.6169e-06 | 7.9644e-07 | 0.073922 | 1.4582e-06 | 4.4379e-07 | 0.16304 | 0.00090146 | 1.1491e-06 | 0.090849 | 0.0005023 | 6.4032e-07 | 22.3368 | 3.0649 | 0.057457 | 25.4592 | 10.1086 | 1.8029 | 0.02643 | 11.938 | 12.4464 | 1.7078 | 0.032016 | 14.1862 | 5.6327 | 1.0046 | 0.014727 | 6.652
Downstate | 2030 | 12 | 13 | 0.15006 | 2.96e-06 | 9.0088e-07 | 0.083615 | 1.6494e-06 | 5.0198e-07 | 0.18442 | 0.0010197 | 1.2998e-06 | 0.10276 | 0.00056817 | 7.2429e-07 | 25.2659 | 3.4669 | 0.064992 | 28.7977 | 11.4342 | 2.0393 | 0.029896 | 13.5034 | 14.0785 | 1.9318 | 0.036214 | 16.0464 | 6.3713 | 1.1363 | 0.016659 | 7.5243
Downstate | 2030 | 12 | 14 | 0.15521 | 3.0615e-06 | 9.3177e-07 | 0.086483 | 1.7059e-06 | 5.192e-07 | 0.19075 | 0.0010546 | 1.3444e-06 | 0.10629 | 0.00058766 | 7.4913e-07 | 26.1324 | 3.5858 | 0.067221 | 29.7854 | 11.8263 | 2.1093 | 0.030922 | 13.9665 | 14.5613 | 1.998 | 0.037456 | 16.5968 | 6.5898 | 1.1753 | 0.01723 | 7.7823
Downstate | 2030 | 12 | 15 | 0.17157 | 3.3843e-06 | 1.03e-06 | 0.0956 | 1.8858e-06 | 5.7393e-07 | 0.21086 | 0.0011658 | 1.4861e-06 | 0.11749 | 0.0006496 | 8.281e-07 | 28.8872 | 3.9638 | 0.074307 | 32.9252 | 13.073 | 2.3316 | 0.034181 | 15.4388 | 16.0963 | 2.2087 | 0.041405 | 18.3463 | 7.2845 | 1.2992 | 0.019046 | 8.6027
Downstate | 2030 | 12 | 16 | 0.19463 | 3.8391e-06 | 1.1684e-06 | 0.10845 | 2.1392e-06 | 6.5106e-07 | 0.23919 | 0.0013225 | 1.6859e-06 | 0.13328 | 0.00073691 | 9.3939e-07 | 32.7695 | 4.4965 | 0.084294 | 37.3503 | 14.83 | 2.645 | 0.038775 | 17.5138 | 18.2596 | 2.5055 | 0.046969 | 20.812 | 8.2635 | 1.4738 | 0.021606 | 9.7589
Downstate | 2030 | 12 | 17 | 0.20113 | 3.9674e-06 | 1.2075e-06 | 0.11207 | 2.2107e-06 | 6.7282e-07 | 0.24719 | 0.0013667 | 1.7422e-06 | 0.13774 | 0.00076154 | 9.7079e-07 | 33.8648 | 4.6468 | 0.087111 | 38.5987 | 15.3257 | 2.7334 | 0.040071 | 18.0991 | 18.8699 | 2.5892 | 0.048539 | 21.5077 | 8.5397 | 1.5231 | 0.022328 | 10.0851
Downstate | 2030 | 12 | 18 | 0.25097 | 4.9506e-06 | 1.5067e-06 | 0.13985 | 2.7585e-06 | 8.3955e-07 | 0.30844 | 0.0017054 | 2.174e-06 | 0.17187 | 0.00095026 | 1.2114e-06 | 42.2568 | 5.7983 | 0.1087 | 48.1638 | 19.1235 | 3.4107 | 0.050001 | 22.5843 | 23.546 | 3.2309 | 0.060568 | 26.8375 | 10.6559 | 1.9005 | 0.027861 | 12.5842
Downstate | 2030 | 12 | 19 | 0.25987 | 5.1262e-06 | 1.5601e-06 | 0.14481 | 2.8564e-06 | 8.6933e-07 | 0.31938 | 0.0017659 | 2.2511e-06 | 0.17796 | 0.00098395 | 1.2543e-06 | 43.7554 | 6.0039 | 0.11255 | 49.8718 | 19.8017 | 3.5317 | 0.051774 | 23.3852 | 24.381 | 3.3454 | 0.062716 | 27.7892 | 11.0338 | 1.9679 | 0.028849 | 13.0305
Downstate | 2030 | 12 | 20 | 0.25009 | 4.9331e-06 | 1.5014e-06 | 0.13935 | 2.7488e-06 | 8.3658e-07 | 0.30735 | 0.0016993 | 2.1663e-06 | 0.17126 | 0.00094689 | 1.2071e-06 | 42.1072 | 5.7777 | 0.10831 | 47.9933 | 19.0558 | 3.3987 | 0.049824 | 22.5043 | 23.4627 | 3.2194 | 0.060353 | 26.7425 | 10.6181 | 1.8938 | 0.027763 | 12.5397
Downstate | 2030 | 12 | 21 | 0.23333 | 4.6026e-06 | 1.4008e-06 | 0.13002 | 2.5647e-06 | 7.8055e-07 | 0.28676 | 0.0015855 | 2.0212e-06 | 0.15979 | 0.00088347 | 1.1262e-06 | 39.2868 | 5.3907 | 0.10106 | 44.7786 | 17.7794 | 3.171 | 0.046487 | 20.9969 | 21.8911 | 3.0038 | 0.056311 | 24.9512 | 9.9069 | 1.7669 | 0.025903 | 11.6997
Downstate | 2030 | 12 | 22 | 0.19776 | 3.901e-06 | 1.1872e-06 | 0.1102 | 2.1737e-06 | 6.6155e-07 | 0.24305 | 0.0013438 | 1.713e-06 | 0.13543 | 0.00074878 | 9.5452e-07 | 33.2974 | 4.5689 | 0.085652 | 37.952 | 15.0689 | 2.6876 | 0.0394 | 17.7959 | 18.5537 | 2.5459 | 0.047726 | 21.1473 | 8.3966 | 1.4976 | 0.021954 | 9.9161
Downstate | 2030 | 12 | 23 | 0.1846 | 3.6414e-06 | 1.1082e-06 | 0.10286 | 2.029e-06 | 6.1753e-07 | 0.22687 | 0.0012544 | 1.599e-06 | 0.12642 | 0.00069895 | 8.9101e-07 | 31.0817 | 4.2649 | 0.079952 | 35.4265 | 14.0662 | 2.5088 | 0.036778 | 16.6117 | 17.3191 | 2.3764 | 0.04455 | 19.7401 | 7.8378 | 1.3979 | 0.020493 | 9.2562
Downstate | 2030 | 12 | 24 | 0.17288 | 3.4101e-06 | 1.0379e-06 | 0.09633 | 1.9002e-06 | 5.7831e-07 | 0.21247 | 0.0011747 | 1.4975e-06 | 0.11839 | 0.00065457 | 8.3442e-07 | 29.1079 | 3.994 | 0.074875 | 33.1768 | 13.1729 | 2.3494 | 0.034442 | 15.5568 | 16.2193 | 2.2255 | 0.041721 | 18.4865 | 7.3401 | 1.3091 | 0.019192 | 8.6684