## Title Page
LSR Supply Curve Output Data
Prepared for
September 17, 2025
Sustainable Energy Advantage, LLC
seadvantage.com

## Definitions
Tables 1 and 2
Term | Definition
Technology Type | Land-based Wind or Utility-scale Solar
County | County in New York; only counties with resource potential are included
Interconnection Zone | NYISO Zone A-K. Counties are mapped to NYISO Zones based on majority of area
CapEx Bin | In total, some 351 land-based wind and solar "Resource Blocks" were identified by county. A GIS analysis of available space to develop land-based wind or utility scale solar was conducted in order to develop these Resource Blocks. Some counties had a substantial amount of resource potential covering a broad range of capital costs. To better capture this range in the 230 aggregated blocks presented here, some counties were divided into three cost bins.
Available Capacity (MWac) | Developable potential of the resource block, excluding resources that are already deployed and resources that held contracts prior to June 2025.
2025 Weighted Avg Resource CapEx ($/kWac) | Capital cost in nominal dollars, including construction finance, for resources reaching commercial operation in 2025, weighted by available capacity.
2025 Weighted Avg IX CapEx ($/kWac) | Interconnection capital cost in nominal dollars, for resources reaching commercial operation in 2025, weighted by available capacity.
2025 Weighted Avg OpEx ($/kWac-year) | Representative annual operating cost in nominal dollars, for resources reaching commercial operation in 2025, weighted by available capacity.
2025 Weighted Avg Capacity Factor | Median-year capacity factor, for resources reaching commercial operation in 2025, weighted by available capacity.
Annual Escalators- CAPEX, OPEX, IX CAPEX | For each of the output categories, annual escalators are provided to capture each subsequent commercial operation date. For example, multiplying the 2030 Resource CapEx Escalator by the 2025 Weighted Avg Resource CapEx would produce the 2030 Weighted Avg Resource CapEx.
Annual Escalators- Phased-In MW | For this output category, annual escalators are provided to capture how much supply becomes available year over year. For example, multiplying the 2030 Phased-In MW Escalator by a resource block's Available Capacity produces the 2030 Phased-In Capacity.
Tables 3 and 4
Term | Definition
Technology Type | Offshore Wind - Fixed Bottom (to be installed in existing lease areas) and Offshore Wind – Floating (to be installed in modeled future lease areas)
Interconnection Zone | NYISO Zone of the assumed point of of interconnection
Resource Block ID | Unique ID; EL stands for Existing Lease area, and FL stands for floating wind; see map below for reference
Available Capacity (MWac) | Developable potential of the resource block
2050 Resource CapEx ($/kWac) | Capital cost in nominal dollars, including construction finance, for resources reaching commercial operation in 2050, weighted by available capacity.
2050 IX CapEx ($/kWac) | Interconnection capital cost in nominal dollars, for resources reaching commercial operation in 2050, weighted by available capacity.
2050 OpEx ($/kWac-year) | Representative annual operating cost in nominal dollars, for resources reaching commercial operation in 2050, weighted by available capacity.
2050 Capacity Factor | Median-year capacity factor, for resources reaching commercial operation in 2050, weighted by available capacity.
Annual Escalators | For each of the output categories, annual escalators are provided to capture each subsequent commercial operation date. For example, multiplying the 2030 Resource CapEx Escalator by the 2050 Resource CapEx would produce the 2030 Resource CapEx.

## Scenario Descriptions
Scenario Name | Scenario Description
Status Quo | Reflects federal policies as we understand them in September 2025 oTax Credits consistent with OBBB Act and IRS August 2025 ‘Beginning of Construction’ guidance oTariffs reflects trade tensions-- global tariff levels increase, but not to the level announced in April 2025 oModerate technology cost learning rates, downward trend shape from the NREL ATB 2024 Outlook (Moderate for LBW and OSW; conservative for UPV) oCapacity over time:  Base levels of state and federal permitting throughput  Base workforce and labor productivity
Federal Obstruction | Reflects acts by the federal government that are more antagonistic to renewable deployment oTax Credits expire for all projects (regardless of ‘begin construction’ status) at the end of 2026 oTariffs reflects trade war-- tariff levels announced by the president in April 2025 oConservative technology cost learning rates, consistent downward trend shape from with the NREL ATB 2024 Conservative Outlook (UPV cost reduction taking place later than Moderate case) oCapacity over time:  Base levels of state and federal permitting throughput for Land Based Wind and Utility-Scale Solar; heavily onstrained throughput for Offshore Wind  Base workforce and labor productivity
Moderated Federal Impacts | Assumes reversal in federal policy in 2029 oTax Credits consistent with OBBB Act, but are reinstated at 60% of the level of the IRA beginning in 2029 oTariffs reflects trade tensions through 2029, and then tariffs decrease to pre-2025 levels oModerate technology cost learning rates, downward trend shape from the NREL ATB 2024 Outlook (Moderate for LBW and OSW; conservative for UPV) oCapacity over time:  Base levels of state and federal permitting throughput, accelerated post 2032  Base workforce and labor productivity, accelerated post 2032

## 1a_Land Based Wind
Table 1: Land-based Wind |  |  |  |  | Values in nominal dollars |  |  |  | Resource CapEx Escalator | [25 empty] | IX CapEx Escalator | [25 empty] | OPEX Escalator | [25 empty] | Capacity Factor Escalator | [25 empty] | Phased-In MW Escalator
Technology Type | County | Interconnection Zone | CapEx Bin | Available Capacity (MWac) | 2025 Weighted Avg Resource CapEx ($/kWac) | 2025 Weighted Avg IX CapEx ($/kWac) | 2025 Weighted Avg OpEx ($/kWac-year) | 2025 Weighted Avg Capacity Factor | 2025 | 2026 | 2027 | 2028 | 2029 | 2030 | 2031 | 2032 | 2033 | 2034 | 2035 | 2036 | 2037 | 2038 | 2039 | 2040 | 2041 | 2042 | 2043 | 2044 | 2045 | 2046 | 2047 | 2048 | 2049 | 2050 | 2025 | 2026 | 2027 | 2028 | 2029 | 2030 | 2031 | 2032 | 2033 | 2034 | 2035 | 2036 | 2037 | 2038 | 2039 | 2040 | 2041 | 2042 | 2043 | 2044 | 2045 | 2046 | 2047 | 2048 | 2049 | 2050 | 2025 | 2026 | 2027 | 2028 | 2029 | 2030 | 2031 | 2032 | 2033 | 2034 | 2035 | 2036 | 2037 | 2038 | 2039 | 2040 | 2041 | 2042 | 2043 | 2044 | 2045 | 2046 | 2047 | 2048 | 2049 | 2050 | 2025 | 2026 | 2027 | 2028 | 2029 | 2030 | 2031 | 2032 | 2033 | 2034 | 2035 | 2036 | 2037 | 2038 | 2039 | 2040 | 2041 | 2042 | 2043 | 2044 | 2045 | 2046 | 2047 | 2048 | 2049 | 2050 | 2025 | 2026 | 2027 | 2028 | 2029 | 2030 | 2031 | 2032 | 2033 | 2034 | 2035 | 2036 | 2037 | 2038 | 2039 | 2040 | 2041 | 2042 | 2043 | 2044 | 2045 | 2046 | 2047 | 2048 | 2049 | 2050
Land-Based Wind | Allegany | C | 1 | 209.4665 | 2129.4661 | 276.5081 | 76.0065 | 34.59% | 1 | 1.038 | 1.0429 | 1.0585 | 1.0679 | 2.0535 | 2.0446 | 2.0364 | 2.0325 | 2.0281 | 2.0446 | 2.0581 | 2.0708 | 2.08 | 2.0898 | 2.1043 | 2.1207 | 2.1426 | 2.1679 | 2.1875 | 2.2131 | 2.2378 | 2.266 | 2.2912 | 2.313 | 2.3351 | 1 | 1.0154 | 1.0149 | 1.0334 | 1.0437 | 1.0474 | 1.0691 | 1.0754 | 1.0976 | 1.1171 | 1.1326 | 1.1478 | 1.1647 | 1.1806 | 1.197 | 1.2172 | 1.2388 | 1.2627 | 1.2891 | 1.3103 | 1.3373 | 1.3642 | 1.3956 | 1.426 | 1.4543 | 1.4833 | 1 | 1.0074 | 1.0088 | 1.0263 | 1.0461 | 1.0512 | 1.0586 | 1.0651 | 1.073 | 1.0786 | 1.0943 | 1.1084 | 1.1224 | 1.1347 | 1.1478 | 1.1638 | 1.1809 | 1.1998 | 1.2214 | 1.2384 | 1.2605 | 1.2824 | 1.3078 | 1.331 | 1.3519 | 1.3734 | 1 | 1.0075 | 1.0149 | 1.0224 | 1.0298 | 1.0373 | 1.0381 | 1.0389 | 1.0398 | 1.0406 | 1.0415 | 1.0423 | 1.0431 | 1.044 | 1.0448 | 1.0456 | 1.0465 | 1.0473 | 1.0482 | 1.049 | 1.0498 | 1.0507 | 1.0515 | 1.0524 | 1.0532 | 1.054 | 0 | 0 | 0 | 0 | 0.069639 | 0.37579 | 0.74318 | 1 | 1 | 1 | 1 | 1 | 1 | 1 | 1 | 1 | 1 | 1 | 1 | 1 | 1 | 1 | 1 | 1 | 1 | 1
Land-Based Wind | Broome | E | 1 | 57.3196 | 2209.1873 | 381.4426 | 78.852 | 33.71% | 1 | 1.038 | 1.0429 | 1.0585 | 1.0679 | 2.0535 | 2.0446 | 2.0364 | 2.0325 | 2.0281 | 2.0446 | 2.0581 | 2.0708 | 2.08 | 2.0898 | 2.1043 | 2.1207 | 2.1426 | 2.1679 | 2.1875 | 2.2131 | 2.2378 | 2.266 | 2.2912 | 2.313 | 2.3351 | 1 | 1.0154 | 1.0149 | 1.0334 | 1.0437 | 1.0474 | 1.0691 | 1.0754 | 1.0976 | 1.1171 | 1.1326 | 1.1478 | 1.1647 | 1.1806 | 1.197 | 1.2172 | 1.2388 | 1.2627 | 1.2891 | 1.3103 | 1.3373 | 1.3642 | 1.3956 | 1.426 | 1.4543 | 1.4833 | 1 | 1.0074 | 1.0088 | 1.0263 | 1.0461 | 1.0512 | 1.0586 | 1.0651 | 1.073 | 1.0786 | 1.0943 | 1.1084 | 1.1224 | 1.1347 | 1.1478 | 1.1638 | 1.1809 | 1.1998 | 1.2214 | 1.2384 | 1.2605 | 1.2824 | 1.3078 | 1.331 | 1.3519 | 1.3734 | 1 | 1.0075 | 1.0149 | 1.0224 | 1.0298 | 1.0373 | 1.0381 | 1.0389 | 1.0398 | 1.0406 | 1.0415 | 1.0423 | 1.0431 | 1.044 | 1.0448 | 1.0456 | 1.0465 | 1.0473 | 1.0482 | 1.049 | 1.0498 | 1.0507 | 1.0515 | 1.0524 | 1.0532 | 1.054 | 0 | 0 | 0 | 0 | 0.069639 | 0.37579 | 0.74318 | 1 | 1 | 1 | 1 | 1 | 1 | 1 | 1 | 1 | 1 | 1 | 1 | 1 | 1 | 1 | 1 | 1 | 1 | 1
Land-Based Wind | Broome | E | 2 | 50.0782 | 2236.303 | 664.9834 | 79.8198 | 30.59% | 1 | 1.038 | 1.0429 | 1.0585 | 1.0679 | 2.0535 | 2.0446 | 2.0364 | 2.0325 | 2.0281 | 2.0446 | 2.0581 | 2.0708 | 2.08 | 2.0898 | 2.1043 | 2.1207 | 2.1426 | 2.1679 | 2.1875 | 2.2131 | 2.2378 | 2.266 | 2.2912 | 2.313 | 2.3351 | 1 | 1.0154 | 1.0149 | 1.0334 | 1.0437 | 1.0474 | 1.0691 | 1.0754 | 1.0976 | 1.1171 | 1.1326 | 1.1478 | 1.1647 | 1.1806 | 1.197 | 1.2172 | 1.2388 | 1.2627 | 1.2891 | 1.3103 | 1.3373 | 1.3642 | 1.3956 | 1.426 | 1.4543 | 1.4833 | 1 | 1.0074 | 1.0088 | 1.0263 | 1.0461 | 1.0512 | 1.0586 | 1.0651 | 1.073 | 1.0786 | 1.0943 | 1.1084 | 1.1224 | 1.1347 | 1.1478 | 1.1638 | 1.1809 | 1.1998 | 1.2214 | 1.2384 | 1.2605 | 1.2824 | 1.3078 | 1.331 | 1.3519 | 1.3734 | 1 | 1.0075 | 1.0149 | 1.0224 | 1.0298 | 1.0373 | 1.0381 | 1.0389 | 1.0398 | 1.0406 | 1.0415 | 1.0423 | 1.0431 | 1.044 | 1.0448 | 1.0456 | 1.0465 | 1.0473 | 1.0482 | 1.049 | 1.0498 | 1.0507 | 1.0515 | 1.0524 | 1.0532 | 1.054 | 0 | 0 | 0 | 0 | 0 | 0 | 0 | 0.73955 | 1 | 1 | 1 | 1 | 1 | 1 | 1 | 1 | 1 | 1 | 1 | 1 | 1 | 1 | 1 | 1 | 1 | 1
Land-Based Wind | Cattaraugus | A | 1 | 667.6 | 2014.5413 | 200.8917 | 67.927 | 35.16% | 1 | 1.038 | 1.0429 | 1.0585 | 1.0679 | 1.8842 | 1.876 | 1.8685 | 1.8649 | 1.8609 | 1.8761 | 1.8884 | 1.9001 | 1.9085 | 1.9175 | 1.9308 | 1.9458 | 1.966 | 1.9892 | 2.0071 | 2.0306 | 2.0533 | 2.0792 | 2.1023 | 2.1223 | 2.1426 | 1 | 1.0154 | 1.0149 | 1.0334 | 1.0437 | 1.0474 | 1.0691 | 1.0754 | 1.0976 | 1.1171 | 1.1326 | 1.1478 | 1.1647 | 1.1806 | 1.197 | 1.2172 | 1.2388 | 1.2627 | 1.2891 | 1.3103 | 1.3373 | 1.3642 | 1.3956 | 1.426 | 1.4543 | 1.4833 | 1 | 1.0074 | 1.0088 | 1.0263 | 1.0461 | 1.0512 | 1.0586 | 1.0651 | 1.073 | 1.0786 | 1.0943 | 1.1084 | 1.1224 | 1.1347 | 1.1478 | 1.1638 | 1.1809 | 1.1998 | 1.2214 | 1.2384 | 1.2605 | 1.2824 | 1.3078 | 1.331 | 1.3519 | 1.3734 | 1 | 1.0075 | 1.0149 | 1.0224 | 1.0298 | 1.0373 | 1.0381 | 1.0389 | 1.0398 | 1.0406 | 1.0415 | 1.0423 | 1.0431 | 1.044 | 1.0448 | 1.0456 | 1.0465 | 1.0473 | 1.0482 | 1.049 | 1.0498 | 1.0507 | 1.0515 | 1.0524 | 1.0532 | 1.054 | 0 | 0 | 0.026606 | 0.085561 | 0.16666 | 0.27374 | 0.40223 | 0.49206 | 0.49206 | 0.49206 | 0.49206 | 0.49206 | 0.49206 | 0.49206 | 0.49206 | 0.49206 | 0.49206 | 0.49206 | 0.49206 | 0.49206 | 0.49206 | 0.49206 | 0.49206 | 0.49206 | 0.49206 | 0.49206
Land-Based Wind | Cattaraugus | A | 2 | 42.6226 | 2269.1431 | 1288.6465 | 80.992 | 35.47% | 1 | 1.038 | 1.0429 | 1.0585 | 1.0679 | 2.0535 | 2.0446 | 2.0364 | 2.0325 | 2.0281 | 2.0446 | 2.0581 | 2.0708 | 2.08 | 2.0898 | 2.1043 | 2.1207 | 2.1426 | 2.1679 | 2.1875 | 2.2131 | 2.2378 | 2.266 | 2.2912 | 2.313 | 2.3351 | 1 | 1.0154 | 1.0149 | 1.0334 | 1.0437 | 1.0474 | 1.0691 | 1.0754 | 1.0976 | 1.1171 | 1.1326 | 1.1478 | 1.1647 | 1.1806 | 1.197 | 1.2172 | 1.2388 | 1.2627 | 1.2891 | 1.3103 | 1.3373 | 1.3642 | 1.3956 | 1.426 | 1.4543 | 1.4833 | 1 | 1.0074 | 1.0088 | 1.0263 | 1.0461 | 1.0512 | 1.0586 | 1.0651 | 1.073 | 1.0786 | 1.0943 | 1.1084 | 1.1224 | 1.1347 | 1.1478 | 1.1638 | 1.1809 | 1.1998 | 1.2214 | 1.2384 | 1.2605 | 1.2824 | 1.3078 | 1.331 | 1.3519 | 1.3734 | 1 | 1.0075 | 1.0149 | 1.0224 | 1.0298 | 1.0373 | 1.0381 | 1.0389 | 1.0398 | 1.0406 | 1.0415 | 1.0423 | 1.0431 | 1.044 | 1.0448 | 1.0456 | 1.0465 | 1.0473 | 1.0482 | 1.049 | 1.0498 | 1.0507 | 1.0515 | 1.0524 | 1.0532 | 1.054 | 0 | 0 | 0 | 0 | 0 | 0 | 0 | 0.73955 | 1 | 1 | 1 | 1 | 1 | 1 | 1 | 1 | 1 | 1 | 1 | 1 | 1 | 1 | 1 | 1 | 1 | 1
Land-Based Wind | Cayuga | C | 1 | 263.9944 | 2221.1054 | 170.9424 | 70.5808 | 35.04% | 1 | 1.038 | 1.0429 | 1.0585 | 1.0679 | 1.8282 | 1.8203 | 1.813 | 1.8095 | 1.8056 | 1.8203 | 1.8323 | 1.8436 | 1.8518 | 1.8605 | 1.8734 | 1.888 | 1.9076 | 1.9301 | 1.9475 | 1.9703 | 1.9923 | 2.0174 | 2.0398 | 2.0592 | 2.0789 | 1 | 1.0154 | 1.0149 | 1.0334 | 1.0437 | 1.0474 | 1.0691 | 1.0754 | 1.0976 | 1.1171 | 1.1326 | 1.1478 | 1.1647 | 1.1806 | 1.197 | 1.2172 | 1.2388 | 1.2627 | 1.2891 | 1.3103 | 1.3373 | 1.3642 | 1.3956 | 1.426 | 1.4543 | 1.4833 | 1 | 1.0074 | 1.0088 | 1.0263 | 1.0461 | 1.0512 | 1.0586 | 1.0651 | 1.073 | 1.0786 | 1.0943 | 1.1084 | 1.1224 | 1.1347 | 1.1478 | 1.1638 | 1.1809 | 1.1998 | 1.2214 | 1.2384 | 1.2605 | 1.2824 | 1.3078 | 1.331 | 1.3519 | 1.3734 | 1 | 1.0075 | 1.0149 | 1.0224 | 1.0298 | 1.0373 | 1.0381 | 1.0389 | 1.0398 | 1.0406 | 1.0415 | 1.0423 | 1.0431 | 1.044 | 1.0448 | 1.0456 | 1.0465 | 1.0473 | 1.0482 | 1.049 | 1.0498 | 1.0507 | 1.0515 | 1.0524 | 1.0532 | 1.054 | 0 | 0 | 0.068699 | 0.22092 | 0.41148 | 0.60515 | 0.83754 | 1 | 1 | 1 | 1 | 1 | 1 | 1 | 1 | 1 | 1 | 1 | 1 | 1 | 1 | 1 | 1 | 1 | 1 | 1
Land-Based Wind | Cayuga | C | 2 | 30 | 2643.0313 | 378.0863 | 78.6142 | 33.65% | 1 | 1.038 | 1.0429 | 1.0585 | 1.0679 | 1.7112 | 1.7038 | 1.697 | 1.6937 | 1.6901 | 1.7039 | 1.715 | 1.7257 | 1.7333 | 1.7415 | 1.7536 | 1.7672 | 1.7855 | 1.8066 | 1.8229 | 1.8442 | 1.8648 | 1.8884 | 1.9093 | 1.9275 | 1.9459 | 1 | 1.0154 | 1.0149 | 1.0334 | 1.0437 | 1.0474 | 1.0691 | 1.0754 | 1.0976 | 1.1171 | 1.1326 | 1.1478 | 1.1647 | 1.1806 | 1.197 | 1.2172 | 1.2388 | 1.2627 | 1.2891 | 1.3103 | 1.3373 | 1.3642 | 1.3956 | 1.426 | 1.4543 | 1.4833 | 1 | 1.0074 | 1.0088 | 1.0263 | 1.0461 | 1.0512 | 1.0586 | 1.0651 | 1.073 | 1.0786 | 1.0943 | 1.1084 | 1.1224 | 1.1347 | 1.1478 | 1.1638 | 1.1809 | 1.1998 | 1.2214 | 1.2384 | 1.2605 | 1.2824 | 1.3078 | 1.331 | 1.3519 | 1.3734 | 1 | 1.0075 | 1.0149 | 1.0224 | 1.0298 | 1.0373 | 1.0381 | 1.0389 | 1.0398 | 1.0406 | 1.0415 | 1.0423 | 1.0431 | 1.044 | 1.0448 | 1.0456 | 1.0465 | 1.0473 | 1.0482 | 1.049 | 1.0498 | 1.0507 | 1.0515 | 1.0524 | 1.0532 | 1.054 | 0 | 0 | 0 | 0 | 0 | 0 | 0 | 0.73955 | 1 | 1 | 1 | 1 | 1 | 1 | 1 | 1 | 1 | 1 | 1 | 1 | 1 | 1 | 1 | 1 | 1 | 1
Land-Based Wind | Chautauqua | A | 1 | 464.9054 | 1942.8538 | 126.366 | 69.3458 | 34.9% | 1 | 1.038 | 1.0429 | 1.0585 | 1.0679 | 2.0535 | 2.0446 | 2.0364 | 2.0325 | 2.0281 | 2.0446 | 2.0581 | 2.0708 | 2.08 | 2.0898 | 2.1043 | 2.1207 | 2.1426 | 2.1679 | 2.1875 | 2.2131 | 2.2378 | 2.266 | 2.2912 | 2.313 | 2.3351 | 1 | 1.0154 | 1.0149 | 1.0334 | 1.0437 | 1.0474 | 1.0691 | 1.0754 | 1.0976 | 1.1171 | 1.1326 | 1.1478 | 1.1647 | 1.1806 | 1.197 | 1.2172 | 1.2388 | 1.2627 | 1.2891 | 1.3103 | 1.3373 | 1.3642 | 1.3956 | 1.426 | 1.4543 | 1.4833 | 1 | 1.0074 | 1.0088 | 1.0263 | 1.0461 | 1.0512 | 1.0586 | 1.0651 | 1.073 | 1.0786 | 1.0943 | 1.1084 | 1.1224 | 1.1347 | 1.1478 | 1.1638 | 1.1809 | 1.1998 | 1.2214 | 1.2384 | 1.2605 | 1.2824 | 1.3078 | 1.331 | 1.3519 | 1.3734 | 1 | 1.0075 | 1.0149 | 1.0224 | 1.0298 | 1.0373 | 1.0381 | 1.0389 | 1.0398 | 1.0406 | 1.0415 | 1.0423 | 1.0431 | 1.044 | 1.0448 | 1.0456 | 1.0465 | 1.0473 | 1.0482 | 1.049 | 1.0498 | 1.0507 | 1.0515 | 1.0524 | 1.0532 | 1.054 | 0 | 0 | 0.060687 | 0.19516 | 0.37162 | 0.5784 | 0.82654 | 1 | 1 | 1 | 1 | 1 | 1 | 1 | 1 | 1 | 1 | 1 | 1 | 1 | 1 | 1 | 1 | 1 | 1 | 1
Land-Based Wind | Chautauqua | A | 2 | 23.8607 | 2247.1332 | 651.356 | 80.2064 | 33.25% | 1 | 1.038 | 1.0429 | 1.0585 | 1.0679 | 2.0535 | 2.0446 | 2.0364 | 2.0325 | 2.0281 | 2.0446 | 2.0581 | 2.0708 | 2.08 | 2.0898 | 2.1043 | 2.1207 | 2.1426 | 2.1679 | 2.1875 | 2.2131 | 2.2378 | 2.266 | 2.2912 | 2.313 | 2.3351 | 1 | 1.0154 | 1.0149 | 1.0334 | 1.0437 | 1.0474 | 1.0691 | 1.0754 | 1.0976 | 1.1171 | 1.1326 | 1.1478 | 1.1647 | 1.1806 | 1.197 | 1.2172 | 1.2388 | 1.2627 | 1.2891 | 1.3103 | 1.3373 | 1.3642 | 1.3956 | 1.426 | 1.4543 | 1.4833 | 1 | 1.0074 | 1.0088 | 1.0263 | 1.0461 | 1.0512 | 1.0586 | 1.0651 | 1.073 | 1.0786 | 1.0943 | 1.1084 | 1.1224 | 1.1347 | 1.1478 | 1.1638 | 1.1809 | 1.1998 | 1.2214 | 1.2384 | 1.2605 | 1.2824 | 1.3078 | 1.331 | 1.3519 | 1.3734 | 1 | 1.0075 | 1.0149 | 1.0224 | 1.0298 | 1.0373 | 1.0381 | 1.0389 | 1.0398 | 1.0406 | 1.0415 | 1.0423 | 1.0431 | 1.044 | 1.0448 | 1.0456 | 1.0465 | 1.0473 | 1.0482 | 1.049 | 1.0498 | 1.0507 | 1.0515 | 1.0524 | 1.0532 | 1.054 | 0 | 0 | 0 | 0 | 0 | 0 | 0 | 0.73955 | 1 | 1 | 1 | 1 | 1 | 1 | 1 | 1 | 1 | 1 | 1 | 1 | 1 | 1 | 1 | 1 | 1 | 1
Land-Based Wind | Chemung | C | 1 | 53.0545 | 2223.2563 | 540.7994 | 79.3541 | 32.24% | 1 | 1.038 | 1.0429 | 1.0585 | 1.0679 | 2.0535 | 2.0446 | 2.0364 | 2.0325 | 2.0281 | 2.0446 | 2.0581 | 2.0708 | 2.08 | 2.0898 | 2.1043 | 2.1207 | 2.1426 | 2.1679 | 2.1875 | 2.2131 | 2.2378 | 2.266 | 2.2912 | 2.313 | 2.3351 | 1 | 1.0154 | 1.0149 | 1.0334 | 1.0437 | 1.0474 | 1.0691 | 1.0754 | 1.0976 | 1.1171 | 1.1326 | 1.1478 | 1.1647 | 1.1806 | 1.197 | 1.2172 | 1.2388 | 1.2627 | 1.2891 | 1.3103 | 1.3373 | 1.3642 | 1.3956 | 1.426 | 1.4543 | 1.4833 | 1 | 1.0074 | 1.0088 | 1.0263 | 1.0461 | 1.0512 | 1.0586 | 1.0651 | 1.073 | 1.0786 | 1.0943 | 1.1084 | 1.1224 | 1.1347 | 1.1478 | 1.1638 | 1.1809 | 1.1998 | 1.2214 | 1.2384 | 1.2605 | 1.2824 | 1.3078 | 1.331 | 1.3519 | 1.3734 | 1 | 1.0075 | 1.0149 | 1.0224 | 1.0298 | 1.0373 | 1.0381 | 1.0389 | 1.0398 | 1.0406 | 1.0415 | 1.0423 | 1.0431 | 1.044 | 1.0448 | 1.0456 | 1.0465 | 1.0473 | 1.0482 | 1.049 | 1.0498 | 1.0507 | 1.0515 | 1.0524 | 1.0532 | 1.054 | 0 | 0 | 0 | 0 | 0.069639 | 0.37579 | 0.74318 | 1 | 1 | 1 | 1 | 1 | 1 | 1 | 1 | 1 | 1 | 1 | 1 | 1 | 1 | 1 | 1 | 1 | 1 | 1
Land-Based Wind | Chenango | E | 1 | 127.2 | 2054.0709 | 151.8239 | 61.0962 | 26.98% | 1 | 1.038 | 1.0429 | 1.0585 | 1.0679 | 1.7112 | 1.7038 | 1.697 | 1.6937 | 1.6901 | 1.7039 | 1.715 | 1.7257 | 1.7333 | 1.7415 | 1.7536 | 1.7672 | 1.7855 | 1.8066 | 1.8229 | 1.8442 | 1.8648 | 1.8884 | 1.9093 | 1.9275 | 1.9459 | 1 | 1.0154 | 1.0149 | 1.0334 | 1.0437 | 1.0474 | 1.0691 | 1.0754 | 1.0976 | 1.1171 | 1.1326 | 1.1478 | 1.1647 | 1.1806 | 1.197 | 1.2172 | 1.2388 | 1.2627 | 1.2891 | 1.3103 | 1.3373 | 1.3642 | 1.3956 | 1.426 | 1.4543 | 1.4833 | 1 | 1.0074 | 1.0088 | 1.0263 | 1.0461 | 1.0512 | 1.0586 | 1.0651 | 1.073 | 1.0786 | 1.0943 | 1.1084 | 1.1224 | 1.1347 | 1.1478 | 1.1638 | 1.1809 | 1.1998 | 1.2214 | 1.2384 | 1.2605 | 1.2824 | 1.3078 | 1.331 | 1.3519 | 1.3734 | 1 | 1.0075 | 1.0149 | 1.0224 | 1.0298 | 1.0373 | 1.0381 | 1.0389 | 1.0398 | 1.0406 | 1.0415 | 1.0423 | 1.0431 | 1.044 | 1.0448 | 1.0456 | 1.0465 | 1.0473 | 1.0482 | 1.049 | 1.0498 | 1.0507 | 1.0515 | 1.0524 | 1.0532 | 1.054 | 0 | 0 | 0.14816 | 0.47648 | 0.80691 | 0.87045 | 0.9467 | 1 | 1 | 1 | 1 | 1 | 1 | 1 | 1 | 1 | 1 | 1 | 1 | 1 | 1 | 1 | 1 | 1 | 1 | 1
Land-Based Wind | Chenango | E | 2 | 68.2 | 2600.6994 | 419.4598 | 77.3551 | 30.37% | 1 | 1.038 | 1.0429 | 1.0585 | 1.0679 | 1.7112 | 1.7038 | 1.697 | 1.6937 | 1.6901 | 1.7039 | 1.715 | 1.7257 | 1.7333 | 1.7415 | 1.7536 | 1.7672 | 1.7855 | 1.8066 | 1.8229 | 1.8442 | 1.8648 | 1.8884 | 1.9093 | 1.9275 | 1.9459 | 1 | 1.0154 | 1.0149 | 1.0334 | 1.0437 | 1.0474 | 1.0691 | 1.0754 | 1.0976 | 1.1171 | 1.1326 | 1.1478 | 1.1647 | 1.1806 | 1.197 | 1.2172 | 1.2388 | 1.2627 | 1.2891 | 1.3103 | 1.3373 | 1.3642 | 1.3956 | 1.426 | 1.4543 | 1.4833 | 1 | 1.0074 | 1.0088 | 1.0263 | 1.0461 | 1.0512 | 1.0586 | 1.0651 | 1.073 | 1.0786 | 1.0943 | 1.1084 | 1.1224 | 1.1347 | 1.1478 | 1.1638 | 1.1809 | 1.1998 | 1.2214 | 1.2384 | 1.2605 | 1.2824 | 1.3078 | 1.331 | 1.3519 | 1.3734 | 1 | 1.0075 | 1.0149 | 1.0224 | 1.0298 | 1.0373 | 1.0381 | 1.0389 | 1.0398 | 1.0406 | 1.0415 | 1.0423 | 1.0431 | 1.044 | 1.0448 | 1.0456 | 1.0465 | 1.0473 | 1.0482 | 1.049 | 1.0498 | 1.0507 | 1.0515 | 1.0524 | 1.0532 | 1.054 | 0 | 0 | 0 | 0 | 0 | 0 | 0 | 0.73955 | 1 | 1 | 1 | 1 | 1 | 1 | 1 | 1 | 1 | 1 | 1 | 1 | 1 | 1 | 1 | 1 | 1 | 1
Land-Based Wind | Chenango | E | 3 | 29.256 | 2475.1448 | 786.1526 | 78.7889 | 27.2% | 1 | 1.038 | 1.0429 | 1.0585 | 1.0679 | 1.8314 | 1.8234 | 1.8161 | 1.8126 | 1.8087 | 1.8235 | 1.8354 | 1.8468 | 1.855 | 1.8637 | 1.8767 | 1.8913 | 1.9109 | 1.9334 | 1.9509 | 1.9737 | 1.9957 | 2.0209 | 2.0434 | 2.0628 | 2.0825 | 1 | 1.0154 | 1.0149 | 1.0334 | 1.0437 | 1.0474 | 1.0691 | 1.0754 | 1.0976 | 1.1171 | 1.1326 | 1.1478 | 1.1647 | 1.1806 | 1.197 | 1.2172 | 1.2388 | 1.2627 | 1.2891 | 1.3103 | 1.3373 | 1.3642 | 1.3956 | 1.426 | 1.4543 | 1.4833 | 1 | 1.0074 | 1.0088 | 1.0263 | 1.0461 | 1.0512 | 1.0586 | 1.0651 | 1.073 | 1.0786 | 1.0943 | 1.1084 | 1.1224 | 1.1347 | 1.1478 | 1.1638 | 1.1809 | 1.1998 | 1.2214 | 1.2384 | 1.2605 | 1.2824 | 1.3078 | 1.331 | 1.3519 | 1.3734 | 1 | 1.0075 | 1.0149 | 1.0224 | 1.0298 | 1.0373 | 1.0381 | 1.0389 | 1.0398 | 1.0406 | 1.0415 | 1.0423 | 1.0431 | 1.044 | 1.0448 | 1.0456 | 1.0465 | 1.0473 | 1.0482 | 1.049 | 1.0498 | 1.0507 | 1.0515 | 1.0524 | 1.0532 | 1.054 | 0 | 0 | 0 | 0 | 0 | 0 | 0 | 0 | 1 | 1 | 1 | 1 | 1 | 1 | 1 | 1 | 1 | 1 | 1 | 1 | 1 | 1 | 1 | 1 | 1 | 1
Land-Based Wind | Clinton | D | 1 | 511.2971 | 2024.0202 | 230.5593 | 63.7894 | 35.31% | 1 | 1.038 | 1.0429 | 1.0585 | 1.0679 | 1.7112 | 1.7038 | 1.697 | 1.6937 | 1.6901 | 1.7039 | 1.715 | 1.7257 | 1.7333 | 1.7415 | 1.7536 | 1.7672 | 1.7855 | 1.8066 | 1.8229 | 1.8442 | 1.8648 | 1.8884 | 1.9093 | 1.9275 | 1.9459 | 1 | 1.0154 | 1.0149 | 1.0334 | 1.0437 | 1.0474 | 1.0691 | 1.0754 | 1.0976 | 1.1171 | 1.1326 | 1.1478 | 1.1647 | 1.1806 | 1.197 | 1.2172 | 1.2388 | 1.2627 | 1.2891 | 1.3103 | 1.3373 | 1.3642 | 1.3956 | 1.426 | 1.4543 | 1.4833 | 1 | 1.0074 | 1.0088 | 1.0263 | 1.0461 | 1.0512 | 1.0586 | 1.0651 | 1.073 | 1.0786 | 1.0943 | 1.1084 | 1.1224 | 1.1347 | 1.1478 | 1.1638 | 1.1809 | 1.1998 | 1.2214 | 1.2384 | 1.2605 | 1.2824 | 1.3078 | 1.331 | 1.3519 | 1.3734 | 1 | 1.0075 | 1.0149 | 1.0224 | 1.0298 | 1.0373 | 1.0381 | 1.0389 | 1.0398 | 1.0406 | 1.0415 | 1.0423 | 1.0431 | 1.044 | 1.0448 | 1.0456 | 1.0465 | 1.0473 | 1.0482 | 1.049 | 1.0498 | 1.0507 | 1.0515 | 1.0524 | 1.0532 | 1.054 | 0 | 0 | 0.16419 | 0.52801 | 0.88664 | 0.92395 | 0.96871 | 1 | 1 | 1 | 1 | 1 | 1 | 1 | 1 | 1 | 1 | 1 | 1 | 1 | 1 | 1 | 1 | 1 | 1 | 1
Land-Based Wind | Clinton | D | 2 | 114.7225 | 2329.4501 | 82.8801 | 69.2871 | 27.4% | 1 | 1.038 | 1.0429 | 1.0585 | 1.0679 | 1.7112 | 1.7038 | 1.697 | 1.6937 | 1.6901 | 1.7039 | 1.715 | 1.7257 | 1.7333 | 1.7415 | 1.7536 | 1.7672 | 1.7855 | 1.8066 | 1.8229 | 1.8442 | 1.8648 | 1.8884 | 1.9093 | 1.9275 | 1.9459 | 1 | 1.0154 | 1.0149 | 1.0334 | 1.0437 | 1.0474 | 1.0691 | 1.0754 | 1.0976 | 1.1171 | 1.1326 | 1.1478 | 1.1647 | 1.1806 | 1.197 | 1.2172 | 1.2388 | 1.2627 | 1.2891 | 1.3103 | 1.3373 | 1.3642 | 1.3956 | 1.426 | 1.4543 | 1.4833 | 1 | 1.0074 | 1.0088 | 1.0263 | 1.0461 | 1.0512 | 1.0586 | 1.0651 | 1.073 | 1.0786 | 1.0943 | 1.1084 | 1.1224 | 1.1347 | 1.1478 | 1.1638 | 1.1809 | 1.1998 | 1.2214 | 1.2384 | 1.2605 | 1.2824 | 1.3078 | 1.331 | 1.3519 | 1.3734 | 1 | 1.0075 | 1.0149 | 1.0224 | 1.0298 | 1.0373 | 1.0381 | 1.0389 | 1.0398 | 1.0406 | 1.0415 | 1.0423 | 1.0431 | 1.044 | 1.0448 | 1.0456 | 1.0465 | 1.0473 | 1.0482 | 1.049 | 1.0498 | 1.0507 | 1.0515 | 1.0524 | 1.0532 | 1.054 | 0 | 0 | 0 | 0 | 0 | 0 | 0 | 0.73955 | 1 | 1 | 1 | 1 | 1 | 1 | 1 | 1 | 1 | 1 | 1 | 1 | 1 | 1 | 1 | 1 | 1 | 1
Land-Based Wind | Clinton | D | 3 | 58.0458 | 2647.83 | 398.2315 | 78.757 | 18.11% | 1 | 1.038 | 1.0429 | 1.0585 | 1.0679 | 1.7112 | 1.7038 | 1.697 | 1.6937 | 1.6901 | 1.7039 | 1.715 | 1.7257 | 1.7333 | 1.7415 | 1.7536 | 1.7672 | 1.7855 | 1.8066 | 1.8229 | 1.8442 | 1.8648 | 1.8884 | 1.9093 | 1.9275 | 1.9459 | 1 | 1.0154 | 1.0149 | 1.0334 | 1.0437 | 1.0474 | 1.0691 | 1.0754 | 1.0976 | 1.1171 | 1.1326 | 1.1478 | 1.1647 | 1.1806 | 1.197 | 1.2172 | 1.2388 | 1.2627 | 1.2891 | 1.3103 | 1.3373 | 1.3642 | 1.3956 | 1.426 | 1.4543 | 1.4833 | 1 | 1.0074 | 1.0088 | 1.0263 | 1.0461 | 1.0512 | 1.0586 | 1.0651 | 1.073 | 1.0786 | 1.0943 | 1.1084 | 1.1224 | 1.1347 | 1.1478 | 1.1638 | 1.1809 | 1.1998 | 1.2214 | 1.2384 | 1.2605 | 1.2824 | 1.3078 | 1.331 | 1.3519 | 1.3734 | 1 | 1.0075 | 1.0149 | 1.0224 | 1.0298 | 1.0373 | 1.0381 | 1.0389 | 1.0398 | 1.0406 | 1.0415 | 1.0423 | 1.0431 | 1.044 | 1.0448 | 1.0456 | 1.0465 | 1.0473 | 1.0482 | 1.049 | 1.0498 | 1.0507 | 1.0515 | 1.0524 | 1.0532 | 1.054 | 0 | 0 | 0 | 0 | 0 | 0 | 0 | 0 | 1 | 1 | 1 | 1 | 1 | 1 | 1 | 1 | 1 | 1 | 1 | 1 | 1 | 1 | 1 | 1 | 1 | 1
Land-Based Wind | Columbia | F | 2 | 22.55 | 2980.7452 | 1094.8165 | 88.6592 | 38.79% | 1 | 1.038 | 1.0429 | 1.0585 | 1.0679 | 1.7112 | 1.7038 | 1.697 | 1.6937 | 1.6901 | 1.7039 | 1.715 | 1.7257 | 1.7333 | 1.7415 | 1.7536 | 1.7672 | 1.7855 | 1.8066 | 1.8229 | 1.8442 | 1.8648 | 1.8884 | 1.9093 | 1.9275 | 1.9459 | 1 | 1.0154 | 1.0149 | 1.0334 | 1.0437 | 1.0474 | 1.0691 | 1.0754 | 1.0976 | 1.1171 | 1.1326 | 1.1478 | 1.1647 | 1.1806 | 1.197 | 1.2172 | 1.2388 | 1.2627 | 1.2891 | 1.3103 | 1.3373 | 1.3642 | 1.3956 | 1.426 | 1.4543 | 1.4833 | 1 | 1.0074 | 1.0088 | 1.0263 | 1.0461 | 1.0512 | 1.0586 | 1.0651 | 1.073 | 1.0786 | 1.0943 | 1.1084 | 1.1224 | 1.1347 | 1.1478 | 1.1638 | 1.1809 | 1.1998 | 1.2214 | 1.2384 | 1.2605 | 1.2824 | 1.3078 | 1.331 | 1.3519 | 1.3734 | 1 | 1.0075 | 1.0149 | 1.0224 | 1.0298 | 1.0373 | 1.0381 | 1.0389 | 1.0398 | 1.0406 | 1.0415 | 1.0423 | 1.0431 | 1.044 | 1.0448 | 1.0456 | 1.0465 | 1.0473 | 1.0482 | 1.049 | 1.0498 | 1.0507 | 1.0515 | 1.0524 | 1.0532 | 1.054 | 0 | 0 | 0 | 0 | 0 | 0 | 0 | 0.73955 | 1 | 1 | 1 | 1 | 1 | 1 | 1 | 1 | 1 | 1 | 1 | 1 | 1 | 1 | 1 | 1 | 1 | 1
Land-Based Wind | Columbia | F | 3 | 20.1086 | 3010.213 | 530.4591 | 89.5357 | 30.23% | 1 | 1.038 | 1.0429 | 1.0585 | 1.0679 | 1.7112 | 1.7038 | 1.697 | 1.6937 | 1.6901 | 1.7039 | 1.715 | 1.7257 | 1.7333 | 1.7415 | 1.7536 | 1.7672 | 1.7855 | 1.8066 | 1.8229 | 1.8442 | 1.8648 | 1.8884 | 1.9093 | 1.9275 | 1.9459 | 1 | 1.0154 | 1.0149 | 1.0334 | 1.0437 | 1.0474 | 1.0691 | 1.0754 | 1.0976 | 1.1171 | 1.1326 | 1.1478 | 1.1647 | 1.1806 | 1.197 | 1.2172 | 1.2388 | 1.2627 | 1.2891 | 1.3103 | 1.3373 | 1.3642 | 1.3956 | 1.426 | 1.4543 | 1.4833 | 1 | 1.0074 | 1.0088 | 1.0263 | 1.0461 | 1.0512 | 1.0586 | 1.0651 | 1.073 | 1.0786 | 1.0943 | 1.1084 | 1.1224 | 1.1347 | 1.1478 | 1.1638 | 1.1809 | 1.1998 | 1.2214 | 1.2384 | 1.2605 | 1.2824 | 1.3078 | 1.331 | 1.3519 | 1.3734 | 1 | 1.0075 | 1.0149 | 1.0224 | 1.0298 | 1.0373 | 1.0381 | 1.0389 | 1.0398 | 1.0406 | 1.0415 | 1.0423 | 1.0431 | 1.044 | 1.0448 | 1.0456 | 1.0465 | 1.0473 | 1.0482 | 1.049 | 1.0498 | 1.0507 | 1.0515 | 1.0524 | 1.0532 | 1.054 | 0 | 0 | 0 | 0 | 0 | 0 | 0 | 0 | 1 | 1 | 1 | 1 | 1 | 1 | 1 | 1 | 1 | 1 | 1 | 1 | 1 | 1 | 1 | 1 | 1 | 1
Land-Based Wind | Cortland | C | 1 | 101.484 | 2577.8923 | 392.3805 | 77.6806 | 36.6% | 1 | 1.038 | 1.0429 | 1.0585 | 1.0679 | 1.7337 | 1.7261 | 1.7192 | 1.7159 | 1.7122 | 1.7262 | 1.7375 | 1.7483 | 1.756 | 1.7643 | 1.7765 | 1.7903 | 1.8089 | 1.8302 | 1.8468 | 1.8684 | 1.8892 | 1.9131 | 1.9343 | 1.9527 | 1.9714 | 1 | 1.0154 | 1.0149 | 1.0334 | 1.0437 | 1.0474 | 1.0691 | 1.0754 | 1.0976 | 1.1171 | 1.1326 | 1.1478 | 1.1647 | 1.1806 | 1.197 | 1.2172 | 1.2388 | 1.2627 | 1.2891 | 1.3103 | 1.3373 | 1.3642 | 1.3956 | 1.426 | 1.4543 | 1.4833 | 1 | 1.0074 | 1.0088 | 1.0263 | 1.0461 | 1.0512 | 1.0586 | 1.0651 | 1.073 | 1.0786 | 1.0943 | 1.1084 | 1.1224 | 1.1347 | 1.1478 | 1.1638 | 1.1809 | 1.1998 | 1.2214 | 1.2384 | 1.2605 | 1.2824 | 1.3078 | 1.331 | 1.3519 | 1.3734 | 1 | 1.0075 | 1.0149 | 1.0224 | 1.0298 | 1.0373 | 1.0381 | 1.0389 | 1.0398 | 1.0406 | 1.0415 | 1.0423 | 1.0431 | 1.044 | 1.0448 | 1.0456 | 1.0465 | 1.0473 | 1.0482 | 1.049 | 1.0498 | 1.0507 | 1.0515 | 1.0524 | 1.0532 | 1.054 | 0 | 0 | 0 | 0 | 0.069639 | 0.37579 | 0.74318 | 1 | 1 | 1 | 1 | 1 | 1 | 1 | 1 | 1 | 1 | 1 | 1 | 1 | 1 | 1 | 1 | 1 | 1 | 1
Land-Based Wind | Cortland | C | 2 | 28.6 | 2483.3088 | 310.8915 | 78.9465 | 28.81% | 1 | 1.038 | 1.0429 | 1.0585 | 1.0679 | 1.829 | 1.8211 | 1.8138 | 1.8103 | 1.8064 | 1.8211 | 1.8331 | 1.8444 | 1.8526 | 1.8613 | 1.8742 | 1.8888 | 1.9084 | 1.9309 | 1.9483 | 1.9711 | 1.9932 | 2.0183 | 2.0407 | 2.0601 | 2.0798 | 1 | 1.0154 | 1.0149 | 1.0334 | 1.0437 | 1.0474 | 1.0691 | 1.0754 | 1.0976 | 1.1171 | 1.1326 | 1.1478 | 1.1647 | 1.1806 | 1.197 | 1.2172 | 1.2388 | 1.2627 | 1.2891 | 1.3103 | 1.3373 | 1.3642 | 1.3956 | 1.426 | 1.4543 | 1.4833 | 1 | 1.0074 | 1.0088 | 1.0263 | 1.0461 | 1.0512 | 1.0586 | 1.0651 | 1.073 | 1.0786 | 1.0943 | 1.1084 | 1.1224 | 1.1347 | 1.1478 | 1.1638 | 1.1809 | 1.1998 | 1.2214 | 1.2384 | 1.2605 | 1.2824 | 1.3078 | 1.331 | 1.3519 | 1.3734 | 1 | 1.0075 | 1.0149 | 1.0224 | 1.0298 | 1.0373 | 1.0381 | 1.0389 | 1.0398 | 1.0406 | 1.0415 | 1.0423 | 1.0431 | 1.044 | 1.0448 | 1.0456 | 1.0465 | 1.0473 | 1.0482 | 1.049 | 1.0498 | 1.0507 | 1.0515 | 1.0524 | 1.0532 | 1.054 | 0 | 0 | 0 | 0 | 0 | 0 | 0 | 0.73955 | 1 | 1 | 1 | 1 | 1 | 1 | 1 | 1 | 1 | 1 | 1 | 1 | 1 | 1 | 1 | 1 | 1 | 1
Land-Based Wind | Delaware | E | 1 | 400.3 | 2152.8067 | 119.2319 | 62.3212 | 30.08% | 1 | 1.038 | 1.0429 | 1.0585 | 1.0679 | 1.7112 | 1.7038 | 1.697 | 1.6937 | 1.6901 | 1.7039 | 1.715 | 1.7257 | 1.7333 | 1.7415 | 1.7536 | 1.7672 | 1.7855 | 1.8066 | 1.8229 | 1.8442 | 1.8648 | 1.8884 | 1.9093 | 1.9275 | 1.9459 | 1 | 1.0154 | 1.0149 | 1.0334 | 1.0437 | 1.0474 | 1.0691 | 1.0754 | 1.0976 | 1.1171 | 1.1326 | 1.1478 | 1.1647 | 1.1806 | 1.197 | 1.2172 | 1.2388 | 1.2627 | 1.2891 | 1.3103 | 1.3373 | 1.3642 | 1.3956 | 1.426 | 1.4543 | 1.4833 | 1 | 1.0074 | 1.0088 | 1.0263 | 1.0461 | 1.0512 | 1.0586 | 1.0651 | 1.073 | 1.0786 | 1.0943 | 1.1084 | 1.1224 | 1.1347 | 1.1478 | 1.1638 | 1.1809 | 1.1998 | 1.2214 | 1.2384 | 1.2605 | 1.2824 | 1.3078 | 1.331 | 1.3519 | 1.3734 | 1 | 1.0075 | 1.0149 | 1.0224 | 1.0298 | 1.0373 | 1.0381 | 1.0389 | 1.0398 | 1.0406 | 1.0415 | 1.0423 | 1.0431 | 1.044 | 1.0448 | 1.0456 | 1.0465 | 1.0473 | 1.0482 | 1.049 | 1.0498 | 1.0507 | 1.0515 | 1.0524 | 1.0532 | 1.054 | 0 | 0 | 0.046707 | 0.1502 | 0.30206 | 0.53173 | 0.80733 | 1 | 1 | 1 | 1 | 1 | 1 | 1 | 1 | 1 | 1 | 1 | 1 | 1 | 1 | 1 | 1 | 1 | 1 | 1
Land-Based Wind | Delaware | E | 2 | 20.35 | 2861.5136 | 931.8275 | 81.3131 | 34.46% | 1 | 1.038 | 1.0429 | 1.0585 | 1.0679 | 1.7112 | 1.7038 | 1.697 | 1.6937 | 1.6901 | 1.7039 | 1.715 | 1.7257 | 1.7333 | 1.7415 | 1.7536 | 1.7672 | 1.7855 | 1.8066 | 1.8229 | 1.8442 | 1.8648 | 1.8884 | 1.9093 | 1.9275 | 1.9459 | 1 | 1.0154 | 1.0149 | 1.0334 | 1.0437 | 1.0474 | 1.0691 | 1.0754 | 1.0976 | 1.1171 | 1.1326 | 1.1478 | 1.1647 | 1.1806 | 1.197 | 1.2172 | 1.2388 | 1.2627 | 1.2891 | 1.3103 | 1.3373 | 1.3642 | 1.3956 | 1.426 | 1.4543 | 1.4833 | 1 | 1.0074 | 1.0088 | 1.0263 | 1.0461 | 1.0512 | 1.0586 | 1.0651 | 1.073 | 1.0786 | 1.0943 | 1.1084 | 1.1224 | 1.1347 | 1.1478 | 1.1638 | 1.1809 | 1.1998 | 1.2214 | 1.2384 | 1.2605 | 1.2824 | 1.3078 | 1.331 | 1.3519 | 1.3734 | 1 | 1.0075 | 1.0149 | 1.0224 | 1.0298 | 1.0373 | 1.0381 | 1.0389 | 1.0398 | 1.0406 | 1.0415 | 1.0423 | 1.0431 | 1.044 | 1.0448 | 1.0456 | 1.0465 | 1.0473 | 1.0482 | 1.049 | 1.0498 | 1.0507 | 1.0515 | 1.0524 | 1.0532 | 1.054 | 0 | 0 | 0 | 0 | 0 | 0 | 0 | 0.73955 | 1 | 1 | 1 | 1 | 1 | 1 | 1 | 1 | 1 | 1 | 1 | 1 | 1 | 1 | 1 | 1 | 1 | 1
Land-Based Wind | Dutchess | G | 2 | 122.4258 | 2834.4596 | 222.5189 | 84.3081 | 32.54% | 1 | 1.038 | 1.0429 | 1.0585 | 1.0679 | 1.7112 | 1.7038 | 1.697 | 1.6937 | 1.6901 | 1.7039 | 1.715 | 1.7257 | 1.7333 | 1.7415 | 1.7536 | 1.7672 | 1.7855 | 1.8066 | 1.8229 | 1.8442 | 1.8648 | 1.8884 | 1.9093 | 1.9275 | 1.9459 | 1 | 1.0154 | 1.0149 | 1.0334 | 1.0437 | 1.0474 | 1.0691 | 1.0754 | 1.0976 | 1.1171 | 1.1326 | 1.1478 | 1.1647 | 1.1806 | 1.197 | 1.2172 | 1.2388 | 1.2627 | 1.2891 | 1.3103 | 1.3373 | 1.3642 | 1.3956 | 1.426 | 1.4543 | 1.4833 | 1 | 1.0074 | 1.0088 | 1.0263 | 1.0461 | 1.0512 | 1.0586 | 1.0651 | 1.073 | 1.0786 | 1.0943 | 1.1084 | 1.1224 | 1.1347 | 1.1478 | 1.1638 | 1.1809 | 1.1998 | 1.2214 | 1.2384 | 1.2605 | 1.2824 | 1.3078 | 1.331 | 1.3519 | 1.3734 | 1 | 1.0075 | 1.0149 | 1.0224 | 1.0298 | 1.0373 | 1.0381 | 1.0389 | 1.0398 | 1.0406 | 1.0415 | 1.0423 | 1.0431 | 1.044 | 1.0448 | 1.0456 | 1.0465 | 1.0473 | 1.0482 | 1.049 | 1.0498 | 1.0507 | 1.0515 | 1.0524 | 1.0532 | 1.054 | 0 | 0 | 0 | 0 | 0 | 0 | 0 | 0.73955 | 1 | 1 | 1 | 1 | 1 | 1 | 1 | 1 | 1 | 1 | 1 | 1 | 1 | 1 | 1 | 1 | 1 | 1
Land-Based Wind | Dutchess | G | 3 | 29.2542 | 3046.2544 | 640.4586 | 90.6077 | 29.02% | 1 | 1.038 | 1.0429 | 1.0585 | 1.0679 | 1.7112 | 1.7038 | 1.697 | 1.6937 | 1.6901 | 1.7039 | 1.715 | 1.7257 | 1.7333 | 1.7415 | 1.7536 | 1.7672 | 1.7855 | 1.8066 | 1.8229 | 1.8442 | 1.8648 | 1.8884 | 1.9093 | 1.9275 | 1.9459 | 1 | 1.0154 | 1.0149 | 1.0334 | 1.0437 | 1.0474 | 1.0691 | 1.0754 | 1.0976 | 1.1171 | 1.1326 | 1.1478 | 1.1647 | 1.1806 | 1.197 | 1.2172 | 1.2388 | 1.2627 | 1.2891 | 1.3103 | 1.3373 | 1.3642 | 1.3956 | 1.426 | 1.4543 | 1.4833 | 1 | 1.0074 | 1.0088 | 1.0263 | 1.0461 | 1.0512 | 1.0586 | 1.0651 | 1.073 | 1.0786 | 1.0943 | 1.1084 | 1.1224 | 1.1347 | 1.1478 | 1.1638 | 1.1809 | 1.1998 | 1.2214 | 1.2384 | 1.2605 | 1.2824 | 1.3078 | 1.331 | 1.3519 | 1.3734 | 1 | 1.0075 | 1.0149 | 1.0224 | 1.0298 | 1.0373 | 1.0381 | 1.0389 | 1.0398 | 1.0406 | 1.0415 | 1.0423 | 1.0431 | 1.044 | 1.0448 | 1.0456 | 1.0465 | 1.0473 | 1.0482 | 1.049 | 1.0498 | 1.0507 | 1.0515 | 1.0524 | 1.0532 | 1.054 | 0 | 0 | 0 | 0 | 0 | 0 | 0 | 0 | 1 | 1 | 1 | 1 | 1 | 1 | 1 | 1 | 1 | 1 | 1 | 1 | 1 | 1 | 1 | 1 | 1 | 1
Land-Based Wind | Erie | A | 1 | 621.0594 | 1877.297 | 54.8404 | 67.0059 | 33.63% | 1 | 1.038 | 1.0429 | 1.0585 | 1.0679 | 2.0535 | 2.0446 | 2.0364 | 2.0325 | 2.0281 | 2.0446 | 2.0581 | 2.0708 | 2.08 | 2.0898 | 2.1043 | 2.1207 | 2.1426 | 2.1679 | 2.1875 | 2.2131 | 2.2378 | 2.266 | 2.2912 | 2.313 | 2.3351 | 1 | 1.0154 | 1.0149 | 1.0334 | 1.0437 | 1.0474 | 1.0691 | 1.0754 | 1.0976 | 1.1171 | 1.1326 | 1.1478 | 1.1647 | 1.1806 | 1.197 | 1.2172 | 1.2388 | 1.2627 | 1.2891 | 1.3103 | 1.3373 | 1.3642 | 1.3956 | 1.426 | 1.4543 | 1.4833 | 1 | 1.0074 | 1.0088 | 1.0263 | 1.0461 | 1.0512 | 1.0586 | 1.0651 | 1.073 | 1.0786 | 1.0943 | 1.1084 | 1.1224 | 1.1347 | 1.1478 | 1.1638 | 1.1809 | 1.1998 | 1.2214 | 1.2384 | 1.2605 | 1.2824 | 1.3078 | 1.331 | 1.3519 | 1.3734 | 1 | 1.0075 | 1.0149 | 1.0224 | 1.0298 | 1.0373 | 1.0381 | 1.0389 | 1.0398 | 1.0406 | 1.0415 | 1.0423 | 1.0431 | 1.044 | 1.0448 | 1.0456 | 1.0465 | 1.0473 | 1.0482 | 1.049 | 1.0498 | 1.0507 | 1.0515 | 1.0524 | 1.0532 | 1.054 | 0 | 0 | 0 | 0 | 0.069639 | 0.37579 | 0.74318 | 1 | 1 | 1 | 1 | 1 | 1 | 1 | 1 | 1 | 1 | 1 | 1 | 1 | 1 | 1 | 1 | 1 | 1 | 1
Land-Based Wind | Erie | A | 2 | 20.9836 | 2272.1662 | 419.3449 | 81.0999 | 31.33% | 1 | 1.038 | 1.0429 | 1.0585 | 1.0679 | 2.0535 | 2.0446 | 2.0364 | 2.0325 | 2.0281 | 2.0446 | 2.0581 | 2.0708 | 2.08 | 2.0898 | 2.1043 | 2.1207 | 2.1426 | 2.1679 | 2.1875 | 2.2131 | 2.2378 | 2.266 | 2.2912 | 2.313 | 2.3351 | 1 | 1.0154 | 1.0149 | 1.0334 | 1.0437 | 1.0474 | 1.0691 | 1.0754 | 1.0976 | 1.1171 | 1.1326 | 1.1478 | 1.1647 | 1.1806 | 1.197 | 1.2172 | 1.2388 | 1.2627 | 1.2891 | 1.3103 | 1.3373 | 1.3642 | 1.3956 | 1.426 | 1.4543 | 1.4833 | 1 | 1.0074 | 1.0088 | 1.0263 | 1.0461 | 1.0512 | 1.0586 | 1.0651 | 1.073 | 1.0786 | 1.0943 | 1.1084 | 1.1224 | 1.1347 | 1.1478 | 1.1638 | 1.1809 | 1.1998 | 1.2214 | 1.2384 | 1.2605 | 1.2824 | 1.3078 | 1.331 | 1.3519 | 1.3734 | 1 | 1.0075 | 1.0149 | 1.0224 | 1.0298 | 1.0373 | 1.0381 | 1.0389 | 1.0398 | 1.0406 | 1.0415 | 1.0423 | 1.0431 | 1.044 | 1.0448 | 1.0456 | 1.0465 | 1.0473 | 1.0482 | 1.049 | 1.0498 | 1.0507 | 1.0515 | 1.0524 | 1.0532 | 1.054 | 0 | 0 | 0 | 0 | 0 | 0 | 0 | 0.73955 | 1 | 1 | 1 | 1 | 1 | 1 | 1 | 1 | 1 | 1 | 1 | 1 | 1 | 1 | 1 | 1 | 1 | 1
Land-Based Wind | Franklin | E | 1 | 1213.4512 | 1990.3988 | 143.7786 | 63.0398 | 35.18% | 1 | 1.038 | 1.0429 | 1.0585 | 1.0679 | 1.7112 | 1.7038 | 1.697 | 1.6937 | 1.6901 | 1.7039 | 1.715 | 1.7257 | 1.7333 | 1.7415 | 1.7536 | 1.7672 | 1.7855 | 1.8066 | 1.8229 | 1.8442 | 1.8648 | 1.8884 | 1.9093 | 1.9275 | 1.9459 | 1 | 1.0154 | 1.0149 | 1.0334 | 1.0437 | 1.0474 | 1.0691 | 1.0754 | 1.0976 | 1.1171 | 1.1326 | 1.1478 | 1.1647 | 1.1806 | 1.197 | 1.2172 | 1.2388 | 1.2627 | 1.2891 | 1.3103 | 1.3373 | 1.3642 | 1.3956 | 1.426 | 1.4543 | 1.4833 | 1 | 1.0074 | 1.0088 | 1.0263 | 1.0461 | 1.0512 | 1.0586 | 1.0651 | 1.073 | 1.0786 | 1.0943 | 1.1084 | 1.1224 | 1.1347 | 1.1478 | 1.1638 | 1.1809 | 1.1998 | 1.2214 | 1.2384 | 1.2605 | 1.2824 | 1.3078 | 1.331 | 1.3519 | 1.3734 | 1 | 1.0075 | 1.0149 | 1.0224 | 1.0298 | 1.0373 | 1.0381 | 1.0389 | 1.0398 | 1.0406 | 1.0415 | 1.0423 | 1.0431 | 1.044 | 1.0448 | 1.0456 | 1.0465 | 1.0473 | 1.0482 | 1.049 | 1.0498 | 1.0507 | 1.0515 | 1.0524 | 1.0532 | 1.054 | 0 | 0 | 0.1171 | 0.37658 | 0.65234 | 0.76674 | 0.90403 | 1 | 1 | 1 | 1 | 1 | 1 | 1 | 1 | 1 | 1 | 1 | 1 | 1 | 1 | 1 | 1 | 1 | 1 | 1
Land-Based Wind | Franklin | E | 2 | 167.4924 | 2384.3412 | 133.4447 | 70.9198 | 25.95% | 1 | 1.038 | 1.0429 | 1.0585 | 1.0679 | 1.7112 | 1.7038 | 1.697 | 1.6937 | 1.6901 | 1.7039 | 1.715 | 1.7257 | 1.7333 | 1.7415 | 1.7536 | 1.7672 | 1.7855 | 1.8066 | 1.8229 | 1.8442 | 1.8648 | 1.8884 | 1.9093 | 1.9275 | 1.9459 | 1 | 1.0154 | 1.0149 | 1.0334 | 1.0437 | 1.0474 | 1.0691 | 1.0754 | 1.0976 | 1.1171 | 1.1326 | 1.1478 | 1.1647 | 1.1806 | 1.197 | 1.2172 | 1.2388 | 1.2627 | 1.2891 | 1.3103 | 1.3373 | 1.3642 | 1.3956 | 1.426 | 1.4543 | 1.4833 | 1 | 1.0074 | 1.0088 | 1.0263 | 1.0461 | 1.0512 | 1.0586 | 1.0651 | 1.073 | 1.0786 | 1.0943 | 1.1084 | 1.1224 | 1.1347 | 1.1478 | 1.1638 | 1.1809 | 1.1998 | 1.2214 | 1.2384 | 1.2605 | 1.2824 | 1.3078 | 1.331 | 1.3519 | 1.3734 | 1 | 1.0075 | 1.0149 | 1.0224 | 1.0298 | 1.0373 | 1.0381 | 1.0389 | 1.0398 | 1.0406 | 1.0415 | 1.0423 | 1.0431 | 1.044 | 1.0448 | 1.0456 | 1.0465 | 1.0473 | 1.0482 | 1.049 | 1.0498 | 1.0507 | 1.0515 | 1.0524 | 1.0532 | 1.054 | 0 | 0 | 0 | 0 | 0 | 0 | 0 | 0.73955 | 1 | 1 | 1 | 1 | 1 | 1 | 1 | 1 | 1 | 1 | 1 | 1 | 1 | 1 | 1 | 1 | 1 | 1
Land-Based Wind | Franklin | E | 3 | 30.5053 | 2639.1264 | 298.5246 | 78.4981 | 24.38% | 1 | 1.038 | 1.0429 | 1.0585 | 1.0679 | 1.7112 | 1.7038 | 1.697 | 1.6937 | 1.6901 | 1.7039 | 1.715 | 1.7257 | 1.7333 | 1.7415 | 1.7536 | 1.7672 | 1.7855 | 1.8066 | 1.8229 | 1.8442 | 1.8648 | 1.8884 | 1.9093 | 1.9275 | 1.9459 | 1 | 1.0154 | 1.0149 | 1.0334 | 1.0437 | 1.0474 | 1.0691 | 1.0754 | 1.0976 | 1.1171 | 1.1326 | 1.1478 | 1.1647 | 1.1806 | 1.197 | 1.2172 | 1.2388 | 1.2627 | 1.2891 | 1.3103 | 1.3373 | 1.3642 | 1.3956 | 1.426 | 1.4543 | 1.4833 | 1 | 1.0074 | 1.0088 | 1.0263 | 1.0461 | 1.0512 | 1.0586 | 1.0651 | 1.073 | 1.0786 | 1.0943 | 1.1084 | 1.1224 | 1.1347 | 1.1478 | 1.1638 | 1.1809 | 1.1998 | 1.2214 | 1.2384 | 1.2605 | 1.2824 | 1.3078 | 1.331 | 1.3519 | 1.3734 | 1 | 1.0075 | 1.0149 | 1.0224 | 1.0298 | 1.0373 | 1.0381 | 1.0389 | 1.0398 | 1.0406 | 1.0415 | 1.0423 | 1.0431 | 1.044 | 1.0448 | 1.0456 | 1.0465 | 1.0473 | 1.0482 | 1.049 | 1.0498 | 1.0507 | 1.0515 | 1.0524 | 1.0532 | 1.054 | 0 | 0 | 0 | 0 | 0 | 0 | 0 | 0 | 1 | 1 | 1 | 1 | 1 | 1 | 1 | 1 | 1 | 1 | 1 | 1 | 1 | 1 | 1 | 1 | 1 | 1
Land-Based Wind | Genesee | A | 1 | 240.3522 | 1932.0288 | 128.1023 | 68.9594 | 33.54% | 1 | 1.038 | 1.0429 | 1.0585 | 1.0679 | 2.0535 | 2.0446 | 2.0364 | 2.0325 | 2.0281 | 2.0446 | 2.0581 | 2.0708 | 2.08 | 2.0898 | 2.1043 | 2.1207 | 2.1426 | 2.1679 | 2.1875 | 2.2131 | 2.2378 | 2.266 | 2.2912 | 2.313 | 2.3351 | 1 | 1.0154 | 1.0149 | 1.0334 | 1.0437 | 1.0474 | 1.0691 | 1.0754 | 1.0976 | 1.1171 | 1.1326 | 1.1478 | 1.1647 | 1.1806 | 1.197 | 1.2172 | 1.2388 | 1.2627 | 1.2891 | 1.3103 | 1.3373 | 1.3642 | 1.3956 | 1.426 | 1.4543 | 1.4833 | 1 | 1.0074 | 1.0088 | 1.0263 | 1.0461 | 1.0512 | 1.0586 | 1.0651 | 1.073 | 1.0786 | 1.0943 | 1.1084 | 1.1224 | 1.1347 | 1.1478 | 1.1638 | 1.1809 | 1.1998 | 1.2214 | 1.2384 | 1.2605 | 1.2824 | 1.3078 | 1.331 | 1.3519 | 1.3734 | 1 | 1.0075 | 1.0149 | 1.0224 | 1.0298 | 1.0373 | 1.0381 | 1.0389 | 1.0398 | 1.0406 | 1.0415 | 1.0423 | 1.0431 | 1.044 | 1.0448 | 1.0456 | 1.0465 | 1.0473 | 1.0482 | 1.049 | 1.0498 | 1.0507 | 1.0515 | 1.0524 | 1.0532 | 1.054 | 0 | 0 | 0 | 0 | 0.015819 | 0.085365 | 0.16882 | 0.22716 | 0.22716 | 0.22716 | 0.22716 | 0.22716 | 0.22716 | 0.22716 | 0.22716 | 0.22716 | 0.22716 | 0.22716 | 0.22716 | 0.22716 | 0.22716 | 0.22716 | 0.22716 | 0.22716 | 0.22716 | 0.22716
Land-Based Wind | Herkimer | E | 1 | 98.6132 | 2613.1245 | 340.8208 | 77.7247 | 36.87% | 1 | 1.038 | 1.0429 | 1.0585 | 1.0679 | 1.7112 | 1.7038 | 1.697 | 1.6937 | 1.6901 | 1.7039 | 1.715 | 1.7257 | 1.7333 | 1.7415 | 1.7536 | 1.7672 | 1.7855 | 1.8066 | 1.8229 | 1.8442 | 1.8648 | 1.8884 | 1.9093 | 1.9275 | 1.9459 | 1 | 1.0154 | 1.0149 | 1.0334 | 1.0437 | 1.0474 | 1.0691 | 1.0754 | 1.0976 | 1.1171 | 1.1326 | 1.1478 | 1.1647 | 1.1806 | 1.197 | 1.2172 | 1.2388 | 1.2627 | 1.2891 | 1.3103 | 1.3373 | 1.3642 | 1.3956 | 1.426 | 1.4543 | 1.4833 | 1 | 1.0074 | 1.0088 | 1.0263 | 1.0461 | 1.0512 | 1.0586 | 1.0651 | 1.073 | 1.0786 | 1.0943 | 1.1084 | 1.1224 | 1.1347 | 1.1478 | 1.1638 | 1.1809 | 1.1998 | 1.2214 | 1.2384 | 1.2605 | 1.2824 | 1.3078 | 1.331 | 1.3519 | 1.3734 | 1 | 1.0075 | 1.0149 | 1.0224 | 1.0298 | 1.0373 | 1.0381 | 1.0389 | 1.0398 | 1.0406 | 1.0415 | 1.0423 | 1.0431 | 1.044 | 1.0448 | 1.0456 | 1.0465 | 1.0473 | 1.0482 | 1.049 | 1.0498 | 1.0507 | 1.0515 | 1.0524 | 1.0532 | 1.054 | 0 | 0 | 0 | 0 | 0.069639 | 0.37579 | 0.74318 | 1 | 1 | 1 | 1 | 1 | 1 | 1 | 1 | 1 | 1 | 1 | 1 | 1 | 1 | 1 | 1 | 1 | 1 | 1
Land-Based Wind | Herkimer | E | 3 | 45.1 | 2547.7204 | 577.782 | 75.7793 | 26.3% | 1 | 1.038 | 1.0429 | 1.0585 | 1.0679 | 1.7112 | 1.7038 | 1.697 | 1.6937 | 1.6901 | 1.7039 | 1.715 | 1.7257 | 1.7333 | 1.7415 | 1.7536 | 1.7672 | 1.7855 | 1.8066 | 1.8229 | 1.8442 | 1.8648 | 1.8884 | 1.9093 | 1.9275 | 1.9459 | 1 | 1.0154 | 1.0149 | 1.0334 | 1.0437 | 1.0474 | 1.0691 | 1.0754 | 1.0976 | 1.1171 | 1.1326 | 1.1478 | 1.1647 | 1.1806 | 1.197 | 1.2172 | 1.2388 | 1.2627 | 1.2891 | 1.3103 | 1.3373 | 1.3642 | 1.3956 | 1.426 | 1.4543 | 1.4833 | 1 | 1.0074 | 1.0088 | 1.0263 | 1.0461 | 1.0512 | 1.0586 | 1.0651 | 1.073 | 1.0786 | 1.0943 | 1.1084 | 1.1224 | 1.1347 | 1.1478 | 1.1638 | 1.1809 | 1.1998 | 1.2214 | 1.2384 | 1.2605 | 1.2824 | 1.3078 | 1.331 | 1.3519 | 1.3734 | 1 | 1.0075 | 1.0149 | 1.0224 | 1.0298 | 1.0373 | 1.0381 | 1.0389 | 1.0398 | 1.0406 | 1.0415 | 1.0423 | 1.0431 | 1.044 | 1.0448 | 1.0456 | 1.0465 | 1.0473 | 1.0482 | 1.049 | 1.0498 | 1.0507 | 1.0515 | 1.0524 | 1.0532 | 1.054 | 0 | 0 | 0 | 0 | 0 | 0 | 0 | 0 | 1 | 1 | 1 | 1 | 1 | 1 | 1 | 1 | 1 | 1 | 1 | 1 | 1 | 1 | 1 | 1 | 1 | 1
Land-Based Wind | Jefferson | E | 1 | 503.9445 | 2293.7206 | 123.7923 | 68.2243 | 34.09% | 1 | 1.038 | 1.0429 | 1.0585 | 1.0679 | 1.7112 | 1.7038 | 1.697 | 1.6937 | 1.6901 | 1.7039 | 1.715 | 1.7257 | 1.7333 | 1.7415 | 1.7536 | 1.7672 | 1.7855 | 1.8066 | 1.8229 | 1.8442 | 1.8648 | 1.8884 | 1.9093 | 1.9275 | 1.9459 | 1 | 1.0154 | 1.0149 | 1.0334 | 1.0437 | 1.0474 | 1.0691 | 1.0754 | 1.0976 | 1.1171 | 1.1326 | 1.1478 | 1.1647 | 1.1806 | 1.197 | 1.2172 | 1.2388 | 1.2627 | 1.2891 | 1.3103 | 1.3373 | 1.3642 | 1.3956 | 1.426 | 1.4543 | 1.4833 | 1 | 1.0074 | 1.0088 | 1.0263 | 1.0461 | 1.0512 | 1.0586 | 1.0651 | 1.073 | 1.0786 | 1.0943 | 1.1084 | 1.1224 | 1.1347 | 1.1478 | 1.1638 | 1.1809 | 1.1998 | 1.2214 | 1.2384 | 1.2605 | 1.2824 | 1.3078 | 1.331 | 1.3519 | 1.3734 | 1 | 1.0075 | 1.0149 | 1.0224 | 1.0298 | 1.0373 | 1.0381 | 1.0389 | 1.0398 | 1.0406 | 1.0415 | 1.0423 | 1.0431 | 1.044 | 1.0448 | 1.0456 | 1.0465 | 1.0473 | 1.0482 | 1.049 | 1.0498 | 1.0507 | 1.0515 | 1.0524 | 1.0532 | 1.054 | 0 | 0 | 0 | 0 | 0.069639 | 0.37579 | 0.74318 | 1 | 1 | 1 | 1 | 1 | 1 | 1 | 1 | 1 | 1 | 1 | 1 | 1 | 1 | 1 | 1 | 1 | 1 | 1
Land-Based Wind | Jefferson | E | 2 | 226.9598 | 2447.4309 | 158.4361 | 72.7963 | 29% | 1 | 1.038 | 1.0429 | 1.0585 | 1.0679 | 1.7112 | 1.7038 | 1.697 | 1.6937 | 1.6901 | 1.7039 | 1.715 | 1.7257 | 1.7333 | 1.7415 | 1.7536 | 1.7672 | 1.7855 | 1.8066 | 1.8229 | 1.8442 | 1.8648 | 1.8884 | 1.9093 | 1.9275 | 1.9459 | 1 | 1.0154 | 1.0149 | 1.0334 | 1.0437 | 1.0474 | 1.0691 | 1.0754 | 1.0976 | 1.1171 | 1.1326 | 1.1478 | 1.1647 | 1.1806 | 1.197 | 1.2172 | 1.2388 | 1.2627 | 1.2891 | 1.3103 | 1.3373 | 1.3642 | 1.3956 | 1.426 | 1.4543 | 1.4833 | 1 | 1.0074 | 1.0088 | 1.0263 | 1.0461 | 1.0512 | 1.0586 | 1.0651 | 1.073 | 1.0786 | 1.0943 | 1.1084 | 1.1224 | 1.1347 | 1.1478 | 1.1638 | 1.1809 | 1.1998 | 1.2214 | 1.2384 | 1.2605 | 1.2824 | 1.3078 | 1.331 | 1.3519 | 1.3734 | 1 | 1.0075 | 1.0149 | 1.0224 | 1.0298 | 1.0373 | 1.0381 | 1.0389 | 1.0398 | 1.0406 | 1.0415 | 1.0423 | 1.0431 | 1.044 | 1.0448 | 1.0456 | 1.0465 | 1.0473 | 1.0482 | 1.049 | 1.0498 | 1.0507 | 1.0515 | 1.0524 | 1.0532 | 1.054 | 0 | 0 | 0 | 0 | 0 | 0 | 0 | 0.73955 | 1 | 1 | 1 | 1 | 1 | 1 | 1 | 1 | 1 | 1 | 1 | 1 | 1 | 1 | 1 | 1 | 1 | 1
Land-Based Wind | Lewis | E | 1 | 61.0304 | 2477.0026 | 377.1177 | 73.6759 | 36.47% | 1 | 1.038 | 1.0429 | 1.0585 | 1.0679 | 1.7112 | 1.7038 | 1.697 | 1.6937 | 1.6901 | 1.7039 | 1.715 | 1.7257 | 1.7333 | 1.7415 | 1.7536 | 1.7672 | 1.7855 | 1.8066 | 1.8229 | 1.8442 | 1.8648 | 1.8884 | 1.9093 | 1.9275 | 1.9459 | 1 | 1.0154 | 1.0149 | 1.0334 | 1.0437 | 1.0474 | 1.0691 | 1.0754 | 1.0976 | 1.1171 | 1.1326 | 1.1478 | 1.1647 | 1.1806 | 1.197 | 1.2172 | 1.2388 | 1.2627 | 1.2891 | 1.3103 | 1.3373 | 1.3642 | 1.3956 | 1.426 | 1.4543 | 1.4833 | 1 | 1.0074 | 1.0088 | 1.0263 | 1.0461 | 1.0512 | 1.0586 | 1.0651 | 1.073 | 1.0786 | 1.0943 | 1.1084 | 1.1224 | 1.1347 | 1.1478 | 1.1638 | 1.1809 | 1.1998 | 1.2214 | 1.2384 | 1.2605 | 1.2824 | 1.3078 | 1.331 | 1.3519 | 1.3734 | 1 | 1.0075 | 1.0149 | 1.0224 | 1.0298 | 1.0373 | 1.0381 | 1.0389 | 1.0398 | 1.0406 | 1.0415 | 1.0423 | 1.0431 | 1.044 | 1.0448 | 1.0456 | 1.0465 | 1.0473 | 1.0482 | 1.049 | 1.0498 | 1.0507 | 1.0515 | 1.0524 | 1.0532 | 1.054 | 0 | 0 | 0.18697 | 0.60127 | 1 | 1 | 1 | 1 | 1 | 1 | 1 | 1 | 1 | 1 | 1 | 1 | 1 | 1 | 1 | 1 | 1 | 1 | 1 | 1 | 1 | 1
Land-Based Wind | Lewis | E | 2 | 245.2373 | 2412.9783 | 298.5918 | 71.7715 | 28.06% | 1 | 1.038 | 1.0429 | 1.0585 | 1.0679 | 1.7112 | 1.7038 | 1.697 | 1.6937 | 1.6901 | 1.7039 | 1.715 | 1.7257 | 1.7333 | 1.7415 | 1.7536 | 1.7672 | 1.7855 | 1.8066 | 1.8229 | 1.8442 | 1.8648 | 1.8884 | 1.9093 | 1.9275 | 1.9459 | 1 | 1.0154 | 1.0149 | 1.0334 | 1.0437 | 1.0474 | 1.0691 | 1.0754 | 1.0976 | 1.1171 | 1.1326 | 1.1478 | 1.1647 | 1.1806 | 1.197 | 1.2172 | 1.2388 | 1.2627 | 1.2891 | 1.3103 | 1.3373 | 1.3642 | 1.3956 | 1.426 | 1.4543 | 1.4833 | 1 | 1.0074 | 1.0088 | 1.0263 | 1.0461 | 1.0512 | 1.0586 | 1.0651 | 1.073 | 1.0786 | 1.0943 | 1.1084 | 1.1224 | 1.1347 | 1.1478 | 1.1638 | 1.1809 | 1.1998 | 1.2214 | 1.2384 | 1.2605 | 1.2824 | 1.3078 | 1.331 | 1.3519 | 1.3734 | 1 | 1.0075 | 1.0149 | 1.0224 | 1.0298 | 1.0373 | 1.0381 | 1.0389 | 1.0398 | 1.0406 | 1.0415 | 1.0423 | 1.0431 | 1.044 | 1.0448 | 1.0456 | 1.0465 | 1.0473 | 1.0482 | 1.049 | 1.0498 | 1.0507 | 1.0515 | 1.0524 | 1.0532 | 1.054 | 0 | 0 | 0 | 0 | 0.56667 | 0.56667 | 0.56667 | 0.88714 | 1 | 1 | 1 | 1 | 1 | 1 | 1 | 1 | 1 | 1 | 1 | 1 | 1 | 1 | 1 | 1 | 1 | 1
Land-Based Wind | Livingston | C | 1 | 318.7043 | 2218.9024 | 160.4304 | 66.9242 | 29.38% | 1 | 1.038 | 1.0429 | 1.0585 | 1.0679 | 1.7352 | 1.7277 | 1.7208 | 1.7175 | 1.7137 | 1.7277 | 1.7391 | 1.7499 | 1.7576 | 1.7659 | 1.7781 | 1.792 | 1.8106 | 1.8319 | 1.8484 | 1.8701 | 1.891 | 1.9148 | 1.9361 | 1.9545 | 1.9732 | 1 | 1.0154 | 1.0149 | 1.0334 | 1.0437 | 1.0474 | 1.0691 | 1.0754 | 1.0976 | 1.1171 | 1.1326 | 1.1478 | 1.1647 | 1.1806 | 1.197 | 1.2172 | 1.2388 | 1.2627 | 1.2891 | 1.3103 | 1.3373 | 1.3642 | 1.3956 | 1.426 | 1.4543 | 1.4833 | 1 | 1.0074 | 1.0088 | 1.0263 | 1.0461 | 1.0512 | 1.0586 | 1.0651 | 1.073 | 1.0786 | 1.0943 | 1.1084 | 1.1224 | 1.1347 | 1.1478 | 1.1638 | 1.1809 | 1.1998 | 1.2214 | 1.2384 | 1.2605 | 1.2824 | 1.3078 | 1.331 | 1.3519 | 1.3734 | 1 | 1.0075 | 1.0149 | 1.0224 | 1.0298 | 1.0373 | 1.0381 | 1.0389 | 1.0398 | 1.0406 | 1.0415 | 1.0423 | 1.0431 | 1.044 | 1.0448 | 1.0456 | 1.0465 | 1.0473 | 1.0482 | 1.049 | 1.0498 | 1.0507 | 1.0515 | 1.0524 | 1.0532 | 1.054 | 0 | 0 | 0 | 0 | 0.069639 | 0.37579 | 0.74318 | 1 | 1 | 1 | 1 | 1 | 1 | 1 | 1 | 1 | 1 | 1 | 1 | 1 | 1 | 1 | 1 | 1 | 1 | 1
Land-Based Wind | Livingston | C | 2 | 64.1684 | 2627.1585 | 495.0939 | 78.1421 | 33.37% | 1 | 1.038 | 1.0429 | 1.0585 | 1.0679 | 1.7112 | 1.7038 | 1.697 | 1.6937 | 1.6901 | 1.7039 | 1.715 | 1.7257 | 1.7333 | 1.7415 | 1.7536 | 1.7672 | 1.7855 | 1.8066 | 1.8229 | 1.8442 | 1.8648 | 1.8884 | 1.9093 | 1.9275 | 1.9459 | 1 | 1.0154 | 1.0149 | 1.0334 | 1.0437 | 1.0474 | 1.0691 | 1.0754 | 1.0976 | 1.1171 | 1.1326 | 1.1478 | 1.1647 | 1.1806 | 1.197 | 1.2172 | 1.2388 | 1.2627 | 1.2891 | 1.3103 | 1.3373 | 1.3642 | 1.3956 | 1.426 | 1.4543 | 1.4833 | 1 | 1.0074 | 1.0088 | 1.0263 | 1.0461 | 1.0512 | 1.0586 | 1.0651 | 1.073 | 1.0786 | 1.0943 | 1.1084 | 1.1224 | 1.1347 | 1.1478 | 1.1638 | 1.1809 | 1.1998 | 1.2214 | 1.2384 | 1.2605 | 1.2824 | 1.3078 | 1.331 | 1.3519 | 1.3734 | 1 | 1.0075 | 1.0149 | 1.0224 | 1.0298 | 1.0373 | 1.0381 | 1.0389 | 1.0398 | 1.0406 | 1.0415 | 1.0423 | 1.0431 | 1.044 | 1.0448 | 1.0456 | 1.0465 | 1.0473 | 1.0482 | 1.049 | 1.0498 | 1.0507 | 1.0515 | 1.0524 | 1.0532 | 1.054 | 0 | 0 | 0 | 0 | 0 | 0 | 0 | 0.73955 | 1 | 1 | 1 | 1 | 1 | 1 | 1 | 1 | 1 | 1 | 1 | 1 | 1 | 1 | 1 | 1 | 1 | 1
Land-Based Wind | Madison | E | 1 | 101.8 | 2410.2723 | 182.64 | 73.9865 | 36.29% | 1 | 1.038 | 1.0429 | 1.0585 | 1.0679 | 1.7112 | 1.7038 | 1.697 | 1.6937 | 1.6901 | 1.7039 | 1.715 | 1.7257 | 1.7333 | 1.7415 | 1.7536 | 1.7672 | 1.7855 | 1.8066 | 1.8229 | 1.8442 | 1.8648 | 1.8884 | 1.9093 | 1.9275 | 1.9459 | 1 | 1.0154 | 1.0149 | 1.0334 | 1.0437 | 1.0474 | 1.0691 | 1.0754 | 1.0976 | 1.1171 | 1.1326 | 1.1478 | 1.1647 | 1.1806 | 1.197 | 1.2172 | 1.2388 | 1.2627 | 1.2891 | 1.3103 | 1.3373 | 1.3642 | 1.3956 | 1.426 | 1.4543 | 1.4833 | 1 | 1.0074 | 1.0088 | 1.0263 | 1.0461 | 1.0512 | 1.0586 | 1.0651 | 1.073 | 1.0786 | 1.0943 | 1.1084 | 1.1224 | 1.1347 | 1.1478 | 1.1638 | 1.1809 | 1.1998 | 1.2214 | 1.2384 | 1.2605 | 1.2824 | 1.3078 | 1.331 | 1.3519 | 1.3734 | 1 | 1.0075 | 1.0149 | 1.0224 | 1.0298 | 1.0373 | 1.0381 | 1.0389 | 1.0398 | 1.0406 | 1.0415 | 1.0423 | 1.0431 | 1.044 | 1.0448 | 1.0456 | 1.0465 | 1.0473 | 1.0482 | 1.049 | 1.0498 | 1.0507 | 1.0515 | 1.0524 | 1.0532 | 1.054 | 0 | 0 | 0.18697 | 0.60127 | 1 | 1 | 1 | 1 | 1 | 1 | 1 | 1 | 1 | 1 | 1 | 1 | 1 | 1 | 1 | 1 | 1 | 1 | 1 | 1 | 1 | 1
Land-Based Wind | Montgomery | F | 2 | 46.8519 | 2792.692 | 467.4582 | 83.0657 | 29.92% | 1 | 1.038 | 1.0429 | 1.0585 | 1.0679 | 1.7112 | 1.7038 | 1.697 | 1.6937 | 1.6901 | 1.7039 | 1.715 | 1.7257 | 1.7333 | 1.7415 | 1.7536 | 1.7672 | 1.7855 | 1.8066 | 1.8229 | 1.8442 | 1.8648 | 1.8884 | 1.9093 | 1.9275 | 1.9459 | 1 | 1.0154 | 1.0149 | 1.0334 | 1.0437 | 1.0474 | 1.0691 | 1.0754 | 1.0976 | 1.1171 | 1.1326 | 1.1478 | 1.1647 | 1.1806 | 1.197 | 1.2172 | 1.2388 | 1.2627 | 1.2891 | 1.3103 | 1.3373 | 1.3642 | 1.3956 | 1.426 | 1.4543 | 1.4833 | 1 | 1.0074 | 1.0088 | 1.0263 | 1.0461 | 1.0512 | 1.0586 | 1.0651 | 1.073 | 1.0786 | 1.0943 | 1.1084 | 1.1224 | 1.1347 | 1.1478 | 1.1638 | 1.1809 | 1.1998 | 1.2214 | 1.2384 | 1.2605 | 1.2824 | 1.3078 | 1.331 | 1.3519 | 1.3734 | 1 | 1.0075 | 1.0149 | 1.0224 | 1.0298 | 1.0373 | 1.0381 | 1.0389 | 1.0398 | 1.0406 | 1.0415 | 1.0423 | 1.0431 | 1.044 | 1.0448 | 1.0456 | 1.0465 | 1.0473 | 1.0482 | 1.049 | 1.0498 | 1.0507 | 1.0515 | 1.0524 | 1.0532 | 1.054 | 0 | 0 | 0 | 0 | 0 | 0 | 0 | 0.73955 | 1 | 1 | 1 | 1 | 1 | 1 | 1 | 1 | 1 | 1 | 1 | 1 | 1 | 1 | 1 | 1 | 1 | 1
Land-Based Wind | Montgomery | F | 3 | 45.2692 | 2979.3583 | 425.8346 | 88.6179 | 24.13% | 1 | 1.038 | 1.0429 | 1.0585 | 1.0679 | 1.7112 | 1.7038 | 1.697 | 1.6937 | 1.6901 | 1.7039 | 1.715 | 1.7257 | 1.7333 | 1.7415 | 1.7536 | 1.7672 | 1.7855 | 1.8066 | 1.8229 | 1.8442 | 1.8648 | 1.8884 | 1.9093 | 1.9275 | 1.9459 | 1 | 1.0154 | 1.0149 | 1.0334 | 1.0437 | 1.0474 | 1.0691 | 1.0754 | 1.0976 | 1.1171 | 1.1326 | 1.1478 | 1.1647 | 1.1806 | 1.197 | 1.2172 | 1.2388 | 1.2627 | 1.2891 | 1.3103 | 1.3373 | 1.3642 | 1.3956 | 1.426 | 1.4543 | 1.4833 | 1 | 1.0074 | 1.0088 | 1.0263 | 1.0461 | 1.0512 | 1.0586 | 1.0651 | 1.073 | 1.0786 | 1.0943 | 1.1084 | 1.1224 | 1.1347 | 1.1478 | 1.1638 | 1.1809 | 1.1998 | 1.2214 | 1.2384 | 1.2605 | 1.2824 | 1.3078 | 1.331 | 1.3519 | 1.3734 | 1 | 1.0075 | 1.0149 | 1.0224 | 1.0298 | 1.0373 | 1.0381 | 1.0389 | 1.0398 | 1.0406 | 1.0415 | 1.0423 | 1.0431 | 1.044 | 1.0448 | 1.0456 | 1.0465 | 1.0473 | 1.0482 | 1.049 | 1.0498 | 1.0507 | 1.0515 | 1.0524 | 1.0532 | 1.054 | 0 | 0 | 0 | 0 | 0 | 0 | 0 | 0 | 1 | 1 | 1 | 1 | 1 | 1 | 1 | 1 | 1 | 1 | 1 | 1 | 1 | 1 | 1 | 1 | 1 | 1
Land-Based Wind | Niagara | A | 1 | 625.5428 | 1914.0859 | 109.3415 | 68.2292 | 32% | 1 | 1.038 | 1.0429 | 1.0585 | 1.0679 | 2.0508 | 2.0419 | 2.0337 | 2.0298 | 2.0254 | 2.0419 | 2.0553 | 2.0681 | 2.0772 | 2.087 | 2.1015 | 2.1179 | 2.1398 | 2.165 | 2.1846 | 2.2102 | 2.2349 | 2.263 | 2.2882 | 2.3099 | 2.332 | 1 | 1.0154 | 1.0149 | 1.0334 | 1.0437 | 1.0474 | 1.0691 | 1.0754 | 1.0976 | 1.1171 | 1.1326 | 1.1478 | 1.1647 | 1.1806 | 1.197 | 1.2172 | 1.2388 | 1.2627 | 1.2891 | 1.3103 | 1.3373 | 1.3642 | 1.3956 | 1.426 | 1.4543 | 1.4833 | 1 | 1.0074 | 1.0088 | 1.0263 | 1.0461 | 1.0512 | 1.0586 | 1.0651 | 1.073 | 1.0786 | 1.0943 | 1.1084 | 1.1224 | 1.1347 | 1.1478 | 1.1638 | 1.1809 | 1.1998 | 1.2214 | 1.2384 | 1.2605 | 1.2824 | 1.3078 | 1.331 | 1.3519 | 1.3734 | 1 | 1.0075 | 1.0149 | 1.0224 | 1.0298 | 1.0373 | 1.0381 | 1.0389 | 1.0398 | 1.0406 | 1.0415 | 1.0423 | 1.0431 | 1.044 | 1.0448 | 1.0456 | 1.0465 | 1.0473 | 1.0482 | 1.049 | 1.0498 | 1.0507 | 1.0515 | 1.0524 | 1.0532 | 1.054 | 0 | 0 | 0 | 0 | 0.069639 | 0.37579 | 0.74318 | 1 | 1 | 1 | 1 | 1 | 1 | 1 | 1 | 1 | 1 | 1 | 1 | 1 | 1 | 1 | 1 | 1 | 1 | 1
Land-Based Wind | Oneida | E | 1 | 122.7 | 2362.3216 | 206.8555 | 73.3202 | 35.93% | 1 | 1.038 | 1.0429 | 1.0585 | 1.0679 | 1.7112 | 1.7038 | 1.697 | 1.6937 | 1.6901 | 1.7039 | 1.715 | 1.7257 | 1.7333 | 1.7415 | 1.7536 | 1.7672 | 1.7855 | 1.8066 | 1.8229 | 1.8442 | 1.8648 | 1.8884 | 1.9093 | 1.9275 | 1.9459 | 1 | 1.0154 | 1.0149 | 1.0334 | 1.0437 | 1.0474 | 1.0691 | 1.0754 | 1.0976 | 1.1171 | 1.1326 | 1.1478 | 1.1647 | 1.1806 | 1.197 | 1.2172 | 1.2388 | 1.2627 | 1.2891 | 1.3103 | 1.3373 | 1.3642 | 1.3956 | 1.426 | 1.4543 | 1.4833 | 1 | 1.0074 | 1.0088 | 1.0263 | 1.0461 | 1.0512 | 1.0586 | 1.0651 | 1.073 | 1.0786 | 1.0943 | 1.1084 | 1.1224 | 1.1347 | 1.1478 | 1.1638 | 1.1809 | 1.1998 | 1.2214 | 1.2384 | 1.2605 | 1.2824 | 1.3078 | 1.331 | 1.3519 | 1.3734 | 1 | 1.0075 | 1.0149 | 1.0224 | 1.0298 | 1.0373 | 1.0381 | 1.0389 | 1.0398 | 1.0406 | 1.0415 | 1.0423 | 1.0431 | 1.044 | 1.0448 | 1.0456 | 1.0465 | 1.0473 | 1.0482 | 1.049 | 1.0498 | 1.0507 | 1.0515 | 1.0524 | 1.0532 | 1.054 | 0 | 0 | 0.1216 | 0.39104 | 0.67471 | 0.78176 | 0.91021 | 1 | 1 | 1 | 1 | 1 | 1 | 1 | 1 | 1 | 1 | 1 | 1 | 1 | 1 | 1 | 1 | 1 | 1 | 1
Land-Based Wind | Onondaga | C | 1 | 411.2595 | 2336.119 | 208.2363 | 71.2091 | 37.12% | 1 | 1.038 | 1.0429 | 1.0585 | 1.0679 | 1.7112 | 1.7038 | 1.697 | 1.6937 | 1.6901 | 1.7039 | 1.715 | 1.7257 | 1.7333 | 1.7415 | 1.7536 | 1.7672 | 1.7855 | 1.8066 | 1.8229 | 1.8442 | 1.8648 | 1.8884 | 1.9093 | 1.9275 | 1.9459 | 1 | 1.0154 | 1.0149 | 1.0334 | 1.0437 | 1.0474 | 1.0691 | 1.0754 | 1.0976 | 1.1171 | 1.1326 | 1.1478 | 1.1647 | 1.1806 | 1.197 | 1.2172 | 1.2388 | 1.2627 | 1.2891 | 1.3103 | 1.3373 | 1.3642 | 1.3956 | 1.426 | 1.4543 | 1.4833 | 1 | 1.0074 | 1.0088 | 1.0263 | 1.0461 | 1.0512 | 1.0586 | 1.0651 | 1.073 | 1.0786 | 1.0943 | 1.1084 | 1.1224 | 1.1347 | 1.1478 | 1.1638 | 1.1809 | 1.1998 | 1.2214 | 1.2384 | 1.2605 | 1.2824 | 1.3078 | 1.331 | 1.3519 | 1.3734 | 1 | 1.0075 | 1.0149 | 1.0224 | 1.0298 | 1.0373 | 1.0381 | 1.0389 | 1.0398 | 1.0406 | 1.0415 | 1.0423 | 1.0431 | 1.044 | 1.0448 | 1.0456 | 1.0465 | 1.0473 | 1.0482 | 1.049 | 1.0498 | 1.0507 | 1.0515 | 1.0524 | 1.0532 | 1.054 | 0 | 0 | 0.07365 | 0.23685 | 0.43612 | 0.62168 | 0.84434 | 1 | 1 | 1 | 1 | 1 | 1 | 1 | 1 | 1 | 1 | 1 | 1 | 1 | 1 | 1 | 1 | 1 | 1 | 1
Land-Based Wind | Onondaga | C | 2 | 63.56 | 2411.4254 | 311.8882 | 78.2133 | 31.19% | 1 | 1.038 | 1.0429 | 1.0585 | 1.0679 | 1.866 | 1.8579 | 1.8505 | 1.8469 | 1.8429 | 1.858 | 1.8702 | 1.8818 | 1.8901 | 1.899 | 1.9122 | 1.9271 | 1.9471 | 1.97 | 1.9878 | 2.011 | 2.0335 | 2.0592 | 2.082 | 2.1018 | 2.1219 | 1 | 1.0154 | 1.0149 | 1.0334 | 1.0437 | 1.0474 | 1.0691 | 1.0754 | 1.0976 | 1.1171 | 1.1326 | 1.1478 | 1.1647 | 1.1806 | 1.197 | 1.2172 | 1.2388 | 1.2627 | 1.2891 | 1.3103 | 1.3373 | 1.3642 | 1.3956 | 1.426 | 1.4543 | 1.4833 | 1 | 1.0074 | 1.0088 | 1.0263 | 1.0461 | 1.0512 | 1.0586 | 1.0651 | 1.073 | 1.0786 | 1.0943 | 1.1084 | 1.1224 | 1.1347 | 1.1478 | 1.1638 | 1.1809 | 1.1998 | 1.2214 | 1.2384 | 1.2605 | 1.2824 | 1.3078 | 1.331 | 1.3519 | 1.3734 | 1 | 1.0075 | 1.0149 | 1.0224 | 1.0298 | 1.0373 | 1.0381 | 1.0389 | 1.0398 | 1.0406 | 1.0415 | 1.0423 | 1.0431 | 1.044 | 1.0448 | 1.0456 | 1.0465 | 1.0473 | 1.0482 | 1.049 | 1.0498 | 1.0507 | 1.0515 | 1.0524 | 1.0532 | 1.054 | 0 | 0 | 0 | 0 | 0 | 0 | 0 | 0.73955 | 1 | 1 | 1 | 1 | 1 | 1 | 1 | 1 | 1 | 1 | 1 | 1 | 1 | 1 | 1 | 1 | 1 | 1
Land-Based Wind | Onondaga | C | 3 | 17.8763 | 2764.0677 | 377.6944 | 82.2143 | 21.06% | 1 | 1.038 | 1.0429 | 1.0585 | 1.0679 | 1.7112 | 1.7038 | 1.697 | 1.6937 | 1.6901 | 1.7039 | 1.715 | 1.7257 | 1.7333 | 1.7415 | 1.7536 | 1.7672 | 1.7855 | 1.8066 | 1.8229 | 1.8442 | 1.8648 | 1.8884 | 1.9093 | 1.9275 | 1.9459 | 1 | 1.0154 | 1.0149 | 1.0334 | 1.0437 | 1.0474 | 1.0691 | 1.0754 | 1.0976 | 1.1171 | 1.1326 | 1.1478 | 1.1647 | 1.1806 | 1.197 | 1.2172 | 1.2388 | 1.2627 | 1.2891 | 1.3103 | 1.3373 | 1.3642 | 1.3956 | 1.426 | 1.4543 | 1.4833 | 1 | 1.0074 | 1.0088 | 1.0263 | 1.0461 | 1.0512 | 1.0586 | 1.0651 | 1.073 | 1.0786 | 1.0943 | 1.1084 | 1.1224 | 1.1347 | 1.1478 | 1.1638 | 1.1809 | 1.1998 | 1.2214 | 1.2384 | 1.2605 | 1.2824 | 1.3078 | 1.331 | 1.3519 | 1.3734 | 1 | 1.0075 | 1.0149 | 1.0224 | 1.0298 | 1.0373 | 1.0381 | 1.0389 | 1.0398 | 1.0406 | 1.0415 | 1.0423 | 1.0431 | 1.044 | 1.0448 | 1.0456 | 1.0465 | 1.0473 | 1.0482 | 1.049 | 1.0498 | 1.0507 | 1.0515 | 1.0524 | 1.0532 | 1.054 | 0 | 0 | 0 | 0 | 0 | 0 | 0 | 0 | 1 | 1 | 1 | 1 | 1 | 1 | 1 | 1 | 1 | 1 | 1 | 1 | 1 | 1 | 1 | 1 | 1 | 1
Land-Based Wind | Ontario | B | 1 | 96.1574 | 2513.9725 | 185.9121 | 74.7755 | 32.09% | 1 | 1.038 | 1.0429 | 1.0585 | 1.0679 | 1.7112 | 1.7038 | 1.697 | 1.6937 | 1.6901 | 1.7039 | 1.715 | 1.7257 | 1.7333 | 1.7415 | 1.7536 | 1.7672 | 1.7855 | 1.8066 | 1.8229 | 1.8442 | 1.8648 | 1.8884 | 1.9093 | 1.9275 | 1.9459 | 1 | 1.0154 | 1.0149 | 1.0334 | 1.0437 | 1.0474 | 1.0691 | 1.0754 | 1.0976 | 1.1171 | 1.1326 | 1.1478 | 1.1647 | 1.1806 | 1.197 | 1.2172 | 1.2388 | 1.2627 | 1.2891 | 1.3103 | 1.3373 | 1.3642 | 1.3956 | 1.426 | 1.4543 | 1.4833 | 1 | 1.0074 | 1.0088 | 1.0263 | 1.0461 | 1.0512 | 1.0586 | 1.0651 | 1.073 | 1.0786 | 1.0943 | 1.1084 | 1.1224 | 1.1347 | 1.1478 | 1.1638 | 1.1809 | 1.1998 | 1.2214 | 1.2384 | 1.2605 | 1.2824 | 1.3078 | 1.331 | 1.3519 | 1.3734 | 1 | 1.0075 | 1.0149 | 1.0224 | 1.0298 | 1.0373 | 1.0381 | 1.0389 | 1.0398 | 1.0406 | 1.0415 | 1.0423 | 1.0431 | 1.044 | 1.0448 | 1.0456 | 1.0465 | 1.0473 | 1.0482 | 1.049 | 1.0498 | 1.0507 | 1.0515 | 1.0524 | 1.0532 | 1.054 | 0 | 0 | 0 | 0 | 0.069639 | 0.37579 | 0.74318 | 1 | 1 | 1 | 1 | 1 | 1 | 1 | 1 | 1 | 1 | 1 | 1 | 1 | 1 | 1 | 1 | 1 | 1 | 1
Land-Based Wind | Ontario | B | 2 | 43.45 | 2777.8438 | 1135.0564 | 80.8445 | 40.63% | 1 | 1.038 | 1.0429 | 1.0585 | 1.0679 | 1.7112 | 1.7038 | 1.697 | 1.6937 | 1.6901 | 1.7039 | 1.715 | 1.7257 | 1.7333 | 1.7415 | 1.7536 | 1.7672 | 1.7855 | 1.8066 | 1.8229 | 1.8442 | 1.8648 | 1.8884 | 1.9093 | 1.9275 | 1.9459 | 1 | 1.0154 | 1.0149 | 1.0334 | 1.0437 | 1.0474 | 1.0691 | 1.0754 | 1.0976 | 1.1171 | 1.1326 | 1.1478 | 1.1647 | 1.1806 | 1.197 | 1.2172 | 1.2388 | 1.2627 | 1.2891 | 1.3103 | 1.3373 | 1.3642 | 1.3956 | 1.426 | 1.4543 | 1.4833 | 1 | 1.0074 | 1.0088 | 1.0263 | 1.0461 | 1.0512 | 1.0586 | 1.0651 | 1.073 | 1.0786 | 1.0943 | 1.1084 | 1.1224 | 1.1347 | 1.1478 | 1.1638 | 1.1809 | 1.1998 | 1.2214 | 1.2384 | 1.2605 | 1.2824 | 1.3078 | 1.331 | 1.3519 | 1.3734 | 1 | 1.0075 | 1.0149 | 1.0224 | 1.0298 | 1.0373 | 1.0381 | 1.0389 | 1.0398 | 1.0406 | 1.0415 | 1.0423 | 1.0431 | 1.044 | 1.0448 | 1.0456 | 1.0465 | 1.0473 | 1.0482 | 1.049 | 1.0498 | 1.0507 | 1.0515 | 1.0524 | 1.0532 | 1.054 | 0 | 0 | 0 | 0 | 0 | 0 | 0 | 0.73955 | 1 | 1 | 1 | 1 | 1 | 1 | 1 | 1 | 1 | 1 | 1 | 1 | 1 | 1 | 1 | 1 | 1 | 1
Land-Based Wind | Orleans | A | 1 | 223.7907 | 2306.1556 | 125.7387 | 68.6106 | 33.1% | 1 | 1.038 | 1.0429 | 1.0585 | 1.0679 | 1.7117 | 1.7042 | 1.6974 | 1.6941 | 1.6905 | 1.7043 | 1.7155 | 1.7261 | 1.7337 | 1.7419 | 1.754 | 1.7676 | 1.786 | 1.807 | 1.8233 | 1.8447 | 1.8653 | 1.8888 | 1.9098 | 1.9279 | 1.9463 | 1 | 1.0154 | 1.0149 | 1.0334 | 1.0437 | 1.0474 | 1.0691 | 1.0754 | 1.0976 | 1.1171 | 1.1326 | 1.1478 | 1.1647 | 1.1806 | 1.197 | 1.2172 | 1.2388 | 1.2627 | 1.2891 | 1.3103 | 1.3373 | 1.3642 | 1.3956 | 1.426 | 1.4543 | 1.4833 | 1 | 1.0074 | 1.0088 | 1.0263 | 1.0461 | 1.0512 | 1.0586 | 1.0651 | 1.073 | 1.0786 | 1.0943 | 1.1084 | 1.1224 | 1.1347 | 1.1478 | 1.1638 | 1.1809 | 1.1998 | 1.2214 | 1.2384 | 1.2605 | 1.2824 | 1.3078 | 1.331 | 1.3519 | 1.3734 | 1 | 1.0075 | 1.0149 | 1.0224 | 1.0298 | 1.0373 | 1.0381 | 1.0389 | 1.0398 | 1.0406 | 1.0415 | 1.0423 | 1.0431 | 1.044 | 1.0448 | 1.0456 | 1.0465 | 1.0473 | 1.0482 | 1.049 | 1.0498 | 1.0507 | 1.0515 | 1.0524 | 1.0532 | 1.054 | 0 | 0 | 0 | 0 | 0.069639 | 0.37579 | 0.74318 | 1 | 1 | 1 | 1 | 1 | 1 | 1 | 1 | 1 | 1 | 1 | 1 | 1 | 1 | 1 | 1 | 1 | 1 | 1
Land-Based Wind | Orleans | A | 2 | 33.6112 | 2180.3826 | 924.8078 | 77.8239 | 33.75% | 1 | 1.038 | 1.0429 | 1.0585 | 1.0679 | 2.0535 | 2.0446 | 2.0364 | 2.0325 | 2.0281 | 2.0446 | 2.0581 | 2.0708 | 2.08 | 2.0898 | 2.1043 | 2.1207 | 2.1426 | 2.1679 | 2.1875 | 2.2131 | 2.2378 | 2.266 | 2.2912 | 2.313 | 2.3351 | 1 | 1.0154 | 1.0149 | 1.0334 | 1.0437 | 1.0474 | 1.0691 | 1.0754 | 1.0976 | 1.1171 | 1.1326 | 1.1478 | 1.1647 | 1.1806 | 1.197 | 1.2172 | 1.2388 | 1.2627 | 1.2891 | 1.3103 | 1.3373 | 1.3642 | 1.3956 | 1.426 | 1.4543 | 1.4833 | 1 | 1.0074 | 1.0088 | 1.0263 | 1.0461 | 1.0512 | 1.0586 | 1.0651 | 1.073 | 1.0786 | 1.0943 | 1.1084 | 1.1224 | 1.1347 | 1.1478 | 1.1638 | 1.1809 | 1.1998 | 1.2214 | 1.2384 | 1.2605 | 1.2824 | 1.3078 | 1.331 | 1.3519 | 1.3734 | 1 | 1.0075 | 1.0149 | 1.0224 | 1.0298 | 1.0373 | 1.0381 | 1.0389 | 1.0398 | 1.0406 | 1.0415 | 1.0423 | 1.0431 | 1.044 | 1.0448 | 1.0456 | 1.0465 | 1.0473 | 1.0482 | 1.049 | 1.0498 | 1.0507 | 1.0515 | 1.0524 | 1.0532 | 1.054 | 0 | 0 | 0 | 0 | 0 | 0 | 0 | 0.73955 | 1 | 1 | 1 | 1 | 1 | 1 | 1 | 1 | 1 | 1 | 1 | 1 | 1 | 1 | 1 | 1 | 1 | 1
Land-Based Wind | Oswego | C | 1 | 143.9435 | 2429.0922 | 79.9861 | 72.2508 | 30.25% | 1 | 1.038 | 1.0429 | 1.0585 | 1.0679 | 1.7112 | 1.7038 | 1.697 | 1.6937 | 1.6901 | 1.7039 | 1.715 | 1.7257 | 1.7333 | 1.7415 | 1.7536 | 1.7672 | 1.7855 | 1.8066 | 1.8229 | 1.8442 | 1.8648 | 1.8884 | 1.9093 | 1.9275 | 1.9459 | 1 | 1.0154 | 1.0149 | 1.0334 | 1.0437 | 1.0474 | 1.0691 | 1.0754 | 1.0976 | 1.1171 | 1.1326 | 1.1478 | 1.1647 | 1.1806 | 1.197 | 1.2172 | 1.2388 | 1.2627 | 1.2891 | 1.3103 | 1.3373 | 1.3642 | 1.3956 | 1.426 | 1.4543 | 1.4833 | 1 | 1.0074 | 1.0088 | 1.0263 | 1.0461 | 1.0512 | 1.0586 | 1.0651 | 1.073 | 1.0786 | 1.0943 | 1.1084 | 1.1224 | 1.1347 | 1.1478 | 1.1638 | 1.1809 | 1.1998 | 1.2214 | 1.2384 | 1.2605 | 1.2824 | 1.3078 | 1.331 | 1.3519 | 1.3734 | 1 | 1.0075 | 1.0149 | 1.0224 | 1.0298 | 1.0373 | 1.0381 | 1.0389 | 1.0398 | 1.0406 | 1.0415 | 1.0423 | 1.0431 | 1.044 | 1.0448 | 1.0456 | 1.0465 | 1.0473 | 1.0482 | 1.049 | 1.0498 | 1.0507 | 1.0515 | 1.0524 | 1.0532 | 1.054 | 0 | 0 | 0 | 0 | 0.069639 | 0.37579 | 0.74318 | 1 | 1 | 1 | 1 | 1 | 1 | 1 | 1 | 1 | 1 | 1 | 1 | 1 | 1 | 1 | 1 | 1 | 1 | 1
Land-Based Wind | Otsego | F | 1 | 101.3778 | 2873.7103 | 325.3529 | 85.4755 | 38.19% | 1 | 1.038 | 1.0429 | 1.0585 | 1.0679 | 1.7112 | 1.7038 | 1.697 | 1.6937 | 1.6901 | 1.7039 | 1.715 | 1.7257 | 1.7333 | 1.7415 | 1.7536 | 1.7672 | 1.7855 | 1.8066 | 1.8229 | 1.8442 | 1.8648 | 1.8884 | 1.9093 | 1.9275 | 1.9459 | 1 | 1.0154 | 1.0149 | 1.0334 | 1.0437 | 1.0474 | 1.0691 | 1.0754 | 1.0976 | 1.1171 | 1.1326 | 1.1478 | 1.1647 | 1.1806 | 1.197 | 1.2172 | 1.2388 | 1.2627 | 1.2891 | 1.3103 | 1.3373 | 1.3642 | 1.3956 | 1.426 | 1.4543 | 1.4833 | 1 | 1.0074 | 1.0088 | 1.0263 | 1.0461 | 1.0512 | 1.0586 | 1.0651 | 1.073 | 1.0786 | 1.0943 | 1.1084 | 1.1224 | 1.1347 | 1.1478 | 1.1638 | 1.1809 | 1.1998 | 1.2214 | 1.2384 | 1.2605 | 1.2824 | 1.3078 | 1.331 | 1.3519 | 1.3734 | 1 | 1.0075 | 1.0149 | 1.0224 | 1.0298 | 1.0373 | 1.0381 | 1.0389 | 1.0398 | 1.0406 | 1.0415 | 1.0423 | 1.0431 | 1.044 | 1.0448 | 1.0456 | 1.0465 | 1.0473 | 1.0482 | 1.049 | 1.0498 | 1.0507 | 1.0515 | 1.0524 | 1.0532 | 1.054 | 0 | 0 | 0 | 0 | 0.069639 | 0.37579 | 0.74318 | 1 | 1 | 1 | 1 | 1 | 1 | 1 | 1 | 1 | 1 | 1 | 1 | 1 | 1 | 1 | 1 | 1 | 1 | 1
Land-Based Wind | Otsego | F | 2 | 128.15 | 2862.2227 | 412.1797 | 83.7478 | 34.06% | 1 | 1.038 | 1.0429 | 1.0585 | 1.0679 | 1.7112 | 1.7038 | 1.697 | 1.6937 | 1.6901 | 1.7039 | 1.715 | 1.7257 | 1.7333 | 1.7415 | 1.7536 | 1.7672 | 1.7855 | 1.8066 | 1.8229 | 1.8442 | 1.8648 | 1.8884 | 1.9093 | 1.9275 | 1.9459 | 1 | 1.0154 | 1.0149 | 1.0334 | 1.0437 | 1.0474 | 1.0691 | 1.0754 | 1.0976 | 1.1171 | 1.1326 | 1.1478 | 1.1647 | 1.1806 | 1.197 | 1.2172 | 1.2388 | 1.2627 | 1.2891 | 1.3103 | 1.3373 | 1.3642 | 1.3956 | 1.426 | 1.4543 | 1.4833 | 1 | 1.0074 | 1.0088 | 1.0263 | 1.0461 | 1.0512 | 1.0586 | 1.0651 | 1.073 | 1.0786 | 1.0943 | 1.1084 | 1.1224 | 1.1347 | 1.1478 | 1.1638 | 1.1809 | 1.1998 | 1.2214 | 1.2384 | 1.2605 | 1.2824 | 1.3078 | 1.331 | 1.3519 | 1.3734 | 1 | 1.0075 | 1.0149 | 1.0224 | 1.0298 | 1.0373 | 1.0381 | 1.0389 | 1.0398 | 1.0406 | 1.0415 | 1.0423 | 1.0431 | 1.044 | 1.0448 | 1.0456 | 1.0465 | 1.0473 | 1.0482 | 1.049 | 1.0498 | 1.0507 | 1.0515 | 1.0524 | 1.0532 | 1.054 | 0 | 0 | 0 | 0 | 0 | 0 | 0 | 0.73955 | 1 | 1 | 1 | 1 | 1 | 1 | 1 | 1 | 1 | 1 | 1 | 1 | 1 | 1 | 1 | 1 | 1 | 1
Land-Based Wind | Rensselaer | F | 1 | 66.0179 | 2704.5015 | 343.6447 | 80.4426 | 36.57% | 1 | 1.038 | 1.0429 | 1.0585 | 1.0679 | 1.7112 | 1.7038 | 1.697 | 1.6937 | 1.6901 | 1.7039 | 1.715 | 1.7257 | 1.7333 | 1.7415 | 1.7536 | 1.7672 | 1.7855 | 1.8066 | 1.8229 | 1.8442 | 1.8648 | 1.8884 | 1.9093 | 1.9275 | 1.9459 | 1 | 1.0154 | 1.0149 | 1.0334 | 1.0437 | 1.0474 | 1.0691 | 1.0754 | 1.0976 | 1.1171 | 1.1326 | 1.1478 | 1.1647 | 1.1806 | 1.197 | 1.2172 | 1.2388 | 1.2627 | 1.2891 | 1.3103 | 1.3373 | 1.3642 | 1.3956 | 1.426 | 1.4543 | 1.4833 | 1 | 1.0074 | 1.0088 | 1.0263 | 1.0461 | 1.0512 | 1.0586 | 1.0651 | 1.073 | 1.0786 | 1.0943 | 1.1084 | 1.1224 | 1.1347 | 1.1478 | 1.1638 | 1.1809 | 1.1998 | 1.2214 | 1.2384 | 1.2605 | 1.2824 | 1.3078 | 1.331 | 1.3519 | 1.3734 | 1 | 1.0075 | 1.0149 | 1.0224 | 1.0298 | 1.0373 | 1.0381 | 1.0389 | 1.0398 | 1.0406 | 1.0415 | 1.0423 | 1.0431 | 1.044 | 1.0448 | 1.0456 | 1.0465 | 1.0473 | 1.0482 | 1.049 | 1.0498 | 1.0507 | 1.0515 | 1.0524 | 1.0532 | 1.054 | 0 | 0 | 0 | 0 | 0.069639 | 0.37579 | 0.74318 | 1 | 1 | 1 | 1 | 1 | 1 | 1 | 1 | 1 | 1 | 1 | 1 | 1 | 1 | 1 | 1 | 1 | 1 | 1
Land-Based Wind | Rensselaer | F | 2 | 36.85 | 2854.4465 | 377.0881 | 84.9025 | 35.16% | 1 | 1.038 | 1.0429 | 1.0585 | 1.0679 | 1.7112 | 1.7038 | 1.697 | 1.6937 | 1.6901 | 1.7039 | 1.715 | 1.7257 | 1.7333 | 1.7415 | 1.7536 | 1.7672 | 1.7855 | 1.8066 | 1.8229 | 1.8442 | 1.8648 | 1.8884 | 1.9093 | 1.9275 | 1.9459 | 1 | 1.0154 | 1.0149 | 1.0334 | 1.0437 | 1.0474 | 1.0691 | 1.0754 | 1.0976 | 1.1171 | 1.1326 | 1.1478 | 1.1647 | 1.1806 | 1.197 | 1.2172 | 1.2388 | 1.2627 | 1.2891 | 1.3103 | 1.3373 | 1.3642 | 1.3956 | 1.426 | 1.4543 | 1.4833 | 1 | 1.0074 | 1.0088 | 1.0263 | 1.0461 | 1.0512 | 1.0586 | 1.0651 | 1.073 | 1.0786 | 1.0943 | 1.1084 | 1.1224 | 1.1347 | 1.1478 | 1.1638 | 1.1809 | 1.1998 | 1.2214 | 1.2384 | 1.2605 | 1.2824 | 1.3078 | 1.331 | 1.3519 | 1.3734 | 1 | 1.0075 | 1.0149 | 1.0224 | 1.0298 | 1.0373 | 1.0381 | 1.0389 | 1.0398 | 1.0406 | 1.0415 | 1.0423 | 1.0431 | 1.044 | 1.0448 | 1.0456 | 1.0465 | 1.0473 | 1.0482 | 1.049 | 1.0498 | 1.0507 | 1.0515 | 1.0524 | 1.0532 | 1.054 | 0 | 0 | 0 | 0 | 0 | 0 | 0 | 0.73955 | 1 | 1 | 1 | 1 | 1 | 1 | 1 | 1 | 1 | 1 | 1 | 1 | 1 | 1 | 1 | 1 | 1 | 1
Land-Based Wind | Rensselaer | F | 3 | 25.8045 | 2946.0761 | 619.8079 | 87.628 | 28.51% | 1 | 1.038 | 1.0429 | 1.0585 | 1.0679 | 1.7112 | 1.7038 | 1.697 | 1.6937 | 1.6901 | 1.7039 | 1.715 | 1.7257 | 1.7333 | 1.7415 | 1.7536 | 1.7672 | 1.7855 | 1.8066 | 1.8229 | 1.8442 | 1.8648 | 1.8884 | 1.9093 | 1.9275 | 1.9459 | 1 | 1.0154 | 1.0149 | 1.0334 | 1.0437 | 1.0474 | 1.0691 | 1.0754 | 1.0976 | 1.1171 | 1.1326 | 1.1478 | 1.1647 | 1.1806 | 1.197 | 1.2172 | 1.2388 | 1.2627 | 1.2891 | 1.3103 | 1.3373 | 1.3642 | 1.3956 | 1.426 | 1.4543 | 1.4833 | 1 | 1.0074 | 1.0088 | 1.0263 | 1.0461 | 1.0512 | 1.0586 | 1.0651 | 1.073 | 1.0786 | 1.0943 | 1.1084 | 1.1224 | 1.1347 | 1.1478 | 1.1638 | 1.1809 | 1.1998 | 1.2214 | 1.2384 | 1.2605 | 1.2824 | 1.3078 | 1.331 | 1.3519 | 1.3734 | 1 | 1.0075 | 1.0149 | 1.0224 | 1.0298 | 1.0373 | 1.0381 | 1.0389 | 1.0398 | 1.0406 | 1.0415 | 1.0423 | 1.0431 | 1.044 | 1.0448 | 1.0456 | 1.0465 | 1.0473 | 1.0482 | 1.049 | 1.0498 | 1.0507 | 1.0515 | 1.0524 | 1.0532 | 1.054 | 0 | 0 | 0 | 0 | 0 | 0 | 0 | 0 | 1 | 1 | 1 | 1 | 1 | 1 | 1 | 1 | 1 | 1 | 1 | 1 | 1 | 1 | 1 | 1 | 1 | 1
Land-Based Wind | Saratoga | F | 3 | 60.5588 | 2901.9859 | 393.9346 | 86.3166 | 22.28% | 1 | 1.038 | 1.0429 | 1.0585 | 1.0679 | 1.7112 | 1.7038 | 1.697 | 1.6937 | 1.6901 | 1.7039 | 1.715 | 1.7257 | 1.7333 | 1.7415 | 1.7536 | 1.7672 | 1.7855 | 1.8066 | 1.8229 | 1.8442 | 1.8648 | 1.8884 | 1.9093 | 1.9275 | 1.9459 | 1 | 1.0154 | 1.0149 | 1.0334 | 1.0437 | 1.0474 | 1.0691 | 1.0754 | 1.0976 | 1.1171 | 1.1326 | 1.1478 | 1.1647 | 1.1806 | 1.197 | 1.2172 | 1.2388 | 1.2627 | 1.2891 | 1.3103 | 1.3373 | 1.3642 | 1.3956 | 1.426 | 1.4543 | 1.4833 | 1 | 1.0074 | 1.0088 | 1.0263 | 1.0461 | 1.0512 | 1.0586 | 1.0651 | 1.073 | 1.0786 | 1.0943 | 1.1084 | 1.1224 | 1.1347 | 1.1478 | 1.1638 | 1.1809 | 1.1998 | 1.2214 | 1.2384 | 1.2605 | 1.2824 | 1.3078 | 1.331 | 1.3519 | 1.3734 | 1 | 1.0075 | 1.0149 | 1.0224 | 1.0298 | 1.0373 | 1.0381 | 1.0389 | 1.0398 | 1.0406 | 1.0415 | 1.0423 | 1.0431 | 1.044 | 1.0448 | 1.0456 | 1.0465 | 1.0473 | 1.0482 | 1.049 | 1.0498 | 1.0507 | 1.0515 | 1.0524 | 1.0532 | 1.054 | 0 | 0 | 0 | 0 | 0 | 0 | 0 | 0 | 1 | 1 | 1 | 1 | 1 | 1 | 1 | 1 | 1 | 1 | 1 | 1 | 1 | 1 | 1 | 1 | 1 | 1
Land-Based Wind | Schoharie | E | 1 | 134.75 | 2569.1476 | 257.0708 | 75.4975 | 36.58% | 1 | 1.038 | 1.0429 | 1.0585 | 1.0679 | 1.7112 | 1.7038 | 1.697 | 1.6937 | 1.6901 | 1.7039 | 1.715 | 1.7257 | 1.7333 | 1.7415 | 1.7536 | 1.7672 | 1.7855 | 1.8066 | 1.8229 | 1.8442 | 1.8648 | 1.8884 | 1.9093 | 1.9275 | 1.9459 | 1 | 1.0154 | 1.0149 | 1.0334 | 1.0437 | 1.0474 | 1.0691 | 1.0754 | 1.0976 | 1.1171 | 1.1326 | 1.1478 | 1.1647 | 1.1806 | 1.197 | 1.2172 | 1.2388 | 1.2627 | 1.2891 | 1.3103 | 1.3373 | 1.3642 | 1.3956 | 1.426 | 1.4543 | 1.4833 | 1 | 1.0074 | 1.0088 | 1.0263 | 1.0461 | 1.0512 | 1.0586 | 1.0651 | 1.073 | 1.0786 | 1.0943 | 1.1084 | 1.1224 | 1.1347 | 1.1478 | 1.1638 | 1.1809 | 1.1998 | 1.2214 | 1.2384 | 1.2605 | 1.2824 | 1.3078 | 1.331 | 1.3519 | 1.3734 | 1 | 1.0075 | 1.0149 | 1.0224 | 1.0298 | 1.0373 | 1.0381 | 1.0389 | 1.0398 | 1.0406 | 1.0415 | 1.0423 | 1.0431 | 1.044 | 1.0448 | 1.0456 | 1.0465 | 1.0473 | 1.0482 | 1.049 | 1.0498 | 1.0507 | 1.0515 | 1.0524 | 1.0532 | 1.054 | 0 | 0 | 0 | 0 | 0.069639 | 0.37579 | 0.74318 | 1 | 1 | 1 | 1 | 1 | 1 | 1 | 1 | 1 | 1 | 1 | 1 | 1 | 1 | 1 | 1 | 1 | 1 | 1
Land-Based Wind | Schuyler | C | 1 | 100 | 1464.5846 | 245.8007 | 52.2751 | 22.04% | 1 | 1.038 | 1.0429 | 1.0585 | 1.0679 | 2.0535 | 2.0446 | 2.0364 | 2.0325 | 2.0281 | 2.0446 | 2.0581 | 2.0708 | 2.08 | 2.0898 | 2.1043 | 2.1207 | 2.1426 | 2.1679 | 2.1875 | 2.2131 | 2.2378 | 2.266 | 2.2912 | 2.313 | 2.3351 | 1 | 1.0154 | 1.0149 | 1.0334 | 1.0437 | 1.0474 | 1.0691 | 1.0754 | 1.0976 | 1.1171 | 1.1326 | 1.1478 | 1.1647 | 1.1806 | 1.197 | 1.2172 | 1.2388 | 1.2627 | 1.2891 | 1.3103 | 1.3373 | 1.3642 | 1.3956 | 1.426 | 1.4543 | 1.4833 | 1 | 1.0074 | 1.0088 | 1.0263 | 1.0461 | 1.0512 | 1.0586 | 1.0651 | 1.073 | 1.0786 | 1.0943 | 1.1084 | 1.1224 | 1.1347 | 1.1478 | 1.1638 | 1.1809 | 1.1998 | 1.2214 | 1.2384 | 1.2605 | 1.2824 | 1.3078 | 1.331 | 1.3519 | 1.3734 | 1 | 1.0075 | 1.0149 | 1.0224 | 1.0298 | 1.0373 | 1.0381 | 1.0389 | 1.0398 | 1.0406 | 1.0415 | 1.0423 | 1.0431 | 1.044 | 1.0448 | 1.0456 | 1.0465 | 1.0473 | 1.0482 | 1.049 | 1.0498 | 1.0507 | 1.0515 | 1.0524 | 1.0532 | 1.054 | 0 | 0 | 0.18697 | 0.60127 | 1 | 1 | 1 | 1 | 1 | 1 | 1 | 1 | 1 | 1 | 1 | 1 | 1 | 1 | 1 | 1 | 1 | 1 | 1 | 1 | 1 | 1
Land-Based Wind | Seneca | C | 1 | 214.2622 | 1948.3708 | 141.5257 | 69.5427 | 29.51% | 1 | 1.038 | 1.0429 | 1.0585 | 1.0679 | 2.0535 | 2.0446 | 2.0364 | 2.0325 | 2.0281 | 2.0446 | 2.0581 | 2.0708 | 2.08 | 2.0898 | 2.1043 | 2.1207 | 2.1426 | 2.1679 | 2.1875 | 2.2131 | 2.2378 | 2.266 | 2.2912 | 2.313 | 2.3351 | 1 | 1.0154 | 1.0149 | 1.0334 | 1.0437 | 1.0474 | 1.0691 | 1.0754 | 1.0976 | 1.1171 | 1.1326 | 1.1478 | 1.1647 | 1.1806 | 1.197 | 1.2172 | 1.2388 | 1.2627 | 1.2891 | 1.3103 | 1.3373 | 1.3642 | 1.3956 | 1.426 | 1.4543 | 1.4833 | 1 | 1.0074 | 1.0088 | 1.0263 | 1.0461 | 1.0512 | 1.0586 | 1.0651 | 1.073 | 1.0786 | 1.0943 | 1.1084 | 1.1224 | 1.1347 | 1.1478 | 1.1638 | 1.1809 | 1.1998 | 1.2214 | 1.2384 | 1.2605 | 1.2824 | 1.3078 | 1.331 | 1.3519 | 1.3734 | 1 | 1.0075 | 1.0149 | 1.0224 | 1.0298 | 1.0373 | 1.0381 | 1.0389 | 1.0398 | 1.0406 | 1.0415 | 1.0423 | 1.0431 | 1.044 | 1.0448 | 1.0456 | 1.0465 | 1.0473 | 1.0482 | 1.049 | 1.0498 | 1.0507 | 1.0515 | 1.0524 | 1.0532 | 1.054 | 0 | 0 | 0 | 0 | 0.069639 | 0.37579 | 0.74318 | 1 | 1 | 1 | 1 | 1 | 1 | 1 | 1 | 1 | 1 | 1 | 1 | 1 | 1 | 1 | 1 | 1 | 1 | 1
Land-Based Wind | St. Lawrence | E | 1 | 687.5093 | 2306.1937 | 98.5269 | 68.5953 | 29.62% | 1 | 1.038 | 1.0429 | 1.0585 | 1.0679 | 1.7112 | 1.7038 | 1.697 | 1.6937 | 1.6901 | 1.7039 | 1.715 | 1.7257 | 1.7333 | 1.7415 | 1.7536 | 1.7672 | 1.7855 | 1.8066 | 1.8229 | 1.8442 | 1.8648 | 1.8884 | 1.9093 | 1.9275 | 1.9459 | 1 | 1.0154 | 1.0149 | 1.0334 | 1.0437 | 1.0474 | 1.0691 | 1.0754 | 1.0976 | 1.1171 | 1.1326 | 1.1478 | 1.1647 | 1.1806 | 1.197 | 1.2172 | 1.2388 | 1.2627 | 1.2891 | 1.3103 | 1.3373 | 1.3642 | 1.3956 | 1.426 | 1.4543 | 1.4833 | 1 | 1.0074 | 1.0088 | 1.0263 | 1.0461 | 1.0512 | 1.0586 | 1.0651 | 1.073 | 1.0786 | 1.0943 | 1.1084 | 1.1224 | 1.1347 | 1.1478 | 1.1638 | 1.1809 | 1.1998 | 1.2214 | 1.2384 | 1.2605 | 1.2824 | 1.3078 | 1.331 | 1.3519 | 1.3734 | 1 | 1.0075 | 1.0149 | 1.0224 | 1.0298 | 1.0373 | 1.0381 | 1.0389 | 1.0398 | 1.0406 | 1.0415 | 1.0423 | 1.0431 | 1.044 | 1.0448 | 1.0456 | 1.0465 | 1.0473 | 1.0482 | 1.049 | 1.0498 | 1.0507 | 1.0515 | 1.0524 | 1.0532 | 1.054 | 0 | 0 | 0 | 0 | 0.069639 | 0.37579 | 0.74318 | 1 | 1 | 1 | 1 | 1 | 1 | 1 | 1 | 1 | 1 | 1 | 1 | 1 | 1 | 1 | 1 | 1 | 1 | 1
Land-Based Wind | St. Lawrence | E | 2 | 69.867 | 2605.9165 | 363.2622 | 77.5103 | 30.37% | 1 | 1.038 | 1.0429 | 1.0585 | 1.0679 | 1.7112 | 1.7038 | 1.697 | 1.6937 | 1.6901 | 1.7039 | 1.715 | 1.7257 | 1.7333 | 1.7415 | 1.7536 | 1.7672 | 1.7855 | 1.8066 | 1.8229 | 1.8442 | 1.8648 | 1.8884 | 1.9093 | 1.9275 | 1.9459 | 1 | 1.0154 | 1.0149 | 1.0334 | 1.0437 | 1.0474 | 1.0691 | 1.0754 | 1.0976 | 1.1171 | 1.1326 | 1.1478 | 1.1647 | 1.1806 | 1.197 | 1.2172 | 1.2388 | 1.2627 | 1.2891 | 1.3103 | 1.3373 | 1.3642 | 1.3956 | 1.426 | 1.4543 | 1.4833 | 1 | 1.0074 | 1.0088 | 1.0263 | 1.0461 | 1.0512 | 1.0586 | 1.0651 | 1.073 | 1.0786 | 1.0943 | 1.1084 | 1.1224 | 1.1347 | 1.1478 | 1.1638 | 1.1809 | 1.1998 | 1.2214 | 1.2384 | 1.2605 | 1.2824 | 1.3078 | 1.331 | 1.3519 | 1.3734 | 1 | 1.0075 | 1.0149 | 1.0224 | 1.0298 | 1.0373 | 1.0381 | 1.0389 | 1.0398 | 1.0406 | 1.0415 | 1.0423 | 1.0431 | 1.044 | 1.0448 | 1.0456 | 1.0465 | 1.0473 | 1.0482 | 1.049 | 1.0498 | 1.0507 | 1.0515 | 1.0524 | 1.0532 | 1.054 | 0 | 0 | 0 | 0 | 0 | 0 | 0 | 0.73955 | 1 | 1 | 1 | 1 | 1 | 1 | 1 | 1 | 1 | 1 | 1 | 1 | 1 | 1 | 1 | 1 | 1 | 1
Land-Based Wind | St. Lawrence | E | 3 | 19.3046 | 2746.0967 | 537.9802 | 81.6798 | 29.12% | 1 | 1.038 | 1.0429 | 1.0585 | 1.0679 | 1.7112 | 1.7038 | 1.697 | 1.6937 | 1.6901 | 1.7039 | 1.715 | 1.7257 | 1.7333 | 1.7415 | 1.7536 | 1.7672 | 1.7855 | 1.8066 | 1.8229 | 1.8442 | 1.8648 | 1.8884 | 1.9093 | 1.9275 | 1.9459 | 1 | 1.0154 | 1.0149 | 1.0334 | 1.0437 | 1.0474 | 1.0691 | 1.0754 | 1.0976 | 1.1171 | 1.1326 | 1.1478 | 1.1647 | 1.1806 | 1.197 | 1.2172 | 1.2388 | 1.2627 | 1.2891 | 1.3103 | 1.3373 | 1.3642 | 1.3956 | 1.426 | 1.4543 | 1.4833 | 1 | 1.0074 | 1.0088 | 1.0263 | 1.0461 | 1.0512 | 1.0586 | 1.0651 | 1.073 | 1.0786 | 1.0943 | 1.1084 | 1.1224 | 1.1347 | 1.1478 | 1.1638 | 1.1809 | 1.1998 | 1.2214 | 1.2384 | 1.2605 | 1.2824 | 1.3078 | 1.331 | 1.3519 | 1.3734 | 1 | 1.0075 | 1.0149 | 1.0224 | 1.0298 | 1.0373 | 1.0381 | 1.0389 | 1.0398 | 1.0406 | 1.0415 | 1.0423 | 1.0431 | 1.044 | 1.0448 | 1.0456 | 1.0465 | 1.0473 | 1.0482 | 1.049 | 1.0498 | 1.0507 | 1.0515 | 1.0524 | 1.0532 | 1.054 | 0 | 0 | 0 | 0 | 0 | 0 | 0 | 0 | 1 | 1 | 1 | 1 | 1 | 1 | 1 | 1 | 1 | 1 | 1 | 1 | 1 | 1 | 1 | 1 | 1 | 1
Land-Based Wind | Steuben | C | 1 | 1366.2783 | 1727.5203 | 147.3134 | 56.4882 | 30.82% | 1 | 1.038 | 1.0429 | 1.0585 | 1.0679 | 1.7885 | 1.7808 | 1.7736 | 1.7702 | 1.7664 | 1.7808 | 1.7925 | 1.8036 | 1.8116 | 1.8201 | 1.8327 | 1.847 | 1.8662 | 1.8881 | 1.9052 | 1.9275 | 1.949 | 1.9736 | 1.9955 | 2.0145 | 2.0337 | 1 | 1.0154 | 1.0149 | 1.0334 | 1.0437 | 1.0474 | 1.0691 | 1.0754 | 1.0976 | 1.1171 | 1.1326 | 1.1478 | 1.1647 | 1.1806 | 1.197 | 1.2172 | 1.2388 | 1.2627 | 1.2891 | 1.3103 | 1.3373 | 1.3642 | 1.3956 | 1.426 | 1.4543 | 1.4833 | 1 | 1.0074 | 1.0088 | 1.0263 | 1.0461 | 1.0512 | 1.0586 | 1.0651 | 1.073 | 1.0786 | 1.0943 | 1.1084 | 1.1224 | 1.1347 | 1.1478 | 1.1638 | 1.1809 | 1.1998 | 1.2214 | 1.2384 | 1.2605 | 1.2824 | 1.3078 | 1.331 | 1.3519 | 1.3734 | 1 | 1.0075 | 1.0149 | 1.0224 | 1.0298 | 1.0373 | 1.0381 | 1.0389 | 1.0398 | 1.0406 | 1.0415 | 1.0423 | 1.0431 | 1.044 | 1.0448 | 1.0456 | 1.0465 | 1.0473 | 1.0482 | 1.049 | 1.0498 | 1.0507 | 1.0515 | 1.0524 | 1.0532 | 1.054 | 0 | 0 | 0.088539 | 0.28473 | 0.49544 | 0.59168 | 0.70716 | 0.78789 | 0.78789 | 0.78789 | 0.78789 | 0.78789 | 0.78789 | 0.78789 | 0.78789 | 0.78789 | 0.78789 | 0.78789 | 0.78789 | 0.78789 | 0.78789 | 0.78789 | 0.78789 | 0.78789 | 0.78789 | 0.78789
Land-Based Wind | Steuben | C | 2 | 68.601 | 2254.2089 | 633.3442 | 80.4589 | 30.41% | 1 | 1.038 | 1.0429 | 1.0585 | 1.0679 | 2.0535 | 2.0446 | 2.0364 | 2.0325 | 2.0281 | 2.0446 | 2.0581 | 2.0708 | 2.08 | 2.0898 | 2.1043 | 2.1207 | 2.1426 | 2.1679 | 2.1875 | 2.2131 | 2.2378 | 2.266 | 2.2912 | 2.313 | 2.3351 | 1 | 1.0154 | 1.0149 | 1.0334 | 1.0437 | 1.0474 | 1.0691 | 1.0754 | 1.0976 | 1.1171 | 1.1326 | 1.1478 | 1.1647 | 1.1806 | 1.197 | 1.2172 | 1.2388 | 1.2627 | 1.2891 | 1.3103 | 1.3373 | 1.3642 | 1.3956 | 1.426 | 1.4543 | 1.4833 | 1 | 1.0074 | 1.0088 | 1.0263 | 1.0461 | 1.0512 | 1.0586 | 1.0651 | 1.073 | 1.0786 | 1.0943 | 1.1084 | 1.1224 | 1.1347 | 1.1478 | 1.1638 | 1.1809 | 1.1998 | 1.2214 | 1.2384 | 1.2605 | 1.2824 | 1.3078 | 1.331 | 1.3519 | 1.3734 | 1 | 1.0075 | 1.0149 | 1.0224 | 1.0298 | 1.0373 | 1.0381 | 1.0389 | 1.0398 | 1.0406 | 1.0415 | 1.0423 | 1.0431 | 1.044 | 1.0448 | 1.0456 | 1.0465 | 1.0473 | 1.0482 | 1.049 | 1.0498 | 1.0507 | 1.0515 | 1.0524 | 1.0532 | 1.054 | 0 | 0 | 0 | 0 | 0 | 0 | 0 | 0.73955 | 1 | 1 | 1 | 1 | 1 | 1 | 1 | 1 | 1 | 1 | 1 | 1 | 1 | 1 | 1 | 1 | 1 | 1
Land-Based Wind | Sullivan | E | 1 | 76.5359 | 2424.0765 | 90.8774 | 72.1016 | 33.55% | 1 | 1.038 | 1.0429 | 1.0585 | 1.0679 | 1.7112 | 1.7038 | 1.697 | 1.6937 | 1.6901 | 1.7039 | 1.715 | 1.7257 | 1.7333 | 1.7415 | 1.7536 | 1.7672 | 1.7855 | 1.8066 | 1.8229 | 1.8442 | 1.8648 | 1.8884 | 1.9093 | 1.9275 | 1.9459 | 1 | 1.0154 | 1.0149 | 1.0334 | 1.0437 | 1.0474 | 1.0691 | 1.0754 | 1.0976 | 1.1171 | 1.1326 | 1.1478 | 1.1647 | 1.1806 | 1.197 | 1.2172 | 1.2388 | 1.2627 | 1.2891 | 1.3103 | 1.3373 | 1.3642 | 1.3956 | 1.426 | 1.4543 | 1.4833 | 1 | 1.0074 | 1.0088 | 1.0263 | 1.0461 | 1.0512 | 1.0586 | 1.0651 | 1.073 | 1.0786 | 1.0943 | 1.1084 | 1.1224 | 1.1347 | 1.1478 | 1.1638 | 1.1809 | 1.1998 | 1.2214 | 1.2384 | 1.2605 | 1.2824 | 1.3078 | 1.331 | 1.3519 | 1.3734 | 1 | 1.0075 | 1.0149 | 1.0224 | 1.0298 | 1.0373 | 1.0381 | 1.0389 | 1.0398 | 1.0406 | 1.0415 | 1.0423 | 1.0431 | 1.044 | 1.0448 | 1.0456 | 1.0465 | 1.0473 | 1.0482 | 1.049 | 1.0498 | 1.0507 | 1.0515 | 1.0524 | 1.0532 | 1.054 | 0 | 0 | 0 | 0 | 0.069639 | 0.37579 | 0.74318 | 1 | 1 | 1 | 1 | 1 | 1 | 1 | 1 | 1 | 1 | 1 | 1 | 1 | 1 | 1 | 1 | 1 | 1 | 1
Land-Based Wind | Sullivan | E | 2 | 26.95 | 2668.0964 | 534.8398 | 79.3598 | 30.12% | 1 | 1.038 | 1.0429 | 1.0585 | 1.0679 | 1.7112 | 1.7038 | 1.697 | 1.6937 | 1.6901 | 1.7039 | 1.715 | 1.7257 | 1.7333 | 1.7415 | 1.7536 | 1.7672 | 1.7855 | 1.8066 | 1.8229 | 1.8442 | 1.8648 | 1.8884 | 1.9093 | 1.9275 | 1.9459 | 1 | 1.0154 | 1.0149 | 1.0334 | 1.0437 | 1.0474 | 1.0691 | 1.0754 | 1.0976 | 1.1171 | 1.1326 | 1.1478 | 1.1647 | 1.1806 | 1.197 | 1.2172 | 1.2388 | 1.2627 | 1.2891 | 1.3103 | 1.3373 | 1.3642 | 1.3956 | 1.426 | 1.4543 | 1.4833 | 1 | 1.0074 | 1.0088 | 1.0263 | 1.0461 | 1.0512 | 1.0586 | 1.0651 | 1.073 | 1.0786 | 1.0943 | 1.1084 | 1.1224 | 1.1347 | 1.1478 | 1.1638 | 1.1809 | 1.1998 | 1.2214 | 1.2384 | 1.2605 | 1.2824 | 1.3078 | 1.331 | 1.3519 | 1.3734 | 1 | 1.0075 | 1.0149 | 1.0224 | 1.0298 | 1.0373 | 1.0381 | 1.0389 | 1.0398 | 1.0406 | 1.0415 | 1.0423 | 1.0431 | 1.044 | 1.0448 | 1.0456 | 1.0465 | 1.0473 | 1.0482 | 1.049 | 1.0498 | 1.0507 | 1.0515 | 1.0524 | 1.0532 | 1.054 | 0 | 0 | 0 | 0 | 0 | 0 | 0 | 0.73955 | 1 | 1 | 1 | 1 | 1 | 1 | 1 | 1 | 1 | 1 | 1 | 1 | 1 | 1 | 1 | 1 | 1 | 1
Land-Based Wind | Tioga | C | 1 | 77.0001 | 2135.4413 | 264.9502 | 76.2198 | 29.52% | 1 | 1.038 | 1.0429 | 1.0585 | 1.0679 | 2.0535 | 2.0446 | 2.0364 | 2.0325 | 2.0281 | 2.0446 | 2.0581 | 2.0708 | 2.08 | 2.0898 | 2.1043 | 2.1207 | 2.1426 | 2.1679 | 2.1875 | 2.2131 | 2.2378 | 2.266 | 2.2912 | 2.313 | 2.3351 | 1 | 1.0154 | 1.0149 | 1.0334 | 1.0437 | 1.0474 | 1.0691 | 1.0754 | 1.0976 | 1.1171 | 1.1326 | 1.1478 | 1.1647 | 1.1806 | 1.197 | 1.2172 | 1.2388 | 1.2627 | 1.2891 | 1.3103 | 1.3373 | 1.3642 | 1.3956 | 1.426 | 1.4543 | 1.4833 | 1 | 1.0074 | 1.0088 | 1.0263 | 1.0461 | 1.0512 | 1.0586 | 1.0651 | 1.073 | 1.0786 | 1.0943 | 1.1084 | 1.1224 | 1.1347 | 1.1478 | 1.1638 | 1.1809 | 1.1998 | 1.2214 | 1.2384 | 1.2605 | 1.2824 | 1.3078 | 1.331 | 1.3519 | 1.3734 | 1 | 1.0075 | 1.0149 | 1.0224 | 1.0298 | 1.0373 | 1.0381 | 1.0389 | 1.0398 | 1.0406 | 1.0415 | 1.0423 | 1.0431 | 1.044 | 1.0448 | 1.0456 | 1.0465 | 1.0473 | 1.0482 | 1.049 | 1.0498 | 1.0507 | 1.0515 | 1.0524 | 1.0532 | 1.054 | 0 | 0 | 0 | 0 | 0.069639 | 0.37579 | 0.74318 | 1 | 1 | 1 | 1 | 1 | 1 | 1 | 1 | 1 | 1 | 1 | 1 | 1 | 1 | 1 | 1 | 1 | 1 | 1
Land-Based Wind | Tioga | C | 2 | 61.05 | 2196.278 | 649.4704 | 78.3912 | 29.52% | 1 | 1.038 | 1.0429 | 1.0585 | 1.0679 | 2.0535 | 2.0446 | 2.0364 | 2.0325 | 2.0281 | 2.0446 | 2.0581 | 2.0708 | 2.08 | 2.0898 | 2.1043 | 2.1207 | 2.1426 | 2.1679 | 2.1875 | 2.2131 | 2.2378 | 2.266 | 2.2912 | 2.313 | 2.3351 | 1 | 1.0154 | 1.0149 | 1.0334 | 1.0437 | 1.0474 | 1.0691 | 1.0754 | 1.0976 | 1.1171 | 1.1326 | 1.1478 | 1.1647 | 1.1806 | 1.197 | 1.2172 | 1.2388 | 1.2627 | 1.2891 | 1.3103 | 1.3373 | 1.3642 | 1.3956 | 1.426 | 1.4543 | 1.4833 | 1 | 1.0074 | 1.0088 | 1.0263 | 1.0461 | 1.0512 | 1.0586 | 1.0651 | 1.073 | 1.0786 | 1.0943 | 1.1084 | 1.1224 | 1.1347 | 1.1478 | 1.1638 | 1.1809 | 1.1998 | 1.2214 | 1.2384 | 1.2605 | 1.2824 | 1.3078 | 1.331 | 1.3519 | 1.3734 | 1 | 1.0075 | 1.0149 | 1.0224 | 1.0298 | 1.0373 | 1.0381 | 1.0389 | 1.0398 | 1.0406 | 1.0415 | 1.0423 | 1.0431 | 1.044 | 1.0448 | 1.0456 | 1.0465 | 1.0473 | 1.0482 | 1.049 | 1.0498 | 1.0507 | 1.0515 | 1.0524 | 1.0532 | 1.054 | 0 | 0 | 0 | 0 | 0 | 0 | 0 | 0.73955 | 1 | 1 | 1 | 1 | 1 | 1 | 1 | 1 | 1 | 1 | 1 | 1 | 1 | 1 | 1 | 1 | 1 | 1
Land-Based Wind | Tompkins | C | 1 | 27.7152 | 2661.5508 | 409.2549 | 79.1651 | 35.46% | 1 | 1.038 | 1.0429 | 1.0585 | 1.0679 | 1.7112 | 1.7038 | 1.697 | 1.6937 | 1.6901 | 1.7039 | 1.715 | 1.7257 | 1.7333 | 1.7415 | 1.7536 | 1.7672 | 1.7855 | 1.8066 | 1.8229 | 1.8442 | 1.8648 | 1.8884 | 1.9093 | 1.9275 | 1.9459 | 1 | 1.0154 | 1.0149 | 1.0334 | 1.0437 | 1.0474 | 1.0691 | 1.0754 | 1.0976 | 1.1171 | 1.1326 | 1.1478 | 1.1647 | 1.1806 | 1.197 | 1.2172 | 1.2388 | 1.2627 | 1.2891 | 1.3103 | 1.3373 | 1.3642 | 1.3956 | 1.426 | 1.4543 | 1.4833 | 1 | 1.0074 | 1.0088 | 1.0263 | 1.0461 | 1.0512 | 1.0586 | 1.0651 | 1.073 | 1.0786 | 1.0943 | 1.1084 | 1.1224 | 1.1347 | 1.1478 | 1.1638 | 1.1809 | 1.1998 | 1.2214 | 1.2384 | 1.2605 | 1.2824 | 1.3078 | 1.331 | 1.3519 | 1.3734 | 1 | 1.0075 | 1.0149 | 1.0224 | 1.0298 | 1.0373 | 1.0381 | 1.0389 | 1.0398 | 1.0406 | 1.0415 | 1.0423 | 1.0431 | 1.044 | 1.0448 | 1.0456 | 1.0465 | 1.0473 | 1.0482 | 1.049 | 1.0498 | 1.0507 | 1.0515 | 1.0524 | 1.0532 | 1.054 | 0 | 0 | 0 | 0 | 0.069639 | 0.37579 | 0.74318 | 1 | 1 | 1 | 1 | 1 | 1 | 1 | 1 | 1 | 1 | 1 | 1 | 1 | 1 | 1 | 1 | 1 | 1 | 1
Land-Based Wind | Tompkins | C | 2 | 52.8992 | 2655.8741 | 658.1101 | 79.2583 | 32.96% | 1 | 1.038 | 1.0429 | 1.0585 | 1.0679 | 1.7169 | 1.7095 | 1.7026 | 1.6993 | 1.6957 | 1.7095 | 1.7207 | 1.7314 | 1.7391 | 1.7472 | 1.7594 | 1.7731 | 1.7915 | 1.8126 | 1.8289 | 1.8503 | 1.871 | 1.8946 | 1.9157 | 1.9339 | 1.9523 | 1 | 1.0154 | 1.0149 | 1.0334 | 1.0437 | 1.0474 | 1.0691 | 1.0754 | 1.0976 | 1.1171 | 1.1326 | 1.1478 | 1.1647 | 1.1806 | 1.197 | 1.2172 | 1.2388 | 1.2627 | 1.2891 | 1.3103 | 1.3373 | 1.3642 | 1.3956 | 1.426 | 1.4543 | 1.4833 | 1 | 1.0074 | 1.0088 | 1.0263 | 1.0461 | 1.0512 | 1.0586 | 1.0651 | 1.073 | 1.0786 | 1.0943 | 1.1084 | 1.1224 | 1.1347 | 1.1478 | 1.1638 | 1.1809 | 1.1998 | 1.2214 | 1.2384 | 1.2605 | 1.2824 | 1.3078 | 1.331 | 1.3519 | 1.3734 | 1 | 1.0075 | 1.0149 | 1.0224 | 1.0298 | 1.0373 | 1.0381 | 1.0389 | 1.0398 | 1.0406 | 1.0415 | 1.0423 | 1.0431 | 1.044 | 1.0448 | 1.0456 | 1.0465 | 1.0473 | 1.0482 | 1.049 | 1.0498 | 1.0507 | 1.0515 | 1.0524 | 1.0532 | 1.054 | 0 | 0 | 0 | 0 | 0 | 0 | 0 | 0.73955 | 1 | 1 | 1 | 1 | 1 | 1 | 1 | 1 | 1 | 1 | 1 | 1 | 1 | 1 | 1 | 1 | 1 | 1
Land-Based Wind | Wayne | B | 1 | 283.0645 | 2275.2951 | 54.1313 | 67.6763 | 32.34% | 1 | 1.038 | 1.0429 | 1.0585 | 1.0679 | 1.7112 | 1.7038 | 1.697 | 1.6937 | 1.6901 | 1.7039 | 1.715 | 1.7257 | 1.7333 | 1.7415 | 1.7536 | 1.7672 | 1.7855 | 1.8066 | 1.8229 | 1.8442 | 1.8648 | 1.8884 | 1.9093 | 1.9275 | 1.9459 | 1 | 1.0154 | 1.0149 | 1.0334 | 1.0437 | 1.0474 | 1.0691 | 1.0754 | 1.0976 | 1.1171 | 1.1326 | 1.1478 | 1.1647 | 1.1806 | 1.197 | 1.2172 | 1.2388 | 1.2627 | 1.2891 | 1.3103 | 1.3373 | 1.3642 | 1.3956 | 1.426 | 1.4543 | 1.4833 | 1 | 1.0074 | 1.0088 | 1.0263 | 1.0461 | 1.0512 | 1.0586 | 1.0651 | 1.073 | 1.0786 | 1.0943 | 1.1084 | 1.1224 | 1.1347 | 1.1478 | 1.1638 | 1.1809 | 1.1998 | 1.2214 | 1.2384 | 1.2605 | 1.2824 | 1.3078 | 1.331 | 1.3519 | 1.3734 | 1 | 1.0075 | 1.0149 | 1.0224 | 1.0298 | 1.0373 | 1.0381 | 1.0389 | 1.0398 | 1.0406 | 1.0415 | 1.0423 | 1.0431 | 1.044 | 1.0448 | 1.0456 | 1.0465 | 1.0473 | 1.0482 | 1.049 | 1.0498 | 1.0507 | 1.0515 | 1.0524 | 1.0532 | 1.054 | 0 | 0 | 0 | 0 | 0.069639 | 0.37579 | 0.74318 | 1 | 1 | 1 | 1 | 1 | 1 | 1 | 1 | 1 | 1 | 1 | 1 | 1 | 1 | 1 | 1 | 1 | 1 | 1
Land-Based Wind | Wyoming | A | 1 | 246.5152 | 1346.7551 | 229.87 | 48.0694 | 24.19% | 1 | 1.038 | 1.0429 | 1.0585 | 1.0679 | 2.0535 | 2.0446 | 2.0364 | 2.0325 | 2.0281 | 2.0446 | 2.0581 | 2.0708 | 2.08 | 2.0898 | 2.1043 | 2.1207 | 2.1426 | 2.1679 | 2.1875 | 2.2131 | 2.2378 | 2.266 | 2.2912 | 2.313 | 2.3351 | 1 | 1.0154 | 1.0149 | 1.0334 | 1.0437 | 1.0474 | 1.0691 | 1.0754 | 1.0976 | 1.1171 | 1.1326 | 1.1478 | 1.1647 | 1.1806 | 1.197 | 1.2172 | 1.2388 | 1.2627 | 1.2891 | 1.3103 | 1.3373 | 1.3642 | 1.3956 | 1.426 | 1.4543 | 1.4833 | 1 | 1.0074 | 1.0088 | 1.0263 | 1.0461 | 1.0512 | 1.0586 | 1.0651 | 1.073 | 1.0786 | 1.0943 | 1.1084 | 1.1224 | 1.1347 | 1.1478 | 1.1638 | 1.1809 | 1.1998 | 1.2214 | 1.2384 | 1.2605 | 1.2824 | 1.3078 | 1.331 | 1.3519 | 1.3734 | 1 | 1.0075 | 1.0149 | 1.0224 | 1.0298 | 1.0373 | 1.0381 | 1.0389 | 1.0398 | 1.0406 | 1.0415 | 1.0423 | 1.0431 | 1.044 | 1.0448 | 1.0456 | 1.0465 | 1.0473 | 1.0482 | 1.049 | 1.0498 | 1.0507 | 1.0515 | 1.0524 | 1.0532 | 1.054 | 0 | 0 | 0.11377 | 0.36586 | 0.63575 | 0.75561 | 0.89945 | 1 | 1 | 1 | 1 | 1 | 1 | 1 | 1 | 1 | 1 | 1 | 1 | 1 | 1 | 1 | 1 | 1 | 1 | 1
Land-Based Wind | Yates | C | 1 | 163.9132 | 2321.6157 | 138.3975 | 70.4826 | 32.87% | 1 | 1.038 | 1.0429 | 1.0585 | 1.0679 | 1.7466 | 1.7391 | 1.7321 | 1.7288 | 1.725 | 1.7391 | 1.7505 | 1.7614 | 1.7692 | 1.7775 | 1.7898 | 1.8038 | 1.8225 | 1.844 | 1.8606 | 1.8824 | 1.9034 | 1.9274 | 1.9488 | 1.9673 | 1.9861 | 1 | 1.0154 | 1.0149 | 1.0334 | 1.0437 | 1.0474 | 1.0691 | 1.0754 | 1.0976 | 1.1171 | 1.1326 | 1.1478 | 1.1647 | 1.1806 | 1.197 | 1.2172 | 1.2388 | 1.2627 | 1.2891 | 1.3103 | 1.3373 | 1.3642 | 1.3956 | 1.426 | 1.4543 | 1.4833 | 1 | 1.0074 | 1.0088 | 1.0263 | 1.0461 | 1.0512 | 1.0586 | 1.0651 | 1.073 | 1.0786 | 1.0943 | 1.1084 | 1.1224 | 1.1347 | 1.1478 | 1.1638 | 1.1809 | 1.1998 | 1.2214 | 1.2384 | 1.2605 | 1.2824 | 1.3078 | 1.331 | 1.3519 | 1.3734 | 1 | 1.0075 | 1.0149 | 1.0224 | 1.0298 | 1.0373 | 1.0381 | 1.0389 | 1.0398 | 1.0406 | 1.0415 | 1.0423 | 1.0431 | 1.044 | 1.0448 | 1.0456 | 1.0465 | 1.0473 | 1.0482 | 1.049 | 1.0498 | 1.0507 | 1.0515 | 1.0524 | 1.0532 | 1.054 | 0 | 0 | 0 | 0 | 0.069639 | 0.37579 | 0.74318 | 1 | 1 | 1 | 1 | 1 | 1 | 1 | 1 | 1 | 1 | 1 | 1 | 1 | 1 | 1 | 1 | 1 | 1 | 1
Land-Based Wind | Yates | C | 2 | 79.2 | 2550.9914 | 383.1213 | 75.8766 | 30.84% | 1 | 1.038 | 1.0429 | 1.0585 | 1.0679 | 1.7112 | 1.7038 | 1.697 | 1.6937 | 1.6901 | 1.7039 | 1.715 | 1.7257 | 1.7333 | 1.7415 | 1.7536 | 1.7672 | 1.7855 | 1.8066 | 1.8229 | 1.8442 | 1.8648 | 1.8884 | 1.9093 | 1.9275 | 1.9459 | 1 | 1.0154 | 1.0149 | 1.0334 | 1.0437 | 1.0474 | 1.0691 | 1.0754 | 1.0976 | 1.1171 | 1.1326 | 1.1478 | 1.1647 | 1.1806 | 1.197 | 1.2172 | 1.2388 | 1.2627 | 1.2891 | 1.3103 | 1.3373 | 1.3642 | 1.3956 | 1.426 | 1.4543 | 1.4833 | 1 | 1.0074 | 1.0088 | 1.0263 | 1.0461 | 1.0512 | 1.0586 | 1.0651 | 1.073 | 1.0786 | 1.0943 | 1.1084 | 1.1224 | 1.1347 | 1.1478 | 1.1638 | 1.1809 | 1.1998 | 1.2214 | 1.2384 | 1.2605 | 1.2824 | 1.3078 | 1.331 | 1.3519 | 1.3734 | 1 | 1.0075 | 1.0149 | 1.0224 | 1.0298 | 1.0373 | 1.0381 | 1.0389 | 1.0398 | 1.0406 | 1.0415 | 1.0423 | 1.0431 | 1.044 | 1.0448 | 1.0456 | 1.0465 | 1.0473 | 1.0482 | 1.049 | 1.0498 | 1.0507 | 1.0515 | 1.0524 | 1.0532 | 1.054 | 0 | 0 | 0 | 0 | 0 | 0 | 0 | 0.73955 | 1 | 1 | 1 | 1 | 1 | 1 | 1 | 1 | 1 | 1 | 1 | 1 | 1 | 1 | 1 | 1 | 1 | 1

## 2a_Utility-Scale Solar
Table 2:Utility-Scale Solar |  |  |  |  | Values in nominal dollars |  |  |  | Resource CapEx Escalator | [25 empty] | IX CapEx Escalator | [25 empty] | OPEX Escalator | [25 empty] | Capacity Factor Escalator | [25 empty] | Phased-In MW Escalator
Technology Type | County | Interconnection Zone | CapEx Bin | Available Capacity (MWac) | 2025 Weighted Avg Resource CapEx ($/kWac) | 2025 Weighted Avg IX CapEx ($/kWac) | 2025 Weighted Avg OpEx ($/kWac-year) | 2025 Weighted Avg Capacity Factor | 2025 | 2026 | 2027 | 2028 | 2029 | 2030 | 2031 | 2032 | 2033 | 2034 | 2035 | 2036 | 2037 | 2038 | 2039 | 2040 | 2041 | 2042 | 2043 | 2044 | 2045 | 2046 | 2047 | 2048 | 2049 | 2050 | 2025 | 2026 | 2027 | 2028 | 2029 | 2030 | 2031 | 2032 | 2033 | 2034 | 2035 | 2036 | 2037 | 2038 | 2039 | 2040 | 2041 | 2042 | 2043 | 2044 | 2045 | 2046 | 2047 | 2048 | 2049 | 2050 | 2025 | 2026 | 2027 | 2028 | 2029 | 2030 | 2031 | 2032 | 2033 | 2034 | 2035 | 2036 | 2037 | 2038 | 2039 | 2040 | 2041 | 2042 | 2043 | 2044 | 2045 | 2046 | 2047 | 2048 | 2049 | 2050 | 2025 | 2026 | 2027 | 2028 | 2029 | 2030 | 2031 | 2032 | 2033 | 2034 | 2035 | 2036 | 2037 | 2038 | 2039 | 2040 | 2041 | 2042 | 2043 | 2044 | 2045 | 2046 | 2047 | 2048 | 2049 | 2050 | 2025 | 2026 | 2027 | 2028 | 2029 | 2030 | 2031 | 2032 | 2033 | 2034 | 2035 | 2036 | 2037 | 2038 | 2039 | 2040 | 2041 | 2042 | 2043 | 2044 | 2045 | 2046 | 2047 | 2048 | 2049 | 2050
Utility-Scale Solar | Albany | F | 1 | 242.8606 | 1484.6889 | 436.1047 | 27.0642 | 0.2093 | 1 | 1.0447 | 1.0541 | 1.0678 | 1.0741 | 1.6669 | 1.6502 | 1.6289 | 1.6176 | 1.6066 | 1.5929 | 1.5761 | 1.5589 | 1.5381 | 1.517 | 1.5183 | 1.5201 | 1.525 | 1.5313 | 1.5343 | 1.5399 | 1.5443 | 1.5498 | 1.5539 | 1.5558 | 1.5573 | 1 | 1.0154 | 1.0149 | 1.0334 | 1.0437 | 1.0474 | 1.0691 | 1.0754 | 1.0976 | 1.1171 | 1.1326 | 1.1478 | 1.1647 | 1.1806 | 1.197 | 1.2172 | 1.2388 | 1.2627 | 1.2891 | 1.3103 | 1.3373 | 1.3642 | 1.3956 | 1.426 | 1.4543 | 1.4833 | 1 | 1.0074 | 1.0088 | 1.0263 | 1.0461 | 1.0508 | 1.0577 | 1.0639 | 1.0713 | 1.0766 | 1.0799 | 1.0811 | 1.0818 | 1.0805 | 1.0794 | 1.09 | 1.1014 | 1.1144 | 1.1296 | 1.1404 | 1.1556 | 1.1704 | 1.1881 | 1.2036 | 1.2168 | 1.2302 | 1 | 1 | 1 | 1 | 1 | 1 | 1 | 1 | 1 | 1 | 1 | 1 | 1 | 1 | 1 | 1 | 1 | 1 | 1 | 1 | 1 | 1 | 1 | 1 | 1 | 1 | 0 | 0 | 0.0067467 | 0.030276 | 0.067291 | 0.11171 | 0.16377 | 0.23369 | 0.30475 | 0.3758 | 0.44686 | 0.51792 | 0.58897 | 0.66003 | 0.73108 | 0.80214 | 0.8732 | 0.94425 | 1 | 1 | 1 | 1 | 1 | 1 | 1 | 1
Utility-Scale Solar | Albany | F | 2 | 220.3049 | 1536.2525 | 933.3418 | 28.0041 | 0.2093 | 1 | 1.0447 | 1.0541 | 1.0678 | 1.0741 | 1.6669 | 1.6502 | 1.6289 | 1.6176 | 1.6066 | 1.5929 | 1.5761 | 1.5589 | 1.5381 | 1.517 | 1.5183 | 1.5201 | 1.525 | 1.5313 | 1.5343 | 1.5399 | 1.5443 | 1.5498 | 1.5539 | 1.5558 | 1.5573 | 1 | 1.0154 | 1.0149 | 1.0334 | 1.0437 | 1.0474 | 1.0691 | 1.0754 | 1.0976 | 1.1171 | 1.1326 | 1.1478 | 1.1647 | 1.1806 | 1.197 | 1.2172 | 1.2388 | 1.2627 | 1.2891 | 1.3103 | 1.3373 | 1.3642 | 1.3956 | 1.426 | 1.4543 | 1.4833 | 1 | 1.0074 | 1.0088 | 1.0263 | 1.0461 | 1.0508 | 1.0577 | 1.0639 | 1.0713 | 1.0766 | 1.0799 | 1.0811 | 1.0818 | 1.0805 | 1.0794 | 1.09 | 1.1014 | 1.1144 | 1.1296 | 1.1404 | 1.1556 | 1.1704 | 1.1881 | 1.2036 | 1.2168 | 1.2302 | 1 | 1 | 1 | 1 | 1 | 1 | 1 | 1 | 1 | 1 | 1 | 1 | 1 | 1 | 1 | 1 | 1 | 1 | 1 | 1 | 1 | 1 | 1 | 1 | 1 | 1 | 0 | 0 | 0 | 0 | 0 | 0 | 0 | 0 | 0 | 0 | 0 | 0 | 0 | 0 | 0 | 0 | 0 | 0 | 0.042337 | 0.23883 | 0.43532 | 0.63181 | 0.8283 | 1 | 1 | 1
Utility-Scale Solar | Albany | F | 3 | 104.2296 | 1580.9901 | 1753.4507 | 28.8196 | 0.2093 | 1 | 1.0447 | 1.0541 | 1.0678 | 1.0741 | 1.6669 | 1.6502 | 1.6289 | 1.6176 | 1.6066 | 1.5929 | 1.5761 | 1.5589 | 1.5381 | 1.517 | 1.5183 | 1.5201 | 1.525 | 1.5313 | 1.5343 | 1.5399 | 1.5443 | 1.5498 | 1.5539 | 1.5558 | 1.5573 | 1 | 1.0154 | 1.0149 | 1.0334 | 1.0437 | 1.0474 | 1.0691 | 1.0754 | 1.0976 | 1.1171 | 1.1326 | 1.1478 | 1.1647 | 1.1806 | 1.197 | 1.2172 | 1.2388 | 1.2627 | 1.2891 | 1.3103 | 1.3373 | 1.3642 | 1.3956 | 1.426 | 1.4543 | 1.4833 | 1 | 1.0074 | 1.0088 | 1.0263 | 1.0461 | 1.0508 | 1.0577 | 1.0639 | 1.0713 | 1.0766 | 1.0799 | 1.0811 | 1.0818 | 1.0805 | 1.0794 | 1.09 | 1.1014 | 1.1144 | 1.1296 | 1.1404 | 1.1556 | 1.1704 | 1.1881 | 1.2036 | 1.2168 | 1.2302 | 1 | 1 | 1 | 1 | 1 | 1 | 1 | 1 | 1 | 1 | 1 | 1 | 1 | 1 | 1 | 1 | 1 | 1 | 1 | 1 | 1 | 1 | 1 | 1 | 1 | 1 | 0 | 0 | 0 | 0 | 0 | 0 | 0 | 0 | 0 | 0 | 0 | 0 | 0 | 0 | 0 | 0 | 0 | 0 | 0 | 0 | 0 | 0 | 0 | 0.041953 | 0.37441 | 0.70686
Utility-Scale Solar | Allegany | C | 1 | 790.3288 | 1138.1572 | 423.0535 | 24.4038 | 0.2015 | 1 | 1.0447 | 1.0541 | 1.0678 | 1.0741 | 1.9607 | 1.941 | 1.9159 | 1.9027 | 1.8898 | 1.8736 | 1.8539 | 1.8336 | 1.8092 | 1.7844 | 1.7859 | 1.788 | 1.7938 | 1.8011 | 1.8048 | 1.8113 | 1.8165 | 1.8229 | 1.8277 | 1.8299 | 1.8317 | 1 | 1.0154 | 1.0149 | 1.0334 | 1.0437 | 1.0474 | 1.0691 | 1.0754 | 1.0976 | 1.1171 | 1.1326 | 1.1478 | 1.1647 | 1.1806 | 1.197 | 1.2172 | 1.2388 | 1.2627 | 1.2891 | 1.3103 | 1.3373 | 1.3642 | 1.3956 | 1.426 | 1.4543 | 1.4833 | 1 | 1.0074 | 1.0088 | 1.0263 | 1.0461 | 1.0508 | 1.0577 | 1.0639 | 1.0713 | 1.0766 | 1.0799 | 1.0811 | 1.0818 | 1.0805 | 1.0794 | 1.09 | 1.1014 | 1.1144 | 1.1296 | 1.1404 | 1.1556 | 1.1704 | 1.1881 | 1.2036 | 1.2168 | 1.2302 | 1 | 1 | 1 | 1 | 1 | 1 | 1 | 1 | 1 | 1 | 1 | 1 | 1 | 1 | 1 | 1 | 1 | 1 | 1 | 1 | 1 | 1 | 1 | 1 | 1 | 1 | 0 | 0 | 0.0085779 | 0.038493 | 0.085555 | 0.14203 | 0.20823 | 0.2747 | 0.34195 | 0.40921 | 0.47646 | 0.54372 | 0.61097 | 0.67822 | 0.74548 | 0.81273 | 0.87998 | 0.94724 | 1 | 1 | 1 | 1 | 1 | 1 | 1 | 1
Utility-Scale Solar | Allegany | C | 2 | 378.1589 | 1200.546 | 1070.1461 | 25.5559 | 0.2015 | 1 | 1.0447 | 1.0541 | 1.0678 | 1.0741 | 1.9466 | 1.927 | 1.9021 | 1.8889 | 1.8762 | 1.8601 | 1.8406 | 1.8204 | 1.7961 | 1.7715 | 1.773 | 1.7751 | 1.7809 | 1.7882 | 1.7917 | 1.7982 | 1.8034 | 1.8098 | 1.8145 | 1.8167 | 1.8185 | 1 | 1.0154 | 1.0149 | 1.0334 | 1.0437 | 1.0474 | 1.0691 | 1.0754 | 1.0976 | 1.1171 | 1.1326 | 1.1478 | 1.1647 | 1.1806 | 1.197 | 1.2172 | 1.2388 | 1.2627 | 1.2891 | 1.3103 | 1.3373 | 1.3642 | 1.3956 | 1.426 | 1.4543 | 1.4833 | 1 | 1.0074 | 1.0088 | 1.0263 | 1.0461 | 1.0508 | 1.0577 | 1.0639 | 1.0713 | 1.0766 | 1.0799 | 1.0811 | 1.0818 | 1.0805 | 1.0794 | 1.09 | 1.1014 | 1.1144 | 1.1296 | 1.1404 | 1.1556 | 1.1704 | 1.1881 | 1.2036 | 1.2168 | 1.2302 | 1 | 1 | 1 | 1 | 1 | 1 | 1 | 1 | 1 | 1 | 1 | 1 | 1 | 1 | 1 | 1 | 1 | 1 | 1 | 1 | 1 | 1 | 1 | 1 | 1 | 1 | 0 | 0 | 0 | 0 | 0 | 0 | 0 | 0 | 0 | 0 | 0 | 0 | 0 | 0 | 0 | 0 | 0 | 0 | 0.042337 | 0.23883 | 0.43532 | 0.63181 | 0.8283 | 1 | 1 | 1
Utility-Scale Solar | Allegany | C | 3 | 97.1782 | 1218.7664 | 2016.8953 | 26.205 | 0.2015 | 1 | 1.0447 | 1.0541 | 1.0678 | 1.0741 | 1.9662 | 1.9464 | 1.9213 | 1.908 | 1.8951 | 1.8788 | 1.8591 | 1.8388 | 1.8142 | 1.7893 | 1.7908 | 1.793 | 1.7988 | 1.8062 | 1.8098 | 1.8163 | 1.8215 | 1.828 | 1.8328 | 1.835 | 1.8368 | 1 | 1.0154 | 1.0149 | 1.0334 | 1.0437 | 1.0474 | 1.0691 | 1.0754 | 1.0976 | 1.1171 | 1.1326 | 1.1478 | 1.1647 | 1.1806 | 1.197 | 1.2172 | 1.2388 | 1.2627 | 1.2891 | 1.3103 | 1.3373 | 1.3642 | 1.3956 | 1.426 | 1.4543 | 1.4833 | 1 | 1.0074 | 1.0088 | 1.0263 | 1.0461 | 1.0508 | 1.0577 | 1.0639 | 1.0713 | 1.0766 | 1.0799 | 1.0811 | 1.0818 | 1.0805 | 1.0794 | 1.09 | 1.1014 | 1.1144 | 1.1296 | 1.1404 | 1.1556 | 1.1704 | 1.1881 | 1.2036 | 1.2168 | 1.2302 | 1 | 1 | 1 | 1 | 1 | 1 | 1 | 1 | 1 | 1 | 1 | 1 | 1 | 1 | 1 | 1 | 1 | 1 | 1 | 1 | 1 | 1 | 1 | 1 | 1 | 1 | 0 | 0 | 0 | 0 | 0 | 0 | 0 | 0 | 0 | 0 | 0 | 0 | 0 | 0 | 0 | 0 | 0 | 0 | 0 | 0 | 0 | 0 | 0 | 0.041953 | 0.37441 | 0.70686
Utility-Scale Solar | Broome | E | 1 | 123.6411 | 1167.6064 | 709.2118 | 25.1356 | 0.2002 | 1 | 1.0447 | 1.0541 | 1.0678 | 1.0741 | 1.9686 | 1.9487 | 1.9236 | 1.9103 | 1.8974 | 1.8811 | 1.8614 | 1.841 | 1.8164 | 1.7915 | 1.793 | 1.7951 | 1.801 | 1.8084 | 1.812 | 1.8186 | 1.8237 | 1.8302 | 1.835 | 1.8373 | 1.839 | 1 | 1.0154 | 1.0149 | 1.0334 | 1.0437 | 1.0474 | 1.0691 | 1.0754 | 1.0976 | 1.1171 | 1.1326 | 1.1478 | 1.1647 | 1.1806 | 1.197 | 1.2172 | 1.2388 | 1.2627 | 1.2891 | 1.3103 | 1.3373 | 1.3642 | 1.3956 | 1.426 | 1.4543 | 1.4833 | 1 | 1.0074 | 1.0088 | 1.0263 | 1.0461 | 1.0508 | 1.0577 | 1.0639 | 1.0713 | 1.0766 | 1.0799 | 1.0811 | 1.0818 | 1.0805 | 1.0794 | 1.09 | 1.1014 | 1.1144 | 1.1296 | 1.1404 | 1.1556 | 1.1704 | 1.1881 | 1.2036 | 1.2168 | 1.2302 | 1 | 1 | 1 | 1 | 1 | 1 | 1 | 1 | 1 | 1 | 1 | 1 | 1 | 1 | 1 | 1 | 1 | 1 | 1 | 1 | 1 | 1 | 1 | 1 | 1 | 1 | 0 | 0 | 0 | 0 | 0 | 0 | 4.421e-17 | 0.082589 | 0.16766 | 0.25272 | 0.33779 | 0.42286 | 0.50793 | 0.59299 | 0.67806 | 0.76313 | 0.84819 | 0.93326 | 1 | 1 | 1 | 1 | 1 | 1 | 1 | 1
Utility-Scale Solar | Broome | E | 2 | 70.8583 | 1189.1506 | 1012.5482 | 25.5993 | 0.2002 | 1 | 1.0447 | 1.0541 | 1.0678 | 1.0741 | 1.9686 | 1.9487 | 1.9236 | 1.9103 | 1.8974 | 1.8811 | 1.8614 | 1.841 | 1.8164 | 1.7915 | 1.793 | 1.7951 | 1.801 | 1.8084 | 1.812 | 1.8186 | 1.8237 | 1.8302 | 1.835 | 1.8373 | 1.839 | 1 | 1.0154 | 1.0149 | 1.0334 | 1.0437 | 1.0474 | 1.0691 | 1.0754 | 1.0976 | 1.1171 | 1.1326 | 1.1478 | 1.1647 | 1.1806 | 1.197 | 1.2172 | 1.2388 | 1.2627 | 1.2891 | 1.3103 | 1.3373 | 1.3642 | 1.3956 | 1.426 | 1.4543 | 1.4833 | 1 | 1.0074 | 1.0088 | 1.0263 | 1.0461 | 1.0508 | 1.0577 | 1.0639 | 1.0713 | 1.0766 | 1.0799 | 1.0811 | 1.0818 | 1.0805 | 1.0794 | 1.09 | 1.1014 | 1.1144 | 1.1296 | 1.1404 | 1.1556 | 1.1704 | 1.1881 | 1.2036 | 1.2168 | 1.2302 | 1 | 1 | 1 | 1 | 1 | 1 | 1 | 1 | 1 | 1 | 1 | 1 | 1 | 1 | 1 | 1 | 1 | 1 | 1 | 1 | 1 | 1 | 1 | 1 | 1 | 1 | 0 | 0 | 0 | 0 | 0 | 0 | 0 | 0 | 0 | 0 | 0 | 0 | 0 | 0 | 0 | 0 | 0 | 0 | 0.042337 | 0.23883 | 0.43532 | 0.63181 | 0.8283 | 1 | 1 | 1
Utility-Scale Solar | Broome | E | 3 | 14.4132 | 1228.4863 | 1669.4101 | 26.4461 | 0.2002 | 1 | 1.0447 | 1.0541 | 1.0678 | 1.0741 | 1.9686 | 1.9487 | 1.9236 | 1.9103 | 1.8974 | 1.8811 | 1.8614 | 1.841 | 1.8164 | 1.7915 | 1.793 | 1.7951 | 1.801 | 1.8084 | 1.812 | 1.8186 | 1.8237 | 1.8302 | 1.835 | 1.8373 | 1.839 | 1 | 1.0154 | 1.0149 | 1.0334 | 1.0437 | 1.0474 | 1.0691 | 1.0754 | 1.0976 | 1.1171 | 1.1326 | 1.1478 | 1.1647 | 1.1806 | 1.197 | 1.2172 | 1.2388 | 1.2627 | 1.2891 | 1.3103 | 1.3373 | 1.3642 | 1.3956 | 1.426 | 1.4543 | 1.4833 | 1 | 1.0074 | 1.0088 | 1.0263 | 1.0461 | 1.0508 | 1.0577 | 1.0639 | 1.0713 | 1.0766 | 1.0799 | 1.0811 | 1.0818 | 1.0805 | 1.0794 | 1.09 | 1.1014 | 1.1144 | 1.1296 | 1.1404 | 1.1556 | 1.1704 | 1.1881 | 1.2036 | 1.2168 | 1.2302 | 1 | 1 | 1 | 1 | 1 | 1 | 1 | 1 | 1 | 1 | 1 | 1 | 1 | 1 | 1 | 1 | 1 | 1 | 1 | 1 | 1 | 1 | 1 | 1 | 1 | 1 | 0 | 0 | 0 | 0 | 0 | 0 | 0 | 0 | 0 | 0 | 0 | 0 | 0 | 0 | 0 | 0 | 0 | 0 | 0 | 0 | 0 | 0 | 0 | 0.041953 | 0.37441 | 0.70686
Utility-Scale Solar | Cattaraugus | A | 1 | 443.9913 | 1143.2254 | 466.7695 | 24.6107 | 0.1989 | 1 | 1.0447 | 1.0541 | 1.0678 | 1.0741 | 1.9686 | 1.9487 | 1.9236 | 1.9103 | 1.8974 | 1.8811 | 1.8614 | 1.841 | 1.8164 | 1.7915 | 1.793 | 1.7951 | 1.801 | 1.8084 | 1.812 | 1.8186 | 1.8237 | 1.8302 | 1.835 | 1.8373 | 1.839 | 1 | 1.0154 | 1.0149 | 1.0334 | 1.0437 | 1.0474 | 1.0691 | 1.0754 | 1.0976 | 1.1171 | 1.1326 | 1.1478 | 1.1647 | 1.1806 | 1.197 | 1.2172 | 1.2388 | 1.2627 | 1.2891 | 1.3103 | 1.3373 | 1.3642 | 1.3956 | 1.426 | 1.4543 | 1.4833 | 1 | 1.0074 | 1.0088 | 1.0263 | 1.0461 | 1.0508 | 1.0577 | 1.0639 | 1.0713 | 1.0766 | 1.0799 | 1.0811 | 1.0818 | 1.0805 | 1.0794 | 1.09 | 1.1014 | 1.1144 | 1.1296 | 1.1404 | 1.1556 | 1.1704 | 1.1881 | 1.2036 | 1.2168 | 1.2302 | 1 | 1 | 1 | 1 | 1 | 1 | 1 | 1 | 1 | 1 | 1 | 1 | 1 | 1 | 1 | 1 | 1 | 1 | 1 | 1 | 1 | 1 | 1 | 1 | 1 | 1 | 0 | 0 | 0 | 0 | 0 | 0 | 4.421e-17 | 0.082589 | 0.16766 | 0.25272 | 0.33779 | 0.42286 | 0.50793 | 0.59299 | 0.67806 | 0.76313 | 0.84819 | 0.93326 | 1 | 1 | 1 | 1 | 1 | 1 | 1 | 1
Utility-Scale Solar | Cattaraugus | A | 2 | 284.7595 | 1191.6457 | 1010.0319 | 25.6531 | 0.1989 | 1 | 1.0447 | 1.0541 | 1.0678 | 1.0741 | 1.9686 | 1.9487 | 1.9236 | 1.9103 | 1.8974 | 1.8811 | 1.8614 | 1.841 | 1.8164 | 1.7915 | 1.793 | 1.7951 | 1.801 | 1.8084 | 1.812 | 1.8186 | 1.8237 | 1.8302 | 1.835 | 1.8373 | 1.839 | 1 | 1.0154 | 1.0149 | 1.0334 | 1.0437 | 1.0474 | 1.0691 | 1.0754 | 1.0976 | 1.1171 | 1.1326 | 1.1478 | 1.1647 | 1.1806 | 1.197 | 1.2172 | 1.2388 | 1.2627 | 1.2891 | 1.3103 | 1.3373 | 1.3642 | 1.3956 | 1.426 | 1.4543 | 1.4833 | 1 | 1.0074 | 1.0088 | 1.0263 | 1.0461 | 1.0508 | 1.0577 | 1.0639 | 1.0713 | 1.0766 | 1.0799 | 1.0811 | 1.0818 | 1.0805 | 1.0794 | 1.09 | 1.1014 | 1.1144 | 1.1296 | 1.1404 | 1.1556 | 1.1704 | 1.1881 | 1.2036 | 1.2168 | 1.2302 | 1 | 1 | 1 | 1 | 1 | 1 | 1 | 1 | 1 | 1 | 1 | 1 | 1 | 1 | 1 | 1 | 1 | 1 | 1 | 1 | 1 | 1 | 1 | 1 | 1 | 1 | 0 | 0 | 0 | 0 | 0 | 0 | 0 | 0 | 0 | 0 | 0 | 0 | 0 | 0 | 0 | 0 | 0 | 0 | 0.042337 | 0.23883 | 0.43532 | 0.63181 | 0.8283 | 1 | 1 | 1
Utility-Scale Solar | Cattaraugus | A | 3 | 92.8718 | 1219.1346 | 2007.0652 | 26.2448 | 0.1989 | 1 | 1.0447 | 1.0541 | 1.0678 | 1.0741 | 1.9686 | 1.9487 | 1.9236 | 1.9103 | 1.8974 | 1.8811 | 1.8614 | 1.841 | 1.8164 | 1.7915 | 1.793 | 1.7951 | 1.801 | 1.8084 | 1.812 | 1.8186 | 1.8237 | 1.8302 | 1.835 | 1.8373 | 1.839 | 1 | 1.0154 | 1.0149 | 1.0334 | 1.0437 | 1.0474 | 1.0691 | 1.0754 | 1.0976 | 1.1171 | 1.1326 | 1.1478 | 1.1647 | 1.1806 | 1.197 | 1.2172 | 1.2388 | 1.2627 | 1.2891 | 1.3103 | 1.3373 | 1.3642 | 1.3956 | 1.426 | 1.4543 | 1.4833 | 1 | 1.0074 | 1.0088 | 1.0263 | 1.0461 | 1.0508 | 1.0577 | 1.0639 | 1.0713 | 1.0766 | 1.0799 | 1.0811 | 1.0818 | 1.0805 | 1.0794 | 1.09 | 1.1014 | 1.1144 | 1.1296 | 1.1404 | 1.1556 | 1.1704 | 1.1881 | 1.2036 | 1.2168 | 1.2302 | 1 | 1 | 1 | 1 | 1 | 1 | 1 | 1 | 1 | 1 | 1 | 1 | 1 | 1 | 1 | 1 | 1 | 1 | 1 | 1 | 1 | 1 | 1 | 1 | 1 | 1 | 0 | 0 | 0 | 0 | 0 | 0 | 0 | 0 | 0 | 0 | 0 | 0 | 0 | 0 | 0 | 0 | 0 | 0 | 0 | 0 | 0 | 0 | 0 | 0.041953 | 0.37441 | 0.70686
Utility-Scale Solar | Cayuga | C | 1 | 723.9876 | 1213.1966 | 213.4972 | 22.1152 | 0.2002 | 1 | 1.0447 | 1.0541 | 1.0678 | 1.0741 | 1.6669 | 1.6502 | 1.6289 | 1.6176 | 1.6066 | 1.5929 | 1.5761 | 1.5589 | 1.5381 | 1.517 | 1.5183 | 1.5201 | 1.525 | 1.5313 | 1.5343 | 1.5399 | 1.5443 | 1.5498 | 1.5539 | 1.5558 | 1.5573 | 1 | 1.0154 | 1.0149 | 1.0334 | 1.0437 | 1.0474 | 1.0691 | 1.0754 | 1.0976 | 1.1171 | 1.1326 | 1.1478 | 1.1647 | 1.1806 | 1.197 | 1.2172 | 1.2388 | 1.2627 | 1.2891 | 1.3103 | 1.3373 | 1.3642 | 1.3956 | 1.426 | 1.4543 | 1.4833 | 1 | 1.0074 | 1.0088 | 1.0263 | 1.0461 | 1.0508 | 1.0577 | 1.0639 | 1.0713 | 1.0766 | 1.0799 | 1.0811 | 1.0818 | 1.0805 | 1.0794 | 1.09 | 1.1014 | 1.1144 | 1.1296 | 1.1404 | 1.1556 | 1.1704 | 1.1881 | 1.2036 | 1.2168 | 1.2302 | 1 | 1 | 1 | 1 | 1 | 1 | 1 | 1 | 1 | 1 | 1 | 1 | 1 | 1 | 1 | 1 | 1 | 1 | 1 | 1 | 1 | 1 | 1 | 1 | 1 | 1 | 0 | 0 | 0.011316 | 0.05078 | 0.11286 | 0.18736 | 0.27469 | 0.30887 | 0.34247 | 0.37608 | 0.40968 | 0.44328 | 0.47689 | 0.51049 | 0.54409 | 0.5777 | 0.6113 | 0.6449 | 0.67127 | 0.67127 | 0.67127 | 0.67127 | 0.67127 | 0.67127 | 0.67127 | 0.67127
Utility-Scale Solar | Cayuga | C | 2 | 158.8536 | 1394.9958 | 952.18 | 25.4292 | 0.2002 | 1 | 1.0447 | 1.0541 | 1.0678 | 1.0741 | 1.6669 | 1.6502 | 1.6289 | 1.6176 | 1.6066 | 1.5929 | 1.5761 | 1.5589 | 1.5381 | 1.517 | 1.5183 | 1.5201 | 1.525 | 1.5313 | 1.5343 | 1.5399 | 1.5443 | 1.5498 | 1.5539 | 1.5558 | 1.5573 | 1 | 1.0154 | 1.0149 | 1.0334 | 1.0437 | 1.0474 | 1.0691 | 1.0754 | 1.0976 | 1.1171 | 1.1326 | 1.1478 | 1.1647 | 1.1806 | 1.197 | 1.2172 | 1.2388 | 1.2627 | 1.2891 | 1.3103 | 1.3373 | 1.3642 | 1.3956 | 1.426 | 1.4543 | 1.4833 | 1 | 1.0074 | 1.0088 | 1.0263 | 1.0461 | 1.0508 | 1.0577 | 1.0639 | 1.0713 | 1.0766 | 1.0799 | 1.0811 | 1.0818 | 1.0805 | 1.0794 | 1.09 | 1.1014 | 1.1144 | 1.1296 | 1.1404 | 1.1556 | 1.1704 | 1.1881 | 1.2036 | 1.2168 | 1.2302 | 1 | 1 | 1 | 1 | 1 | 1 | 1 | 1 | 1 | 1 | 1 | 1 | 1 | 1 | 1 | 1 | 1 | 1 | 1 | 1 | 1 | 1 | 1 | 1 | 1 | 1 | 0 | 0 | 0 | 0 | 0 | 0 | 0 | 0 | 0 | 0 | 0 | 0 | 0 | 0 | 0 | 0 | 0 | 0 | 0.042337 | 0.23883 | 0.43532 | 0.63181 | 0.8283 | 1 | 1 | 1
Utility-Scale Solar | Cayuga | C | 3 | 187.3177 | 1442.3533 | 1914.0825 | 26.2925 | 0.2002 | 1 | 1.0447 | 1.0541 | 1.0678 | 1.0741 | 1.6669 | 1.6502 | 1.6289 | 1.6176 | 1.6066 | 1.5929 | 1.5761 | 1.5589 | 1.5381 | 1.517 | 1.5183 | 1.5201 | 1.525 | 1.5313 | 1.5343 | 1.5399 | 1.5443 | 1.5498 | 1.5539 | 1.5558 | 1.5573 | 1 | 1.0154 | 1.0149 | 1.0334 | 1.0437 | 1.0474 | 1.0691 | 1.0754 | 1.0976 | 1.1171 | 1.1326 | 1.1478 | 1.1647 | 1.1806 | 1.197 | 1.2172 | 1.2388 | 1.2627 | 1.2891 | 1.3103 | 1.3373 | 1.3642 | 1.3956 | 1.426 | 1.4543 | 1.4833 | 1 | 1.0074 | 1.0088 | 1.0263 | 1.0461 | 1.0508 | 1.0577 | 1.0639 | 1.0713 | 1.0766 | 1.0799 | 1.0811 | 1.0818 | 1.0805 | 1.0794 | 1.09 | 1.1014 | 1.1144 | 1.1296 | 1.1404 | 1.1556 | 1.1704 | 1.1881 | 1.2036 | 1.2168 | 1.2302 | 1 | 1 | 1 | 1 | 1 | 1 | 1 | 1 | 1 | 1 | 1 | 1 | 1 | 1 | 1 | 1 | 1 | 1 | 1 | 1 | 1 | 1 | 1 | 1 | 1 | 1 | 0 | 0 | 0 | 0 | 0 | 0 | 0 | 0 | 0 | 0 | 0 | 0 | 0 | 0 | 0 | 0 | 0 | 0 | 0 | 0 | 0 | 0 | 0 | 0.041953 | 0.37441 | 0.70686
Utility-Scale Solar | Chautauqua | A | 1 | 1749.3394 | 1082.5949 | 361.594 | 22.6959 | 0.19166 | 1 | 1.0447 | 1.0541 | 1.0678 | 1.0741 | 1.9171 | 1.8978 | 1.8733 | 1.8603 | 1.8478 | 1.8319 | 1.8127 | 1.7928 | 1.7689 | 1.7447 | 1.7461 | 1.7482 | 1.7539 | 1.7611 | 1.7646 | 1.771 | 1.776 | 1.7824 | 1.787 | 1.7892 | 1.7909 | 1 | 1.0154 | 1.0149 | 1.0334 | 1.0437 | 1.0474 | 1.0691 | 1.0754 | 1.0976 | 1.1171 | 1.1326 | 1.1478 | 1.1647 | 1.1806 | 1.197 | 1.2172 | 1.2388 | 1.2627 | 1.2891 | 1.3103 | 1.3373 | 1.3642 | 1.3956 | 1.426 | 1.4543 | 1.4833 | 1 | 1.0074 | 1.0088 | 1.0263 | 1.0461 | 1.0508 | 1.0577 | 1.0639 | 1.0713 | 1.0766 | 1.0799 | 1.0811 | 1.0818 | 1.0805 | 1.0794 | 1.09 | 1.1014 | 1.1144 | 1.1296 | 1.1404 | 1.1556 | 1.1704 | 1.1881 | 1.2036 | 1.2168 | 1.2302 | 1 | 1 | 1 | 1 | 1 | 1 | 1 | 1 | 1 | 1 | 1 | 1 | 1 | 1 | 1 | 1 | 1 | 1 | 1 | 1 | 1 | 1 | 1 | 1 | 1 | 1 | 0 | 0 | 0.015572 | 0.069878 | 0.15531 | 0.25783 | 0.378 | 0.43134 | 0.48407 | 0.5368 | 0.58953 | 0.64225 | 0.69498 | 0.74771 | 0.80044 | 0.85317 | 0.9059 | 0.95863 | 1 | 1 | 1 | 1 | 1 | 1 | 1 | 1
Utility-Scale Solar | Chautauqua | A | 2 | 489.7265 | 1179.448 | 1079.7307 | 25.3905 | 0.2028 | 1 | 1.0447 | 1.0541 | 1.0678 | 1.0741 | 1.9686 | 1.9487 | 1.9236 | 1.9103 | 1.8974 | 1.8811 | 1.8614 | 1.841 | 1.8164 | 1.7915 | 1.793 | 1.7951 | 1.801 | 1.8084 | 1.812 | 1.8186 | 1.8237 | 1.8302 | 1.835 | 1.8373 | 1.839 | 1 | 1.0154 | 1.0149 | 1.0334 | 1.0437 | 1.0474 | 1.0691 | 1.0754 | 1.0976 | 1.1171 | 1.1326 | 1.1478 | 1.1647 | 1.1806 | 1.197 | 1.2172 | 1.2388 | 1.2627 | 1.2891 | 1.3103 | 1.3373 | 1.3642 | 1.3956 | 1.426 | 1.4543 | 1.4833 | 1 | 1.0074 | 1.0088 | 1.0263 | 1.0461 | 1.0508 | 1.0577 | 1.0639 | 1.0713 | 1.0766 | 1.0799 | 1.0811 | 1.0818 | 1.0805 | 1.0794 | 1.09 | 1.1014 | 1.1144 | 1.1296 | 1.1404 | 1.1556 | 1.1704 | 1.1881 | 1.2036 | 1.2168 | 1.2302 | 1 | 1 | 1 | 1 | 1 | 1 | 1 | 1 | 1 | 1 | 1 | 1 | 1 | 1 | 1 | 1 | 1 | 1 | 1 | 1 | 1 | 1 | 1 | 1 | 1 | 1 | 0 | 0 | 0 | 0 | 0 | 0 | 0 | 0 | 0 | 0 | 0 | 0 | 0 | 0 | 0 | 0 | 0 | 0 | 0.042337 | 0.23883 | 0.43532 | 0.63181 | 0.8283 | 1 | 1 | 1
Utility-Scale Solar | Chautauqua | A | 3 | 362.3905 | 1217.2148 | 2987.7329 | 26.2035 | 0.2028 | 1 | 1.0447 | 1.0541 | 1.0678 | 1.0741 | 1.9686 | 1.9487 | 1.9236 | 1.9103 | 1.8974 | 1.8811 | 1.8614 | 1.841 | 1.8164 | 1.7915 | 1.793 | 1.7951 | 1.801 | 1.8084 | 1.812 | 1.8186 | 1.8237 | 1.8302 | 1.835 | 1.8373 | 1.839 | 1 | 1.0154 | 1.0149 | 1.0334 | 1.0437 | 1.0474 | 1.0691 | 1.0754 | 1.0976 | 1.1171 | 1.1326 | 1.1478 | 1.1647 | 1.1806 | 1.197 | 1.2172 | 1.2388 | 1.2627 | 1.2891 | 1.3103 | 1.3373 | 1.3642 | 1.3956 | 1.426 | 1.4543 | 1.4833 | 1 | 1.0074 | 1.0088 | 1.0263 | 1.0461 | 1.0508 | 1.0577 | 1.0639 | 1.0713 | 1.0766 | 1.0799 | 1.0811 | 1.0818 | 1.0805 | 1.0794 | 1.09 | 1.1014 | 1.1144 | 1.1296 | 1.1404 | 1.1556 | 1.1704 | 1.1881 | 1.2036 | 1.2168 | 1.2302 | 1 | 1 | 1 | 1 | 1 | 1 | 1 | 1 | 1 | 1 | 1 | 1 | 1 | 1 | 1 | 1 | 1 | 1 | 1 | 1 | 1 | 1 | 1 | 1 | 1 | 1 | 0 | 0 | 0 | 0 | 0 | 0 | 0 | 0 | 0 | 0 | 0 | 0 | 0 | 0 | 0 | 0 | 0 | 0 | 0 | 0 | 0 | 0 | 0 | 0.041953 | 0.37441 | 0.70686
Utility-Scale Solar | Chemung | C | 1 | 277.9124 | 1158.5096 | 474.3545 | 24.9397 | 0.2015 | 1 | 1.0447 | 1.0541 | 1.0678 | 1.0741 | 1.9686 | 1.9487 | 1.9236 | 1.9103 | 1.8974 | 1.8811 | 1.8614 | 1.841 | 1.8164 | 1.7915 | 1.793 | 1.7951 | 1.801 | 1.8084 | 1.812 | 1.8186 | 1.8237 | 1.8302 | 1.835 | 1.8373 | 1.839 | 1 | 1.0154 | 1.0149 | 1.0334 | 1.0437 | 1.0474 | 1.0691 | 1.0754 | 1.0976 | 1.1171 | 1.1326 | 1.1478 | 1.1647 | 1.1806 | 1.197 | 1.2172 | 1.2388 | 1.2627 | 1.2891 | 1.3103 | 1.3373 | 1.3642 | 1.3956 | 1.426 | 1.4543 | 1.4833 | 1 | 1.0074 | 1.0088 | 1.0263 | 1.0461 | 1.0508 | 1.0577 | 1.0639 | 1.0713 | 1.0766 | 1.0799 | 1.0811 | 1.0818 | 1.0805 | 1.0794 | 1.09 | 1.1014 | 1.1144 | 1.1296 | 1.1404 | 1.1556 | 1.1704 | 1.1881 | 1.2036 | 1.2168 | 1.2302 | 1 | 1 | 1 | 1 | 1 | 1 | 1 | 1 | 1 | 1 | 1 | 1 | 1 | 1 | 1 | 1 | 1 | 1 | 1 | 1 | 1 | 1 | 1 | 1 | 1 | 1 | 0 | 0 | 0.0061906 | 0.02778 | 0.061744 | 0.1025 | 0.15027 | 0.22123 | 0.29345 | 0.36566 | 0.43787 | 0.51008 | 0.58229 | 0.6545 | 0.72671 | 0.79892 | 0.87114 | 0.94335 | 1 | 1 | 1 | 1 | 1 | 1 | 1 | 1
Utility-Scale Solar | Chemung | C | 2 | 79.7749 | 1193.1905 | 1051.684 | 25.6863 | 0.2015 | 1 | 1.0447 | 1.0541 | 1.0678 | 1.0741 | 1.9686 | 1.9487 | 1.9236 | 1.9103 | 1.8974 | 1.8811 | 1.8614 | 1.841 | 1.8164 | 1.7915 | 1.793 | 1.7951 | 1.801 | 1.8084 | 1.812 | 1.8186 | 1.8237 | 1.8302 | 1.835 | 1.8373 | 1.839 | 1 | 1.0154 | 1.0149 | 1.0334 | 1.0437 | 1.0474 | 1.0691 | 1.0754 | 1.0976 | 1.1171 | 1.1326 | 1.1478 | 1.1647 | 1.1806 | 1.197 | 1.2172 | 1.2388 | 1.2627 | 1.2891 | 1.3103 | 1.3373 | 1.3642 | 1.3956 | 1.426 | 1.4543 | 1.4833 | 1 | 1.0074 | 1.0088 | 1.0263 | 1.0461 | 1.0508 | 1.0577 | 1.0639 | 1.0713 | 1.0766 | 1.0799 | 1.0811 | 1.0818 | 1.0805 | 1.0794 | 1.09 | 1.1014 | 1.1144 | 1.1296 | 1.1404 | 1.1556 | 1.1704 | 1.1881 | 1.2036 | 1.2168 | 1.2302 | 1 | 1 | 1 | 1 | 1 | 1 | 1 | 1 | 1 | 1 | 1 | 1 | 1 | 1 | 1 | 1 | 1 | 1 | 1 | 1 | 1 | 1 | 1 | 1 | 1 | 1 | 0 | 0 | 0 | 0 | 0 | 0 | 0 | 0 | 0 | 0 | 0 | 0 | 0 | 0 | 0 | 0 | 0 | 0 | 0.042337 | 0.23883 | 0.43532 | 0.63181 | 0.8283 | 1 | 1 | 1
Utility-Scale Solar | Chemung | C | 3 | 65.9784 | 1247.6659 | 2055.1219 | 26.4427 | 0.2015 | 1 | 1.0447 | 1.0541 | 1.0678 | 1.0741 | 1.938 | 1.9185 | 1.8938 | 1.8807 | 1.868 | 1.8519 | 1.8325 | 1.8125 | 1.7883 | 1.7638 | 1.7652 | 1.7673 | 1.7731 | 1.7803 | 1.7839 | 1.7904 | 1.7955 | 1.8019 | 1.8066 | 1.8088 | 1.8105 | 1 | 1.0154 | 1.0149 | 1.0334 | 1.0437 | 1.0474 | 1.0691 | 1.0754 | 1.0976 | 1.1171 | 1.1326 | 1.1478 | 1.1647 | 1.1806 | 1.197 | 1.2172 | 1.2388 | 1.2627 | 1.2891 | 1.3103 | 1.3373 | 1.3642 | 1.3956 | 1.426 | 1.4543 | 1.4833 | 1 | 1.0074 | 1.0088 | 1.0263 | 1.0461 | 1.0508 | 1.0577 | 1.0639 | 1.0713 | 1.0766 | 1.0799 | 1.0811 | 1.0818 | 1.0805 | 1.0794 | 1.09 | 1.1014 | 1.1144 | 1.1296 | 1.1404 | 1.1556 | 1.1704 | 1.1881 | 1.2036 | 1.2168 | 1.2302 | 1 | 1 | 1 | 1 | 1 | 1 | 1 | 1 | 1 | 1 | 1 | 1 | 1 | 1 | 1 | 1 | 1 | 1 | 1 | 1 | 1 | 1 | 1 | 1 | 1 | 1 | 0 | 0 | 0 | 0 | 0 | 0 | 0 | 0 | 0 | 0 | 0 | 0 | 0 | 0 | 0 | 0 | 0 | 0 | 0 | 0 | 0 | 0 | 0 | 0.041953 | 0.37441 | 0.70686
Utility-Scale Solar | Chenango | E | 1 | 192.3008 | 1340.7319 | 362.1329 | 24.44 | 0.2015 | 1 | 1.0447 | 1.0541 | 1.0678 | 1.0741 | 1.6669 | 1.6502 | 1.6289 | 1.6176 | 1.6066 | 1.5929 | 1.5761 | 1.5589 | 1.5381 | 1.517 | 1.5183 | 1.5201 | 1.525 | 1.5313 | 1.5343 | 1.5399 | 1.5443 | 1.5498 | 1.5539 | 1.5558 | 1.5573 | 1 | 1.0154 | 1.0149 | 1.0334 | 1.0437 | 1.0474 | 1.0691 | 1.0754 | 1.0976 | 1.1171 | 1.1326 | 1.1478 | 1.1647 | 1.1806 | 1.197 | 1.2172 | 1.2388 | 1.2627 | 1.2891 | 1.3103 | 1.3373 | 1.3642 | 1.3956 | 1.426 | 1.4543 | 1.4833 | 1 | 1.0074 | 1.0088 | 1.0263 | 1.0461 | 1.0508 | 1.0577 | 1.0639 | 1.0713 | 1.0766 | 1.0799 | 1.0811 | 1.0818 | 1.0805 | 1.0794 | 1.09 | 1.1014 | 1.1144 | 1.1296 | 1.1404 | 1.1556 | 1.1704 | 1.1881 | 1.2036 | 1.2168 | 1.2302 | 1 | 1 | 1 | 1 | 1 | 1 | 1 | 1 | 1 | 1 | 1 | 1 | 1 | 1 | 1 | 1 | 1 | 1 | 1 | 1 | 1 | 1 | 1 | 1 | 1 | 1 | 0 | 0 | 0 | 0 | 0 | 0 | 4.421e-17 | 0.082589 | 0.16766 | 0.25272 | 0.33779 | 0.42286 | 0.50793 | 0.59299 | 0.67806 | 0.76313 | 0.84819 | 0.93326 | 1 | 1 | 1 | 1 | 1 | 1 | 1 | 1
Utility-Scale Solar | Chenango | E | 2 | 148.5098 | 1407.4369 | 1002.4759 | 25.656 | 0.2015 | 1 | 1.0447 | 1.0541 | 1.0678 | 1.0741 | 1.6669 | 1.6502 | 1.6289 | 1.6176 | 1.6066 | 1.5929 | 1.5761 | 1.5589 | 1.5381 | 1.517 | 1.5183 | 1.5201 | 1.525 | 1.5313 | 1.5343 | 1.5399 | 1.5443 | 1.5498 | 1.5539 | 1.5558 | 1.5573 | 1 | 1.0154 | 1.0149 | 1.0334 | 1.0437 | 1.0474 | 1.0691 | 1.0754 | 1.0976 | 1.1171 | 1.1326 | 1.1478 | 1.1647 | 1.1806 | 1.197 | 1.2172 | 1.2388 | 1.2627 | 1.2891 | 1.3103 | 1.3373 | 1.3642 | 1.3956 | 1.426 | 1.4543 | 1.4833 | 1 | 1.0074 | 1.0088 | 1.0263 | 1.0461 | 1.0508 | 1.0577 | 1.0639 | 1.0713 | 1.0766 | 1.0799 | 1.0811 | 1.0818 | 1.0805 | 1.0794 | 1.09 | 1.1014 | 1.1144 | 1.1296 | 1.1404 | 1.1556 | 1.1704 | 1.1881 | 1.2036 | 1.2168 | 1.2302 | 1 | 1 | 1 | 1 | 1 | 1 | 1 | 1 | 1 | 1 | 1 | 1 | 1 | 1 | 1 | 1 | 1 | 1 | 1 | 1 | 1 | 1 | 1 | 1 | 1 | 1 | 0 | 0 | 0 | 0 | 0 | 0 | 0 | 0 | 0 | 0 | 0 | 0 | 0 | 0 | 0 | 0 | 0 | 0 | 0.042337 | 0.23883 | 0.43532 | 0.63181 | 0.8283 | 1 | 1 | 1
Utility-Scale Solar | Chenango | E | 3 | 54.3257 | 1429.9142 | 2644.0544 | 26.0657 | 0.2015 | 1 | 1.0447 | 1.0541 | 1.0678 | 1.0741 | 1.6669 | 1.6502 | 1.6289 | 1.6176 | 1.6066 | 1.5929 | 1.5761 | 1.5589 | 1.5381 | 1.517 | 1.5183 | 1.5201 | 1.525 | 1.5313 | 1.5343 | 1.5399 | 1.5443 | 1.5498 | 1.5539 | 1.5558 | 1.5573 | 1 | 1.0154 | 1.0149 | 1.0334 | 1.0437 | 1.0474 | 1.0691 | 1.0754 | 1.0976 | 1.1171 | 1.1326 | 1.1478 | 1.1647 | 1.1806 | 1.197 | 1.2172 | 1.2388 | 1.2627 | 1.2891 | 1.3103 | 1.3373 | 1.3642 | 1.3956 | 1.426 | 1.4543 | 1.4833 | 1 | 1.0074 | 1.0088 | 1.0263 | 1.0461 | 1.0508 | 1.0577 | 1.0639 | 1.0713 | 1.0766 | 1.0799 | 1.0811 | 1.0818 | 1.0805 | 1.0794 | 1.09 | 1.1014 | 1.1144 | 1.1296 | 1.1404 | 1.1556 | 1.1704 | 1.1881 | 1.2036 | 1.2168 | 1.2302 | 1 | 1 | 1 | 1 | 1 | 1 | 1 | 1 | 1 | 1 | 1 | 1 | 1 | 1 | 1 | 1 | 1 | 1 | 1 | 1 | 1 | 1 | 1 | 1 | 1 | 1 | 0 | 0 | 0 | 0 | 0 | 0 | 0 | 0 | 0 | 0 | 0 | 0 | 0 | 0 | 0 | 0 | 0 | 0 | 0 | 0 | 0 | 0 | 0 | 0.041953 | 0.37441 | 0.70686
Utility-Scale Solar | Clinton | D | 1 | 660.7783 | 1322.6559 | 408.5275 | 24.1105 | 0.2041 | 1 | 1.0447 | 1.0541 | 1.0678 | 1.0741 | 1.6669 | 1.6502 | 1.6289 | 1.6176 | 1.6066 | 1.5929 | 1.5761 | 1.5589 | 1.5381 | 1.517 | 1.5183 | 1.5201 | 1.525 | 1.5313 | 1.5343 | 1.5399 | 1.5443 | 1.5498 | 1.5539 | 1.5558 | 1.5573 | 1 | 1.0154 | 1.0149 | 1.0334 | 1.0437 | 1.0474 | 1.0691 | 1.0754 | 1.0976 | 1.1171 | 1.1326 | 1.1478 | 1.1647 | 1.1806 | 1.197 | 1.2172 | 1.2388 | 1.2627 | 1.2891 | 1.3103 | 1.3373 | 1.3642 | 1.3956 | 1.426 | 1.4543 | 1.4833 | 1 | 1.0074 | 1.0088 | 1.0263 | 1.0461 | 1.0508 | 1.0577 | 1.0639 | 1.0713 | 1.0766 | 1.0799 | 1.0811 | 1.0818 | 1.0805 | 1.0794 | 1.09 | 1.1014 | 1.1144 | 1.1296 | 1.1404 | 1.1556 | 1.1704 | 1.1881 | 1.2036 | 1.2168 | 1.2302 | 1 | 1 | 1 | 1 | 1 | 1 | 1 | 1 | 1 | 1 | 1 | 1 | 1 | 1 | 1 | 1 | 1 | 1 | 1 | 1 | 1 | 1 | 1 | 1 | 1 | 1 | 0 | 0 | 0.007439 | 0.033382 | 0.074196 | 0.12317 | 0.18058 | 0.24919 | 0.31881 | 0.38843 | 0.45805 | 0.52767 | 0.59729 | 0.66691 | 0.73653 | 0.80614 | 0.87576 | 0.94538 | 1 | 1 | 1 | 1 | 1 | 1 | 1 | 1
Utility-Scale Solar | Clinton | D | 2 | 638.1435 | 1388.4554 | 952.6655 | 25.31 | 0.2041 | 1 | 1.0447 | 1.0541 | 1.0678 | 1.0741 | 1.6669 | 1.6502 | 1.6289 | 1.6176 | 1.6066 | 1.5929 | 1.5761 | 1.5589 | 1.5381 | 1.517 | 1.5183 | 1.5201 | 1.525 | 1.5313 | 1.5343 | 1.5399 | 1.5443 | 1.5498 | 1.5539 | 1.5558 | 1.5573 | 1 | 1.0154 | 1.0149 | 1.0334 | 1.0437 | 1.0474 | 1.0691 | 1.0754 | 1.0976 | 1.1171 | 1.1326 | 1.1478 | 1.1647 | 1.1806 | 1.197 | 1.2172 | 1.2388 | 1.2627 | 1.2891 | 1.3103 | 1.3373 | 1.3642 | 1.3956 | 1.426 | 1.4543 | 1.4833 | 1 | 1.0074 | 1.0088 | 1.0263 | 1.0461 | 1.0508 | 1.0577 | 1.0639 | 1.0713 | 1.0766 | 1.0799 | 1.0811 | 1.0818 | 1.0805 | 1.0794 | 1.09 | 1.1014 | 1.1144 | 1.1296 | 1.1404 | 1.1556 | 1.1704 | 1.1881 | 1.2036 | 1.2168 | 1.2302 | 1 | 1 | 1 | 1 | 1 | 1 | 1 | 1 | 1 | 1 | 1 | 1 | 1 | 1 | 1 | 1 | 1 | 1 | 1 | 1 | 1 | 1 | 1 | 1 | 1 | 1 | 0 | 0 | 0 | 0 | 0 | 0 | 0 | 0 | 0 | 0 | 0 | 0 | 0 | 0 | 0 | 0 | 0 | 0 | 0.042337 | 0.23883 | 0.43532 | 0.63181 | 0.8283 | 1 | 1 | 1
Utility-Scale Solar | Clinton | D | 3 | 567.7591 | 1425.7497 | 2331.3082 | 25.9898 | 0.2041 | 1 | 1.0447 | 1.0541 | 1.0678 | 1.0741 | 1.6669 | 1.6502 | 1.6289 | 1.6176 | 1.6066 | 1.5929 | 1.5761 | 1.5589 | 1.5381 | 1.517 | 1.5183 | 1.5201 | 1.525 | 1.5313 | 1.5343 | 1.5399 | 1.5443 | 1.5498 | 1.5539 | 1.5558 | 1.5573 | 1 | 1.0154 | 1.0149 | 1.0334 | 1.0437 | 1.0474 | 1.0691 | 1.0754 | 1.0976 | 1.1171 | 1.1326 | 1.1478 | 1.1647 | 1.1806 | 1.197 | 1.2172 | 1.2388 | 1.2627 | 1.2891 | 1.3103 | 1.3373 | 1.3642 | 1.3956 | 1.426 | 1.4543 | 1.4833 | 1 | 1.0074 | 1.0088 | 1.0263 | 1.0461 | 1.0508 | 1.0577 | 1.0639 | 1.0713 | 1.0766 | 1.0799 | 1.0811 | 1.0818 | 1.0805 | 1.0794 | 1.09 | 1.1014 | 1.1144 | 1.1296 | 1.1404 | 1.1556 | 1.1704 | 1.1881 | 1.2036 | 1.2168 | 1.2302 | 1 | 1 | 1 | 1 | 1 | 1 | 1 | 1 | 1 | 1 | 1 | 1 | 1 | 1 | 1 | 1 | 1 | 1 | 1 | 1 | 1 | 1 | 1 | 1 | 1 | 1 | 0 | 0 | 0 | 0 | 0 | 0 | 0 | 0 | 0 | 0 | 0 | 0 | 0 | 0 | 0 | 0 | 0 | 0 | 0 | 0 | 0 | 0 | 0 | 0.041953 | 0.37441 | 0.70686
Utility-Scale Solar | Columbia | F | 1 | 424.565 | 1472.1997 | 383.7717 | 26.8365 | 0.208 | 1 | 1.0447 | 1.0541 | 1.0678 | 1.0741 | 1.6669 | 1.6502 | 1.6289 | 1.6176 | 1.6066 | 1.5929 | 1.5761 | 1.5589 | 1.5381 | 1.517 | 1.5183 | 1.5201 | 1.525 | 1.5313 | 1.5343 | 1.5399 | 1.5443 | 1.5498 | 1.5539 | 1.5558 | 1.5573 | 1 | 1.0154 | 1.0149 | 1.0334 | 1.0437 | 1.0474 | 1.0691 | 1.0754 | 1.0976 | 1.1171 | 1.1326 | 1.1478 | 1.1647 | 1.1806 | 1.197 | 1.2172 | 1.2388 | 1.2627 | 1.2891 | 1.3103 | 1.3373 | 1.3642 | 1.3956 | 1.426 | 1.4543 | 1.4833 | 1 | 1.0074 | 1.0088 | 1.0263 | 1.0461 | 1.0508 | 1.0577 | 1.0639 | 1.0713 | 1.0766 | 1.0799 | 1.0811 | 1.0818 | 1.0805 | 1.0794 | 1.09 | 1.1014 | 1.1144 | 1.1296 | 1.1404 | 1.1556 | 1.1704 | 1.1881 | 1.2036 | 1.2168 | 1.2302 | 1 | 1 | 1 | 1 | 1 | 1 | 1 | 1 | 1 | 1 | 1 | 1 | 1 | 1 | 1 | 1 | 1 | 1 | 1 | 1 | 1 | 1 | 1 | 1 | 1 | 1 | 0 | 0 | 0.0057889 | 0.025977 | 0.057738 | 0.095851 | 0.14052 | 0.21224 | 0.28528 | 0.35833 | 0.43137 | 0.50442 | 0.57747 | 0.65051 | 0.72356 | 0.7966 | 0.86965 | 0.94269 | 1 | 1 | 1 | 1 | 1 | 1 | 1 | 1
Utility-Scale Solar | Columbia | F | 2 | 435.6262 | 1528.0951 | 817.8308 | 27.8554 | 0.208 | 1 | 1.0447 | 1.0541 | 1.0678 | 1.0741 | 1.6669 | 1.6502 | 1.6289 | 1.6176 | 1.6066 | 1.5929 | 1.5761 | 1.5589 | 1.5381 | 1.517 | 1.5183 | 1.5201 | 1.525 | 1.5313 | 1.5343 | 1.5399 | 1.5443 | 1.5498 | 1.5539 | 1.5558 | 1.5573 | 1 | 1.0154 | 1.0149 | 1.0334 | 1.0437 | 1.0474 | 1.0691 | 1.0754 | 1.0976 | 1.1171 | 1.1326 | 1.1478 | 1.1647 | 1.1806 | 1.197 | 1.2172 | 1.2388 | 1.2627 | 1.2891 | 1.3103 | 1.3373 | 1.3642 | 1.3956 | 1.426 | 1.4543 | 1.4833 | 1 | 1.0074 | 1.0088 | 1.0263 | 1.0461 | 1.0508 | 1.0577 | 1.0639 | 1.0713 | 1.0766 | 1.0799 | 1.0811 | 1.0818 | 1.0805 | 1.0794 | 1.09 | 1.1014 | 1.1144 | 1.1296 | 1.1404 | 1.1556 | 1.1704 | 1.1881 | 1.2036 | 1.2168 | 1.2302 | 1 | 1 | 1 | 1 | 1 | 1 | 1 | 1 | 1 | 1 | 1 | 1 | 1 | 1 | 1 | 1 | 1 | 1 | 1 | 1 | 1 | 1 | 1 | 1 | 1 | 1 | 0 | 0 | 0 | 0 | 0 | 0 | 0 | 0 | 0 | 0 | 0 | 0 | 0 | 0 | 0 | 0 | 0 | 0 | 0.042337 | 0.23883 | 0.43532 | 0.63181 | 0.8283 | 1 | 1 | 1
Utility-Scale Solar | Columbia | F | 3 | 333.9678 | 1574.3764 | 1557.6948 | 28.6991 | 0.208 | 1 | 1.0447 | 1.0541 | 1.0678 | 1.0741 | 1.6669 | 1.6502 | 1.6289 | 1.6176 | 1.6066 | 1.5929 | 1.5761 | 1.5589 | 1.5381 | 1.517 | 1.5183 | 1.5201 | 1.525 | 1.5313 | 1.5343 | 1.5399 | 1.5443 | 1.5498 | 1.5539 | 1.5558 | 1.5573 | 1 | 1.0154 | 1.0149 | 1.0334 | 1.0437 | 1.0474 | 1.0691 | 1.0754 | 1.0976 | 1.1171 | 1.1326 | 1.1478 | 1.1647 | 1.1806 | 1.197 | 1.2172 | 1.2388 | 1.2627 | 1.2891 | 1.3103 | 1.3373 | 1.3642 | 1.3956 | 1.426 | 1.4543 | 1.4833 | 1 | 1.0074 | 1.0088 | 1.0263 | 1.0461 | 1.0508 | 1.0577 | 1.0639 | 1.0713 | 1.0766 | 1.0799 | 1.0811 | 1.0818 | 1.0805 | 1.0794 | 1.09 | 1.1014 | 1.1144 | 1.1296 | 1.1404 | 1.1556 | 1.1704 | 1.1881 | 1.2036 | 1.2168 | 1.2302 | 1 | 1 | 1 | 1 | 1 | 1 | 1 | 1 | 1 | 1 | 1 | 1 | 1 | 1 | 1 | 1 | 1 | 1 | 1 | 1 | 1 | 1 | 1 | 1 | 1 | 1 | 0 | 0 | 0 | 0 | 0 | 0 | 0 | 0 | 0 | 0 | 0 | 0 | 0 | 0 | 0 | 0 | 0 | 0 | 0 | 0 | 0 | 0 | 0 | 0.041953 | 0.37441 | 0.70686
Utility-Scale Solar | Cortland | C | 1 | 296.7867 | 1288.1815 | 291.881 | 23.7222 | 0.1958 | 1 | 1.0447 | 1.0541 | 1.0678 | 1.0741 | 1.684 | 1.667 | 1.6455 | 1.6341 | 1.6231 | 1.6091 | 1.5923 | 1.5748 | 1.5538 | 1.5325 | 1.5338 | 1.5356 | 1.5406 | 1.5469 | 1.55 | 1.5557 | 1.5601 | 1.5657 | 1.5698 | 1.5717 | 1.5732 | 1 | 1.0154 | 1.0149 | 1.0334 | 1.0437 | 1.0474 | 1.0691 | 1.0754 | 1.0976 | 1.1171 | 1.1326 | 1.1478 | 1.1647 | 1.1806 | 1.197 | 1.2172 | 1.2388 | 1.2627 | 1.2891 | 1.3103 | 1.3373 | 1.3642 | 1.3956 | 1.426 | 1.4543 | 1.4833 | 1 | 1.0074 | 1.0088 | 1.0263 | 1.0461 | 1.0508 | 1.0577 | 1.0639 | 1.0713 | 1.0766 | 1.0799 | 1.0811 | 1.0818 | 1.0805 | 1.0794 | 1.09 | 1.1014 | 1.1144 | 1.1296 | 1.1404 | 1.1556 | 1.1704 | 1.1881 | 1.2036 | 1.2168 | 1.2302 | 1 | 1 | 1 | 1 | 1 | 1 | 1 | 1 | 1 | 1 | 1 | 1 | 1 | 1 | 1 | 1 | 1 | 1 | 1 | 1 | 1 | 1 | 1 | 1 | 1 | 1 | 0 | 0 | 0.012422 | 0.055743 | 0.12389 | 0.20568 | 0.30154 | 0.36079 | 0.42006 | 0.47933 | 0.5386 | 0.59788 | 0.65715 | 0.71642 | 0.77569 | 0.83496 | 0.89423 | 0.9535 | 1 | 1 | 1 | 1 | 1 | 1 | 1 | 1
Utility-Scale Solar | Cortland | C | 2 | 165.0924 | 1399.6311 | 893.4212 | 25.5137 | 0.1989 | 1 | 1.0447 | 1.0541 | 1.0678 | 1.0741 | 1.6669 | 1.6502 | 1.6289 | 1.6176 | 1.6066 | 1.5929 | 1.5761 | 1.5589 | 1.5381 | 1.517 | 1.5183 | 1.5201 | 1.525 | 1.5313 | 1.5343 | 1.5399 | 1.5443 | 1.5498 | 1.5539 | 1.5558 | 1.5573 | 1 | 1.0154 | 1.0149 | 1.0334 | 1.0437 | 1.0474 | 1.0691 | 1.0754 | 1.0976 | 1.1171 | 1.1326 | 1.1478 | 1.1647 | 1.1806 | 1.197 | 1.2172 | 1.2388 | 1.2627 | 1.2891 | 1.3103 | 1.3373 | 1.3642 | 1.3956 | 1.426 | 1.4543 | 1.4833 | 1 | 1.0074 | 1.0088 | 1.0263 | 1.0461 | 1.0508 | 1.0577 | 1.0639 | 1.0713 | 1.0766 | 1.0799 | 1.0811 | 1.0818 | 1.0805 | 1.0794 | 1.09 | 1.1014 | 1.1144 | 1.1296 | 1.1404 | 1.1556 | 1.1704 | 1.1881 | 1.2036 | 1.2168 | 1.2302 | 1 | 1 | 1 | 1 | 1 | 1 | 1 | 1 | 1 | 1 | 1 | 1 | 1 | 1 | 1 | 1 | 1 | 1 | 1 | 1 | 1 | 1 | 1 | 1 | 1 | 1 | 0 | 0 | 0 | 0 | 0 | 0 | 0 | 0 | 0 | 0 | 0 | 0 | 0 | 0 | 0 | 0 | 0 | 0 | 0.042337 | 0.23883 | 0.43532 | 0.63181 | 0.8283 | 1 | 1 | 1
Utility-Scale Solar | Cortland | C | 3 | 88.2221 | 1434.0306 | 1617.7973 | 26.1407 | 0.1989 | 1 | 1.0447 | 1.0541 | 1.0678 | 1.0741 | 1.6669 | 1.6502 | 1.6289 | 1.6176 | 1.6066 | 1.5929 | 1.5761 | 1.5589 | 1.5381 | 1.517 | 1.5183 | 1.5201 | 1.525 | 1.5313 | 1.5343 | 1.5399 | 1.5443 | 1.5498 | 1.5539 | 1.5558 | 1.5573 | 1 | 1.0154 | 1.0149 | 1.0334 | 1.0437 | 1.0474 | 1.0691 | 1.0754 | 1.0976 | 1.1171 | 1.1326 | 1.1478 | 1.1647 | 1.1806 | 1.197 | 1.2172 | 1.2388 | 1.2627 | 1.2891 | 1.3103 | 1.3373 | 1.3642 | 1.3956 | 1.426 | 1.4543 | 1.4833 | 1 | 1.0074 | 1.0088 | 1.0263 | 1.0461 | 1.0508 | 1.0577 | 1.0639 | 1.0713 | 1.0766 | 1.0799 | 1.0811 | 1.0818 | 1.0805 | 1.0794 | 1.09 | 1.1014 | 1.1144 | 1.1296 | 1.1404 | 1.1556 | 1.1704 | 1.1881 | 1.2036 | 1.2168 | 1.2302 | 1 | 1 | 1 | 1 | 1 | 1 | 1 | 1 | 1 | 1 | 1 | 1 | 1 | 1 | 1 | 1 | 1 | 1 | 1 | 1 | 1 | 1 | 1 | 1 | 1 | 1 | 0 | 0 | 0 | 0 | 0 | 0 | 0 | 0 | 0 | 0 | 0 | 0 | 0 | 0 | 0 | 0 | 0 | 0 | 0 | 0 | 0 | 0 | 0 | 0.041953 | 0.37441 | 0.70686
Utility-Scale Solar | Delaware | E | 1 | 145 | 1240.9996 | 144.5649 | 22.622 | 0.2028 | 1 | 1.0447 | 1.0541 | 1.0678 | 1.0741 | 1.6669 | 1.6502 | 1.6289 | 1.6176 | 1.6066 | 1.5929 | 1.5761 | 1.5589 | 1.5381 | 1.517 | 1.5183 | 1.5201 | 1.525 | 1.5313 | 1.5343 | 1.5399 | 1.5443 | 1.5498 | 1.5539 | 1.5558 | 1.5573 | 1 | 1.0154 | 1.0149 | 1.0334 | 1.0437 | 1.0474 | 1.0691 | 1.0754 | 1.0976 | 1.1171 | 1.1326 | 1.1478 | 1.1647 | 1.1806 | 1.197 | 1.2172 | 1.2388 | 1.2627 | 1.2891 | 1.3103 | 1.3373 | 1.3642 | 1.3956 | 1.426 | 1.4543 | 1.4833 | 1 | 1.0074 | 1.0088 | 1.0263 | 1.0461 | 1.0508 | 1.0577 | 1.0639 | 1.0713 | 1.0766 | 1.0799 | 1.0811 | 1.0818 | 1.0805 | 1.0794 | 1.09 | 1.1014 | 1.1144 | 1.1296 | 1.1404 | 1.1556 | 1.1704 | 1.1881 | 1.2036 | 1.2168 | 1.2302 | 1 | 1 | 1 | 1 | 1 | 1 | 1 | 1 | 1 | 1 | 1 | 1 | 1 | 1 | 1 | 1 | 1 | 1 | 1 | 1 | 1 | 1 | 1 | 1 | 1 | 1 | 0 | 0 | 0 | 0 | 0 | 0 | 0 | 0 | 0 | 0 | 0 | 0 | 0 | 0 | 0 | 0 | 0 | 0 | 0 | 0 | 0 | 0 | 0 | 0 | 0 | 0
Utility-Scale Solar | Delaware | E | 2 | 57.9762 | 1398.5957 | 935.2566 | 25.4948 | 0.2028 | 1 | 1.0447 | 1.0541 | 1.0678 | 1.0741 | 1.6669 | 1.6502 | 1.6289 | 1.6176 | 1.6066 | 1.5929 | 1.5761 | 1.5589 | 1.5381 | 1.517 | 1.5183 | 1.5201 | 1.525 | 1.5313 | 1.5343 | 1.5399 | 1.5443 | 1.5498 | 1.5539 | 1.5558 | 1.5573 | 1 | 1.0154 | 1.0149 | 1.0334 | 1.0437 | 1.0474 | 1.0691 | 1.0754 | 1.0976 | 1.1171 | 1.1326 | 1.1478 | 1.1647 | 1.1806 | 1.197 | 1.2172 | 1.2388 | 1.2627 | 1.2891 | 1.3103 | 1.3373 | 1.3642 | 1.3956 | 1.426 | 1.4543 | 1.4833 | 1 | 1.0074 | 1.0088 | 1.0263 | 1.0461 | 1.0508 | 1.0577 | 1.0639 | 1.0713 | 1.0766 | 1.0799 | 1.0811 | 1.0818 | 1.0805 | 1.0794 | 1.09 | 1.1014 | 1.1144 | 1.1296 | 1.1404 | 1.1556 | 1.1704 | 1.1881 | 1.2036 | 1.2168 | 1.2302 | 1 | 1 | 1 | 1 | 1 | 1 | 1 | 1 | 1 | 1 | 1 | 1 | 1 | 1 | 1 | 1 | 1 | 1 | 1 | 1 | 1 | 1 | 1 | 1 | 1 | 1 | 0 | 0 | 0 | 0 | 0 | 0 | 0 | 0 | 0 | 0 | 0 | 0 | 0 | 0 | 0 | 0 | 0 | 0 | 0.042337 | 0.23883 | 0.43532 | 0.63181 | 0.8283 | 1 | 1 | 1
Utility-Scale Solar | Delaware | E | 3 | 81.4142 | 1432.6942 | 1454.0385 | 26.1164 | 0.2028 | 1 | 1.0447 | 1.0541 | 1.0678 | 1.0741 | 1.6669 | 1.6502 | 1.6289 | 1.6176 | 1.6066 | 1.5929 | 1.5761 | 1.5589 | 1.5381 | 1.517 | 1.5183 | 1.5201 | 1.525 | 1.5313 | 1.5343 | 1.5399 | 1.5443 | 1.5498 | 1.5539 | 1.5558 | 1.5573 | 1 | 1.0154 | 1.0149 | 1.0334 | 1.0437 | 1.0474 | 1.0691 | 1.0754 | 1.0976 | 1.1171 | 1.1326 | 1.1478 | 1.1647 | 1.1806 | 1.197 | 1.2172 | 1.2388 | 1.2627 | 1.2891 | 1.3103 | 1.3373 | 1.3642 | 1.3956 | 1.426 | 1.4543 | 1.4833 | 1 | 1.0074 | 1.0088 | 1.0263 | 1.0461 | 1.0508 | 1.0577 | 1.0639 | 1.0713 | 1.0766 | 1.0799 | 1.0811 | 1.0818 | 1.0805 | 1.0794 | 1.09 | 1.1014 | 1.1144 | 1.1296 | 1.1404 | 1.1556 | 1.1704 | 1.1881 | 1.2036 | 1.2168 | 1.2302 | 1 | 1 | 1 | 1 | 1 | 1 | 1 | 1 | 1 | 1 | 1 | 1 | 1 | 1 | 1 | 1 | 1 | 1 | 1 | 1 | 1 | 1 | 1 | 1 | 1 | 1 | 0 | 0 | 0 | 0 | 0 | 0 | 0 | 0 | 0 | 0 | 0 | 0 | 0 | 0 | 0 | 0 | 0 | 0 | 0 | 0 | 0 | 0 | 0 | 0.041953 | 0.37441 | 0.70686
Utility-Scale Solar | Dutchess | G | 1 | 429.3576 | 1520.8186 | 342.376 | 27.7228 | 0.2132 | 1 | 1.0447 | 1.0541 | 1.0678 | 1.0741 | 1.6669 | 1.6502 | 1.6289 | 1.6176 | 1.6066 | 1.5929 | 1.5761 | 1.5589 | 1.5381 | 1.517 | 1.5183 | 1.5201 | 1.525 | 1.5313 | 1.5343 | 1.5399 | 1.5443 | 1.5498 | 1.5539 | 1.5558 | 1.5573 | 1 | 1.0154 | 1.0149 | 1.0334 | 1.0437 | 1.0474 | 1.0691 | 1.0754 | 1.0976 | 1.1171 | 1.1326 | 1.1478 | 1.1647 | 1.1806 | 1.197 | 1.2172 | 1.2388 | 1.2627 | 1.2891 | 1.3103 | 1.3373 | 1.3642 | 1.3956 | 1.426 | 1.4543 | 1.4833 | 1 | 1.0074 | 1.0088 | 1.0263 | 1.0461 | 1.0508 | 1.0577 | 1.0639 | 1.0713 | 1.0766 | 1.0799 | 1.0811 | 1.0818 | 1.0805 | 1.0794 | 1.09 | 1.1014 | 1.1144 | 1.1296 | 1.1404 | 1.1556 | 1.1704 | 1.1881 | 1.2036 | 1.2168 | 1.2302 | 1 | 1 | 1 | 1 | 1 | 1 | 1 | 1 | 1 | 1 | 1 | 1 | 1 | 1 | 1 | 1 | 1 | 1 | 1 | 1 | 1 | 1 | 1 | 1 | 1 | 1 | 0 | 0 | 0 | 0 | 0 | 0 | 4.421e-17 | 0.082589 | 0.16766 | 0.25272 | 0.33779 | 0.42286 | 0.50793 | 0.59299 | 0.67806 | 0.76313 | 0.84819 | 0.93326 | 1 | 1 | 1 | 1 | 1 | 1 | 1 | 1
Utility-Scale Solar | Dutchess | G | 2 | 486.5524 | 1587.6199 | 801.6776 | 28.9405 | 0.2132 | 1 | 1.0447 | 1.0541 | 1.0678 | 1.0741 | 1.6669 | 1.6502 | 1.6289 | 1.6176 | 1.6066 | 1.5929 | 1.5761 | 1.5589 | 1.5381 | 1.517 | 1.5183 | 1.5201 | 1.525 | 1.5313 | 1.5343 | 1.5399 | 1.5443 | 1.5498 | 1.5539 | 1.5558 | 1.5573 | 1 | 1.0154 | 1.0149 | 1.0334 | 1.0437 | 1.0474 | 1.0691 | 1.0754 | 1.0976 | 1.1171 | 1.1326 | 1.1478 | 1.1647 | 1.1806 | 1.197 | 1.2172 | 1.2388 | 1.2627 | 1.2891 | 1.3103 | 1.3373 | 1.3642 | 1.3956 | 1.426 | 1.4543 | 1.4833 | 1 | 1.0074 | 1.0088 | 1.0263 | 1.0461 | 1.0508 | 1.0577 | 1.0639 | 1.0713 | 1.0766 | 1.0799 | 1.0811 | 1.0818 | 1.0805 | 1.0794 | 1.09 | 1.1014 | 1.1144 | 1.1296 | 1.1404 | 1.1556 | 1.1704 | 1.1881 | 1.2036 | 1.2168 | 1.2302 | 1 | 1 | 1 | 1 | 1 | 1 | 1 | 1 | 1 | 1 | 1 | 1 | 1 | 1 | 1 | 1 | 1 | 1 | 1 | 1 | 1 | 1 | 1 | 1 | 1 | 1 | 0 | 0 | 0 | 0 | 0 | 0 | 0 | 0 | 0 | 0 | 0 | 0 | 0 | 0 | 0 | 0 | 0 | 0 | 0.042337 | 0.23883 | 0.43532 | 0.63181 | 0.8283 | 1 | 1 | 1
Utility-Scale Solar | Dutchess | G | 3 | 260.0108 | 1643.1337 | 1822.0677 | 29.9525 | 0.2132 | 1 | 1.0447 | 1.0541 | 1.0678 | 1.0741 | 1.6669 | 1.6502 | 1.6289 | 1.6176 | 1.6066 | 1.5929 | 1.5761 | 1.5589 | 1.5381 | 1.517 | 1.5183 | 1.5201 | 1.525 | 1.5313 | 1.5343 | 1.5399 | 1.5443 | 1.5498 | 1.5539 | 1.5558 | 1.5573 | 1 | 1.0154 | 1.0149 | 1.0334 | 1.0437 | 1.0474 | 1.0691 | 1.0754 | 1.0976 | 1.1171 | 1.1326 | 1.1478 | 1.1647 | 1.1806 | 1.197 | 1.2172 | 1.2388 | 1.2627 | 1.2891 | 1.3103 | 1.3373 | 1.3642 | 1.3956 | 1.426 | 1.4543 | 1.4833 | 1 | 1.0074 | 1.0088 | 1.0263 | 1.0461 | 1.0508 | 1.0577 | 1.0639 | 1.0713 | 1.0766 | 1.0799 | 1.0811 | 1.0818 | 1.0805 | 1.0794 | 1.09 | 1.1014 | 1.1144 | 1.1296 | 1.1404 | 1.1556 | 1.1704 | 1.1881 | 1.2036 | 1.2168 | 1.2302 | 1 | 1 | 1 | 1 | 1 | 1 | 1 | 1 | 1 | 1 | 1 | 1 | 1 | 1 | 1 | 1 | 1 | 1 | 1 | 1 | 1 | 1 | 1 | 1 | 1 | 1 | 0 | 0 | 0 | 0 | 0 | 0 | 0 | 0 | 0 | 0 | 0 | 0 | 0 | 0 | 0 | 0 | 0 | 0 | 0 | 0 | 0 | 0 | 0 | 0.041953 | 0.37441 | 0.70686
Utility-Scale Solar | Erie | A | 1 | 2681.8675 | 1148.6316 | 485.8571 | 24.7239 | 0.2015 | 1 | 1.0447 | 1.0541 | 1.0678 | 1.0741 | 1.9683 | 1.9485 | 1.9234 | 1.91 | 1.8971 | 1.8808 | 1.8611 | 1.8408 | 1.8162 | 1.7913 | 1.7928 | 1.7949 | 1.8008 | 1.8081 | 1.8117 | 1.8183 | 1.8235 | 1.83 | 1.8348 | 1.837 | 1.8388 | 1 | 1.0154 | 1.0149 | 1.0334 | 1.0437 | 1.0474 | 1.0691 | 1.0754 | 1.0976 | 1.1171 | 1.1326 | 1.1478 | 1.1647 | 1.1806 | 1.197 | 1.2172 | 1.2388 | 1.2627 | 1.2891 | 1.3103 | 1.3373 | 1.3642 | 1.3956 | 1.426 | 1.4543 | 1.4833 | 1 | 1.0074 | 1.0088 | 1.0263 | 1.0461 | 1.0508 | 1.0577 | 1.0639 | 1.0713 | 1.0766 | 1.0799 | 1.0811 | 1.0818 | 1.0805 | 1.0794 | 1.09 | 1.1014 | 1.1144 | 1.1296 | 1.1404 | 1.1556 | 1.1704 | 1.1881 | 1.2036 | 1.2168 | 1.2302 | 1 | 1 | 1 | 1 | 1 | 1 | 1 | 1 | 1 | 1 | 1 | 1 | 1 | 1 | 1 | 1 | 1 | 1 | 1 | 1 | 1 | 1 | 1 | 1 | 1 | 1 | 0 | 0 | 0 | 0 | 0 | 0 | 4.421e-17 | 0.082589 | 0.16766 | 0.25272 | 0.33779 | 0.42286 | 0.50793 | 0.59299 | 0.67806 | 0.76313 | 0.84819 | 0.93326 | 1 | 1 | 1 | 1 | 1 | 1 | 1 | 1
Utility-Scale Solar | Erie | A | 2 | 858.781 | 1197.7157 | 1077.701 | 25.7837 | 0.2015 | 1 | 1.0447 | 1.0541 | 1.0678 | 1.0741 | 1.9686 | 1.9487 | 1.9236 | 1.9103 | 1.8974 | 1.8811 | 1.8614 | 1.841 | 1.8164 | 1.7915 | 1.793 | 1.7951 | 1.801 | 1.8084 | 1.812 | 1.8186 | 1.8237 | 1.8302 | 1.835 | 1.8373 | 1.839 | 1 | 1.0154 | 1.0149 | 1.0334 | 1.0437 | 1.0474 | 1.0691 | 1.0754 | 1.0976 | 1.1171 | 1.1326 | 1.1478 | 1.1647 | 1.1806 | 1.197 | 1.2172 | 1.2388 | 1.2627 | 1.2891 | 1.3103 | 1.3373 | 1.3642 | 1.3956 | 1.426 | 1.4543 | 1.4833 | 1 | 1.0074 | 1.0088 | 1.0263 | 1.0461 | 1.0508 | 1.0577 | 1.0639 | 1.0713 | 1.0766 | 1.0799 | 1.0811 | 1.0818 | 1.0805 | 1.0794 | 1.09 | 1.1014 | 1.1144 | 1.1296 | 1.1404 | 1.1556 | 1.1704 | 1.1881 | 1.2036 | 1.2168 | 1.2302 | 1 | 1 | 1 | 1 | 1 | 1 | 1 | 1 | 1 | 1 | 1 | 1 | 1 | 1 | 1 | 1 | 1 | 1 | 1 | 1 | 1 | 1 | 1 | 1 | 1 | 1 | 0 | 0 | 0 | 0 | 0 | 0 | 0 | 0 | 0 | 0 | 0 | 0 | 0 | 0 | 0 | 0 | 0 | 0 | 0.042337 | 0.23883 | 0.43532 | 0.63181 | 0.8283 | 1 | 1 | 1
Utility-Scale Solar | Erie | A | 3 | 280.3149 | 1235.8492 | 1958.6425 | 26.4196 | 0.2015 | 1 | 1.0447 | 1.0541 | 1.0678 | 1.0741 | 1.9549 | 1.9352 | 1.9102 | 1.897 | 1.8842 | 1.868 | 1.8484 | 1.8282 | 1.8038 | 1.7791 | 1.7806 | 1.7827 | 1.7885 | 1.7958 | 1.7994 | 1.8059 | 1.8111 | 1.8175 | 1.8223 | 1.8245 | 1.8263 | 1 | 1.0154 | 1.0149 | 1.0334 | 1.0437 | 1.0474 | 1.0691 | 1.0754 | 1.0976 | 1.1171 | 1.1326 | 1.1478 | 1.1647 | 1.1806 | 1.197 | 1.2172 | 1.2388 | 1.2627 | 1.2891 | 1.3103 | 1.3373 | 1.3642 | 1.3956 | 1.426 | 1.4543 | 1.4833 | 1 | 1.0074 | 1.0088 | 1.0263 | 1.0461 | 1.0508 | 1.0577 | 1.0639 | 1.0713 | 1.0766 | 1.0799 | 1.0811 | 1.0818 | 1.0805 | 1.0794 | 1.09 | 1.1014 | 1.1144 | 1.1296 | 1.1404 | 1.1556 | 1.1704 | 1.1881 | 1.2036 | 1.2168 | 1.2302 | 1 | 1 | 1 | 1 | 1 | 1 | 1 | 1 | 1 | 1 | 1 | 1 | 1 | 1 | 1 | 1 | 1 | 1 | 1 | 1 | 1 | 1 | 1 | 1 | 1 | 1 | 0 | 0 | 0 | 0 | 0 | 0 | 0 | 0 | 0 | 0 | 0 | 0 | 0 | 0 | 0 | 0 | 0 | 0 | 0 | 0 | 0 | 0 | 0 | 0.041953 | 0.37441 | 0.70686
Utility-Scale Solar | Essex | F | 1 | 60 | 1483.3787 | 227.6593 | 27.0403 | 0.2093 | 1 | 1.0447 | 1.0541 | 1.0678 | 1.0741 | 1.6669 | 1.6502 | 1.6289 | 1.6176 | 1.6066 | 1.5929 | 1.5761 | 1.5589 | 1.5381 | 1.517 | 1.5183 | 1.5201 | 1.525 | 1.5313 | 1.5343 | 1.5399 | 1.5443 | 1.5498 | 1.5539 | 1.5558 | 1.5573 | 1 | 1.0154 | 1.0149 | 1.0334 | 1.0437 | 1.0474 | 1.0691 | 1.0754 | 1.0976 | 1.1171 | 1.1326 | 1.1478 | 1.1647 | 1.1806 | 1.197 | 1.2172 | 1.2388 | 1.2627 | 1.2891 | 1.3103 | 1.3373 | 1.3642 | 1.3956 | 1.426 | 1.4543 | 1.4833 | 1 | 1.0074 | 1.0088 | 1.0263 | 1.0461 | 1.0508 | 1.0577 | 1.0639 | 1.0713 | 1.0766 | 1.0799 | 1.0811 | 1.0818 | 1.0805 | 1.0794 | 1.09 | 1.1014 | 1.1144 | 1.1296 | 1.1404 | 1.1556 | 1.1704 | 1.1881 | 1.2036 | 1.2168 | 1.2302 | 1 | 1 | 1 | 1 | 1 | 1 | 1 | 1 | 1 | 1 | 1 | 1 | 1 | 1 | 1 | 1 | 1 | 1 | 1 | 1 | 1 | 1 | 1 | 1 | 1 | 1 | 0 | 0 | 0.027309 | 0.12255 | 0.27237 | 0.45216 | 0.66291 | 0.6942 | 0.72255 | 0.75091 | 0.77926 | 0.80762 | 0.83598 | 0.86433 | 0.89269 | 0.92104 | 0.9494 | 0.97775 | 1 | 1 | 1 | 1 | 1 | 1 | 1 | 1
Utility-Scale Solar | Franklin | E | 1 | 2860.0057 | 1294.2209 | 269.7093 | 23.5922 | 0.2015 | 1 | 1.0447 | 1.0541 | 1.0678 | 1.0741 | 1.6669 | 1.6502 | 1.6289 | 1.6176 | 1.6066 | 1.5929 | 1.5761 | 1.5589 | 1.5381 | 1.517 | 1.5183 | 1.5201 | 1.525 | 1.5313 | 1.5343 | 1.5399 | 1.5443 | 1.5498 | 1.5539 | 1.5558 | 1.5573 | 1 | 1.0154 | 1.0149 | 1.0334 | 1.0437 | 1.0474 | 1.0691 | 1.0754 | 1.0976 | 1.1171 | 1.1326 | 1.1478 | 1.1647 | 1.1806 | 1.197 | 1.2172 | 1.2388 | 1.2627 | 1.2891 | 1.3103 | 1.3373 | 1.3642 | 1.3956 | 1.426 | 1.4543 | 1.4833 | 1 | 1.0074 | 1.0088 | 1.0263 | 1.0461 | 1.0508 | 1.0577 | 1.0639 | 1.0713 | 1.0766 | 1.0799 | 1.0811 | 1.0818 | 1.0805 | 1.0794 | 1.09 | 1.1014 | 1.1144 | 1.1296 | 1.1404 | 1.1556 | 1.1704 | 1.1881 | 1.2036 | 1.2168 | 1.2302 | 1 | 1 | 1 | 1 | 1 | 1 | 1 | 1 | 1 | 1 | 1 | 1 | 1 | 1 | 1 | 1 | 1 | 1 | 1 | 1 | 1 | 1 | 1 | 1 | 1 | 1 | 0 | 0 | 0.0078775 | 0.03535 | 0.078569 | 0.13043 | 0.19122 | 0.25613 | 0.32186 | 0.38759 | 0.45333 | 0.51906 | 0.5848 | 0.65053 | 0.71626 | 0.782 | 0.84773 | 0.91346 | 0.96504 | 0.96504 | 0.96504 | 0.96504 | 0.96504 | 0.96504 | 0.96504 | 0.96504
Utility-Scale Solar | Franklin | E | 2 | 705.4221 | 1395.5945 | 900.998 | 25.4401 | 0.2015 | 1 | 1.0447 | 1.0541 | 1.0678 | 1.0741 | 1.6669 | 1.6502 | 1.6289 | 1.6176 | 1.6066 | 1.5929 | 1.5761 | 1.5589 | 1.5381 | 1.517 | 1.5183 | 1.5201 | 1.525 | 1.5313 | 1.5343 | 1.5399 | 1.5443 | 1.5498 | 1.5539 | 1.5558 | 1.5573 | 1 | 1.0154 | 1.0149 | 1.0334 | 1.0437 | 1.0474 | 1.0691 | 1.0754 | 1.0976 | 1.1171 | 1.1326 | 1.1478 | 1.1647 | 1.1806 | 1.197 | 1.2172 | 1.2388 | 1.2627 | 1.2891 | 1.3103 | 1.3373 | 1.3642 | 1.3956 | 1.426 | 1.4543 | 1.4833 | 1 | 1.0074 | 1.0088 | 1.0263 | 1.0461 | 1.0508 | 1.0577 | 1.0639 | 1.0713 | 1.0766 | 1.0799 | 1.0811 | 1.0818 | 1.0805 | 1.0794 | 1.09 | 1.1014 | 1.1144 | 1.1296 | 1.1404 | 1.1556 | 1.1704 | 1.1881 | 1.2036 | 1.2168 | 1.2302 | 1 | 1 | 1 | 1 | 1 | 1 | 1 | 1 | 1 | 1 | 1 | 1 | 1 | 1 | 1 | 1 | 1 | 1 | 1 | 1 | 1 | 1 | 1 | 1 | 1 | 1 | 0 | 0 | 0 | 0 | 0 | 0 | 0 | 0 | 0 | 0 | 0 | 0 | 0 | 0 | 0 | 0 | 0 | 0 | 0.042337 | 0.23883 | 0.43532 | 0.63181 | 0.8283 | 1 | 1 | 1
Utility-Scale Solar | Franklin | E | 3 | 648.3255 | 1424.0529 | 2088.7506 | 25.9589 | 0.2015 | 1 | 1.0447 | 1.0541 | 1.0678 | 1.0741 | 1.6669 | 1.6502 | 1.6289 | 1.6176 | 1.6066 | 1.5929 | 1.5761 | 1.5589 | 1.5381 | 1.517 | 1.5183 | 1.5201 | 1.525 | 1.5313 | 1.5343 | 1.5399 | 1.5443 | 1.5498 | 1.5539 | 1.5558 | 1.5573 | 1 | 1.0154 | 1.0149 | 1.0334 | 1.0437 | 1.0474 | 1.0691 | 1.0754 | 1.0976 | 1.1171 | 1.1326 | 1.1478 | 1.1647 | 1.1806 | 1.197 | 1.2172 | 1.2388 | 1.2627 | 1.2891 | 1.3103 | 1.3373 | 1.3642 | 1.3956 | 1.426 | 1.4543 | 1.4833 | 1 | 1.0074 | 1.0088 | 1.0263 | 1.0461 | 1.0508 | 1.0577 | 1.0639 | 1.0713 | 1.0766 | 1.0799 | 1.0811 | 1.0818 | 1.0805 | 1.0794 | 1.09 | 1.1014 | 1.1144 | 1.1296 | 1.1404 | 1.1556 | 1.1704 | 1.1881 | 1.2036 | 1.2168 | 1.2302 | 1 | 1 | 1 | 1 | 1 | 1 | 1 | 1 | 1 | 1 | 1 | 1 | 1 | 1 | 1 | 1 | 1 | 1 | 1 | 1 | 1 | 1 | 1 | 1 | 1 | 1 | 0 | 0 | 0 | 0 | 0 | 0 | 0 | 0 | 0 | 0 | 0 | 0 | 0 | 0 | 0 | 0 | 0 | 0 | 0 | 0 | 0 | 0 | 0 | 0.041953 | 0.37441 | 0.70686
Utility-Scale Solar | Fulton | F | 1 | 552.869 | 1439.8556 | 240.8172 | 26.2469 | 0.2054 | 1 | 1.0447 | 1.0541 | 1.0678 | 1.0741 | 1.6669 | 1.6502 | 1.6289 | 1.6176 | 1.6066 | 1.5929 | 1.5761 | 1.5589 | 1.5381 | 1.517 | 1.5183 | 1.5201 | 1.525 | 1.5313 | 1.5343 | 1.5399 | 1.5443 | 1.5498 | 1.5539 | 1.5558 | 1.5573 | 1 | 1.0154 | 1.0149 | 1.0334 | 1.0437 | 1.0474 | 1.0691 | 1.0754 | 1.0976 | 1.1171 | 1.1326 | 1.1478 | 1.1647 | 1.1806 | 1.197 | 1.2172 | 1.2388 | 1.2627 | 1.2891 | 1.3103 | 1.3373 | 1.3642 | 1.3956 | 1.426 | 1.4543 | 1.4833 | 1 | 1.0074 | 1.0088 | 1.0263 | 1.0461 | 1.0508 | 1.0577 | 1.0639 | 1.0713 | 1.0766 | 1.0799 | 1.0811 | 1.0818 | 1.0805 | 1.0794 | 1.09 | 1.1014 | 1.1144 | 1.1296 | 1.1404 | 1.1556 | 1.1704 | 1.1881 | 1.2036 | 1.2168 | 1.2302 | 1 | 1 | 1 | 1 | 1 | 1 | 1 | 1 | 1 | 1 | 1 | 1 | 1 | 1 | 1 | 1 | 1 | 1 | 1 | 1 | 1 | 1 | 1 | 1 | 1 | 1 | 0 | 0 | 0 | 0 | 0 | 0 | 4.421e-17 | 0.082589 | 0.16766 | 0.25272 | 0.33779 | 0.42286 | 0.50793 | 0.59299 | 0.67806 | 0.76313 | 0.84819 | 0.93326 | 1 | 1 | 1 | 1 | 1 | 1 | 1 | 1
Utility-Scale Solar | Fulton | F | 2 | 276.3039 | 1528.9045 | 772.8241 | 27.8702 | 0.2054 | 1 | 1.0447 | 1.0541 | 1.0678 | 1.0741 | 1.6669 | 1.6502 | 1.6289 | 1.6176 | 1.6066 | 1.5929 | 1.5761 | 1.5589 | 1.5381 | 1.517 | 1.5183 | 1.5201 | 1.525 | 1.5313 | 1.5343 | 1.5399 | 1.5443 | 1.5498 | 1.5539 | 1.5558 | 1.5573 | 1 | 1.0154 | 1.0149 | 1.0334 | 1.0437 | 1.0474 | 1.0691 | 1.0754 | 1.0976 | 1.1171 | 1.1326 | 1.1478 | 1.1647 | 1.1806 | 1.197 | 1.2172 | 1.2388 | 1.2627 | 1.2891 | 1.3103 | 1.3373 | 1.3642 | 1.3956 | 1.426 | 1.4543 | 1.4833 | 1 | 1.0074 | 1.0088 | 1.0263 | 1.0461 | 1.0508 | 1.0577 | 1.0639 | 1.0713 | 1.0766 | 1.0799 | 1.0811 | 1.0818 | 1.0805 | 1.0794 | 1.09 | 1.1014 | 1.1144 | 1.1296 | 1.1404 | 1.1556 | 1.1704 | 1.1881 | 1.2036 | 1.2168 | 1.2302 | 1 | 1 | 1 | 1 | 1 | 1 | 1 | 1 | 1 | 1 | 1 | 1 | 1 | 1 | 1 | 1 | 1 | 1 | 1 | 1 | 1 | 1 | 1 | 1 | 1 | 1 | 0 | 0 | 0 | 0 | 0 | 0 | 0 | 0 | 0 | 0 | 0 | 0 | 0 | 0 | 0 | 0 | 0 | 0 | 0.042337 | 0.23883 | 0.43532 | 0.63181 | 0.8283 | 1 | 1 | 1
Utility-Scale Solar | Fulton | F | 3 | 216.0227 | 1585.7246 | 1691.6408 | 28.906 | 0.2054 | 1 | 1.0447 | 1.0541 | 1.0678 | 1.0741 | 1.6669 | 1.6502 | 1.6289 | 1.6176 | 1.6066 | 1.5929 | 1.5761 | 1.5589 | 1.5381 | 1.517 | 1.5183 | 1.5201 | 1.525 | 1.5313 | 1.5343 | 1.5399 | 1.5443 | 1.5498 | 1.5539 | 1.5558 | 1.5573 | 1 | 1.0154 | 1.0149 | 1.0334 | 1.0437 | 1.0474 | 1.0691 | 1.0754 | 1.0976 | 1.1171 | 1.1326 | 1.1478 | 1.1647 | 1.1806 | 1.197 | 1.2172 | 1.2388 | 1.2627 | 1.2891 | 1.3103 | 1.3373 | 1.3642 | 1.3956 | 1.426 | 1.4543 | 1.4833 | 1 | 1.0074 | 1.0088 | 1.0263 | 1.0461 | 1.0508 | 1.0577 | 1.0639 | 1.0713 | 1.0766 | 1.0799 | 1.0811 | 1.0818 | 1.0805 | 1.0794 | 1.09 | 1.1014 | 1.1144 | 1.1296 | 1.1404 | 1.1556 | 1.1704 | 1.1881 | 1.2036 | 1.2168 | 1.2302 | 1 | 1 | 1 | 1 | 1 | 1 | 1 | 1 | 1 | 1 | 1 | 1 | 1 | 1 | 1 | 1 | 1 | 1 | 1 | 1 | 1 | 1 | 1 | 1 | 1 | 1 | 0 | 0 | 0 | 0 | 0 | 0 | 0 | 0 | 0 | 0 | 0 | 0 | 0 | 0 | 0 | 0 | 0 | 0 | 0 | 0 | 0 | 0 | 0 | 0.041953 | 0.37441 | 0.70686
Utility-Scale Solar | Genesee | A | 1 | 2455.2644 | 1084.5136 | 185.3807 | 20.1867 | 0.18824 | 1 | 1.0447 | 1.0541 | 1.0678 | 1.0741 | 1.7021 | 1.685 | 1.6632 | 1.6517 | 1.6406 | 1.6265 | 1.6094 | 1.5918 | 1.5706 | 1.549 | 1.5503 | 1.5522 | 1.5572 | 1.5636 | 1.5667 | 1.5724 | 1.5769 | 1.5825 | 1.5867 | 1.5886 | 1.5901 | 1 | 1.0154 | 1.0149 | 1.0334 | 1.0437 | 1.0474 | 1.0691 | 1.0754 | 1.0976 | 1.1171 | 1.1326 | 1.1478 | 1.1647 | 1.1806 | 1.197 | 1.2172 | 1.2388 | 1.2627 | 1.2891 | 1.3103 | 1.3373 | 1.3642 | 1.3956 | 1.426 | 1.4543 | 1.4833 | 1 | 1.0074 | 1.0088 | 1.0263 | 1.0461 | 1.0508 | 1.0577 | 1.0639 | 1.0713 | 1.0766 | 1.0799 | 1.0811 | 1.0818 | 1.0805 | 1.0794 | 1.09 | 1.1014 | 1.1144 | 1.1296 | 1.1404 | 1.1556 | 1.1704 | 1.1881 | 1.2036 | 1.2168 | 1.2302 | 1 | 1 | 1 | 1 | 1 | 1 | 1 | 1 | 1 | 1 | 1 | 1 | 1 | 1 | 1 | 1 | 1 | 1 | 1 | 1 | 1 | 1 | 1 | 1 | 1 | 1 | 0 | 0 | 0.0067202 | 0.030157 | 0.067026 | 0.11127 | 0.16313 | 0.20686 | 0.25095 | 0.29503 | 0.33912 | 0.38321 | 0.42729 | 0.47138 | 0.51547 | 0.55955 | 0.60364 | 0.64773 | 0.68232 | 0.68232 | 0.68232 | 0.68232 | 0.68232 | 0.68232 | 0.68232 | 0.68232
Utility-Scale Solar | Genesee | A | 2 | 69.5178 | 1230.3006 | 1062.4145 | 25.8525 | 0.2015 | 1 | 1.0447 | 1.0541 | 1.0678 | 1.0741 | 1.9215 | 1.9022 | 1.8777 | 1.8646 | 1.852 | 1.8361 | 1.8169 | 1.797 | 1.773 | 1.7487 | 1.7502 | 1.7523 | 1.758 | 1.7652 | 1.7687 | 1.7751 | 1.7802 | 1.7865 | 1.7912 | 1.7934 | 1.7951 | 1 | 1.0154 | 1.0149 | 1.0334 | 1.0437 | 1.0474 | 1.0691 | 1.0754 | 1.0976 | 1.1171 | 1.1326 | 1.1478 | 1.1647 | 1.1806 | 1.197 | 1.2172 | 1.2388 | 1.2627 | 1.2891 | 1.3103 | 1.3373 | 1.3642 | 1.3956 | 1.426 | 1.4543 | 1.4833 | 1 | 1.0074 | 1.0088 | 1.0263 | 1.0461 | 1.0508 | 1.0577 | 1.0639 | 1.0713 | 1.0766 | 1.0799 | 1.0811 | 1.0818 | 1.0805 | 1.0794 | 1.09 | 1.1014 | 1.1144 | 1.1296 | 1.1404 | 1.1556 | 1.1704 | 1.1881 | 1.2036 | 1.2168 | 1.2302 | 1 | 1 | 1 | 1 | 1 | 1 | 1 | 1 | 1 | 1 | 1 | 1 | 1 | 1 | 1 | 1 | 1 | 1 | 1 | 1 | 1 | 1 | 1 | 1 | 1 | 1 | 0 | 0 | 0 | 0 | 0 | 0 | 0 | 0 | 0 | 0 | 0 | 0 | 0 | 0 | 0 | 0 | 0 | 0 | 0.042337 | 0.23883 | 0.43532 | 0.63181 | 0.8283 | 1 | 1 | 1
Utility-Scale Solar | Genesee | A | 3 | 47.4617 | 1224.0518 | 1839.2618 | 26.3507 | 0.2015 | 1 | 1.0447 | 1.0541 | 1.0678 | 1.0741 | 1.9686 | 1.9487 | 1.9236 | 1.9103 | 1.8974 | 1.8811 | 1.8614 | 1.841 | 1.8164 | 1.7915 | 1.793 | 1.7951 | 1.801 | 1.8084 | 1.812 | 1.8186 | 1.8237 | 1.8302 | 1.835 | 1.8373 | 1.839 | 1 | 1.0154 | 1.0149 | 1.0334 | 1.0437 | 1.0474 | 1.0691 | 1.0754 | 1.0976 | 1.1171 | 1.1326 | 1.1478 | 1.1647 | 1.1806 | 1.197 | 1.2172 | 1.2388 | 1.2627 | 1.2891 | 1.3103 | 1.3373 | 1.3642 | 1.3956 | 1.426 | 1.4543 | 1.4833 | 1 | 1.0074 | 1.0088 | 1.0263 | 1.0461 | 1.0508 | 1.0577 | 1.0639 | 1.0713 | 1.0766 | 1.0799 | 1.0811 | 1.0818 | 1.0805 | 1.0794 | 1.09 | 1.1014 | 1.1144 | 1.1296 | 1.1404 | 1.1556 | 1.1704 | 1.1881 | 1.2036 | 1.2168 | 1.2302 | 1 | 1 | 1 | 1 | 1 | 1 | 1 | 1 | 1 | 1 | 1 | 1 | 1 | 1 | 1 | 1 | 1 | 1 | 1 | 1 | 1 | 1 | 1 | 1 | 1 | 1 | 0 | 0 | 0 | 0 | 0 | 0 | 0 | 0 | 0 | 0 | 0 | 0 | 0 | 0 | 0 | 0 | 0 | 0 | 0 | 0 | 0 | 0 | 0 | 0.041953 | 0.37441 | 0.70686
Utility-Scale Solar | Greene | G | 1 | 135.7591 | 1479.451 | 250.0989 | 26.9687 | 0.2093 | 1 | 1.0447 | 1.0541 | 1.0678 | 1.0741 | 1.6669 | 1.6502 | 1.6289 | 1.6176 | 1.6066 | 1.5929 | 1.5761 | 1.5589 | 1.5381 | 1.517 | 1.5183 | 1.5201 | 1.525 | 1.5313 | 1.5343 | 1.5399 | 1.5443 | 1.5498 | 1.5539 | 1.5558 | 1.5573 | 1 | 1.0154 | 1.0149 | 1.0334 | 1.0437 | 1.0474 | 1.0691 | 1.0754 | 1.0976 | 1.1171 | 1.1326 | 1.1478 | 1.1647 | 1.1806 | 1.197 | 1.2172 | 1.2388 | 1.2627 | 1.2891 | 1.3103 | 1.3373 | 1.3642 | 1.3956 | 1.426 | 1.4543 | 1.4833 | 1 | 1.0074 | 1.0088 | 1.0263 | 1.0461 | 1.0508 | 1.0577 | 1.0639 | 1.0713 | 1.0766 | 1.0799 | 1.0811 | 1.0818 | 1.0805 | 1.0794 | 1.09 | 1.1014 | 1.1144 | 1.1296 | 1.1404 | 1.1556 | 1.1704 | 1.1881 | 1.2036 | 1.2168 | 1.2302 | 1 | 1 | 1 | 1 | 1 | 1 | 1 | 1 | 1 | 1 | 1 | 1 | 1 | 1 | 1 | 1 | 1 | 1 | 1 | 1 | 1 | 1 | 1 | 1 | 1 | 1 | 0 | 0 | 0.030173 | 0.1354 | 0.30094 | 0.4996 | 0.73244 | 0.7401 | 0.74371 | 0.74732 | 0.75093 | 0.75454 | 0.75815 | 0.76175 | 0.76536 | 0.76897 | 0.77258 | 0.77619 | 0.77902 | 0.77902 | 0.77902 | 0.77902 | 0.77902 | 0.77902 | 0.77902 | 0.77902
Utility-Scale Solar | Greene | G | 2 | 147.4561 | 1603.6221 | 588.9667 | 29.2322 | 0.2093 | 1 | 1.0447 | 1.0541 | 1.0678 | 1.0741 | 1.6669 | 1.6502 | 1.6289 | 1.6176 | 1.6066 | 1.5929 | 1.5761 | 1.5589 | 1.5381 | 1.517 | 1.5183 | 1.5201 | 1.525 | 1.5313 | 1.5343 | 1.5399 | 1.5443 | 1.5498 | 1.5539 | 1.5558 | 1.5573 | 1 | 1.0154 | 1.0149 | 1.0334 | 1.0437 | 1.0474 | 1.0691 | 1.0754 | 1.0976 | 1.1171 | 1.1326 | 1.1478 | 1.1647 | 1.1806 | 1.197 | 1.2172 | 1.2388 | 1.2627 | 1.2891 | 1.3103 | 1.3373 | 1.3642 | 1.3956 | 1.426 | 1.4543 | 1.4833 | 1 | 1.0074 | 1.0088 | 1.0263 | 1.0461 | 1.0508 | 1.0577 | 1.0639 | 1.0713 | 1.0766 | 1.0799 | 1.0811 | 1.0818 | 1.0805 | 1.0794 | 1.09 | 1.1014 | 1.1144 | 1.1296 | 1.1404 | 1.1556 | 1.1704 | 1.1881 | 1.2036 | 1.2168 | 1.2302 | 1 | 1 | 1 | 1 | 1 | 1 | 1 | 1 | 1 | 1 | 1 | 1 | 1 | 1 | 1 | 1 | 1 | 1 | 1 | 1 | 1 | 1 | 1 | 1 | 1 | 1 | 0 | 0 | 0 | 0 | 0 | 0 | 0 | 0 | 0 | 0 | 0 | 0 | 0 | 0 | 0 | 0 | 0 | 0 | 0.042337 | 0.23883 | 0.43532 | 0.63181 | 0.8283 | 1 | 1 | 1
Utility-Scale Solar | Greene | G | 3 | 44.7612 | 1650.7231 | 1425.1154 | 30.0908 | 0.2093 | 1 | 1.0447 | 1.0541 | 1.0678 | 1.0741 | 1.6669 | 1.6502 | 1.6289 | 1.6176 | 1.6066 | 1.5929 | 1.5761 | 1.5589 | 1.5381 | 1.517 | 1.5183 | 1.5201 | 1.525 | 1.5313 | 1.5343 | 1.5399 | 1.5443 | 1.5498 | 1.5539 | 1.5558 | 1.5573 | 1 | 1.0154 | 1.0149 | 1.0334 | 1.0437 | 1.0474 | 1.0691 | 1.0754 | 1.0976 | 1.1171 | 1.1326 | 1.1478 | 1.1647 | 1.1806 | 1.197 | 1.2172 | 1.2388 | 1.2627 | 1.2891 | 1.3103 | 1.3373 | 1.3642 | 1.3956 | 1.426 | 1.4543 | 1.4833 | 1 | 1.0074 | 1.0088 | 1.0263 | 1.0461 | 1.0508 | 1.0577 | 1.0639 | 1.0713 | 1.0766 | 1.0799 | 1.0811 | 1.0818 | 1.0805 | 1.0794 | 1.09 | 1.1014 | 1.1144 | 1.1296 | 1.1404 | 1.1556 | 1.1704 | 1.1881 | 1.2036 | 1.2168 | 1.2302 | 1 | 1 | 1 | 1 | 1 | 1 | 1 | 1 | 1 | 1 | 1 | 1 | 1 | 1 | 1 | 1 | 1 | 1 | 1 | 1 | 1 | 1 | 1 | 1 | 1 | 1 | 0 | 0 | 0 | 0 | 0 | 0 | 0 | 0 | 0 | 0 | 0 | 0 | 0 | 0 | 0 | 0 | 0 | 0 | 0 | 0 | 0 | 0 | 0 | 0.041953 | 0.37441 | 0.70686
Utility-Scale Solar | Herkimer | E | 1 | 1280.8111 | 1115.9538 | 190.0508 | 20.3426 | 0.17143 | 1 | 1.0447 | 1.0541 | 1.0678 | 1.0741 | 1.6669 | 1.6502 | 1.6289 | 1.6176 | 1.6066 | 1.5929 | 1.5761 | 1.5589 | 1.5381 | 1.517 | 1.5183 | 1.5201 | 1.525 | 1.5313 | 1.5343 | 1.5399 | 1.5443 | 1.5498 | 1.5539 | 1.5558 | 1.5573 | 1 | 1.0154 | 1.0149 | 1.0334 | 1.0437 | 1.0474 | 1.0691 | 1.0754 | 1.0976 | 1.1171 | 1.1326 | 1.1478 | 1.1647 | 1.1806 | 1.197 | 1.2172 | 1.2388 | 1.2627 | 1.2891 | 1.3103 | 1.3373 | 1.3642 | 1.3956 | 1.426 | 1.4543 | 1.4833 | 1 | 1.0074 | 1.0088 | 1.0263 | 1.0461 | 1.0508 | 1.0577 | 1.0639 | 1.0713 | 1.0766 | 1.0799 | 1.0811 | 1.0818 | 1.0805 | 1.0794 | 1.09 | 1.1014 | 1.1144 | 1.1296 | 1.1404 | 1.1556 | 1.1704 | 1.1881 | 1.2036 | 1.2168 | 1.2302 | 1 | 1 | 1 | 1 | 1 | 1 | 1 | 1 | 1 | 1 | 1 | 1 | 1 | 1 | 1 | 1 | 1 | 1 | 1 | 1 | 1 | 1 | 1 | 1 | 1 | 1 | 0 | 0 | 0.014328 | 0.064296 | 0.14291 | 0.23724 | 0.34781 | 0.39832 | 0.44832 | 0.49832 | 0.54832 | 0.59832 | 0.64832 | 0.69832 | 0.74832 | 0.79831 | 0.84831 | 0.89831 | 0.93754 | 0.93754 | 0.93754 | 0.93754 | 0.93754 | 0.93754 | 0.93754 | 0.93754
Utility-Scale Solar | Herkimer | E | 2 | 488.0723 | 1400.4389 | 865.3306 | 25.5284 | 0.2002 | 1 | 1.0447 | 1.0541 | 1.0678 | 1.0741 | 1.6669 | 1.6502 | 1.6289 | 1.6176 | 1.6066 | 1.5929 | 1.5761 | 1.5589 | 1.5381 | 1.517 | 1.5183 | 1.5201 | 1.525 | 1.5313 | 1.5343 | 1.5399 | 1.5443 | 1.5498 | 1.5539 | 1.5558 | 1.5573 | 1 | 1.0154 | 1.0149 | 1.0334 | 1.0437 | 1.0474 | 1.0691 | 1.0754 | 1.0976 | 1.1171 | 1.1326 | 1.1478 | 1.1647 | 1.1806 | 1.197 | 1.2172 | 1.2388 | 1.2627 | 1.2891 | 1.3103 | 1.3373 | 1.3642 | 1.3956 | 1.426 | 1.4543 | 1.4833 | 1 | 1.0074 | 1.0088 | 1.0263 | 1.0461 | 1.0508 | 1.0577 | 1.0639 | 1.0713 | 1.0766 | 1.0799 | 1.0811 | 1.0818 | 1.0805 | 1.0794 | 1.09 | 1.1014 | 1.1144 | 1.1296 | 1.1404 | 1.1556 | 1.1704 | 1.1881 | 1.2036 | 1.2168 | 1.2302 | 1 | 1 | 1 | 1 | 1 | 1 | 1 | 1 | 1 | 1 | 1 | 1 | 1 | 1 | 1 | 1 | 1 | 1 | 1 | 1 | 1 | 1 | 1 | 1 | 1 | 1 | 0 | 0 | 0 | 0 | 0 | 0 | 0 | 0 | 0 | 0 | 0 | 0 | 0 | 0 | 0 | 0 | 0 | 0 | 0.042337 | 0.23883 | 0.43532 | 0.63181 | 0.8283 | 1 | 1 | 1
Utility-Scale Solar | Herkimer | E | 3 | 202.3142 | 1446.0827 | 1934.4771 | 26.3604 | 0.2002 | 1 | 1.0447 | 1.0541 | 1.0678 | 1.0741 | 1.6669 | 1.6502 | 1.6289 | 1.6176 | 1.6066 | 1.5929 | 1.5761 | 1.5589 | 1.5381 | 1.517 | 1.5183 | 1.5201 | 1.525 | 1.5313 | 1.5343 | 1.5399 | 1.5443 | 1.5498 | 1.5539 | 1.5558 | 1.5573 | 1 | 1.0154 | 1.0149 | 1.0334 | 1.0437 | 1.0474 | 1.0691 | 1.0754 | 1.0976 | 1.1171 | 1.1326 | 1.1478 | 1.1647 | 1.1806 | 1.197 | 1.2172 | 1.2388 | 1.2627 | 1.2891 | 1.3103 | 1.3373 | 1.3642 | 1.3956 | 1.426 | 1.4543 | 1.4833 | 1 | 1.0074 | 1.0088 | 1.0263 | 1.0461 | 1.0508 | 1.0577 | 1.0639 | 1.0713 | 1.0766 | 1.0799 | 1.0811 | 1.0818 | 1.0805 | 1.0794 | 1.09 | 1.1014 | 1.1144 | 1.1296 | 1.1404 | 1.1556 | 1.1704 | 1.1881 | 1.2036 | 1.2168 | 1.2302 | 1 | 1 | 1 | 1 | 1 | 1 | 1 | 1 | 1 | 1 | 1 | 1 | 1 | 1 | 1 | 1 | 1 | 1 | 1 | 1 | 1 | 1 | 1 | 1 | 1 | 1 | 0 | 0 | 0 | 0 | 0 | 0 | 0 | 0 | 0 | 0 | 0 | 0 | 0 | 0 | 0 | 0 | 0 | 0 | 0 | 0 | 0 | 0 | 0 | 0.041953 | 0.37441 | 0.70686
Utility-Scale Solar | Jefferson | E | 1 | 8312.9041 | 1283.717 | 229.0325 | 23.4007 | 0.2054 | 1 | 1.0447 | 1.0541 | 1.0678 | 1.0741 | 1.6669 | 1.6502 | 1.6289 | 1.6176 | 1.6066 | 1.5929 | 1.5761 | 1.5589 | 1.5381 | 1.517 | 1.5183 | 1.5201 | 1.525 | 1.5313 | 1.5343 | 1.5399 | 1.5443 | 1.5498 | 1.5539 | 1.5558 | 1.5573 | 1 | 1.0154 | 1.0149 | 1.0334 | 1.0437 | 1.0474 | 1.0691 | 1.0754 | 1.0976 | 1.1171 | 1.1326 | 1.1478 | 1.1647 | 1.1806 | 1.197 | 1.2172 | 1.2388 | 1.2627 | 1.2891 | 1.3103 | 1.3373 | 1.3642 | 1.3956 | 1.426 | 1.4543 | 1.4833 | 1 | 1.0074 | 1.0088 | 1.0263 | 1.0461 | 1.0508 | 1.0577 | 1.0639 | 1.0713 | 1.0766 | 1.0799 | 1.0811 | 1.0818 | 1.0805 | 1.0794 | 1.09 | 1.1014 | 1.1144 | 1.1296 | 1.1404 | 1.1556 | 1.1704 | 1.1881 | 1.2036 | 1.2168 | 1.2302 | 1 | 1 | 1 | 1 | 1 | 1 | 1 | 1 | 1 | 1 | 1 | 1 | 1 | 1 | 1 | 1 | 1 | 1 | 1 | 1 | 1 | 1 | 1 | 1 | 1 | 1 | 0 | 0 | 0.0064995 | 0.029166 | 0.064826 | 0.10762 | 0.15777 | 0.22716 | 0.29771 | 0.36825 | 0.4388 | 0.50935 | 0.57989 | 0.65044 | 0.72099 | 0.79153 | 0.86208 | 0.93262 | 0.98797 | 0.98797 | 0.98797 | 0.98797 | 0.98797 | 0.98797 | 0.98797 | 0.98797
Utility-Scale Solar | Jefferson | E | 2 | 1201.8562 | 1400.3153 | 935.4076 | 25.5262 | 0.2054 | 1 | 1.0447 | 1.0541 | 1.0678 | 1.0741 | 1.6669 | 1.6502 | 1.6289 | 1.6176 | 1.6066 | 1.5929 | 1.5761 | 1.5589 | 1.5381 | 1.517 | 1.5183 | 1.5201 | 1.525 | 1.5313 | 1.5343 | 1.5399 | 1.5443 | 1.5498 | 1.5539 | 1.5558 | 1.5573 | 1 | 1.0154 | 1.0149 | 1.0334 | 1.0437 | 1.0474 | 1.0691 | 1.0754 | 1.0976 | 1.1171 | 1.1326 | 1.1478 | 1.1647 | 1.1806 | 1.197 | 1.2172 | 1.2388 | 1.2627 | 1.2891 | 1.3103 | 1.3373 | 1.3642 | 1.3956 | 1.426 | 1.4543 | 1.4833 | 1 | 1.0074 | 1.0088 | 1.0263 | 1.0461 | 1.0508 | 1.0577 | 1.0639 | 1.0713 | 1.0766 | 1.0799 | 1.0811 | 1.0818 | 1.0805 | 1.0794 | 1.09 | 1.1014 | 1.1144 | 1.1296 | 1.1404 | 1.1556 | 1.1704 | 1.1881 | 1.2036 | 1.2168 | 1.2302 | 1 | 1 | 1 | 1 | 1 | 1 | 1 | 1 | 1 | 1 | 1 | 1 | 1 | 1 | 1 | 1 | 1 | 1 | 1 | 1 | 1 | 1 | 1 | 1 | 1 | 1 | 0 | 0 | 0 | 0 | 0 | 0 | 0 | 0 | 0 | 0 | 0 | 0 | 0 | 0 | 0 | 0 | 0 | 0 | 0.042337 | 0.23883 | 0.43532 | 0.63181 | 0.8283 | 1 | 1 | 1
Utility-Scale Solar | Jefferson | E | 3 | 481.5023 | 1451.5808 | 2313.2755 | 26.4607 | 0.2054 | 1 | 1.0447 | 1.0541 | 1.0678 | 1.0741 | 1.6669 | 1.6502 | 1.6289 | 1.6176 | 1.6066 | 1.5929 | 1.5761 | 1.5589 | 1.5381 | 1.517 | 1.5183 | 1.5201 | 1.525 | 1.5313 | 1.5343 | 1.5399 | 1.5443 | 1.5498 | 1.5539 | 1.5558 | 1.5573 | 1 | 1.0154 | 1.0149 | 1.0334 | 1.0437 | 1.0474 | 1.0691 | 1.0754 | 1.0976 | 1.1171 | 1.1326 | 1.1478 | 1.1647 | 1.1806 | 1.197 | 1.2172 | 1.2388 | 1.2627 | 1.2891 | 1.3103 | 1.3373 | 1.3642 | 1.3956 | 1.426 | 1.4543 | 1.4833 | 1 | 1.0074 | 1.0088 | 1.0263 | 1.0461 | 1.0508 | 1.0577 | 1.0639 | 1.0713 | 1.0766 | 1.0799 | 1.0811 | 1.0818 | 1.0805 | 1.0794 | 1.09 | 1.1014 | 1.1144 | 1.1296 | 1.1404 | 1.1556 | 1.1704 | 1.1881 | 1.2036 | 1.2168 | 1.2302 | 1 | 1 | 1 | 1 | 1 | 1 | 1 | 1 | 1 | 1 | 1 | 1 | 1 | 1 | 1 | 1 | 1 | 1 | 1 | 1 | 1 | 1 | 1 | 1 | 1 | 1 | 0 | 0 | 0 | 0 | 0 | 0 | 0 | 0 | 0 | 0 | 0 | 0 | 0 | 0 | 0 | 0 | 0 | 0 | 0 | 0 | 0 | 0 | 0 | 0.041953 | 0.37441 | 0.70686
Utility-Scale Solar | Lewis | E | 1 | 1712.5245 | 1299.1321 | 255.4186 | 23.6817 | 0.2002 | 1 | 1.0447 | 1.0541 | 1.0678 | 1.0741 | 1.6669 | 1.6502 | 1.6289 | 1.6176 | 1.6066 | 1.5929 | 1.5761 | 1.5589 | 1.5381 | 1.517 | 1.5183 | 1.5201 | 1.525 | 1.5313 | 1.5343 | 1.5399 | 1.5443 | 1.5498 | 1.5539 | 1.5558 | 1.5573 | 1 | 1.0154 | 1.0149 | 1.0334 | 1.0437 | 1.0474 | 1.0691 | 1.0754 | 1.0976 | 1.1171 | 1.1326 | 1.1478 | 1.1647 | 1.1806 | 1.197 | 1.2172 | 1.2388 | 1.2627 | 1.2891 | 1.3103 | 1.3373 | 1.3642 | 1.3956 | 1.426 | 1.4543 | 1.4833 | 1 | 1.0074 | 1.0088 | 1.0263 | 1.0461 | 1.0508 | 1.0577 | 1.0639 | 1.0713 | 1.0766 | 1.0799 | 1.0811 | 1.0818 | 1.0805 | 1.0794 | 1.09 | 1.1014 | 1.1144 | 1.1296 | 1.1404 | 1.1556 | 1.1704 | 1.1881 | 1.2036 | 1.2168 | 1.2302 | 1 | 1 | 1 | 1 | 1 | 1 | 1 | 1 | 1 | 1 | 1 | 1 | 1 | 1 | 1 | 1 | 1 | 1 | 1 | 1 | 1 | 1 | 1 | 1 | 1 | 1 | 0 | 0 | 0.00299 | 0.013417 | 0.029821 | 0.049506 | 0.07258 | 0.14955 | 0.22841 | 0.30727 | 0.38613 | 0.46498 | 0.54384 | 0.6227 | 0.70156 | 0.78042 | 0.85927 | 0.93813 | 1 | 1 | 1 | 1 | 1 | 1 | 1 | 1
Utility-Scale Solar | Lewis | E | 2 | 823.3741 | 1396.1954 | 869.7726 | 25.4511 | 0.2002 | 1 | 1.0447 | 1.0541 | 1.0678 | 1.0741 | 1.6669 | 1.6502 | 1.6289 | 1.6176 | 1.6066 | 1.5929 | 1.5761 | 1.5589 | 1.5381 | 1.517 | 1.5183 | 1.5201 | 1.525 | 1.5313 | 1.5343 | 1.5399 | 1.5443 | 1.5498 | 1.5539 | 1.5558 | 1.5573 | 1 | 1.0154 | 1.0149 | 1.0334 | 1.0437 | 1.0474 | 1.0691 | 1.0754 | 1.0976 | 1.1171 | 1.1326 | 1.1478 | 1.1647 | 1.1806 | 1.197 | 1.2172 | 1.2388 | 1.2627 | 1.2891 | 1.3103 | 1.3373 | 1.3642 | 1.3956 | 1.426 | 1.4543 | 1.4833 | 1 | 1.0074 | 1.0088 | 1.0263 | 1.0461 | 1.0508 | 1.0577 | 1.0639 | 1.0713 | 1.0766 | 1.0799 | 1.0811 | 1.0818 | 1.0805 | 1.0794 | 1.09 | 1.1014 | 1.1144 | 1.1296 | 1.1404 | 1.1556 | 1.1704 | 1.1881 | 1.2036 | 1.2168 | 1.2302 | 1 | 1 | 1 | 1 | 1 | 1 | 1 | 1 | 1 | 1 | 1 | 1 | 1 | 1 | 1 | 1 | 1 | 1 | 1 | 1 | 1 | 1 | 1 | 1 | 1 | 1 | 0 | 0 | 0 | 0 | 0 | 0 | 0 | 0 | 0 | 0 | 0 | 0 | 0 | 0 | 0 | 0 | 0 | 0 | 0.042337 | 0.23883 | 0.43532 | 0.63181 | 0.8283 | 1 | 1 | 1
Utility-Scale Solar | Lewis | E | 3 | 501.7154 | 1437.6047 | 1688.7937 | 26.2059 | 0.2002 | 1 | 1.0447 | 1.0541 | 1.0678 | 1.0741 | 1.6669 | 1.6502 | 1.6289 | 1.6176 | 1.6066 | 1.5929 | 1.5761 | 1.5589 | 1.5381 | 1.517 | 1.5183 | 1.5201 | 1.525 | 1.5313 | 1.5343 | 1.5399 | 1.5443 | 1.5498 | 1.5539 | 1.5558 | 1.5573 | 1 | 1.0154 | 1.0149 | 1.0334 | 1.0437 | 1.0474 | 1.0691 | 1.0754 | 1.0976 | 1.1171 | 1.1326 | 1.1478 | 1.1647 | 1.1806 | 1.197 | 1.2172 | 1.2388 | 1.2627 | 1.2891 | 1.3103 | 1.3373 | 1.3642 | 1.3956 | 1.426 | 1.4543 | 1.4833 | 1 | 1.0074 | 1.0088 | 1.0263 | 1.0461 | 1.0508 | 1.0577 | 1.0639 | 1.0713 | 1.0766 | 1.0799 | 1.0811 | 1.0818 | 1.0805 | 1.0794 | 1.09 | 1.1014 | 1.1144 | 1.1296 | 1.1404 | 1.1556 | 1.1704 | 1.1881 | 1.2036 | 1.2168 | 1.2302 | 1 | 1 | 1 | 1 | 1 | 1 | 1 | 1 | 1 | 1 | 1 | 1 | 1 | 1 | 1 | 1 | 1 | 1 | 1 | 1 | 1 | 1 | 1 | 1 | 1 | 1 | 0 | 0 | 0 | 0 | 0 | 0 | 0 | 0 | 0 | 0 | 0 | 0 | 0 | 0 | 0 | 0 | 0 | 0 | 0 | 0 | 0 | 0 | 0 | 0.041953 | 0.37441 | 0.70686
Utility-Scale Solar | Livingston | C | 1 | 575.2535 | 1289.0174 | 305.4626 | 23.8116 | 0.2015 | 1 | 1.0447 | 1.0541 | 1.0678 | 1.0741 | 1.6892 | 1.6722 | 1.6507 | 1.6392 | 1.6281 | 1.6142 | 1.5972 | 1.5798 | 1.5587 | 1.5373 | 1.5386 | 1.5404 | 1.5454 | 1.5518 | 1.5549 | 1.5605 | 1.565 | 1.5705 | 1.5747 | 1.5766 | 1.5781 | 1 | 1.0154 | 1.0149 | 1.0334 | 1.0437 | 1.0474 | 1.0691 | 1.0754 | 1.0976 | 1.1171 | 1.1326 | 1.1478 | 1.1647 | 1.1806 | 1.197 | 1.2172 | 1.2388 | 1.2627 | 1.2891 | 1.3103 | 1.3373 | 1.3642 | 1.3956 | 1.426 | 1.4543 | 1.4833 | 1 | 1.0074 | 1.0088 | 1.0263 | 1.0461 | 1.0508 | 1.0577 | 1.0639 | 1.0713 | 1.0766 | 1.0799 | 1.0811 | 1.0818 | 1.0805 | 1.0794 | 1.09 | 1.1014 | 1.1144 | 1.1296 | 1.1404 | 1.1556 | 1.1704 | 1.1881 | 1.2036 | 1.2168 | 1.2302 | 1 | 1 | 1 | 1 | 1 | 1 | 1 | 1 | 1 | 1 | 1 | 1 | 1 | 1 | 1 | 1 | 1 | 1 | 1 | 1 | 1 | 1 | 1 | 1 | 1 | 1 | 0 | 0 | 0.014242 | 0.063909 | 0.14204 | 0.23581 | 0.34571 | 0.38142 | 0.41618 | 0.45093 | 0.48569 | 0.52045 | 0.5552 | 0.58996 | 0.62472 | 0.65948 | 0.69423 | 0.72899 | 0.75626 | 0.75626 | 0.75626 | 0.75626 | 0.75626 | 0.75626 | 0.75626 | 0.75626
Utility-Scale Solar | Livingston | C | 2 | 238.5567 | 1404.0671 | 881.1642 | 25.5945 | 0.2015 | 1 | 1.0447 | 1.0541 | 1.0678 | 1.0741 | 1.6669 | 1.6502 | 1.6289 | 1.6176 | 1.6066 | 1.5929 | 1.5761 | 1.5589 | 1.5381 | 1.517 | 1.5183 | 1.5201 | 1.525 | 1.5313 | 1.5343 | 1.5399 | 1.5443 | 1.5498 | 1.5539 | 1.5558 | 1.5573 | 1 | 1.0154 | 1.0149 | 1.0334 | 1.0437 | 1.0474 | 1.0691 | 1.0754 | 1.0976 | 1.1171 | 1.1326 | 1.1478 | 1.1647 | 1.1806 | 1.197 | 1.2172 | 1.2388 | 1.2627 | 1.2891 | 1.3103 | 1.3373 | 1.3642 | 1.3956 | 1.426 | 1.4543 | 1.4833 | 1 | 1.0074 | 1.0088 | 1.0263 | 1.0461 | 1.0508 | 1.0577 | 1.0639 | 1.0713 | 1.0766 | 1.0799 | 1.0811 | 1.0818 | 1.0805 | 1.0794 | 1.09 | 1.1014 | 1.1144 | 1.1296 | 1.1404 | 1.1556 | 1.1704 | 1.1881 | 1.2036 | 1.2168 | 1.2302 | 1 | 1 | 1 | 1 | 1 | 1 | 1 | 1 | 1 | 1 | 1 | 1 | 1 | 1 | 1 | 1 | 1 | 1 | 1 | 1 | 1 | 1 | 1 | 1 | 1 | 1 | 0 | 0 | 0 | 0 | 0 | 0 | 0 | 0 | 0 | 0 | 0 | 0 | 0 | 0 | 0 | 0 | 0 | 0 | 0.042337 | 0.23883 | 0.43532 | 0.63181 | 0.8283 | 1 | 1 | 1
Utility-Scale Solar | Livingston | C | 3 | 101.3804 | 1440.1091 | 1554.6013 | 26.2515 | 0.2015 | 1 | 1.0447 | 1.0541 | 1.0678 | 1.0741 | 1.6669 | 1.6502 | 1.6289 | 1.6176 | 1.6066 | 1.5929 | 1.5761 | 1.5589 | 1.5381 | 1.517 | 1.5183 | 1.5201 | 1.525 | 1.5313 | 1.5343 | 1.5399 | 1.5443 | 1.5498 | 1.5539 | 1.5558 | 1.5573 | 1 | 1.0154 | 1.0149 | 1.0334 | 1.0437 | 1.0474 | 1.0691 | 1.0754 | 1.0976 | 1.1171 | 1.1326 | 1.1478 | 1.1647 | 1.1806 | 1.197 | 1.2172 | 1.2388 | 1.2627 | 1.2891 | 1.3103 | 1.3373 | 1.3642 | 1.3956 | 1.426 | 1.4543 | 1.4833 | 1 | 1.0074 | 1.0088 | 1.0263 | 1.0461 | 1.0508 | 1.0577 | 1.0639 | 1.0713 | 1.0766 | 1.0799 | 1.0811 | 1.0818 | 1.0805 | 1.0794 | 1.09 | 1.1014 | 1.1144 | 1.1296 | 1.1404 | 1.1556 | 1.1704 | 1.1881 | 1.2036 | 1.2168 | 1.2302 | 1 | 1 | 1 | 1 | 1 | 1 | 1 | 1 | 1 | 1 | 1 | 1 | 1 | 1 | 1 | 1 | 1 | 1 | 1 | 1 | 1 | 1 | 1 | 1 | 1 | 1 | 0 | 0 | 0 | 0 | 0 | 0 | 0 | 0 | 0 | 0 | 0 | 0 | 0 | 0 | 0 | 0 | 0 | 0 | 0 | 0 | 0 | 0 | 0 | 0.041953 | 0.37441 | 0.70686
Utility-Scale Solar | Madison | E | 1 | 339.5 | 1228.7504 | 144.5649 | 22.3987 | 0.1989 | 1 | 1.0447 | 1.0541 | 1.0678 | 1.0741 | 1.6669 | 1.6502 | 1.6289 | 1.6176 | 1.6066 | 1.5929 | 1.5761 | 1.5589 | 1.5381 | 1.517 | 1.5183 | 1.5201 | 1.525 | 1.5313 | 1.5343 | 1.5399 | 1.5443 | 1.5498 | 1.5539 | 1.5558 | 1.5573 | 1 | 1.0154 | 1.0149 | 1.0334 | 1.0437 | 1.0474 | 1.0691 | 1.0754 | 1.0976 | 1.1171 | 1.1326 | 1.1478 | 1.1647 | 1.1806 | 1.197 | 1.2172 | 1.2388 | 1.2627 | 1.2891 | 1.3103 | 1.3373 | 1.3642 | 1.3956 | 1.426 | 1.4543 | 1.4833 | 1 | 1.0074 | 1.0088 | 1.0263 | 1.0461 | 1.0508 | 1.0577 | 1.0639 | 1.0713 | 1.0766 | 1.0799 | 1.0811 | 1.0818 | 1.0805 | 1.0794 | 1.09 | 1.1014 | 1.1144 | 1.1296 | 1.1404 | 1.1556 | 1.1704 | 1.1881 | 1.2036 | 1.2168 | 1.2302 | 1 | 1 | 1 | 1 | 1 | 1 | 1 | 1 | 1 | 1 | 1 | 1 | 1 | 1 | 1 | 1 | 1 | 1 | 1 | 1 | 1 | 1 | 1 | 1 | 1 | 1 | 0 | 0 | 0.040963 | 0.18382 | 0.40856 | 0.67825 | 0.99436 | 1 | 1 | 1 | 1 | 1 | 1 | 1 | 1 | 1 | 1 | 1 | 1 | 1 | 1 | 1 | 1 | 1 | 1 | 1
Utility-Scale Solar | Madison | E | 2 | 53.466 | 1408.5691 | 766.7501 | 25.6766 | 0.1989 | 1 | 1.0447 | 1.0541 | 1.0678 | 1.0741 | 1.6669 | 1.6502 | 1.6289 | 1.6176 | 1.6066 | 1.5929 | 1.5761 | 1.5589 | 1.5381 | 1.517 | 1.5183 | 1.5201 | 1.525 | 1.5313 | 1.5343 | 1.5399 | 1.5443 | 1.5498 | 1.5539 | 1.5558 | 1.5573 | 1 | 1.0154 | 1.0149 | 1.0334 | 1.0437 | 1.0474 | 1.0691 | 1.0754 | 1.0976 | 1.1171 | 1.1326 | 1.1478 | 1.1647 | 1.1806 | 1.197 | 1.2172 | 1.2388 | 1.2627 | 1.2891 | 1.3103 | 1.3373 | 1.3642 | 1.3956 | 1.426 | 1.4543 | 1.4833 | 1 | 1.0074 | 1.0088 | 1.0263 | 1.0461 | 1.0508 | 1.0577 | 1.0639 | 1.0713 | 1.0766 | 1.0799 | 1.0811 | 1.0818 | 1.0805 | 1.0794 | 1.09 | 1.1014 | 1.1144 | 1.1296 | 1.1404 | 1.1556 | 1.1704 | 1.1881 | 1.2036 | 1.2168 | 1.2302 | 1 | 1 | 1 | 1 | 1 | 1 | 1 | 1 | 1 | 1 | 1 | 1 | 1 | 1 | 1 | 1 | 1 | 1 | 1 | 1 | 1 | 1 | 1 | 1 | 1 | 1 | 0 | 0 | 0 | 0 | 0 | 0 | 0 | 0 | 0 | 0 | 0 | 0 | 0 | 0 | 0 | 0 | 0 | 0 | 0.042337 | 0.23883 | 0.43532 | 0.63181 | 0.8283 | 1 | 1 | 1
Utility-Scale Solar | Madison | E | 3 | 5.1639 | 1477.094 | 1700.7835 | 26.9257 | 0.1989 | 1 | 1.0447 | 1.0541 | 1.0678 | 1.0741 | 1.6669 | 1.6502 | 1.6289 | 1.6176 | 1.6066 | 1.5929 | 1.5761 | 1.5589 | 1.5381 | 1.517 | 1.5183 | 1.5201 | 1.525 | 1.5313 | 1.5343 | 1.5399 | 1.5443 | 1.5498 | 1.5539 | 1.5558 | 1.5573 | 1 | 1.0154 | 1.0149 | 1.0334 | 1.0437 | 1.0474 | 1.0691 | 1.0754 | 1.0976 | 1.1171 | 1.1326 | 1.1478 | 1.1647 | 1.1806 | 1.197 | 1.2172 | 1.2388 | 1.2627 | 1.2891 | 1.3103 | 1.3373 | 1.3642 | 1.3956 | 1.426 | 1.4543 | 1.4833 | 1 | 1.0074 | 1.0088 | 1.0263 | 1.0461 | 1.0508 | 1.0577 | 1.0639 | 1.0713 | 1.0766 | 1.0799 | 1.0811 | 1.0818 | 1.0805 | 1.0794 | 1.09 | 1.1014 | 1.1144 | 1.1296 | 1.1404 | 1.1556 | 1.1704 | 1.1881 | 1.2036 | 1.2168 | 1.2302 | 1 | 1 | 1 | 1 | 1 | 1 | 1 | 1 | 1 | 1 | 1 | 1 | 1 | 1 | 1 | 1 | 1 | 1 | 1 | 1 | 1 | 1 | 1 | 1 | 1 | 1 | 0 | 0 | 0 | 0 | 0 | 0 | 0 | 0 | 0 | 0 | 0 | 0 | 0 | 0 | 0 | 0 | 0 | 0 | 0 | 0 | 0 | 0 | 0 | 0.041953 | 0.37441 | 0.70686
Utility-Scale Solar | Monroe | B | 1 | 180.5664 | 1369.8977 | 492.1717 | 24.9717 | 0.2054 | 1 | 1.0447 | 1.0541 | 1.0678 | 1.0741 | 1.6669 | 1.6502 | 1.6289 | 1.6176 | 1.6066 | 1.5929 | 1.5761 | 1.5589 | 1.5381 | 1.517 | 1.5183 | 1.5201 | 1.525 | 1.5313 | 1.5343 | 1.5399 | 1.5443 | 1.5498 | 1.5539 | 1.5558 | 1.5573 | 1 | 1.0154 | 1.0149 | 1.0334 | 1.0437 | 1.0474 | 1.0691 | 1.0754 | 1.0976 | 1.1171 | 1.1326 | 1.1478 | 1.1647 | 1.1806 | 1.197 | 1.2172 | 1.2388 | 1.2627 | 1.2891 | 1.3103 | 1.3373 | 1.3642 | 1.3956 | 1.426 | 1.4543 | 1.4833 | 1 | 1.0074 | 1.0088 | 1.0263 | 1.0461 | 1.0508 | 1.0577 | 1.0639 | 1.0713 | 1.0766 | 1.0799 | 1.0811 | 1.0818 | 1.0805 | 1.0794 | 1.09 | 1.1014 | 1.1144 | 1.1296 | 1.1404 | 1.1556 | 1.1704 | 1.1881 | 1.2036 | 1.2168 | 1.2302 | 1 | 1 | 1 | 1 | 1 | 1 | 1 | 1 | 1 | 1 | 1 | 1 | 1 | 1 | 1 | 1 | 1 | 1 | 1 | 1 | 1 | 1 | 1 | 1 | 1 | 1 | 0 | 0 | 0 | 0 | 0 | 0 | 4.421e-17 | 0.082589 | 0.16766 | 0.25272 | 0.33779 | 0.42286 | 0.50793 | 0.59299 | 0.67806 | 0.76313 | 0.84819 | 0.93326 | 1 | 1 | 1 | 1 | 1 | 1 | 1 | 1
Utility-Scale Solar | Monroe | B | 2 | 184.3673 | 1419.2637 | 916.1417 | 25.8716 | 0.2054 | 1 | 1.0447 | 1.0541 | 1.0678 | 1.0741 | 1.6669 | 1.6502 | 1.6289 | 1.6176 | 1.6066 | 1.5929 | 1.5761 | 1.5589 | 1.5381 | 1.517 | 1.5183 | 1.5201 | 1.525 | 1.5313 | 1.5343 | 1.5399 | 1.5443 | 1.5498 | 1.5539 | 1.5558 | 1.5573 | 1 | 1.0154 | 1.0149 | 1.0334 | 1.0437 | 1.0474 | 1.0691 | 1.0754 | 1.0976 | 1.1171 | 1.1326 | 1.1478 | 1.1647 | 1.1806 | 1.197 | 1.2172 | 1.2388 | 1.2627 | 1.2891 | 1.3103 | 1.3373 | 1.3642 | 1.3956 | 1.426 | 1.4543 | 1.4833 | 1 | 1.0074 | 1.0088 | 1.0263 | 1.0461 | 1.0508 | 1.0577 | 1.0639 | 1.0713 | 1.0766 | 1.0799 | 1.0811 | 1.0818 | 1.0805 | 1.0794 | 1.09 | 1.1014 | 1.1144 | 1.1296 | 1.1404 | 1.1556 | 1.1704 | 1.1881 | 1.2036 | 1.2168 | 1.2302 | 1 | 1 | 1 | 1 | 1 | 1 | 1 | 1 | 1 | 1 | 1 | 1 | 1 | 1 | 1 | 1 | 1 | 1 | 1 | 1 | 1 | 1 | 1 | 1 | 1 | 1 | 0 | 0 | 0 | 0 | 0 | 0 | 0 | 0 | 0 | 0 | 0 | 0 | 0 | 0 | 0 | 0 | 0 | 0 | 0.042337 | 0.23883 | 0.43532 | 0.63181 | 0.8283 | 1 | 1 | 1
Utility-Scale Solar | Monroe | B | 3 | 155.8493 | 1453.6794 | 1961.1149 | 26.4989 | 0.2054 | 1 | 1.0447 | 1.0541 | 1.0678 | 1.0741 | 1.6669 | 1.6502 | 1.6289 | 1.6176 | 1.6066 | 1.5929 | 1.5761 | 1.5589 | 1.5381 | 1.517 | 1.5183 | 1.5201 | 1.525 | 1.5313 | 1.5343 | 1.5399 | 1.5443 | 1.5498 | 1.5539 | 1.5558 | 1.5573 | 1 | 1.0154 | 1.0149 | 1.0334 | 1.0437 | 1.0474 | 1.0691 | 1.0754 | 1.0976 | 1.1171 | 1.1326 | 1.1478 | 1.1647 | 1.1806 | 1.197 | 1.2172 | 1.2388 | 1.2627 | 1.2891 | 1.3103 | 1.3373 | 1.3642 | 1.3956 | 1.426 | 1.4543 | 1.4833 | 1 | 1.0074 | 1.0088 | 1.0263 | 1.0461 | 1.0508 | 1.0577 | 1.0639 | 1.0713 | 1.0766 | 1.0799 | 1.0811 | 1.0818 | 1.0805 | 1.0794 | 1.09 | 1.1014 | 1.1144 | 1.1296 | 1.1404 | 1.1556 | 1.1704 | 1.1881 | 1.2036 | 1.2168 | 1.2302 | 1 | 1 | 1 | 1 | 1 | 1 | 1 | 1 | 1 | 1 | 1 | 1 | 1 | 1 | 1 | 1 | 1 | 1 | 1 | 1 | 1 | 1 | 1 | 1 | 1 | 1 | 0 | 0 | 0 | 0 | 0 | 0 | 0 | 0 | 0 | 0 | 0 | 0 | 0 | 0 | 0 | 0 | 0 | 0 | 0 | 0 | 0 | 0 | 0 | 0.041953 | 0.37441 | 0.70686
Utility-Scale Solar | Montgomery | F | 1 | 3985.8052 | 1384.678 | 206.0224 | 25.2411 | 0.2054 | 1 | 1.0447 | 1.0541 | 1.0678 | 1.0741 | 1.6669 | 1.6502 | 1.6289 | 1.6176 | 1.6066 | 1.5929 | 1.5761 | 1.5589 | 1.5381 | 1.517 | 1.5183 | 1.5201 | 1.525 | 1.5313 | 1.5343 | 1.5399 | 1.5443 | 1.5498 | 1.5539 | 1.5558 | 1.5573 | 1 | 1.0154 | 1.0149 | 1.0334 | 1.0437 | 1.0474 | 1.0691 | 1.0754 | 1.0976 | 1.1171 | 1.1326 | 1.1478 | 1.1647 | 1.1806 | 1.197 | 1.2172 | 1.2388 | 1.2627 | 1.2891 | 1.3103 | 1.3373 | 1.3642 | 1.3956 | 1.426 | 1.4543 | 1.4833 | 1 | 1.0074 | 1.0088 | 1.0263 | 1.0461 | 1.0508 | 1.0577 | 1.0639 | 1.0713 | 1.0766 | 1.0799 | 1.0811 | 1.0818 | 1.0805 | 1.0794 | 1.09 | 1.1014 | 1.1144 | 1.1296 | 1.1404 | 1.1556 | 1.1704 | 1.1881 | 1.2036 | 1.2168 | 1.2302 | 1 | 1 | 1 | 1 | 1 | 1 | 1 | 1 | 1 | 1 | 1 | 1 | 1 | 1 | 1 | 1 | 1 | 1 | 1 | 1 | 1 | 1 | 1 | 1 | 1 | 1 | 0 | 0 | 0.014188 | 0.063666 | 0.14151 | 0.23491 | 0.3444 | 0.39992 | 0.4551 | 0.51028 | 0.56545 | 0.62063 | 0.67581 | 0.73099 | 0.78616 | 0.84134 | 0.89652 | 0.95169 | 0.99498 | 0.99498 | 0.99498 | 0.99498 | 0.99498 | 0.99498 | 0.99498 | 0.99498
Utility-Scale Solar | Montgomery | F | 2 | 1086.2629 | 1519.9212 | 758.8551 | 27.7064 | 0.2054 | 1 | 1.0447 | 1.0541 | 1.0678 | 1.0741 | 1.6669 | 1.6502 | 1.6289 | 1.6176 | 1.6066 | 1.5929 | 1.5761 | 1.5589 | 1.5381 | 1.517 | 1.5183 | 1.5201 | 1.525 | 1.5313 | 1.5343 | 1.5399 | 1.5443 | 1.5498 | 1.5539 | 1.5558 | 1.5573 | 1 | 1.0154 | 1.0149 | 1.0334 | 1.0437 | 1.0474 | 1.0691 | 1.0754 | 1.0976 | 1.1171 | 1.1326 | 1.1478 | 1.1647 | 1.1806 | 1.197 | 1.2172 | 1.2388 | 1.2627 | 1.2891 | 1.3103 | 1.3373 | 1.3642 | 1.3956 | 1.426 | 1.4543 | 1.4833 | 1 | 1.0074 | 1.0088 | 1.0263 | 1.0461 | 1.0508 | 1.0577 | 1.0639 | 1.0713 | 1.0766 | 1.0799 | 1.0811 | 1.0818 | 1.0805 | 1.0794 | 1.09 | 1.1014 | 1.1144 | 1.1296 | 1.1404 | 1.1556 | 1.1704 | 1.1881 | 1.2036 | 1.2168 | 1.2302 | 1 | 1 | 1 | 1 | 1 | 1 | 1 | 1 | 1 | 1 | 1 | 1 | 1 | 1 | 1 | 1 | 1 | 1 | 1 | 1 | 1 | 1 | 1 | 1 | 1 | 1 | 0 | 0 | 0 | 0 | 0 | 0 | 0 | 0 | 0 | 0 | 0 | 0 | 0 | 0 | 0 | 0 | 0 | 0 | 0.042337 | 0.23883 | 0.43532 | 0.63181 | 0.8283 | 1 | 1 | 1
Utility-Scale Solar | Montgomery | F | 3 | 535.22 | 1559.2491 | 1605.6937 | 28.4233 | 0.2054 | 1 | 1.0447 | 1.0541 | 1.0678 | 1.0741 | 1.6669 | 1.6502 | 1.6289 | 1.6176 | 1.6066 | 1.5929 | 1.5761 | 1.5589 | 1.5381 | 1.517 | 1.5183 | 1.5201 | 1.525 | 1.5313 | 1.5343 | 1.5399 | 1.5443 | 1.5498 | 1.5539 | 1.5558 | 1.5573 | 1 | 1.0154 | 1.0149 | 1.0334 | 1.0437 | 1.0474 | 1.0691 | 1.0754 | 1.0976 | 1.1171 | 1.1326 | 1.1478 | 1.1647 | 1.1806 | 1.197 | 1.2172 | 1.2388 | 1.2627 | 1.2891 | 1.3103 | 1.3373 | 1.3642 | 1.3956 | 1.426 | 1.4543 | 1.4833 | 1 | 1.0074 | 1.0088 | 1.0263 | 1.0461 | 1.0508 | 1.0577 | 1.0639 | 1.0713 | 1.0766 | 1.0799 | 1.0811 | 1.0818 | 1.0805 | 1.0794 | 1.09 | 1.1014 | 1.1144 | 1.1296 | 1.1404 | 1.1556 | 1.1704 | 1.1881 | 1.2036 | 1.2168 | 1.2302 | 1 | 1 | 1 | 1 | 1 | 1 | 1 | 1 | 1 | 1 | 1 | 1 | 1 | 1 | 1 | 1 | 1 | 1 | 1 | 1 | 1 | 1 | 1 | 1 | 1 | 1 | 0 | 0 | 0 | 0 | 0 | 0 | 0 | 0 | 0 | 0 | 0 | 0 | 0 | 0 | 0 | 0 | 0 | 0 | 0 | 0 | 0 | 0 | 0 | 0.041953 | 0.37441 | 0.70686
Utility-Scale Solar | Nassau | K | 1 | 29.5819 | 1624.2347 | 396.476 | 29.608 | 0.2275 | 1 | 1.0447 | 1.0541 | 1.0678 | 1.0741 | 1.6669 | 1.6502 | 1.6289 | 1.6176 | 1.6066 | 1.5929 | 1.5761 | 1.5589 | 1.5381 | 1.517 | 1.5183 | 1.5201 | 1.525 | 1.5313 | 1.5343 | 1.5399 | 1.5443 | 1.5498 | 1.5539 | 1.5558 | 1.5573 | 1 | 1.0154 | 1.0149 | 1.0334 | 1.0437 | 1.0474 | 1.0691 | 1.0754 | 1.0976 | 1.1171 | 1.1326 | 1.1478 | 1.1647 | 1.1806 | 1.197 | 1.2172 | 1.2388 | 1.2627 | 1.2891 | 1.3103 | 1.3373 | 1.3642 | 1.3956 | 1.426 | 1.4543 | 1.4833 | 1 | 1.0074 | 1.0088 | 1.0263 | 1.0461 | 1.0508 | 1.0577 | 1.0639 | 1.0713 | 1.0766 | 1.0799 | 1.0811 | 1.0818 | 1.0805 | 1.0794 | 1.09 | 1.1014 | 1.1144 | 1.1296 | 1.1404 | 1.1556 | 1.1704 | 1.1881 | 1.2036 | 1.2168 | 1.2302 | 1 | 1 | 1 | 1 | 1 | 1 | 1 | 1 | 1 | 1 | 1 | 1 | 1 | 1 | 1 | 1 | 1 | 1 | 1 | 1 | 1 | 1 | 1 | 1 | 1 | 1 | 0 | 0 | 0 | 0 | 0 | 0 | 4.421e-17 | 0.082589 | 0.16766 | 0.25272 | 0.33779 | 0.42286 | 0.50793 | 0.59299 | 0.67806 | 0.76313 | 0.84819 | 0.93326 | 1 | 1 | 1 | 1 | 1 | 1 | 1 | 1
Utility-Scale Solar | Nassau | K | 3 | 5.9955 | 1759.8287 | 2127.6323 | 32.0797 | 0.2275 | 1 | 1.0447 | 1.0541 | 1.0678 | 1.0741 | 1.6669 | 1.6502 | 1.6289 | 1.6176 | 1.6066 | 1.5929 | 1.5761 | 1.5589 | 1.5381 | 1.517 | 1.5183 | 1.5201 | 1.525 | 1.5313 | 1.5343 | 1.5399 | 1.5443 | 1.5498 | 1.5539 | 1.5558 | 1.5573 | 1 | 1.0154 | 1.0149 | 1.0334 | 1.0437 | 1.0474 | 1.0691 | 1.0754 | 1.0976 | 1.1171 | 1.1326 | 1.1478 | 1.1647 | 1.1806 | 1.197 | 1.2172 | 1.2388 | 1.2627 | 1.2891 | 1.3103 | 1.3373 | 1.3642 | 1.3956 | 1.426 | 1.4543 | 1.4833 | 1 | 1.0074 | 1.0088 | 1.0263 | 1.0461 | 1.0508 | 1.0577 | 1.0639 | 1.0713 | 1.0766 | 1.0799 | 1.0811 | 1.0818 | 1.0805 | 1.0794 | 1.09 | 1.1014 | 1.1144 | 1.1296 | 1.1404 | 1.1556 | 1.1704 | 1.1881 | 1.2036 | 1.2168 | 1.2302 | 1 | 1 | 1 | 1 | 1 | 1 | 1 | 1 | 1 | 1 | 1 | 1 | 1 | 1 | 1 | 1 | 1 | 1 | 1 | 1 | 1 | 1 | 1 | 1 | 1 | 1 | 0 | 0 | 0 | 0 | 0 | 0 | 0 | 0 | 0 | 0 | 0 | 0 | 0 | 0 | 0 | 0 | 0 | 0 | 0 | 0 | 0 | 0 | 0 | 0.041953 | 0.37441 | 0.70686
Utility-Scale Solar | Niagara | A | 1 | 1808.0662 | 1136.0481 | 402.096 | 24.4545 | 0.2093 | 1 | 1.0447 | 1.0541 | 1.0678 | 1.0741 | 1.9684 | 1.9486 | 1.9235 | 1.9101 | 1.8972 | 1.881 | 1.8612 | 1.8409 | 1.8163 | 1.7914 | 1.7929 | 1.795 | 1.8009 | 1.8082 | 1.8119 | 1.8184 | 1.8236 | 1.8301 | 1.8349 | 1.8372 | 1.8389 | 1 | 1.0154 | 1.0149 | 1.0334 | 1.0437 | 1.0474 | 1.0691 | 1.0754 | 1.0976 | 1.1171 | 1.1326 | 1.1478 | 1.1647 | 1.1806 | 1.197 | 1.2172 | 1.2388 | 1.2627 | 1.2891 | 1.3103 | 1.3373 | 1.3642 | 1.3956 | 1.426 | 1.4543 | 1.4833 | 1 | 1.0074 | 1.0088 | 1.0263 | 1.0461 | 1.0508 | 1.0577 | 1.0639 | 1.0713 | 1.0766 | 1.0799 | 1.0811 | 1.0818 | 1.0805 | 1.0794 | 1.09 | 1.1014 | 1.1144 | 1.1296 | 1.1404 | 1.1556 | 1.1704 | 1.1881 | 1.2036 | 1.2168 | 1.2302 | 1 | 1 | 1 | 1 | 1 | 1 | 1 | 1 | 1 | 1 | 1 | 1 | 1 | 1 | 1 | 1 | 1 | 1 | 1 | 1 | 1 | 1 | 1 | 1 | 1 | 1 | 0 | 0 | 0 | 0 | 0 | 0 | 3.8709e-17 | 0.072311 | 0.14679 | 0.22127 | 0.29576 | 0.37024 | 0.44472 | 0.5192 | 0.59368 | 0.66816 | 0.74264 | 0.81712 | 0.87556 | 0.87556 | 0.87556 | 0.87556 | 0.87556 | 0.87556 | 0.87556 | 0.87556
Utility-Scale Solar | Niagara | A | 2 | 429.3022 | 1200.3425 | 1124.717 | 25.8403 | 0.2093 | 1 | 1.0447 | 1.0541 | 1.0678 | 1.0741 | 1.9686 | 1.9487 | 1.9236 | 1.9103 | 1.8974 | 1.8811 | 1.8614 | 1.841 | 1.8164 | 1.7915 | 1.793 | 1.7951 | 1.801 | 1.8084 | 1.812 | 1.8186 | 1.8237 | 1.8302 | 1.835 | 1.8373 | 1.839 | 1 | 1.0154 | 1.0149 | 1.0334 | 1.0437 | 1.0474 | 1.0691 | 1.0754 | 1.0976 | 1.1171 | 1.1326 | 1.1478 | 1.1647 | 1.1806 | 1.197 | 1.2172 | 1.2388 | 1.2627 | 1.2891 | 1.3103 | 1.3373 | 1.3642 | 1.3956 | 1.426 | 1.4543 | 1.4833 | 1 | 1.0074 | 1.0088 | 1.0263 | 1.0461 | 1.0508 | 1.0577 | 1.0639 | 1.0713 | 1.0766 | 1.0799 | 1.0811 | 1.0818 | 1.0805 | 1.0794 | 1.09 | 1.1014 | 1.1144 | 1.1296 | 1.1404 | 1.1556 | 1.1704 | 1.1881 | 1.2036 | 1.2168 | 1.2302 | 1 | 1 | 1 | 1 | 1 | 1 | 1 | 1 | 1 | 1 | 1 | 1 | 1 | 1 | 1 | 1 | 1 | 1 | 1 | 1 | 1 | 1 | 1 | 1 | 1 | 1 | 0 | 0 | 0 | 0 | 0 | 0 | 0 | 0 | 0 | 0 | 0 | 0 | 0 | 0 | 0 | 0 | 0 | 0 | 0.042337 | 0.23883 | 0.43532 | 0.63181 | 0.8283 | 1 | 1 | 1
Utility-Scale Solar | Niagara | A | 3 | 96.0531 | 1234.8878 | 2222.8223 | 26.5839 | 0.2093 | 1 | 1.0447 | 1.0541 | 1.0678 | 1.0741 | 1.9686 | 1.9487 | 1.9236 | 1.9103 | 1.8974 | 1.8811 | 1.8614 | 1.841 | 1.8164 | 1.7915 | 1.793 | 1.7951 | 1.801 | 1.8084 | 1.812 | 1.8186 | 1.8237 | 1.8302 | 1.835 | 1.8373 | 1.839 | 1 | 1.0154 | 1.0149 | 1.0334 | 1.0437 | 1.0474 | 1.0691 | 1.0754 | 1.0976 | 1.1171 | 1.1326 | 1.1478 | 1.1647 | 1.1806 | 1.197 | 1.2172 | 1.2388 | 1.2627 | 1.2891 | 1.3103 | 1.3373 | 1.3642 | 1.3956 | 1.426 | 1.4543 | 1.4833 | 1 | 1.0074 | 1.0088 | 1.0263 | 1.0461 | 1.0508 | 1.0577 | 1.0639 | 1.0713 | 1.0766 | 1.0799 | 1.0811 | 1.0818 | 1.0805 | 1.0794 | 1.09 | 1.1014 | 1.1144 | 1.1296 | 1.1404 | 1.1556 | 1.1704 | 1.1881 | 1.2036 | 1.2168 | 1.2302 | 1 | 1 | 1 | 1 | 1 | 1 | 1 | 1 | 1 | 1 | 1 | 1 | 1 | 1 | 1 | 1 | 1 | 1 | 1 | 1 | 1 | 1 | 1 | 1 | 1 | 1 | 0 | 0 | 0 | 0 | 0 | 0 | 0 | 0 | 0 | 0 | 0 | 0 | 0 | 0 | 0 | 0 | 0 | 0 | 0 | 0 | 0 | 0 | 0 | 0.041953 | 0.37441 | 0.70686
Utility-Scale Solar | Oneida | E | 1 | 3942.0098 | 1261.1133 | 240.4796 | 22.9887 | 0.1989 | 1 | 1.0447 | 1.0541 | 1.0678 | 1.0741 | 1.6669 | 1.6502 | 1.6289 | 1.6176 | 1.6066 | 1.5929 | 1.5761 | 1.5589 | 1.5381 | 1.517 | 1.5183 | 1.5201 | 1.525 | 1.5313 | 1.5343 | 1.5399 | 1.5443 | 1.5498 | 1.5539 | 1.5558 | 1.5573 | 1 | 1.0154 | 1.0149 | 1.0334 | 1.0437 | 1.0474 | 1.0691 | 1.0754 | 1.0976 | 1.1171 | 1.1326 | 1.1478 | 1.1647 | 1.1806 | 1.197 | 1.2172 | 1.2388 | 1.2627 | 1.2891 | 1.3103 | 1.3373 | 1.3642 | 1.3956 | 1.426 | 1.4543 | 1.4833 | 1 | 1.0074 | 1.0088 | 1.0263 | 1.0461 | 1.0508 | 1.0577 | 1.0639 | 1.0713 | 1.0766 | 1.0799 | 1.0811 | 1.0818 | 1.0805 | 1.0794 | 1.09 | 1.1014 | 1.1144 | 1.1296 | 1.1404 | 1.1556 | 1.1704 | 1.1881 | 1.2036 | 1.2168 | 1.2302 | 1 | 1 | 1 | 1 | 1 | 1 | 1 | 1 | 1 | 1 | 1 | 1 | 1 | 1 | 1 | 1 | 1 | 1 | 1 | 1 | 1 | 1 | 1 | 1 | 1 | 1 | 0 | 0 | 0.0085043 | 0.038163 | 0.084821 | 0.14081 | 0.20644 | 0.27263 | 0.33961 | 0.40658 | 0.47356 | 0.54053 | 0.60751 | 0.67448 | 0.74146 | 0.80843 | 0.87541 | 0.94238 | 0.99493 | 0.99493 | 0.99493 | 0.99493 | 0.99493 | 0.99493 | 0.99493 | 0.99493
Utility-Scale Solar | Oneida | E | 2 | 750.3821 | 1407.3102 | 865.6398 | 25.6537 | 0.1989 | 1 | 1.0447 | 1.0541 | 1.0678 | 1.0741 | 1.6669 | 1.6502 | 1.6289 | 1.6176 | 1.6066 | 1.5929 | 1.5761 | 1.5589 | 1.5381 | 1.517 | 1.5183 | 1.5201 | 1.525 | 1.5313 | 1.5343 | 1.5399 | 1.5443 | 1.5498 | 1.5539 | 1.5558 | 1.5573 | 1 | 1.0154 | 1.0149 | 1.0334 | 1.0437 | 1.0474 | 1.0691 | 1.0754 | 1.0976 | 1.1171 | 1.1326 | 1.1478 | 1.1647 | 1.1806 | 1.197 | 1.2172 | 1.2388 | 1.2627 | 1.2891 | 1.3103 | 1.3373 | 1.3642 | 1.3956 | 1.426 | 1.4543 | 1.4833 | 1 | 1.0074 | 1.0088 | 1.0263 | 1.0461 | 1.0508 | 1.0577 | 1.0639 | 1.0713 | 1.0766 | 1.0799 | 1.0811 | 1.0818 | 1.0805 | 1.0794 | 1.09 | 1.1014 | 1.1144 | 1.1296 | 1.1404 | 1.1556 | 1.1704 | 1.1881 | 1.2036 | 1.2168 | 1.2302 | 1 | 1 | 1 | 1 | 1 | 1 | 1 | 1 | 1 | 1 | 1 | 1 | 1 | 1 | 1 | 1 | 1 | 1 | 1 | 1 | 1 | 1 | 1 | 1 | 1 | 1 | 0 | 0 | 0 | 0 | 0 | 0 | 0 | 0 | 0 | 0 | 0 | 0 | 0 | 0 | 0 | 0 | 0 | 0 | 0.042337 | 0.23883 | 0.43532 | 0.63181 | 0.8283 | 1 | 1 | 1
Utility-Scale Solar | Oneida | E | 3 | 550.9963 | 1443.3187 | 1814.0114 | 26.3101 | 0.1989 | 1 | 1.0447 | 1.0541 | 1.0678 | 1.0741 | 1.6669 | 1.6502 | 1.6289 | 1.6176 | 1.6066 | 1.5929 | 1.5761 | 1.5589 | 1.5381 | 1.517 | 1.5183 | 1.5201 | 1.525 | 1.5313 | 1.5343 | 1.5399 | 1.5443 | 1.5498 | 1.5539 | 1.5558 | 1.5573 | 1 | 1.0154 | 1.0149 | 1.0334 | 1.0437 | 1.0474 | 1.0691 | 1.0754 | 1.0976 | 1.1171 | 1.1326 | 1.1478 | 1.1647 | 1.1806 | 1.197 | 1.2172 | 1.2388 | 1.2627 | 1.2891 | 1.3103 | 1.3373 | 1.3642 | 1.3956 | 1.426 | 1.4543 | 1.4833 | 1 | 1.0074 | 1.0088 | 1.0263 | 1.0461 | 1.0508 | 1.0577 | 1.0639 | 1.0713 | 1.0766 | 1.0799 | 1.0811 | 1.0818 | 1.0805 | 1.0794 | 1.09 | 1.1014 | 1.1144 | 1.1296 | 1.1404 | 1.1556 | 1.1704 | 1.1881 | 1.2036 | 1.2168 | 1.2302 | 1 | 1 | 1 | 1 | 1 | 1 | 1 | 1 | 1 | 1 | 1 | 1 | 1 | 1 | 1 | 1 | 1 | 1 | 1 | 1 | 1 | 1 | 1 | 1 | 1 | 1 | 0 | 0 | 0 | 0 | 0 | 0 | 0 | 0 | 0 | 0 | 0 | 0 | 0 | 0 | 0 | 0 | 0 | 0 | 0 | 0 | 0 | 0 | 0 | 0.041953 | 0.37441 | 0.70686
Utility-Scale Solar | Onondaga | C | 1 | 570.3921 | 1266.4625 | 236.2 | 23.0862 | 0.19772 | 1 | 1.0447 | 1.0541 | 1.0678 | 1.0741 | 1.6669 | 1.6502 | 1.6289 | 1.6176 | 1.6066 | 1.5929 | 1.5761 | 1.5589 | 1.5381 | 1.517 | 1.5183 | 1.5201 | 1.525 | 1.5313 | 1.5343 | 1.5399 | 1.5443 | 1.5498 | 1.5539 | 1.5558 | 1.5573 | 1 | 1.0154 | 1.0149 | 1.0334 | 1.0437 | 1.0474 | 1.0691 | 1.0754 | 1.0976 | 1.1171 | 1.1326 | 1.1478 | 1.1647 | 1.1806 | 1.197 | 1.2172 | 1.2388 | 1.2627 | 1.2891 | 1.3103 | 1.3373 | 1.3642 | 1.3956 | 1.426 | 1.4543 | 1.4833 | 1 | 1.0074 | 1.0088 | 1.0263 | 1.0461 | 1.0508 | 1.0577 | 1.0639 | 1.0713 | 1.0766 | 1.0799 | 1.0811 | 1.0818 | 1.0805 | 1.0794 | 1.09 | 1.1014 | 1.1144 | 1.1296 | 1.1404 | 1.1556 | 1.1704 | 1.1881 | 1.2036 | 1.2168 | 1.2302 | 1 | 1 | 1 | 1 | 1 | 1 | 1 | 1 | 1 | 1 | 1 | 1 | 1 | 1 | 1 | 1 | 1 | 1 | 1 | 1 | 1 | 1 | 1 | 1 | 1 | 1 | 0 | 0 | 0.0071801 | 0.03222 | 0.071613 | 0.11889 | 0.17429 | 0.2434 | 0.31355 | 0.38371 | 0.45386 | 0.52402 | 0.59418 | 0.66433 | 0.73449 | 0.80465 | 0.8748 | 0.94496 | 1 | 1 | 1 | 1 | 1 | 1 | 1 | 1
Utility-Scale Solar | Onondaga | C | 2 | 356.9827 | 1406.4382 | 845.7426 | 25.6378 | 0.2002 | 1 | 1.0447 | 1.0541 | 1.0678 | 1.0741 | 1.6669 | 1.6502 | 1.6289 | 1.6176 | 1.6066 | 1.5929 | 1.5761 | 1.5589 | 1.5381 | 1.517 | 1.5183 | 1.5201 | 1.525 | 1.5313 | 1.5343 | 1.5399 | 1.5443 | 1.5498 | 1.5539 | 1.5558 | 1.5573 | 1 | 1.0154 | 1.0149 | 1.0334 | 1.0437 | 1.0474 | 1.0691 | 1.0754 | 1.0976 | 1.1171 | 1.1326 | 1.1478 | 1.1647 | 1.1806 | 1.197 | 1.2172 | 1.2388 | 1.2627 | 1.2891 | 1.3103 | 1.3373 | 1.3642 | 1.3956 | 1.426 | 1.4543 | 1.4833 | 1 | 1.0074 | 1.0088 | 1.0263 | 1.0461 | 1.0508 | 1.0577 | 1.0639 | 1.0713 | 1.0766 | 1.0799 | 1.0811 | 1.0818 | 1.0805 | 1.0794 | 1.09 | 1.1014 | 1.1144 | 1.1296 | 1.1404 | 1.1556 | 1.1704 | 1.1881 | 1.2036 | 1.2168 | 1.2302 | 1 | 1 | 1 | 1 | 1 | 1 | 1 | 1 | 1 | 1 | 1 | 1 | 1 | 1 | 1 | 1 | 1 | 1 | 1 | 1 | 1 | 1 | 1 | 1 | 1 | 1 | 0 | 0 | 0 | 0 | 0 | 0 | 0 | 0 | 0 | 0 | 0 | 0 | 0 | 0 | 0 | 0 | 0 | 0 | 0.042337 | 0.23883 | 0.43532 | 0.63181 | 0.8283 | 1 | 1 | 1
Utility-Scale Solar | Onondaga | C | 3 | 128.8925 | 1452.7401 | 1744.8366 | 26.4818 | 0.2002 | 1 | 1.0447 | 1.0541 | 1.0678 | 1.0741 | 1.6669 | 1.6502 | 1.6289 | 1.6176 | 1.6066 | 1.5929 | 1.5761 | 1.5589 | 1.5381 | 1.517 | 1.5183 | 1.5201 | 1.525 | 1.5313 | 1.5343 | 1.5399 | 1.5443 | 1.5498 | 1.5539 | 1.5558 | 1.5573 | 1 | 1.0154 | 1.0149 | 1.0334 | 1.0437 | 1.0474 | 1.0691 | 1.0754 | 1.0976 | 1.1171 | 1.1326 | 1.1478 | 1.1647 | 1.1806 | 1.197 | 1.2172 | 1.2388 | 1.2627 | 1.2891 | 1.3103 | 1.3373 | 1.3642 | 1.3956 | 1.426 | 1.4543 | 1.4833 | 1 | 1.0074 | 1.0088 | 1.0263 | 1.0461 | 1.0508 | 1.0577 | 1.0639 | 1.0713 | 1.0766 | 1.0799 | 1.0811 | 1.0818 | 1.0805 | 1.0794 | 1.09 | 1.1014 | 1.1144 | 1.1296 | 1.1404 | 1.1556 | 1.1704 | 1.1881 | 1.2036 | 1.2168 | 1.2302 | 1 | 1 | 1 | 1 | 1 | 1 | 1 | 1 | 1 | 1 | 1 | 1 | 1 | 1 | 1 | 1 | 1 | 1 | 1 | 1 | 1 | 1 | 1 | 1 | 1 | 1 | 0 | 0 | 0 | 0 | 0 | 0 | 0 | 0 | 0 | 0 | 0 | 0 | 0 | 0 | 0 | 0 | 0 | 0 | 0 | 0 | 0 | 0 | 0 | 0.041953 | 0.37441 | 0.70686
Utility-Scale Solar | Ontario | B | 1 | 242.83 | 1340.022 | 329.8449 | 24.4271 | 0.2028 | 1 | 1.0447 | 1.0541 | 1.0678 | 1.0741 | 1.6669 | 1.6502 | 1.6289 | 1.6176 | 1.6066 | 1.5929 | 1.5761 | 1.5589 | 1.5381 | 1.517 | 1.5183 | 1.5201 | 1.525 | 1.5313 | 1.5343 | 1.5399 | 1.5443 | 1.5498 | 1.5539 | 1.5558 | 1.5573 | 1 | 1.0154 | 1.0149 | 1.0334 | 1.0437 | 1.0474 | 1.0691 | 1.0754 | 1.0976 | 1.1171 | 1.1326 | 1.1478 | 1.1647 | 1.1806 | 1.197 | 1.2172 | 1.2388 | 1.2627 | 1.2891 | 1.3103 | 1.3373 | 1.3642 | 1.3956 | 1.426 | 1.4543 | 1.4833 | 1 | 1.0074 | 1.0088 | 1.0263 | 1.0461 | 1.0508 | 1.0577 | 1.0639 | 1.0713 | 1.0766 | 1.0799 | 1.0811 | 1.0818 | 1.0805 | 1.0794 | 1.09 | 1.1014 | 1.1144 | 1.1296 | 1.1404 | 1.1556 | 1.1704 | 1.1881 | 1.2036 | 1.2168 | 1.2302 | 1 | 1 | 1 | 1 | 1 | 1 | 1 | 1 | 1 | 1 | 1 | 1 | 1 | 1 | 1 | 1 | 1 | 1 | 1 | 1 | 1 | 1 | 1 | 1 | 1 | 1 | 0 | 0 | 0.0033738 | 0.01514 | 0.03365 | 0.055862 | 0.081898 | 0.15815 | 0.23621 | 0.31427 | 0.39233 | 0.47039 | 0.54845 | 0.62651 | 0.70458 | 0.78264 | 0.8607 | 0.93876 | 1 | 1 | 1 | 1 | 1 | 1 | 1 | 1
Utility-Scale Solar | Ontario | B | 2 | 201.2194 | 1412.1946 | 902.0209 | 25.7427 | 0.2028 | 1 | 1.0447 | 1.0541 | 1.0678 | 1.0741 | 1.6669 | 1.6502 | 1.6289 | 1.6176 | 1.6066 | 1.5929 | 1.5761 | 1.5589 | 1.5381 | 1.517 | 1.5183 | 1.5201 | 1.525 | 1.5313 | 1.5343 | 1.5399 | 1.5443 | 1.5498 | 1.5539 | 1.5558 | 1.5573 | 1 | 1.0154 | 1.0149 | 1.0334 | 1.0437 | 1.0474 | 1.0691 | 1.0754 | 1.0976 | 1.1171 | 1.1326 | 1.1478 | 1.1647 | 1.1806 | 1.197 | 1.2172 | 1.2388 | 1.2627 | 1.2891 | 1.3103 | 1.3373 | 1.3642 | 1.3956 | 1.426 | 1.4543 | 1.4833 | 1 | 1.0074 | 1.0088 | 1.0263 | 1.0461 | 1.0508 | 1.0577 | 1.0639 | 1.0713 | 1.0766 | 1.0799 | 1.0811 | 1.0818 | 1.0805 | 1.0794 | 1.09 | 1.1014 | 1.1144 | 1.1296 | 1.1404 | 1.1556 | 1.1704 | 1.1881 | 1.2036 | 1.2168 | 1.2302 | 1 | 1 | 1 | 1 | 1 | 1 | 1 | 1 | 1 | 1 | 1 | 1 | 1 | 1 | 1 | 1 | 1 | 1 | 1 | 1 | 1 | 1 | 1 | 1 | 1 | 1 | 0 | 0 | 0 | 0 | 0 | 0 | 0 | 0 | 0 | 0 | 0 | 0 | 0 | 0 | 0 | 0 | 0 | 0 | 0.042337 | 0.23883 | 0.43532 | 0.63181 | 0.8283 | 1 | 1 | 1
Utility-Scale Solar | Ontario | B | 3 | 130.4022 | 1451.5626 | 1790.5196 | 26.4603 | 0.2028 | 1 | 1.0447 | 1.0541 | 1.0678 | 1.0741 | 1.6669 | 1.6502 | 1.6289 | 1.6176 | 1.6066 | 1.5929 | 1.5761 | 1.5589 | 1.5381 | 1.517 | 1.5183 | 1.5201 | 1.525 | 1.5313 | 1.5343 | 1.5399 | 1.5443 | 1.5498 | 1.5539 | 1.5558 | 1.5573 | 1 | 1.0154 | 1.0149 | 1.0334 | 1.0437 | 1.0474 | 1.0691 | 1.0754 | 1.0976 | 1.1171 | 1.1326 | 1.1478 | 1.1647 | 1.1806 | 1.197 | 1.2172 | 1.2388 | 1.2627 | 1.2891 | 1.3103 | 1.3373 | 1.3642 | 1.3956 | 1.426 | 1.4543 | 1.4833 | 1 | 1.0074 | 1.0088 | 1.0263 | 1.0461 | 1.0508 | 1.0577 | 1.0639 | 1.0713 | 1.0766 | 1.0799 | 1.0811 | 1.0818 | 1.0805 | 1.0794 | 1.09 | 1.1014 | 1.1144 | 1.1296 | 1.1404 | 1.1556 | 1.1704 | 1.1881 | 1.2036 | 1.2168 | 1.2302 | 1 | 1 | 1 | 1 | 1 | 1 | 1 | 1 | 1 | 1 | 1 | 1 | 1 | 1 | 1 | 1 | 1 | 1 | 1 | 1 | 1 | 1 | 1 | 1 | 1 | 1 | 0 | 0 | 0 | 0 | 0 | 0 | 0 | 0 | 0 | 0 | 0 | 0 | 0 | 0 | 0 | 0 | 0 | 0 | 0 | 0 | 0 | 0 | 0 | 0.041953 | 0.37441 | 0.70686
Utility-Scale Solar | Orange | G | 1 | 195.7244 | 1547.5587 | 417.7235 | 28.2102 | 0.2145 | 1 | 1.0447 | 1.0541 | 1.0678 | 1.0741 | 1.6669 | 1.6502 | 1.6289 | 1.6176 | 1.6066 | 1.5929 | 1.5761 | 1.5589 | 1.5381 | 1.517 | 1.5183 | 1.5201 | 1.525 | 1.5313 | 1.5343 | 1.5399 | 1.5443 | 1.5498 | 1.5539 | 1.5558 | 1.5573 | 1 | 1.0154 | 1.0149 | 1.0334 | 1.0437 | 1.0474 | 1.0691 | 1.0754 | 1.0976 | 1.1171 | 1.1326 | 1.1478 | 1.1647 | 1.1806 | 1.197 | 1.2172 | 1.2388 | 1.2627 | 1.2891 | 1.3103 | 1.3373 | 1.3642 | 1.3956 | 1.426 | 1.4543 | 1.4833 | 1 | 1.0074 | 1.0088 | 1.0263 | 1.0461 | 1.0508 | 1.0577 | 1.0639 | 1.0713 | 1.0766 | 1.0799 | 1.0811 | 1.0818 | 1.0805 | 1.0794 | 1.09 | 1.1014 | 1.1144 | 1.1296 | 1.1404 | 1.1556 | 1.1704 | 1.1881 | 1.2036 | 1.2168 | 1.2302 | 1 | 1 | 1 | 1 | 1 | 1 | 1 | 1 | 1 | 1 | 1 | 1 | 1 | 1 | 1 | 1 | 1 | 1 | 1 | 1 | 1 | 1 | 1 | 1 | 1 | 1 | 0 | 0 | 0 | 0 | 0 | 0 | 3.9693e-17 | 0.07415 | 0.15052 | 0.2269 | 0.30327 | 0.37965 | 0.45602 | 0.5324 | 0.60877 | 0.68515 | 0.76152 | 0.8379 | 0.89782 | 0.89782 | 0.89782 | 0.89782 | 0.89782 | 0.89782 | 0.89782 | 0.89782
Utility-Scale Solar | Orange | G | 2 | 262.9866 | 1601.8674 | 787.2422 | 29.2002 | 0.2145 | 1 | 1.0447 | 1.0541 | 1.0678 | 1.0741 | 1.6669 | 1.6502 | 1.6289 | 1.6176 | 1.6066 | 1.5929 | 1.5761 | 1.5589 | 1.5381 | 1.517 | 1.5183 | 1.5201 | 1.525 | 1.5313 | 1.5343 | 1.5399 | 1.5443 | 1.5498 | 1.5539 | 1.5558 | 1.5573 | 1 | 1.0154 | 1.0149 | 1.0334 | 1.0437 | 1.0474 | 1.0691 | 1.0754 | 1.0976 | 1.1171 | 1.1326 | 1.1478 | 1.1647 | 1.1806 | 1.197 | 1.2172 | 1.2388 | 1.2627 | 1.2891 | 1.3103 | 1.3373 | 1.3642 | 1.3956 | 1.426 | 1.4543 | 1.4833 | 1 | 1.0074 | 1.0088 | 1.0263 | 1.0461 | 1.0508 | 1.0577 | 1.0639 | 1.0713 | 1.0766 | 1.0799 | 1.0811 | 1.0818 | 1.0805 | 1.0794 | 1.09 | 1.1014 | 1.1144 | 1.1296 | 1.1404 | 1.1556 | 1.1704 | 1.1881 | 1.2036 | 1.2168 | 1.2302 | 1 | 1 | 1 | 1 | 1 | 1 | 1 | 1 | 1 | 1 | 1 | 1 | 1 | 1 | 1 | 1 | 1 | 1 | 1 | 1 | 1 | 1 | 1 | 1 | 1 | 1 | 0 | 0 | 0 | 0 | 0 | 0 | 0 | 0 | 0 | 0 | 0 | 0 | 0 | 0 | 0 | 0 | 0 | 0 | 0.042337 | 0.23883 | 0.43532 | 0.63181 | 0.8283 | 1 | 1 | 1
Utility-Scale Solar | Orange | G | 3 | 198.9214 | 1635.5752 | 1567.7967 | 29.8147 | 0.2145 | 1 | 1.0447 | 1.0541 | 1.0678 | 1.0741 | 1.6669 | 1.6502 | 1.6289 | 1.6176 | 1.6066 | 1.5929 | 1.5761 | 1.5589 | 1.5381 | 1.517 | 1.5183 | 1.5201 | 1.525 | 1.5313 | 1.5343 | 1.5399 | 1.5443 | 1.5498 | 1.5539 | 1.5558 | 1.5573 | 1 | 1.0154 | 1.0149 | 1.0334 | 1.0437 | 1.0474 | 1.0691 | 1.0754 | 1.0976 | 1.1171 | 1.1326 | 1.1478 | 1.1647 | 1.1806 | 1.197 | 1.2172 | 1.2388 | 1.2627 | 1.2891 | 1.3103 | 1.3373 | 1.3642 | 1.3956 | 1.426 | 1.4543 | 1.4833 | 1 | 1.0074 | 1.0088 | 1.0263 | 1.0461 | 1.0508 | 1.0577 | 1.0639 | 1.0713 | 1.0766 | 1.0799 | 1.0811 | 1.0818 | 1.0805 | 1.0794 | 1.09 | 1.1014 | 1.1144 | 1.1296 | 1.1404 | 1.1556 | 1.1704 | 1.1881 | 1.2036 | 1.2168 | 1.2302 | 1 | 1 | 1 | 1 | 1 | 1 | 1 | 1 | 1 | 1 | 1 | 1 | 1 | 1 | 1 | 1 | 1 | 1 | 1 | 1 | 1 | 1 | 1 | 1 | 1 | 1 | 0 | 0 | 0 | 0 | 0 | 0 | 0 | 0 | 0 | 0 | 0 | 0 | 0 | 0 | 0 | 0 | 0 | 0 | 0 | 0 | 0 | 0 | 0 | 0.041953 | 0.37441 | 0.70686
Utility-Scale Solar | Orleans | A | 1 | 253.7735 | 1237.9378 | 166.2924 | 22.5662 | 0.208 | 1 | 1.0447 | 1.0541 | 1.0678 | 1.0741 | 1.6669 | 1.6502 | 1.6289 | 1.6176 | 1.6066 | 1.5929 | 1.5761 | 1.5589 | 1.5381 | 1.517 | 1.5183 | 1.5201 | 1.525 | 1.5313 | 1.5343 | 1.5399 | 1.5443 | 1.5498 | 1.5539 | 1.5558 | 1.5573 | 1 | 1.0154 | 1.0149 | 1.0334 | 1.0437 | 1.0474 | 1.0691 | 1.0754 | 1.0976 | 1.1171 | 1.1326 | 1.1478 | 1.1647 | 1.1806 | 1.197 | 1.2172 | 1.2388 | 1.2627 | 1.2891 | 1.3103 | 1.3373 | 1.3642 | 1.3956 | 1.426 | 1.4543 | 1.4833 | 1 | 1.0074 | 1.0088 | 1.0263 | 1.0461 | 1.0508 | 1.0577 | 1.0639 | 1.0713 | 1.0766 | 1.0799 | 1.0811 | 1.0818 | 1.0805 | 1.0794 | 1.09 | 1.1014 | 1.1144 | 1.1296 | 1.1404 | 1.1556 | 1.1704 | 1.1881 | 1.2036 | 1.2168 | 1.2302 | 1 | 1 | 1 | 1 | 1 | 1 | 1 | 1 | 1 | 1 | 1 | 1 | 1 | 1 | 1 | 1 | 1 | 1 | 1 | 1 | 1 | 1 | 1 | 1 | 1 | 1 | 0 | 0 | 0 | 0 | 0 | 0 | 9.368e-18 | 0.0175 | 0.035526 | 0.053551 | 0.071576 | 0.089602 | 0.10763 | 0.12565 | 0.14368 | 0.1617 | 0.17973 | 0.19775 | 0.2119 | 0.2119 | 0.2119 | 0.2119 | 0.2119 | 0.2119 | 0.2119 | 0.2119
Utility-Scale Solar | Orleans | A | 2 | 114.2846 | 1392.8896 | 938.1123 | 25.3908 | 0.208 | 1 | 1.0447 | 1.0541 | 1.0678 | 1.0741 | 1.6669 | 1.6502 | 1.6289 | 1.6176 | 1.6066 | 1.5929 | 1.5761 | 1.5589 | 1.5381 | 1.517 | 1.5183 | 1.5201 | 1.525 | 1.5313 | 1.5343 | 1.5399 | 1.5443 | 1.5498 | 1.5539 | 1.5558 | 1.5573 | 1 | 1.0154 | 1.0149 | 1.0334 | 1.0437 | 1.0474 | 1.0691 | 1.0754 | 1.0976 | 1.1171 | 1.1326 | 1.1478 | 1.1647 | 1.1806 | 1.197 | 1.2172 | 1.2388 | 1.2627 | 1.2891 | 1.3103 | 1.3373 | 1.3642 | 1.3956 | 1.426 | 1.4543 | 1.4833 | 1 | 1.0074 | 1.0088 | 1.0263 | 1.0461 | 1.0508 | 1.0577 | 1.0639 | 1.0713 | 1.0766 | 1.0799 | 1.0811 | 1.0818 | 1.0805 | 1.0794 | 1.09 | 1.1014 | 1.1144 | 1.1296 | 1.1404 | 1.1556 | 1.1704 | 1.1881 | 1.2036 | 1.2168 | 1.2302 | 1 | 1 | 1 | 1 | 1 | 1 | 1 | 1 | 1 | 1 | 1 | 1 | 1 | 1 | 1 | 1 | 1 | 1 | 1 | 1 | 1 | 1 | 1 | 1 | 1 | 1 | 0 | 0 | 0 | 0 | 0 | 0 | 0 | 0 | 0 | 0 | 0 | 0 | 0 | 0 | 0 | 0 | 0 | 0 | 0.042337 | 0.23883 | 0.43532 | 0.63181 | 0.8283 | 1 | 1 | 1
Utility-Scale Solar | Orleans | A | 3 | 75.1521 | 1439.6474 | 2082.6958 | 26.2431 | 0.208 | 1 | 1.0447 | 1.0541 | 1.0678 | 1.0741 | 1.6669 | 1.6502 | 1.6289 | 1.6176 | 1.6066 | 1.5929 | 1.5761 | 1.5589 | 1.5381 | 1.517 | 1.5183 | 1.5201 | 1.525 | 1.5313 | 1.5343 | 1.5399 | 1.5443 | 1.5498 | 1.5539 | 1.5558 | 1.5573 | 1 | 1.0154 | 1.0149 | 1.0334 | 1.0437 | 1.0474 | 1.0691 | 1.0754 | 1.0976 | 1.1171 | 1.1326 | 1.1478 | 1.1647 | 1.1806 | 1.197 | 1.2172 | 1.2388 | 1.2627 | 1.2891 | 1.3103 | 1.3373 | 1.3642 | 1.3956 | 1.426 | 1.4543 | 1.4833 | 1 | 1.0074 | 1.0088 | 1.0263 | 1.0461 | 1.0508 | 1.0577 | 1.0639 | 1.0713 | 1.0766 | 1.0799 | 1.0811 | 1.0818 | 1.0805 | 1.0794 | 1.09 | 1.1014 | 1.1144 | 1.1296 | 1.1404 | 1.1556 | 1.1704 | 1.1881 | 1.2036 | 1.2168 | 1.2302 | 1 | 1 | 1 | 1 | 1 | 1 | 1 | 1 | 1 | 1 | 1 | 1 | 1 | 1 | 1 | 1 | 1 | 1 | 1 | 1 | 1 | 1 | 1 | 1 | 1 | 1 | 0 | 0 | 0 | 0 | 0 | 0 | 0 | 0 | 0 | 0 | 0 | 0 | 0 | 0 | 0 | 0 | 0 | 0 | 0 | 0 | 0 | 0 | 0 | 0.041953 | 0.37441 | 0.70686
Utility-Scale Solar | Oswego | C | 1 | 1854.1766 | 1319.9484 | 326.0581 | 24.0612 | 0.2028 | 1 | 1.0447 | 1.0541 | 1.0678 | 1.0741 | 1.6669 | 1.6502 | 1.6289 | 1.6176 | 1.6066 | 1.5929 | 1.5761 | 1.5589 | 1.5381 | 1.517 | 1.5183 | 1.5201 | 1.525 | 1.5313 | 1.5343 | 1.5399 | 1.5443 | 1.5498 | 1.5539 | 1.5558 | 1.5573 | 1 | 1.0154 | 1.0149 | 1.0334 | 1.0437 | 1.0474 | 1.0691 | 1.0754 | 1.0976 | 1.1171 | 1.1326 | 1.1478 | 1.1647 | 1.1806 | 1.197 | 1.2172 | 1.2388 | 1.2627 | 1.2891 | 1.3103 | 1.3373 | 1.3642 | 1.3956 | 1.426 | 1.4543 | 1.4833 | 1 | 1.0074 | 1.0088 | 1.0263 | 1.0461 | 1.0508 | 1.0577 | 1.0639 | 1.0713 | 1.0766 | 1.0799 | 1.0811 | 1.0818 | 1.0805 | 1.0794 | 1.09 | 1.1014 | 1.1144 | 1.1296 | 1.1404 | 1.1556 | 1.1704 | 1.1881 | 1.2036 | 1.2168 | 1.2302 | 1 | 1 | 1 | 1 | 1 | 1 | 1 | 1 | 1 | 1 | 1 | 1 | 1 | 1 | 1 | 1 | 1 | 1 | 1 | 1 | 1 | 1 | 1 | 1 | 1 | 1 | 0 | 0 | 0.0023153 | 0.01039 | 0.023092 | 0.038335 | 0.056202 | 0.13355 | 0.21289 | 0.29223 | 0.37158 | 0.45092 | 0.53026 | 0.6096 | 0.68894 | 0.76828 | 0.84763 | 0.92697 | 0.98921 | 0.98921 | 0.98921 | 0.98921 | 0.98921 | 0.98921 | 0.98921 | 0.98921
Utility-Scale Solar | Oswego | C | 2 | 652.8398 | 1400.7048 | 907.1047 | 25.5333 | 0.2028 | 1 | 1.0447 | 1.0541 | 1.0678 | 1.0741 | 1.6669 | 1.6502 | 1.6289 | 1.6176 | 1.6066 | 1.5929 | 1.5761 | 1.5589 | 1.5381 | 1.517 | 1.5183 | 1.5201 | 1.525 | 1.5313 | 1.5343 | 1.5399 | 1.5443 | 1.5498 | 1.5539 | 1.5558 | 1.5573 | 1 | 1.0154 | 1.0149 | 1.0334 | 1.0437 | 1.0474 | 1.0691 | 1.0754 | 1.0976 | 1.1171 | 1.1326 | 1.1478 | 1.1647 | 1.1806 | 1.197 | 1.2172 | 1.2388 | 1.2627 | 1.2891 | 1.3103 | 1.3373 | 1.3642 | 1.3956 | 1.426 | 1.4543 | 1.4833 | 1 | 1.0074 | 1.0088 | 1.0263 | 1.0461 | 1.0508 | 1.0577 | 1.0639 | 1.0713 | 1.0766 | 1.0799 | 1.0811 | 1.0818 | 1.0805 | 1.0794 | 1.09 | 1.1014 | 1.1144 | 1.1296 | 1.1404 | 1.1556 | 1.1704 | 1.1881 | 1.2036 | 1.2168 | 1.2302 | 1 | 1 | 1 | 1 | 1 | 1 | 1 | 1 | 1 | 1 | 1 | 1 | 1 | 1 | 1 | 1 | 1 | 1 | 1 | 1 | 1 | 1 | 1 | 1 | 1 | 1 | 0 | 0 | 0 | 0 | 0 | 0 | 0 | 0 | 0 | 0 | 0 | 0 | 0 | 0 | 0 | 0 | 0 | 0 | 0.042337 | 0.23883 | 0.43532 | 0.63181 | 0.8283 | 1 | 1 | 1
Utility-Scale Solar | Oswego | C | 3 | 378.8306 | 1432.9308 | 1769.0682 | 26.1207 | 0.2028 | 1 | 1.0447 | 1.0541 | 1.0678 | 1.0741 | 1.6669 | 1.6502 | 1.6289 | 1.6176 | 1.6066 | 1.5929 | 1.5761 | 1.5589 | 1.5381 | 1.517 | 1.5183 | 1.5201 | 1.525 | 1.5313 | 1.5343 | 1.5399 | 1.5443 | 1.5498 | 1.5539 | 1.5558 | 1.5573 | 1 | 1.0154 | 1.0149 | 1.0334 | 1.0437 | 1.0474 | 1.0691 | 1.0754 | 1.0976 | 1.1171 | 1.1326 | 1.1478 | 1.1647 | 1.1806 | 1.197 | 1.2172 | 1.2388 | 1.2627 | 1.2891 | 1.3103 | 1.3373 | 1.3642 | 1.3956 | 1.426 | 1.4543 | 1.4833 | 1 | 1.0074 | 1.0088 | 1.0263 | 1.0461 | 1.0508 | 1.0577 | 1.0639 | 1.0713 | 1.0766 | 1.0799 | 1.0811 | 1.0818 | 1.0805 | 1.0794 | 1.09 | 1.1014 | 1.1144 | 1.1296 | 1.1404 | 1.1556 | 1.1704 | 1.1881 | 1.2036 | 1.2168 | 1.2302 | 1 | 1 | 1 | 1 | 1 | 1 | 1 | 1 | 1 | 1 | 1 | 1 | 1 | 1 | 1 | 1 | 1 | 1 | 1 | 1 | 1 | 1 | 1 | 1 | 1 | 1 | 0 | 0 | 0 | 0 | 0 | 0 | 0 | 0 | 0 | 0 | 0 | 0 | 0 | 0 | 0 | 0 | 0 | 0 | 0 | 0 | 0 | 0 | 0 | 0.041953 | 0.37441 | 0.70686
Utility-Scale Solar | Otsego | F | 1 | 55.1785 | 1440.3358 | 240.8874 | 26.2557 | 0.2028 | 1 | 1.0447 | 1.0541 | 1.0678 | 1.0741 | 1.6669 | 1.6502 | 1.6289 | 1.6176 | 1.6066 | 1.5929 | 1.5761 | 1.5589 | 1.5381 | 1.517 | 1.5183 | 1.5201 | 1.525 | 1.5313 | 1.5343 | 1.5399 | 1.5443 | 1.5498 | 1.5539 | 1.5558 | 1.5573 | 1 | 1.0154 | 1.0149 | 1.0334 | 1.0437 | 1.0474 | 1.0691 | 1.0754 | 1.0976 | 1.1171 | 1.1326 | 1.1478 | 1.1647 | 1.1806 | 1.197 | 1.2172 | 1.2388 | 1.2627 | 1.2891 | 1.3103 | 1.3373 | 1.3642 | 1.3956 | 1.426 | 1.4543 | 1.4833 | 1 | 1.0074 | 1.0088 | 1.0263 | 1.0461 | 1.0508 | 1.0577 | 1.0639 | 1.0713 | 1.0766 | 1.0799 | 1.0811 | 1.0818 | 1.0805 | 1.0794 | 1.09 | 1.1014 | 1.1144 | 1.1296 | 1.1404 | 1.1556 | 1.1704 | 1.1881 | 1.2036 | 1.2168 | 1.2302 | 1 | 1 | 1 | 1 | 1 | 1 | 1 | 1 | 1 | 1 | 1 | 1 | 1 | 1 | 1 | 1 | 1 | 1 | 1 | 1 | 1 | 1 | 1 | 1 | 1 | 1 | 0 | 0 | 0 | 0 | 0 | 0 | 4.421e-17 | 0.082589 | 0.16766 | 0.25272 | 0.33779 | 0.42286 | 0.50793 | 0.59299 | 0.67806 | 0.76313 | 0.84819 | 0.93326 | 1 | 1 | 1 | 1 | 1 | 1 | 1 | 1
Utility-Scale Solar | Otsego | F | 2 | 20.6946 | 1516.7046 | 715.5673 | 27.6478 | 0.2028 | 1 | 1.0447 | 1.0541 | 1.0678 | 1.0741 | 1.6669 | 1.6502 | 1.6289 | 1.6176 | 1.6066 | 1.5929 | 1.5761 | 1.5589 | 1.5381 | 1.517 | 1.5183 | 1.5201 | 1.525 | 1.5313 | 1.5343 | 1.5399 | 1.5443 | 1.5498 | 1.5539 | 1.5558 | 1.5573 | 1 | 1.0154 | 1.0149 | 1.0334 | 1.0437 | 1.0474 | 1.0691 | 1.0754 | 1.0976 | 1.1171 | 1.1326 | 1.1478 | 1.1647 | 1.1806 | 1.197 | 1.2172 | 1.2388 | 1.2627 | 1.2891 | 1.3103 | 1.3373 | 1.3642 | 1.3956 | 1.426 | 1.4543 | 1.4833 | 1 | 1.0074 | 1.0088 | 1.0263 | 1.0461 | 1.0508 | 1.0577 | 1.0639 | 1.0713 | 1.0766 | 1.0799 | 1.0811 | 1.0818 | 1.0805 | 1.0794 | 1.09 | 1.1014 | 1.1144 | 1.1296 | 1.1404 | 1.1556 | 1.1704 | 1.1881 | 1.2036 | 1.2168 | 1.2302 | 1 | 1 | 1 | 1 | 1 | 1 | 1 | 1 | 1 | 1 | 1 | 1 | 1 | 1 | 1 | 1 | 1 | 1 | 1 | 1 | 1 | 1 | 1 | 1 | 1 | 1 | 0 | 0 | 0 | 0 | 0 | 0 | 0 | 0 | 0 | 0 | 0 | 0 | 0 | 0 | 0 | 0 | 0 | 0 | 0.042337 | 0.23883 | 0.43532 | 0.63181 | 0.8283 | 1 | 1 | 1
Utility-Scale Solar | Otsego | F | 3 | 130.1048 | 1564.5013 | 1751.3 | 28.5191 | 0.2028 | 1 | 1.0447 | 1.0541 | 1.0678 | 1.0741 | 1.6669 | 1.6502 | 1.6289 | 1.6176 | 1.6066 | 1.5929 | 1.5761 | 1.5589 | 1.5381 | 1.517 | 1.5183 | 1.5201 | 1.525 | 1.5313 | 1.5343 | 1.5399 | 1.5443 | 1.5498 | 1.5539 | 1.5558 | 1.5573 | 1 | 1.0154 | 1.0149 | 1.0334 | 1.0437 | 1.0474 | 1.0691 | 1.0754 | 1.0976 | 1.1171 | 1.1326 | 1.1478 | 1.1647 | 1.1806 | 1.197 | 1.2172 | 1.2388 | 1.2627 | 1.2891 | 1.3103 | 1.3373 | 1.3642 | 1.3956 | 1.426 | 1.4543 | 1.4833 | 1 | 1.0074 | 1.0088 | 1.0263 | 1.0461 | 1.0508 | 1.0577 | 1.0639 | 1.0713 | 1.0766 | 1.0799 | 1.0811 | 1.0818 | 1.0805 | 1.0794 | 1.09 | 1.1014 | 1.1144 | 1.1296 | 1.1404 | 1.1556 | 1.1704 | 1.1881 | 1.2036 | 1.2168 | 1.2302 | 1 | 1 | 1 | 1 | 1 | 1 | 1 | 1 | 1 | 1 | 1 | 1 | 1 | 1 | 1 | 1 | 1 | 1 | 1 | 1 | 1 | 1 | 1 | 1 | 1 | 1 | 0 | 0 | 0 | 0 | 0 | 0 | 0 | 0 | 0 | 0 | 0 | 0 | 0 | 0 | 0 | 0 | 0 | 0 | 0 | 0 | 0 | 0 | 0 | 0.041953 | 0.37441 | 0.70686
Utility-Scale Solar | Putnam | G | 3 | 8.546 | 1657.6457 | 2724.377 | 30.217 | 0.2158 | 1 | 1.0447 | 1.0541 | 1.0678 | 1.0741 | 1.6669 | 1.6502 | 1.6289 | 1.6176 | 1.6066 | 1.5929 | 1.5761 | 1.5589 | 1.5381 | 1.517 | 1.5183 | 1.5201 | 1.525 | 1.5313 | 1.5343 | 1.5399 | 1.5443 | 1.5498 | 1.5539 | 1.5558 | 1.5573 | 1 | 1.0154 | 1.0149 | 1.0334 | 1.0437 | 1.0474 | 1.0691 | 1.0754 | 1.0976 | 1.1171 | 1.1326 | 1.1478 | 1.1647 | 1.1806 | 1.197 | 1.2172 | 1.2388 | 1.2627 | 1.2891 | 1.3103 | 1.3373 | 1.3642 | 1.3956 | 1.426 | 1.4543 | 1.4833 | 1 | 1.0074 | 1.0088 | 1.0263 | 1.0461 | 1.0508 | 1.0577 | 1.0639 | 1.0713 | 1.0766 | 1.0799 | 1.0811 | 1.0818 | 1.0805 | 1.0794 | 1.09 | 1.1014 | 1.1144 | 1.1296 | 1.1404 | 1.1556 | 1.1704 | 1.1881 | 1.2036 | 1.2168 | 1.2302 | 1 | 1 | 1 | 1 | 1 | 1 | 1 | 1 | 1 | 1 | 1 | 1 | 1 | 1 | 1 | 1 | 1 | 1 | 1 | 1 | 1 | 1 | 1 | 1 | 1 | 1 | 0 | 0 | 0 | 0 | 0 | 0 | 0 | 0 | 0 | 0 | 0 | 0 | 0 | 0 | 0 | 0 | 0 | 0 | 0 | 0 | 0 | 0 | 0 | 0.041953 | 0.37441 | 0.70686
Utility-Scale Solar | Rensselaer | F | 1 | 72.077 | 1471.781 | 334.526 | 26.8289 | 0.2054 | 1 | 1.0447 | 1.0541 | 1.0678 | 1.0741 | 1.6669 | 1.6502 | 1.6289 | 1.6176 | 1.6066 | 1.5929 | 1.5761 | 1.5589 | 1.5381 | 1.517 | 1.5183 | 1.5201 | 1.525 | 1.5313 | 1.5343 | 1.5399 | 1.5443 | 1.5498 | 1.5539 | 1.5558 | 1.5573 | 1 | 1.0154 | 1.0149 | 1.0334 | 1.0437 | 1.0474 | 1.0691 | 1.0754 | 1.0976 | 1.1171 | 1.1326 | 1.1478 | 1.1647 | 1.1806 | 1.197 | 1.2172 | 1.2388 | 1.2627 | 1.2891 | 1.3103 | 1.3373 | 1.3642 | 1.3956 | 1.426 | 1.4543 | 1.4833 | 1 | 1.0074 | 1.0088 | 1.0263 | 1.0461 | 1.0508 | 1.0577 | 1.0639 | 1.0713 | 1.0766 | 1.0799 | 1.0811 | 1.0818 | 1.0805 | 1.0794 | 1.09 | 1.1014 | 1.1144 | 1.1296 | 1.1404 | 1.1556 | 1.1704 | 1.1881 | 1.2036 | 1.2168 | 1.2302 | 1 | 1 | 1 | 1 | 1 | 1 | 1 | 1 | 1 | 1 | 1 | 1 | 1 | 1 | 1 | 1 | 1 | 1 | 1 | 1 | 1 | 1 | 1 | 1 | 1 | 1 | 0 | 0 | 0.040963 | 0.18382 | 0.40856 | 0.67825 | 0.99436 | 1 | 1 | 1 | 1 | 1 | 1 | 1 | 1 | 1 | 1 | 1 | 1 | 1 | 1 | 1 | 1 | 1 | 1 | 1
Utility-Scale Solar | Rensselaer | F | 2 | 452.5526 | 1524.7052 | 847.9523 | 27.7936 | 0.2054 | 1 | 1.0447 | 1.0541 | 1.0678 | 1.0741 | 1.6669 | 1.6502 | 1.6289 | 1.6176 | 1.6066 | 1.5929 | 1.5761 | 1.5589 | 1.5381 | 1.517 | 1.5183 | 1.5201 | 1.525 | 1.5313 | 1.5343 | 1.5399 | 1.5443 | 1.5498 | 1.5539 | 1.5558 | 1.5573 | 1 | 1.0154 | 1.0149 | 1.0334 | 1.0437 | 1.0474 | 1.0691 | 1.0754 | 1.0976 | 1.1171 | 1.1326 | 1.1478 | 1.1647 | 1.1806 | 1.197 | 1.2172 | 1.2388 | 1.2627 | 1.2891 | 1.3103 | 1.3373 | 1.3642 | 1.3956 | 1.426 | 1.4543 | 1.4833 | 1 | 1.0074 | 1.0088 | 1.0263 | 1.0461 | 1.0508 | 1.0577 | 1.0639 | 1.0713 | 1.0766 | 1.0799 | 1.0811 | 1.0818 | 1.0805 | 1.0794 | 1.09 | 1.1014 | 1.1144 | 1.1296 | 1.1404 | 1.1556 | 1.1704 | 1.1881 | 1.2036 | 1.2168 | 1.2302 | 1 | 1 | 1 | 1 | 1 | 1 | 1 | 1 | 1 | 1 | 1 | 1 | 1 | 1 | 1 | 1 | 1 | 1 | 1 | 1 | 1 | 1 | 1 | 1 | 1 | 1 | 0 | 0 | 0 | 0 | 0 | 0 | 0 | 0.0099944 | 0.0099944 | 0.0099944 | 0.0099944 | 0.0099944 | 0.0099944 | 0.0099944 | 0.0099944 | 0.0099944 | 0.0099944 | 0.0099944 | 0.051908 | 0.24644 | 0.44096 | 0.63549 | 0.83002 | 1 | 1 | 1
Utility-Scale Solar | Rensselaer | F | 3 | 252.2241 | 1571.2218 | 1497.6449 | 28.6416 | 0.2054 | 1 | 1.0447 | 1.0541 | 1.0678 | 1.0741 | 1.6669 | 1.6502 | 1.6289 | 1.6176 | 1.6066 | 1.5929 | 1.5761 | 1.5589 | 1.5381 | 1.517 | 1.5183 | 1.5201 | 1.525 | 1.5313 | 1.5343 | 1.5399 | 1.5443 | 1.5498 | 1.5539 | 1.5558 | 1.5573 | 1 | 1.0154 | 1.0149 | 1.0334 | 1.0437 | 1.0474 | 1.0691 | 1.0754 | 1.0976 | 1.1171 | 1.1326 | 1.1478 | 1.1647 | 1.1806 | 1.197 | 1.2172 | 1.2388 | 1.2627 | 1.2891 | 1.3103 | 1.3373 | 1.3642 | 1.3956 | 1.426 | 1.4543 | 1.4833 | 1 | 1.0074 | 1.0088 | 1.0263 | 1.0461 | 1.0508 | 1.0577 | 1.0639 | 1.0713 | 1.0766 | 1.0799 | 1.0811 | 1.0818 | 1.0805 | 1.0794 | 1.09 | 1.1014 | 1.1144 | 1.1296 | 1.1404 | 1.1556 | 1.1704 | 1.1881 | 1.2036 | 1.2168 | 1.2302 | 1 | 1 | 1 | 1 | 1 | 1 | 1 | 1 | 1 | 1 | 1 | 1 | 1 | 1 | 1 | 1 | 1 | 1 | 1 | 1 | 1 | 1 | 1 | 1 | 1 | 1 | 0 | 0 | 0 | 0 | 0 | 0 | 0 | 0 | 0 | 0 | 0 | 0 | 0 | 0 | 0 | 0 | 0 | 0 | 0 | 0 | 0 | 0 | 0 | 0.041953 | 0.37441 | 0.70686
Utility-Scale Solar | Saratoga | F | 1 | 165.3807 | 1478.6309 | 458.2128 | 26.9538 | 0.2093 | 1 | 1.0447 | 1.0541 | 1.0678 | 1.0741 | 1.6669 | 1.6502 | 1.6289 | 1.6176 | 1.6066 | 1.5929 | 1.5761 | 1.5589 | 1.5381 | 1.517 | 1.5183 | 1.5201 | 1.525 | 1.5313 | 1.5343 | 1.5399 | 1.5443 | 1.5498 | 1.5539 | 1.5558 | 1.5573 | 1 | 1.0154 | 1.0149 | 1.0334 | 1.0437 | 1.0474 | 1.0691 | 1.0754 | 1.0976 | 1.1171 | 1.1326 | 1.1478 | 1.1647 | 1.1806 | 1.197 | 1.2172 | 1.2388 | 1.2627 | 1.2891 | 1.3103 | 1.3373 | 1.3642 | 1.3956 | 1.426 | 1.4543 | 1.4833 | 1 | 1.0074 | 1.0088 | 1.0263 | 1.0461 | 1.0508 | 1.0577 | 1.0639 | 1.0713 | 1.0766 | 1.0799 | 1.0811 | 1.0818 | 1.0805 | 1.0794 | 1.09 | 1.1014 | 1.1144 | 1.1296 | 1.1404 | 1.1556 | 1.1704 | 1.1881 | 1.2036 | 1.2168 | 1.2302 | 1 | 1 | 1 | 1 | 1 | 1 | 1 | 1 | 1 | 1 | 1 | 1 | 1 | 1 | 1 | 1 | 1 | 1 | 1 | 1 | 1 | 1 | 1 | 1 | 1 | 1 | 0 | 0 | 0 | 0 | 0 | 0 | 4.421e-17 | 0.082589 | 0.16766 | 0.25272 | 0.33779 | 0.42286 | 0.50793 | 0.59299 | 0.67806 | 0.76313 | 0.84819 | 0.93326 | 1 | 1 | 1 | 1 | 1 | 1 | 1 | 1
Utility-Scale Solar | Saratoga | F | 2 | 329.8439 | 1532.7354 | 911.8688 | 27.94 | 0.2093 | 1 | 1.0447 | 1.0541 | 1.0678 | 1.0741 | 1.6669 | 1.6502 | 1.6289 | 1.6176 | 1.6066 | 1.5929 | 1.5761 | 1.5589 | 1.5381 | 1.517 | 1.5183 | 1.5201 | 1.525 | 1.5313 | 1.5343 | 1.5399 | 1.5443 | 1.5498 | 1.5539 | 1.5558 | 1.5573 | 1 | 1.0154 | 1.0149 | 1.0334 | 1.0437 | 1.0474 | 1.0691 | 1.0754 | 1.0976 | 1.1171 | 1.1326 | 1.1478 | 1.1647 | 1.1806 | 1.197 | 1.2172 | 1.2388 | 1.2627 | 1.2891 | 1.3103 | 1.3373 | 1.3642 | 1.3956 | 1.426 | 1.4543 | 1.4833 | 1 | 1.0074 | 1.0088 | 1.0263 | 1.0461 | 1.0508 | 1.0577 | 1.0639 | 1.0713 | 1.0766 | 1.0799 | 1.0811 | 1.0818 | 1.0805 | 1.0794 | 1.09 | 1.1014 | 1.1144 | 1.1296 | 1.1404 | 1.1556 | 1.1704 | 1.1881 | 1.2036 | 1.2168 | 1.2302 | 1 | 1 | 1 | 1 | 1 | 1 | 1 | 1 | 1 | 1 | 1 | 1 | 1 | 1 | 1 | 1 | 1 | 1 | 1 | 1 | 1 | 1 | 1 | 1 | 1 | 1 | 0 | 0 | 0 | 0 | 0 | 0 | 0 | 0 | 0 | 0 | 0 | 0 | 0 | 0 | 0 | 0 | 0 | 0 | 0.042337 | 0.23883 | 0.43532 | 0.63181 | 0.8283 | 1 | 1 | 1
Utility-Scale Solar | Saratoga | F | 3 | 350.7692 | 1575.111 | 1928.5982 | 28.7125 | 0.2093 | 1 | 1.0447 | 1.0541 | 1.0678 | 1.0741 | 1.6669 | 1.6502 | 1.6289 | 1.6176 | 1.6066 | 1.5929 | 1.5761 | 1.5589 | 1.5381 | 1.517 | 1.5183 | 1.5201 | 1.525 | 1.5313 | 1.5343 | 1.5399 | 1.5443 | 1.5498 | 1.5539 | 1.5558 | 1.5573 | 1 | 1.0154 | 1.0149 | 1.0334 | 1.0437 | 1.0474 | 1.0691 | 1.0754 | 1.0976 | 1.1171 | 1.1326 | 1.1478 | 1.1647 | 1.1806 | 1.197 | 1.2172 | 1.2388 | 1.2627 | 1.2891 | 1.3103 | 1.3373 | 1.3642 | 1.3956 | 1.426 | 1.4543 | 1.4833 | 1 | 1.0074 | 1.0088 | 1.0263 | 1.0461 | 1.0508 | 1.0577 | 1.0639 | 1.0713 | 1.0766 | 1.0799 | 1.0811 | 1.0818 | 1.0805 | 1.0794 | 1.09 | 1.1014 | 1.1144 | 1.1296 | 1.1404 | 1.1556 | 1.1704 | 1.1881 | 1.2036 | 1.2168 | 1.2302 | 1 | 1 | 1 | 1 | 1 | 1 | 1 | 1 | 1 | 1 | 1 | 1 | 1 | 1 | 1 | 1 | 1 | 1 | 1 | 1 | 1 | 1 | 1 | 1 | 1 | 1 | 0 | 0 | 0 | 0 | 0 | 0 | 0 | 0 | 0 | 0 | 0 | 0 | 0 | 0 | 0 | 0 | 0 | 0 | 0 | 0 | 0 | 0 | 0 | 0.041953 | 0.37441 | 0.70686
Utility-Scale Solar | Schenectady | F | 2 | 67.7482 | 1509.3623 | 774.8523 | 27.514 | 0.2106 | 1 | 1.0447 | 1.0541 | 1.0678 | 1.0741 | 1.6669 | 1.6502 | 1.6289 | 1.6176 | 1.6066 | 1.5929 | 1.5761 | 1.5589 | 1.5381 | 1.517 | 1.5183 | 1.5201 | 1.525 | 1.5313 | 1.5343 | 1.5399 | 1.5443 | 1.5498 | 1.5539 | 1.5558 | 1.5573 | 1 | 1.0154 | 1.0149 | 1.0334 | 1.0437 | 1.0474 | 1.0691 | 1.0754 | 1.0976 | 1.1171 | 1.1326 | 1.1478 | 1.1647 | 1.1806 | 1.197 | 1.2172 | 1.2388 | 1.2627 | 1.2891 | 1.3103 | 1.3373 | 1.3642 | 1.3956 | 1.426 | 1.4543 | 1.4833 | 1 | 1.0074 | 1.0088 | 1.0263 | 1.0461 | 1.0508 | 1.0577 | 1.0639 | 1.0713 | 1.0766 | 1.0799 | 1.0811 | 1.0818 | 1.0805 | 1.0794 | 1.09 | 1.1014 | 1.1144 | 1.1296 | 1.1404 | 1.1556 | 1.1704 | 1.1881 | 1.2036 | 1.2168 | 1.2302 | 1 | 1 | 1 | 1 | 1 | 1 | 1 | 1 | 1 | 1 | 1 | 1 | 1 | 1 | 1 | 1 | 1 | 1 | 1 | 1 | 1 | 1 | 1 | 1 | 1 | 1 | 0 | 0 | 0 | 0 | 0 | 0 | 0 | 0.51662 | 0.51662 | 0.51662 | 0.51662 | 0.51662 | 0.51662 | 0.51662 | 0.51662 | 0.51662 | 0.51662 | 0.51662 | 0.53708 | 0.63206 | 0.72704 | 0.82202 | 0.91701 | 1 | 1 | 1
Utility-Scale Solar | Schenectady | F | 3 | 71.7912 | 1553.0205 | 1687.1183 | 28.3098 | 0.2106 | 1 | 1.0447 | 1.0541 | 1.0678 | 1.0741 | 1.6669 | 1.6502 | 1.6289 | 1.6176 | 1.6066 | 1.5929 | 1.5761 | 1.5589 | 1.5381 | 1.517 | 1.5183 | 1.5201 | 1.525 | 1.5313 | 1.5343 | 1.5399 | 1.5443 | 1.5498 | 1.5539 | 1.5558 | 1.5573 | 1 | 1.0154 | 1.0149 | 1.0334 | 1.0437 | 1.0474 | 1.0691 | 1.0754 | 1.0976 | 1.1171 | 1.1326 | 1.1478 | 1.1647 | 1.1806 | 1.197 | 1.2172 | 1.2388 | 1.2627 | 1.2891 | 1.3103 | 1.3373 | 1.3642 | 1.3956 | 1.426 | 1.4543 | 1.4833 | 1 | 1.0074 | 1.0088 | 1.0263 | 1.0461 | 1.0508 | 1.0577 | 1.0639 | 1.0713 | 1.0766 | 1.0799 | 1.0811 | 1.0818 | 1.0805 | 1.0794 | 1.09 | 1.1014 | 1.1144 | 1.1296 | 1.1404 | 1.1556 | 1.1704 | 1.1881 | 1.2036 | 1.2168 | 1.2302 | 1 | 1 | 1 | 1 | 1 | 1 | 1 | 1 | 1 | 1 | 1 | 1 | 1 | 1 | 1 | 1 | 1 | 1 | 1 | 1 | 1 | 1 | 1 | 1 | 1 | 1 | 0 | 0 | 0 | 0 | 0 | 0 | 0 | 0 | 0 | 0 | 0 | 0 | 0 | 0 | 0 | 0 | 0 | 0 | 0 | 0 | 0 | 0 | 0 | 0.041953 | 0.37441 | 0.70686
Utility-Scale Solar | Schoharie | E | 1 | 15.0696 | 1401.277 | 666.7339 | 25.5437 | 0.208 | 1 | 1.0447 | 1.0541 | 1.0678 | 1.0741 | 1.6669 | 1.6502 | 1.6289 | 1.6176 | 1.6066 | 1.5929 | 1.5761 | 1.5589 | 1.5381 | 1.517 | 1.5183 | 1.5201 | 1.525 | 1.5313 | 1.5343 | 1.5399 | 1.5443 | 1.5498 | 1.5539 | 1.5558 | 1.5573 | 1 | 1.0154 | 1.0149 | 1.0334 | 1.0437 | 1.0474 | 1.0691 | 1.0754 | 1.0976 | 1.1171 | 1.1326 | 1.1478 | 1.1647 | 1.1806 | 1.197 | 1.2172 | 1.2388 | 1.2627 | 1.2891 | 1.3103 | 1.3373 | 1.3642 | 1.3956 | 1.426 | 1.4543 | 1.4833 | 1 | 1.0074 | 1.0088 | 1.0263 | 1.0461 | 1.0508 | 1.0577 | 1.0639 | 1.0713 | 1.0766 | 1.0799 | 1.0811 | 1.0818 | 1.0805 | 1.0794 | 1.09 | 1.1014 | 1.1144 | 1.1296 | 1.1404 | 1.1556 | 1.1704 | 1.1881 | 1.2036 | 1.2168 | 1.2302 | 1 | 1 | 1 | 1 | 1 | 1 | 1 | 1 | 1 | 1 | 1 | 1 | 1 | 1 | 1 | 1 | 1 | 1 | 1 | 1 | 1 | 1 | 1 | 1 | 1 | 1 | 0 | 0 | 0 | 0 | 0 | 0 | 0 | 0 | 0 | 0 | 0 | 0 | 0 | 0 | 0 | 0 | 0 | 0 | 0 | 0 | 0 | 0 | 0 | 0 | 0 | 0
Utility-Scale Solar | Schoharie | E | 2 | 31.5308 | 1398.0804 | 1128.9555 | 25.4854 | 0.208 | 1 | 1.0447 | 1.0541 | 1.0678 | 1.0741 | 1.6669 | 1.6502 | 1.6289 | 1.6176 | 1.6066 | 1.5929 | 1.5761 | 1.5589 | 1.5381 | 1.517 | 1.5183 | 1.5201 | 1.525 | 1.5313 | 1.5343 | 1.5399 | 1.5443 | 1.5498 | 1.5539 | 1.5558 | 1.5573 | 1 | 1.0154 | 1.0149 | 1.0334 | 1.0437 | 1.0474 | 1.0691 | 1.0754 | 1.0976 | 1.1171 | 1.1326 | 1.1478 | 1.1647 | 1.1806 | 1.197 | 1.2172 | 1.2388 | 1.2627 | 1.2891 | 1.3103 | 1.3373 | 1.3642 | 1.3956 | 1.426 | 1.4543 | 1.4833 | 1 | 1.0074 | 1.0088 | 1.0263 | 1.0461 | 1.0508 | 1.0577 | 1.0639 | 1.0713 | 1.0766 | 1.0799 | 1.0811 | 1.0818 | 1.0805 | 1.0794 | 1.09 | 1.1014 | 1.1144 | 1.1296 | 1.1404 | 1.1556 | 1.1704 | 1.1881 | 1.2036 | 1.2168 | 1.2302 | 1 | 1 | 1 | 1 | 1 | 1 | 1 | 1 | 1 | 1 | 1 | 1 | 1 | 1 | 1 | 1 | 1 | 1 | 1 | 1 | 1 | 1 | 1 | 1 | 1 | 1 | 0 | 0 | 0 | 0 | 0 | 0 | 0 | 0 | 0 | 0 | 0 | 0 | 0 | 0 | 0 | 0 | 0 | 0 | 0.035717 | 0.20148 | 0.36725 | 0.53302 | 0.69878 | 0.84363 | 0.84363 | 0.84363
Utility-Scale Solar | Schuyler | C | 1 | 299.0877 | 1142.171 | 421.4162 | 24.5726 | 0.2028 | 1 | 1.0447 | 1.0541 | 1.0678 | 1.0741 | 1.9673 | 1.9475 | 1.9224 | 1.9091 | 1.8962 | 1.8799 | 1.8602 | 1.8398 | 1.8153 | 1.7904 | 1.7919 | 1.794 | 1.7999 | 1.8072 | 1.8108 | 1.8174 | 1.8226 | 1.8291 | 1.8339 | 1.8361 | 1.8379 | 1 | 1.0154 | 1.0149 | 1.0334 | 1.0437 | 1.0474 | 1.0691 | 1.0754 | 1.0976 | 1.1171 | 1.1326 | 1.1478 | 1.1647 | 1.1806 | 1.197 | 1.2172 | 1.2388 | 1.2627 | 1.2891 | 1.3103 | 1.3373 | 1.3642 | 1.3956 | 1.426 | 1.4543 | 1.4833 | 1 | 1.0074 | 1.0088 | 1.0263 | 1.0461 | 1.0508 | 1.0577 | 1.0639 | 1.0713 | 1.0766 | 1.0799 | 1.0811 | 1.0818 | 1.0805 | 1.0794 | 1.09 | 1.1014 | 1.1144 | 1.1296 | 1.1404 | 1.1556 | 1.1704 | 1.1881 | 1.2036 | 1.2168 | 1.2302 | 1 | 1 | 1 | 1 | 1 | 1 | 1 | 1 | 1 | 1 | 1 | 1 | 1 | 1 | 1 | 1 | 1 | 1 | 1 | 1 | 1 | 1 | 1 | 1 | 1 | 1 | 0 | 0 | 0.010272 | 0.046095 | 0.10245 | 0.17008 | 0.24935 | 0.31264 | 0.37638 | 0.44011 | 0.50385 | 0.56758 | 0.63132 | 0.69505 | 0.75879 | 0.82253 | 0.88626 | 0.95 | 1 | 1 | 1 | 1 | 1 | 1 | 1 | 1
Utility-Scale Solar | Schuyler | C | 2 | 162.2096 | 1196.6392 | 1192.7186 | 25.7606 | 0.2028 | 1 | 1.0447 | 1.0541 | 1.0678 | 1.0741 | 1.9686 | 1.9487 | 1.9236 | 1.9103 | 1.8974 | 1.8811 | 1.8614 | 1.841 | 1.8164 | 1.7915 | 1.793 | 1.7951 | 1.801 | 1.8084 | 1.812 | 1.8186 | 1.8237 | 1.8302 | 1.835 | 1.8373 | 1.839 | 1 | 1.0154 | 1.0149 | 1.0334 | 1.0437 | 1.0474 | 1.0691 | 1.0754 | 1.0976 | 1.1171 | 1.1326 | 1.1478 | 1.1647 | 1.1806 | 1.197 | 1.2172 | 1.2388 | 1.2627 | 1.2891 | 1.3103 | 1.3373 | 1.3642 | 1.3956 | 1.426 | 1.4543 | 1.4833 | 1 | 1.0074 | 1.0088 | 1.0263 | 1.0461 | 1.0508 | 1.0577 | 1.0639 | 1.0713 | 1.0766 | 1.0799 | 1.0811 | 1.0818 | 1.0805 | 1.0794 | 1.09 | 1.1014 | 1.1144 | 1.1296 | 1.1404 | 1.1556 | 1.1704 | 1.1881 | 1.2036 | 1.2168 | 1.2302 | 1 | 1 | 1 | 1 | 1 | 1 | 1 | 1 | 1 | 1 | 1 | 1 | 1 | 1 | 1 | 1 | 1 | 1 | 1 | 1 | 1 | 1 | 1 | 1 | 1 | 1 | 0 | 0 | 0 | 0 | 0 | 0 | 0 | 0 | 0 | 0 | 0 | 0 | 0 | 0 | 0 | 0 | 0 | 0 | 0.042337 | 0.23883 | 0.43532 | 0.63181 | 0.8283 | 1 | 1 | 1
Utility-Scale Solar | Schuyler | C | 3 | 118.1352 | 1209.1323 | 2029.6819 | 26.0295 | 0.2028 | 1 | 1.0447 | 1.0541 | 1.0678 | 1.0741 | 1.9686 | 1.9487 | 1.9236 | 1.9103 | 1.8974 | 1.8811 | 1.8614 | 1.841 | 1.8164 | 1.7915 | 1.793 | 1.7951 | 1.801 | 1.8084 | 1.812 | 1.8186 | 1.8237 | 1.8302 | 1.835 | 1.8373 | 1.839 | 1 | 1.0154 | 1.0149 | 1.0334 | 1.0437 | 1.0474 | 1.0691 | 1.0754 | 1.0976 | 1.1171 | 1.1326 | 1.1478 | 1.1647 | 1.1806 | 1.197 | 1.2172 | 1.2388 | 1.2627 | 1.2891 | 1.3103 | 1.3373 | 1.3642 | 1.3956 | 1.426 | 1.4543 | 1.4833 | 1 | 1.0074 | 1.0088 | 1.0263 | 1.0461 | 1.0508 | 1.0577 | 1.0639 | 1.0713 | 1.0766 | 1.0799 | 1.0811 | 1.0818 | 1.0805 | 1.0794 | 1.09 | 1.1014 | 1.1144 | 1.1296 | 1.1404 | 1.1556 | 1.1704 | 1.1881 | 1.2036 | 1.2168 | 1.2302 | 1 | 1 | 1 | 1 | 1 | 1 | 1 | 1 | 1 | 1 | 1 | 1 | 1 | 1 | 1 | 1 | 1 | 1 | 1 | 1 | 1 | 1 | 1 | 1 | 1 | 1 | 0 | 0 | 0 | 0 | 0 | 0 | 0 | 0 | 0 | 0 | 0 | 0 | 0 | 0 | 0 | 0 | 0 | 0 | 0 | 0 | 0 | 0 | 0 | 0.041953 | 0.37441 | 0.70686
Utility-Scale Solar | Seneca | C | 1 | 699.49 | 1070.4552 | 193.8451 | 20.053 | 0.18758 | 1 | 1.0447 | 1.0541 | 1.0678 | 1.0741 | 1.713 | 1.6958 | 1.6739 | 1.6623 | 1.6511 | 1.6369 | 1.6198 | 1.602 | 1.5807 | 1.559 | 1.5603 | 1.5621 | 1.5672 | 1.5736 | 1.5768 | 1.5825 | 1.587 | 1.5927 | 1.5969 | 1.5988 | 1.6003 | 1 | 1.0154 | 1.0149 | 1.0334 | 1.0437 | 1.0474 | 1.0691 | 1.0754 | 1.0976 | 1.1171 | 1.1326 | 1.1478 | 1.1647 | 1.1806 | 1.197 | 1.2172 | 1.2388 | 1.2627 | 1.2891 | 1.3103 | 1.3373 | 1.3642 | 1.3956 | 1.426 | 1.4543 | 1.4833 | 1 | 1.0074 | 1.0088 | 1.0263 | 1.0461 | 1.0508 | 1.0577 | 1.0639 | 1.0713 | 1.0766 | 1.0799 | 1.0811 | 1.0818 | 1.0805 | 1.0794 | 1.09 | 1.1014 | 1.1144 | 1.1296 | 1.1404 | 1.1556 | 1.1704 | 1.1881 | 1.2036 | 1.2168 | 1.2302 | 1 | 1 | 1 | 1 | 1 | 1 | 1 | 1 | 1 | 1 | 1 | 1 | 1 | 1 | 1 | 1 | 1 | 1 | 1 | 1 | 1 | 1 | 1 | 1 | 1 | 1 | 0 | 0 | 0.038358 | 0.17213 | 0.38257 | 0.63511 | 0.93111 | 0.94165 | 0.94706 | 0.95247 | 0.95788 | 0.96329 | 0.9687 | 0.97411 | 0.97952 | 0.98493 | 0.99034 | 0.99576 | 1 | 1 | 1 | 1 | 1 | 1 | 1 | 1
Utility-Scale Solar | Seneca | C | 2 | 113.1675 | 1188.6476 | 1159.5817 | 25.5885 | 0.2015 | 1 | 1.0447 | 1.0541 | 1.0678 | 1.0741 | 1.9686 | 1.9487 | 1.9236 | 1.9103 | 1.8974 | 1.8811 | 1.8614 | 1.841 | 1.8164 | 1.7915 | 1.793 | 1.7951 | 1.801 | 1.8084 | 1.812 | 1.8186 | 1.8237 | 1.8302 | 1.835 | 1.8373 | 1.839 | 1 | 1.0154 | 1.0149 | 1.0334 | 1.0437 | 1.0474 | 1.0691 | 1.0754 | 1.0976 | 1.1171 | 1.1326 | 1.1478 | 1.1647 | 1.1806 | 1.197 | 1.2172 | 1.2388 | 1.2627 | 1.2891 | 1.3103 | 1.3373 | 1.3642 | 1.3956 | 1.426 | 1.4543 | 1.4833 | 1 | 1.0074 | 1.0088 | 1.0263 | 1.0461 | 1.0508 | 1.0577 | 1.0639 | 1.0713 | 1.0766 | 1.0799 | 1.0811 | 1.0818 | 1.0805 | 1.0794 | 1.09 | 1.1014 | 1.1144 | 1.1296 | 1.1404 | 1.1556 | 1.1704 | 1.1881 | 1.2036 | 1.2168 | 1.2302 | 1 | 1 | 1 | 1 | 1 | 1 | 1 | 1 | 1 | 1 | 1 | 1 | 1 | 1 | 1 | 1 | 1 | 1 | 1 | 1 | 1 | 1 | 1 | 1 | 1 | 1 | 0 | 0 | 0 | 0 | 0 | 0 | 0 | 0 | 0 | 0 | 0 | 0 | 0 | 0 | 0 | 0 | 0 | 0 | 0.042337 | 0.23883 | 0.43532 | 0.63181 | 0.8283 | 1 | 1 | 1
Utility-Scale Solar | Seneca | C | 3 | 44.6284 | 1227.9124 | 2081.5869 | 26.4338 | 0.2015 | 1 | 1.0447 | 1.0541 | 1.0678 | 1.0741 | 1.9686 | 1.9487 | 1.9236 | 1.9103 | 1.8974 | 1.8811 | 1.8614 | 1.841 | 1.8164 | 1.7915 | 1.793 | 1.7951 | 1.801 | 1.8084 | 1.812 | 1.8186 | 1.8237 | 1.8302 | 1.835 | 1.8373 | 1.839 | 1 | 1.0154 | 1.0149 | 1.0334 | 1.0437 | 1.0474 | 1.0691 | 1.0754 | 1.0976 | 1.1171 | 1.1326 | 1.1478 | 1.1647 | 1.1806 | 1.197 | 1.2172 | 1.2388 | 1.2627 | 1.2891 | 1.3103 | 1.3373 | 1.3642 | 1.3956 | 1.426 | 1.4543 | 1.4833 | 1 | 1.0074 | 1.0088 | 1.0263 | 1.0461 | 1.0508 | 1.0577 | 1.0639 | 1.0713 | 1.0766 | 1.0799 | 1.0811 | 1.0818 | 1.0805 | 1.0794 | 1.09 | 1.1014 | 1.1144 | 1.1296 | 1.1404 | 1.1556 | 1.1704 | 1.1881 | 1.2036 | 1.2168 | 1.2302 | 1 | 1 | 1 | 1 | 1 | 1 | 1 | 1 | 1 | 1 | 1 | 1 | 1 | 1 | 1 | 1 | 1 | 1 | 1 | 1 | 1 | 1 | 1 | 1 | 1 | 1 | 0 | 0 | 0 | 0 | 0 | 0 | 0 | 0 | 0 | 0 | 0 | 0 | 0 | 0 | 0 | 0 | 0 | 0 | 0 | 0 | 0 | 0 | 0 | 0.041953 | 0.37441 | 0.70686
Utility-Scale Solar | St. Lawrence | E | 1 | 6846.3886 | 1295.0944 | 264.4708 | 23.6081 | 0.2002 | 1 | 1.0447 | 1.0541 | 1.0678 | 1.0741 | 1.6669 | 1.6502 | 1.6289 | 1.6176 | 1.6066 | 1.5929 | 1.5761 | 1.5589 | 1.5381 | 1.517 | 1.5183 | 1.5201 | 1.525 | 1.5313 | 1.5343 | 1.5399 | 1.5443 | 1.5498 | 1.5539 | 1.5558 | 1.5573 | 1 | 1.0154 | 1.0149 | 1.0334 | 1.0437 | 1.0474 | 1.0691 | 1.0754 | 1.0976 | 1.1171 | 1.1326 | 1.1478 | 1.1647 | 1.1806 | 1.197 | 1.2172 | 1.2388 | 1.2627 | 1.2891 | 1.3103 | 1.3373 | 1.3642 | 1.3956 | 1.426 | 1.4543 | 1.4833 | 1 | 1.0074 | 1.0088 | 1.0263 | 1.0461 | 1.0508 | 1.0577 | 1.0639 | 1.0713 | 1.0766 | 1.0799 | 1.0811 | 1.0818 | 1.0805 | 1.0794 | 1.09 | 1.1014 | 1.1144 | 1.1296 | 1.1404 | 1.1556 | 1.1704 | 1.1881 | 1.2036 | 1.2168 | 1.2302 | 1 | 1 | 1 | 1 | 1 | 1 | 1 | 1 | 1 | 1 | 1 | 1 | 1 | 1 | 1 | 1 | 1 | 1 | 1 | 1 | 1 | 1 | 1 | 1 | 1 | 1 | 0 | 0 | 0.0056152 | 0.025198 | 0.056005 | 0.092974 | 0.13631 | 0.2082 | 0.28146 | 0.35471 | 0.42797 | 0.50123 | 0.57448 | 0.64774 | 0.72099 | 0.79425 | 0.8675 | 0.94076 | 0.99823 | 0.99823 | 0.99823 | 0.99823 | 0.99823 | 0.99823 | 0.99823 | 0.99823
Utility-Scale Solar | St. Lawrence | E | 2 | 1780.9582 | 1394.5912 | 860.1113 | 25.4218 | 0.2002 | 1 | 1.0447 | 1.0541 | 1.0678 | 1.0741 | 1.6669 | 1.6502 | 1.6289 | 1.6176 | 1.6066 | 1.5929 | 1.5761 | 1.5589 | 1.5381 | 1.517 | 1.5183 | 1.5201 | 1.525 | 1.5313 | 1.5343 | 1.5399 | 1.5443 | 1.5498 | 1.5539 | 1.5558 | 1.5573 | 1 | 1.0154 | 1.0149 | 1.0334 | 1.0437 | 1.0474 | 1.0691 | 1.0754 | 1.0976 | 1.1171 | 1.1326 | 1.1478 | 1.1647 | 1.1806 | 1.197 | 1.2172 | 1.2388 | 1.2627 | 1.2891 | 1.3103 | 1.3373 | 1.3642 | 1.3956 | 1.426 | 1.4543 | 1.4833 | 1 | 1.0074 | 1.0088 | 1.0263 | 1.0461 | 1.0508 | 1.0577 | 1.0639 | 1.0713 | 1.0766 | 1.0799 | 1.0811 | 1.0818 | 1.0805 | 1.0794 | 1.09 | 1.1014 | 1.1144 | 1.1296 | 1.1404 | 1.1556 | 1.1704 | 1.1881 | 1.2036 | 1.2168 | 1.2302 | 1 | 1 | 1 | 1 | 1 | 1 | 1 | 1 | 1 | 1 | 1 | 1 | 1 | 1 | 1 | 1 | 1 | 1 | 1 | 1 | 1 | 1 | 1 | 1 | 1 | 1 | 0 | 0 | 0 | 0 | 0 | 0 | 0 | 0 | 0 | 0 | 0 | 0 | 0 | 0 | 0 | 0 | 0 | 0 | 0.042337 | 0.23883 | 0.43532 | 0.63181 | 0.8283 | 1 | 1 | 1
Utility-Scale Solar | St. Lawrence | E | 3 | 1034.1116 | 1436.1374 | 1861.2217 | 26.1792 | 0.2002 | 1 | 1.0447 | 1.0541 | 1.0678 | 1.0741 | 1.6669 | 1.6502 | 1.6289 | 1.6176 | 1.6066 | 1.5929 | 1.5761 | 1.5589 | 1.5381 | 1.517 | 1.5183 | 1.5201 | 1.525 | 1.5313 | 1.5343 | 1.5399 | 1.5443 | 1.5498 | 1.5539 | 1.5558 | 1.5573 | 1 | 1.0154 | 1.0149 | 1.0334 | 1.0437 | 1.0474 | 1.0691 | 1.0754 | 1.0976 | 1.1171 | 1.1326 | 1.1478 | 1.1647 | 1.1806 | 1.197 | 1.2172 | 1.2388 | 1.2627 | 1.2891 | 1.3103 | 1.3373 | 1.3642 | 1.3956 | 1.426 | 1.4543 | 1.4833 | 1 | 1.0074 | 1.0088 | 1.0263 | 1.0461 | 1.0508 | 1.0577 | 1.0639 | 1.0713 | 1.0766 | 1.0799 | 1.0811 | 1.0818 | 1.0805 | 1.0794 | 1.09 | 1.1014 | 1.1144 | 1.1296 | 1.1404 | 1.1556 | 1.1704 | 1.1881 | 1.2036 | 1.2168 | 1.2302 | 1 | 1 | 1 | 1 | 1 | 1 | 1 | 1 | 1 | 1 | 1 | 1 | 1 | 1 | 1 | 1 | 1 | 1 | 1 | 1 | 1 | 1 | 1 | 1 | 1 | 1 | 0 | 0 | 0 | 0 | 0 | 0 | 0 | 0 | 0 | 0 | 0 | 0 | 0 | 0 | 0 | 0 | 0 | 0 | 0 | 0 | 0 | 0 | 0 | 0.041953 | 0.37441 | 0.70686
Utility-Scale Solar | Steuben | C | 1 | 1042.8254 | 1085.446 | 296.5748 | 21.1687 | 0.18825 | 1 | 1.0447 | 1.0541 | 1.0678 | 1.0741 | 1.7834 | 1.7654 | 1.7427 | 1.7306 | 1.7189 | 1.7041 | 1.6862 | 1.6678 | 1.6456 | 1.623 | 1.6244 | 1.6263 | 1.6316 | 1.6382 | 1.6415 | 1.6475 | 1.6522 | 1.6581 | 1.6624 | 1.6644 | 1.666 | 1 | 1.0154 | 1.0149 | 1.0334 | 1.0437 | 1.0474 | 1.0691 | 1.0754 | 1.0976 | 1.1171 | 1.1326 | 1.1478 | 1.1647 | 1.1806 | 1.197 | 1.2172 | 1.2388 | 1.2627 | 1.2891 | 1.3103 | 1.3373 | 1.3642 | 1.3956 | 1.426 | 1.4543 | 1.4833 | 1 | 1.0074 | 1.0088 | 1.0263 | 1.0461 | 1.0508 | 1.0577 | 1.0639 | 1.0713 | 1.0766 | 1.0799 | 1.0811 | 1.0818 | 1.0805 | 1.0794 | 1.09 | 1.1014 | 1.1144 | 1.1296 | 1.1404 | 1.1556 | 1.1704 | 1.1881 | 1.2036 | 1.2168 | 1.2302 | 1 | 1 | 1 | 1 | 1 | 1 | 1 | 1 | 1 | 1 | 1 | 1 | 1 | 1 | 1 | 1 | 1 | 1 | 1 | 1 | 1 | 1 | 1 | 1 | 1 | 1 | 0 | 0 | 0.021013 | 0.094294 | 0.20958 | 0.34792 | 0.51008 | 0.55161 | 0.59141 | 0.63121 | 0.67101 | 0.71081 | 0.7506 | 0.7904 | 0.8302 | 0.87 | 0.9098 | 0.9496 | 0.98082 | 0.98082 | 0.98082 | 0.98082 | 0.98082 | 0.98082 | 0.98082 | 0.98082
Utility-Scale Solar | Steuben | C | 2 | 151.0323 | 1178.9221 | 1200.5967 | 25.3791 | 0.2028 | 1 | 1.0447 | 1.0541 | 1.0678 | 1.0741 | 1.9686 | 1.9487 | 1.9236 | 1.9103 | 1.8974 | 1.8811 | 1.8614 | 1.841 | 1.8164 | 1.7915 | 1.793 | 1.7951 | 1.801 | 1.8084 | 1.812 | 1.8186 | 1.8237 | 1.8302 | 1.835 | 1.8373 | 1.839 | 1 | 1.0154 | 1.0149 | 1.0334 | 1.0437 | 1.0474 | 1.0691 | 1.0754 | 1.0976 | 1.1171 | 1.1326 | 1.1478 | 1.1647 | 1.1806 | 1.197 | 1.2172 | 1.2388 | 1.2627 | 1.2891 | 1.3103 | 1.3373 | 1.3642 | 1.3956 | 1.426 | 1.4543 | 1.4833 | 1 | 1.0074 | 1.0088 | 1.0263 | 1.0461 | 1.0508 | 1.0577 | 1.0639 | 1.0713 | 1.0766 | 1.0799 | 1.0811 | 1.0818 | 1.0805 | 1.0794 | 1.09 | 1.1014 | 1.1144 | 1.1296 | 1.1404 | 1.1556 | 1.1704 | 1.1881 | 1.2036 | 1.2168 | 1.2302 | 1 | 1 | 1 | 1 | 1 | 1 | 1 | 1 | 1 | 1 | 1 | 1 | 1 | 1 | 1 | 1 | 1 | 1 | 1 | 1 | 1 | 1 | 1 | 1 | 1 | 1 | 0 | 0 | 0 | 0 | 0 | 0 | 0 | 0 | 0 | 0 | 0 | 0 | 0 | 0 | 0 | 0 | 0 | 0 | 0.042337 | 0.23883 | 0.43532 | 0.63181 | 0.8283 | 1 | 1 | 1
Utility-Scale Solar | Steuben | C | 3 | 135.1761 | 1232.0022 | 2171.544 | 26.072 | 0.2028 | 1 | 1.0447 | 1.0541 | 1.0678 | 1.0741 | 1.9352 | 1.9157 | 1.891 | 1.8779 | 1.8652 | 1.8492 | 1.8298 | 1.8098 | 1.7856 | 1.7611 | 1.7626 | 1.7647 | 1.7704 | 1.7777 | 1.7813 | 1.7877 | 1.7928 | 1.7992 | 1.8039 | 1.8061 | 1.8079 | 1 | 1.0154 | 1.0149 | 1.0334 | 1.0437 | 1.0474 | 1.0691 | 1.0754 | 1.0976 | 1.1171 | 1.1326 | 1.1478 | 1.1647 | 1.1806 | 1.197 | 1.2172 | 1.2388 | 1.2627 | 1.2891 | 1.3103 | 1.3373 | 1.3642 | 1.3956 | 1.426 | 1.4543 | 1.4833 | 1 | 1.0074 | 1.0088 | 1.0263 | 1.0461 | 1.0508 | 1.0577 | 1.0639 | 1.0713 | 1.0766 | 1.0799 | 1.0811 | 1.0818 | 1.0805 | 1.0794 | 1.09 | 1.1014 | 1.1144 | 1.1296 | 1.1404 | 1.1556 | 1.1704 | 1.1881 | 1.2036 | 1.2168 | 1.2302 | 1 | 1 | 1 | 1 | 1 | 1 | 1 | 1 | 1 | 1 | 1 | 1 | 1 | 1 | 1 | 1 | 1 | 1 | 1 | 1 | 1 | 1 | 1 | 1 | 1 | 1 | 0 | 0 | 0 | 0 | 0 | 0 | 0 | 0 | 0 | 0 | 0 | 0 | 0 | 0 | 0 | 0 | 0 | 0 | 0 | 0 | 0 | 0 | 0 | 0.041953 | 0.37441 | 0.70686
Utility-Scale Solar | Suffolk | K | 1 | 263.8331 | 1599.0631 | 335.4782 | 29.1491 | 0.2288 | 1 | 1.0447 | 1.0541 | 1.0678 | 1.0741 | 1.6669 | 1.6502 | 1.6289 | 1.6176 | 1.6066 | 1.5929 | 1.5761 | 1.5589 | 1.5381 | 1.517 | 1.5183 | 1.5201 | 1.525 | 1.5313 | 1.5343 | 1.5399 | 1.5443 | 1.5498 | 1.5539 | 1.5558 | 1.5573 | 1 | 1.0154 | 1.0149 | 1.0334 | 1.0437 | 1.0474 | 1.0691 | 1.0754 | 1.0976 | 1.1171 | 1.1326 | 1.1478 | 1.1647 | 1.1806 | 1.197 | 1.2172 | 1.2388 | 1.2627 | 1.2891 | 1.3103 | 1.3373 | 1.3642 | 1.3956 | 1.426 | 1.4543 | 1.4833 | 1 | 1.0074 | 1.0088 | 1.0263 | 1.0461 | 1.0508 | 1.0577 | 1.0639 | 1.0713 | 1.0766 | 1.0799 | 1.0811 | 1.0818 | 1.0805 | 1.0794 | 1.09 | 1.1014 | 1.1144 | 1.1296 | 1.1404 | 1.1556 | 1.1704 | 1.1881 | 1.2036 | 1.2168 | 1.2302 | 1 | 1 | 1 | 1 | 1 | 1 | 1 | 1 | 1 | 1 | 1 | 1 | 1 | 1 | 1 | 1 | 1 | 1 | 1 | 1 | 1 | 1 | 1 | 1 | 1 | 1 | 0 | 0 | 0.0055894 | 0.025082 | 0.055748 | 0.092547 | 0.13568 | 0.20777 | 0.28123 | 0.35469 | 0.42815 | 0.50161 | 0.57507 | 0.64853 | 0.72199 | 0.79545 | 0.86891 | 0.94237 | 1 | 1 | 1 | 1 | 1 | 1 | 1 | 1
Utility-Scale Solar | Suffolk | K | 2 | 141.3395 | 1699.0919 | 921.5506 | 30.9725 | 0.2288 | 1 | 1.0447 | 1.0541 | 1.0678 | 1.0741 | 1.6669 | 1.6502 | 1.6289 | 1.6176 | 1.6066 | 1.5929 | 1.5761 | 1.5589 | 1.5381 | 1.517 | 1.5183 | 1.5201 | 1.525 | 1.5313 | 1.5343 | 1.5399 | 1.5443 | 1.5498 | 1.5539 | 1.5558 | 1.5573 | 1 | 1.0154 | 1.0149 | 1.0334 | 1.0437 | 1.0474 | 1.0691 | 1.0754 | 1.0976 | 1.1171 | 1.1326 | 1.1478 | 1.1647 | 1.1806 | 1.197 | 1.2172 | 1.2388 | 1.2627 | 1.2891 | 1.3103 | 1.3373 | 1.3642 | 1.3956 | 1.426 | 1.4543 | 1.4833 | 1 | 1.0074 | 1.0088 | 1.0263 | 1.0461 | 1.0508 | 1.0577 | 1.0639 | 1.0713 | 1.0766 | 1.0799 | 1.0811 | 1.0818 | 1.0805 | 1.0794 | 1.09 | 1.1014 | 1.1144 | 1.1296 | 1.1404 | 1.1556 | 1.1704 | 1.1881 | 1.2036 | 1.2168 | 1.2302 | 1 | 1 | 1 | 1 | 1 | 1 | 1 | 1 | 1 | 1 | 1 | 1 | 1 | 1 | 1 | 1 | 1 | 1 | 1 | 1 | 1 | 1 | 1 | 1 | 1 | 1 | 0 | 0 | 0 | 0 | 0 | 0 | 0 | 0 | 0 | 0 | 0 | 0 | 0 | 0 | 0 | 0 | 0 | 0 | 0.042337 | 0.23883 | 0.43532 | 0.63181 | 0.8283 | 1 | 1 | 1
Utility-Scale Solar | Suffolk | K | 3 | 44.8251 | 1752.4682 | 1858.2828 | 31.9455 | 0.2288 | 1 | 1.0447 | 1.0541 | 1.0678 | 1.0741 | 1.6669 | 1.6502 | 1.6289 | 1.6176 | 1.6066 | 1.5929 | 1.5761 | 1.5589 | 1.5381 | 1.517 | 1.5183 | 1.5201 | 1.525 | 1.5313 | 1.5343 | 1.5399 | 1.5443 | 1.5498 | 1.5539 | 1.5558 | 1.5573 | 1 | 1.0154 | 1.0149 | 1.0334 | 1.0437 | 1.0474 | 1.0691 | 1.0754 | 1.0976 | 1.1171 | 1.1326 | 1.1478 | 1.1647 | 1.1806 | 1.197 | 1.2172 | 1.2388 | 1.2627 | 1.2891 | 1.3103 | 1.3373 | 1.3642 | 1.3956 | 1.426 | 1.4543 | 1.4833 | 1 | 1.0074 | 1.0088 | 1.0263 | 1.0461 | 1.0508 | 1.0577 | 1.0639 | 1.0713 | 1.0766 | 1.0799 | 1.0811 | 1.0818 | 1.0805 | 1.0794 | 1.09 | 1.1014 | 1.1144 | 1.1296 | 1.1404 | 1.1556 | 1.1704 | 1.1881 | 1.2036 | 1.2168 | 1.2302 | 1 | 1 | 1 | 1 | 1 | 1 | 1 | 1 | 1 | 1 | 1 | 1 | 1 | 1 | 1 | 1 | 1 | 1 | 1 | 1 | 1 | 1 | 1 | 1 | 1 | 1 | 0 | 0 | 0 | 0 | 0 | 0 | 0 | 0 | 0 | 0 | 0 | 0 | 0 | 0 | 0 | 0 | 0 | 0 | 0 | 0 | 0 | 0 | 0 | 0.041953 | 0.37441 | 0.70686
Utility-Scale Solar | Sullivan | E | 1 | 513.5612 | 1231.7091 | 156.3673 | 22.4527 | 0.2093 | 1 | 1.0447 | 1.0541 | 1.0678 | 1.0741 | 1.6669 | 1.6502 | 1.6289 | 1.6176 | 1.6066 | 1.5929 | 1.5761 | 1.5589 | 1.5381 | 1.517 | 1.5183 | 1.5201 | 1.525 | 1.5313 | 1.5343 | 1.5399 | 1.5443 | 1.5498 | 1.5539 | 1.5558 | 1.5573 | 1 | 1.0154 | 1.0149 | 1.0334 | 1.0437 | 1.0474 | 1.0691 | 1.0754 | 1.0976 | 1.1171 | 1.1326 | 1.1478 | 1.1647 | 1.1806 | 1.197 | 1.2172 | 1.2388 | 1.2627 | 1.2891 | 1.3103 | 1.3373 | 1.3642 | 1.3956 | 1.426 | 1.4543 | 1.4833 | 1 | 1.0074 | 1.0088 | 1.0263 | 1.0461 | 1.0508 | 1.0577 | 1.0639 | 1.0713 | 1.0766 | 1.0799 | 1.0811 | 1.0818 | 1.0805 | 1.0794 | 1.09 | 1.1014 | 1.1144 | 1.1296 | 1.1404 | 1.1556 | 1.1704 | 1.1881 | 1.2036 | 1.2168 | 1.2302 | 1 | 1 | 1 | 1 | 1 | 1 | 1 | 1 | 1 | 1 | 1 | 1 | 1 | 1 | 1 | 1 | 1 | 1 | 1 | 1 | 1 | 1 | 1 | 1 | 1 | 1 | 0 | 0 | 0.031905 | 0.14317 | 0.31822 | 0.52827 | 0.77448 | 0.79714 | 0.81595 | 0.83476 | 0.85357 | 0.87238 | 0.89119 | 0.91 | 0.92881 | 0.94762 | 0.96643 | 0.98524 | 1 | 1 | 1 | 1 | 1 | 1 | 1 | 1
Utility-Scale Solar | Sullivan | E | 2 | 75.5261 | 1400.5646 | 868.4296 | 25.5307 | 0.2093 | 1 | 1.0447 | 1.0541 | 1.0678 | 1.0741 | 1.6669 | 1.6502 | 1.6289 | 1.6176 | 1.6066 | 1.5929 | 1.5761 | 1.5589 | 1.5381 | 1.517 | 1.5183 | 1.5201 | 1.525 | 1.5313 | 1.5343 | 1.5399 | 1.5443 | 1.5498 | 1.5539 | 1.5558 | 1.5573 | 1 | 1.0154 | 1.0149 | 1.0334 | 1.0437 | 1.0474 | 1.0691 | 1.0754 | 1.0976 | 1.1171 | 1.1326 | 1.1478 | 1.1647 | 1.1806 | 1.197 | 1.2172 | 1.2388 | 1.2627 | 1.2891 | 1.3103 | 1.3373 | 1.3642 | 1.3956 | 1.426 | 1.4543 | 1.4833 | 1 | 1.0074 | 1.0088 | 1.0263 | 1.0461 | 1.0508 | 1.0577 | 1.0639 | 1.0713 | 1.0766 | 1.0799 | 1.0811 | 1.0818 | 1.0805 | 1.0794 | 1.09 | 1.1014 | 1.1144 | 1.1296 | 1.1404 | 1.1556 | 1.1704 | 1.1881 | 1.2036 | 1.2168 | 1.2302 | 1 | 1 | 1 | 1 | 1 | 1 | 1 | 1 | 1 | 1 | 1 | 1 | 1 | 1 | 1 | 1 | 1 | 1 | 1 | 1 | 1 | 1 | 1 | 1 | 1 | 1 | 0 | 0 | 0 | 0 | 0 | 0 | 0 | 0 | 0 | 0 | 0 | 0 | 0 | 0 | 0 | 0 | 0 | 0 | 0.042337 | 0.23883 | 0.43532 | 0.63181 | 0.8283 | 1 | 1 | 1
Utility-Scale Solar | Sullivan | E | 3 | 9.041 | 1437.4453 | 1735.2224 | 26.203 | 0.2093 | 1 | 1.0447 | 1.0541 | 1.0678 | 1.0741 | 1.6669 | 1.6502 | 1.6289 | 1.6176 | 1.6066 | 1.5929 | 1.5761 | 1.5589 | 1.5381 | 1.517 | 1.5183 | 1.5201 | 1.525 | 1.5313 | 1.5343 | 1.5399 | 1.5443 | 1.5498 | 1.5539 | 1.5558 | 1.5573 | 1 | 1.0154 | 1.0149 | 1.0334 | 1.0437 | 1.0474 | 1.0691 | 1.0754 | 1.0976 | 1.1171 | 1.1326 | 1.1478 | 1.1647 | 1.1806 | 1.197 | 1.2172 | 1.2388 | 1.2627 | 1.2891 | 1.3103 | 1.3373 | 1.3642 | 1.3956 | 1.426 | 1.4543 | 1.4833 | 1 | 1.0074 | 1.0088 | 1.0263 | 1.0461 | 1.0508 | 1.0577 | 1.0639 | 1.0713 | 1.0766 | 1.0799 | 1.0811 | 1.0818 | 1.0805 | 1.0794 | 1.09 | 1.1014 | 1.1144 | 1.1296 | 1.1404 | 1.1556 | 1.1704 | 1.1881 | 1.2036 | 1.2168 | 1.2302 | 1 | 1 | 1 | 1 | 1 | 1 | 1 | 1 | 1 | 1 | 1 | 1 | 1 | 1 | 1 | 1 | 1 | 1 | 1 | 1 | 1 | 1 | 1 | 1 | 1 | 1 | 0 | 0 | 0 | 0 | 0 | 0 | 0 | 0 | 0 | 0 | 0 | 0 | 0 | 0 | 0 | 0 | 0 | 0 | 0 | 0 | 0 | 0 | 0 | 0.041953 | 0.37441 | 0.70686
Utility-Scale Solar | Tioga | C | 1 | 109.7456 | 1174.2639 | 593.6867 | 25.2789 | 0.2015 | 1 | 1.0447 | 1.0541 | 1.0678 | 1.0741 | 1.9686 | 1.9487 | 1.9236 | 1.9103 | 1.8974 | 1.8811 | 1.8614 | 1.841 | 1.8164 | 1.7915 | 1.793 | 1.7951 | 1.801 | 1.8084 | 1.812 | 1.8186 | 1.8237 | 1.8302 | 1.835 | 1.8373 | 1.839 | 1 | 1.0154 | 1.0149 | 1.0334 | 1.0437 | 1.0474 | 1.0691 | 1.0754 | 1.0976 | 1.1171 | 1.1326 | 1.1478 | 1.1647 | 1.1806 | 1.197 | 1.2172 | 1.2388 | 1.2627 | 1.2891 | 1.3103 | 1.3373 | 1.3642 | 1.3956 | 1.426 | 1.4543 | 1.4833 | 1 | 1.0074 | 1.0088 | 1.0263 | 1.0461 | 1.0508 | 1.0577 | 1.0639 | 1.0713 | 1.0766 | 1.0799 | 1.0811 | 1.0818 | 1.0805 | 1.0794 | 1.09 | 1.1014 | 1.1144 | 1.1296 | 1.1404 | 1.1556 | 1.1704 | 1.1881 | 1.2036 | 1.2168 | 1.2302 | 1 | 1 | 1 | 1 | 1 | 1 | 1 | 1 | 1 | 1 | 1 | 1 | 1 | 1 | 1 | 1 | 1 | 1 | 1 | 1 | 1 | 1 | 1 | 1 | 1 | 1 | 0 | 0 | 0.018663 | 0.083748 | 0.18614 | 0.30901 | 0.45303 | 0.48551 | 0.51632 | 0.54713 | 0.57793 | 0.60874 | 0.63955 | 0.67036 | 0.70117 | 0.73197 | 0.76278 | 0.79359 | 0.81776 | 0.81776 | 0.81776 | 0.81776 | 0.81776 | 0.81776 | 0.81776 | 0.81776
Utility-Scale Solar | Tioga | C | 2 | 70.3178 | 1187.3115 | 1121.7013 | 25.5598 | 0.2015 | 1 | 1.0447 | 1.0541 | 1.0678 | 1.0741 | 1.9686 | 1.9487 | 1.9236 | 1.9103 | 1.8974 | 1.8811 | 1.8614 | 1.841 | 1.8164 | 1.7915 | 1.793 | 1.7951 | 1.801 | 1.8084 | 1.812 | 1.8186 | 1.8237 | 1.8302 | 1.835 | 1.8373 | 1.839 | 1 | 1.0154 | 1.0149 | 1.0334 | 1.0437 | 1.0474 | 1.0691 | 1.0754 | 1.0976 | 1.1171 | 1.1326 | 1.1478 | 1.1647 | 1.1806 | 1.197 | 1.2172 | 1.2388 | 1.2627 | 1.2891 | 1.3103 | 1.3373 | 1.3642 | 1.3956 | 1.426 | 1.4543 | 1.4833 | 1 | 1.0074 | 1.0088 | 1.0263 | 1.0461 | 1.0508 | 1.0577 | 1.0639 | 1.0713 | 1.0766 | 1.0799 | 1.0811 | 1.0818 | 1.0805 | 1.0794 | 1.09 | 1.1014 | 1.1144 | 1.1296 | 1.1404 | 1.1556 | 1.1704 | 1.1881 | 1.2036 | 1.2168 | 1.2302 | 1 | 1 | 1 | 1 | 1 | 1 | 1 | 1 | 1 | 1 | 1 | 1 | 1 | 1 | 1 | 1 | 1 | 1 | 1 | 1 | 1 | 1 | 1 | 1 | 1 | 1 | 0 | 0 | 0 | 0 | 0 | 0 | 0 | 0 | 0 | 0 | 0 | 0 | 0 | 0 | 0 | 0 | 0 | 0 | 0.042337 | 0.23883 | 0.43532 | 0.63181 | 0.8283 | 1 | 1 | 1
Utility-Scale Solar | Tioga | C | 3 | 27.4232 | 1232.8236 | 1980.778 | 26.5395 | 0.2015 | 1 | 1.0447 | 1.0541 | 1.0678 | 1.0741 | 1.9686 | 1.9487 | 1.9236 | 1.9103 | 1.8974 | 1.8811 | 1.8614 | 1.841 | 1.8164 | 1.7915 | 1.793 | 1.7951 | 1.801 | 1.8084 | 1.812 | 1.8186 | 1.8237 | 1.8302 | 1.835 | 1.8373 | 1.839 | 1 | 1.0154 | 1.0149 | 1.0334 | 1.0437 | 1.0474 | 1.0691 | 1.0754 | 1.0976 | 1.1171 | 1.1326 | 1.1478 | 1.1647 | 1.1806 | 1.197 | 1.2172 | 1.2388 | 1.2627 | 1.2891 | 1.3103 | 1.3373 | 1.3642 | 1.3956 | 1.426 | 1.4543 | 1.4833 | 1 | 1.0074 | 1.0088 | 1.0263 | 1.0461 | 1.0508 | 1.0577 | 1.0639 | 1.0713 | 1.0766 | 1.0799 | 1.0811 | 1.0818 | 1.0805 | 1.0794 | 1.09 | 1.1014 | 1.1144 | 1.1296 | 1.1404 | 1.1556 | 1.1704 | 1.1881 | 1.2036 | 1.2168 | 1.2302 | 1 | 1 | 1 | 1 | 1 | 1 | 1 | 1 | 1 | 1 | 1 | 1 | 1 | 1 | 1 | 1 | 1 | 1 | 1 | 1 | 1 | 1 | 1 | 1 | 1 | 1 | 0 | 0 | 0 | 0 | 0 | 0 | 0 | 0 | 0 | 0 | 0 | 0 | 0 | 0 | 0 | 0 | 0 | 0 | 0 | 0 | 0 | 0 | 0 | 0.041953 | 0.37441 | 0.70686
Utility-Scale Solar | Tompkins | C | 1 | 769.5549 | 1304.0708 | 314.1219 | 23.7717 | 0.1989 | 1 | 1.0447 | 1.0541 | 1.0678 | 1.0741 | 1.6669 | 1.6502 | 1.6289 | 1.6176 | 1.6066 | 1.5929 | 1.5761 | 1.5589 | 1.5381 | 1.517 | 1.5183 | 1.5201 | 1.525 | 1.5313 | 1.5343 | 1.5399 | 1.5443 | 1.5498 | 1.5539 | 1.5558 | 1.5573 | 1 | 1.0154 | 1.0149 | 1.0334 | 1.0437 | 1.0474 | 1.0691 | 1.0754 | 1.0976 | 1.1171 | 1.1326 | 1.1478 | 1.1647 | 1.1806 | 1.197 | 1.2172 | 1.2388 | 1.2627 | 1.2891 | 1.3103 | 1.3373 | 1.3642 | 1.3956 | 1.426 | 1.4543 | 1.4833 | 1 | 1.0074 | 1.0088 | 1.0263 | 1.0461 | 1.0508 | 1.0577 | 1.0639 | 1.0713 | 1.0766 | 1.0799 | 1.0811 | 1.0818 | 1.0805 | 1.0794 | 1.09 | 1.1014 | 1.1144 | 1.1296 | 1.1404 | 1.1556 | 1.1704 | 1.1881 | 1.2036 | 1.2168 | 1.2302 | 1 | 1 | 1 | 1 | 1 | 1 | 1 | 1 | 1 | 1 | 1 | 1 | 1 | 1 | 1 | 1 | 1 | 1 | 1 | 1 | 1 | 1 | 1 | 1 | 1 | 1 | 0 | 0 | 0.019695 | 0.08838 | 0.19643 | 0.3261 | 0.47809 | 0.52368 | 0.56784 | 0.61201 | 0.65618 | 0.70035 | 0.74451 | 0.78868 | 0.83285 | 0.87701 | 0.92118 | 0.96535 | 1 | 1 | 1 | 1 | 1 | 1 | 1 | 1
Utility-Scale Solar | Tompkins | C | 2 | 621.3322 | 1385.0415 | 945.1747 | 25.2477 | 0.1989 | 1 | 1.0447 | 1.0541 | 1.0678 | 1.0741 | 1.6669 | 1.6502 | 1.6289 | 1.6176 | 1.6066 | 1.5929 | 1.5761 | 1.5589 | 1.5381 | 1.517 | 1.5183 | 1.5201 | 1.525 | 1.5313 | 1.5343 | 1.5399 | 1.5443 | 1.5498 | 1.5539 | 1.5558 | 1.5573 | 1 | 1.0154 | 1.0149 | 1.0334 | 1.0437 | 1.0474 | 1.0691 | 1.0754 | 1.0976 | 1.1171 | 1.1326 | 1.1478 | 1.1647 | 1.1806 | 1.197 | 1.2172 | 1.2388 | 1.2627 | 1.2891 | 1.3103 | 1.3373 | 1.3642 | 1.3956 | 1.426 | 1.4543 | 1.4833 | 1 | 1.0074 | 1.0088 | 1.0263 | 1.0461 | 1.0508 | 1.0577 | 1.0639 | 1.0713 | 1.0766 | 1.0799 | 1.0811 | 1.0818 | 1.0805 | 1.0794 | 1.09 | 1.1014 | 1.1144 | 1.1296 | 1.1404 | 1.1556 | 1.1704 | 1.1881 | 1.2036 | 1.2168 | 1.2302 | 1 | 1 | 1 | 1 | 1 | 1 | 1 | 1 | 1 | 1 | 1 | 1 | 1 | 1 | 1 | 1 | 1 | 1 | 1 | 1 | 1 | 1 | 1 | 1 | 1 | 1 | 0 | 0 | 0 | 0 | 0 | 0 | 0 | 0 | 0 | 0 | 0 | 0 | 0 | 0 | 0 | 0 | 0 | 0 | 0.042337 | 0.23883 | 0.43532 | 0.63181 | 0.8283 | 1 | 1 | 1
Utility-Scale Solar | Tompkins | C | 3 | 426.2786 | 1421.0402 | 1923.392 | 25.9039 | 0.1989 | 1 | 1.0447 | 1.0541 | 1.0678 | 1.0741 | 1.6669 | 1.6502 | 1.6289 | 1.6176 | 1.6066 | 1.5929 | 1.5761 | 1.5589 | 1.5381 | 1.517 | 1.5183 | 1.5201 | 1.525 | 1.5313 | 1.5343 | 1.5399 | 1.5443 | 1.5498 | 1.5539 | 1.5558 | 1.5573 | 1 | 1.0154 | 1.0149 | 1.0334 | 1.0437 | 1.0474 | 1.0691 | 1.0754 | 1.0976 | 1.1171 | 1.1326 | 1.1478 | 1.1647 | 1.1806 | 1.197 | 1.2172 | 1.2388 | 1.2627 | 1.2891 | 1.3103 | 1.3373 | 1.3642 | 1.3956 | 1.426 | 1.4543 | 1.4833 | 1 | 1.0074 | 1.0088 | 1.0263 | 1.0461 | 1.0508 | 1.0577 | 1.0639 | 1.0713 | 1.0766 | 1.0799 | 1.0811 | 1.0818 | 1.0805 | 1.0794 | 1.09 | 1.1014 | 1.1144 | 1.1296 | 1.1404 | 1.1556 | 1.1704 | 1.1881 | 1.2036 | 1.2168 | 1.2302 | 1 | 1 | 1 | 1 | 1 | 1 | 1 | 1 | 1 | 1 | 1 | 1 | 1 | 1 | 1 | 1 | 1 | 1 | 1 | 1 | 1 | 1 | 1 | 1 | 1 | 1 | 0 | 0 | 0 | 0 | 0 | 0 | 0 | 0 | 0 | 0 | 0 | 0 | 0 | 0 | 0 | 0 | 0 | 0 | 0 | 0 | 0 | 0 | 0 | 0.041953 | 0.37441 | 0.70686
Utility-Scale Solar | Ulster | G | 1 | 329.7356 | 1552.3571 | 330.5473 | 28.2977 | 0.2106 | 1 | 1.0447 | 1.0541 | 1.0678 | 1.0741 | 1.6669 | 1.6502 | 1.6289 | 1.6176 | 1.6066 | 1.5929 | 1.5761 | 1.5589 | 1.5381 | 1.517 | 1.5183 | 1.5201 | 1.525 | 1.5313 | 1.5343 | 1.5399 | 1.5443 | 1.5498 | 1.5539 | 1.5558 | 1.5573 | 1 | 1.0154 | 1.0149 | 1.0334 | 1.0437 | 1.0474 | 1.0691 | 1.0754 | 1.0976 | 1.1171 | 1.1326 | 1.1478 | 1.1647 | 1.1806 | 1.197 | 1.2172 | 1.2388 | 1.2627 | 1.2891 | 1.3103 | 1.3373 | 1.3642 | 1.3956 | 1.426 | 1.4543 | 1.4833 | 1 | 1.0074 | 1.0088 | 1.0263 | 1.0461 | 1.0508 | 1.0577 | 1.0639 | 1.0713 | 1.0766 | 1.0799 | 1.0811 | 1.0818 | 1.0805 | 1.0794 | 1.09 | 1.1014 | 1.1144 | 1.1296 | 1.1404 | 1.1556 | 1.1704 | 1.1881 | 1.2036 | 1.2168 | 1.2302 | 1 | 1 | 1 | 1 | 1 | 1 | 1 | 1 | 1 | 1 | 1 | 1 | 1 | 1 | 1 | 1 | 1 | 1 | 1 | 1 | 1 | 1 | 1 | 1 | 1 | 1 | 0 | 0 | 0.0037269 | 0.016724 | 0.037171 | 0.061708 | 0.090469 | 0.16606 | 0.24338 | 0.32071 | 0.39804 | 0.47537 | 0.5527 | 0.63002 | 0.70735 | 0.78468 | 0.86201 | 0.93933 | 1 | 1 | 1 | 1 | 1 | 1 | 1 | 1
Utility-Scale Solar | Ulster | G | 2 | 148.9142 | 1617.1939 | 712.2107 | 29.4796 | 0.2106 | 1 | 1.0447 | 1.0541 | 1.0678 | 1.0741 | 1.6669 | 1.6502 | 1.6289 | 1.6176 | 1.6066 | 1.5929 | 1.5761 | 1.5589 | 1.5381 | 1.517 | 1.5183 | 1.5201 | 1.525 | 1.5313 | 1.5343 | 1.5399 | 1.5443 | 1.5498 | 1.5539 | 1.5558 | 1.5573 | 1 | 1.0154 | 1.0149 | 1.0334 | 1.0437 | 1.0474 | 1.0691 | 1.0754 | 1.0976 | 1.1171 | 1.1326 | 1.1478 | 1.1647 | 1.1806 | 1.197 | 1.2172 | 1.2388 | 1.2627 | 1.2891 | 1.3103 | 1.3373 | 1.3642 | 1.3956 | 1.426 | 1.4543 | 1.4833 | 1 | 1.0074 | 1.0088 | 1.0263 | 1.0461 | 1.0508 | 1.0577 | 1.0639 | 1.0713 | 1.0766 | 1.0799 | 1.0811 | 1.0818 | 1.0805 | 1.0794 | 1.09 | 1.1014 | 1.1144 | 1.1296 | 1.1404 | 1.1556 | 1.1704 | 1.1881 | 1.2036 | 1.2168 | 1.2302 | 1 | 1 | 1 | 1 | 1 | 1 | 1 | 1 | 1 | 1 | 1 | 1 | 1 | 1 | 1 | 1 | 1 | 1 | 1 | 1 | 1 | 1 | 1 | 1 | 1 | 1 | 0 | 0 | 0 | 0 | 0 | 0 | 0 | 0 | 0 | 0 | 0 | 0 | 0 | 0 | 0 | 0 | 0 | 0 | 0.042337 | 0.23883 | 0.43532 | 0.63181 | 0.8283 | 1 | 1 | 1
Utility-Scale Solar | Ulster | G | 3 | 110.2455 | 1662.6149 | 1339.9738 | 30.3076 | 0.2106 | 1 | 1.0447 | 1.0541 | 1.0678 | 1.0741 | 1.6669 | 1.6502 | 1.6289 | 1.6176 | 1.6066 | 1.5929 | 1.5761 | 1.5589 | 1.5381 | 1.517 | 1.5183 | 1.5201 | 1.525 | 1.5313 | 1.5343 | 1.5399 | 1.5443 | 1.5498 | 1.5539 | 1.5558 | 1.5573 | 1 | 1.0154 | 1.0149 | 1.0334 | 1.0437 | 1.0474 | 1.0691 | 1.0754 | 1.0976 | 1.1171 | 1.1326 | 1.1478 | 1.1647 | 1.1806 | 1.197 | 1.2172 | 1.2388 | 1.2627 | 1.2891 | 1.3103 | 1.3373 | 1.3642 | 1.3956 | 1.426 | 1.4543 | 1.4833 | 1 | 1.0074 | 1.0088 | 1.0263 | 1.0461 | 1.0508 | 1.0577 | 1.0639 | 1.0713 | 1.0766 | 1.0799 | 1.0811 | 1.0818 | 1.0805 | 1.0794 | 1.09 | 1.1014 | 1.1144 | 1.1296 | 1.1404 | 1.1556 | 1.1704 | 1.1881 | 1.2036 | 1.2168 | 1.2302 | 1 | 1 | 1 | 1 | 1 | 1 | 1 | 1 | 1 | 1 | 1 | 1 | 1 | 1 | 1 | 1 | 1 | 1 | 1 | 1 | 1 | 1 | 1 | 1 | 1 | 1 | 0 | 0 | 0 | 0 | 0 | 0 | 0 | 0 | 0 | 0 | 0 | 0 | 0 | 0 | 0 | 0 | 0 | 0 | 0 | 0 | 0 | 0 | 0 | 0.041953 | 0.37441 | 0.70686
Utility-Scale Solar | Warren | F | 1 | 40.6181 | 1464.1925 | 368.6727 | 26.6906 | 0.2067 | 1 | 1.0447 | 1.0541 | 1.0678 | 1.0741 | 1.6669 | 1.6502 | 1.6289 | 1.6176 | 1.6066 | 1.5929 | 1.5761 | 1.5589 | 1.5381 | 1.517 | 1.5183 | 1.5201 | 1.525 | 1.5313 | 1.5343 | 1.5399 | 1.5443 | 1.5498 | 1.5539 | 1.5558 | 1.5573 | 1 | 1.0154 | 1.0149 | 1.0334 | 1.0437 | 1.0474 | 1.0691 | 1.0754 | 1.0976 | 1.1171 | 1.1326 | 1.1478 | 1.1647 | 1.1806 | 1.197 | 1.2172 | 1.2388 | 1.2627 | 1.2891 | 1.3103 | 1.3373 | 1.3642 | 1.3956 | 1.426 | 1.4543 | 1.4833 | 1 | 1.0074 | 1.0088 | 1.0263 | 1.0461 | 1.0508 | 1.0577 | 1.0639 | 1.0713 | 1.0766 | 1.0799 | 1.0811 | 1.0818 | 1.0805 | 1.0794 | 1.09 | 1.1014 | 1.1144 | 1.1296 | 1.1404 | 1.1556 | 1.1704 | 1.1881 | 1.2036 | 1.2168 | 1.2302 | 1 | 1 | 1 | 1 | 1 | 1 | 1 | 1 | 1 | 1 | 1 | 1 | 1 | 1 | 1 | 1 | 1 | 1 | 1 | 1 | 1 | 1 | 1 | 1 | 1 | 1 | 0 | 0 | 0 | 0 | 0 | 0 | 4.421e-17 | 0.082589 | 0.16766 | 0.25272 | 0.33779 | 0.42286 | 0.50793 | 0.59299 | 0.67806 | 0.76313 | 0.84819 | 0.93326 | 1 | 1 | 1 | 1 | 1 | 1 | 1 | 1
Utility-Scale Solar | Washington | F | 1 | 1841.6923 | 1400.1538 | 229.1481 | 25.5232 | 0.2041 | 1 | 1.0447 | 1.0541 | 1.0678 | 1.0741 | 1.6669 | 1.6502 | 1.6289 | 1.6176 | 1.6066 | 1.5929 | 1.5761 | 1.5589 | 1.5381 | 1.517 | 1.5183 | 1.5201 | 1.525 | 1.5313 | 1.5343 | 1.5399 | 1.5443 | 1.5498 | 1.5539 | 1.5558 | 1.5573 | 1 | 1.0154 | 1.0149 | 1.0334 | 1.0437 | 1.0474 | 1.0691 | 1.0754 | 1.0976 | 1.1171 | 1.1326 | 1.1478 | 1.1647 | 1.1806 | 1.197 | 1.2172 | 1.2388 | 1.2627 | 1.2891 | 1.3103 | 1.3373 | 1.3642 | 1.3956 | 1.426 | 1.4543 | 1.4833 | 1 | 1.0074 | 1.0088 | 1.0263 | 1.0461 | 1.0508 | 1.0577 | 1.0639 | 1.0713 | 1.0766 | 1.0799 | 1.0811 | 1.0818 | 1.0805 | 1.0794 | 1.09 | 1.1014 | 1.1144 | 1.1296 | 1.1404 | 1.1556 | 1.1704 | 1.1881 | 1.2036 | 1.2168 | 1.2302 | 1 | 1 | 1 | 1 | 1 | 1 | 1 | 1 | 1 | 1 | 1 | 1 | 1 | 1 | 1 | 1 | 1 | 1 | 1 | 1 | 1 | 1 | 1 | 1 | 1 | 1 | 0 | 0 | 0.0062278 | 0.027947 | 0.062115 | 0.10312 | 0.15118 | 0.22207 | 0.2942 | 0.36633 | 0.43847 | 0.5106 | 0.58274 | 0.65487 | 0.72701 | 0.79914 | 0.87127 | 0.94341 | 1 | 1 | 1 | 1 | 1 | 1 | 1 | 1
Utility-Scale Solar | Washington | F | 2 | 590.775 | 1509.8336 | 833.005 | 27.5225 | 0.2041 | 1 | 1.0447 | 1.0541 | 1.0678 | 1.0741 | 1.6669 | 1.6502 | 1.6289 | 1.6176 | 1.6066 | 1.5929 | 1.5761 | 1.5589 | 1.5381 | 1.517 | 1.5183 | 1.5201 | 1.525 | 1.5313 | 1.5343 | 1.5399 | 1.5443 | 1.5498 | 1.5539 | 1.5558 | 1.5573 | 1 | 1.0154 | 1.0149 | 1.0334 | 1.0437 | 1.0474 | 1.0691 | 1.0754 | 1.0976 | 1.1171 | 1.1326 | 1.1478 | 1.1647 | 1.1806 | 1.197 | 1.2172 | 1.2388 | 1.2627 | 1.2891 | 1.3103 | 1.3373 | 1.3642 | 1.3956 | 1.426 | 1.4543 | 1.4833 | 1 | 1.0074 | 1.0088 | 1.0263 | 1.0461 | 1.0508 | 1.0577 | 1.0639 | 1.0713 | 1.0766 | 1.0799 | 1.0811 | 1.0818 | 1.0805 | 1.0794 | 1.09 | 1.1014 | 1.1144 | 1.1296 | 1.1404 | 1.1556 | 1.1704 | 1.1881 | 1.2036 | 1.2168 | 1.2302 | 1 | 1 | 1 | 1 | 1 | 1 | 1 | 1 | 1 | 1 | 1 | 1 | 1 | 1 | 1 | 1 | 1 | 1 | 1 | 1 | 1 | 1 | 1 | 1 | 1 | 1 | 0 | 0 | 0 | 0 | 0 | 0 | 0 | 0 | 0 | 0 | 0 | 0 | 0 | 0 | 0 | 0 | 0 | 0 | 0.042337 | 0.23883 | 0.43532 | 0.63181 | 0.8283 | 1 | 1 | 1
Utility-Scale Solar | Washington | F | 3 | 393.4632 | 1560.865 | 1796.5319 | 28.4528 | 0.2041 | 1 | 1.0447 | 1.0541 | 1.0678 | 1.0741 | 1.6669 | 1.6502 | 1.6289 | 1.6176 | 1.6066 | 1.5929 | 1.5761 | 1.5589 | 1.5381 | 1.517 | 1.5183 | 1.5201 | 1.525 | 1.5313 | 1.5343 | 1.5399 | 1.5443 | 1.5498 | 1.5539 | 1.5558 | 1.5573 | 1 | 1.0154 | 1.0149 | 1.0334 | 1.0437 | 1.0474 | 1.0691 | 1.0754 | 1.0976 | 1.1171 | 1.1326 | 1.1478 | 1.1647 | 1.1806 | 1.197 | 1.2172 | 1.2388 | 1.2627 | 1.2891 | 1.3103 | 1.3373 | 1.3642 | 1.3956 | 1.426 | 1.4543 | 1.4833 | 1 | 1.0074 | 1.0088 | 1.0263 | 1.0461 | 1.0508 | 1.0577 | 1.0639 | 1.0713 | 1.0766 | 1.0799 | 1.0811 | 1.0818 | 1.0805 | 1.0794 | 1.09 | 1.1014 | 1.1144 | 1.1296 | 1.1404 | 1.1556 | 1.1704 | 1.1881 | 1.2036 | 1.2168 | 1.2302 | 1 | 1 | 1 | 1 | 1 | 1 | 1 | 1 | 1 | 1 | 1 | 1 | 1 | 1 | 1 | 1 | 1 | 1 | 1 | 1 | 1 | 1 | 1 | 1 | 1 | 1 | 0 | 0 | 0 | 0 | 0 | 0 | 0 | 0 | 0 | 0 | 0 | 0 | 0 | 0 | 0 | 0 | 0 | 0 | 0 | 0 | 0 | 0 | 0 | 0.041953 | 0.37441 | 0.70686
Utility-Scale Solar | Wayne | B | 1 | 394.6608 | 1290.8238 | 327.1674 | 23.5302 | 0.2041 | 1 | 1.0447 | 1.0541 | 1.0678 | 1.0741 | 1.6669 | 1.6502 | 1.6289 | 1.6176 | 1.6066 | 1.5929 | 1.5761 | 1.5589 | 1.5381 | 1.517 | 1.5183 | 1.5201 | 1.525 | 1.5313 | 1.5343 | 1.5399 | 1.5443 | 1.5498 | 1.5539 | 1.5558 | 1.5573 | 1 | 1.0154 | 1.0149 | 1.0334 | 1.0437 | 1.0474 | 1.0691 | 1.0754 | 1.0976 | 1.1171 | 1.1326 | 1.1478 | 1.1647 | 1.1806 | 1.197 | 1.2172 | 1.2388 | 1.2627 | 1.2891 | 1.3103 | 1.3373 | 1.3642 | 1.3956 | 1.426 | 1.4543 | 1.4833 | 1 | 1.0074 | 1.0088 | 1.0263 | 1.0461 | 1.0508 | 1.0577 | 1.0639 | 1.0713 | 1.0766 | 1.0799 | 1.0811 | 1.0818 | 1.0805 | 1.0794 | 1.09 | 1.1014 | 1.1144 | 1.1296 | 1.1404 | 1.1556 | 1.1704 | 1.1881 | 1.2036 | 1.2168 | 1.2302 | 1 | 1 | 1 | 1 | 1 | 1 | 1 | 1 | 1 | 1 | 1 | 1 | 1 | 1 | 1 | 1 | 1 | 1 | 1 | 1 | 1 | 1 | 1 | 1 | 1 | 1 | 0 | 0 | 0.020759 | 0.093153 | 0.20704 | 0.34371 | 0.50391 | 0.5475 | 0.58946 | 0.63142 | 0.67337 | 0.71533 | 0.75729 | 0.79925 | 0.84121 | 0.88317 | 0.92512 | 0.96708 | 1 | 1 | 1 | 1 | 1 | 1 | 1 | 1
Utility-Scale Solar | Wayne | B | 2 | 309.1418 | 1411.209 | 909.3078 | 25.7247 | 0.2041 | 1 | 1.0447 | 1.0541 | 1.0678 | 1.0741 | 1.6669 | 1.6502 | 1.6289 | 1.6176 | 1.6066 | 1.5929 | 1.5761 | 1.5589 | 1.5381 | 1.517 | 1.5183 | 1.5201 | 1.525 | 1.5313 | 1.5343 | 1.5399 | 1.5443 | 1.5498 | 1.5539 | 1.5558 | 1.5573 | 1 | 1.0154 | 1.0149 | 1.0334 | 1.0437 | 1.0474 | 1.0691 | 1.0754 | 1.0976 | 1.1171 | 1.1326 | 1.1478 | 1.1647 | 1.1806 | 1.197 | 1.2172 | 1.2388 | 1.2627 | 1.2891 | 1.3103 | 1.3373 | 1.3642 | 1.3956 | 1.426 | 1.4543 | 1.4833 | 1 | 1.0074 | 1.0088 | 1.0263 | 1.0461 | 1.0508 | 1.0577 | 1.0639 | 1.0713 | 1.0766 | 1.0799 | 1.0811 | 1.0818 | 1.0805 | 1.0794 | 1.09 | 1.1014 | 1.1144 | 1.1296 | 1.1404 | 1.1556 | 1.1704 | 1.1881 | 1.2036 | 1.2168 | 1.2302 | 1 | 1 | 1 | 1 | 1 | 1 | 1 | 1 | 1 | 1 | 1 | 1 | 1 | 1 | 1 | 1 | 1 | 1 | 1 | 1 | 1 | 1 | 1 | 1 | 1 | 1 | 0 | 0 | 0 | 0 | 0 | 0 | 0 | 0 | 0 | 0 | 0 | 0 | 0 | 0 | 0 | 0 | 0 | 0 | 0.042337 | 0.23883 | 0.43532 | 0.63181 | 0.8283 | 1 | 1 | 1
Utility-Scale Solar | Wayne | B | 3 | 181.0264 | 1434.3978 | 1712.889 | 26.1474 | 0.2041 | 1 | 1.0447 | 1.0541 | 1.0678 | 1.0741 | 1.6669 | 1.6502 | 1.6289 | 1.6176 | 1.6066 | 1.5929 | 1.5761 | 1.5589 | 1.5381 | 1.517 | 1.5183 | 1.5201 | 1.525 | 1.5313 | 1.5343 | 1.5399 | 1.5443 | 1.5498 | 1.5539 | 1.5558 | 1.5573 | 1 | 1.0154 | 1.0149 | 1.0334 | 1.0437 | 1.0474 | 1.0691 | 1.0754 | 1.0976 | 1.1171 | 1.1326 | 1.1478 | 1.1647 | 1.1806 | 1.197 | 1.2172 | 1.2388 | 1.2627 | 1.2891 | 1.3103 | 1.3373 | 1.3642 | 1.3956 | 1.426 | 1.4543 | 1.4833 | 1 | 1.0074 | 1.0088 | 1.0263 | 1.0461 | 1.0508 | 1.0577 | 1.0639 | 1.0713 | 1.0766 | 1.0799 | 1.0811 | 1.0818 | 1.0805 | 1.0794 | 1.09 | 1.1014 | 1.1144 | 1.1296 | 1.1404 | 1.1556 | 1.1704 | 1.1881 | 1.2036 | 1.2168 | 1.2302 | 1 | 1 | 1 | 1 | 1 | 1 | 1 | 1 | 1 | 1 | 1 | 1 | 1 | 1 | 1 | 1 | 1 | 1 | 1 | 1 | 1 | 1 | 1 | 1 | 1 | 1 | 0 | 0 | 0 | 0 | 0 | 0 | 0 | 0 | 0 | 0 | 0 | 0 | 0 | 0 | 0 | 0 | 0 | 0 | 0 | 0 | 0 | 0 | 0 | 0.041953 | 0.37441 | 0.70686
Utility-Scale Solar | Wyoming | A | 1 | 339.1276 | 1023.418 | 378.1052 | 22.0315 | 0.18055 | 1 | 1.0447 | 1.0541 | 1.0678 | 1.0741 | 1.9686 | 1.9487 | 1.9236 | 1.9103 | 1.8974 | 1.8811 | 1.8614 | 1.841 | 1.8164 | 1.7915 | 1.793 | 1.7951 | 1.801 | 1.8084 | 1.812 | 1.8186 | 1.8237 | 1.8302 | 1.835 | 1.8373 | 1.839 | 1 | 1.0154 | 1.0149 | 1.0334 | 1.0437 | 1.0474 | 1.0691 | 1.0754 | 1.0976 | 1.1171 | 1.1326 | 1.1478 | 1.1647 | 1.1806 | 1.197 | 1.2172 | 1.2388 | 1.2627 | 1.2891 | 1.3103 | 1.3373 | 1.3642 | 1.3956 | 1.426 | 1.4543 | 1.4833 | 1 | 1.0074 | 1.0088 | 1.0263 | 1.0461 | 1.0508 | 1.0577 | 1.0639 | 1.0713 | 1.0766 | 1.0799 | 1.0811 | 1.0818 | 1.0805 | 1.0794 | 1.09 | 1.1014 | 1.1144 | 1.1296 | 1.1404 | 1.1556 | 1.1704 | 1.1881 | 1.2036 | 1.2168 | 1.2302 | 1 | 1 | 1 | 1 | 1 | 1 | 1 | 1 | 1 | 1 | 1 | 1 | 1 | 1 | 1 | 1 | 1 | 1 | 1 | 1 | 1 | 1 | 1 | 1 | 1 | 1 | 0 | 0 | 0.012079 | 0.054203 | 0.12047 | 0.2 | 0.29321 | 0.34337 | 0.39332 | 0.44327 | 0.49322 | 0.54317 | 0.59312 | 0.64307 | 0.69301 | 0.74296 | 0.79291 | 0.84286 | 0.88205 | 0.88205 | 0.88205 | 0.88205 | 0.88205 | 0.88205 | 0.88205 | 0.88205
Utility-Scale Solar | Wyoming | A | 2 | 184.722 | 1184.8247 | 1120.5952 | 25.5062 | 0.2015 | 1 | 1.0447 | 1.0541 | 1.0678 | 1.0741 | 1.9686 | 1.9487 | 1.9236 | 1.9103 | 1.8974 | 1.8811 | 1.8614 | 1.841 | 1.8164 | 1.7915 | 1.793 | 1.7951 | 1.801 | 1.8084 | 1.812 | 1.8186 | 1.8237 | 1.8302 | 1.835 | 1.8373 | 1.839 | 1 | 1.0154 | 1.0149 | 1.0334 | 1.0437 | 1.0474 | 1.0691 | 1.0754 | 1.0976 | 1.1171 | 1.1326 | 1.1478 | 1.1647 | 1.1806 | 1.197 | 1.2172 | 1.2388 | 1.2627 | 1.2891 | 1.3103 | 1.3373 | 1.3642 | 1.3956 | 1.426 | 1.4543 | 1.4833 | 1 | 1.0074 | 1.0088 | 1.0263 | 1.0461 | 1.0508 | 1.0577 | 1.0639 | 1.0713 | 1.0766 | 1.0799 | 1.0811 | 1.0818 | 1.0805 | 1.0794 | 1.09 | 1.1014 | 1.1144 | 1.1296 | 1.1404 | 1.1556 | 1.1704 | 1.1881 | 1.2036 | 1.2168 | 1.2302 | 1 | 1 | 1 | 1 | 1 | 1 | 1 | 1 | 1 | 1 | 1 | 1 | 1 | 1 | 1 | 1 | 1 | 1 | 1 | 1 | 1 | 1 | 1 | 1 | 1 | 1 | 0 | 0 | 0 | 0 | 0 | 0 | 0 | 0 | 0 | 0 | 0 | 0 | 0 | 0 | 0 | 0 | 0 | 0 | 0.042337 | 0.23883 | 0.43532 | 0.63181 | 0.8283 | 1 | 1 | 1
Utility-Scale Solar | Wyoming | A | 3 | 38.6829 | 1212.0404 | 1582.4139 | 26.0921 | 0.2015 | 1 | 1.0447 | 1.0541 | 1.0678 | 1.0741 | 1.9686 | 1.9487 | 1.9236 | 1.9103 | 1.8974 | 1.8811 | 1.8614 | 1.841 | 1.8164 | 1.7915 | 1.793 | 1.7951 | 1.801 | 1.8084 | 1.812 | 1.8186 | 1.8237 | 1.8302 | 1.835 | 1.8373 | 1.839 | 1 | 1.0154 | 1.0149 | 1.0334 | 1.0437 | 1.0474 | 1.0691 | 1.0754 | 1.0976 | 1.1171 | 1.1326 | 1.1478 | 1.1647 | 1.1806 | 1.197 | 1.2172 | 1.2388 | 1.2627 | 1.2891 | 1.3103 | 1.3373 | 1.3642 | 1.3956 | 1.426 | 1.4543 | 1.4833 | 1 | 1.0074 | 1.0088 | 1.0263 | 1.0461 | 1.0508 | 1.0577 | 1.0639 | 1.0713 | 1.0766 | 1.0799 | 1.0811 | 1.0818 | 1.0805 | 1.0794 | 1.09 | 1.1014 | 1.1144 | 1.1296 | 1.1404 | 1.1556 | 1.1704 | 1.1881 | 1.2036 | 1.2168 | 1.2302 | 1 | 1 | 1 | 1 | 1 | 1 | 1 | 1 | 1 | 1 | 1 | 1 | 1 | 1 | 1 | 1 | 1 | 1 | 1 | 1 | 1 | 1 | 1 | 1 | 1 | 1 | 0 | 0 | 0 | 0 | 0 | 0 | 0 | 0 | 0 | 0 | 0 | 0 | 0 | 0 | 0 | 0 | 0 | 0 | 0 | 0 | 0 | 0 | 0 | 0.041953 | 0.37441 | 0.70686
Utility-Scale Solar | Yates | C | 1 | 112.7171 | 1333.5439 | 407.5734 | 24.309 | 0.2028 | 1 | 1.0447 | 1.0541 | 1.0678 | 1.0741 | 1.6669 | 1.6502 | 1.6289 | 1.6176 | 1.6066 | 1.5929 | 1.5761 | 1.5589 | 1.5381 | 1.517 | 1.5183 | 1.5201 | 1.525 | 1.5313 | 1.5343 | 1.5399 | 1.5443 | 1.5498 | 1.5539 | 1.5558 | 1.5573 | 1 | 1.0154 | 1.0149 | 1.0334 | 1.0437 | 1.0474 | 1.0691 | 1.0754 | 1.0976 | 1.1171 | 1.1326 | 1.1478 | 1.1647 | 1.1806 | 1.197 | 1.2172 | 1.2388 | 1.2627 | 1.2891 | 1.3103 | 1.3373 | 1.3642 | 1.3956 | 1.426 | 1.4543 | 1.4833 | 1 | 1.0074 | 1.0088 | 1.0263 | 1.0461 | 1.0508 | 1.0577 | 1.0639 | 1.0713 | 1.0766 | 1.0799 | 1.0811 | 1.0818 | 1.0805 | 1.0794 | 1.09 | 1.1014 | 1.1144 | 1.1296 | 1.1404 | 1.1556 | 1.1704 | 1.1881 | 1.2036 | 1.2168 | 1.2302 | 1 | 1 | 1 | 1 | 1 | 1 | 1 | 1 | 1 | 1 | 1 | 1 | 1 | 1 | 1 | 1 | 1 | 1 | 1 | 1 | 1 | 1 | 1 | 1 | 1 | 1 | 0 | 0 | 0 | 0 | 0 | 0 | 4.421e-17 | 0.082589 | 0.16766 | 0.25272 | 0.33779 | 0.42286 | 0.50793 | 0.59299 | 0.67806 | 0.76313 | 0.84819 | 0.93326 | 1 | 1 | 1 | 1 | 1 | 1 | 1 | 1
Utility-Scale Solar | Yates | C | 2 | 89.3385 | 1399.3834 | 986.3815 | 25.5092 | 0.2028 | 1 | 1.0447 | 1.0541 | 1.0678 | 1.0741 | 1.6669 | 1.6502 | 1.6289 | 1.6176 | 1.6066 | 1.5929 | 1.5761 | 1.5589 | 1.5381 | 1.517 | 1.5183 | 1.5201 | 1.525 | 1.5313 | 1.5343 | 1.5399 | 1.5443 | 1.5498 | 1.5539 | 1.5558 | 1.5573 | 1 | 1.0154 | 1.0149 | 1.0334 | 1.0437 | 1.0474 | 1.0691 | 1.0754 | 1.0976 | 1.1171 | 1.1326 | 1.1478 | 1.1647 | 1.1806 | 1.197 | 1.2172 | 1.2388 | 1.2627 | 1.2891 | 1.3103 | 1.3373 | 1.3642 | 1.3956 | 1.426 | 1.4543 | 1.4833 | 1 | 1.0074 | 1.0088 | 1.0263 | 1.0461 | 1.0508 | 1.0577 | 1.0639 | 1.0713 | 1.0766 | 1.0799 | 1.0811 | 1.0818 | 1.0805 | 1.0794 | 1.09 | 1.1014 | 1.1144 | 1.1296 | 1.1404 | 1.1556 | 1.1704 | 1.1881 | 1.2036 | 1.2168 | 1.2302 | 1 | 1 | 1 | 1 | 1 | 1 | 1 | 1 | 1 | 1 | 1 | 1 | 1 | 1 | 1 | 1 | 1 | 1 | 1 | 1 | 1 | 1 | 1 | 1 | 1 | 1 | 0 | 0 | 0 | 0 | 0 | 0 | 0 | 0 | 0 | 0 | 0 | 0 | 0 | 0 | 0 | 0 | 0 | 0 | 0.042337 | 0.23883 | 0.43532 | 0.63181 | 0.8283 | 1 | 1 | 1
Utility-Scale Solar | Yates | C | 3 | 55.8851 | 1443.6354 | 1862.8296 | 26.3158 | 0.2028 | 1 | 1.0447 | 1.0541 | 1.0678 | 1.0741 | 1.6669 | 1.6502 | 1.6289 | 1.6176 | 1.6066 | 1.5929 | 1.5761 | 1.5589 | 1.5381 | 1.517 | 1.5183 | 1.5201 | 1.525 | 1.5313 | 1.5343 | 1.5399 | 1.5443 | 1.5498 | 1.5539 | 1.5558 | 1.5573 | 1 | 1.0154 | 1.0149 | 1.0334 | 1.0437 | 1.0474 | 1.0691 | 1.0754 | 1.0976 | 1.1171 | 1.1326 | 1.1478 | 1.1647 | 1.1806 | 1.197 | 1.2172 | 1.2388 | 1.2627 | 1.2891 | 1.3103 | 1.3373 | 1.3642 | 1.3956 | 1.426 | 1.4543 | 1.4833 | 1 | 1.0074 | 1.0088 | 1.0263 | 1.0461 | 1.0508 | 1.0577 | 1.0639 | 1.0713 | 1.0766 | 1.0799 | 1.0811 | 1.0818 | 1.0805 | 1.0794 | 1.09 | 1.1014 | 1.1144 | 1.1296 | 1.1404 | 1.1556 | 1.1704 | 1.1881 | 1.2036 | 1.2168 | 1.2302 | 1 | 1 | 1 | 1 | 1 | 1 | 1 | 1 | 1 | 1 | 1 | 1 | 1 | 1 | 1 | 1 | 1 | 1 | 1 | 1 | 1 | 1 | 1 | 1 | 1 | 1 | 0 | 0 | 0 | 0 | 0 | 0 | 0 | 0 | 0 | 0 | 0 | 0 | 0 | 0 | 0 | 0 | 0 | 0 | 0 | 0 | 0 | 0 | 0 | 0.041953 | 0.37441 | 0.70686

## 3a_Offshore Wind - Fixed Bottom
Table 3: Offshore Wind - Fixed Bottom |  |  |  | Values in nominal dollars |  |  |  | Resource CapEx Escalator | [25 empty] | IX CapEx Escalator | [25 empty] | OPEX Escalator | [25 empty] | Capacity Factor Escalator | [25 empty] | Phased-In MW Escalator
Technology Type | Interconnection Zone | Resource Block ID | Available Capacity (MWac) | 2050 Resource CapEx ($/kWac) | 2050 IX CapEx ($/kWac) | 2050 OpEx ($/kWac-year) | 2050 Capacity Factor | 2025 | 2026 | 2027 | 2028 | 2029 | 2030 | 2031 | 2032 | 2033 | 2034 | 2035 | 2036 | 2037 | 2038 | 2039 | 2040 | 2041 | 2042 | 2043 | 2044 | 2045 | 2046 | 2047 | 2048 | 2049 | 2050 | 2025 | 2026 | 2027 | 2028 | 2029 | 2030 | 2031 | 2032 | 2033 | 2034 | 2035 | 2036 | 2037 | 2038 | 2039 | 2040 | 2041 | 2042 | 2043 | 2044 | 2045 | 2046 | 2047 | 2048 | 2049 | 2050 | 2025 | 2026 | 2027 | 2028 | 2029 | 2030 | 2031 | 2032 | 2033 | 2034 | 2035 | 2036 | 2037 | 2038 | 2039 | 2040 | 2041 | 2042 | 2043 | 2044 | 2045 | 2046 | 2047 | 2048 | 2049 | 2050 | 2025 | 2026 | 2027 | 2028 | 2029 | 2030 | 2031 | 2032 | 2033 | 2034 | 2035 | 2036 | 2037 | 2038 | 2039 | 2040 | 2041 | 2042 | 2043 | 2044 | 2045 | 2046 | 2047 | 2048 | 2049 | 2050 | 2025 | 2026 | 2027 | 2028 | 2029 | 2030 | 2031 | 2032 | 2033 | 2034 | 2035 | 2036 | 2037 | 2038 | 2039 | 2040 | 2041 | 2042 | 2043 | 2044 | 2045 | 2046 | 2047 | 2048 | 2049 | 2050
Offshore Wind - Fixed Bottom | J | O-EL-34a | 1380 | 7321.3697 | 3851.3533 | 115.1045 | 45.67% | 0.45577 | 0.46263 | 0.46314 | 0.46985 | 0.47533 | 0.4828 | 0.4923 | 0.80527 | 0.8163 | 0.82435 | 0.82858 | 0.83321 | 0.83803 | 0.84241 | 0.84785 | 0.85621 | 0.86614 | 0.87789 | 0.89181 | 0.90272 | 0.91768 | 0.933 | 0.95124 | 0.96826 | 0.98369 | 1 | 0.42835 | 0.43495 | 0.43475 | 0.44267 | 0.44706 | 0.44864 | 0.45793 | 0.72505 | 0.73996 | 0.75311 | 0.76359 | 0.77381 | 0.78524 | 0.79592 | 0.80703 | 0.82061 | 0.83519 | 0.85133 | 0.86908 | 0.88338 | 0.90161 | 0.91973 | 0.94091 | 0.96139 | 0.98047 | 1 | 0.70815 | 0.71119 | 0.70896 | 0.72103 | 0.73517 | 0.75153 | 0.77042 | 0.7853 | 0.79827 | 0.80707 | 0.81199 | 0.81727 | 0.82268 | 0.82796 | 0.83426 | 0.84325 | 0.85387 | 0.86671 | 0.88196 | 0.89349 | 0.90976 | 0.92653 | 0.94685 | 0.96551 | 0.98232 | 1 | 0.94921 | 0.94921 | 0.94921 | 0.94921 | 0.94921 | 0.94921 | 0.94921 | 0.94921 | 0.94921 | 0.94921 | 0.94921 | 0.94921 | 0.94921 | 0.94921 | 0.94921 | 0.94921 | 0.94921 | 0.94921 | 0.94921 | 0.94921 | 0.94921 | 0.94921 | 0.94921 | 0.94921 | 0.94921 | 0.94921 | 0 | 0 | 0 | 0 | 0 | 0 | 0 | 0 | 0 | 0 | 0 | 0 | 0 | 0 | 0 | 0 | 0.1008 | 0.26986 | 0.43893 | 0.60799 | 0.77705 | 0.94611 | 1 | 1 | 1 | 1
Offshore Wind - Fixed Bottom | J | O-EL-34b | 1380 | 7321.3697 | 3866.374 | 115.1045 | 45.67% | 0.45577 | 0.46263 | 0.46314 | 0.46985 | 0.47533 | 0.4828 | 0.4923 | 0.80527 | 0.8163 | 0.82435 | 0.82858 | 0.83321 | 0.83803 | 0.84241 | 0.84785 | 0.85621 | 0.86614 | 0.87789 | 0.89181 | 0.90272 | 0.91768 | 0.933 | 0.95124 | 0.96826 | 0.98369 | 1 | 0.42831 | 0.43491 | 0.43471 | 0.44263 | 0.44701 | 0.4486 | 0.45789 | 0.72505 | 0.73996 | 0.75311 | 0.76359 | 0.77381 | 0.78524 | 0.79592 | 0.80703 | 0.82061 | 0.83519 | 0.85133 | 0.86908 | 0.88338 | 0.90161 | 0.91973 | 0.94091 | 0.96139 | 0.98047 | 1 | 0.70815 | 0.71119 | 0.70896 | 0.72103 | 0.73517 | 0.75153 | 0.77042 | 0.7853 | 0.79827 | 0.80707 | 0.81199 | 0.81727 | 0.82268 | 0.82796 | 0.83426 | 0.84325 | 0.85387 | 0.86671 | 0.88196 | 0.89349 | 0.90976 | 0.92653 | 0.94685 | 0.96551 | 0.98232 | 1 | 0.94921 | 0.94921 | 0.94921 | 0.94921 | 0.94921 | 0.94921 | 0.94921 | 0.94921 | 0.94921 | 0.94921 | 0.94921 | 0.94921 | 0.94921 | 0.94921 | 0.94921 | 0.94921 | 0.94921 | 0.94921 | 0.94921 | 0.94921 | 0.94921 | 0.94921 | 0.94921 | 0.94921 | 0.94921 | 0.94921 | 0 | 0 | 0 | 0 | 0 | 0 | 0 | 0 | 0 | 0 | 0 | 0 | 0 | 0 | 0 | 0 | 0.1008 | 0.26986 | 0.43893 | 0.60799 | 0.77705 | 0.94611 | 1 | 1 | 1 | 1
Offshore Wind - Fixed Bottom | K | O-EL-33a | 1404 | 7273.4339 | 3770.2768 | 115.27 | 45.45% | 0.45577 | 0.46263 | 0.46314 | 0.46985 | 0.47533 | 0.4828 | 0.4923 | 0.80527 | 0.8163 | 0.82435 | 0.82858 | 0.83321 | 0.83803 | 0.84241 | 0.84785 | 0.85621 | 0.86614 | 0.87789 | 0.89181 | 0.90272 | 0.91768 | 0.933 | 0.95124 | 0.96826 | 0.98369 | 1 | 0.42857 | 0.43518 | 0.43497 | 0.4429 | 0.44729 | 0.44887 | 0.45817 | 0.72505 | 0.73996 | 0.75311 | 0.76359 | 0.77381 | 0.78524 | 0.79592 | 0.80703 | 0.82061 | 0.83519 | 0.85133 | 0.86908 | 0.88338 | 0.90161 | 0.91973 | 0.94091 | 0.96139 | 0.98047 | 1 | 0.70815 | 0.71119 | 0.70896 | 0.72103 | 0.73517 | 0.75153 | 0.77042 | 0.7853 | 0.79827 | 0.80707 | 0.81199 | 0.81727 | 0.82268 | 0.82796 | 0.83426 | 0.84325 | 0.85387 | 0.86671 | 0.88196 | 0.89349 | 0.90976 | 0.92653 | 0.94685 | 0.96551 | 0.98232 | 1 | 0.94921 | 0.94921 | 0.94921 | 0.94921 | 0.94921 | 0.94921 | 0.94921 | 0.94921 | 0.94921 | 0.94921 | 0.94921 | 0.94921 | 0.94921 | 0.94921 | 0.94921 | 0.94921 | 0.94921 | 0.94921 | 0.94921 | 0.94921 | 0.94921 | 0.94921 | 0.94921 | 0.94921 | 0.94921 | 0.94921 | 0 | 0 | 0 | 0 | 0 | 0 | 0 | 0 | 0 | 0 | 0 | 0 | 0 | 0.25378 | 0.56422 | 0.87466 | 1 | 1 | 1 | 1 | 1 | 1 | 1 | 1 | 1 | 1
Offshore Wind - Fixed Bottom | J | O-EL-28a | 1200 | 7670.5436 | 4199.2962 | 117.4521 | 45.59% | 0.45577 | 0.46263 | 0.46314 | 0.46985 | 0.47533 | 0.4828 | 0.4923 | 0.80527 | 0.8163 | 0.82435 | 0.82858 | 0.83321 | 0.83803 | 0.84241 | 0.84785 | 0.85621 | 0.86614 | 0.87789 | 0.89181 | 0.90272 | 0.91768 | 0.933 | 0.95124 | 0.96826 | 0.98369 | 1 | 0.4496 | 0.45653 | 0.45631 | 0.46462 | 0.46923 | 0.47089 | 0.48064 | 0.72505 | 0.73996 | 0.75311 | 0.76359 | 0.77381 | 0.78524 | 0.79592 | 0.80703 | 0.82061 | 0.83519 | 0.85133 | 0.86908 | 0.88338 | 0.90161 | 0.91973 | 0.94091 | 0.96139 | 0.98047 | 1 | 0.70815 | 0.71119 | 0.70896 | 0.72103 | 0.73517 | 0.75153 | 0.77042 | 0.7853 | 0.79827 | 0.80707 | 0.81199 | 0.81727 | 0.82268 | 0.82796 | 0.83426 | 0.84325 | 0.85387 | 0.86671 | 0.88196 | 0.89349 | 0.90976 | 0.92653 | 0.94685 | 0.96551 | 0.98232 | 1 | 0.94921 | 0.94921 | 0.94921 | 0.94921 | 0.94921 | 0.94921 | 0.94921 | 0.94921 | 0.94921 | 0.94921 | 0.94921 | 0.94921 | 0.94921 | 0.94921 | 0.94921 | 0.94921 | 0.94921 | 0.94921 | 0.94921 | 0.94921 | 0.94921 | 0.94921 | 0.94921 | 0.94921 | 0.94921 | 0.94921 | 0 | 0 | 0 | 0 | 0 | 0 | 0 | 0 | 0 | 0 | 0 | 0 | 0 | 0 | 0 | 0 | 0.1008 | 0.26986 | 0.43893 | 0.60799 | 0.77705 | 0.94611 | 1 | 1 | 1 | 1
Offshore Wind - Fixed Bottom | J | O-EL-28b | 1200 | 7670.5436 | 4199.2962 | 117.4521 | 45.59% | 0.45577 | 0.46263 | 0.46314 | 0.46985 | 0.47533 | 0.4828 | 0.4923 | 0.80527 | 0.8163 | 0.82435 | 0.82858 | 0.83321 | 0.83803 | 0.84241 | 0.84785 | 0.85621 | 0.86614 | 0.87789 | 0.89181 | 0.90272 | 0.91768 | 0.933 | 0.95124 | 0.96826 | 0.98369 | 1 | 0.4496 | 0.45653 | 0.45631 | 0.46462 | 0.46923 | 0.47089 | 0.48064 | 0.72505 | 0.73996 | 0.75311 | 0.76359 | 0.77381 | 0.78524 | 0.79592 | 0.80703 | 0.82061 | 0.83519 | 0.85133 | 0.86908 | 0.88338 | 0.90161 | 0.91973 | 0.94091 | 0.96139 | 0.98047 | 1 | 0.70815 | 0.71119 | 0.70896 | 0.72103 | 0.73517 | 0.75153 | 0.77042 | 0.7853 | 0.79827 | 0.80707 | 0.81199 | 0.81727 | 0.82268 | 0.82796 | 0.83426 | 0.84325 | 0.85387 | 0.86671 | 0.88196 | 0.89349 | 0.90976 | 0.92653 | 0.94685 | 0.96551 | 0.98232 | 1 | 0.94921 | 0.94921 | 0.94921 | 0.94921 | 0.94921 | 0.94921 | 0.94921 | 0.94921 | 0.94921 | 0.94921 | 0.94921 | 0.94921 | 0.94921 | 0.94921 | 0.94921 | 0.94921 | 0.94921 | 0.94921 | 0.94921 | 0.94921 | 0.94921 | 0.94921 | 0.94921 | 0.94921 | 0.94921 | 0.94921 | 0 | 0 | 0 | 0 | 0 | 0 | 0 | 0 | 0 | 0 | 0 | 0 | 0 | 0 | 0 | 0 | 0.1008 | 0.26986 | 0.43893 | 0.60799 | 0.77705 | 0.94611 | 1 | 1 | 1 | 1
Offshore Wind - Fixed Bottom | K | O-EL-26b | 1260 | 6612.1209 | 2342.6688 | 114.3341 | 44.71% | 0.45577 | 0.46263 | 0.46314 | 0.46985 | 0.47533 | 0.4828 | 0.4923 | 0.80527 | 0.8163 | 0.82435 | 0.82858 | 0.83321 | 0.83803 | 0.84241 | 0.84785 | 0.85621 | 0.86614 | 0.87789 | 0.89181 | 0.90272 | 0.91768 | 0.933 | 0.95124 | 0.96826 | 0.98369 | 1 | 0.43502 | 0.44173 | 0.44152 | 0.44956 | 0.45402 | 0.45563 | 0.46506 | 0.72505 | 0.73996 | 0.75311 | 0.76359 | 0.77381 | 0.78524 | 0.79592 | 0.80703 | 0.82061 | 0.83519 | 0.85133 | 0.86908 | 0.88338 | 0.90161 | 0.91973 | 0.94091 | 0.96139 | 0.98047 | 1 | 0.70815 | 0.71119 | 0.70896 | 0.72103 | 0.73517 | 0.75153 | 0.77042 | 0.7853 | 0.79827 | 0.80707 | 0.81199 | 0.81727 | 0.82268 | 0.82796 | 0.83426 | 0.84325 | 0.85387 | 0.86671 | 0.88196 | 0.89349 | 0.90976 | 0.92653 | 0.94685 | 0.96551 | 0.98232 | 1 | 0.94921 | 0.94921 | 0.94921 | 0.94921 | 0.94921 | 0.94921 | 0.94921 | 0.94921 | 0.94921 | 0.94921 | 0.94921 | 0.94921 | 0.94921 | 0.94921 | 0.94921 | 0.94921 | 0.94921 | 0.94921 | 0.94921 | 0.94921 | 0.94921 | 0.94921 | 0.94921 | 0.94921 | 0.94921 | 0.94921 | 0 | 0 | 0 | 0 | 0 | 0 | 0 | 0 | 0 | 0 | 0.44501 | 0.6993 | 0.95359 | 1 | 1 | 1 | 1 | 1 | 1 | 1 | 1 | 1 | 1 | 1 | 1 | 1
Offshore Wind - Fixed Bottom | K | O-EL-16a | 1485 | 6971.1031 | 4030.9212 | 114.8755 | 46.95% | 0.45577 | 0.46263 | 0.46314 | 0.46985 | 0.47533 | 0.4828 | 0.4923 | 0.80527 | 0.8163 | 0.82435 | 0.82858 | 0.83321 | 0.83803 | 0.84241 | 0.84785 | 0.85621 | 0.86614 | 0.87789 | 0.89181 | 0.90272 | 0.91768 | 0.933 | 0.95124 | 0.96826 | 0.98369 | 1 | 0.42789 | 0.43449 | 0.43428 | 0.44219 | 0.44658 | 0.44816 | 0.45744 | 0.72505 | 0.73996 | 0.75311 | 0.76359 | 0.77381 | 0.78524 | 0.79592 | 0.80703 | 0.82061 | 0.83519 | 0.85133 | 0.86908 | 0.88338 | 0.90161 | 0.91973 | 0.94091 | 0.96139 | 0.98047 | 1 | 0.70815 | 0.71119 | 0.70896 | 0.72103 | 0.73517 | 0.75153 | 0.77042 | 0.7853 | 0.79827 | 0.80707 | 0.81199 | 0.81727 | 0.82268 | 0.82796 | 0.83426 | 0.84325 | 0.85387 | 0.86671 | 0.88196 | 0.89349 | 0.90976 | 0.92653 | 0.94685 | 0.96551 | 0.98232 | 1 | 0.94921 | 0.94921 | 0.94921 | 0.94921 | 0.94921 | 0.94921 | 0.94921 | 0.94921 | 0.94921 | 0.94921 | 0.94921 | 0.94921 | 0.94921 | 0.94921 | 0.94921 | 0.94921 | 0.94921 | 0.94921 | 0.94921 | 0.94921 | 0.94921 | 0.94921 | 0.94921 | 0.94921 | 0.94921 | 0.94921 | 0 | 0 | 0 | 0 | 0 | 0 | 0 | 0 | 0 | 0 | 0 | 0 | 0 | 0 | 0 | 0 | 0.1008 | 0.26986 | 0.43893 | 0.60799 | 0.77705 | 0.94611 | 1 | 1 | 1 | 1
Offshore Wind - Fixed Bottom | K | O-EL-16b | 1184 | 7036.126 | 4342.2662 | 117.1429 | 47.19% | 0.45577 | 0.46263 | 0.46314 | 0.46985 | 0.47533 | 0.4828 | 0.4923 | 0.80527 | 0.8163 | 0.82435 | 0.82858 | 0.83321 | 0.83803 | 0.84241 | 0.84785 | 0.85621 | 0.86614 | 0.87789 | 0.89181 | 0.90272 | 0.91768 | 0.933 | 0.95124 | 0.96826 | 0.98369 | 1 | 0.42718 | 0.43377 | 0.43356 | 0.44146 | 0.44584 | 0.44741 | 0.45668 | 0.72505 | 0.73996 | 0.75311 | 0.76359 | 0.77381 | 0.78524 | 0.79592 | 0.80703 | 0.82061 | 0.83519 | 0.85133 | 0.86908 | 0.88338 | 0.90161 | 0.91973 | 0.94091 | 0.96139 | 0.98047 | 1 | 0.70815 | 0.71119 | 0.70896 | 0.72103 | 0.73517 | 0.75153 | 0.77042 | 0.7853 | 0.79827 | 0.80707 | 0.81199 | 0.81727 | 0.82268 | 0.82796 | 0.83426 | 0.84325 | 0.85387 | 0.86671 | 0.88196 | 0.89349 | 0.90976 | 0.92653 | 0.94685 | 0.96551 | 0.98232 | 1 | 0.94921 | 0.94921 | 0.94921 | 0.94921 | 0.94921 | 0.94921 | 0.94921 | 0.94921 | 0.94921 | 0.94921 | 0.94921 | 0.94921 | 0.94921 | 0.94921 | 0.94921 | 0.94921 | 0.94921 | 0.94921 | 0.94921 | 0.94921 | 0.94921 | 0.94921 | 0.94921 | 0.94921 | 0.94921 | 0.94921 | 0 | 0 | 0 | 0 | 0 | 0 | 0 | 0 | 0 | 0 | 0 | 0 | 0 | 0 | 0 | 0 | 0.1008 | 0.26986 | 0.43893 | 0.60799 | 0.77705 | 0.94611 | 1 | 1 | 1 | 1
Offshore Wind - Fixed Bottom | K | O-EL-27 | 1350 | 7113.8363 | 2592.3659 | 114.5799 | 45% | 0.45577 | 0.46263 | 0.46314 | 0.46985 | 0.47533 | 0.4828 | 0.4923 | 0.80527 | 0.8163 | 0.82435 | 0.82858 | 0.83321 | 0.83803 | 0.84241 | 0.84785 | 0.85621 | 0.86614 | 0.87789 | 0.89181 | 0.90272 | 0.91768 | 0.933 | 0.95124 | 0.96826 | 0.98369 | 1 | 0.43338 | 0.44006 | 0.43985 | 0.44786 | 0.45231 | 0.45391 | 0.4633 | 0.72505 | 0.73996 | 0.75311 | 0.76359 | 0.77381 | 0.78524 | 0.79592 | 0.80703 | 0.82061 | 0.83519 | 0.85133 | 0.86908 | 0.88338 | 0.90161 | 0.91973 | 0.94091 | 0.96139 | 0.98047 | 1 | 0.70815 | 0.71119 | 0.70896 | 0.72103 | 0.73517 | 0.75153 | 0.77042 | 0.7853 | 0.79827 | 0.80707 | 0.81199 | 0.81727 | 0.82268 | 0.82796 | 0.83426 | 0.84325 | 0.85387 | 0.86671 | 0.88196 | 0.89349 | 0.90976 | 0.92653 | 0.94685 | 0.96551 | 0.98232 | 1 | 0.94921 | 0.94921 | 0.94921 | 0.94921 | 0.94921 | 0.94921 | 0.94921 | 0.94921 | 0.94921 | 0.94921 | 0.94921 | 0.94921 | 0.94921 | 0.94921 | 0.94921 | 0.94921 | 0.94921 | 0.94921 | 0.94921 | 0.94921 | 0.94921 | 0.94921 | 0.94921 | 0.94921 | 0.94921 | 0.94921 | 0 | 0 | 0 | 0 | 0 | 0 | 0 | 0 | 0 | 0 | 0 | 0 | 0 | 0.25378 | 0.56422 | 0.87466 | 1 | 1 | 1 | 1 | 1 | 1 | 1 | 1 | 1 | 1
Offshore Wind - Fixed Bottom | J | O-EL-37 | 1635 | 7568.279 | 3914.0893 | 112.7666 | 45.44% | 0.45577 | 0.46263 | 0.46314 | 0.46985 | 0.47533 | 0.4828 | 0.4923 | 0.80527 | 0.8163 | 0.82435 | 0.82858 | 0.83321 | 0.83803 | 0.84241 | 0.84785 | 0.85621 | 0.86614 | 0.87789 | 0.89181 | 0.90272 | 0.91768 | 0.933 | 0.95124 | 0.96826 | 0.98369 | 1 | 0.42818 | 0.43479 | 0.43458 | 0.4425 | 0.44688 | 0.44847 | 0.45775 | 0.72505 | 0.73996 | 0.75311 | 0.76359 | 0.77381 | 0.78524 | 0.79592 | 0.80703 | 0.82061 | 0.83519 | 0.85133 | 0.86908 | 0.88338 | 0.90161 | 0.91973 | 0.94091 | 0.96139 | 0.98047 | 1 | 0.70815 | 0.71119 | 0.70896 | 0.72103 | 0.73517 | 0.75153 | 0.77042 | 0.7853 | 0.79827 | 0.80707 | 0.81199 | 0.81727 | 0.82268 | 0.82796 | 0.83426 | 0.84325 | 0.85387 | 0.86671 | 0.88196 | 0.89349 | 0.90976 | 0.92653 | 0.94685 | 0.96551 | 0.98232 | 1 | 0.94921 | 0.94921 | 0.94921 | 0.94921 | 0.94921 | 0.94921 | 0.94921 | 0.94921 | 0.94921 | 0.94921 | 0.94921 | 0.94921 | 0.94921 | 0.94921 | 0.94921 | 0.94921 | 0.94921 | 0.94921 | 0.94921 | 0.94921 | 0.94921 | 0.94921 | 0.94921 | 0.94921 | 0.94921 | 0.94921 | 0 | 0 | 0 | 0 | 0 | 0 | 0 | 0 | 0 | 0 | 0 | 0 | 0 | 0 | 0 | 0 | 0.1008 | 0.26986 | 0.43893 | 0.60799 | 0.77705 | 0.94611 | 1 | 1 | 1 | 1
Offshore Wind - Fixed Bottom | J | O-EL-12b | 1200 | 7076.1039 | 4970.0915 | 118.0699 | 47.21% | 0.45577 | 0.46263 | 0.46314 | 0.46985 | 0.47533 | 0.4828 | 0.4923 | 0.80527 | 0.8163 | 0.82435 | 0.82858 | 0.83321 | 0.83803 | 0.84241 | 0.84785 | 0.85621 | 0.86614 | 0.87789 | 0.89181 | 0.90272 | 0.91768 | 0.933 | 0.95124 | 0.96826 | 0.98369 | 1 | 0.4447 | 0.45155 | 0.45134 | 0.45956 | 0.46412 | 0.46576 | 0.4754 | 0.72505 | 0.73996 | 0.75311 | 0.76359 | 0.77381 | 0.78524 | 0.79592 | 0.80703 | 0.82061 | 0.83519 | 0.85133 | 0.86908 | 0.88338 | 0.90161 | 0.91973 | 0.94091 | 0.96139 | 0.98047 | 1 | 0.70815 | 0.71119 | 0.70896 | 0.72103 | 0.73517 | 0.75153 | 0.77042 | 0.7853 | 0.79827 | 0.80707 | 0.81199 | 0.81727 | 0.82268 | 0.82796 | 0.83426 | 0.84325 | 0.85387 | 0.86671 | 0.88196 | 0.89349 | 0.90976 | 0.92653 | 0.94685 | 0.96551 | 0.98232 | 1 | 0.94921 | 0.94921 | 0.94921 | 0.94921 | 0.94921 | 0.94921 | 0.94921 | 0.94921 | 0.94921 | 0.94921 | 0.94921 | 0.94921 | 0.94921 | 0.94921 | 0.94921 | 0.94921 | 0.94921 | 0.94921 | 0.94921 | 0.94921 | 0.94921 | 0.94921 | 0.94921 | 0.94921 | 0.94921 | 0.94921 | 0 | 0 | 0 | 0 | 0 | 0 | 0 | 0 | 0 | 0 | 0.44501 | 0.6993 | 0.95359 | 1 | 1 | 1 | 1 | 1 | 1 | 1 | 1 | 1 | 1 | 1 | 1 | 1
Offshore Wind - Fixed Bottom | J | O-EL-13a | 1230 | 7142.816 | 4943.9652 | 117.4565 | 47.21% | 0.45577 | 0.46263 | 0.46314 | 0.46985 | 0.47533 | 0.4828 | 0.4923 | 0.80527 | 0.8163 | 0.82435 | 0.82858 | 0.83321 | 0.83803 | 0.84241 | 0.84785 | 0.85621 | 0.86614 | 0.87789 | 0.89181 | 0.90272 | 0.91768 | 0.933 | 0.95124 | 0.96826 | 0.98369 | 1 | 0.44484 | 0.45169 | 0.45148 | 0.4597 | 0.46426 | 0.46591 | 0.47555 | 0.72505 | 0.73996 | 0.75311 | 0.76359 | 0.77381 | 0.78524 | 0.79592 | 0.80703 | 0.82061 | 0.83519 | 0.85133 | 0.86908 | 0.88338 | 0.90161 | 0.91973 | 0.94091 | 0.96139 | 0.98047 | 1 | 0.70815 | 0.71119 | 0.70896 | 0.72103 | 0.73517 | 0.75153 | 0.77042 | 0.7853 | 0.79827 | 0.80707 | 0.81199 | 0.81727 | 0.82268 | 0.82796 | 0.83426 | 0.84325 | 0.85387 | 0.86671 | 0.88196 | 0.89349 | 0.90976 | 0.92653 | 0.94685 | 0.96551 | 0.98232 | 1 | 0.94921 | 0.94921 | 0.94921 | 0.94921 | 0.94921 | 0.94921 | 0.94921 | 0.94921 | 0.94921 | 0.94921 | 0.94921 | 0.94921 | 0.94921 | 0.94921 | 0.94921 | 0.94921 | 0.94921 | 0.94921 | 0.94921 | 0.94921 | 0.94921 | 0.94921 | 0.94921 | 0.94921 | 0.94921 | 0.94921 | 0 | 0 | 0 | 0 | 0 | 0 | 0 | 0 | 0 | 0 | 0 | 0 | 0 | 0.25378 | 0.56422 | 0.87466 | 1 | 1 | 1 | 1 | 1 | 1 | 1 | 1 | 1 | 1
Offshore Wind - Fixed Bottom | J | O-EL-13b | 1170 | 7153.264 | 4945.3936 | 118.0122 | 47.26% | 0.45577 | 0.46263 | 0.46314 | 0.46985 | 0.47533 | 0.4828 | 0.4923 | 0.80527 | 0.8163 | 0.82435 | 0.82858 | 0.83321 | 0.83803 | 0.84241 | 0.84785 | 0.85621 | 0.86614 | 0.87789 | 0.89181 | 0.90272 | 0.91768 | 0.933 | 0.95124 | 0.96826 | 0.98369 | 1 | 0.44483 | 0.45169 | 0.45147 | 0.4597 | 0.46425 | 0.4659 | 0.47554 | 0.72505 | 0.73996 | 0.75311 | 0.76359 | 0.77381 | 0.78524 | 0.79592 | 0.80703 | 0.82061 | 0.83519 | 0.85133 | 0.86908 | 0.88338 | 0.90161 | 0.91973 | 0.94091 | 0.96139 | 0.98047 | 1 | 0.70815 | 0.71119 | 0.70896 | 0.72103 | 0.73517 | 0.75153 | 0.77042 | 0.7853 | 0.79827 | 0.80707 | 0.81199 | 0.81727 | 0.82268 | 0.82796 | 0.83426 | 0.84325 | 0.85387 | 0.86671 | 0.88196 | 0.89349 | 0.90976 | 0.92653 | 0.94685 | 0.96551 | 0.98232 | 1 | 0.94921 | 0.94921 | 0.94921 | 0.94921 | 0.94921 | 0.94921 | 0.94921 | 0.94921 | 0.94921 | 0.94921 | 0.94921 | 0.94921 | 0.94921 | 0.94921 | 0.94921 | 0.94921 | 0.94921 | 0.94921 | 0.94921 | 0.94921 | 0.94921 | 0.94921 | 0.94921 | 0.94921 | 0.94921 | 0.94921 | 0 | 0 | 0 | 0 | 0 | 0 | 0 | 0 | 0 | 0 | 0 | 0 | 0 | 0.25378 | 0.56422 | 0.87466 | 1 | 1 | 1 | 1 | 1 | 1 | 1 | 1 | 1 | 1
Offshore Wind - Fixed Bottom | J | O-EL-11a | 1300 | 7001.9263 | 5032.9296 | 117.5751 | 47.06% | 0.45577 | 0.46263 | 0.46314 | 0.46985 | 0.47533 | 0.4828 | 0.4923 | 0.80527 | 0.8163 | 0.82435 | 0.82858 | 0.83321 | 0.83803 | 0.84241 | 0.84785 | 0.85621 | 0.86614 | 0.87789 | 0.89181 | 0.90272 | 0.91768 | 0.933 | 0.95124 | 0.96826 | 0.98369 | 1 | 0.44436 | 0.45121 | 0.451 | 0.45921 | 0.46377 | 0.46541 | 0.47505 | 0.72505 | 0.73996 | 0.75311 | 0.76359 | 0.77381 | 0.78524 | 0.79592 | 0.80703 | 0.82061 | 0.83519 | 0.85133 | 0.86908 | 0.88338 | 0.90161 | 0.91973 | 0.94091 | 0.96139 | 0.98047 | 1 | 0.70815 | 0.71119 | 0.70896 | 0.72103 | 0.73517 | 0.75153 | 0.77042 | 0.7853 | 0.79827 | 0.80707 | 0.81199 | 0.81727 | 0.82268 | 0.82796 | 0.83426 | 0.84325 | 0.85387 | 0.86671 | 0.88196 | 0.89349 | 0.90976 | 0.92653 | 0.94685 | 0.96551 | 0.98232 | 1 | 0.94921 | 0.94921 | 0.94921 | 0.94921 | 0.94921 | 0.94921 | 0.94921 | 0.94921 | 0.94921 | 0.94921 | 0.94921 | 0.94921 | 0.94921 | 0.94921 | 0.94921 | 0.94921 | 0.94921 | 0.94921 | 0.94921 | 0.94921 | 0.94921 | 0.94921 | 0.94921 | 0.94921 | 0.94921 | 0.94921 | 0 | 0 | 0 | 0 | 0 | 0 | 0 | 0 | 0 | 0 | 0.44501 | 0.6993 | 0.95359 | 1 | 1 | 1 | 1 | 1 | 1 | 1 | 1 | 1 | 1 | 1 | 1 | 1
Offshore Wind - Fixed Bottom | J | O-EL-11b | 1300 | 7001.9263 | 5037.551 | 117.5751 | 47.06% | 0.45577 | 0.46263 | 0.46314 | 0.46985 | 0.47533 | 0.4828 | 0.4923 | 0.80527 | 0.8163 | 0.82435 | 0.82858 | 0.83321 | 0.83803 | 0.84241 | 0.84785 | 0.85621 | 0.86614 | 0.87789 | 0.89181 | 0.90272 | 0.91768 | 0.933 | 0.95124 | 0.96826 | 0.98369 | 1 | 0.44434 | 0.45119 | 0.45097 | 0.45919 | 0.46374 | 0.46539 | 0.47502 | 0.72505 | 0.73996 | 0.75311 | 0.76359 | 0.77381 | 0.78524 | 0.79592 | 0.80703 | 0.82061 | 0.83519 | 0.85133 | 0.86908 | 0.88338 | 0.90161 | 0.91973 | 0.94091 | 0.96139 | 0.98047 | 1 | 0.70815 | 0.71119 | 0.70896 | 0.72103 | 0.73517 | 0.75153 | 0.77042 | 0.7853 | 0.79827 | 0.80707 | 0.81199 | 0.81727 | 0.82268 | 0.82796 | 0.83426 | 0.84325 | 0.85387 | 0.86671 | 0.88196 | 0.89349 | 0.90976 | 0.92653 | 0.94685 | 0.96551 | 0.98232 | 1 | 0.94921 | 0.94921 | 0.94921 | 0.94921 | 0.94921 | 0.94921 | 0.94921 | 0.94921 | 0.94921 | 0.94921 | 0.94921 | 0.94921 | 0.94921 | 0.94921 | 0.94921 | 0.94921 | 0.94921 | 0.94921 | 0.94921 | 0.94921 | 0.94921 | 0.94921 | 0.94921 | 0.94921 | 0.94921 | 0.94921 | 0 | 0 | 0 | 0 | 0 | 0 | 0 | 0 | 0 | 0 | 0.44501 | 0.6993 | 0.95359 | 1 | 1 | 1 | 1 | 1 | 1 | 1 | 1 | 1 | 1 | 1 | 1 | 1
Offshore Wind - Fixed Bottom | K | O-EL-21 | 1232 | 6976.5342 | 4271.7278 | 117.0717 | 47.18% | 0.45577 | 0.46263 | 0.46314 | 0.46985 | 0.47533 | 0.4828 | 0.4923 | 0.80527 | 0.8163 | 0.82435 | 0.82858 | 0.83321 | 0.83803 | 0.84241 | 0.84785 | 0.85621 | 0.86614 | 0.87789 | 0.89181 | 0.90272 | 0.91768 | 0.933 | 0.95124 | 0.96826 | 0.98369 | 1 | 0.42733 | 0.43392 | 0.43371 | 0.44161 | 0.44599 | 0.44757 | 0.45684 | 0.72505 | 0.73996 | 0.75311 | 0.76359 | 0.77381 | 0.78524 | 0.79592 | 0.80703 | 0.82061 | 0.83519 | 0.85133 | 0.86908 | 0.88338 | 0.90161 | 0.91973 | 0.94091 | 0.96139 | 0.98047 | 1 | 0.70815 | 0.71119 | 0.70896 | 0.72103 | 0.73517 | 0.75153 | 0.77042 | 0.7853 | 0.79827 | 0.80707 | 0.81199 | 0.81727 | 0.82268 | 0.82796 | 0.83426 | 0.84325 | 0.85387 | 0.86671 | 0.88196 | 0.89349 | 0.90976 | 0.92653 | 0.94685 | 0.96551 | 0.98232 | 1 | 0.94921 | 0.94921 | 0.94921 | 0.94921 | 0.94921 | 0.94921 | 0.94921 | 0.94921 | 0.94921 | 0.94921 | 0.94921 | 0.94921 | 0.94921 | 0.94921 | 0.94921 | 0.94921 | 0.94921 | 0.94921 | 0.94921 | 0.94921 | 0.94921 | 0.94921 | 0.94921 | 0.94921 | 0.94921 | 0.94921 | 0 | 0 | 0 | 0 | 0 | 0 | 0 | 0 | 0 | 0 | 0.44501 | 0.6993 | 0.95359 | 1 | 1 | 1 | 1 | 1 | 1 | 1 | 1 | 1 | 1 | 1 | 1 | 1

## 4a_Offshore Wind - Floating
Table 4: Offshore Wind - Floating |  |  |  | Values in nominal dollars |  |  |  | Resource CapEx Escalator | [25 empty] | IX CapEx Escalator | [25 empty] | OPEX Escalator | [25 empty] | Capacity Factor Escalator | [25 empty] | Phased-In MW Escalator
Technology Type | Interconnection Zone | Resource Block ID | Available Capacity (MWac) | 2050 Resource CapEx ($/kWac) | 2050 IX CapEx ($/kWac) | 2050 OpEx ($/kWac-year) | 2050 Capacity Factor | 2025 | 2026 | 2027 | 2028 | 2029 | 2030 | 2031 | 2032 | 2033 | 2034 | 2035 | 2036 | 2037 | 2038 | 2039 | 2040 | 2041 | 2042 | 2043 | 2044 | 2045 | 2046 | 2047 | 2048 | 2049 | 2050 | 2025 | 2026 | 2027 | 2028 | 2029 | 2030 | 2031 | 2032 | 2033 | 2034 | 2035 | 2036 | 2037 | 2038 | 2039 | 2040 | 2041 | 2042 | 2043 | 2044 | 2045 | 2046 | 2047 | 2048 | 2049 | 2050 | 2025 | 2026 | 2027 | 2028 | 2029 | 2030 | 2031 | 2032 | 2033 | 2034 | 2035 | 2036 | 2037 | 2038 | 2039 | 2040 | 2041 | 2042 | 2043 | 2044 | 2045 | 2046 | 2047 | 2048 | 2049 | 2050 | 2025 | 2026 | 2027 | 2028 | 2029 | 2030 | 2031 | 2032 | 2033 | 2034 | 2035 | 2036 | 2037 | 2038 | 2039 | 2040 | 2041 | 2042 | 2043 | 2044 | 2045 | 2046 | 2047 | 2048 | 2049 | 2050 | 2025 | 2026 | 2027 | 2028 | 2029 | 2030 | 2031 | 2032 | 2033 | 2034 | 2035 | 2036 | 2037 | 2038 | 2039 | 2040 | 2041 | 2042 | 2043 | 2044 | 2045 | 2046 | 2047 | 2048 | 2049 | 2050
Offshore Wind - Floating | J | O-FL-49 | 2004.66 | 8190.8318 | 4312.4341 | 128.3803 | 44.13% | 0 | 0 | 0 | 0 | 0 | 0.62045 | 0.63266 | 1.0398 | 1.0639 | 1.0738 | 1.0704 | 1.0476 | 1.0214 | 0.9983 | 0.9821 | 0.97213 | 0.96476 | 0.96003 | 0.9601 | 0.95846 | 0.96252 | 0.9674 | 0.97638 | 0.98422 | 0.99134 | 1 | 0.44039 | 0.44718 | 0.44697 | 0.45511 | 0.45962 | 0.46125 | 0.4708 | 0.72505 | 0.73996 | 0.75311 | 0.76359 | 0.77381 | 0.78524 | 0.79592 | 0.80703 | 0.82061 | 0.83519 | 0.85133 | 0.86908 | 0.88338 | 0.90161 | 0.91973 | 0.94091 | 0.96139 | 0.98047 | 1 | 0 | 0 | 0 | 0 | 0 | 0.75153 | 0.77042 | 0.7853 | 0.79827 | 0.80707 | 0.81199 | 0.81727 | 0.82268 | 0.82796 | 0.83426 | 0.84325 | 0.85387 | 0.86671 | 0.88196 | 0.89349 | 0.90976 | 0.92653 | 0.94685 | 0.96551 | 0.98232 | 1 | 0.97129 | 0.97129 | 0.97129 | 0.97129 | 0.97129 | 0.97129 | 0.97129 | 0.97129 | 0.97129 | 0.97129 | 0.97129 | 0.97129 | 0.97129 | 0.97129 | 0.97129 | 0.97129 | 0.97129 | 0.97129 | 0.97129 | 0.97129 | 0.97129 | 0.97129 | 0.97129 | 0.97129 | 0.97129 | 0.97129 | 0 | 0 | 0 | 0 | 0 | 0 | 0 | 0 | 0 | 0 | 0 | 0 | 0 | 0 | 0 | 0 | 0 | 0 | 0 | 0 | 0 | 0 | 0.54373 | 1 | 1 | 1
Offshore Wind - Floating | J | O-FL-46 | 2144.52 | 8189.8707 | 4445.6819 | 129.08 | 44.3% | 0 | 0 | 0 | 0 | 0 | 0.62045 | 0.63266 | 1.0398 | 1.0639 | 1.0738 | 1.0704 | 1.0476 | 1.0214 | 0.9983 | 0.9821 | 0.97213 | 0.96476 | 0.96003 | 0.9601 | 0.95846 | 0.96252 | 0.9674 | 0.97638 | 0.98422 | 0.99134 | 1 | 0.44785 | 0.45475 | 0.45453 | 0.46281 | 0.4674 | 0.46906 | 0.47877 | 0.72505 | 0.73996 | 0.75311 | 0.76359 | 0.77381 | 0.78524 | 0.79592 | 0.80703 | 0.82061 | 0.83519 | 0.85133 | 0.86908 | 0.88338 | 0.90161 | 0.91973 | 0.94091 | 0.96139 | 0.98047 | 1 | 0 | 0 | 0 | 0 | 0 | 0.75153 | 0.77042 | 0.7853 | 0.79827 | 0.80707 | 0.81199 | 0.81727 | 0.82268 | 0.82796 | 0.83426 | 0.84325 | 0.85387 | 0.86671 | 0.88196 | 0.89349 | 0.90976 | 0.92653 | 0.94685 | 0.96551 | 0.98232 | 1 | 0.97129 | 0.97129 | 0.97129 | 0.97129 | 0.97129 | 0.97129 | 0.97129 | 0.97129 | 0.97129 | 0.97129 | 0.97129 | 0.97129 | 0.97129 | 0.97129 | 0.97129 | 0.97129 | 0.97129 | 0.97129 | 0.97129 | 0.97129 | 0.97129 | 0.97129 | 0.97129 | 0.97129 | 0.97129 | 0.97129 | 0 | 0 | 0 | 0 | 0 | 0 | 0 | 0 | 0 | 0 | 0 | 0 | 0 | 0 | 0 | 0 | 0 | 0 | 0 | 0 | 0 | 0 | 0 | 0 | 0 | 0.3174
Offshore Wind - Floating | J | O-FL-51 | 2004.66 | 8170.2794 | 4439.9572 | 126.9078 | 44.31% | 0 | 0 | 0 | 0 | 0 | 0.62045 | 0.63266 | 1.0398 | 1.0639 | 1.0738 | 1.0704 | 1.0476 | 1.0214 | 0.9983 | 0.9821 | 0.97213 | 0.96476 | 0.96003 | 0.9601 | 0.95846 | 0.96252 | 0.9674 | 0.97638 | 0.98422 | 0.99134 | 1 | 0.44788 | 0.45479 | 0.45457 | 0.46285 | 0.46744 | 0.4691 | 0.47881 | 0.72505 | 0.73996 | 0.75311 | 0.76359 | 0.77381 | 0.78524 | 0.79592 | 0.80703 | 0.82061 | 0.83519 | 0.85133 | 0.86908 | 0.88338 | 0.90161 | 0.91973 | 0.94091 | 0.96139 | 0.98047 | 1 | 0 | 0 | 0 | 0 | 0 | 0.75153 | 0.77042 | 0.7853 | 0.79827 | 0.80707 | 0.81199 | 0.81727 | 0.82268 | 0.82796 | 0.83426 | 0.84325 | 0.85387 | 0.86671 | 0.88196 | 0.89349 | 0.90976 | 0.92653 | 0.94685 | 0.96551 | 0.98232 | 1 | 0.97129 | 0.97129 | 0.97129 | 0.97129 | 0.97129 | 0.97129 | 0.97129 | 0.97129 | 0.97129 | 0.97129 | 0.97129 | 0.97129 | 0.97129 | 0.97129 | 0.97129 | 0.97129 | 0.97129 | 0.97129 | 0.97129 | 0.97129 | 0.97129 | 0.97129 | 0.97129 | 0.97129 | 0.97129 | 0.97129 | 0 | 0 | 0 | 0 | 0 | 0 | 0 | 0 | 0 | 0 | 0 | 0 | 0 | 0 | 0 | 0 | 0 | 0 | 0 | 0 | 0 | 0 | 0 | 0.14234 | 0.74094 | 1

## 1b_Land Based Wind
Table 1: Land-based Wind |  |  |  |  | Values in nominal dollars |  |  |  | Resource CapEx Escalator | [25 empty] | IX CapEx Escalator | [25 empty] | OPEX Escalator | [25 empty] | Capacity Factor Escalator | [25 empty] | Phased-In MW Escalator
Technology Type | County | Interconnection Zone | CapEx Bin | Available Capacity (MWac) | 2025 Weighted Avg Resource CapEx ($/kWac) | 2025 Weighted Avg IX CapEx ($/kWac) | 2025 Weighted Avg OpEx ($/kWac-year) | 2025 Weighted Avg Capacity Factor | 2025 | 2026 | 2027 | 2028 | 2029 | 2030 | 2031 | 2032 | 2033 | 2034 | 2035 | 2036 | 2037 | 2038 | 2039 | 2040 | 2041 | 2042 | 2043 | 2044 | 2045 | 2046 | 2047 | 2048 | 2049 | 2050 | 2025 | 2026 | 2027 | 2028 | 2029 | 2030 | 2031 | 2032 | 2033 | 2034 | 2035 | 2036 | 2037 | 2038 | 2039 | 2040 | 2041 | 2042 | 2043 | 2044 | 2045 | 2046 | 2047 | 2048 | 2049 | 2050 | 2025 | 2026 | 2027 | 2028 | 2029 | 2030 | 2031 | 2032 | 2033 | 2034 | 2035 | 2036 | 2037 | 2038 | 2039 | 2040 | 2041 | 2042 | 2043 | 2044 | 2045 | 2046 | 2047 | 2048 | 2049 | 2050 | 2025 | 2026 | 2027 | 2028 | 2029 | 2030 | 2031 | 2032 | 2033 | 2034 | 2035 | 2036 | 2037 | 2038 | 2039 | 2040 | 2041 | 2042 | 2043 | 2044 | 2045 | 2046 | 2047 | 2048 | 2049 | 2050 | 2025 | 2026 | 2027 | 2028 | 2029 | 2030 | 2031 | 2032 | 2033 | 2034 | 2035 | 2036 | 2037 | 2038 | 2039 | 2040 | 2041 | 2042 | 2043 | 2044 | 2045 | 2046 | 2047 | 2048 | 2049 | 2050
Land-Based Wind | Allegany | C | 1 | 209.4665 | 2129.4661 | 276.5081 | 76.0065 | 34.59% | 1 | 1.0607 | 2.0519 | 2.0859 | 2.1076 | 2.135 | 2.1615 | 2.1744 | 2.1915 | 2.212 | 2.2335 | 2.2541 | 2.278 | 2.312 | 2.3465 | 2.3837 | 2.4227 | 2.4627 | 2.5043 | 2.5464 | 2.5901 | 2.6342 | 2.6792 | 2.7245 | 2.7698 | 2.8158 | 1 | 1.0154 | 1.0149 | 1.0334 | 1.0437 | 1.0503 | 1.0731 | 1.0816 | 1.1046 | 1.1273 | 1.1479 | 1.17 | 1.1946 | 1.2202 | 1.2462 | 1.2735 | 1.3019 | 1.3314 | 1.3613 | 1.3915 | 1.423 | 1.4551 | 1.4886 | 1.524 | 1.5605 | 1.5974 | 1 | 1.0074 | 1.0088 | 1.0263 | 1.0461 | 1.0714 | 1.098 | 1.1188 | 1.1404 | 1.1624 | 1.1847 | 1.2071 | 1.2327 | 1.2588 | 1.2855 | 1.3131 | 1.3417 | 1.3713 | 1.402 | 1.4331 | 1.4655 | 1.4986 | 1.5328 | 1.5677 | 1.603 | 1.639 | 1 | 1.0075 | 1.0149 | 1.0224 | 1.0298 | 1.0373 | 1.0381 | 1.0389 | 1.0398 | 1.0406 | 1.0415 | 1.0423 | 1.0431 | 1.044 | 1.0448 | 1.0456 | 1.0465 | 1.0473 | 1.0482 | 1.049 | 1.0498 | 1.0507 | 1.0515 | 1.0524 | 1.0532 | 1.054 | 0 | 0 | 0 | 0 | 1.2433e-16 | 0.08347 | 0.28327 | 0.50305 | 0.74482 | 1 | 1 | 1 | 1 | 1 | 1 | 1 | 1 | 1 | 1 | 1 | 1 | 1 | 1 | 1 | 1 | 1
Land-Based Wind | Broome | E | 1 | 57.3196 | 2209.1873 | 381.4426 | 78.852 | 33.71% | 1 | 1.0607 | 2.0519 | 2.0859 | 2.1076 | 2.135 | 2.1615 | 2.1744 | 2.1915 | 2.212 | 2.2335 | 2.2541 | 2.278 | 2.312 | 2.3465 | 2.3837 | 2.4227 | 2.4627 | 2.5043 | 2.5464 | 2.5901 | 2.6342 | 2.6792 | 2.7245 | 2.7698 | 2.8158 | 1 | 1.0154 | 1.0149 | 1.0334 | 1.0437 | 1.0503 | 1.0731 | 1.0816 | 1.1046 | 1.1273 | 1.1479 | 1.17 | 1.1946 | 1.2202 | 1.2462 | 1.2735 | 1.3019 | 1.3314 | 1.3613 | 1.3915 | 1.423 | 1.4551 | 1.4886 | 1.524 | 1.5605 | 1.5974 | 1 | 1.0074 | 1.0088 | 1.0263 | 1.0461 | 1.0714 | 1.098 | 1.1188 | 1.1404 | 1.1624 | 1.1847 | 1.2071 | 1.2327 | 1.2588 | 1.2855 | 1.3131 | 1.3417 | 1.3713 | 1.402 | 1.4331 | 1.4655 | 1.4986 | 1.5328 | 1.5677 | 1.603 | 1.639 | 1 | 1.0075 | 1.0149 | 1.0224 | 1.0298 | 1.0373 | 1.0381 | 1.0389 | 1.0398 | 1.0406 | 1.0415 | 1.0423 | 1.0431 | 1.044 | 1.0448 | 1.0456 | 1.0465 | 1.0473 | 1.0482 | 1.049 | 1.0498 | 1.0507 | 1.0515 | 1.0524 | 1.0532 | 1.054 | 0 | 0 | 0 | 0 | 1.2433e-16 | 0.08347 | 0.28327 | 0.50305 | 0.74482 | 1 | 1 | 1 | 1 | 1 | 1 | 1 | 1 | 1 | 1 | 1 | 1 | 1 | 1 | 1 | 1 | 1
Land-Based Wind | Broome | E | 2 | 50.0782 | 2236.303 | 664.9834 | 79.8198 | 30.59% | 1 | 1.0607 | 2.0519 | 2.0859 | 2.1076 | 2.135 | 2.1615 | 2.1744 | 2.1915 | 2.212 | 2.2335 | 2.2541 | 2.278 | 2.312 | 2.3465 | 2.3837 | 2.4227 | 2.4627 | 2.5043 | 2.5464 | 2.5901 | 2.6342 | 2.6792 | 2.7245 | 2.7698 | 2.8158 | 1 | 1.0154 | 1.0149 | 1.0334 | 1.0437 | 1.0503 | 1.0731 | 1.0816 | 1.1046 | 1.1273 | 1.1479 | 1.17 | 1.1946 | 1.2202 | 1.2462 | 1.2735 | 1.3019 | 1.3314 | 1.3613 | 1.3915 | 1.423 | 1.4551 | 1.4886 | 1.524 | 1.5605 | 1.5974 | 1 | 1.0074 | 1.0088 | 1.0263 | 1.0461 | 1.0714 | 1.098 | 1.1188 | 1.1404 | 1.1624 | 1.1847 | 1.2071 | 1.2327 | 1.2588 | 1.2855 | 1.3131 | 1.3417 | 1.3713 | 1.402 | 1.4331 | 1.4655 | 1.4986 | 1.5328 | 1.5677 | 1.603 | 1.639 | 1 | 1.0075 | 1.0149 | 1.0224 | 1.0298 | 1.0373 | 1.0381 | 1.0389 | 1.0398 | 1.0406 | 1.0415 | 1.0423 | 1.0431 | 1.044 | 1.0448 | 1.0456 | 1.0465 | 1.0473 | 1.0482 | 1.049 | 1.0498 | 1.0507 | 1.0515 | 1.0524 | 1.0532 | 1.054 | 0 | 0 | 0 | 0 | 0 | 0 | 0 | 0 | 0 | 0.043206 | 1 | 1 | 1 | 1 | 1 | 1 | 1 | 1 | 1 | 1 | 1 | 1 | 1 | 1 | 1 | 1
Land-Based Wind | Cattaraugus | A | 1 | 667.6 | 2014.5413 | 200.8917 | 67.927 | 35.16% | 1 | 1.0607 | 1.8827 | 1.914 | 1.9338 | 1.959 | 1.9833 | 1.9952 | 2.0108 | 2.0296 | 2.0494 | 2.0683 | 2.0902 | 2.1214 | 2.153 | 2.1871 | 2.223 | 2.2597 | 2.2979 | 2.3364 | 2.3765 | 2.4171 | 2.4583 | 2.4999 | 2.5415 | 2.5837 | 1 | 1.0154 | 1.0149 | 1.0334 | 1.0437 | 1.0503 | 1.0731 | 1.0816 | 1.1046 | 1.1273 | 1.1479 | 1.17 | 1.1946 | 1.2202 | 1.2462 | 1.2735 | 1.3019 | 1.3314 | 1.3613 | 1.3915 | 1.423 | 1.4551 | 1.4886 | 1.524 | 1.5605 | 1.5974 | 1 | 1.0074 | 1.0088 | 1.0263 | 1.0461 | 1.0714 | 1.098 | 1.1188 | 1.1404 | 1.1624 | 1.1847 | 1.2071 | 1.2327 | 1.2588 | 1.2855 | 1.3131 | 1.3417 | 1.3713 | 1.402 | 1.4331 | 1.4655 | 1.4986 | 1.5328 | 1.5677 | 1.603 | 1.639 | 1 | 1.0075 | 1.0149 | 1.0224 | 1.0298 | 1.0373 | 1.0381 | 1.0389 | 1.0398 | 1.0406 | 1.0415 | 1.0423 | 1.0431 | 1.044 | 1.0448 | 1.0456 | 1.0465 | 1.0473 | 1.0482 | 1.049 | 1.0498 | 1.0507 | 1.0515 | 1.0524 | 1.0532 | 1.054 | 0 | 0 | 0.021387 | 0.059044 | 0.11532 | 0.1715 | 0.24138 | 0.31825 | 0.40281 | 0.49206 | 0.49206 | 0.49206 | 0.49206 | 0.49206 | 0.49206 | 0.49206 | 0.49206 | 0.49206 | 0.49206 | 0.49206 | 0.49206 | 0.49206 | 0.49206 | 0.49206 | 0.49206 | 0.49206
Land-Based Wind | Cattaraugus | A | 2 | 42.6226 | 2269.1431 | 1288.6465 | 80.992 | 35.47% | 1 | 1.0607 | 2.0519 | 2.0859 | 2.1076 | 2.135 | 2.1615 | 2.1744 | 2.1915 | 2.212 | 2.2335 | 2.2541 | 2.278 | 2.312 | 2.3465 | 2.3837 | 2.4227 | 2.4627 | 2.5043 | 2.5464 | 2.5901 | 2.6342 | 2.6792 | 2.7245 | 2.7698 | 2.8158 | 1 | 1.0154 | 1.0149 | 1.0334 | 1.0437 | 1.0503 | 1.0731 | 1.0816 | 1.1046 | 1.1273 | 1.1479 | 1.17 | 1.1946 | 1.2202 | 1.2462 | 1.2735 | 1.3019 | 1.3314 | 1.3613 | 1.3915 | 1.423 | 1.4551 | 1.4886 | 1.524 | 1.5605 | 1.5974 | 1 | 1.0074 | 1.0088 | 1.0263 | 1.0461 | 1.0714 | 1.098 | 1.1188 | 1.1404 | 1.1624 | 1.1847 | 1.2071 | 1.2327 | 1.2588 | 1.2855 | 1.3131 | 1.3417 | 1.3713 | 1.402 | 1.4331 | 1.4655 | 1.4986 | 1.5328 | 1.5677 | 1.603 | 1.639 | 1 | 1.0075 | 1.0149 | 1.0224 | 1.0298 | 1.0373 | 1.0381 | 1.0389 | 1.0398 | 1.0406 | 1.0415 | 1.0423 | 1.0431 | 1.044 | 1.0448 | 1.0456 | 1.0465 | 1.0473 | 1.0482 | 1.049 | 1.0498 | 1.0507 | 1.0515 | 1.0524 | 1.0532 | 1.054 | 0 | 0 | 0 | 0 | 0 | 0 | 0 | 0 | 0 | 0.043206 | 1 | 1 | 1 | 1 | 1 | 1 | 1 | 1 | 1 | 1 | 1 | 1 | 1 | 1 | 1 | 1
Land-Based Wind | Cayuga | C | 1 | 263.9944 | 2221.1054 | 170.9424 | 70.5808 | 35.04% | 1 | 1.0607 | 1.8268 | 1.8571 | 1.8764 | 1.9008 | 1.9244 | 1.9359 | 1.9511 | 1.9693 | 1.9885 | 2.0069 | 2.0281 | 2.0584 | 2.0891 | 2.1222 | 2.1569 | 2.1926 | 2.2296 | 2.267 | 2.306 | 2.3453 | 2.3853 | 2.4256 | 2.466 | 2.507 | 1 | 1.0154 | 1.0149 | 1.0334 | 1.0437 | 1.0503 | 1.0731 | 1.0816 | 1.1046 | 1.1273 | 1.1479 | 1.17 | 1.1946 | 1.2202 | 1.2462 | 1.2735 | 1.3019 | 1.3314 | 1.3613 | 1.3915 | 1.423 | 1.4551 | 1.4886 | 1.524 | 1.5605 | 1.5974 | 1 | 1.0074 | 1.0088 | 1.0263 | 1.0461 | 1.0714 | 1.098 | 1.1188 | 1.1404 | 1.1624 | 1.1847 | 1.2071 | 1.2327 | 1.2588 | 1.2855 | 1.3131 | 1.3417 | 1.3713 | 1.402 | 1.4331 | 1.4655 | 1.4986 | 1.5328 | 1.5677 | 1.603 | 1.639 | 1 | 1.0075 | 1.0149 | 1.0224 | 1.0298 | 1.0373 | 1.0381 | 1.0389 | 1.0398 | 1.0406 | 1.0415 | 1.0423 | 1.0431 | 1.044 | 1.0448 | 1.0456 | 1.0465 | 1.0473 | 1.0482 | 1.049 | 1.0498 | 1.0507 | 1.0515 | 1.0524 | 1.0532 | 1.054 | 0 | 0 | 0.055223 | 0.15246 | 0.29776 | 0.42023 | 0.54662 | 0.68565 | 0.83858 | 1 | 1 | 1 | 1 | 1 | 1 | 1 | 1 | 1 | 1 | 1 | 1 | 1 | 1 | 1 | 1 | 1
Land-Based Wind | Cayuga | C | 2 | 30 | 2643.0313 | 378.0863 | 78.6142 | 33.65% | 1 | 1.0607 | 1.7099 | 1.7383 | 1.7563 | 1.7792 | 1.8012 | 1.812 | 1.8262 | 1.8433 | 1.8613 | 1.8784 | 1.8983 | 1.9267 | 1.9554 | 1.9864 | 2.0189 | 2.0523 | 2.0869 | 2.122 | 2.1584 | 2.1952 | 2.2326 | 2.2704 | 2.3082 | 2.3465 | 1 | 1.0154 | 1.0149 | 1.0334 | 1.0437 | 1.0503 | 1.0731 | 1.0816 | 1.1046 | 1.1273 | 1.1479 | 1.17 | 1.1946 | 1.2202 | 1.2462 | 1.2735 | 1.3019 | 1.3314 | 1.3613 | 1.3915 | 1.423 | 1.4551 | 1.4886 | 1.524 | 1.5605 | 1.5974 | 1 | 1.0074 | 1.0088 | 1.0263 | 1.0461 | 1.0714 | 1.098 | 1.1188 | 1.1404 | 1.1624 | 1.1847 | 1.2071 | 1.2327 | 1.2588 | 1.2855 | 1.3131 | 1.3417 | 1.3713 | 1.402 | 1.4331 | 1.4655 | 1.4986 | 1.5328 | 1.5677 | 1.603 | 1.639 | 1 | 1.0075 | 1.0149 | 1.0224 | 1.0298 | 1.0373 | 1.0381 | 1.0389 | 1.0398 | 1.0406 | 1.0415 | 1.0423 | 1.0431 | 1.044 | 1.0448 | 1.0456 | 1.0465 | 1.0473 | 1.0482 | 1.049 | 1.0498 | 1.0507 | 1.0515 | 1.0524 | 1.0532 | 1.054 | 0 | 0 | 0 | 0 | 0 | 0 | 0 | 0 | 0 | 0.043206 | 1 | 1 | 1 | 1 | 1 | 1 | 1 | 1 | 1 | 1 | 1 | 1 | 1 | 1 | 1 | 1
Land-Based Wind | Chautauqua | A | 1 | 464.9054 | 1942.8538 | 126.366 | 69.3458 | 34.9% | 1 | 1.0607 | 2.0519 | 2.0859 | 2.1076 | 2.135 | 2.1615 | 2.1744 | 2.1915 | 2.212 | 2.2335 | 2.2541 | 2.278 | 2.312 | 2.3465 | 2.3837 | 2.4227 | 2.4627 | 2.5043 | 2.5464 | 2.5901 | 2.6342 | 2.6792 | 2.7245 | 2.7698 | 2.8158 | 1 | 1.0154 | 1.0149 | 1.0334 | 1.0437 | 1.0503 | 1.0731 | 1.0816 | 1.1046 | 1.1273 | 1.1479 | 1.17 | 1.1946 | 1.2202 | 1.2462 | 1.2735 | 1.3019 | 1.3314 | 1.3613 | 1.3915 | 1.423 | 1.4551 | 1.4886 | 1.524 | 1.5605 | 1.5974 | 1 | 1.0074 | 1.0088 | 1.0263 | 1.0461 | 1.0714 | 1.098 | 1.1188 | 1.1404 | 1.1624 | 1.1847 | 1.2071 | 1.2327 | 1.2588 | 1.2855 | 1.3131 | 1.3417 | 1.3713 | 1.402 | 1.4331 | 1.4655 | 1.4986 | 1.5328 | 1.5677 | 1.603 | 1.639 | 1 | 1.0075 | 1.0149 | 1.0224 | 1.0298 | 1.0373 | 1.0381 | 1.0389 | 1.0398 | 1.0406 | 1.0415 | 1.0423 | 1.0431 | 1.044 | 1.0448 | 1.0456 | 1.0465 | 1.0473 | 1.0482 | 1.049 | 1.0498 | 1.0507 | 1.0515 | 1.0524 | 1.0532 | 1.054 | 0 | 0 | 0.048783 | 0.13468 | 0.26304 | 0.38096 | 0.51591 | 0.66435 | 0.82764 | 1 | 1 | 1 | 1 | 1 | 1 | 1 | 1 | 1 | 1 | 1 | 1 | 1 | 1 | 1 | 1 | 1
Land-Based Wind | Chautauqua | A | 2 | 23.8607 | 2247.1332 | 651.356 | 80.2064 | 33.25% | 1 | 1.0607 | 2.0519 | 2.0859 | 2.1076 | 2.135 | 2.1615 | 2.1744 | 2.1915 | 2.212 | 2.2335 | 2.2541 | 2.278 | 2.312 | 2.3465 | 2.3837 | 2.4227 | 2.4627 | 2.5043 | 2.5464 | 2.5901 | 2.6342 | 2.6792 | 2.7245 | 2.7698 | 2.8158 | 1 | 1.0154 | 1.0149 | 1.0334 | 1.0437 | 1.0503 | 1.0731 | 1.0816 | 1.1046 | 1.1273 | 1.1479 | 1.17 | 1.1946 | 1.2202 | 1.2462 | 1.2735 | 1.3019 | 1.3314 | 1.3613 | 1.3915 | 1.423 | 1.4551 | 1.4886 | 1.524 | 1.5605 | 1.5974 | 1 | 1.0074 | 1.0088 | 1.0263 | 1.0461 | 1.0714 | 1.098 | 1.1188 | 1.1404 | 1.1624 | 1.1847 | 1.2071 | 1.2327 | 1.2588 | 1.2855 | 1.3131 | 1.3417 | 1.3713 | 1.402 | 1.4331 | 1.4655 | 1.4986 | 1.5328 | 1.5677 | 1.603 | 1.639 | 1 | 1.0075 | 1.0149 | 1.0224 | 1.0298 | 1.0373 | 1.0381 | 1.0389 | 1.0398 | 1.0406 | 1.0415 | 1.0423 | 1.0431 | 1.044 | 1.0448 | 1.0456 | 1.0465 | 1.0473 | 1.0482 | 1.049 | 1.0498 | 1.0507 | 1.0515 | 1.0524 | 1.0532 | 1.054 | 0 | 0 | 0 | 0 | 0 | 0 | 0 | 0 | 0 | 0.043206 | 1 | 1 | 1 | 1 | 1 | 1 | 1 | 1 | 1 | 1 | 1 | 1 | 1 | 1 | 1 | 1
Land-Based Wind | Chemung | C | 1 | 53.0545 | 2223.2563 | 540.7994 | 79.3541 | 32.24% | 1 | 1.0607 | 2.0519 | 2.0859 | 2.1076 | 2.135 | 2.1615 | 2.1744 | 2.1915 | 2.212 | 2.2335 | 2.2541 | 2.278 | 2.312 | 2.3465 | 2.3837 | 2.4227 | 2.4627 | 2.5043 | 2.5464 | 2.5901 | 2.6342 | 2.6792 | 2.7245 | 2.7698 | 2.8158 | 1 | 1.0154 | 1.0149 | 1.0334 | 1.0437 | 1.0503 | 1.0731 | 1.0816 | 1.1046 | 1.1273 | 1.1479 | 1.17 | 1.1946 | 1.2202 | 1.2462 | 1.2735 | 1.3019 | 1.3314 | 1.3613 | 1.3915 | 1.423 | 1.4551 | 1.4886 | 1.524 | 1.5605 | 1.5974 | 1 | 1.0074 | 1.0088 | 1.0263 | 1.0461 | 1.0714 | 1.098 | 1.1188 | 1.1404 | 1.1624 | 1.1847 | 1.2071 | 1.2327 | 1.2588 | 1.2855 | 1.3131 | 1.3417 | 1.3713 | 1.402 | 1.4331 | 1.4655 | 1.4986 | 1.5328 | 1.5677 | 1.603 | 1.639 | 1 | 1.0075 | 1.0149 | 1.0224 | 1.0298 | 1.0373 | 1.0381 | 1.0389 | 1.0398 | 1.0406 | 1.0415 | 1.0423 | 1.0431 | 1.044 | 1.0448 | 1.0456 | 1.0465 | 1.0473 | 1.0482 | 1.049 | 1.0498 | 1.0507 | 1.0515 | 1.0524 | 1.0532 | 1.054 | 0 | 0 | 0 | 0 | 1.2433e-16 | 0.08347 | 0.28327 | 0.50305 | 0.74482 | 1 | 1 | 1 | 1 | 1 | 1 | 1 | 1 | 1 | 1 | 1 | 1 | 1 | 1 | 1 | 1 | 1
Land-Based Wind | Chenango | E | 1 | 127.2 | 2054.0709 | 151.8239 | 61.0962 | 26.98% | 1 | 1.0607 | 1.7099 | 1.7383 | 1.7563 | 1.7792 | 1.8012 | 1.812 | 1.8262 | 1.8433 | 1.8613 | 1.8784 | 1.8983 | 1.9267 | 1.9554 | 1.9864 | 2.0189 | 2.0523 | 2.0869 | 2.122 | 2.1584 | 2.1952 | 2.2326 | 2.2704 | 2.3082 | 2.3465 | 1 | 1.0154 | 1.0149 | 1.0334 | 1.0437 | 1.0503 | 1.0731 | 1.0816 | 1.1046 | 1.1273 | 1.1479 | 1.17 | 1.1946 | 1.2202 | 1.2462 | 1.2735 | 1.3019 | 1.3314 | 1.3613 | 1.3915 | 1.423 | 1.4551 | 1.4886 | 1.524 | 1.5605 | 1.5974 | 1 | 1.0074 | 1.0088 | 1.0263 | 1.0461 | 1.0714 | 1.098 | 1.1188 | 1.1404 | 1.1624 | 1.1847 | 1.2071 | 1.2327 | 1.2588 | 1.2855 | 1.3131 | 1.3417 | 1.3713 | 1.402 | 1.4331 | 1.4655 | 1.4986 | 1.5328 | 1.5677 | 1.603 | 1.639 | 1 | 1.0075 | 1.0149 | 1.0224 | 1.0298 | 1.0373 | 1.0381 | 1.0389 | 1.0398 | 1.0406 | 1.0415 | 1.0423 | 1.0431 | 1.044 | 1.0448 | 1.0456 | 1.0465 | 1.0473 | 1.0482 | 1.049 | 1.0498 | 1.0507 | 1.0515 | 1.0524 | 1.0532 | 1.054 | 0 | 0 | 0.1191 | 0.32881 | 0.6422 | 0.80978 | 0.85125 | 0.89686 | 0.94704 | 1 | 1 | 1 | 1 | 1 | 1 | 1 | 1 | 1 | 1 | 1 | 1 | 1 | 1 | 1 | 1 | 1
Land-Based Wind | Chenango | E | 2 | 68.2 | 2600.6994 | 419.4598 | 77.3551 | 30.37% | 1 | 1.0607 | 1.7099 | 1.7383 | 1.7563 | 1.7792 | 1.8012 | 1.812 | 1.8262 | 1.8433 | 1.8613 | 1.8784 | 1.8983 | 1.9267 | 1.9554 | 1.9864 | 2.0189 | 2.0523 | 2.0869 | 2.122 | 2.1584 | 2.1952 | 2.2326 | 2.2704 | 2.3082 | 2.3465 | 1 | 1.0154 | 1.0149 | 1.0334 | 1.0437 | 1.0503 | 1.0731 | 1.0816 | 1.1046 | 1.1273 | 1.1479 | 1.17 | 1.1946 | 1.2202 | 1.2462 | 1.2735 | 1.3019 | 1.3314 | 1.3613 | 1.3915 | 1.423 | 1.4551 | 1.4886 | 1.524 | 1.5605 | 1.5974 | 1 | 1.0074 | 1.0088 | 1.0263 | 1.0461 | 1.0714 | 1.098 | 1.1188 | 1.1404 | 1.1624 | 1.1847 | 1.2071 | 1.2327 | 1.2588 | 1.2855 | 1.3131 | 1.3417 | 1.3713 | 1.402 | 1.4331 | 1.4655 | 1.4986 | 1.5328 | 1.5677 | 1.603 | 1.639 | 1 | 1.0075 | 1.0149 | 1.0224 | 1.0298 | 1.0373 | 1.0381 | 1.0389 | 1.0398 | 1.0406 | 1.0415 | 1.0423 | 1.0431 | 1.044 | 1.0448 | 1.0456 | 1.0465 | 1.0473 | 1.0482 | 1.049 | 1.0498 | 1.0507 | 1.0515 | 1.0524 | 1.0532 | 1.054 | 0 | 0 | 0 | 0 | 0 | 0 | 0 | 0 | 0 | 0.043206 | 1 | 1 | 1 | 1 | 1 | 1 | 1 | 1 | 1 | 1 | 1 | 1 | 1 | 1 | 1 | 1
Land-Based Wind | Chenango | E | 3 | 29.256 | 2475.1448 | 786.1526 | 78.7889 | 27.2% | 1 | 1.0607 | 1.8299 | 1.8603 | 1.8796 | 1.9041 | 1.9277 | 1.9392 | 1.9544 | 1.9727 | 1.992 | 2.0103 | 2.0316 | 2.0619 | 2.0927 | 2.1258 | 2.1606 | 2.1963 | 2.2335 | 2.2709 | 2.3099 | 2.3493 | 2.3894 | 2.4298 | 2.4702 | 2.5113 | 1 | 1.0154 | 1.0149 | 1.0334 | 1.0437 | 1.0503 | 1.0731 | 1.0816 | 1.1046 | 1.1273 | 1.1479 | 1.17 | 1.1946 | 1.2202 | 1.2462 | 1.2735 | 1.3019 | 1.3314 | 1.3613 | 1.3915 | 1.423 | 1.4551 | 1.4886 | 1.524 | 1.5605 | 1.5974 | 1 | 1.0074 | 1.0088 | 1.0263 | 1.0461 | 1.0714 | 1.098 | 1.1188 | 1.1404 | 1.1624 | 1.1847 | 1.2071 | 1.2327 | 1.2588 | 1.2855 | 1.3131 | 1.3417 | 1.3713 | 1.402 | 1.4331 | 1.4655 | 1.4986 | 1.5328 | 1.5677 | 1.603 | 1.639 | 1 | 1.0075 | 1.0149 | 1.0224 | 1.0298 | 1.0373 | 1.0381 | 1.0389 | 1.0398 | 1.0406 | 1.0415 | 1.0423 | 1.0431 | 1.044 | 1.0448 | 1.0456 | 1.0465 | 1.0473 | 1.0482 | 1.049 | 1.0498 | 1.0507 | 1.0515 | 1.0524 | 1.0532 | 1.054 | 0 | 0 | 0 | 0 | 0 | 0 | 0 | 0 | 0 | 0 | 1 | 1 | 1 | 1 | 1 | 1 | 1 | 1 | 1 | 1 | 1 | 1 | 1 | 1 | 1 | 1
Land-Based Wind | Clinton | D | 1 | 511.2971 | 2024.0202 | 230.5593 | 63.7894 | 35.31% | 1 | 1.0607 | 1.7099 | 1.7383 | 1.7563 | 1.7792 | 1.8012 | 1.812 | 1.8262 | 1.8433 | 1.8613 | 1.8784 | 1.8983 | 1.9267 | 1.9554 | 1.9864 | 2.0189 | 2.0523 | 2.0869 | 2.122 | 2.1584 | 2.1952 | 2.2326 | 2.2704 | 2.3082 | 2.3465 | 1 | 1.0154 | 1.0149 | 1.0334 | 1.0437 | 1.0503 | 1.0731 | 1.0816 | 1.1046 | 1.1273 | 1.1479 | 1.17 | 1.1946 | 1.2202 | 1.2462 | 1.2735 | 1.3019 | 1.3314 | 1.3613 | 1.3915 | 1.423 | 1.4551 | 1.4886 | 1.524 | 1.5605 | 1.5974 | 1 | 1.0074 | 1.0088 | 1.0263 | 1.0461 | 1.0714 | 1.098 | 1.1188 | 1.1404 | 1.1624 | 1.1847 | 1.2071 | 1.2327 | 1.2588 | 1.2855 | 1.3131 | 1.3417 | 1.3713 | 1.402 | 1.4331 | 1.4655 | 1.4986 | 1.5328 | 1.5677 | 1.603 | 1.639 | 1 | 1.0075 | 1.0149 | 1.0224 | 1.0298 | 1.0373 | 1.0381 | 1.0389 | 1.0398 | 1.0406 | 1.0415 | 1.0423 | 1.0431 | 1.044 | 1.0448 | 1.0456 | 1.0465 | 1.0473 | 1.0482 | 1.049 | 1.0498 | 1.0507 | 1.0515 | 1.0524 | 1.0532 | 1.054 | 0 | 0 | 0.13198 | 0.36437 | 0.71165 | 0.88833 | 0.91267 | 0.93945 | 0.96891 | 1 | 1 | 1 | 1 | 1 | 1 | 1 | 1 | 1 | 1 | 1 | 1 | 1 | 1 | 1 | 1 | 1
Land-Based Wind | Clinton | D | 2 | 114.7225 | 2329.4501 | 82.8801 | 69.2871 | 27.4% | 1 | 1.0607 | 1.7099 | 1.7383 | 1.7563 | 1.7792 | 1.8012 | 1.812 | 1.8262 | 1.8433 | 1.8613 | 1.8784 | 1.8983 | 1.9267 | 1.9554 | 1.9864 | 2.0189 | 2.0523 | 2.0869 | 2.122 | 2.1584 | 2.1952 | 2.2326 | 2.2704 | 2.3082 | 2.3465 | 1 | 1.0154 | 1.0149 | 1.0334 | 1.0437 | 1.0503 | 1.0731 | 1.0816 | 1.1046 | 1.1273 | 1.1479 | 1.17 | 1.1946 | 1.2202 | 1.2462 | 1.2735 | 1.3019 | 1.3314 | 1.3613 | 1.3915 | 1.423 | 1.4551 | 1.4886 | 1.524 | 1.5605 | 1.5974 | 1 | 1.0074 | 1.0088 | 1.0263 | 1.0461 | 1.0714 | 1.098 | 1.1188 | 1.1404 | 1.1624 | 1.1847 | 1.2071 | 1.2327 | 1.2588 | 1.2855 | 1.3131 | 1.3417 | 1.3713 | 1.402 | 1.4331 | 1.4655 | 1.4986 | 1.5328 | 1.5677 | 1.603 | 1.639 | 1 | 1.0075 | 1.0149 | 1.0224 | 1.0298 | 1.0373 | 1.0381 | 1.0389 | 1.0398 | 1.0406 | 1.0415 | 1.0423 | 1.0431 | 1.044 | 1.0448 | 1.0456 | 1.0465 | 1.0473 | 1.0482 | 1.049 | 1.0498 | 1.0507 | 1.0515 | 1.0524 | 1.0532 | 1.054 | 0 | 0 | 0 | 0 | 0 | 0 | 0 | 0 | 0 | 0.043206 | 1 | 1 | 1 | 1 | 1 | 1 | 1 | 1 | 1 | 1 | 1 | 1 | 1 | 1 | 1 | 1
Land-Based Wind | Clinton | D | 3 | 58.0458 | 2647.83 | 398.2315 | 78.757 | 18.11% | 1 | 1.0607 | 1.7099 | 1.7383 | 1.7563 | 1.7792 | 1.8012 | 1.812 | 1.8262 | 1.8433 | 1.8613 | 1.8784 | 1.8983 | 1.9267 | 1.9554 | 1.9864 | 2.0189 | 2.0523 | 2.0869 | 2.122 | 2.1584 | 2.1952 | 2.2326 | 2.2704 | 2.3082 | 2.3465 | 1 | 1.0154 | 1.0149 | 1.0334 | 1.0437 | 1.0503 | 1.0731 | 1.0816 | 1.1046 | 1.1273 | 1.1479 | 1.17 | 1.1946 | 1.2202 | 1.2462 | 1.2735 | 1.3019 | 1.3314 | 1.3613 | 1.3915 | 1.423 | 1.4551 | 1.4886 | 1.524 | 1.5605 | 1.5974 | 1 | 1.0074 | 1.0088 | 1.0263 | 1.0461 | 1.0714 | 1.098 | 1.1188 | 1.1404 | 1.1624 | 1.1847 | 1.2071 | 1.2327 | 1.2588 | 1.2855 | 1.3131 | 1.3417 | 1.3713 | 1.402 | 1.4331 | 1.4655 | 1.4986 | 1.5328 | 1.5677 | 1.603 | 1.639 | 1 | 1.0075 | 1.0149 | 1.0224 | 1.0298 | 1.0373 | 1.0381 | 1.0389 | 1.0398 | 1.0406 | 1.0415 | 1.0423 | 1.0431 | 1.044 | 1.0448 | 1.0456 | 1.0465 | 1.0473 | 1.0482 | 1.049 | 1.0498 | 1.0507 | 1.0515 | 1.0524 | 1.0532 | 1.054 | 0 | 0 | 0 | 0 | 0 | 0 | 0 | 0 | 0 | 0 | 1 | 1 | 1 | 1 | 1 | 1 | 1 | 1 | 1 | 1 | 1 | 1 | 1 | 1 | 1 | 1
Land-Based Wind | Columbia | F | 2 | 22.55 | 2980.7452 | 1094.8165 | 88.6592 | 38.79% | 1 | 1.0607 | 1.7099 | 1.7383 | 1.7563 | 1.7792 | 1.8012 | 1.812 | 1.8262 | 1.8433 | 1.8613 | 1.8784 | 1.8983 | 1.9267 | 1.9554 | 1.9864 | 2.0189 | 2.0523 | 2.0869 | 2.122 | 2.1584 | 2.1952 | 2.2326 | 2.2704 | 2.3082 | 2.3465 | 1 | 1.0154 | 1.0149 | 1.0334 | 1.0437 | 1.0503 | 1.0731 | 1.0816 | 1.1046 | 1.1273 | 1.1479 | 1.17 | 1.1946 | 1.2202 | 1.2462 | 1.2735 | 1.3019 | 1.3314 | 1.3613 | 1.3915 | 1.423 | 1.4551 | 1.4886 | 1.524 | 1.5605 | 1.5974 | 1 | 1.0074 | 1.0088 | 1.0263 | 1.0461 | 1.0714 | 1.098 | 1.1188 | 1.1404 | 1.1624 | 1.1847 | 1.2071 | 1.2327 | 1.2588 | 1.2855 | 1.3131 | 1.3417 | 1.3713 | 1.402 | 1.4331 | 1.4655 | 1.4986 | 1.5328 | 1.5677 | 1.603 | 1.639 | 1 | 1.0075 | 1.0149 | 1.0224 | 1.0298 | 1.0373 | 1.0381 | 1.0389 | 1.0398 | 1.0406 | 1.0415 | 1.0423 | 1.0431 | 1.044 | 1.0448 | 1.0456 | 1.0465 | 1.0473 | 1.0482 | 1.049 | 1.0498 | 1.0507 | 1.0515 | 1.0524 | 1.0532 | 1.054 | 0 | 0 | 0 | 0 | 0 | 0 | 0 | 0 | 0 | 0.043206 | 1 | 1 | 1 | 1 | 1 | 1 | 1 | 1 | 1 | 1 | 1 | 1 | 1 | 1 | 1 | 1
Land-Based Wind | Columbia | F | 3 | 20.1086 | 3010.213 | 530.4591 | 89.5357 | 30.23% | 1 | 1.0607 | 1.7099 | 1.7383 | 1.7563 | 1.7792 | 1.8012 | 1.812 | 1.8262 | 1.8433 | 1.8613 | 1.8784 | 1.8983 | 1.9267 | 1.9554 | 1.9864 | 2.0189 | 2.0523 | 2.0869 | 2.122 | 2.1584 | 2.1952 | 2.2326 | 2.2704 | 2.3082 | 2.3465 | 1 | 1.0154 | 1.0149 | 1.0334 | 1.0437 | 1.0503 | 1.0731 | 1.0816 | 1.1046 | 1.1273 | 1.1479 | 1.17 | 1.1946 | 1.2202 | 1.2462 | 1.2735 | 1.3019 | 1.3314 | 1.3613 | 1.3915 | 1.423 | 1.4551 | 1.4886 | 1.524 | 1.5605 | 1.5974 | 1 | 1.0074 | 1.0088 | 1.0263 | 1.0461 | 1.0714 | 1.098 | 1.1188 | 1.1404 | 1.1624 | 1.1847 | 1.2071 | 1.2327 | 1.2588 | 1.2855 | 1.3131 | 1.3417 | 1.3713 | 1.402 | 1.4331 | 1.4655 | 1.4986 | 1.5328 | 1.5677 | 1.603 | 1.639 | 1 | 1.0075 | 1.0149 | 1.0224 | 1.0298 | 1.0373 | 1.0381 | 1.0389 | 1.0398 | 1.0406 | 1.0415 | 1.0423 | 1.0431 | 1.044 | 1.0448 | 1.0456 | 1.0465 | 1.0473 | 1.0482 | 1.049 | 1.0498 | 1.0507 | 1.0515 | 1.0524 | 1.0532 | 1.054 | 0 | 0 | 0 | 0 | 0 | 0 | 0 | 0 | 0 | 0 | 1 | 1 | 1 | 1 | 1 | 1 | 1 | 1 | 1 | 1 | 1 | 1 | 1 | 1 | 1 | 1
Land-Based Wind | Cortland | C | 1 | 101.484 | 2577.8923 | 392.3805 | 77.6806 | 36.6% | 1 | 1.0607 | 1.7323 | 1.761 | 1.7793 | 1.8025 | 1.8248 | 1.8357 | 1.8501 | 1.8675 | 1.8857 | 1.903 | 1.9232 | 1.9519 | 1.981 | 2.0124 | 2.0453 | 2.0791 | 2.1143 | 2.1498 | 2.1867 | 2.2239 | 2.2619 | 2.3001 | 2.3384 | 2.3773 | 1 | 1.0154 | 1.0149 | 1.0334 | 1.0437 | 1.0503 | 1.0731 | 1.0816 | 1.1046 | 1.1273 | 1.1479 | 1.17 | 1.1946 | 1.2202 | 1.2462 | 1.2735 | 1.3019 | 1.3314 | 1.3613 | 1.3915 | 1.423 | 1.4551 | 1.4886 | 1.524 | 1.5605 | 1.5974 | 1 | 1.0074 | 1.0088 | 1.0263 | 1.0461 | 1.0714 | 1.098 | 1.1188 | 1.1404 | 1.1624 | 1.1847 | 1.2071 | 1.2327 | 1.2588 | 1.2855 | 1.3131 | 1.3417 | 1.3713 | 1.402 | 1.4331 | 1.4655 | 1.4986 | 1.5328 | 1.5677 | 1.603 | 1.639 | 1 | 1.0075 | 1.0149 | 1.0224 | 1.0298 | 1.0373 | 1.0381 | 1.0389 | 1.0398 | 1.0406 | 1.0415 | 1.0423 | 1.0431 | 1.044 | 1.0448 | 1.0456 | 1.0465 | 1.0473 | 1.0482 | 1.049 | 1.0498 | 1.0507 | 1.0515 | 1.0524 | 1.0532 | 1.054 | 0 | 0 | 0 | 0 | 1.2433e-16 | 0.08347 | 0.28327 | 0.50305 | 0.74482 | 1 | 1 | 1 | 1 | 1 | 1 | 1 | 1 | 1 | 1 | 1 | 1 | 1 | 1 | 1 | 1 | 1
Land-Based Wind | Cortland | C | 2 | 28.6 | 2483.3088 | 310.8915 | 78.9465 | 28.81% | 1 | 1.0607 | 1.8276 | 1.8579 | 1.8772 | 1.9016 | 1.9252 | 1.9367 | 1.9519 | 1.9702 | 1.9894 | 2.0077 | 2.0289 | 2.0593 | 2.09 | 2.1231 | 2.1578 | 2.1935 | 2.2306 | 2.268 | 2.3069 | 2.3463 | 2.3863 | 2.4266 | 2.4671 | 2.508 | 1 | 1.0154 | 1.0149 | 1.0334 | 1.0437 | 1.0503 | 1.0731 | 1.0816 | 1.1046 | 1.1273 | 1.1479 | 1.17 | 1.1946 | 1.2202 | 1.2462 | 1.2735 | 1.3019 | 1.3314 | 1.3613 | 1.3915 | 1.423 | 1.4551 | 1.4886 | 1.524 | 1.5605 | 1.5974 | 1 | 1.0074 | 1.0088 | 1.0263 | 1.0461 | 1.0714 | 1.098 | 1.1188 | 1.1404 | 1.1624 | 1.1847 | 1.2071 | 1.2327 | 1.2588 | 1.2855 | 1.3131 | 1.3417 | 1.3713 | 1.402 | 1.4331 | 1.4655 | 1.4986 | 1.5328 | 1.5677 | 1.603 | 1.639 | 1 | 1.0075 | 1.0149 | 1.0224 | 1.0298 | 1.0373 | 1.0381 | 1.0389 | 1.0398 | 1.0406 | 1.0415 | 1.0423 | 1.0431 | 1.044 | 1.0448 | 1.0456 | 1.0465 | 1.0473 | 1.0482 | 1.049 | 1.0498 | 1.0507 | 1.0515 | 1.0524 | 1.0532 | 1.054 | 0 | 0 | 0 | 0 | 0 | 0 | 0 | 0 | 0 | 0.043206 | 1 | 1 | 1 | 1 | 1 | 1 | 1 | 1 | 1 | 1 | 1 | 1 | 1 | 1 | 1 | 1
Land-Based Wind | Delaware | E | 1 | 400.3 | 2152.8067 | 119.2319 | 62.3212 | 30.08% | 1 | 1.0607 | 1.7099 | 1.7383 | 1.7563 | 1.7792 | 1.8012 | 1.812 | 1.8262 | 1.8433 | 1.8613 | 1.8784 | 1.8983 | 1.9267 | 1.9554 | 1.9864 | 2.0189 | 2.0523 | 2.0869 | 2.122 | 2.1584 | 2.1952 | 2.2326 | 2.2704 | 2.3082 | 2.3465 | 1 | 1.0154 | 1.0149 | 1.0334 | 1.0437 | 1.0503 | 1.0731 | 1.0816 | 1.1046 | 1.1273 | 1.1479 | 1.17 | 1.1946 | 1.2202 | 1.2462 | 1.2735 | 1.3019 | 1.3314 | 1.3613 | 1.3915 | 1.423 | 1.4551 | 1.4886 | 1.524 | 1.5605 | 1.5974 | 1 | 1.0074 | 1.0088 | 1.0263 | 1.0461 | 1.0714 | 1.098 | 1.1188 | 1.1404 | 1.1624 | 1.1847 | 1.2071 | 1.2327 | 1.2588 | 1.2855 | 1.3131 | 1.3417 | 1.3713 | 1.402 | 1.4331 | 1.4655 | 1.4986 | 1.5328 | 1.5677 | 1.603 | 1.639 | 1 | 1.0075 | 1.0149 | 1.0224 | 1.0298 | 1.0373 | 1.0381 | 1.0389 | 1.0398 | 1.0406 | 1.0415 | 1.0423 | 1.0431 | 1.044 | 1.0448 | 1.0456 | 1.0465 | 1.0473 | 1.0482 | 1.049 | 1.0498 | 1.0507 | 1.0515 | 1.0524 | 1.0532 | 1.054 | 0 | 0 | 0.037546 | 0.10365 | 0.20245 | 0.31243 | 0.46232 | 0.6272 | 0.80856 | 1 | 1 | 1 | 1 | 1 | 1 | 1 | 1 | 1 | 1 | 1 | 1 | 1 | 1 | 1 | 1 | 1
Land-Based Wind | Delaware | E | 2 | 20.35 | 2861.5136 | 931.8275 | 81.3131 | 34.46% | 1 | 1.0607 | 1.7099 | 1.7383 | 1.7563 | 1.7792 | 1.8012 | 1.812 | 1.8262 | 1.8433 | 1.8613 | 1.8784 | 1.8983 | 1.9267 | 1.9554 | 1.9864 | 2.0189 | 2.0523 | 2.0869 | 2.122 | 2.1584 | 2.1952 | 2.2326 | 2.2704 | 2.3082 | 2.3465 | 1 | 1.0154 | 1.0149 | 1.0334 | 1.0437 | 1.0503 | 1.0731 | 1.0816 | 1.1046 | 1.1273 | 1.1479 | 1.17 | 1.1946 | 1.2202 | 1.2462 | 1.2735 | 1.3019 | 1.3314 | 1.3613 | 1.3915 | 1.423 | 1.4551 | 1.4886 | 1.524 | 1.5605 | 1.5974 | 1 | 1.0074 | 1.0088 | 1.0263 | 1.0461 | 1.0714 | 1.098 | 1.1188 | 1.1404 | 1.1624 | 1.1847 | 1.2071 | 1.2327 | 1.2588 | 1.2855 | 1.3131 | 1.3417 | 1.3713 | 1.402 | 1.4331 | 1.4655 | 1.4986 | 1.5328 | 1.5677 | 1.603 | 1.639 | 1 | 1.0075 | 1.0149 | 1.0224 | 1.0298 | 1.0373 | 1.0381 | 1.0389 | 1.0398 | 1.0406 | 1.0415 | 1.0423 | 1.0431 | 1.044 | 1.0448 | 1.0456 | 1.0465 | 1.0473 | 1.0482 | 1.049 | 1.0498 | 1.0507 | 1.0515 | 1.0524 | 1.0532 | 1.054 | 0 | 0 | 0 | 0 | 0 | 0 | 0 | 0 | 0 | 0.043206 | 1 | 1 | 1 | 1 | 1 | 1 | 1 | 1 | 1 | 1 | 1 | 1 | 1 | 1 | 1 | 1
Land-Based Wind | Dutchess | G | 2 | 122.4258 | 2834.4596 | 222.5189 | 84.3081 | 32.54% | 1 | 1.0607 | 1.7099 | 1.7383 | 1.7563 | 1.7792 | 1.8012 | 1.812 | 1.8262 | 1.8433 | 1.8613 | 1.8784 | 1.8983 | 1.9267 | 1.9554 | 1.9864 | 2.0189 | 2.0523 | 2.0869 | 2.122 | 2.1584 | 2.1952 | 2.2326 | 2.2704 | 2.3082 | 2.3465 | 1 | 1.0154 | 1.0149 | 1.0334 | 1.0437 | 1.0503 | 1.0731 | 1.0816 | 1.1046 | 1.1273 | 1.1479 | 1.17 | 1.1946 | 1.2202 | 1.2462 | 1.2735 | 1.3019 | 1.3314 | 1.3613 | 1.3915 | 1.423 | 1.4551 | 1.4886 | 1.524 | 1.5605 | 1.5974 | 1 | 1.0074 | 1.0088 | 1.0263 | 1.0461 | 1.0714 | 1.098 | 1.1188 | 1.1404 | 1.1624 | 1.1847 | 1.2071 | 1.2327 | 1.2588 | 1.2855 | 1.3131 | 1.3417 | 1.3713 | 1.402 | 1.4331 | 1.4655 | 1.4986 | 1.5328 | 1.5677 | 1.603 | 1.639 | 1 | 1.0075 | 1.0149 | 1.0224 | 1.0298 | 1.0373 | 1.0381 | 1.0389 | 1.0398 | 1.0406 | 1.0415 | 1.0423 | 1.0431 | 1.044 | 1.0448 | 1.0456 | 1.0465 | 1.0473 | 1.0482 | 1.049 | 1.0498 | 1.0507 | 1.0515 | 1.0524 | 1.0532 | 1.054 | 0 | 0 | 0 | 0 | 0 | 0 | 0 | 0 | 0 | 0.043206 | 1 | 1 | 1 | 1 | 1 | 1 | 1 | 1 | 1 | 1 | 1 | 1 | 1 | 1 | 1 | 1
Land-Based Wind | Dutchess | G | 3 | 29.2542 | 3046.2544 | 640.4586 | 90.6077 | 29.02% | 1 | 1.0607 | 1.7099 | 1.7383 | 1.7563 | 1.7792 | 1.8012 | 1.812 | 1.8262 | 1.8433 | 1.8613 | 1.8784 | 1.8983 | 1.9267 | 1.9554 | 1.9864 | 2.0189 | 2.0523 | 2.0869 | 2.122 | 2.1584 | 2.1952 | 2.2326 | 2.2704 | 2.3082 | 2.3465 | 1 | 1.0154 | 1.0149 | 1.0334 | 1.0437 | 1.0503 | 1.0731 | 1.0816 | 1.1046 | 1.1273 | 1.1479 | 1.17 | 1.1946 | 1.2202 | 1.2462 | 1.2735 | 1.3019 | 1.3314 | 1.3613 | 1.3915 | 1.423 | 1.4551 | 1.4886 | 1.524 | 1.5605 | 1.5974 | 1 | 1.0074 | 1.0088 | 1.0263 | 1.0461 | 1.0714 | 1.098 | 1.1188 | 1.1404 | 1.1624 | 1.1847 | 1.2071 | 1.2327 | 1.2588 | 1.2855 | 1.3131 | 1.3417 | 1.3713 | 1.402 | 1.4331 | 1.4655 | 1.4986 | 1.5328 | 1.5677 | 1.603 | 1.639 | 1 | 1.0075 | 1.0149 | 1.0224 | 1.0298 | 1.0373 | 1.0381 | 1.0389 | 1.0398 | 1.0406 | 1.0415 | 1.0423 | 1.0431 | 1.044 | 1.0448 | 1.0456 | 1.0465 | 1.0473 | 1.0482 | 1.049 | 1.0498 | 1.0507 | 1.0515 | 1.0524 | 1.0532 | 1.054 | 0 | 0 | 0 | 0 | 0 | 0 | 0 | 0 | 0 | 0 | 1 | 1 | 1 | 1 | 1 | 1 | 1 | 1 | 1 | 1 | 1 | 1 | 1 | 1 | 1 | 1
Land-Based Wind | Erie | A | 1 | 621.0594 | 1877.297 | 54.8404 | 67.0059 | 33.63% | 1 | 1.0607 | 2.0519 | 2.0859 | 2.1076 | 2.135 | 2.1615 | 2.1744 | 2.1915 | 2.212 | 2.2335 | 2.2541 | 2.278 | 2.312 | 2.3465 | 2.3837 | 2.4227 | 2.4627 | 2.5043 | 2.5464 | 2.5901 | 2.6342 | 2.6792 | 2.7245 | 2.7698 | 2.8158 | 1 | 1.0154 | 1.0149 | 1.0334 | 1.0437 | 1.0503 | 1.0731 | 1.0816 | 1.1046 | 1.1273 | 1.1479 | 1.17 | 1.1946 | 1.2202 | 1.2462 | 1.2735 | 1.3019 | 1.3314 | 1.3613 | 1.3915 | 1.423 | 1.4551 | 1.4886 | 1.524 | 1.5605 | 1.5974 | 1 | 1.0074 | 1.0088 | 1.0263 | 1.0461 | 1.0714 | 1.098 | 1.1188 | 1.1404 | 1.1624 | 1.1847 | 1.2071 | 1.2327 | 1.2588 | 1.2855 | 1.3131 | 1.3417 | 1.3713 | 1.402 | 1.4331 | 1.4655 | 1.4986 | 1.5328 | 1.5677 | 1.603 | 1.639 | 1 | 1.0075 | 1.0149 | 1.0224 | 1.0298 | 1.0373 | 1.0381 | 1.0389 | 1.0398 | 1.0406 | 1.0415 | 1.0423 | 1.0431 | 1.044 | 1.0448 | 1.0456 | 1.0465 | 1.0473 | 1.0482 | 1.049 | 1.0498 | 1.0507 | 1.0515 | 1.0524 | 1.0532 | 1.054 | 0 | 0 | 0 | 0 | 1.2433e-16 | 0.08347 | 0.28327 | 0.50305 | 0.74482 | 1 | 1 | 1 | 1 | 1 | 1 | 1 | 1 | 1 | 1 | 1 | 1 | 1 | 1 | 1 | 1 | 1
Land-Based Wind | Erie | A | 2 | 20.9836 | 2272.1662 | 419.3449 | 81.0999 | 31.33% | 1 | 1.0607 | 2.0519 | 2.0859 | 2.1076 | 2.135 | 2.1615 | 2.1744 | 2.1915 | 2.212 | 2.2335 | 2.2541 | 2.278 | 2.312 | 2.3465 | 2.3837 | 2.4227 | 2.4627 | 2.5043 | 2.5464 | 2.5901 | 2.6342 | 2.6792 | 2.7245 | 2.7698 | 2.8158 | 1 | 1.0154 | 1.0149 | 1.0334 | 1.0437 | 1.0503 | 1.0731 | 1.0816 | 1.1046 | 1.1273 | 1.1479 | 1.17 | 1.1946 | 1.2202 | 1.2462 | 1.2735 | 1.3019 | 1.3314 | 1.3613 | 1.3915 | 1.423 | 1.4551 | 1.4886 | 1.524 | 1.5605 | 1.5974 | 1 | 1.0074 | 1.0088 | 1.0263 | 1.0461 | 1.0714 | 1.098 | 1.1188 | 1.1404 | 1.1624 | 1.1847 | 1.2071 | 1.2327 | 1.2588 | 1.2855 | 1.3131 | 1.3417 | 1.3713 | 1.402 | 1.4331 | 1.4655 | 1.4986 | 1.5328 | 1.5677 | 1.603 | 1.639 | 1 | 1.0075 | 1.0149 | 1.0224 | 1.0298 | 1.0373 | 1.0381 | 1.0389 | 1.0398 | 1.0406 | 1.0415 | 1.0423 | 1.0431 | 1.044 | 1.0448 | 1.0456 | 1.0465 | 1.0473 | 1.0482 | 1.049 | 1.0498 | 1.0507 | 1.0515 | 1.0524 | 1.0532 | 1.054 | 0 | 0 | 0 | 0 | 0 | 0 | 0 | 0 | 0 | 0.043206 | 1 | 1 | 1 | 1 | 1 | 1 | 1 | 1 | 1 | 1 | 1 | 1 | 1 | 1 | 1 | 1
Land-Based Wind | Franklin | E | 1 | 1213.4512 | 1990.3988 | 143.7786 | 63.0398 | 35.18% | 1 | 1.0607 | 1.7099 | 1.7383 | 1.7563 | 1.7792 | 1.8012 | 1.812 | 1.8262 | 1.8433 | 1.8613 | 1.8784 | 1.8983 | 1.9267 | 1.9554 | 1.9864 | 2.0189 | 2.0523 | 2.0869 | 2.122 | 2.1584 | 2.1952 | 2.2326 | 2.2704 | 2.3082 | 2.3465 | 1 | 1.0154 | 1.0149 | 1.0334 | 1.0437 | 1.0503 | 1.0731 | 1.0816 | 1.1046 | 1.1273 | 1.1479 | 1.17 | 1.1946 | 1.2202 | 1.2462 | 1.2735 | 1.3019 | 1.3314 | 1.3613 | 1.3915 | 1.423 | 1.4551 | 1.4886 | 1.524 | 1.5605 | 1.5974 | 1 | 1.0074 | 1.0088 | 1.0263 | 1.0461 | 1.0714 | 1.098 | 1.1188 | 1.1404 | 1.1624 | 1.1847 | 1.2071 | 1.2327 | 1.2588 | 1.2855 | 1.3131 | 1.3417 | 1.3713 | 1.402 | 1.4331 | 1.4655 | 1.4986 | 1.5328 | 1.5677 | 1.603 | 1.639 | 1 | 1.0075 | 1.0149 | 1.0224 | 1.0298 | 1.0373 | 1.0381 | 1.0389 | 1.0398 | 1.0406 | 1.0415 | 1.0423 | 1.0431 | 1.044 | 1.0448 | 1.0456 | 1.0465 | 1.0473 | 1.0482 | 1.049 | 1.0498 | 1.0507 | 1.0515 | 1.0524 | 1.0532 | 1.054 | 0 | 0 | 0.094132 | 0.25987 | 0.50756 | 0.6575 | 0.73217 | 0.8143 | 0.90464 | 1 | 1 | 1 | 1 | 1 | 1 | 1 | 1 | 1 | 1 | 1 | 1 | 1 | 1 | 1 | 1 | 1
Land-Based Wind | Franklin | E | 2 | 167.4924 | 2384.3412 | 133.4447 | 70.9198 | 25.95% | 1 | 1.0607 | 1.7099 | 1.7383 | 1.7563 | 1.7792 | 1.8012 | 1.812 | 1.8262 | 1.8433 | 1.8613 | 1.8784 | 1.8983 | 1.9267 | 1.9554 | 1.9864 | 2.0189 | 2.0523 | 2.0869 | 2.122 | 2.1584 | 2.1952 | 2.2326 | 2.2704 | 2.3082 | 2.3465 | 1 | 1.0154 | 1.0149 | 1.0334 | 1.0437 | 1.0503 | 1.0731 | 1.0816 | 1.1046 | 1.1273 | 1.1479 | 1.17 | 1.1946 | 1.2202 | 1.2462 | 1.2735 | 1.3019 | 1.3314 | 1.3613 | 1.3915 | 1.423 | 1.4551 | 1.4886 | 1.524 | 1.5605 | 1.5974 | 1 | 1.0074 | 1.0088 | 1.0263 | 1.0461 | 1.0714 | 1.098 | 1.1188 | 1.1404 | 1.1624 | 1.1847 | 1.2071 | 1.2327 | 1.2588 | 1.2855 | 1.3131 | 1.3417 | 1.3713 | 1.402 | 1.4331 | 1.4655 | 1.4986 | 1.5328 | 1.5677 | 1.603 | 1.639 | 1 | 1.0075 | 1.0149 | 1.0224 | 1.0298 | 1.0373 | 1.0381 | 1.0389 | 1.0398 | 1.0406 | 1.0415 | 1.0423 | 1.0431 | 1.044 | 1.0448 | 1.0456 | 1.0465 | 1.0473 | 1.0482 | 1.049 | 1.0498 | 1.0507 | 1.0515 | 1.0524 | 1.0532 | 1.054 | 0 | 0 | 0 | 0 | 0 | 0 | 0 | 0 | 0 | 0.043206 | 1 | 1 | 1 | 1 | 1 | 1 | 1 | 1 | 1 | 1 | 1 | 1 | 1 | 1 | 1 | 1
Land-Based Wind | Franklin | E | 3 | 30.5053 | 2639.1264 | 298.5246 | 78.4981 | 24.38% | 1 | 1.0607 | 1.7099 | 1.7383 | 1.7563 | 1.7792 | 1.8012 | 1.812 | 1.8262 | 1.8433 | 1.8613 | 1.8784 | 1.8983 | 1.9267 | 1.9554 | 1.9864 | 2.0189 | 2.0523 | 2.0869 | 2.122 | 2.1584 | 2.1952 | 2.2326 | 2.2704 | 2.3082 | 2.3465 | 1 | 1.0154 | 1.0149 | 1.0334 | 1.0437 | 1.0503 | 1.0731 | 1.0816 | 1.1046 | 1.1273 | 1.1479 | 1.17 | 1.1946 | 1.2202 | 1.2462 | 1.2735 | 1.3019 | 1.3314 | 1.3613 | 1.3915 | 1.423 | 1.4551 | 1.4886 | 1.524 | 1.5605 | 1.5974 | 1 | 1.0074 | 1.0088 | 1.0263 | 1.0461 | 1.0714 | 1.098 | 1.1188 | 1.1404 | 1.1624 | 1.1847 | 1.2071 | 1.2327 | 1.2588 | 1.2855 | 1.3131 | 1.3417 | 1.3713 | 1.402 | 1.4331 | 1.4655 | 1.4986 | 1.5328 | 1.5677 | 1.603 | 1.639 | 1 | 1.0075 | 1.0149 | 1.0224 | 1.0298 | 1.0373 | 1.0381 | 1.0389 | 1.0398 | 1.0406 | 1.0415 | 1.0423 | 1.0431 | 1.044 | 1.0448 | 1.0456 | 1.0465 | 1.0473 | 1.0482 | 1.049 | 1.0498 | 1.0507 | 1.0515 | 1.0524 | 1.0532 | 1.054 | 0 | 0 | 0 | 0 | 0 | 0 | 0 | 0 | 0 | 0 | 1 | 1 | 1 | 1 | 1 | 1 | 1 | 1 | 1 | 1 | 1 | 1 | 1 | 1 | 1 | 1
Land-Based Wind | Genesee | A | 1 | 240.3522 | 1932.0288 | 128.1023 | 68.9594 | 33.54% | 1 | 1.0607 | 2.0519 | 2.0859 | 2.1076 | 2.135 | 2.1615 | 2.1744 | 2.1915 | 2.212 | 2.2335 | 2.2541 | 2.278 | 2.312 | 2.3465 | 2.3837 | 2.4227 | 2.4627 | 2.5043 | 2.5464 | 2.5901 | 2.6342 | 2.6792 | 2.7245 | 2.7698 | 2.8158 | 1 | 1.0154 | 1.0149 | 1.0334 | 1.0437 | 1.0503 | 1.0731 | 1.0816 | 1.1046 | 1.1273 | 1.1479 | 1.17 | 1.1946 | 1.2202 | 1.2462 | 1.2735 | 1.3019 | 1.3314 | 1.3613 | 1.3915 | 1.423 | 1.4551 | 1.4886 | 1.524 | 1.5605 | 1.5974 | 1 | 1.0074 | 1.0088 | 1.0263 | 1.0461 | 1.0714 | 1.098 | 1.1188 | 1.1404 | 1.1624 | 1.1847 | 1.2071 | 1.2327 | 1.2588 | 1.2855 | 1.3131 | 1.3417 | 1.3713 | 1.402 | 1.4331 | 1.4655 | 1.4986 | 1.5328 | 1.5677 | 1.603 | 1.639 | 1 | 1.0075 | 1.0149 | 1.0224 | 1.0298 | 1.0373 | 1.0381 | 1.0389 | 1.0398 | 1.0406 | 1.0415 | 1.0423 | 1.0431 | 1.044 | 1.0448 | 1.0456 | 1.0465 | 1.0473 | 1.0482 | 1.049 | 1.0498 | 1.0507 | 1.0515 | 1.0524 | 1.0532 | 1.054 | 0 | 0 | 0 | 0 | 2.8244e-17 | 0.018961 | 0.064348 | 0.11427 | 0.16919 | 0.22716 | 0.22716 | 0.22716 | 0.22716 | 0.22716 | 0.22716 | 0.22716 | 0.22716 | 0.22716 | 0.22716 | 0.22716 | 0.22716 | 0.22716 | 0.22716 | 0.22716 | 0.22716 | 0.22716
Land-Based Wind | Herkimer | E | 1 | 98.6132 | 2613.1245 | 340.8208 | 77.7247 | 36.87% | 1 | 1.0607 | 1.7099 | 1.7383 | 1.7563 | 1.7792 | 1.8012 | 1.812 | 1.8262 | 1.8433 | 1.8613 | 1.8784 | 1.8983 | 1.9267 | 1.9554 | 1.9864 | 2.0189 | 2.0523 | 2.0869 | 2.122 | 2.1584 | 2.1952 | 2.2326 | 2.2704 | 2.3082 | 2.3465 | 1 | 1.0154 | 1.0149 | 1.0334 | 1.0437 | 1.0503 | 1.0731 | 1.0816 | 1.1046 | 1.1273 | 1.1479 | 1.17 | 1.1946 | 1.2202 | 1.2462 | 1.2735 | 1.3019 | 1.3314 | 1.3613 | 1.3915 | 1.423 | 1.4551 | 1.4886 | 1.524 | 1.5605 | 1.5974 | 1 | 1.0074 | 1.0088 | 1.0263 | 1.0461 | 1.0714 | 1.098 | 1.1188 | 1.1404 | 1.1624 | 1.1847 | 1.2071 | 1.2327 | 1.2588 | 1.2855 | 1.3131 | 1.3417 | 1.3713 | 1.402 | 1.4331 | 1.4655 | 1.4986 | 1.5328 | 1.5677 | 1.603 | 1.639 | 1 | 1.0075 | 1.0149 | 1.0224 | 1.0298 | 1.0373 | 1.0381 | 1.0389 | 1.0398 | 1.0406 | 1.0415 | 1.0423 | 1.0431 | 1.044 | 1.0448 | 1.0456 | 1.0465 | 1.0473 | 1.0482 | 1.049 | 1.0498 | 1.0507 | 1.0515 | 1.0524 | 1.0532 | 1.054 | 0 | 0 | 0 | 0 | 1.2433e-16 | 0.08347 | 0.28327 | 0.50305 | 0.74482 | 1 | 1 | 1 | 1 | 1 | 1 | 1 | 1 | 1 | 1 | 1 | 1 | 1 | 1 | 1 | 1 | 1
Land-Based Wind | Herkimer | E | 3 | 45.1 | 2547.7204 | 577.782 | 75.7793 | 26.3% | 1 | 1.0607 | 1.7099 | 1.7383 | 1.7563 | 1.7792 | 1.8012 | 1.812 | 1.8262 | 1.8433 | 1.8613 | 1.8784 | 1.8983 | 1.9267 | 1.9554 | 1.9864 | 2.0189 | 2.0523 | 2.0869 | 2.122 | 2.1584 | 2.1952 | 2.2326 | 2.2704 | 2.3082 | 2.3465 | 1 | 1.0154 | 1.0149 | 1.0334 | 1.0437 | 1.0503 | 1.0731 | 1.0816 | 1.1046 | 1.1273 | 1.1479 | 1.17 | 1.1946 | 1.2202 | 1.2462 | 1.2735 | 1.3019 | 1.3314 | 1.3613 | 1.3915 | 1.423 | 1.4551 | 1.4886 | 1.524 | 1.5605 | 1.5974 | 1 | 1.0074 | 1.0088 | 1.0263 | 1.0461 | 1.0714 | 1.098 | 1.1188 | 1.1404 | 1.1624 | 1.1847 | 1.2071 | 1.2327 | 1.2588 | 1.2855 | 1.3131 | 1.3417 | 1.3713 | 1.402 | 1.4331 | 1.4655 | 1.4986 | 1.5328 | 1.5677 | 1.603 | 1.639 | 1 | 1.0075 | 1.0149 | 1.0224 | 1.0298 | 1.0373 | 1.0381 | 1.0389 | 1.0398 | 1.0406 | 1.0415 | 1.0423 | 1.0431 | 1.044 | 1.0448 | 1.0456 | 1.0465 | 1.0473 | 1.0482 | 1.049 | 1.0498 | 1.0507 | 1.0515 | 1.0524 | 1.0532 | 1.054 | 0 | 0 | 0 | 0 | 0 | 0 | 0 | 0 | 0 | 0 | 1 | 1 | 1 | 1 | 1 | 1 | 1 | 1 | 1 | 1 | 1 | 1 | 1 | 1 | 1 | 1
Land-Based Wind | Jefferson | E | 1 | 503.9445 | 2293.7206 | 123.7923 | 68.2243 | 34.09% | 1 | 1.0607 | 1.7099 | 1.7383 | 1.7563 | 1.7792 | 1.8012 | 1.812 | 1.8262 | 1.8433 | 1.8613 | 1.8784 | 1.8983 | 1.9267 | 1.9554 | 1.9864 | 2.0189 | 2.0523 | 2.0869 | 2.122 | 2.1584 | 2.1952 | 2.2326 | 2.2704 | 2.3082 | 2.3465 | 1 | 1.0154 | 1.0149 | 1.0334 | 1.0437 | 1.0503 | 1.0731 | 1.0816 | 1.1046 | 1.1273 | 1.1479 | 1.17 | 1.1946 | 1.2202 | 1.2462 | 1.2735 | 1.3019 | 1.3314 | 1.3613 | 1.3915 | 1.423 | 1.4551 | 1.4886 | 1.524 | 1.5605 | 1.5974 | 1 | 1.0074 | 1.0088 | 1.0263 | 1.0461 | 1.0714 | 1.098 | 1.1188 | 1.1404 | 1.1624 | 1.1847 | 1.2071 | 1.2327 | 1.2588 | 1.2855 | 1.3131 | 1.3417 | 1.3713 | 1.402 | 1.4331 | 1.4655 | 1.4986 | 1.5328 | 1.5677 | 1.603 | 1.639 | 1 | 1.0075 | 1.0149 | 1.0224 | 1.0298 | 1.0373 | 1.0381 | 1.0389 | 1.0398 | 1.0406 | 1.0415 | 1.0423 | 1.0431 | 1.044 | 1.0448 | 1.0456 | 1.0465 | 1.0473 | 1.0482 | 1.049 | 1.0498 | 1.0507 | 1.0515 | 1.0524 | 1.0532 | 1.054 | 0 | 0 | 0 | 0 | 1.2433e-16 | 0.08347 | 0.28327 | 0.50305 | 0.74482 | 1 | 1 | 1 | 1 | 1 | 1 | 1 | 1 | 1 | 1 | 1 | 1 | 1 | 1 | 1 | 1 | 1
Land-Based Wind | Jefferson | E | 2 | 226.9598 | 2447.4309 | 158.4361 | 72.7963 | 29% | 1 | 1.0607 | 1.7099 | 1.7383 | 1.7563 | 1.7792 | 1.8012 | 1.812 | 1.8262 | 1.8433 | 1.8613 | 1.8784 | 1.8983 | 1.9267 | 1.9554 | 1.9864 | 2.0189 | 2.0523 | 2.0869 | 2.122 | 2.1584 | 2.1952 | 2.2326 | 2.2704 | 2.3082 | 2.3465 | 1 | 1.0154 | 1.0149 | 1.0334 | 1.0437 | 1.0503 | 1.0731 | 1.0816 | 1.1046 | 1.1273 | 1.1479 | 1.17 | 1.1946 | 1.2202 | 1.2462 | 1.2735 | 1.3019 | 1.3314 | 1.3613 | 1.3915 | 1.423 | 1.4551 | 1.4886 | 1.524 | 1.5605 | 1.5974 | 1 | 1.0074 | 1.0088 | 1.0263 | 1.0461 | 1.0714 | 1.098 | 1.1188 | 1.1404 | 1.1624 | 1.1847 | 1.2071 | 1.2327 | 1.2588 | 1.2855 | 1.3131 | 1.3417 | 1.3713 | 1.402 | 1.4331 | 1.4655 | 1.4986 | 1.5328 | 1.5677 | 1.603 | 1.639 | 1 | 1.0075 | 1.0149 | 1.0224 | 1.0298 | 1.0373 | 1.0381 | 1.0389 | 1.0398 | 1.0406 | 1.0415 | 1.0423 | 1.0431 | 1.044 | 1.0448 | 1.0456 | 1.0465 | 1.0473 | 1.0482 | 1.049 | 1.0498 | 1.0507 | 1.0515 | 1.0524 | 1.0532 | 1.054 | 0 | 0 | 0 | 0 | 0 | 0 | 0 | 0 | 0 | 0.043206 | 1 | 1 | 1 | 1 | 1 | 1 | 1 | 1 | 1 | 1 | 1 | 1 | 1 | 1 | 1 | 1
Land-Based Wind | Lewis | E | 1 | 61.0304 | 2477.0026 | 377.1177 | 73.6759 | 36.47% | 1 | 1.0607 | 1.7099 | 1.7383 | 1.7563 | 1.7792 | 1.8012 | 1.812 | 1.8262 | 1.8433 | 1.8613 | 1.8784 | 1.8983 | 1.9267 | 1.9554 | 1.9864 | 2.0189 | 2.0523 | 2.0869 | 2.122 | 2.1584 | 2.1952 | 2.2326 | 2.2704 | 2.3082 | 2.3465 | 1 | 1.0154 | 1.0149 | 1.0334 | 1.0437 | 1.0503 | 1.0731 | 1.0816 | 1.1046 | 1.1273 | 1.1479 | 1.17 | 1.1946 | 1.2202 | 1.2462 | 1.2735 | 1.3019 | 1.3314 | 1.3613 | 1.3915 | 1.423 | 1.4551 | 1.4886 | 1.524 | 1.5605 | 1.5974 | 1 | 1.0074 | 1.0088 | 1.0263 | 1.0461 | 1.0714 | 1.098 | 1.1188 | 1.1404 | 1.1624 | 1.1847 | 1.2071 | 1.2327 | 1.2588 | 1.2855 | 1.3131 | 1.3417 | 1.3713 | 1.402 | 1.4331 | 1.4655 | 1.4986 | 1.5328 | 1.5677 | 1.603 | 1.639 | 1 | 1.0075 | 1.0149 | 1.0224 | 1.0298 | 1.0373 | 1.0381 | 1.0389 | 1.0398 | 1.0406 | 1.0415 | 1.0423 | 1.0431 | 1.044 | 1.0448 | 1.0456 | 1.0465 | 1.0473 | 1.0482 | 1.049 | 1.0498 | 1.0507 | 1.0515 | 1.0524 | 1.0532 | 1.054 | 0 | 0 | 0.15029 | 0.41493 | 0.81039 | 1 | 1 | 1 | 1 | 1 | 1 | 1 | 1 | 1 | 1 | 1 | 1 | 1 | 1 | 1 | 1 | 1 | 1 | 1 | 1 | 1
Land-Based Wind | Lewis | E | 2 | 245.2373 | 2412.9783 | 298.5918 | 71.7715 | 28.06% | 1 | 1.0607 | 1.7099 | 1.7383 | 1.7563 | 1.7792 | 1.8012 | 1.812 | 1.8262 | 1.8433 | 1.8613 | 1.8784 | 1.8983 | 1.9267 | 1.9554 | 1.9864 | 2.0189 | 2.0523 | 2.0869 | 2.122 | 2.1584 | 2.1952 | 2.2326 | 2.2704 | 2.3082 | 2.3465 | 1 | 1.0154 | 1.0149 | 1.0334 | 1.0437 | 1.0503 | 1.0731 | 1.0816 | 1.1046 | 1.1273 | 1.1479 | 1.17 | 1.1946 | 1.2202 | 1.2462 | 1.2735 | 1.3019 | 1.3314 | 1.3613 | 1.3915 | 1.423 | 1.4551 | 1.4886 | 1.524 | 1.5605 | 1.5974 | 1 | 1.0074 | 1.0088 | 1.0263 | 1.0461 | 1.0714 | 1.098 | 1.1188 | 1.1404 | 1.1624 | 1.1847 | 1.2071 | 1.2327 | 1.2588 | 1.2855 | 1.3131 | 1.3417 | 1.3713 | 1.402 | 1.4331 | 1.4655 | 1.4986 | 1.5328 | 1.5677 | 1.603 | 1.639 | 1 | 1.0075 | 1.0149 | 1.0224 | 1.0298 | 1.0373 | 1.0381 | 1.0389 | 1.0398 | 1.0406 | 1.0415 | 1.0423 | 1.0431 | 1.044 | 1.0448 | 1.0456 | 1.0465 | 1.0473 | 1.0482 | 1.049 | 1.0498 | 1.0507 | 1.0515 | 1.0524 | 1.0532 | 1.054 | 0 | 0 | 0 | 0 | 0 | 0.56667 | 0.56667 | 0.56667 | 0.56667 | 0.5854 | 1 | 1 | 1 | 1 | 1 | 1 | 1 | 1 | 1 | 1 | 1 | 1 | 1 | 1 | 1 | 1
Land-Based Wind | Livingston | C | 1 | 318.7043 | 2218.9024 | 160.4304 | 66.9242 | 29.38% | 1 | 1.0607 | 1.7339 | 1.7627 | 1.7809 | 1.8041 | 1.8265 | 1.8374 | 1.8518 | 1.8692 | 1.8874 | 1.9048 | 1.9249 | 1.9537 | 1.9828 | 2.0142 | 2.0472 | 2.081 | 2.1162 | 2.1517 | 2.1887 | 2.226 | 2.2639 | 2.3022 | 2.3406 | 2.3794 | 1 | 1.0154 | 1.0149 | 1.0334 | 1.0437 | 1.0503 | 1.0731 | 1.0816 | 1.1046 | 1.1273 | 1.1479 | 1.17 | 1.1946 | 1.2202 | 1.2462 | 1.2735 | 1.3019 | 1.3314 | 1.3613 | 1.3915 | 1.423 | 1.4551 | 1.4886 | 1.524 | 1.5605 | 1.5974 | 1 | 1.0074 | 1.0088 | 1.0263 | 1.0461 | 1.0714 | 1.098 | 1.1188 | 1.1404 | 1.1624 | 1.1847 | 1.2071 | 1.2327 | 1.2588 | 1.2855 | 1.3131 | 1.3417 | 1.3713 | 1.402 | 1.4331 | 1.4655 | 1.4986 | 1.5328 | 1.5677 | 1.603 | 1.639 | 1 | 1.0075 | 1.0149 | 1.0224 | 1.0298 | 1.0373 | 1.0381 | 1.0389 | 1.0398 | 1.0406 | 1.0415 | 1.0423 | 1.0431 | 1.044 | 1.0448 | 1.0456 | 1.0465 | 1.0473 | 1.0482 | 1.049 | 1.0498 | 1.0507 | 1.0515 | 1.0524 | 1.0532 | 1.054 | 0 | 0 | 0 | 0 | 1.2433e-16 | 0.08347 | 0.28327 | 0.50305 | 0.74482 | 1 | 1 | 1 | 1 | 1 | 1 | 1 | 1 | 1 | 1 | 1 | 1 | 1 | 1 | 1 | 1 | 1
Land-Based Wind | Livingston | C | 2 | 64.1684 | 2627.1585 | 495.0939 | 78.1421 | 33.37% | 1 | 1.0607 | 1.7099 | 1.7383 | 1.7563 | 1.7792 | 1.8012 | 1.812 | 1.8262 | 1.8433 | 1.8613 | 1.8784 | 1.8983 | 1.9267 | 1.9554 | 1.9864 | 2.0189 | 2.0523 | 2.0869 | 2.122 | 2.1584 | 2.1952 | 2.2326 | 2.2704 | 2.3082 | 2.3465 | 1 | 1.0154 | 1.0149 | 1.0334 | 1.0437 | 1.0503 | 1.0731 | 1.0816 | 1.1046 | 1.1273 | 1.1479 | 1.17 | 1.1946 | 1.2202 | 1.2462 | 1.2735 | 1.3019 | 1.3314 | 1.3613 | 1.3915 | 1.423 | 1.4551 | 1.4886 | 1.524 | 1.5605 | 1.5974 | 1 | 1.0074 | 1.0088 | 1.0263 | 1.0461 | 1.0714 | 1.098 | 1.1188 | 1.1404 | 1.1624 | 1.1847 | 1.2071 | 1.2327 | 1.2588 | 1.2855 | 1.3131 | 1.3417 | 1.3713 | 1.402 | 1.4331 | 1.4655 | 1.4986 | 1.5328 | 1.5677 | 1.603 | 1.639 | 1 | 1.0075 | 1.0149 | 1.0224 | 1.0298 | 1.0373 | 1.0381 | 1.0389 | 1.0398 | 1.0406 | 1.0415 | 1.0423 | 1.0431 | 1.044 | 1.0448 | 1.0456 | 1.0465 | 1.0473 | 1.0482 | 1.049 | 1.0498 | 1.0507 | 1.0515 | 1.0524 | 1.0532 | 1.054 | 0 | 0 | 0 | 0 | 0 | 0 | 0 | 0 | 0 | 0.043206 | 1 | 1 | 1 | 1 | 1 | 1 | 1 | 1 | 1 | 1 | 1 | 1 | 1 | 1 | 1 | 1
Land-Based Wind | Madison | E | 1 | 101.8 | 2410.2723 | 182.64 | 73.9865 | 36.29% | 1 | 1.0607 | 1.7099 | 1.7383 | 1.7563 | 1.7792 | 1.8012 | 1.812 | 1.8262 | 1.8433 | 1.8613 | 1.8784 | 1.8983 | 1.9267 | 1.9554 | 1.9864 | 2.0189 | 2.0523 | 2.0869 | 2.122 | 2.1584 | 2.1952 | 2.2326 | 2.2704 | 2.3082 | 2.3465 | 1 | 1.0154 | 1.0149 | 1.0334 | 1.0437 | 1.0503 | 1.0731 | 1.0816 | 1.1046 | 1.1273 | 1.1479 | 1.17 | 1.1946 | 1.2202 | 1.2462 | 1.2735 | 1.3019 | 1.3314 | 1.3613 | 1.3915 | 1.423 | 1.4551 | 1.4886 | 1.524 | 1.5605 | 1.5974 | 1 | 1.0074 | 1.0088 | 1.0263 | 1.0461 | 1.0714 | 1.098 | 1.1188 | 1.1404 | 1.1624 | 1.1847 | 1.2071 | 1.2327 | 1.2588 | 1.2855 | 1.3131 | 1.3417 | 1.3713 | 1.402 | 1.4331 | 1.4655 | 1.4986 | 1.5328 | 1.5677 | 1.603 | 1.639 | 1 | 1.0075 | 1.0149 | 1.0224 | 1.0298 | 1.0373 | 1.0381 | 1.0389 | 1.0398 | 1.0406 | 1.0415 | 1.0423 | 1.0431 | 1.044 | 1.0448 | 1.0456 | 1.0465 | 1.0473 | 1.0482 | 1.049 | 1.0498 | 1.0507 | 1.0515 | 1.0524 | 1.0532 | 1.054 | 0 | 0 | 0.15029 | 0.41493 | 0.81039 | 1 | 1 | 1 | 1 | 1 | 1 | 1 | 1 | 1 | 1 | 1 | 1 | 1 | 1 | 1 | 1 | 1 | 1 | 1 | 1 | 1
Land-Based Wind | Montgomery | F | 2 | 46.8519 | 2792.692 | 467.4582 | 83.0657 | 29.92% | 1 | 1.0607 | 1.7099 | 1.7383 | 1.7563 | 1.7792 | 1.8012 | 1.812 | 1.8262 | 1.8433 | 1.8613 | 1.8784 | 1.8983 | 1.9267 | 1.9554 | 1.9864 | 2.0189 | 2.0523 | 2.0869 | 2.122 | 2.1584 | 2.1952 | 2.2326 | 2.2704 | 2.3082 | 2.3465 | 1 | 1.0154 | 1.0149 | 1.0334 | 1.0437 | 1.0503 | 1.0731 | 1.0816 | 1.1046 | 1.1273 | 1.1479 | 1.17 | 1.1946 | 1.2202 | 1.2462 | 1.2735 | 1.3019 | 1.3314 | 1.3613 | 1.3915 | 1.423 | 1.4551 | 1.4886 | 1.524 | 1.5605 | 1.5974 | 1 | 1.0074 | 1.0088 | 1.0263 | 1.0461 | 1.0714 | 1.098 | 1.1188 | 1.1404 | 1.1624 | 1.1847 | 1.2071 | 1.2327 | 1.2588 | 1.2855 | 1.3131 | 1.3417 | 1.3713 | 1.402 | 1.4331 | 1.4655 | 1.4986 | 1.5328 | 1.5677 | 1.603 | 1.639 | 1 | 1.0075 | 1.0149 | 1.0224 | 1.0298 | 1.0373 | 1.0381 | 1.0389 | 1.0398 | 1.0406 | 1.0415 | 1.0423 | 1.0431 | 1.044 | 1.0448 | 1.0456 | 1.0465 | 1.0473 | 1.0482 | 1.049 | 1.0498 | 1.0507 | 1.0515 | 1.0524 | 1.0532 | 1.054 | 0 | 0 | 0 | 0 | 0 | 0 | 0 | 0 | 0 | 0.043206 | 1 | 1 | 1 | 1 | 1 | 1 | 1 | 1 | 1 | 1 | 1 | 1 | 1 | 1 | 1 | 1
Land-Based Wind | Montgomery | F | 3 | 45.2692 | 2979.3583 | 425.8346 | 88.6179 | 24.13% | 1 | 1.0607 | 1.7099 | 1.7383 | 1.7563 | 1.7792 | 1.8012 | 1.812 | 1.8262 | 1.8433 | 1.8613 | 1.8784 | 1.8983 | 1.9267 | 1.9554 | 1.9864 | 2.0189 | 2.0523 | 2.0869 | 2.122 | 2.1584 | 2.1952 | 2.2326 | 2.2704 | 2.3082 | 2.3465 | 1 | 1.0154 | 1.0149 | 1.0334 | 1.0437 | 1.0503 | 1.0731 | 1.0816 | 1.1046 | 1.1273 | 1.1479 | 1.17 | 1.1946 | 1.2202 | 1.2462 | 1.2735 | 1.3019 | 1.3314 | 1.3613 | 1.3915 | 1.423 | 1.4551 | 1.4886 | 1.524 | 1.5605 | 1.5974 | 1 | 1.0074 | 1.0088 | 1.0263 | 1.0461 | 1.0714 | 1.098 | 1.1188 | 1.1404 | 1.1624 | 1.1847 | 1.2071 | 1.2327 | 1.2588 | 1.2855 | 1.3131 | 1.3417 | 1.3713 | 1.402 | 1.4331 | 1.4655 | 1.4986 | 1.5328 | 1.5677 | 1.603 | 1.639 | 1 | 1.0075 | 1.0149 | 1.0224 | 1.0298 | 1.0373 | 1.0381 | 1.0389 | 1.0398 | 1.0406 | 1.0415 | 1.0423 | 1.0431 | 1.044 | 1.0448 | 1.0456 | 1.0465 | 1.0473 | 1.0482 | 1.049 | 1.0498 | 1.0507 | 1.0515 | 1.0524 | 1.0532 | 1.054 | 0 | 0 | 0 | 0 | 0 | 0 | 0 | 0 | 0 | 0 | 1 | 1 | 1 | 1 | 1 | 1 | 1 | 1 | 1 | 1 | 1 | 1 | 1 | 1 | 1 | 1
Land-Based Wind | Niagara | A | 1 | 625.5428 | 1914.0859 | 109.3415 | 68.2292 | 32% | 1 | 1.0607 | 2.0492 | 2.0832 | 2.1048 | 2.1322 | 2.1586 | 2.1716 | 2.1886 | 2.2091 | 2.2306 | 2.2512 | 2.275 | 2.309 | 2.3434 | 2.3805 | 2.4195 | 2.4595 | 2.501 | 2.543 | 2.5867 | 2.6308 | 2.6756 | 2.7209 | 2.7662 | 2.8121 | 1 | 1.0154 | 1.0149 | 1.0334 | 1.0437 | 1.0503 | 1.0731 | 1.0816 | 1.1046 | 1.1273 | 1.1479 | 1.17 | 1.1946 | 1.2202 | 1.2462 | 1.2735 | 1.3019 | 1.3314 | 1.3613 | 1.3915 | 1.423 | 1.4551 | 1.4886 | 1.524 | 1.5605 | 1.5974 | 1 | 1.0074 | 1.0088 | 1.0263 | 1.0461 | 1.0714 | 1.098 | 1.1188 | 1.1404 | 1.1624 | 1.1847 | 1.2071 | 1.2327 | 1.2588 | 1.2855 | 1.3131 | 1.3417 | 1.3713 | 1.402 | 1.4331 | 1.4655 | 1.4986 | 1.5328 | 1.5677 | 1.603 | 1.639 | 1 | 1.0075 | 1.0149 | 1.0224 | 1.0298 | 1.0373 | 1.0381 | 1.0389 | 1.0398 | 1.0406 | 1.0415 | 1.0423 | 1.0431 | 1.044 | 1.0448 | 1.0456 | 1.0465 | 1.0473 | 1.0482 | 1.049 | 1.0498 | 1.0507 | 1.0515 | 1.0524 | 1.0532 | 1.054 | 0 | 0 | 0 | 0 | 1.2433e-16 | 0.08347 | 0.28327 | 0.50305 | 0.74482 | 1 | 1 | 1 | 1 | 1 | 1 | 1 | 1 | 1 | 1 | 1 | 1 | 1 | 1 | 1 | 1 | 1
Land-Based Wind | Oneida | E | 1 | 122.7 | 2362.3216 | 206.8555 | 73.3202 | 35.93% | 1 | 1.0607 | 1.7099 | 1.7383 | 1.7563 | 1.7792 | 1.8012 | 1.812 | 1.8262 | 1.8433 | 1.8613 | 1.8784 | 1.8983 | 1.9267 | 1.9554 | 1.9864 | 2.0189 | 2.0523 | 2.0869 | 2.122 | 2.1584 | 2.1952 | 2.2326 | 2.2704 | 2.3082 | 2.3465 | 1 | 1.0154 | 1.0149 | 1.0334 | 1.0437 | 1.0503 | 1.0731 | 1.0816 | 1.1046 | 1.1273 | 1.1479 | 1.17 | 1.1946 | 1.2202 | 1.2462 | 1.2735 | 1.3019 | 1.3314 | 1.3613 | 1.3915 | 1.423 | 1.4551 | 1.4886 | 1.524 | 1.5605 | 1.5974 | 1 | 1.0074 | 1.0088 | 1.0263 | 1.0461 | 1.0714 | 1.098 | 1.1188 | 1.1404 | 1.1624 | 1.1847 | 1.2071 | 1.2327 | 1.2588 | 1.2855 | 1.3131 | 1.3417 | 1.3713 | 1.402 | 1.4331 | 1.4655 | 1.4986 | 1.5328 | 1.5677 | 1.603 | 1.639 | 1 | 1.0075 | 1.0149 | 1.0224 | 1.0298 | 1.0373 | 1.0381 | 1.0389 | 1.0398 | 1.0406 | 1.0415 | 1.0423 | 1.0431 | 1.044 | 1.0448 | 1.0456 | 1.0465 | 1.0473 | 1.0482 | 1.049 | 1.0498 | 1.0507 | 1.0515 | 1.0524 | 1.0532 | 1.054 | 0 | 0 | 0.097747 | 0.26985 | 0.52705 | 0.67955 | 0.74941 | 0.82625 | 0.91078 | 1 | 1 | 1 | 1 | 1 | 1 | 1 | 1 | 1 | 1 | 1 | 1 | 1 | 1 | 1 | 1 | 1
Land-Based Wind | Onondaga | C | 1 | 411.2595 | 2336.119 | 208.2363 | 71.2091 | 37.12% | 1 | 1.0607 | 1.7099 | 1.7383 | 1.7563 | 1.7792 | 1.8012 | 1.812 | 1.8262 | 1.8433 | 1.8613 | 1.8784 | 1.8983 | 1.9267 | 1.9554 | 1.9864 | 2.0189 | 2.0523 | 2.0869 | 2.122 | 2.1584 | 2.1952 | 2.2326 | 2.2704 | 2.3082 | 2.3465 | 1 | 1.0154 | 1.0149 | 1.0334 | 1.0437 | 1.0503 | 1.0731 | 1.0816 | 1.1046 | 1.1273 | 1.1479 | 1.17 | 1.1946 | 1.2202 | 1.2462 | 1.2735 | 1.3019 | 1.3314 | 1.3613 | 1.3915 | 1.423 | 1.4551 | 1.4886 | 1.524 | 1.5605 | 1.5974 | 1 | 1.0074 | 1.0088 | 1.0263 | 1.0461 | 1.0714 | 1.098 | 1.1188 | 1.1404 | 1.1624 | 1.1847 | 1.2071 | 1.2327 | 1.2588 | 1.2855 | 1.3131 | 1.3417 | 1.3713 | 1.402 | 1.4331 | 1.4655 | 1.4986 | 1.5328 | 1.5677 | 1.603 | 1.639 | 1 | 1.0075 | 1.0149 | 1.0224 | 1.0298 | 1.0373 | 1.0381 | 1.0389 | 1.0398 | 1.0406 | 1.0415 | 1.0423 | 1.0431 | 1.044 | 1.0448 | 1.0456 | 1.0465 | 1.0473 | 1.0482 | 1.049 | 1.0498 | 1.0507 | 1.0515 | 1.0524 | 1.0532 | 1.054 | 0 | 0 | 0.059203 | 0.16344 | 0.31922 | 0.4445 | 0.5656 | 0.69881 | 0.84534 | 1 | 1 | 1 | 1 | 1 | 1 | 1 | 1 | 1 | 1 | 1 | 1 | 1 | 1 | 1 | 1 | 1
Land-Based Wind | Onondaga | C | 2 | 63.56 | 2411.4254 | 311.8882 | 78.2133 | 31.19% | 1 | 1.0607 | 1.8646 | 1.8955 | 1.9152 | 1.9401 | 1.9642 | 1.9759 | 1.9914 | 2.0101 | 2.0297 | 2.0484 | 2.07 | 2.1009 | 2.1323 | 2.1661 | 2.2015 | 2.2379 | 2.2757 | 2.3139 | 2.3536 | 2.3938 | 2.4346 | 2.4758 | 2.517 | 2.5588 | 1 | 1.0154 | 1.0149 | 1.0334 | 1.0437 | 1.0503 | 1.0731 | 1.0816 | 1.1046 | 1.1273 | 1.1479 | 1.17 | 1.1946 | 1.2202 | 1.2462 | 1.2735 | 1.3019 | 1.3314 | 1.3613 | 1.3915 | 1.423 | 1.4551 | 1.4886 | 1.524 | 1.5605 | 1.5974 | 1 | 1.0074 | 1.0088 | 1.0263 | 1.0461 | 1.0714 | 1.098 | 1.1188 | 1.1404 | 1.1624 | 1.1847 | 1.2071 | 1.2327 | 1.2588 | 1.2855 | 1.3131 | 1.3417 | 1.3713 | 1.402 | 1.4331 | 1.4655 | 1.4986 | 1.5328 | 1.5677 | 1.603 | 1.639 | 1 | 1.0075 | 1.0149 | 1.0224 | 1.0298 | 1.0373 | 1.0381 | 1.0389 | 1.0398 | 1.0406 | 1.0415 | 1.0423 | 1.0431 | 1.044 | 1.0448 | 1.0456 | 1.0465 | 1.0473 | 1.0482 | 1.049 | 1.0498 | 1.0507 | 1.0515 | 1.0524 | 1.0532 | 1.054 | 0 | 0 | 0 | 0 | 0 | 0 | 0 | 0 | 0 | 0.043206 | 1 | 1 | 1 | 1 | 1 | 1 | 1 | 1 | 1 | 1 | 1 | 1 | 1 | 1 | 1 | 1
Land-Based Wind | Onondaga | C | 3 | 17.8763 | 2764.0677 | 377.6944 | 82.2143 | 21.06% | 1 | 1.0607 | 1.7099 | 1.7383 | 1.7563 | 1.7792 | 1.8012 | 1.812 | 1.8262 | 1.8433 | 1.8613 | 1.8784 | 1.8983 | 1.9267 | 1.9554 | 1.9864 | 2.0189 | 2.0523 | 2.0869 | 2.122 | 2.1584 | 2.1952 | 2.2326 | 2.2704 | 2.3082 | 2.3465 | 1 | 1.0154 | 1.0149 | 1.0334 | 1.0437 | 1.0503 | 1.0731 | 1.0816 | 1.1046 | 1.1273 | 1.1479 | 1.17 | 1.1946 | 1.2202 | 1.2462 | 1.2735 | 1.3019 | 1.3314 | 1.3613 | 1.3915 | 1.423 | 1.4551 | 1.4886 | 1.524 | 1.5605 | 1.5974 | 1 | 1.0074 | 1.0088 | 1.0263 | 1.0461 | 1.0714 | 1.098 | 1.1188 | 1.1404 | 1.1624 | 1.1847 | 1.2071 | 1.2327 | 1.2588 | 1.2855 | 1.3131 | 1.3417 | 1.3713 | 1.402 | 1.4331 | 1.4655 | 1.4986 | 1.5328 | 1.5677 | 1.603 | 1.639 | 1 | 1.0075 | 1.0149 | 1.0224 | 1.0298 | 1.0373 | 1.0381 | 1.0389 | 1.0398 | 1.0406 | 1.0415 | 1.0423 | 1.0431 | 1.044 | 1.0448 | 1.0456 | 1.0465 | 1.0473 | 1.0482 | 1.049 | 1.0498 | 1.0507 | 1.0515 | 1.0524 | 1.0532 | 1.054 | 0 | 0 | 0 | 0 | 0 | 0 | 0 | 0 | 0 | 0 | 1 | 1 | 1 | 1 | 1 | 1 | 1 | 1 | 1 | 1 | 1 | 1 | 1 | 1 | 1 | 1
Land-Based Wind | Ontario | B | 1 | 96.1574 | 2513.9725 | 185.9121 | 74.7755 | 32.09% | 1 | 1.0607 | 1.7099 | 1.7383 | 1.7563 | 1.7792 | 1.8012 | 1.812 | 1.8262 | 1.8433 | 1.8613 | 1.8784 | 1.8983 | 1.9267 | 1.9554 | 1.9864 | 2.0189 | 2.0523 | 2.0869 | 2.122 | 2.1584 | 2.1952 | 2.2326 | 2.2704 | 2.3082 | 2.3465 | 1 | 1.0154 | 1.0149 | 1.0334 | 1.0437 | 1.0503 | 1.0731 | 1.0816 | 1.1046 | 1.1273 | 1.1479 | 1.17 | 1.1946 | 1.2202 | 1.2462 | 1.2735 | 1.3019 | 1.3314 | 1.3613 | 1.3915 | 1.423 | 1.4551 | 1.4886 | 1.524 | 1.5605 | 1.5974 | 1 | 1.0074 | 1.0088 | 1.0263 | 1.0461 | 1.0714 | 1.098 | 1.1188 | 1.1404 | 1.1624 | 1.1847 | 1.2071 | 1.2327 | 1.2588 | 1.2855 | 1.3131 | 1.3417 | 1.3713 | 1.402 | 1.4331 | 1.4655 | 1.4986 | 1.5328 | 1.5677 | 1.603 | 1.639 | 1 | 1.0075 | 1.0149 | 1.0224 | 1.0298 | 1.0373 | 1.0381 | 1.0389 | 1.0398 | 1.0406 | 1.0415 | 1.0423 | 1.0431 | 1.044 | 1.0448 | 1.0456 | 1.0465 | 1.0473 | 1.0482 | 1.049 | 1.0498 | 1.0507 | 1.0515 | 1.0524 | 1.0532 | 1.054 | 0 | 0 | 0 | 0 | 1.2433e-16 | 0.08347 | 0.28327 | 0.50305 | 0.74482 | 1 | 1 | 1 | 1 | 1 | 1 | 1 | 1 | 1 | 1 | 1 | 1 | 1 | 1 | 1 | 1 | 1
Land-Based Wind | Ontario | B | 2 | 43.45 | 2777.8438 | 1135.0564 | 80.8445 | 40.63% | 1 | 1.0607 | 1.7099 | 1.7383 | 1.7563 | 1.7792 | 1.8012 | 1.812 | 1.8262 | 1.8433 | 1.8613 | 1.8784 | 1.8983 | 1.9267 | 1.9554 | 1.9864 | 2.0189 | 2.0523 | 2.0869 | 2.122 | 2.1584 | 2.1952 | 2.2326 | 2.2704 | 2.3082 | 2.3465 | 1 | 1.0154 | 1.0149 | 1.0334 | 1.0437 | 1.0503 | 1.0731 | 1.0816 | 1.1046 | 1.1273 | 1.1479 | 1.17 | 1.1946 | 1.2202 | 1.2462 | 1.2735 | 1.3019 | 1.3314 | 1.3613 | 1.3915 | 1.423 | 1.4551 | 1.4886 | 1.524 | 1.5605 | 1.5974 | 1 | 1.0074 | 1.0088 | 1.0263 | 1.0461 | 1.0714 | 1.098 | 1.1188 | 1.1404 | 1.1624 | 1.1847 | 1.2071 | 1.2327 | 1.2588 | 1.2855 | 1.3131 | 1.3417 | 1.3713 | 1.402 | 1.4331 | 1.4655 | 1.4986 | 1.5328 | 1.5677 | 1.603 | 1.639 | 1 | 1.0075 | 1.0149 | 1.0224 | 1.0298 | 1.0373 | 1.0381 | 1.0389 | 1.0398 | 1.0406 | 1.0415 | 1.0423 | 1.0431 | 1.044 | 1.0448 | 1.0456 | 1.0465 | 1.0473 | 1.0482 | 1.049 | 1.0498 | 1.0507 | 1.0515 | 1.0524 | 1.0532 | 1.054 | 0 | 0 | 0 | 0 | 0 | 0 | 0 | 0 | 0 | 0.043206 | 1 | 1 | 1 | 1 | 1 | 1 | 1 | 1 | 1 | 1 | 1 | 1 | 1 | 1 | 1 | 1
Land-Based Wind | Orleans | A | 1 | 223.7907 | 2306.1556 | 125.7387 | 68.6106 | 33.1% | 1 | 1.0607 | 1.7103 | 1.7387 | 1.7567 | 1.7796 | 1.8017 | 1.8125 | 1.8267 | 1.8438 | 1.8617 | 1.8789 | 1.8988 | 1.9271 | 1.9559 | 1.9869 | 2.0194 | 2.0528 | 2.0874 | 2.1225 | 2.1589 | 2.1957 | 2.2332 | 2.2709 | 2.3088 | 2.3471 | 1 | 1.0154 | 1.0149 | 1.0334 | 1.0437 | 1.0503 | 1.0731 | 1.0816 | 1.1046 | 1.1273 | 1.1479 | 1.17 | 1.1946 | 1.2202 | 1.2462 | 1.2735 | 1.3019 | 1.3314 | 1.3613 | 1.3915 | 1.423 | 1.4551 | 1.4886 | 1.524 | 1.5605 | 1.5974 | 1 | 1.0074 | 1.0088 | 1.0263 | 1.0461 | 1.0714 | 1.098 | 1.1188 | 1.1404 | 1.1624 | 1.1847 | 1.2071 | 1.2327 | 1.2588 | 1.2855 | 1.3131 | 1.3417 | 1.3713 | 1.402 | 1.4331 | 1.4655 | 1.4986 | 1.5328 | 1.5677 | 1.603 | 1.639 | 1 | 1.0075 | 1.0149 | 1.0224 | 1.0298 | 1.0373 | 1.0381 | 1.0389 | 1.0398 | 1.0406 | 1.0415 | 1.0423 | 1.0431 | 1.044 | 1.0448 | 1.0456 | 1.0465 | 1.0473 | 1.0482 | 1.049 | 1.0498 | 1.0507 | 1.0515 | 1.0524 | 1.0532 | 1.054 | 0 | 0 | 0 | 0 | 1.2433e-16 | 0.08347 | 0.28327 | 0.50305 | 0.74482 | 1 | 1 | 1 | 1 | 1 | 1 | 1 | 1 | 1 | 1 | 1 | 1 | 1 | 1 | 1 | 1 | 1
Land-Based Wind | Orleans | A | 2 | 33.6112 | 2180.3826 | 924.8078 | 77.8239 | 33.75% | 1 | 1.0607 | 2.0519 | 2.0859 | 2.1076 | 2.135 | 2.1615 | 2.1744 | 2.1915 | 2.212 | 2.2335 | 2.2541 | 2.278 | 2.312 | 2.3465 | 2.3837 | 2.4227 | 2.4627 | 2.5043 | 2.5464 | 2.5901 | 2.6342 | 2.6792 | 2.7245 | 2.7698 | 2.8158 | 1 | 1.0154 | 1.0149 | 1.0334 | 1.0437 | 1.0503 | 1.0731 | 1.0816 | 1.1046 | 1.1273 | 1.1479 | 1.17 | 1.1946 | 1.2202 | 1.2462 | 1.2735 | 1.3019 | 1.3314 | 1.3613 | 1.3915 | 1.423 | 1.4551 | 1.4886 | 1.524 | 1.5605 | 1.5974 | 1 | 1.0074 | 1.0088 | 1.0263 | 1.0461 | 1.0714 | 1.098 | 1.1188 | 1.1404 | 1.1624 | 1.1847 | 1.2071 | 1.2327 | 1.2588 | 1.2855 | 1.3131 | 1.3417 | 1.3713 | 1.402 | 1.4331 | 1.4655 | 1.4986 | 1.5328 | 1.5677 | 1.603 | 1.639 | 1 | 1.0075 | 1.0149 | 1.0224 | 1.0298 | 1.0373 | 1.0381 | 1.0389 | 1.0398 | 1.0406 | 1.0415 | 1.0423 | 1.0431 | 1.044 | 1.0448 | 1.0456 | 1.0465 | 1.0473 | 1.0482 | 1.049 | 1.0498 | 1.0507 | 1.0515 | 1.0524 | 1.0532 | 1.054 | 0 | 0 | 0 | 0 | 0 | 0 | 0 | 0 | 0 | 0.043206 | 1 | 1 | 1 | 1 | 1 | 1 | 1 | 1 | 1 | 1 | 1 | 1 | 1 | 1 | 1 | 1
Land-Based Wind | Oswego | C | 1 | 143.9435 | 2429.0922 | 79.9861 | 72.2508 | 30.25% | 1 | 1.0607 | 1.7099 | 1.7383 | 1.7563 | 1.7792 | 1.8012 | 1.812 | 1.8262 | 1.8433 | 1.8613 | 1.8784 | 1.8983 | 1.9267 | 1.9554 | 1.9864 | 2.0189 | 2.0523 | 2.0869 | 2.122 | 2.1584 | 2.1952 | 2.2326 | 2.2704 | 2.3082 | 2.3465 | 1 | 1.0154 | 1.0149 | 1.0334 | 1.0437 | 1.0503 | 1.0731 | 1.0816 | 1.1046 | 1.1273 | 1.1479 | 1.17 | 1.1946 | 1.2202 | 1.2462 | 1.2735 | 1.3019 | 1.3314 | 1.3613 | 1.3915 | 1.423 | 1.4551 | 1.4886 | 1.524 | 1.5605 | 1.5974 | 1 | 1.0074 | 1.0088 | 1.0263 | 1.0461 | 1.0714 | 1.098 | 1.1188 | 1.1404 | 1.1624 | 1.1847 | 1.2071 | 1.2327 | 1.2588 | 1.2855 | 1.3131 | 1.3417 | 1.3713 | 1.402 | 1.4331 | 1.4655 | 1.4986 | 1.5328 | 1.5677 | 1.603 | 1.639 | 1 | 1.0075 | 1.0149 | 1.0224 | 1.0298 | 1.0373 | 1.0381 | 1.0389 | 1.0398 | 1.0406 | 1.0415 | 1.0423 | 1.0431 | 1.044 | 1.0448 | 1.0456 | 1.0465 | 1.0473 | 1.0482 | 1.049 | 1.0498 | 1.0507 | 1.0515 | 1.0524 | 1.0532 | 1.054 | 0 | 0 | 0 | 0 | 1.2433e-16 | 0.08347 | 0.28327 | 0.50305 | 0.74482 | 1 | 1 | 1 | 1 | 1 | 1 | 1 | 1 | 1 | 1 | 1 | 1 | 1 | 1 | 1 | 1 | 1
Land-Based Wind | Otsego | F | 1 | 101.3778 | 2873.7103 | 325.3529 | 85.4755 | 38.19% | 1 | 1.0607 | 1.7099 | 1.7383 | 1.7563 | 1.7792 | 1.8012 | 1.812 | 1.8262 | 1.8433 | 1.8613 | 1.8784 | 1.8983 | 1.9267 | 1.9554 | 1.9864 | 2.0189 | 2.0523 | 2.0869 | 2.122 | 2.1584 | 2.1952 | 2.2326 | 2.2704 | 2.3082 | 2.3465 | 1 | 1.0154 | 1.0149 | 1.0334 | 1.0437 | 1.0503 | 1.0731 | 1.0816 | 1.1046 | 1.1273 | 1.1479 | 1.17 | 1.1946 | 1.2202 | 1.2462 | 1.2735 | 1.3019 | 1.3314 | 1.3613 | 1.3915 | 1.423 | 1.4551 | 1.4886 | 1.524 | 1.5605 | 1.5974 | 1 | 1.0074 | 1.0088 | 1.0263 | 1.0461 | 1.0714 | 1.098 | 1.1188 | 1.1404 | 1.1624 | 1.1847 | 1.2071 | 1.2327 | 1.2588 | 1.2855 | 1.3131 | 1.3417 | 1.3713 | 1.402 | 1.4331 | 1.4655 | 1.4986 | 1.5328 | 1.5677 | 1.603 | 1.639 | 1 | 1.0075 | 1.0149 | 1.0224 | 1.0298 | 1.0373 | 1.0381 | 1.0389 | 1.0398 | 1.0406 | 1.0415 | 1.0423 | 1.0431 | 1.044 | 1.0448 | 1.0456 | 1.0465 | 1.0473 | 1.0482 | 1.049 | 1.0498 | 1.0507 | 1.0515 | 1.0524 | 1.0532 | 1.054 | 0 | 0 | 0 | 0 | 1.2433e-16 | 0.08347 | 0.28327 | 0.50305 | 0.74482 | 1 | 1 | 1 | 1 | 1 | 1 | 1 | 1 | 1 | 1 | 1 | 1 | 1 | 1 | 1 | 1 | 1
Land-Based Wind | Otsego | F | 2 | 128.15 | 2862.2227 | 412.1797 | 83.7478 | 34.06% | 1 | 1.0607 | 1.7099 | 1.7383 | 1.7563 | 1.7792 | 1.8012 | 1.812 | 1.8262 | 1.8433 | 1.8613 | 1.8784 | 1.8983 | 1.9267 | 1.9554 | 1.9864 | 2.0189 | 2.0523 | 2.0869 | 2.122 | 2.1584 | 2.1952 | 2.2326 | 2.2704 | 2.3082 | 2.3465 | 1 | 1.0154 | 1.0149 | 1.0334 | 1.0437 | 1.0503 | 1.0731 | 1.0816 | 1.1046 | 1.1273 | 1.1479 | 1.17 | 1.1946 | 1.2202 | 1.2462 | 1.2735 | 1.3019 | 1.3314 | 1.3613 | 1.3915 | 1.423 | 1.4551 | 1.4886 | 1.524 | 1.5605 | 1.5974 | 1 | 1.0074 | 1.0088 | 1.0263 | 1.0461 | 1.0714 | 1.098 | 1.1188 | 1.1404 | 1.1624 | 1.1847 | 1.2071 | 1.2327 | 1.2588 | 1.2855 | 1.3131 | 1.3417 | 1.3713 | 1.402 | 1.4331 | 1.4655 | 1.4986 | 1.5328 | 1.5677 | 1.603 | 1.639 | 1 | 1.0075 | 1.0149 | 1.0224 | 1.0298 | 1.0373 | 1.0381 | 1.0389 | 1.0398 | 1.0406 | 1.0415 | 1.0423 | 1.0431 | 1.044 | 1.0448 | 1.0456 | 1.0465 | 1.0473 | 1.0482 | 1.049 | 1.0498 | 1.0507 | 1.0515 | 1.0524 | 1.0532 | 1.054 | 0 | 0 | 0 | 0 | 0 | 0 | 0 | 0 | 0 | 0.043206 | 1 | 1 | 1 | 1 | 1 | 1 | 1 | 1 | 1 | 1 | 1 | 1 | 1 | 1 | 1 | 1
Land-Based Wind | Rensselaer | F | 1 | 66.0179 | 2704.5015 | 343.6447 | 80.4426 | 36.57% | 1 | 1.0607 | 1.7099 | 1.7383 | 1.7563 | 1.7792 | 1.8012 | 1.812 | 1.8262 | 1.8433 | 1.8613 | 1.8784 | 1.8983 | 1.9267 | 1.9554 | 1.9864 | 2.0189 | 2.0523 | 2.0869 | 2.122 | 2.1584 | 2.1952 | 2.2326 | 2.2704 | 2.3082 | 2.3465 | 1 | 1.0154 | 1.0149 | 1.0334 | 1.0437 | 1.0503 | 1.0731 | 1.0816 | 1.1046 | 1.1273 | 1.1479 | 1.17 | 1.1946 | 1.2202 | 1.2462 | 1.2735 | 1.3019 | 1.3314 | 1.3613 | 1.3915 | 1.423 | 1.4551 | 1.4886 | 1.524 | 1.5605 | 1.5974 | 1 | 1.0074 | 1.0088 | 1.0263 | 1.0461 | 1.0714 | 1.098 | 1.1188 | 1.1404 | 1.1624 | 1.1847 | 1.2071 | 1.2327 | 1.2588 | 1.2855 | 1.3131 | 1.3417 | 1.3713 | 1.402 | 1.4331 | 1.4655 | 1.4986 | 1.5328 | 1.5677 | 1.603 | 1.639 | 1 | 1.0075 | 1.0149 | 1.0224 | 1.0298 | 1.0373 | 1.0381 | 1.0389 | 1.0398 | 1.0406 | 1.0415 | 1.0423 | 1.0431 | 1.044 | 1.0448 | 1.0456 | 1.0465 | 1.0473 | 1.0482 | 1.049 | 1.0498 | 1.0507 | 1.0515 | 1.0524 | 1.0532 | 1.054 | 0 | 0 | 0 | 0 | 1.2433e-16 | 0.08347 | 0.28327 | 0.50305 | 0.74482 | 1 | 1 | 1 | 1 | 1 | 1 | 1 | 1 | 1 | 1 | 1 | 1 | 1 | 1 | 1 | 1 | 1
Land-Based Wind | Rensselaer | F | 2 | 36.85 | 2854.4465 | 377.0881 | 84.9025 | 35.16% | 1 | 1.0607 | 1.7099 | 1.7383 | 1.7563 | 1.7792 | 1.8012 | 1.812 | 1.8262 | 1.8433 | 1.8613 | 1.8784 | 1.8983 | 1.9267 | 1.9554 | 1.9864 | 2.0189 | 2.0523 | 2.0869 | 2.122 | 2.1584 | 2.1952 | 2.2326 | 2.2704 | 2.3082 | 2.3465 | 1 | 1.0154 | 1.0149 | 1.0334 | 1.0437 | 1.0503 | 1.0731 | 1.0816 | 1.1046 | 1.1273 | 1.1479 | 1.17 | 1.1946 | 1.2202 | 1.2462 | 1.2735 | 1.3019 | 1.3314 | 1.3613 | 1.3915 | 1.423 | 1.4551 | 1.4886 | 1.524 | 1.5605 | 1.5974 | 1 | 1.0074 | 1.0088 | 1.0263 | 1.0461 | 1.0714 | 1.098 | 1.1188 | 1.1404 | 1.1624 | 1.1847 | 1.2071 | 1.2327 | 1.2588 | 1.2855 | 1.3131 | 1.3417 | 1.3713 | 1.402 | 1.4331 | 1.4655 | 1.4986 | 1.5328 | 1.5677 | 1.603 | 1.639 | 1 | 1.0075 | 1.0149 | 1.0224 | 1.0298 | 1.0373 | 1.0381 | 1.0389 | 1.0398 | 1.0406 | 1.0415 | 1.0423 | 1.0431 | 1.044 | 1.0448 | 1.0456 | 1.0465 | 1.0473 | 1.0482 | 1.049 | 1.0498 | 1.0507 | 1.0515 | 1.0524 | 1.0532 | 1.054 | 0 | 0 | 0 | 0 | 0 | 0 | 0 | 0 | 0 | 0.043206 | 1 | 1 | 1 | 1 | 1 | 1 | 1 | 1 | 1 | 1 | 1 | 1 | 1 | 1 | 1 | 1
Land-Based Wind | Rensselaer | F | 3 | 25.8045 | 2946.0761 | 619.8079 | 87.628 | 28.51% | 1 | 1.0607 | 1.7099 | 1.7383 | 1.7563 | 1.7792 | 1.8012 | 1.812 | 1.8262 | 1.8433 | 1.8613 | 1.8784 | 1.8983 | 1.9267 | 1.9554 | 1.9864 | 2.0189 | 2.0523 | 2.0869 | 2.122 | 2.1584 | 2.1952 | 2.2326 | 2.2704 | 2.3082 | 2.3465 | 1 | 1.0154 | 1.0149 | 1.0334 | 1.0437 | 1.0503 | 1.0731 | 1.0816 | 1.1046 | 1.1273 | 1.1479 | 1.17 | 1.1946 | 1.2202 | 1.2462 | 1.2735 | 1.3019 | 1.3314 | 1.3613 | 1.3915 | 1.423 | 1.4551 | 1.4886 | 1.524 | 1.5605 | 1.5974 | 1 | 1.0074 | 1.0088 | 1.0263 | 1.0461 | 1.0714 | 1.098 | 1.1188 | 1.1404 | 1.1624 | 1.1847 | 1.2071 | 1.2327 | 1.2588 | 1.2855 | 1.3131 | 1.3417 | 1.3713 | 1.402 | 1.4331 | 1.4655 | 1.4986 | 1.5328 | 1.5677 | 1.603 | 1.639 | 1 | 1.0075 | 1.0149 | 1.0224 | 1.0298 | 1.0373 | 1.0381 | 1.0389 | 1.0398 | 1.0406 | 1.0415 | 1.0423 | 1.0431 | 1.044 | 1.0448 | 1.0456 | 1.0465 | 1.0473 | 1.0482 | 1.049 | 1.0498 | 1.0507 | 1.0515 | 1.0524 | 1.0532 | 1.054 | 0 | 0 | 0 | 0 | 0 | 0 | 0 | 0 | 0 | 0 | 1 | 1 | 1 | 1 | 1 | 1 | 1 | 1 | 1 | 1 | 1 | 1 | 1 | 1 | 1 | 1
Land-Based Wind | Saratoga | F | 3 | 60.5588 | 2901.9859 | 393.9346 | 86.3166 | 22.28% | 1 | 1.0607 | 1.7099 | 1.7383 | 1.7563 | 1.7792 | 1.8012 | 1.812 | 1.8262 | 1.8433 | 1.8613 | 1.8784 | 1.8983 | 1.9267 | 1.9554 | 1.9864 | 2.0189 | 2.0523 | 2.0869 | 2.122 | 2.1584 | 2.1952 | 2.2326 | 2.2704 | 2.3082 | 2.3465 | 1 | 1.0154 | 1.0149 | 1.0334 | 1.0437 | 1.0503 | 1.0731 | 1.0816 | 1.1046 | 1.1273 | 1.1479 | 1.17 | 1.1946 | 1.2202 | 1.2462 | 1.2735 | 1.3019 | 1.3314 | 1.3613 | 1.3915 | 1.423 | 1.4551 | 1.4886 | 1.524 | 1.5605 | 1.5974 | 1 | 1.0074 | 1.0088 | 1.0263 | 1.0461 | 1.0714 | 1.098 | 1.1188 | 1.1404 | 1.1624 | 1.1847 | 1.2071 | 1.2327 | 1.2588 | 1.2855 | 1.3131 | 1.3417 | 1.3713 | 1.402 | 1.4331 | 1.4655 | 1.4986 | 1.5328 | 1.5677 | 1.603 | 1.639 | 1 | 1.0075 | 1.0149 | 1.0224 | 1.0298 | 1.0373 | 1.0381 | 1.0389 | 1.0398 | 1.0406 | 1.0415 | 1.0423 | 1.0431 | 1.044 | 1.0448 | 1.0456 | 1.0465 | 1.0473 | 1.0482 | 1.049 | 1.0498 | 1.0507 | 1.0515 | 1.0524 | 1.0532 | 1.054 | 0 | 0 | 0 | 0 | 0 | 0 | 0 | 0 | 0 | 0 | 1 | 1 | 1 | 1 | 1 | 1 | 1 | 1 | 1 | 1 | 1 | 1 | 1 | 1 | 1 | 1
Land-Based Wind | Schoharie | E | 1 | 134.75 | 2569.1476 | 257.0708 | 75.4975 | 36.58% | 1 | 1.0607 | 1.7099 | 1.7383 | 1.7563 | 1.7792 | 1.8012 | 1.812 | 1.8262 | 1.8433 | 1.8613 | 1.8784 | 1.8983 | 1.9267 | 1.9554 | 1.9864 | 2.0189 | 2.0523 | 2.0869 | 2.122 | 2.1584 | 2.1952 | 2.2326 | 2.2704 | 2.3082 | 2.3465 | 1 | 1.0154 | 1.0149 | 1.0334 | 1.0437 | 1.0503 | 1.0731 | 1.0816 | 1.1046 | 1.1273 | 1.1479 | 1.17 | 1.1946 | 1.2202 | 1.2462 | 1.2735 | 1.3019 | 1.3314 | 1.3613 | 1.3915 | 1.423 | 1.4551 | 1.4886 | 1.524 | 1.5605 | 1.5974 | 1 | 1.0074 | 1.0088 | 1.0263 | 1.0461 | 1.0714 | 1.098 | 1.1188 | 1.1404 | 1.1624 | 1.1847 | 1.2071 | 1.2327 | 1.2588 | 1.2855 | 1.3131 | 1.3417 | 1.3713 | 1.402 | 1.4331 | 1.4655 | 1.4986 | 1.5328 | 1.5677 | 1.603 | 1.639 | 1 | 1.0075 | 1.0149 | 1.0224 | 1.0298 | 1.0373 | 1.0381 | 1.0389 | 1.0398 | 1.0406 | 1.0415 | 1.0423 | 1.0431 | 1.044 | 1.0448 | 1.0456 | 1.0465 | 1.0473 | 1.0482 | 1.049 | 1.0498 | 1.0507 | 1.0515 | 1.0524 | 1.0532 | 1.054 | 0 | 0 | 0 | 0 | 1.2433e-16 | 0.08347 | 0.28327 | 0.50305 | 0.74482 | 1 | 1 | 1 | 1 | 1 | 1 | 1 | 1 | 1 | 1 | 1 | 1 | 1 | 1 | 1 | 1 | 1
Land-Based Wind | Schuyler | C | 1 | 100 | 1464.5846 | 245.8007 | 52.2751 | 22.04% | 1 | 1.0607 | 2.0519 | 2.0859 | 2.1076 | 2.135 | 2.1615 | 2.1744 | 2.1915 | 2.212 | 2.2335 | 2.2541 | 2.278 | 2.312 | 2.3465 | 2.3837 | 2.4227 | 2.4627 | 2.5043 | 2.5464 | 2.5901 | 2.6342 | 2.6792 | 2.7245 | 2.7698 | 2.8158 | 1 | 1.0154 | 1.0149 | 1.0334 | 1.0437 | 1.0503 | 1.0731 | 1.0816 | 1.1046 | 1.1273 | 1.1479 | 1.17 | 1.1946 | 1.2202 | 1.2462 | 1.2735 | 1.3019 | 1.3314 | 1.3613 | 1.3915 | 1.423 | 1.4551 | 1.4886 | 1.524 | 1.5605 | 1.5974 | 1 | 1.0074 | 1.0088 | 1.0263 | 1.0461 | 1.0714 | 1.098 | 1.1188 | 1.1404 | 1.1624 | 1.1847 | 1.2071 | 1.2327 | 1.2588 | 1.2855 | 1.3131 | 1.3417 | 1.3713 | 1.402 | 1.4331 | 1.4655 | 1.4986 | 1.5328 | 1.5677 | 1.603 | 1.639 | 1 | 1.0075 | 1.0149 | 1.0224 | 1.0298 | 1.0373 | 1.0381 | 1.0389 | 1.0398 | 1.0406 | 1.0415 | 1.0423 | 1.0431 | 1.044 | 1.0448 | 1.0456 | 1.0465 | 1.0473 | 1.0482 | 1.049 | 1.0498 | 1.0507 | 1.0515 | 1.0524 | 1.0532 | 1.054 | 0 | 0 | 0.15029 | 0.41493 | 0.81039 | 1 | 1 | 1 | 1 | 1 | 1 | 1 | 1 | 1 | 1 | 1 | 1 | 1 | 1 | 1 | 1 | 1 | 1 | 1 | 1 | 1
Land-Based Wind | Seneca | C | 1 | 214.2622 | 1948.3708 | 141.5257 | 69.5427 | 29.51% | 1 | 1.0607 | 2.0519 | 2.0859 | 2.1076 | 2.135 | 2.1615 | 2.1744 | 2.1915 | 2.212 | 2.2335 | 2.2541 | 2.278 | 2.312 | 2.3465 | 2.3837 | 2.4227 | 2.4627 | 2.5043 | 2.5464 | 2.5901 | 2.6342 | 2.6792 | 2.7245 | 2.7698 | 2.8158 | 1 | 1.0154 | 1.0149 | 1.0334 | 1.0437 | 1.0503 | 1.0731 | 1.0816 | 1.1046 | 1.1273 | 1.1479 | 1.17 | 1.1946 | 1.2202 | 1.2462 | 1.2735 | 1.3019 | 1.3314 | 1.3613 | 1.3915 | 1.423 | 1.4551 | 1.4886 | 1.524 | 1.5605 | 1.5974 | 1 | 1.0074 | 1.0088 | 1.0263 | 1.0461 | 1.0714 | 1.098 | 1.1188 | 1.1404 | 1.1624 | 1.1847 | 1.2071 | 1.2327 | 1.2588 | 1.2855 | 1.3131 | 1.3417 | 1.3713 | 1.402 | 1.4331 | 1.4655 | 1.4986 | 1.5328 | 1.5677 | 1.603 | 1.639 | 1 | 1.0075 | 1.0149 | 1.0224 | 1.0298 | 1.0373 | 1.0381 | 1.0389 | 1.0398 | 1.0406 | 1.0415 | 1.0423 | 1.0431 | 1.044 | 1.0448 | 1.0456 | 1.0465 | 1.0473 | 1.0482 | 1.049 | 1.0498 | 1.0507 | 1.0515 | 1.0524 | 1.0532 | 1.054 | 0 | 0 | 0 | 0 | 1.2433e-16 | 0.08347 | 0.28327 | 0.50305 | 0.74482 | 1 | 1 | 1 | 1 | 1 | 1 | 1 | 1 | 1 | 1 | 1 | 1 | 1 | 1 | 1 | 1 | 1
Land-Based Wind | St. Lawrence | E | 1 | 687.5093 | 2306.1937 | 98.5269 | 68.5953 | 29.62% | 1 | 1.0607 | 1.7099 | 1.7383 | 1.7563 | 1.7792 | 1.8012 | 1.812 | 1.8262 | 1.8433 | 1.8613 | 1.8784 | 1.8983 | 1.9267 | 1.9554 | 1.9864 | 2.0189 | 2.0523 | 2.0869 | 2.122 | 2.1584 | 2.1952 | 2.2326 | 2.2704 | 2.3082 | 2.3465 | 1 | 1.0154 | 1.0149 | 1.0334 | 1.0437 | 1.0503 | 1.0731 | 1.0816 | 1.1046 | 1.1273 | 1.1479 | 1.17 | 1.1946 | 1.2202 | 1.2462 | 1.2735 | 1.3019 | 1.3314 | 1.3613 | 1.3915 | 1.423 | 1.4551 | 1.4886 | 1.524 | 1.5605 | 1.5974 | 1 | 1.0074 | 1.0088 | 1.0263 | 1.0461 | 1.0714 | 1.098 | 1.1188 | 1.1404 | 1.1624 | 1.1847 | 1.2071 | 1.2327 | 1.2588 | 1.2855 | 1.3131 | 1.3417 | 1.3713 | 1.402 | 1.4331 | 1.4655 | 1.4986 | 1.5328 | 1.5677 | 1.603 | 1.639 | 1 | 1.0075 | 1.0149 | 1.0224 | 1.0298 | 1.0373 | 1.0381 | 1.0389 | 1.0398 | 1.0406 | 1.0415 | 1.0423 | 1.0431 | 1.044 | 1.0448 | 1.0456 | 1.0465 | 1.0473 | 1.0482 | 1.049 | 1.0498 | 1.0507 | 1.0515 | 1.0524 | 1.0532 | 1.054 | 0 | 0 | 0 | 0 | 1.2433e-16 | 0.08347 | 0.28327 | 0.50305 | 0.74482 | 1 | 1 | 1 | 1 | 1 | 1 | 1 | 1 | 1 | 1 | 1 | 1 | 1 | 1 | 1 | 1 | 1
Land-Based Wind | St. Lawrence | E | 2 | 69.867 | 2605.9165 | 363.2622 | 77.5103 | 30.37% | 1 | 1.0607 | 1.7099 | 1.7383 | 1.7563 | 1.7792 | 1.8012 | 1.812 | 1.8262 | 1.8433 | 1.8613 | 1.8784 | 1.8983 | 1.9267 | 1.9554 | 1.9864 | 2.0189 | 2.0523 | 2.0869 | 2.122 | 2.1584 | 2.1952 | 2.2326 | 2.2704 | 2.3082 | 2.3465 | 1 | 1.0154 | 1.0149 | 1.0334 | 1.0437 | 1.0503 | 1.0731 | 1.0816 | 1.1046 | 1.1273 | 1.1479 | 1.17 | 1.1946 | 1.2202 | 1.2462 | 1.2735 | 1.3019 | 1.3314 | 1.3613 | 1.3915 | 1.423 | 1.4551 | 1.4886 | 1.524 | 1.5605 | 1.5974 | 1 | 1.0074 | 1.0088 | 1.0263 | 1.0461 | 1.0714 | 1.098 | 1.1188 | 1.1404 | 1.1624 | 1.1847 | 1.2071 | 1.2327 | 1.2588 | 1.2855 | 1.3131 | 1.3417 | 1.3713 | 1.402 | 1.4331 | 1.4655 | 1.4986 | 1.5328 | 1.5677 | 1.603 | 1.639 | 1 | 1.0075 | 1.0149 | 1.0224 | 1.0298 | 1.0373 | 1.0381 | 1.0389 | 1.0398 | 1.0406 | 1.0415 | 1.0423 | 1.0431 | 1.044 | 1.0448 | 1.0456 | 1.0465 | 1.0473 | 1.0482 | 1.049 | 1.0498 | 1.0507 | 1.0515 | 1.0524 | 1.0532 | 1.054 | 0 | 0 | 0 | 0 | 0 | 0 | 0 | 0 | 0 | 0.043206 | 1 | 1 | 1 | 1 | 1 | 1 | 1 | 1 | 1 | 1 | 1 | 1 | 1 | 1 | 1 | 1
Land-Based Wind | St. Lawrence | E | 3 | 19.3046 | 2746.0967 | 537.9802 | 81.6798 | 29.12% | 1 | 1.0607 | 1.7099 | 1.7383 | 1.7563 | 1.7792 | 1.8012 | 1.812 | 1.8262 | 1.8433 | 1.8613 | 1.8784 | 1.8983 | 1.9267 | 1.9554 | 1.9864 | 2.0189 | 2.0523 | 2.0869 | 2.122 | 2.1584 | 2.1952 | 2.2326 | 2.2704 | 2.3082 | 2.3465 | 1 | 1.0154 | 1.0149 | 1.0334 | 1.0437 | 1.0503 | 1.0731 | 1.0816 | 1.1046 | 1.1273 | 1.1479 | 1.17 | 1.1946 | 1.2202 | 1.2462 | 1.2735 | 1.3019 | 1.3314 | 1.3613 | 1.3915 | 1.423 | 1.4551 | 1.4886 | 1.524 | 1.5605 | 1.5974 | 1 | 1.0074 | 1.0088 | 1.0263 | 1.0461 | 1.0714 | 1.098 | 1.1188 | 1.1404 | 1.1624 | 1.1847 | 1.2071 | 1.2327 | 1.2588 | 1.2855 | 1.3131 | 1.3417 | 1.3713 | 1.402 | 1.4331 | 1.4655 | 1.4986 | 1.5328 | 1.5677 | 1.603 | 1.639 | 1 | 1.0075 | 1.0149 | 1.0224 | 1.0298 | 1.0373 | 1.0381 | 1.0389 | 1.0398 | 1.0406 | 1.0415 | 1.0423 | 1.0431 | 1.044 | 1.0448 | 1.0456 | 1.0465 | 1.0473 | 1.0482 | 1.049 | 1.0498 | 1.0507 | 1.0515 | 1.0524 | 1.0532 | 1.054 | 0 | 0 | 0 | 0 | 0 | 0 | 0 | 0 | 0 | 0 | 1 | 1 | 1 | 1 | 1 | 1 | 1 | 1 | 1 | 1 | 1 | 1 | 1 | 1 | 1 | 1
Land-Based Wind | Steuben | C | 1 | 1366.2783 | 1727.5203 | 147.3134 | 56.4882 | 30.82% | 1 | 1.0607 | 1.7871 | 1.8168 | 1.8356 | 1.8595 | 1.8826 | 1.8938 | 1.9087 | 1.9266 | 1.9453 | 1.9633 | 1.984 | 2.0137 | 2.0437 | 2.0761 | 2.1101 | 2.1449 | 2.1812 | 2.2178 | 2.2559 | 2.2943 | 2.3334 | 2.3729 | 2.4124 | 2.4525 | 1 | 1.0154 | 1.0149 | 1.0334 | 1.0437 | 1.0503 | 1.0731 | 1.0816 | 1.1046 | 1.1273 | 1.1479 | 1.17 | 1.1946 | 1.2202 | 1.2462 | 1.2735 | 1.3019 | 1.3314 | 1.3613 | 1.3915 | 1.423 | 1.4551 | 1.4886 | 1.524 | 1.5605 | 1.5974 | 1 | 1.0074 | 1.0088 | 1.0263 | 1.0461 | 1.0714 | 1.098 | 1.1188 | 1.1404 | 1.1624 | 1.1847 | 1.2071 | 1.2327 | 1.2588 | 1.2855 | 1.3131 | 1.3417 | 1.3713 | 1.402 | 1.4331 | 1.4655 | 1.4986 | 1.5328 | 1.5677 | 1.603 | 1.639 | 1 | 1.0075 | 1.0149 | 1.0224 | 1.0298 | 1.0373 | 1.0381 | 1.0389 | 1.0398 | 1.0406 | 1.0415 | 1.0423 | 1.0431 | 1.044 | 1.0448 | 1.0456 | 1.0465 | 1.0473 | 1.0482 | 1.049 | 1.0498 | 1.0507 | 1.0515 | 1.0524 | 1.0532 | 1.054 | 0 | 0 | 0.071172 | 0.19649 | 0.38376 | 0.49979 | 0.56259 | 0.63168 | 0.70768 | 0.78789 | 0.78789 | 0.78789 | 0.78789 | 0.78789 | 0.78789 | 0.78789 | 0.78789 | 0.78789 | 0.78789 | 0.78789 | 0.78789 | 0.78789 | 0.78789 | 0.78789 | 0.78789 | 0.78789
Land-Based Wind | Steuben | C | 2 | 68.601 | 2254.2089 | 633.3442 | 80.4589 | 30.41% | 1 | 1.0607 | 2.0519 | 2.0859 | 2.1076 | 2.135 | 2.1615 | 2.1744 | 2.1915 | 2.212 | 2.2335 | 2.2541 | 2.278 | 2.312 | 2.3465 | 2.3837 | 2.4227 | 2.4627 | 2.5043 | 2.5464 | 2.5901 | 2.6342 | 2.6792 | 2.7245 | 2.7698 | 2.8158 | 1 | 1.0154 | 1.0149 | 1.0334 | 1.0437 | 1.0503 | 1.0731 | 1.0816 | 1.1046 | 1.1273 | 1.1479 | 1.17 | 1.1946 | 1.2202 | 1.2462 | 1.2735 | 1.3019 | 1.3314 | 1.3613 | 1.3915 | 1.423 | 1.4551 | 1.4886 | 1.524 | 1.5605 | 1.5974 | 1 | 1.0074 | 1.0088 | 1.0263 | 1.0461 | 1.0714 | 1.098 | 1.1188 | 1.1404 | 1.1624 | 1.1847 | 1.2071 | 1.2327 | 1.2588 | 1.2855 | 1.3131 | 1.3417 | 1.3713 | 1.402 | 1.4331 | 1.4655 | 1.4986 | 1.5328 | 1.5677 | 1.603 | 1.639 | 1 | 1.0075 | 1.0149 | 1.0224 | 1.0298 | 1.0373 | 1.0381 | 1.0389 | 1.0398 | 1.0406 | 1.0415 | 1.0423 | 1.0431 | 1.044 | 1.0448 | 1.0456 | 1.0465 | 1.0473 | 1.0482 | 1.049 | 1.0498 | 1.0507 | 1.0515 | 1.0524 | 1.0532 | 1.054 | 0 | 0 | 0 | 0 | 0 | 0 | 0 | 0 | 0 | 0.043206 | 1 | 1 | 1 | 1 | 1 | 1 | 1 | 1 | 1 | 1 | 1 | 1 | 1 | 1 | 1 | 1
Land-Based Wind | Sullivan | E | 1 | 76.5359 | 2424.0765 | 90.8774 | 72.1016 | 33.55% | 1 | 1.0607 | 1.7099 | 1.7383 | 1.7563 | 1.7792 | 1.8012 | 1.812 | 1.8262 | 1.8433 | 1.8613 | 1.8784 | 1.8983 | 1.9267 | 1.9554 | 1.9864 | 2.0189 | 2.0523 | 2.0869 | 2.122 | 2.1584 | 2.1952 | 2.2326 | 2.2704 | 2.3082 | 2.3465 | 1 | 1.0154 | 1.0149 | 1.0334 | 1.0437 | 1.0503 | 1.0731 | 1.0816 | 1.1046 | 1.1273 | 1.1479 | 1.17 | 1.1946 | 1.2202 | 1.2462 | 1.2735 | 1.3019 | 1.3314 | 1.3613 | 1.3915 | 1.423 | 1.4551 | 1.4886 | 1.524 | 1.5605 | 1.5974 | 1 | 1.0074 | 1.0088 | 1.0263 | 1.0461 | 1.0714 | 1.098 | 1.1188 | 1.1404 | 1.1624 | 1.1847 | 1.2071 | 1.2327 | 1.2588 | 1.2855 | 1.3131 | 1.3417 | 1.3713 | 1.402 | 1.4331 | 1.4655 | 1.4986 | 1.5328 | 1.5677 | 1.603 | 1.639 | 1 | 1.0075 | 1.0149 | 1.0224 | 1.0298 | 1.0373 | 1.0381 | 1.0389 | 1.0398 | 1.0406 | 1.0415 | 1.0423 | 1.0431 | 1.044 | 1.0448 | 1.0456 | 1.0465 | 1.0473 | 1.0482 | 1.049 | 1.0498 | 1.0507 | 1.0515 | 1.0524 | 1.0532 | 1.054 | 0 | 0 | 0 | 0 | 1.2433e-16 | 0.08347 | 0.28327 | 0.50305 | 0.74482 | 1 | 1 | 1 | 1 | 1 | 1 | 1 | 1 | 1 | 1 | 1 | 1 | 1 | 1 | 1 | 1 | 1
Land-Based Wind | Sullivan | E | 2 | 26.95 | 2668.0964 | 534.8398 | 79.3598 | 30.12% | 1 | 1.0607 | 1.7099 | 1.7383 | 1.7563 | 1.7792 | 1.8012 | 1.812 | 1.8262 | 1.8433 | 1.8613 | 1.8784 | 1.8983 | 1.9267 | 1.9554 | 1.9864 | 2.0189 | 2.0523 | 2.0869 | 2.122 | 2.1584 | 2.1952 | 2.2326 | 2.2704 | 2.3082 | 2.3465 | 1 | 1.0154 | 1.0149 | 1.0334 | 1.0437 | 1.0503 | 1.0731 | 1.0816 | 1.1046 | 1.1273 | 1.1479 | 1.17 | 1.1946 | 1.2202 | 1.2462 | 1.2735 | 1.3019 | 1.3314 | 1.3613 | 1.3915 | 1.423 | 1.4551 | 1.4886 | 1.524 | 1.5605 | 1.5974 | 1 | 1.0074 | 1.0088 | 1.0263 | 1.0461 | 1.0714 | 1.098 | 1.1188 | 1.1404 | 1.1624 | 1.1847 | 1.2071 | 1.2327 | 1.2588 | 1.2855 | 1.3131 | 1.3417 | 1.3713 | 1.402 | 1.4331 | 1.4655 | 1.4986 | 1.5328 | 1.5677 | 1.603 | 1.639 | 1 | 1.0075 | 1.0149 | 1.0224 | 1.0298 | 1.0373 | 1.0381 | 1.0389 | 1.0398 | 1.0406 | 1.0415 | 1.0423 | 1.0431 | 1.044 | 1.0448 | 1.0456 | 1.0465 | 1.0473 | 1.0482 | 1.049 | 1.0498 | 1.0507 | 1.0515 | 1.0524 | 1.0532 | 1.054 | 0 | 0 | 0 | 0 | 0 | 0 | 0 | 0 | 0 | 0.043206 | 1 | 1 | 1 | 1 | 1 | 1 | 1 | 1 | 1 | 1 | 1 | 1 | 1 | 1 | 1 | 1
Land-Based Wind | Tioga | C | 1 | 77.0001 | 2135.4413 | 264.9502 | 76.2198 | 29.52% | 1 | 1.0607 | 2.0519 | 2.0859 | 2.1076 | 2.135 | 2.1615 | 2.1744 | 2.1915 | 2.212 | 2.2335 | 2.2541 | 2.278 | 2.312 | 2.3465 | 2.3837 | 2.4227 | 2.4627 | 2.5043 | 2.5464 | 2.5901 | 2.6342 | 2.6792 | 2.7245 | 2.7698 | 2.8158 | 1 | 1.0154 | 1.0149 | 1.0334 | 1.0437 | 1.0503 | 1.0731 | 1.0816 | 1.1046 | 1.1273 | 1.1479 | 1.17 | 1.1946 | 1.2202 | 1.2462 | 1.2735 | 1.3019 | 1.3314 | 1.3613 | 1.3915 | 1.423 | 1.4551 | 1.4886 | 1.524 | 1.5605 | 1.5974 | 1 | 1.0074 | 1.0088 | 1.0263 | 1.0461 | 1.0714 | 1.098 | 1.1188 | 1.1404 | 1.1624 | 1.1847 | 1.2071 | 1.2327 | 1.2588 | 1.2855 | 1.3131 | 1.3417 | 1.3713 | 1.402 | 1.4331 | 1.4655 | 1.4986 | 1.5328 | 1.5677 | 1.603 | 1.639 | 1 | 1.0075 | 1.0149 | 1.0224 | 1.0298 | 1.0373 | 1.0381 | 1.0389 | 1.0398 | 1.0406 | 1.0415 | 1.0423 | 1.0431 | 1.044 | 1.0448 | 1.0456 | 1.0465 | 1.0473 | 1.0482 | 1.049 | 1.0498 | 1.0507 | 1.0515 | 1.0524 | 1.0532 | 1.054 | 0 | 0 | 0 | 0 | 1.2433e-16 | 0.08347 | 0.28327 | 0.50305 | 0.74482 | 1 | 1 | 1 | 1 | 1 | 1 | 1 | 1 | 1 | 1 | 1 | 1 | 1 | 1 | 1 | 1 | 1
Land-Based Wind | Tioga | C | 2 | 61.05 | 2196.278 | 649.4704 | 78.3912 | 29.52% | 1 | 1.0607 | 2.0519 | 2.0859 | 2.1076 | 2.135 | 2.1615 | 2.1744 | 2.1915 | 2.212 | 2.2335 | 2.2541 | 2.278 | 2.312 | 2.3465 | 2.3837 | 2.4227 | 2.4627 | 2.5043 | 2.5464 | 2.5901 | 2.6342 | 2.6792 | 2.7245 | 2.7698 | 2.8158 | 1 | 1.0154 | 1.0149 | 1.0334 | 1.0437 | 1.0503 | 1.0731 | 1.0816 | 1.1046 | 1.1273 | 1.1479 | 1.17 | 1.1946 | 1.2202 | 1.2462 | 1.2735 | 1.3019 | 1.3314 | 1.3613 | 1.3915 | 1.423 | 1.4551 | 1.4886 | 1.524 | 1.5605 | 1.5974 | 1 | 1.0074 | 1.0088 | 1.0263 | 1.0461 | 1.0714 | 1.098 | 1.1188 | 1.1404 | 1.1624 | 1.1847 | 1.2071 | 1.2327 | 1.2588 | 1.2855 | 1.3131 | 1.3417 | 1.3713 | 1.402 | 1.4331 | 1.4655 | 1.4986 | 1.5328 | 1.5677 | 1.603 | 1.639 | 1 | 1.0075 | 1.0149 | 1.0224 | 1.0298 | 1.0373 | 1.0381 | 1.0389 | 1.0398 | 1.0406 | 1.0415 | 1.0423 | 1.0431 | 1.044 | 1.0448 | 1.0456 | 1.0465 | 1.0473 | 1.0482 | 1.049 | 1.0498 | 1.0507 | 1.0515 | 1.0524 | 1.0532 | 1.054 | 0 | 0 | 0 | 0 | 0 | 0 | 0 | 0 | 0 | 0.043206 | 1 | 1 | 1 | 1 | 1 | 1 | 1 | 1 | 1 | 1 | 1 | 1 | 1 | 1 | 1 | 1
Land-Based Wind | Tompkins | C | 1 | 27.7152 | 2661.5508 | 409.2549 | 79.1651 | 35.46% | 1 | 1.0607 | 1.7099 | 1.7383 | 1.7563 | 1.7792 | 1.8012 | 1.812 | 1.8262 | 1.8433 | 1.8613 | 1.8784 | 1.8983 | 1.9267 | 1.9554 | 1.9864 | 2.0189 | 2.0523 | 2.0869 | 2.122 | 2.1584 | 2.1952 | 2.2326 | 2.2704 | 2.3082 | 2.3465 | 1 | 1.0154 | 1.0149 | 1.0334 | 1.0437 | 1.0503 | 1.0731 | 1.0816 | 1.1046 | 1.1273 | 1.1479 | 1.17 | 1.1946 | 1.2202 | 1.2462 | 1.2735 | 1.3019 | 1.3314 | 1.3613 | 1.3915 | 1.423 | 1.4551 | 1.4886 | 1.524 | 1.5605 | 1.5974 | 1 | 1.0074 | 1.0088 | 1.0263 | 1.0461 | 1.0714 | 1.098 | 1.1188 | 1.1404 | 1.1624 | 1.1847 | 1.2071 | 1.2327 | 1.2588 | 1.2855 | 1.3131 | 1.3417 | 1.3713 | 1.402 | 1.4331 | 1.4655 | 1.4986 | 1.5328 | 1.5677 | 1.603 | 1.639 | 1 | 1.0075 | 1.0149 | 1.0224 | 1.0298 | 1.0373 | 1.0381 | 1.0389 | 1.0398 | 1.0406 | 1.0415 | 1.0423 | 1.0431 | 1.044 | 1.0448 | 1.0456 | 1.0465 | 1.0473 | 1.0482 | 1.049 | 1.0498 | 1.0507 | 1.0515 | 1.0524 | 1.0532 | 1.054 | 0 | 0 | 0 | 0 | 1.2433e-16 | 0.08347 | 0.28327 | 0.50305 | 0.74482 | 1 | 1 | 1 | 1 | 1 | 1 | 1 | 1 | 1 | 1 | 1 | 1 | 1 | 1 | 1 | 1 | 1
Land-Based Wind | Tompkins | C | 2 | 52.8992 | 2655.8741 | 658.1101 | 79.2583 | 32.96% | 1 | 1.0607 | 1.7156 | 1.7441 | 1.7621 | 1.7851 | 1.8072 | 1.818 | 1.8323 | 1.8494 | 1.8675 | 1.8847 | 1.9046 | 1.9331 | 1.9619 | 1.993 | 2.0256 | 2.0591 | 2.0939 | 2.129 | 2.1656 | 2.2025 | 2.24 | 2.2779 | 2.3159 | 2.3543 | 1 | 1.0154 | 1.0149 | 1.0334 | 1.0437 | 1.0503 | 1.0731 | 1.0816 | 1.1046 | 1.1273 | 1.1479 | 1.17 | 1.1946 | 1.2202 | 1.2462 | 1.2735 | 1.3019 | 1.3314 | 1.3613 | 1.3915 | 1.423 | 1.4551 | 1.4886 | 1.524 | 1.5605 | 1.5974 | 1 | 1.0074 | 1.0088 | 1.0263 | 1.0461 | 1.0714 | 1.098 | 1.1188 | 1.1404 | 1.1624 | 1.1847 | 1.2071 | 1.2327 | 1.2588 | 1.2855 | 1.3131 | 1.3417 | 1.3713 | 1.402 | 1.4331 | 1.4655 | 1.4986 | 1.5328 | 1.5677 | 1.603 | 1.639 | 1 | 1.0075 | 1.0149 | 1.0224 | 1.0298 | 1.0373 | 1.0381 | 1.0389 | 1.0398 | 1.0406 | 1.0415 | 1.0423 | 1.0431 | 1.044 | 1.0448 | 1.0456 | 1.0465 | 1.0473 | 1.0482 | 1.049 | 1.0498 | 1.0507 | 1.0515 | 1.0524 | 1.0532 | 1.054 | 0 | 0 | 0 | 0 | 0 | 0 | 0 | 0 | 0 | 0.043206 | 1 | 1 | 1 | 1 | 1 | 1 | 1 | 1 | 1 | 1 | 1 | 1 | 1 | 1 | 1 | 1
Land-Based Wind | Wayne | B | 1 | 283.0645 | 2275.2951 | 54.1313 | 67.6763 | 32.34% | 1 | 1.0607 | 1.7099 | 1.7383 | 1.7563 | 1.7792 | 1.8012 | 1.812 | 1.8262 | 1.8433 | 1.8613 | 1.8784 | 1.8983 | 1.9267 | 1.9554 | 1.9864 | 2.0189 | 2.0523 | 2.0869 | 2.122 | 2.1584 | 2.1952 | 2.2326 | 2.2704 | 2.3082 | 2.3465 | 1 | 1.0154 | 1.0149 | 1.0334 | 1.0437 | 1.0503 | 1.0731 | 1.0816 | 1.1046 | 1.1273 | 1.1479 | 1.17 | 1.1946 | 1.2202 | 1.2462 | 1.2735 | 1.3019 | 1.3314 | 1.3613 | 1.3915 | 1.423 | 1.4551 | 1.4886 | 1.524 | 1.5605 | 1.5974 | 1 | 1.0074 | 1.0088 | 1.0263 | 1.0461 | 1.0714 | 1.098 | 1.1188 | 1.1404 | 1.1624 | 1.1847 | 1.2071 | 1.2327 | 1.2588 | 1.2855 | 1.3131 | 1.3417 | 1.3713 | 1.402 | 1.4331 | 1.4655 | 1.4986 | 1.5328 | 1.5677 | 1.603 | 1.639 | 1 | 1.0075 | 1.0149 | 1.0224 | 1.0298 | 1.0373 | 1.0381 | 1.0389 | 1.0398 | 1.0406 | 1.0415 | 1.0423 | 1.0431 | 1.044 | 1.0448 | 1.0456 | 1.0465 | 1.0473 | 1.0482 | 1.049 | 1.0498 | 1.0507 | 1.0515 | 1.0524 | 1.0532 | 1.054 | 0 | 0 | 0 | 0 | 1.2433e-16 | 0.08347 | 0.28327 | 0.50305 | 0.74482 | 1 | 1 | 1 | 1 | 1 | 1 | 1 | 1 | 1 | 1 | 1 | 1 | 1 | 1 | 1 | 1 | 1
Land-Based Wind | Wyoming | A | 1 | 246.5152 | 1346.7551 | 229.87 | 48.0694 | 24.19% | 1 | 1.0607 | 2.0519 | 2.0859 | 2.1076 | 2.135 | 2.1615 | 2.1744 | 2.1915 | 2.212 | 2.2335 | 2.2541 | 2.278 | 2.312 | 2.3465 | 2.3837 | 2.4227 | 2.4627 | 2.5043 | 2.5464 | 2.5901 | 2.6342 | 2.6792 | 2.7245 | 2.7698 | 2.8158 | 1 | 1.0154 | 1.0149 | 1.0334 | 1.0437 | 1.0503 | 1.0731 | 1.0816 | 1.1046 | 1.1273 | 1.1479 | 1.17 | 1.1946 | 1.2202 | 1.2462 | 1.2735 | 1.3019 | 1.3314 | 1.3613 | 1.3915 | 1.423 | 1.4551 | 1.4886 | 1.524 | 1.5605 | 1.5974 | 1 | 1.0074 | 1.0088 | 1.0263 | 1.0461 | 1.0714 | 1.098 | 1.1188 | 1.1404 | 1.1624 | 1.1847 | 1.2071 | 1.2327 | 1.2588 | 1.2855 | 1.3131 | 1.3417 | 1.3713 | 1.402 | 1.4331 | 1.4655 | 1.4986 | 1.5328 | 1.5677 | 1.603 | 1.639 | 1 | 1.0075 | 1.0149 | 1.0224 | 1.0298 | 1.0373 | 1.0381 | 1.0389 | 1.0398 | 1.0406 | 1.0415 | 1.0423 | 1.0431 | 1.044 | 1.0448 | 1.0456 | 1.0465 | 1.0473 | 1.0482 | 1.049 | 1.0498 | 1.0507 | 1.0515 | 1.0524 | 1.0532 | 1.054 | 0 | 0 | 0.091452 | 0.25248 | 0.49311 | 0.64116 | 0.71939 | 0.80544 | 0.90009 | 1 | 1 | 1 | 1 | 1 | 1 | 1 | 1 | 1 | 1 | 1 | 1 | 1 | 1 | 1 | 1 | 1
Land-Based Wind | Yates | C | 1 | 163.9132 | 2321.6157 | 138.3975 | 70.4826 | 32.87% | 1 | 1.0607 | 1.7453 | 1.7743 | 1.7926 | 1.816 | 1.8385 | 1.8495 | 1.864 | 1.8815 | 1.8998 | 1.9173 | 1.9376 | 1.9665 | 1.9959 | 2.0275 | 2.0607 | 2.0947 | 2.1301 | 2.1659 | 2.2031 | 2.2406 | 2.2788 | 2.3174 | 2.356 | 2.3951 | 1 | 1.0154 | 1.0149 | 1.0334 | 1.0437 | 1.0503 | 1.0731 | 1.0816 | 1.1046 | 1.1273 | 1.1479 | 1.17 | 1.1946 | 1.2202 | 1.2462 | 1.2735 | 1.3019 | 1.3314 | 1.3613 | 1.3915 | 1.423 | 1.4551 | 1.4886 | 1.524 | 1.5605 | 1.5974 | 1 | 1.0074 | 1.0088 | 1.0263 | 1.0461 | 1.0714 | 1.098 | 1.1188 | 1.1404 | 1.1624 | 1.1847 | 1.2071 | 1.2327 | 1.2588 | 1.2855 | 1.3131 | 1.3417 | 1.3713 | 1.402 | 1.4331 | 1.4655 | 1.4986 | 1.5328 | 1.5677 | 1.603 | 1.639 | 1 | 1.0075 | 1.0149 | 1.0224 | 1.0298 | 1.0373 | 1.0381 | 1.0389 | 1.0398 | 1.0406 | 1.0415 | 1.0423 | 1.0431 | 1.044 | 1.0448 | 1.0456 | 1.0465 | 1.0473 | 1.0482 | 1.049 | 1.0498 | 1.0507 | 1.0515 | 1.0524 | 1.0532 | 1.054 | 0 | 0 | 0 | 0 | 1.2433e-16 | 0.08347 | 0.28327 | 0.50305 | 0.74482 | 1 | 1 | 1 | 1 | 1 | 1 | 1 | 1 | 1 | 1 | 1 | 1 | 1 | 1 | 1 | 1 | 1
Land-Based Wind | Yates | C | 2 | 79.2 | 2550.9914 | 383.1213 | 75.8766 | 30.84% | 1 | 1.0607 | 1.7099 | 1.7383 | 1.7563 | 1.7792 | 1.8012 | 1.812 | 1.8262 | 1.8433 | 1.8613 | 1.8784 | 1.8983 | 1.9267 | 1.9554 | 1.9864 | 2.0189 | 2.0523 | 2.0869 | 2.122 | 2.1584 | 2.1952 | 2.2326 | 2.2704 | 2.3082 | 2.3465 | 1 | 1.0154 | 1.0149 | 1.0334 | 1.0437 | 1.0503 | 1.0731 | 1.0816 | 1.1046 | 1.1273 | 1.1479 | 1.17 | 1.1946 | 1.2202 | 1.2462 | 1.2735 | 1.3019 | 1.3314 | 1.3613 | 1.3915 | 1.423 | 1.4551 | 1.4886 | 1.524 | 1.5605 | 1.5974 | 1 | 1.0074 | 1.0088 | 1.0263 | 1.0461 | 1.0714 | 1.098 | 1.1188 | 1.1404 | 1.1624 | 1.1847 | 1.2071 | 1.2327 | 1.2588 | 1.2855 | 1.3131 | 1.3417 | 1.3713 | 1.402 | 1.4331 | 1.4655 | 1.4986 | 1.5328 | 1.5677 | 1.603 | 1.639 | 1 | 1.0075 | 1.0149 | 1.0224 | 1.0298 | 1.0373 | 1.0381 | 1.0389 | 1.0398 | 1.0406 | 1.0415 | 1.0423 | 1.0431 | 1.044 | 1.0448 | 1.0456 | 1.0465 | 1.0473 | 1.0482 | 1.049 | 1.0498 | 1.0507 | 1.0515 | 1.0524 | 1.0532 | 1.054 | 0 | 0 | 0 | 0 | 0 | 0 | 0 | 0 | 0 | 0.043206 | 1 | 1 | 1 | 1 | 1 | 1 | 1 | 1 | 1 | 1 | 1 | 1 | 1 | 1 | 1 | 1

## 2b_Utility-Scale Solar
Table 2:Utility-Scale Solar |  |  |  |  | Values in nominal dollars |  |  |  | Resource CapEx Escalator | [25 empty] | IX CapEx Escalator | [25 empty] | OPEX Escalator | [25 empty] | Capacity Factor Escalator | [25 empty] | Phased-In MW Escalator
Technology Type | County | Interconnection Zone | CapEx Bin | Available Capacity (MWac) | 2025 Weighted Avg Resource CapEx ($/kWac) | 2025 Weighted Avg IX CapEx ($/kWac) | 2025 Weighted Avg OpEx ($/kWac-year) | 2025 Weighted Avg Capacity Factor | 2025 | 2026 | 2027 | 2028 | 2029 | 2030 | 2031 | 2032 | 2033 | 2034 | 2035 | 2036 | 2037 | 2038 | 2039 | 2040 | 2041 | 2042 | 2043 | 2044 | 2045 | 2046 | 2047 | 2048 | 2049 | 2050 | 2025 | 2026 | 2027 | 2028 | 2029 | 2030 | 2031 | 2032 | 2033 | 2034 | 2035 | 2036 | 2037 | 2038 | 2039 | 2040 | 2041 | 2042 | 2043 | 2044 | 2045 | 2046 | 2047 | 2048 | 2049 | 2050 | 2025 | 2026 | 2027 | 2028 | 2029 | 2030 | 2031 | 2032 | 2033 | 2034 | 2035 | 2036 | 2037 | 2038 | 2039 | 2040 | 2041 | 2042 | 2043 | 2044 | 2045 | 2046 | 2047 | 2048 | 2049 | 2050 | 2025 | 2026 | 2027 | 2028 | 2029 | 2030 | 2031 | 2032 | 2033 | 2034 | 2035 | 2036 | 2037 | 2038 | 2039 | 2040 | 2041 | 2042 | 2043 | 2044 | 2045 | 2046 | 2047 | 2048 | 2049 | 2050 | 2025 | 2026 | 2027 | 2028 | 2029 | 2030 | 2031 | 2032 | 2033 | 2034 | 2035 | 2036 | 2037 | 2038 | 2039 | 2040 | 2041 | 2042 | 2043 | 2044 | 2045 | 2046 | 2047 | 2048 | 2049 | 2050
Utility-Scale Solar | Albany | F | 1 | 242.8606 | 1484.6889 | 436.1047 | 27.0642 | 0.2093 | 1 | 1.0571 | 1.6777 | 1.7014 | 1.713 | 1.7231 | 1.7424 | 1.7195 | 1.7063 | 1.6948 | 1.6814 | 1.666 | 1.6502 | 1.6384 | 1.6259 | 1.6145 | 1.6025 | 1.6108 | 1.6194 | 1.6272 | 1.6354 | 1.6427 | 1.6498 | 1.6567 | 1.6626 | 1.6679 | 1 | 1.0154 | 1.0149 | 1.0334 | 1.0437 | 1.0503 | 1.0731 | 1.0816 | 1.1046 | 1.1273 | 1.1479 | 1.17 | 1.1946 | 1.2202 | 1.2462 | 1.2735 | 1.3019 | 1.3314 | 1.3613 | 1.3915 | 1.423 | 1.4551 | 1.4886 | 1.524 | 1.5605 | 1.5974 | 1 | 1.0074 | 1.0088 | 1.0263 | 1.0461 | 1.0714 | 1.098 | 1.1069 | 1.116 | 1.1249 | 1.1335 | 1.1416 | 1.1495 | 1.1571 | 1.1644 | 1.1718 | 1.1791 | 1.1968 | 1.215 | 1.2331 | 1.2519 | 1.2709 | 1.2902 | 1.3096 | 1.3289 | 1.3483 | 1 | 1 | 1 | 1 | 1 | 1 | 1 | 1 | 1 | 1 | 1 | 1 | 1 | 1 | 1 | 1 | 1 | 1 | 1 | 1 | 1 | 1 | 1 | 1 | 1 | 1 | 0 | 0 | 0.0067467 | 0.030276 | 0.067291 | 0.11171 | 0.16377 | 0.23369 | 0.30475 | 0.3758 | 0.44686 | 0.51792 | 0.58897 | 0.66003 | 0.73108 | 0.80214 | 0.8732 | 0.94425 | 1 | 1 | 1 | 1 | 1 | 1 | 1 | 1
Utility-Scale Solar | Albany | F | 2 | 220.3049 | 1536.2525 | 933.3418 | 28.0041 | 0.2093 | 1 | 1.0571 | 1.6777 | 1.7014 | 1.713 | 1.7231 | 1.7424 | 1.7195 | 1.7063 | 1.6948 | 1.6814 | 1.666 | 1.6502 | 1.6384 | 1.6259 | 1.6145 | 1.6025 | 1.6108 | 1.6194 | 1.6272 | 1.6354 | 1.6427 | 1.6498 | 1.6567 | 1.6626 | 1.6679 | 1 | 1.0154 | 1.0149 | 1.0334 | 1.0437 | 1.0503 | 1.0731 | 1.0816 | 1.1046 | 1.1273 | 1.1479 | 1.17 | 1.1946 | 1.2202 | 1.2462 | 1.2735 | 1.3019 | 1.3314 | 1.3613 | 1.3915 | 1.423 | 1.4551 | 1.4886 | 1.524 | 1.5605 | 1.5974 | 1 | 1.0074 | 1.0088 | 1.0263 | 1.0461 | 1.0714 | 1.098 | 1.1069 | 1.116 | 1.1249 | 1.1335 | 1.1416 | 1.1495 | 1.1571 | 1.1644 | 1.1718 | 1.1791 | 1.1968 | 1.215 | 1.2331 | 1.2519 | 1.2709 | 1.2902 | 1.3096 | 1.3289 | 1.3483 | 1 | 1 | 1 | 1 | 1 | 1 | 1 | 1 | 1 | 1 | 1 | 1 | 1 | 1 | 1 | 1 | 1 | 1 | 1 | 1 | 1 | 1 | 1 | 1 | 1 | 1 | 0 | 0 | 0 | 0 | 0 | 0 | 0 | 0 | 0 | 0 | 0 | 0 | 0 | 0 | 0 | 0 | 0 | 0 | 0.042337 | 0.23883 | 0.43532 | 0.63181 | 0.8283 | 1 | 1 | 1
Utility-Scale Solar | Albany | F | 3 | 104.2296 | 1580.9901 | 1753.4507 | 28.8196 | 0.2093 | 1 | 1.0571 | 1.6777 | 1.7014 | 1.713 | 1.7231 | 1.7424 | 1.7195 | 1.7063 | 1.6948 | 1.6814 | 1.666 | 1.6502 | 1.6384 | 1.6259 | 1.6145 | 1.6025 | 1.6108 | 1.6194 | 1.6272 | 1.6354 | 1.6427 | 1.6498 | 1.6567 | 1.6626 | 1.6679 | 1 | 1.0154 | 1.0149 | 1.0334 | 1.0437 | 1.0503 | 1.0731 | 1.0816 | 1.1046 | 1.1273 | 1.1479 | 1.17 | 1.1946 | 1.2202 | 1.2462 | 1.2735 | 1.3019 | 1.3314 | 1.3613 | 1.3915 | 1.423 | 1.4551 | 1.4886 | 1.524 | 1.5605 | 1.5974 | 1 | 1.0074 | 1.0088 | 1.0263 | 1.0461 | 1.0714 | 1.098 | 1.1069 | 1.116 | 1.1249 | 1.1335 | 1.1416 | 1.1495 | 1.1571 | 1.1644 | 1.1718 | 1.1791 | 1.1968 | 1.215 | 1.2331 | 1.2519 | 1.2709 | 1.2902 | 1.3096 | 1.3289 | 1.3483 | 1 | 1 | 1 | 1 | 1 | 1 | 1 | 1 | 1 | 1 | 1 | 1 | 1 | 1 | 1 | 1 | 1 | 1 | 1 | 1 | 1 | 1 | 1 | 1 | 1 | 1 | 0 | 0 | 0 | 0 | 0 | 0 | 0 | 0 | 0 | 0 | 0 | 0 | 0 | 0 | 0 | 0 | 0 | 0 | 0 | 0 | 0 | 0 | 0 | 0.041953 | 0.37441 | 0.70686
Utility-Scale Solar | Allegany | C | 1 | 790.3288 | 1138.1572 | 423.0535 | 24.4038 | 0.2015 | 1 | 1.0571 | 1.9734 | 2.0012 | 2.0149 | 2.0268 | 2.0495 | 2.0225 | 2.007 | 1.9935 | 1.9778 | 1.9596 | 1.9411 | 1.9272 | 1.9125 | 1.8991 | 1.8849 | 1.8947 | 1.9048 | 1.914 | 1.9236 | 1.9322 | 1.9405 | 1.9486 | 1.9556 | 1.9618 | 1 | 1.0154 | 1.0149 | 1.0334 | 1.0437 | 1.0503 | 1.0731 | 1.0816 | 1.1046 | 1.1273 | 1.1479 | 1.17 | 1.1946 | 1.2202 | 1.2462 | 1.2735 | 1.3019 | 1.3314 | 1.3613 | 1.3915 | 1.423 | 1.4551 | 1.4886 | 1.524 | 1.5605 | 1.5974 | 1 | 1.0074 | 1.0088 | 1.0263 | 1.0461 | 1.0714 | 1.098 | 1.1069 | 1.116 | 1.1249 | 1.1335 | 1.1416 | 1.1495 | 1.1571 | 1.1644 | 1.1718 | 1.1791 | 1.1968 | 1.215 | 1.2331 | 1.2519 | 1.2709 | 1.2902 | 1.3096 | 1.3289 | 1.3483 | 1 | 1 | 1 | 1 | 1 | 1 | 1 | 1 | 1 | 1 | 1 | 1 | 1 | 1 | 1 | 1 | 1 | 1 | 1 | 1 | 1 | 1 | 1 | 1 | 1 | 1 | 0 | 0 | 0.0085779 | 0.038493 | 0.085555 | 0.14203 | 0.20823 | 0.2747 | 0.34195 | 0.40921 | 0.47646 | 0.54372 | 0.61097 | 0.67822 | 0.74548 | 0.81273 | 0.87998 | 0.94724 | 1 | 1 | 1 | 1 | 1 | 1 | 1 | 1
Utility-Scale Solar | Allegany | C | 2 | 378.1589 | 1200.546 | 1070.1461 | 25.5559 | 0.2015 | 1 | 1.0571 | 1.9592 | 1.9868 | 2.0004 | 2.0122 | 2.0348 | 2.0079 | 1.9925 | 1.9792 | 1.9635 | 1.9455 | 1.9271 | 1.9133 | 1.8987 | 1.8854 | 1.8713 | 1.881 | 1.891 | 1.9002 | 1.9098 | 1.9183 | 1.9265 | 1.9346 | 1.9415 | 1.9477 | 1 | 1.0154 | 1.0149 | 1.0334 | 1.0437 | 1.0503 | 1.0731 | 1.0816 | 1.1046 | 1.1273 | 1.1479 | 1.17 | 1.1946 | 1.2202 | 1.2462 | 1.2735 | 1.3019 | 1.3314 | 1.3613 | 1.3915 | 1.423 | 1.4551 | 1.4886 | 1.524 | 1.5605 | 1.5974 | 1 | 1.0074 | 1.0088 | 1.0263 | 1.0461 | 1.0714 | 1.098 | 1.1069 | 1.116 | 1.1249 | 1.1335 | 1.1416 | 1.1495 | 1.1571 | 1.1644 | 1.1718 | 1.1791 | 1.1968 | 1.215 | 1.2331 | 1.2519 | 1.2709 | 1.2902 | 1.3096 | 1.3289 | 1.3483 | 1 | 1 | 1 | 1 | 1 | 1 | 1 | 1 | 1 | 1 | 1 | 1 | 1 | 1 | 1 | 1 | 1 | 1 | 1 | 1 | 1 | 1 | 1 | 1 | 1 | 1 | 0 | 0 | 0 | 0 | 0 | 0 | 0 | 0 | 0 | 0 | 0 | 0 | 0 | 0 | 0 | 0 | 0 | 0 | 0.042337 | 0.23883 | 0.43532 | 0.63181 | 0.8283 | 1 | 1 | 1
Utility-Scale Solar | Allegany | C | 3 | 97.1782 | 1218.7664 | 2016.8953 | 26.205 | 0.2015 | 1 | 1.0571 | 1.9789 | 2.0068 | 2.0205 | 2.0324 | 2.0552 | 2.0281 | 2.0126 | 1.9991 | 1.9833 | 1.9651 | 1.9465 | 1.9325 | 1.9178 | 1.9044 | 1.8902 | 1.8999 | 1.9101 | 1.9193 | 1.929 | 1.9376 | 1.9459 | 1.9541 | 1.961 | 1.9673 | 1 | 1.0154 | 1.0149 | 1.0334 | 1.0437 | 1.0503 | 1.0731 | 1.0816 | 1.1046 | 1.1273 | 1.1479 | 1.17 | 1.1946 | 1.2202 | 1.2462 | 1.2735 | 1.3019 | 1.3314 | 1.3613 | 1.3915 | 1.423 | 1.4551 | 1.4886 | 1.524 | 1.5605 | 1.5974 | 1 | 1.0074 | 1.0088 | 1.0263 | 1.0461 | 1.0714 | 1.098 | 1.1069 | 1.116 | 1.1249 | 1.1335 | 1.1416 | 1.1495 | 1.1571 | 1.1644 | 1.1718 | 1.1791 | 1.1968 | 1.215 | 1.2331 | 1.2519 | 1.2709 | 1.2902 | 1.3096 | 1.3289 | 1.3483 | 1 | 1 | 1 | 1 | 1 | 1 | 1 | 1 | 1 | 1 | 1 | 1 | 1 | 1 | 1 | 1 | 1 | 1 | 1 | 1 | 1 | 1 | 1 | 1 | 1 | 1 | 0 | 0 | 0 | 0 | 0 | 0 | 0 | 0 | 0 | 0 | 0 | 0 | 0 | 0 | 0 | 0 | 0 | 0 | 0 | 0 | 0 | 0 | 0 | 0.041953 | 0.37441 | 0.70686
Utility-Scale Solar | Broome | E | 1 | 123.6411 | 1167.6064 | 709.2118 | 25.1356 | 0.2002 | 1 | 1.0571 | 1.9813 | 2.0092 | 2.023 | 2.0349 | 2.0577 | 2.0306 | 2.015 | 2.0015 | 1.9857 | 1.9675 | 1.9488 | 1.9349 | 1.9202 | 1.9067 | 1.8925 | 1.9023 | 1.9124 | 1.9217 | 1.9313 | 1.94 | 1.9483 | 1.9564 | 1.9634 | 1.9697 | 1 | 1.0154 | 1.0149 | 1.0334 | 1.0437 | 1.0503 | 1.0731 | 1.0816 | 1.1046 | 1.1273 | 1.1479 | 1.17 | 1.1946 | 1.2202 | 1.2462 | 1.2735 | 1.3019 | 1.3314 | 1.3613 | 1.3915 | 1.423 | 1.4551 | 1.4886 | 1.524 | 1.5605 | 1.5974 | 1 | 1.0074 | 1.0088 | 1.0263 | 1.0461 | 1.0714 | 1.098 | 1.1069 | 1.116 | 1.1249 | 1.1335 | 1.1416 | 1.1495 | 1.1571 | 1.1644 | 1.1718 | 1.1791 | 1.1968 | 1.215 | 1.2331 | 1.2519 | 1.2709 | 1.2902 | 1.3096 | 1.3289 | 1.3483 | 1 | 1 | 1 | 1 | 1 | 1 | 1 | 1 | 1 | 1 | 1 | 1 | 1 | 1 | 1 | 1 | 1 | 1 | 1 | 1 | 1 | 1 | 1 | 1 | 1 | 1 | 0 | 0 | 0 | 0 | 0 | 0 | 4.421e-17 | 0.082589 | 0.16766 | 0.25272 | 0.33779 | 0.42286 | 0.50793 | 0.59299 | 0.67806 | 0.76313 | 0.84819 | 0.93326 | 1 | 1 | 1 | 1 | 1 | 1 | 1 | 1
Utility-Scale Solar | Broome | E | 2 | 70.8583 | 1189.1506 | 1012.5482 | 25.5993 | 0.2002 | 1 | 1.0571 | 1.9813 | 2.0092 | 2.023 | 2.0349 | 2.0577 | 2.0306 | 2.015 | 2.0015 | 1.9857 | 1.9675 | 1.9488 | 1.9349 | 1.9202 | 1.9067 | 1.8925 | 1.9023 | 1.9124 | 1.9217 | 1.9313 | 1.94 | 1.9483 | 1.9564 | 1.9634 | 1.9697 | 1 | 1.0154 | 1.0149 | 1.0334 | 1.0437 | 1.0503 | 1.0731 | 1.0816 | 1.1046 | 1.1273 | 1.1479 | 1.17 | 1.1946 | 1.2202 | 1.2462 | 1.2735 | 1.3019 | 1.3314 | 1.3613 | 1.3915 | 1.423 | 1.4551 | 1.4886 | 1.524 | 1.5605 | 1.5974 | 1 | 1.0074 | 1.0088 | 1.0263 | 1.0461 | 1.0714 | 1.098 | 1.1069 | 1.116 | 1.1249 | 1.1335 | 1.1416 | 1.1495 | 1.1571 | 1.1644 | 1.1718 | 1.1791 | 1.1968 | 1.215 | 1.2331 | 1.2519 | 1.2709 | 1.2902 | 1.3096 | 1.3289 | 1.3483 | 1 | 1 | 1 | 1 | 1 | 1 | 1 | 1 | 1 | 1 | 1 | 1 | 1 | 1 | 1 | 1 | 1 | 1 | 1 | 1 | 1 | 1 | 1 | 1 | 1 | 1 | 0 | 0 | 0 | 0 | 0 | 0 | 0 | 0 | 0 | 0 | 0 | 0 | 0 | 0 | 0 | 0 | 0 | 0 | 0.042337 | 0.23883 | 0.43532 | 0.63181 | 0.8283 | 1 | 1 | 1
Utility-Scale Solar | Broome | E | 3 | 14.4132 | 1228.4863 | 1669.4101 | 26.4461 | 0.2002 | 1 | 1.0571 | 1.9813 | 2.0092 | 2.023 | 2.0349 | 2.0577 | 2.0306 | 2.015 | 2.0015 | 1.9857 | 1.9675 | 1.9488 | 1.9349 | 1.9202 | 1.9067 | 1.8925 | 1.9023 | 1.9124 | 1.9217 | 1.9313 | 1.94 | 1.9483 | 1.9564 | 1.9634 | 1.9697 | 1 | 1.0154 | 1.0149 | 1.0334 | 1.0437 | 1.0503 | 1.0731 | 1.0816 | 1.1046 | 1.1273 | 1.1479 | 1.17 | 1.1946 | 1.2202 | 1.2462 | 1.2735 | 1.3019 | 1.3314 | 1.3613 | 1.3915 | 1.423 | 1.4551 | 1.4886 | 1.524 | 1.5605 | 1.5974 | 1 | 1.0074 | 1.0088 | 1.0263 | 1.0461 | 1.0714 | 1.098 | 1.1069 | 1.116 | 1.1249 | 1.1335 | 1.1416 | 1.1495 | 1.1571 | 1.1644 | 1.1718 | 1.1791 | 1.1968 | 1.215 | 1.2331 | 1.2519 | 1.2709 | 1.2902 | 1.3096 | 1.3289 | 1.3483 | 1 | 1 | 1 | 1 | 1 | 1 | 1 | 1 | 1 | 1 | 1 | 1 | 1 | 1 | 1 | 1 | 1 | 1 | 1 | 1 | 1 | 1 | 1 | 1 | 1 | 1 | 0 | 0 | 0 | 0 | 0 | 0 | 0 | 0 | 0 | 0 | 0 | 0 | 0 | 0 | 0 | 0 | 0 | 0 | 0 | 0 | 0 | 0 | 0 | 0.041953 | 0.37441 | 0.70686
Utility-Scale Solar | Cattaraugus | A | 1 | 443.9913 | 1143.2254 | 466.7695 | 24.6107 | 0.1989 | 1 | 1.0571 | 1.9813 | 2.0092 | 2.023 | 2.0349 | 2.0577 | 2.0306 | 2.015 | 2.0015 | 1.9857 | 1.9675 | 1.9488 | 1.9349 | 1.9202 | 1.9067 | 1.8925 | 1.9023 | 1.9124 | 1.9217 | 1.9313 | 1.94 | 1.9483 | 1.9564 | 1.9634 | 1.9697 | 1 | 1.0154 | 1.0149 | 1.0334 | 1.0437 | 1.0503 | 1.0731 | 1.0816 | 1.1046 | 1.1273 | 1.1479 | 1.17 | 1.1946 | 1.2202 | 1.2462 | 1.2735 | 1.3019 | 1.3314 | 1.3613 | 1.3915 | 1.423 | 1.4551 | 1.4886 | 1.524 | 1.5605 | 1.5974 | 1 | 1.0074 | 1.0088 | 1.0263 | 1.0461 | 1.0714 | 1.098 | 1.1069 | 1.116 | 1.1249 | 1.1335 | 1.1416 | 1.1495 | 1.1571 | 1.1644 | 1.1718 | 1.1791 | 1.1968 | 1.215 | 1.2331 | 1.2519 | 1.2709 | 1.2902 | 1.3096 | 1.3289 | 1.3483 | 1 | 1 | 1 | 1 | 1 | 1 | 1 | 1 | 1 | 1 | 1 | 1 | 1 | 1 | 1 | 1 | 1 | 1 | 1 | 1 | 1 | 1 | 1 | 1 | 1 | 1 | 0 | 0 | 0 | 0 | 0 | 0 | 4.421e-17 | 0.082589 | 0.16766 | 0.25272 | 0.33779 | 0.42286 | 0.50793 | 0.59299 | 0.67806 | 0.76313 | 0.84819 | 0.93326 | 1 | 1 | 1 | 1 | 1 | 1 | 1 | 1
Utility-Scale Solar | Cattaraugus | A | 2 | 284.7595 | 1191.6457 | 1010.0319 | 25.6531 | 0.1989 | 1 | 1.0571 | 1.9813 | 2.0092 | 2.023 | 2.0349 | 2.0577 | 2.0306 | 2.015 | 2.0015 | 1.9857 | 1.9675 | 1.9488 | 1.9349 | 1.9202 | 1.9067 | 1.8925 | 1.9023 | 1.9124 | 1.9217 | 1.9313 | 1.94 | 1.9483 | 1.9564 | 1.9634 | 1.9697 | 1 | 1.0154 | 1.0149 | 1.0334 | 1.0437 | 1.0503 | 1.0731 | 1.0816 | 1.1046 | 1.1273 | 1.1479 | 1.17 | 1.1946 | 1.2202 | 1.2462 | 1.2735 | 1.3019 | 1.3314 | 1.3613 | 1.3915 | 1.423 | 1.4551 | 1.4886 | 1.524 | 1.5605 | 1.5974 | 1 | 1.0074 | 1.0088 | 1.0263 | 1.0461 | 1.0714 | 1.098 | 1.1069 | 1.116 | 1.1249 | 1.1335 | 1.1416 | 1.1495 | 1.1571 | 1.1644 | 1.1718 | 1.1791 | 1.1968 | 1.215 | 1.2331 | 1.2519 | 1.2709 | 1.2902 | 1.3096 | 1.3289 | 1.3483 | 1 | 1 | 1 | 1 | 1 | 1 | 1 | 1 | 1 | 1 | 1 | 1 | 1 | 1 | 1 | 1 | 1 | 1 | 1 | 1 | 1 | 1 | 1 | 1 | 1 | 1 | 0 | 0 | 0 | 0 | 0 | 0 | 0 | 0 | 0 | 0 | 0 | 0 | 0 | 0 | 0 | 0 | 0 | 0 | 0.042337 | 0.23883 | 0.43532 | 0.63181 | 0.8283 | 1 | 1 | 1
Utility-Scale Solar | Cattaraugus | A | 3 | 92.8718 | 1219.1346 | 2007.0652 | 26.2448 | 0.1989 | 1 | 1.0571 | 1.9813 | 2.0092 | 2.023 | 2.0349 | 2.0577 | 2.0306 | 2.015 | 2.0015 | 1.9857 | 1.9675 | 1.9488 | 1.9349 | 1.9202 | 1.9067 | 1.8925 | 1.9023 | 1.9124 | 1.9217 | 1.9313 | 1.94 | 1.9483 | 1.9564 | 1.9634 | 1.9697 | 1 | 1.0154 | 1.0149 | 1.0334 | 1.0437 | 1.0503 | 1.0731 | 1.0816 | 1.1046 | 1.1273 | 1.1479 | 1.17 | 1.1946 | 1.2202 | 1.2462 | 1.2735 | 1.3019 | 1.3314 | 1.3613 | 1.3915 | 1.423 | 1.4551 | 1.4886 | 1.524 | 1.5605 | 1.5974 | 1 | 1.0074 | 1.0088 | 1.0263 | 1.0461 | 1.0714 | 1.098 | 1.1069 | 1.116 | 1.1249 | 1.1335 | 1.1416 | 1.1495 | 1.1571 | 1.1644 | 1.1718 | 1.1791 | 1.1968 | 1.215 | 1.2331 | 1.2519 | 1.2709 | 1.2902 | 1.3096 | 1.3289 | 1.3483 | 1 | 1 | 1 | 1 | 1 | 1 | 1 | 1 | 1 | 1 | 1 | 1 | 1 | 1 | 1 | 1 | 1 | 1 | 1 | 1 | 1 | 1 | 1 | 1 | 1 | 1 | 0 | 0 | 0 | 0 | 0 | 0 | 0 | 0 | 0 | 0 | 0 | 0 | 0 | 0 | 0 | 0 | 0 | 0 | 0 | 0 | 0 | 0 | 0 | 0.041953 | 0.37441 | 0.70686
Utility-Scale Solar | Cayuga | C | 1 | 723.9876 | 1213.1966 | 213.4972 | 22.1152 | 0.2002 | 1 | 1.0571 | 1.6777 | 1.7014 | 1.713 | 1.7231 | 1.7424 | 1.7195 | 1.7063 | 1.6948 | 1.6814 | 1.666 | 1.6502 | 1.6384 | 1.6259 | 1.6145 | 1.6025 | 1.6108 | 1.6194 | 1.6272 | 1.6354 | 1.6427 | 1.6498 | 1.6567 | 1.6626 | 1.6679 | 1 | 1.0154 | 1.0149 | 1.0334 | 1.0437 | 1.0503 | 1.0731 | 1.0816 | 1.1046 | 1.1273 | 1.1479 | 1.17 | 1.1946 | 1.2202 | 1.2462 | 1.2735 | 1.3019 | 1.3314 | 1.3613 | 1.3915 | 1.423 | 1.4551 | 1.4886 | 1.524 | 1.5605 | 1.5974 | 1 | 1.0074 | 1.0088 | 1.0263 | 1.0461 | 1.0714 | 1.098 | 1.1069 | 1.116 | 1.1249 | 1.1335 | 1.1416 | 1.1495 | 1.1571 | 1.1644 | 1.1718 | 1.1791 | 1.1968 | 1.215 | 1.2331 | 1.2519 | 1.2709 | 1.2902 | 1.3096 | 1.3289 | 1.3483 | 1 | 1 | 1 | 1 | 1 | 1 | 1 | 1 | 1 | 1 | 1 | 1 | 1 | 1 | 1 | 1 | 1 | 1 | 1 | 1 | 1 | 1 | 1 | 1 | 1 | 1 | 0 | 0 | 0.011316 | 0.05078 | 0.11286 | 0.18736 | 0.27469 | 0.30887 | 0.34247 | 0.37608 | 0.40968 | 0.44328 | 0.47689 | 0.51049 | 0.54409 | 0.5777 | 0.6113 | 0.6449 | 0.67127 | 0.67127 | 0.67127 | 0.67127 | 0.67127 | 0.67127 | 0.67127 | 0.67127
Utility-Scale Solar | Cayuga | C | 2 | 158.8536 | 1394.9958 | 952.18 | 25.4292 | 0.2002 | 1 | 1.0571 | 1.6777 | 1.7014 | 1.713 | 1.7231 | 1.7424 | 1.7195 | 1.7063 | 1.6948 | 1.6814 | 1.666 | 1.6502 | 1.6384 | 1.6259 | 1.6145 | 1.6025 | 1.6108 | 1.6194 | 1.6272 | 1.6354 | 1.6427 | 1.6498 | 1.6567 | 1.6626 | 1.6679 | 1 | 1.0154 | 1.0149 | 1.0334 | 1.0437 | 1.0503 | 1.0731 | 1.0816 | 1.1046 | 1.1273 | 1.1479 | 1.17 | 1.1946 | 1.2202 | 1.2462 | 1.2735 | 1.3019 | 1.3314 | 1.3613 | 1.3915 | 1.423 | 1.4551 | 1.4886 | 1.524 | 1.5605 | 1.5974 | 1 | 1.0074 | 1.0088 | 1.0263 | 1.0461 | 1.0714 | 1.098 | 1.1069 | 1.116 | 1.1249 | 1.1335 | 1.1416 | 1.1495 | 1.1571 | 1.1644 | 1.1718 | 1.1791 | 1.1968 | 1.215 | 1.2331 | 1.2519 | 1.2709 | 1.2902 | 1.3096 | 1.3289 | 1.3483 | 1 | 1 | 1 | 1 | 1 | 1 | 1 | 1 | 1 | 1 | 1 | 1 | 1 | 1 | 1 | 1 | 1 | 1 | 1 | 1 | 1 | 1 | 1 | 1 | 1 | 1 | 0 | 0 | 0 | 0 | 0 | 0 | 0 | 0 | 0 | 0 | 0 | 0 | 0 | 0 | 0 | 0 | 0 | 0 | 0.042337 | 0.23883 | 0.43532 | 0.63181 | 0.8283 | 1 | 1 | 1
Utility-Scale Solar | Cayuga | C | 3 | 187.3177 | 1442.3533 | 1914.0825 | 26.2925 | 0.2002 | 1 | 1.0571 | 1.6777 | 1.7014 | 1.713 | 1.7231 | 1.7424 | 1.7195 | 1.7063 | 1.6948 | 1.6814 | 1.666 | 1.6502 | 1.6384 | 1.6259 | 1.6145 | 1.6025 | 1.6108 | 1.6194 | 1.6272 | 1.6354 | 1.6427 | 1.6498 | 1.6567 | 1.6626 | 1.6679 | 1 | 1.0154 | 1.0149 | 1.0334 | 1.0437 | 1.0503 | 1.0731 | 1.0816 | 1.1046 | 1.1273 | 1.1479 | 1.17 | 1.1946 | 1.2202 | 1.2462 | 1.2735 | 1.3019 | 1.3314 | 1.3613 | 1.3915 | 1.423 | 1.4551 | 1.4886 | 1.524 | 1.5605 | 1.5974 | 1 | 1.0074 | 1.0088 | 1.0263 | 1.0461 | 1.0714 | 1.098 | 1.1069 | 1.116 | 1.1249 | 1.1335 | 1.1416 | 1.1495 | 1.1571 | 1.1644 | 1.1718 | 1.1791 | 1.1968 | 1.215 | 1.2331 | 1.2519 | 1.2709 | 1.2902 | 1.3096 | 1.3289 | 1.3483 | 1 | 1 | 1 | 1 | 1 | 1 | 1 | 1 | 1 | 1 | 1 | 1 | 1 | 1 | 1 | 1 | 1 | 1 | 1 | 1 | 1 | 1 | 1 | 1 | 1 | 1 | 0 | 0 | 0 | 0 | 0 | 0 | 0 | 0 | 0 | 0 | 0 | 0 | 0 | 0 | 0 | 0 | 0 | 0 | 0 | 0 | 0 | 0 | 0 | 0.041953 | 0.37441 | 0.70686
Utility-Scale Solar | Chautauqua | A | 1 | 1749.3394 | 1082.5949 | 361.594 | 22.6959 | 0.19166 | 1 | 1.0571 | 1.9295 | 1.9567 | 1.9701 | 1.9817 | 2.0039 | 1.9775 | 1.9623 | 1.9492 | 1.9338 | 1.916 | 1.8979 | 1.8843 | 1.8699 | 1.8568 | 1.843 | 1.8525 | 1.8624 | 1.8714 | 1.8808 | 1.8892 | 1.8974 | 1.9053 | 1.912 | 1.9182 | 1 | 1.0154 | 1.0149 | 1.0334 | 1.0437 | 1.0503 | 1.0731 | 1.0816 | 1.1046 | 1.1273 | 1.1479 | 1.17 | 1.1946 | 1.2202 | 1.2462 | 1.2735 | 1.3019 | 1.3314 | 1.3613 | 1.3915 | 1.423 | 1.4551 | 1.4886 | 1.524 | 1.5605 | 1.5974 | 1 | 1.0074 | 1.0088 | 1.0263 | 1.0461 | 1.0714 | 1.098 | 1.1069 | 1.116 | 1.1249 | 1.1335 | 1.1416 | 1.1495 | 1.1571 | 1.1644 | 1.1718 | 1.1791 | 1.1968 | 1.215 | 1.2331 | 1.2519 | 1.2709 | 1.2902 | 1.3096 | 1.3289 | 1.3483 | 1 | 1 | 1 | 1 | 1 | 1 | 1 | 1 | 1 | 1 | 1 | 1 | 1 | 1 | 1 | 1 | 1 | 1 | 1 | 1 | 1 | 1 | 1 | 1 | 1 | 1 | 0 | 0 | 0.015572 | 0.069878 | 0.15531 | 0.25783 | 0.378 | 0.43134 | 0.48407 | 0.5368 | 0.58953 | 0.64225 | 0.69498 | 0.74771 | 0.80044 | 0.85317 | 0.9059 | 0.95863 | 1 | 1 | 1 | 1 | 1 | 1 | 1 | 1
Utility-Scale Solar | Chautauqua | A | 2 | 489.7265 | 1179.448 | 1079.7307 | 25.3905 | 0.2028 | 1 | 1.0571 | 1.9813 | 2.0092 | 2.023 | 2.0349 | 2.0577 | 2.0306 | 2.015 | 2.0015 | 1.9857 | 1.9675 | 1.9488 | 1.9349 | 1.9202 | 1.9067 | 1.8925 | 1.9023 | 1.9124 | 1.9217 | 1.9313 | 1.94 | 1.9483 | 1.9564 | 1.9634 | 1.9697 | 1 | 1.0154 | 1.0149 | 1.0334 | 1.0437 | 1.0503 | 1.0731 | 1.0816 | 1.1046 | 1.1273 | 1.1479 | 1.17 | 1.1946 | 1.2202 | 1.2462 | 1.2735 | 1.3019 | 1.3314 | 1.3613 | 1.3915 | 1.423 | 1.4551 | 1.4886 | 1.524 | 1.5605 | 1.5974 | 1 | 1.0074 | 1.0088 | 1.0263 | 1.0461 | 1.0714 | 1.098 | 1.1069 | 1.116 | 1.1249 | 1.1335 | 1.1416 | 1.1495 | 1.1571 | 1.1644 | 1.1718 | 1.1791 | 1.1968 | 1.215 | 1.2331 | 1.2519 | 1.2709 | 1.2902 | 1.3096 | 1.3289 | 1.3483 | 1 | 1 | 1 | 1 | 1 | 1 | 1 | 1 | 1 | 1 | 1 | 1 | 1 | 1 | 1 | 1 | 1 | 1 | 1 | 1 | 1 | 1 | 1 | 1 | 1 | 1 | 0 | 0 | 0 | 0 | 0 | 0 | 0 | 0 | 0 | 0 | 0 | 0 | 0 | 0 | 0 | 0 | 0 | 0 | 0.042337 | 0.23883 | 0.43532 | 0.63181 | 0.8283 | 1 | 1 | 1
Utility-Scale Solar | Chautauqua | A | 3 | 362.3905 | 1217.2148 | 2987.7329 | 26.2035 | 0.2028 | 1 | 1.0571 | 1.9813 | 2.0092 | 2.023 | 2.0349 | 2.0577 | 2.0306 | 2.015 | 2.0015 | 1.9857 | 1.9675 | 1.9488 | 1.9349 | 1.9202 | 1.9067 | 1.8925 | 1.9023 | 1.9124 | 1.9217 | 1.9313 | 1.94 | 1.9483 | 1.9564 | 1.9634 | 1.9697 | 1 | 1.0154 | 1.0149 | 1.0334 | 1.0437 | 1.0503 | 1.0731 | 1.0816 | 1.1046 | 1.1273 | 1.1479 | 1.17 | 1.1946 | 1.2202 | 1.2462 | 1.2735 | 1.3019 | 1.3314 | 1.3613 | 1.3915 | 1.423 | 1.4551 | 1.4886 | 1.524 | 1.5605 | 1.5974 | 1 | 1.0074 | 1.0088 | 1.0263 | 1.0461 | 1.0714 | 1.098 | 1.1069 | 1.116 | 1.1249 | 1.1335 | 1.1416 | 1.1495 | 1.1571 | 1.1644 | 1.1718 | 1.1791 | 1.1968 | 1.215 | 1.2331 | 1.2519 | 1.2709 | 1.2902 | 1.3096 | 1.3289 | 1.3483 | 1 | 1 | 1 | 1 | 1 | 1 | 1 | 1 | 1 | 1 | 1 | 1 | 1 | 1 | 1 | 1 | 1 | 1 | 1 | 1 | 1 | 1 | 1 | 1 | 1 | 1 | 0 | 0 | 0 | 0 | 0 | 0 | 0 | 0 | 0 | 0 | 0 | 0 | 0 | 0 | 0 | 0 | 0 | 0 | 0 | 0 | 0 | 0 | 0 | 0.041953 | 0.37441 | 0.70686
Utility-Scale Solar | Chemung | C | 1 | 277.9124 | 1158.5096 | 474.3545 | 24.9397 | 0.2015 | 1 | 1.0571 | 1.9813 | 2.0092 | 2.023 | 2.0349 | 2.0577 | 2.0306 | 2.015 | 2.0015 | 1.9857 | 1.9675 | 1.9488 | 1.9349 | 1.9202 | 1.9067 | 1.8925 | 1.9023 | 1.9124 | 1.9217 | 1.9313 | 1.94 | 1.9483 | 1.9564 | 1.9634 | 1.9697 | 1 | 1.0154 | 1.0149 | 1.0334 | 1.0437 | 1.0503 | 1.0731 | 1.0816 | 1.1046 | 1.1273 | 1.1479 | 1.17 | 1.1946 | 1.2202 | 1.2462 | 1.2735 | 1.3019 | 1.3314 | 1.3613 | 1.3915 | 1.423 | 1.4551 | 1.4886 | 1.524 | 1.5605 | 1.5974 | 1 | 1.0074 | 1.0088 | 1.0263 | 1.0461 | 1.0714 | 1.098 | 1.1069 | 1.116 | 1.1249 | 1.1335 | 1.1416 | 1.1495 | 1.1571 | 1.1644 | 1.1718 | 1.1791 | 1.1968 | 1.215 | 1.2331 | 1.2519 | 1.2709 | 1.2902 | 1.3096 | 1.3289 | 1.3483 | 1 | 1 | 1 | 1 | 1 | 1 | 1 | 1 | 1 | 1 | 1 | 1 | 1 | 1 | 1 | 1 | 1 | 1 | 1 | 1 | 1 | 1 | 1 | 1 | 1 | 1 | 0 | 0 | 0.0061906 | 0.02778 | 0.061744 | 0.1025 | 0.15027 | 0.22123 | 0.29345 | 0.36566 | 0.43787 | 0.51008 | 0.58229 | 0.6545 | 0.72671 | 0.79892 | 0.87114 | 0.94335 | 1 | 1 | 1 | 1 | 1 | 1 | 1 | 1
Utility-Scale Solar | Chemung | C | 2 | 79.7749 | 1193.1905 | 1051.684 | 25.6863 | 0.2015 | 1 | 1.0571 | 1.9813 | 2.0092 | 2.023 | 2.0349 | 2.0577 | 2.0306 | 2.015 | 2.0015 | 1.9857 | 1.9675 | 1.9488 | 1.9349 | 1.9202 | 1.9067 | 1.8925 | 1.9023 | 1.9124 | 1.9217 | 1.9313 | 1.94 | 1.9483 | 1.9564 | 1.9634 | 1.9697 | 1 | 1.0154 | 1.0149 | 1.0334 | 1.0437 | 1.0503 | 1.0731 | 1.0816 | 1.1046 | 1.1273 | 1.1479 | 1.17 | 1.1946 | 1.2202 | 1.2462 | 1.2735 | 1.3019 | 1.3314 | 1.3613 | 1.3915 | 1.423 | 1.4551 | 1.4886 | 1.524 | 1.5605 | 1.5974 | 1 | 1.0074 | 1.0088 | 1.0263 | 1.0461 | 1.0714 | 1.098 | 1.1069 | 1.116 | 1.1249 | 1.1335 | 1.1416 | 1.1495 | 1.1571 | 1.1644 | 1.1718 | 1.1791 | 1.1968 | 1.215 | 1.2331 | 1.2519 | 1.2709 | 1.2902 | 1.3096 | 1.3289 | 1.3483 | 1 | 1 | 1 | 1 | 1 | 1 | 1 | 1 | 1 | 1 | 1 | 1 | 1 | 1 | 1 | 1 | 1 | 1 | 1 | 1 | 1 | 1 | 1 | 1 | 1 | 1 | 0 | 0 | 0 | 0 | 0 | 0 | 0 | 0 | 0 | 0 | 0 | 0 | 0 | 0 | 0 | 0 | 0 | 0 | 0.042337 | 0.23883 | 0.43532 | 0.63181 | 0.8283 | 1 | 1 | 1
Utility-Scale Solar | Chemung | C | 3 | 65.9784 | 1247.6659 | 2055.1219 | 26.4427 | 0.2015 | 1 | 1.0571 | 1.9506 | 1.9781 | 1.9916 | 2.0034 | 2.0258 | 1.9991 | 1.9838 | 1.9705 | 1.9549 | 1.937 | 1.9186 | 1.9049 | 1.8904 | 1.8771 | 1.8632 | 1.8728 | 1.8828 | 1.8919 | 1.9014 | 1.9099 | 1.9181 | 1.9261 | 1.933 | 1.9392 | 1 | 1.0154 | 1.0149 | 1.0334 | 1.0437 | 1.0503 | 1.0731 | 1.0816 | 1.1046 | 1.1273 | 1.1479 | 1.17 | 1.1946 | 1.2202 | 1.2462 | 1.2735 | 1.3019 | 1.3314 | 1.3613 | 1.3915 | 1.423 | 1.4551 | 1.4886 | 1.524 | 1.5605 | 1.5974 | 1 | 1.0074 | 1.0088 | 1.0263 | 1.0461 | 1.0714 | 1.098 | 1.1069 | 1.116 | 1.1249 | 1.1335 | 1.1416 | 1.1495 | 1.1571 | 1.1644 | 1.1718 | 1.1791 | 1.1968 | 1.215 | 1.2331 | 1.2519 | 1.2709 | 1.2902 | 1.3096 | 1.3289 | 1.3483 | 1 | 1 | 1 | 1 | 1 | 1 | 1 | 1 | 1 | 1 | 1 | 1 | 1 | 1 | 1 | 1 | 1 | 1 | 1 | 1 | 1 | 1 | 1 | 1 | 1 | 1 | 0 | 0 | 0 | 0 | 0 | 0 | 0 | 0 | 0 | 0 | 0 | 0 | 0 | 0 | 0 | 0 | 0 | 0 | 0 | 0 | 0 | 0 | 0 | 0.041953 | 0.37441 | 0.70686
Utility-Scale Solar | Chenango | E | 1 | 192.3008 | 1340.7319 | 362.1329 | 24.44 | 0.2015 | 1 | 1.0571 | 1.6777 | 1.7014 | 1.713 | 1.7231 | 1.7424 | 1.7195 | 1.7063 | 1.6948 | 1.6814 | 1.666 | 1.6502 | 1.6384 | 1.6259 | 1.6145 | 1.6025 | 1.6108 | 1.6194 | 1.6272 | 1.6354 | 1.6427 | 1.6498 | 1.6567 | 1.6626 | 1.6679 | 1 | 1.0154 | 1.0149 | 1.0334 | 1.0437 | 1.0503 | 1.0731 | 1.0816 | 1.1046 | 1.1273 | 1.1479 | 1.17 | 1.1946 | 1.2202 | 1.2462 | 1.2735 | 1.3019 | 1.3314 | 1.3613 | 1.3915 | 1.423 | 1.4551 | 1.4886 | 1.524 | 1.5605 | 1.5974 | 1 | 1.0074 | 1.0088 | 1.0263 | 1.0461 | 1.0714 | 1.098 | 1.1069 | 1.116 | 1.1249 | 1.1335 | 1.1416 | 1.1495 | 1.1571 | 1.1644 | 1.1718 | 1.1791 | 1.1968 | 1.215 | 1.2331 | 1.2519 | 1.2709 | 1.2902 | 1.3096 | 1.3289 | 1.3483 | 1 | 1 | 1 | 1 | 1 | 1 | 1 | 1 | 1 | 1 | 1 | 1 | 1 | 1 | 1 | 1 | 1 | 1 | 1 | 1 | 1 | 1 | 1 | 1 | 1 | 1 | 0 | 0 | 0 | 0 | 0 | 0 | 4.421e-17 | 0.082589 | 0.16766 | 0.25272 | 0.33779 | 0.42286 | 0.50793 | 0.59299 | 0.67806 | 0.76313 | 0.84819 | 0.93326 | 1 | 1 | 1 | 1 | 1 | 1 | 1 | 1
Utility-Scale Solar | Chenango | E | 2 | 148.5098 | 1407.4369 | 1002.4759 | 25.656 | 0.2015 | 1 | 1.0571 | 1.6777 | 1.7014 | 1.713 | 1.7231 | 1.7424 | 1.7195 | 1.7063 | 1.6948 | 1.6814 | 1.666 | 1.6502 | 1.6384 | 1.6259 | 1.6145 | 1.6025 | 1.6108 | 1.6194 | 1.6272 | 1.6354 | 1.6427 | 1.6498 | 1.6567 | 1.6626 | 1.6679 | 1 | 1.0154 | 1.0149 | 1.0334 | 1.0437 | 1.0503 | 1.0731 | 1.0816 | 1.1046 | 1.1273 | 1.1479 | 1.17 | 1.1946 | 1.2202 | 1.2462 | 1.2735 | 1.3019 | 1.3314 | 1.3613 | 1.3915 | 1.423 | 1.4551 | 1.4886 | 1.524 | 1.5605 | 1.5974 | 1 | 1.0074 | 1.0088 | 1.0263 | 1.0461 | 1.0714 | 1.098 | 1.1069 | 1.116 | 1.1249 | 1.1335 | 1.1416 | 1.1495 | 1.1571 | 1.1644 | 1.1718 | 1.1791 | 1.1968 | 1.215 | 1.2331 | 1.2519 | 1.2709 | 1.2902 | 1.3096 | 1.3289 | 1.3483 | 1 | 1 | 1 | 1 | 1 | 1 | 1 | 1 | 1 | 1 | 1 | 1 | 1 | 1 | 1 | 1 | 1 | 1 | 1 | 1 | 1 | 1 | 1 | 1 | 1 | 1 | 0 | 0 | 0 | 0 | 0 | 0 | 0 | 0 | 0 | 0 | 0 | 0 | 0 | 0 | 0 | 0 | 0 | 0 | 0.042337 | 0.23883 | 0.43532 | 0.63181 | 0.8283 | 1 | 1 | 1
Utility-Scale Solar | Chenango | E | 3 | 54.3257 | 1429.9142 | 2644.0544 | 26.0657 | 0.2015 | 1 | 1.0571 | 1.6777 | 1.7014 | 1.713 | 1.7231 | 1.7424 | 1.7195 | 1.7063 | 1.6948 | 1.6814 | 1.666 | 1.6502 | 1.6384 | 1.6259 | 1.6145 | 1.6025 | 1.6108 | 1.6194 | 1.6272 | 1.6354 | 1.6427 | 1.6498 | 1.6567 | 1.6626 | 1.6679 | 1 | 1.0154 | 1.0149 | 1.0334 | 1.0437 | 1.0503 | 1.0731 | 1.0816 | 1.1046 | 1.1273 | 1.1479 | 1.17 | 1.1946 | 1.2202 | 1.2462 | 1.2735 | 1.3019 | 1.3314 | 1.3613 | 1.3915 | 1.423 | 1.4551 | 1.4886 | 1.524 | 1.5605 | 1.5974 | 1 | 1.0074 | 1.0088 | 1.0263 | 1.0461 | 1.0714 | 1.098 | 1.1069 | 1.116 | 1.1249 | 1.1335 | 1.1416 | 1.1495 | 1.1571 | 1.1644 | 1.1718 | 1.1791 | 1.1968 | 1.215 | 1.2331 | 1.2519 | 1.2709 | 1.2902 | 1.3096 | 1.3289 | 1.3483 | 1 | 1 | 1 | 1 | 1 | 1 | 1 | 1 | 1 | 1 | 1 | 1 | 1 | 1 | 1 | 1 | 1 | 1 | 1 | 1 | 1 | 1 | 1 | 1 | 1 | 1 | 0 | 0 | 0 | 0 | 0 | 0 | 0 | 0 | 0 | 0 | 0 | 0 | 0 | 0 | 0 | 0 | 0 | 0 | 0 | 0 | 0 | 0 | 0 | 0.041953 | 0.37441 | 0.70686
Utility-Scale Solar | Clinton | D | 1 | 660.7783 | 1322.6559 | 408.5275 | 24.1105 | 0.2041 | 1 | 1.0571 | 1.6777 | 1.7014 | 1.713 | 1.7231 | 1.7424 | 1.7195 | 1.7063 | 1.6948 | 1.6814 | 1.666 | 1.6502 | 1.6384 | 1.6259 | 1.6145 | 1.6025 | 1.6108 | 1.6194 | 1.6272 | 1.6354 | 1.6427 | 1.6498 | 1.6567 | 1.6626 | 1.6679 | 1 | 1.0154 | 1.0149 | 1.0334 | 1.0437 | 1.0503 | 1.0731 | 1.0816 | 1.1046 | 1.1273 | 1.1479 | 1.17 | 1.1946 | 1.2202 | 1.2462 | 1.2735 | 1.3019 | 1.3314 | 1.3613 | 1.3915 | 1.423 | 1.4551 | 1.4886 | 1.524 | 1.5605 | 1.5974 | 1 | 1.0074 | 1.0088 | 1.0263 | 1.0461 | 1.0714 | 1.098 | 1.1069 | 1.116 | 1.1249 | 1.1335 | 1.1416 | 1.1495 | 1.1571 | 1.1644 | 1.1718 | 1.1791 | 1.1968 | 1.215 | 1.2331 | 1.2519 | 1.2709 | 1.2902 | 1.3096 | 1.3289 | 1.3483 | 1 | 1 | 1 | 1 | 1 | 1 | 1 | 1 | 1 | 1 | 1 | 1 | 1 | 1 | 1 | 1 | 1 | 1 | 1 | 1 | 1 | 1 | 1 | 1 | 1 | 1 | 0 | 0 | 0.007439 | 0.033382 | 0.074196 | 0.12317 | 0.18058 | 0.24919 | 0.31881 | 0.38843 | 0.45805 | 0.52767 | 0.59729 | 0.66691 | 0.73653 | 0.80614 | 0.87576 | 0.94538 | 1 | 1 | 1 | 1 | 1 | 1 | 1 | 1
Utility-Scale Solar | Clinton | D | 2 | 638.1435 | 1388.4554 | 952.6655 | 25.31 | 0.2041 | 1 | 1.0571 | 1.6777 | 1.7014 | 1.713 | 1.7231 | 1.7424 | 1.7195 | 1.7063 | 1.6948 | 1.6814 | 1.666 | 1.6502 | 1.6384 | 1.6259 | 1.6145 | 1.6025 | 1.6108 | 1.6194 | 1.6272 | 1.6354 | 1.6427 | 1.6498 | 1.6567 | 1.6626 | 1.6679 | 1 | 1.0154 | 1.0149 | 1.0334 | 1.0437 | 1.0503 | 1.0731 | 1.0816 | 1.1046 | 1.1273 | 1.1479 | 1.17 | 1.1946 | 1.2202 | 1.2462 | 1.2735 | 1.3019 | 1.3314 | 1.3613 | 1.3915 | 1.423 | 1.4551 | 1.4886 | 1.524 | 1.5605 | 1.5974 | 1 | 1.0074 | 1.0088 | 1.0263 | 1.0461 | 1.0714 | 1.098 | 1.1069 | 1.116 | 1.1249 | 1.1335 | 1.1416 | 1.1495 | 1.1571 | 1.1644 | 1.1718 | 1.1791 | 1.1968 | 1.215 | 1.2331 | 1.2519 | 1.2709 | 1.2902 | 1.3096 | 1.3289 | 1.3483 | 1 | 1 | 1 | 1 | 1 | 1 | 1 | 1 | 1 | 1 | 1 | 1 | 1 | 1 | 1 | 1 | 1 | 1 | 1 | 1 | 1 | 1 | 1 | 1 | 1 | 1 | 0 | 0 | 0 | 0 | 0 | 0 | 0 | 0 | 0 | 0 | 0 | 0 | 0 | 0 | 0 | 0 | 0 | 0 | 0.042337 | 0.23883 | 0.43532 | 0.63181 | 0.8283 | 1 | 1 | 1
Utility-Scale Solar | Clinton | D | 3 | 567.7591 | 1425.7497 | 2331.3082 | 25.9898 | 0.2041 | 1 | 1.0571 | 1.6777 | 1.7014 | 1.713 | 1.7231 | 1.7424 | 1.7195 | 1.7063 | 1.6948 | 1.6814 | 1.666 | 1.6502 | 1.6384 | 1.6259 | 1.6145 | 1.6025 | 1.6108 | 1.6194 | 1.6272 | 1.6354 | 1.6427 | 1.6498 | 1.6567 | 1.6626 | 1.6679 | 1 | 1.0154 | 1.0149 | 1.0334 | 1.0437 | 1.0503 | 1.0731 | 1.0816 | 1.1046 | 1.1273 | 1.1479 | 1.17 | 1.1946 | 1.2202 | 1.2462 | 1.2735 | 1.3019 | 1.3314 | 1.3613 | 1.3915 | 1.423 | 1.4551 | 1.4886 | 1.524 | 1.5605 | 1.5974 | 1 | 1.0074 | 1.0088 | 1.0263 | 1.0461 | 1.0714 | 1.098 | 1.1069 | 1.116 | 1.1249 | 1.1335 | 1.1416 | 1.1495 | 1.1571 | 1.1644 | 1.1718 | 1.1791 | 1.1968 | 1.215 | 1.2331 | 1.2519 | 1.2709 | 1.2902 | 1.3096 | 1.3289 | 1.3483 | 1 | 1 | 1 | 1 | 1 | 1 | 1 | 1 | 1 | 1 | 1 | 1 | 1 | 1 | 1 | 1 | 1 | 1 | 1 | 1 | 1 | 1 | 1 | 1 | 1 | 1 | 0 | 0 | 0 | 0 | 0 | 0 | 0 | 0 | 0 | 0 | 0 | 0 | 0 | 0 | 0 | 0 | 0 | 0 | 0 | 0 | 0 | 0 | 0 | 0.041953 | 0.37441 | 0.70686
Utility-Scale Solar | Columbia | F | 1 | 424.565 | 1472.1997 | 383.7717 | 26.8365 | 0.208 | 1 | 1.0571 | 1.6777 | 1.7014 | 1.713 | 1.7231 | 1.7424 | 1.7195 | 1.7063 | 1.6948 | 1.6814 | 1.666 | 1.6502 | 1.6384 | 1.6259 | 1.6145 | 1.6025 | 1.6108 | 1.6194 | 1.6272 | 1.6354 | 1.6427 | 1.6498 | 1.6567 | 1.6626 | 1.6679 | 1 | 1.0154 | 1.0149 | 1.0334 | 1.0437 | 1.0503 | 1.0731 | 1.0816 | 1.1046 | 1.1273 | 1.1479 | 1.17 | 1.1946 | 1.2202 | 1.2462 | 1.2735 | 1.3019 | 1.3314 | 1.3613 | 1.3915 | 1.423 | 1.4551 | 1.4886 | 1.524 | 1.5605 | 1.5974 | 1 | 1.0074 | 1.0088 | 1.0263 | 1.0461 | 1.0714 | 1.098 | 1.1069 | 1.116 | 1.1249 | 1.1335 | 1.1416 | 1.1495 | 1.1571 | 1.1644 | 1.1718 | 1.1791 | 1.1968 | 1.215 | 1.2331 | 1.2519 | 1.2709 | 1.2902 | 1.3096 | 1.3289 | 1.3483 | 1 | 1 | 1 | 1 | 1 | 1 | 1 | 1 | 1 | 1 | 1 | 1 | 1 | 1 | 1 | 1 | 1 | 1 | 1 | 1 | 1 | 1 | 1 | 1 | 1 | 1 | 0 | 0 | 0.0057889 | 0.025977 | 0.057738 | 0.095851 | 0.14052 | 0.21224 | 0.28528 | 0.35833 | 0.43137 | 0.50442 | 0.57747 | 0.65051 | 0.72356 | 0.7966 | 0.86965 | 0.94269 | 1 | 1 | 1 | 1 | 1 | 1 | 1 | 1
Utility-Scale Solar | Columbia | F | 2 | 435.6262 | 1528.0951 | 817.8308 | 27.8554 | 0.208 | 1 | 1.0571 | 1.6777 | 1.7014 | 1.713 | 1.7231 | 1.7424 | 1.7195 | 1.7063 | 1.6948 | 1.6814 | 1.666 | 1.6502 | 1.6384 | 1.6259 | 1.6145 | 1.6025 | 1.6108 | 1.6194 | 1.6272 | 1.6354 | 1.6427 | 1.6498 | 1.6567 | 1.6626 | 1.6679 | 1 | 1.0154 | 1.0149 | 1.0334 | 1.0437 | 1.0503 | 1.0731 | 1.0816 | 1.1046 | 1.1273 | 1.1479 | 1.17 | 1.1946 | 1.2202 | 1.2462 | 1.2735 | 1.3019 | 1.3314 | 1.3613 | 1.3915 | 1.423 | 1.4551 | 1.4886 | 1.524 | 1.5605 | 1.5974 | 1 | 1.0074 | 1.0088 | 1.0263 | 1.0461 | 1.0714 | 1.098 | 1.1069 | 1.116 | 1.1249 | 1.1335 | 1.1416 | 1.1495 | 1.1571 | 1.1644 | 1.1718 | 1.1791 | 1.1968 | 1.215 | 1.2331 | 1.2519 | 1.2709 | 1.2902 | 1.3096 | 1.3289 | 1.3483 | 1 | 1 | 1 | 1 | 1 | 1 | 1 | 1 | 1 | 1 | 1 | 1 | 1 | 1 | 1 | 1 | 1 | 1 | 1 | 1 | 1 | 1 | 1 | 1 | 1 | 1 | 0 | 0 | 0 | 0 | 0 | 0 | 0 | 0 | 0 | 0 | 0 | 0 | 0 | 0 | 0 | 0 | 0 | 0 | 0.042337 | 0.23883 | 0.43532 | 0.63181 | 0.8283 | 1 | 1 | 1
Utility-Scale Solar | Columbia | F | 3 | 333.9678 | 1574.3764 | 1557.6948 | 28.6991 | 0.208 | 1 | 1.0571 | 1.6777 | 1.7014 | 1.713 | 1.7231 | 1.7424 | 1.7195 | 1.7063 | 1.6948 | 1.6814 | 1.666 | 1.6502 | 1.6384 | 1.6259 | 1.6145 | 1.6025 | 1.6108 | 1.6194 | 1.6272 | 1.6354 | 1.6427 | 1.6498 | 1.6567 | 1.6626 | 1.6679 | 1 | 1.0154 | 1.0149 | 1.0334 | 1.0437 | 1.0503 | 1.0731 | 1.0816 | 1.1046 | 1.1273 | 1.1479 | 1.17 | 1.1946 | 1.2202 | 1.2462 | 1.2735 | 1.3019 | 1.3314 | 1.3613 | 1.3915 | 1.423 | 1.4551 | 1.4886 | 1.524 | 1.5605 | 1.5974 | 1 | 1.0074 | 1.0088 | 1.0263 | 1.0461 | 1.0714 | 1.098 | 1.1069 | 1.116 | 1.1249 | 1.1335 | 1.1416 | 1.1495 | 1.1571 | 1.1644 | 1.1718 | 1.1791 | 1.1968 | 1.215 | 1.2331 | 1.2519 | 1.2709 | 1.2902 | 1.3096 | 1.3289 | 1.3483 | 1 | 1 | 1 | 1 | 1 | 1 | 1 | 1 | 1 | 1 | 1 | 1 | 1 | 1 | 1 | 1 | 1 | 1 | 1 | 1 | 1 | 1 | 1 | 1 | 1 | 1 | 0 | 0 | 0 | 0 | 0 | 0 | 0 | 0 | 0 | 0 | 0 | 0 | 0 | 0 | 0 | 0 | 0 | 0 | 0 | 0 | 0 | 0 | 0 | 0.041953 | 0.37441 | 0.70686
Utility-Scale Solar | Cortland | C | 1 | 296.7867 | 1288.1815 | 291.881 | 23.7222 | 0.1958 | 1 | 1.0571 | 1.6949 | 1.7188 | 1.7305 | 1.7407 | 1.7603 | 1.7371 | 1.7237 | 1.7122 | 1.6986 | 1.683 | 1.6671 | 1.6552 | 1.6426 | 1.631 | 1.6189 | 1.6273 | 1.6359 | 1.6439 | 1.6521 | 1.6595 | 1.6667 | 1.6736 | 1.6796 | 1.685 | 1 | 1.0154 | 1.0149 | 1.0334 | 1.0437 | 1.0503 | 1.0731 | 1.0816 | 1.1046 | 1.1273 | 1.1479 | 1.17 | 1.1946 | 1.2202 | 1.2462 | 1.2735 | 1.3019 | 1.3314 | 1.3613 | 1.3915 | 1.423 | 1.4551 | 1.4886 | 1.524 | 1.5605 | 1.5974 | 1 | 1.0074 | 1.0088 | 1.0263 | 1.0461 | 1.0714 | 1.098 | 1.1069 | 1.116 | 1.1249 | 1.1335 | 1.1416 | 1.1495 | 1.1571 | 1.1644 | 1.1718 | 1.1791 | 1.1968 | 1.215 | 1.2331 | 1.2519 | 1.2709 | 1.2902 | 1.3096 | 1.3289 | 1.3483 | 1 | 1 | 1 | 1 | 1 | 1 | 1 | 1 | 1 | 1 | 1 | 1 | 1 | 1 | 1 | 1 | 1 | 1 | 1 | 1 | 1 | 1 | 1 | 1 | 1 | 1 | 0 | 0 | 0.012422 | 0.055743 | 0.12389 | 0.20568 | 0.30154 | 0.36079 | 0.42006 | 0.47933 | 0.5386 | 0.59788 | 0.65715 | 0.71642 | 0.77569 | 0.83496 | 0.89423 | 0.9535 | 1 | 1 | 1 | 1 | 1 | 1 | 1 | 1
Utility-Scale Solar | Cortland | C | 2 | 165.0924 | 1399.6311 | 893.4212 | 25.5137 | 0.1989 | 1 | 1.0571 | 1.6777 | 1.7014 | 1.713 | 1.7231 | 1.7424 | 1.7195 | 1.7063 | 1.6948 | 1.6814 | 1.666 | 1.6502 | 1.6384 | 1.6259 | 1.6145 | 1.6025 | 1.6108 | 1.6194 | 1.6272 | 1.6354 | 1.6427 | 1.6498 | 1.6567 | 1.6626 | 1.6679 | 1 | 1.0154 | 1.0149 | 1.0334 | 1.0437 | 1.0503 | 1.0731 | 1.0816 | 1.1046 | 1.1273 | 1.1479 | 1.17 | 1.1946 | 1.2202 | 1.2462 | 1.2735 | 1.3019 | 1.3314 | 1.3613 | 1.3915 | 1.423 | 1.4551 | 1.4886 | 1.524 | 1.5605 | 1.5974 | 1 | 1.0074 | 1.0088 | 1.0263 | 1.0461 | 1.0714 | 1.098 | 1.1069 | 1.116 | 1.1249 | 1.1335 | 1.1416 | 1.1495 | 1.1571 | 1.1644 | 1.1718 | 1.1791 | 1.1968 | 1.215 | 1.2331 | 1.2519 | 1.2709 | 1.2902 | 1.3096 | 1.3289 | 1.3483 | 1 | 1 | 1 | 1 | 1 | 1 | 1 | 1 | 1 | 1 | 1 | 1 | 1 | 1 | 1 | 1 | 1 | 1 | 1 | 1 | 1 | 1 | 1 | 1 | 1 | 1 | 0 | 0 | 0 | 0 | 0 | 0 | 0 | 0 | 0 | 0 | 0 | 0 | 0 | 0 | 0 | 0 | 0 | 0 | 0.042337 | 0.23883 | 0.43532 | 0.63181 | 0.8283 | 1 | 1 | 1
Utility-Scale Solar | Cortland | C | 3 | 88.2221 | 1434.0306 | 1617.7973 | 26.1407 | 0.1989 | 1 | 1.0571 | 1.6777 | 1.7014 | 1.713 | 1.7231 | 1.7424 | 1.7195 | 1.7063 | 1.6948 | 1.6814 | 1.666 | 1.6502 | 1.6384 | 1.6259 | 1.6145 | 1.6025 | 1.6108 | 1.6194 | 1.6272 | 1.6354 | 1.6427 | 1.6498 | 1.6567 | 1.6626 | 1.6679 | 1 | 1.0154 | 1.0149 | 1.0334 | 1.0437 | 1.0503 | 1.0731 | 1.0816 | 1.1046 | 1.1273 | 1.1479 | 1.17 | 1.1946 | 1.2202 | 1.2462 | 1.2735 | 1.3019 | 1.3314 | 1.3613 | 1.3915 | 1.423 | 1.4551 | 1.4886 | 1.524 | 1.5605 | 1.5974 | 1 | 1.0074 | 1.0088 | 1.0263 | 1.0461 | 1.0714 | 1.098 | 1.1069 | 1.116 | 1.1249 | 1.1335 | 1.1416 | 1.1495 | 1.1571 | 1.1644 | 1.1718 | 1.1791 | 1.1968 | 1.215 | 1.2331 | 1.2519 | 1.2709 | 1.2902 | 1.3096 | 1.3289 | 1.3483 | 1 | 1 | 1 | 1 | 1 | 1 | 1 | 1 | 1 | 1 | 1 | 1 | 1 | 1 | 1 | 1 | 1 | 1 | 1 | 1 | 1 | 1 | 1 | 1 | 1 | 1 | 0 | 0 | 0 | 0 | 0 | 0 | 0 | 0 | 0 | 0 | 0 | 0 | 0 | 0 | 0 | 0 | 0 | 0 | 0 | 0 | 0 | 0 | 0 | 0.041953 | 0.37441 | 0.70686
Utility-Scale Solar | Delaware | E | 1 | 145 | 1240.9996 | 144.5649 | 22.622 | 0.2028 | 1 | 1.0571 | 1.6777 | 1.7014 | 1.713 | 1.7231 | 1.7424 | 1.7195 | 1.7063 | 1.6948 | 1.6814 | 1.666 | 1.6502 | 1.6384 | 1.6259 | 1.6145 | 1.6025 | 1.6108 | 1.6194 | 1.6272 | 1.6354 | 1.6427 | 1.6498 | 1.6567 | 1.6626 | 1.6679 | 1 | 1.0154 | 1.0149 | 1.0334 | 1.0437 | 1.0503 | 1.0731 | 1.0816 | 1.1046 | 1.1273 | 1.1479 | 1.17 | 1.1946 | 1.2202 | 1.2462 | 1.2735 | 1.3019 | 1.3314 | 1.3613 | 1.3915 | 1.423 | 1.4551 | 1.4886 | 1.524 | 1.5605 | 1.5974 | 1 | 1.0074 | 1.0088 | 1.0263 | 1.0461 | 1.0714 | 1.098 | 1.1069 | 1.116 | 1.1249 | 1.1335 | 1.1416 | 1.1495 | 1.1571 | 1.1644 | 1.1718 | 1.1791 | 1.1968 | 1.215 | 1.2331 | 1.2519 | 1.2709 | 1.2902 | 1.3096 | 1.3289 | 1.3483 | 1 | 1 | 1 | 1 | 1 | 1 | 1 | 1 | 1 | 1 | 1 | 1 | 1 | 1 | 1 | 1 | 1 | 1 | 1 | 1 | 1 | 1 | 1 | 1 | 1 | 1 | 0 | 0 | 0 | 0 | 0 | 0 | 0 | 0 | 0 | 0 | 0 | 0 | 0 | 0 | 0 | 0 | 0 | 0 | 0 | 0 | 0 | 0 | 0 | 0 | 0 | 0
Utility-Scale Solar | Delaware | E | 2 | 57.9762 | 1398.5957 | 935.2566 | 25.4948 | 0.2028 | 1 | 1.0571 | 1.6777 | 1.7014 | 1.713 | 1.7231 | 1.7424 | 1.7195 | 1.7063 | 1.6948 | 1.6814 | 1.666 | 1.6502 | 1.6384 | 1.6259 | 1.6145 | 1.6025 | 1.6108 | 1.6194 | 1.6272 | 1.6354 | 1.6427 | 1.6498 | 1.6567 | 1.6626 | 1.6679 | 1 | 1.0154 | 1.0149 | 1.0334 | 1.0437 | 1.0503 | 1.0731 | 1.0816 | 1.1046 | 1.1273 | 1.1479 | 1.17 | 1.1946 | 1.2202 | 1.2462 | 1.2735 | 1.3019 | 1.3314 | 1.3613 | 1.3915 | 1.423 | 1.4551 | 1.4886 | 1.524 | 1.5605 | 1.5974 | 1 | 1.0074 | 1.0088 | 1.0263 | 1.0461 | 1.0714 | 1.098 | 1.1069 | 1.116 | 1.1249 | 1.1335 | 1.1416 | 1.1495 | 1.1571 | 1.1644 | 1.1718 | 1.1791 | 1.1968 | 1.215 | 1.2331 | 1.2519 | 1.2709 | 1.2902 | 1.3096 | 1.3289 | 1.3483 | 1 | 1 | 1 | 1 | 1 | 1 | 1 | 1 | 1 | 1 | 1 | 1 | 1 | 1 | 1 | 1 | 1 | 1 | 1 | 1 | 1 | 1 | 1 | 1 | 1 | 1 | 0 | 0 | 0 | 0 | 0 | 0 | 0 | 0 | 0 | 0 | 0 | 0 | 0 | 0 | 0 | 0 | 0 | 0 | 0.042337 | 0.23883 | 0.43532 | 0.63181 | 0.8283 | 1 | 1 | 1
Utility-Scale Solar | Delaware | E | 3 | 81.4142 | 1432.6942 | 1454.0385 | 26.1164 | 0.2028 | 1 | 1.0571 | 1.6777 | 1.7014 | 1.713 | 1.7231 | 1.7424 | 1.7195 | 1.7063 | 1.6948 | 1.6814 | 1.666 | 1.6502 | 1.6384 | 1.6259 | 1.6145 | 1.6025 | 1.6108 | 1.6194 | 1.6272 | 1.6354 | 1.6427 | 1.6498 | 1.6567 | 1.6626 | 1.6679 | 1 | 1.0154 | 1.0149 | 1.0334 | 1.0437 | 1.0503 | 1.0731 | 1.0816 | 1.1046 | 1.1273 | 1.1479 | 1.17 | 1.1946 | 1.2202 | 1.2462 | 1.2735 | 1.3019 | 1.3314 | 1.3613 | 1.3915 | 1.423 | 1.4551 | 1.4886 | 1.524 | 1.5605 | 1.5974 | 1 | 1.0074 | 1.0088 | 1.0263 | 1.0461 | 1.0714 | 1.098 | 1.1069 | 1.116 | 1.1249 | 1.1335 | 1.1416 | 1.1495 | 1.1571 | 1.1644 | 1.1718 | 1.1791 | 1.1968 | 1.215 | 1.2331 | 1.2519 | 1.2709 | 1.2902 | 1.3096 | 1.3289 | 1.3483 | 1 | 1 | 1 | 1 | 1 | 1 | 1 | 1 | 1 | 1 | 1 | 1 | 1 | 1 | 1 | 1 | 1 | 1 | 1 | 1 | 1 | 1 | 1 | 1 | 1 | 1 | 0 | 0 | 0 | 0 | 0 | 0 | 0 | 0 | 0 | 0 | 0 | 0 | 0 | 0 | 0 | 0 | 0 | 0 | 0 | 0 | 0 | 0 | 0 | 0.041953 | 0.37441 | 0.70686
Utility-Scale Solar | Dutchess | G | 1 | 429.3576 | 1520.8186 | 342.376 | 27.7228 | 0.2132 | 1 | 1.0571 | 1.6777 | 1.7014 | 1.713 | 1.7231 | 1.7424 | 1.7195 | 1.7063 | 1.6948 | 1.6814 | 1.666 | 1.6502 | 1.6384 | 1.6259 | 1.6145 | 1.6025 | 1.6108 | 1.6194 | 1.6272 | 1.6354 | 1.6427 | 1.6498 | 1.6567 | 1.6626 | 1.6679 | 1 | 1.0154 | 1.0149 | 1.0334 | 1.0437 | 1.0503 | 1.0731 | 1.0816 | 1.1046 | 1.1273 | 1.1479 | 1.17 | 1.1946 | 1.2202 | 1.2462 | 1.2735 | 1.3019 | 1.3314 | 1.3613 | 1.3915 | 1.423 | 1.4551 | 1.4886 | 1.524 | 1.5605 | 1.5974 | 1 | 1.0074 | 1.0088 | 1.0263 | 1.0461 | 1.0714 | 1.098 | 1.1069 | 1.116 | 1.1249 | 1.1335 | 1.1416 | 1.1495 | 1.1571 | 1.1644 | 1.1718 | 1.1791 | 1.1968 | 1.215 | 1.2331 | 1.2519 | 1.2709 | 1.2902 | 1.3096 | 1.3289 | 1.3483 | 1 | 1 | 1 | 1 | 1 | 1 | 1 | 1 | 1 | 1 | 1 | 1 | 1 | 1 | 1 | 1 | 1 | 1 | 1 | 1 | 1 | 1 | 1 | 1 | 1 | 1 | 0 | 0 | 0 | 0 | 0 | 0 | 4.421e-17 | 0.082589 | 0.16766 | 0.25272 | 0.33779 | 0.42286 | 0.50793 | 0.59299 | 0.67806 | 0.76313 | 0.84819 | 0.93326 | 1 | 1 | 1 | 1 | 1 | 1 | 1 | 1
Utility-Scale Solar | Dutchess | G | 2 | 486.5524 | 1587.6199 | 801.6776 | 28.9405 | 0.2132 | 1 | 1.0571 | 1.6777 | 1.7014 | 1.713 | 1.7231 | 1.7424 | 1.7195 | 1.7063 | 1.6948 | 1.6814 | 1.666 | 1.6502 | 1.6384 | 1.6259 | 1.6145 | 1.6025 | 1.6108 | 1.6194 | 1.6272 | 1.6354 | 1.6427 | 1.6498 | 1.6567 | 1.6626 | 1.6679 | 1 | 1.0154 | 1.0149 | 1.0334 | 1.0437 | 1.0503 | 1.0731 | 1.0816 | 1.1046 | 1.1273 | 1.1479 | 1.17 | 1.1946 | 1.2202 | 1.2462 | 1.2735 | 1.3019 | 1.3314 | 1.3613 | 1.3915 | 1.423 | 1.4551 | 1.4886 | 1.524 | 1.5605 | 1.5974 | 1 | 1.0074 | 1.0088 | 1.0263 | 1.0461 | 1.0714 | 1.098 | 1.1069 | 1.116 | 1.1249 | 1.1335 | 1.1416 | 1.1495 | 1.1571 | 1.1644 | 1.1718 | 1.1791 | 1.1968 | 1.215 | 1.2331 | 1.2519 | 1.2709 | 1.2902 | 1.3096 | 1.3289 | 1.3483 | 1 | 1 | 1 | 1 | 1 | 1 | 1 | 1 | 1 | 1 | 1 | 1 | 1 | 1 | 1 | 1 | 1 | 1 | 1 | 1 | 1 | 1 | 1 | 1 | 1 | 1 | 0 | 0 | 0 | 0 | 0 | 0 | 0 | 0 | 0 | 0 | 0 | 0 | 0 | 0 | 0 | 0 | 0 | 0 | 0.042337 | 0.23883 | 0.43532 | 0.63181 | 0.8283 | 1 | 1 | 1
Utility-Scale Solar | Dutchess | G | 3 | 260.0108 | 1643.1337 | 1822.0677 | 29.9525 | 0.2132 | 1 | 1.0571 | 1.6777 | 1.7014 | 1.713 | 1.7231 | 1.7424 | 1.7195 | 1.7063 | 1.6948 | 1.6814 | 1.666 | 1.6502 | 1.6384 | 1.6259 | 1.6145 | 1.6025 | 1.6108 | 1.6194 | 1.6272 | 1.6354 | 1.6427 | 1.6498 | 1.6567 | 1.6626 | 1.6679 | 1 | 1.0154 | 1.0149 | 1.0334 | 1.0437 | 1.0503 | 1.0731 | 1.0816 | 1.1046 | 1.1273 | 1.1479 | 1.17 | 1.1946 | 1.2202 | 1.2462 | 1.2735 | 1.3019 | 1.3314 | 1.3613 | 1.3915 | 1.423 | 1.4551 | 1.4886 | 1.524 | 1.5605 | 1.5974 | 1 | 1.0074 | 1.0088 | 1.0263 | 1.0461 | 1.0714 | 1.098 | 1.1069 | 1.116 | 1.1249 | 1.1335 | 1.1416 | 1.1495 | 1.1571 | 1.1644 | 1.1718 | 1.1791 | 1.1968 | 1.215 | 1.2331 | 1.2519 | 1.2709 | 1.2902 | 1.3096 | 1.3289 | 1.3483 | 1 | 1 | 1 | 1 | 1 | 1 | 1 | 1 | 1 | 1 | 1 | 1 | 1 | 1 | 1 | 1 | 1 | 1 | 1 | 1 | 1 | 1 | 1 | 1 | 1 | 1 | 0 | 0 | 0 | 0 | 0 | 0 | 0 | 0 | 0 | 0 | 0 | 0 | 0 | 0 | 0 | 0 | 0 | 0 | 0 | 0 | 0 | 0 | 0 | 0.041953 | 0.37441 | 0.70686
Utility-Scale Solar | Erie | A | 1 | 2681.8675 | 1148.6316 | 485.8571 | 24.7239 | 0.2015 | 1 | 1.0571 | 1.981 | 2.009 | 2.0227 | 2.0346 | 2.0575 | 2.0303 | 2.0147 | 2.0013 | 1.9855 | 1.9672 | 1.9486 | 1.9346 | 1.9199 | 1.9064 | 1.8922 | 1.902 | 1.9122 | 1.9214 | 1.9311 | 1.9397 | 1.9481 | 1.9562 | 1.9631 | 1.9695 | 1 | 1.0154 | 1.0149 | 1.0334 | 1.0437 | 1.0503 | 1.0731 | 1.0816 | 1.1046 | 1.1273 | 1.1479 | 1.17 | 1.1946 | 1.2202 | 1.2462 | 1.2735 | 1.3019 | 1.3314 | 1.3613 | 1.3915 | 1.423 | 1.4551 | 1.4886 | 1.524 | 1.5605 | 1.5974 | 1 | 1.0074 | 1.0088 | 1.0263 | 1.0461 | 1.0714 | 1.098 | 1.1069 | 1.116 | 1.1249 | 1.1335 | 1.1416 | 1.1495 | 1.1571 | 1.1644 | 1.1718 | 1.1791 | 1.1968 | 1.215 | 1.2331 | 1.2519 | 1.2709 | 1.2902 | 1.3096 | 1.3289 | 1.3483 | 1 | 1 | 1 | 1 | 1 | 1 | 1 | 1 | 1 | 1 | 1 | 1 | 1 | 1 | 1 | 1 | 1 | 1 | 1 | 1 | 1 | 1 | 1 | 1 | 1 | 1 | 0 | 0 | 0 | 0 | 0 | 0 | 4.421e-17 | 0.082589 | 0.16766 | 0.25272 | 0.33779 | 0.42286 | 0.50793 | 0.59299 | 0.67806 | 0.76313 | 0.84819 | 0.93326 | 1 | 1 | 1 | 1 | 1 | 1 | 1 | 1
Utility-Scale Solar | Erie | A | 2 | 858.781 | 1197.7157 | 1077.701 | 25.7837 | 0.2015 | 1 | 1.0571 | 1.9813 | 2.0092 | 2.023 | 2.0349 | 2.0577 | 2.0306 | 2.015 | 2.0015 | 1.9857 | 1.9675 | 1.9488 | 1.9349 | 1.9202 | 1.9067 | 1.8925 | 1.9023 | 1.9124 | 1.9217 | 1.9313 | 1.94 | 1.9483 | 1.9564 | 1.9634 | 1.9697 | 1 | 1.0154 | 1.0149 | 1.0334 | 1.0437 | 1.0503 | 1.0731 | 1.0816 | 1.1046 | 1.1273 | 1.1479 | 1.17 | 1.1946 | 1.2202 | 1.2462 | 1.2735 | 1.3019 | 1.3314 | 1.3613 | 1.3915 | 1.423 | 1.4551 | 1.4886 | 1.524 | 1.5605 | 1.5974 | 1 | 1.0074 | 1.0088 | 1.0263 | 1.0461 | 1.0714 | 1.098 | 1.1069 | 1.116 | 1.1249 | 1.1335 | 1.1416 | 1.1495 | 1.1571 | 1.1644 | 1.1718 | 1.1791 | 1.1968 | 1.215 | 1.2331 | 1.2519 | 1.2709 | 1.2902 | 1.3096 | 1.3289 | 1.3483 | 1 | 1 | 1 | 1 | 1 | 1 | 1 | 1 | 1 | 1 | 1 | 1 | 1 | 1 | 1 | 1 | 1 | 1 | 1 | 1 | 1 | 1 | 1 | 1 | 1 | 1 | 0 | 0 | 0 | 0 | 0 | 0 | 0 | 0 | 0 | 0 | 0 | 0 | 0 | 0 | 0 | 0 | 0 | 0 | 0.042337 | 0.23883 | 0.43532 | 0.63181 | 0.8283 | 1 | 1 | 1
Utility-Scale Solar | Erie | A | 3 | 280.3149 | 1235.8492 | 1958.6425 | 26.4196 | 0.2015 | 1 | 1.0571 | 1.9675 | 1.9952 | 2.0089 | 2.0207 | 2.0434 | 2.0165 | 2.001 | 1.9876 | 1.9719 | 1.9538 | 1.9353 | 1.9214 | 1.9068 | 1.8934 | 1.8793 | 1.889 | 1.8991 | 1.9083 | 1.9179 | 1.9265 | 1.9348 | 1.9428 | 1.9497 | 1.956 | 1 | 1.0154 | 1.0149 | 1.0334 | 1.0437 | 1.0503 | 1.0731 | 1.0816 | 1.1046 | 1.1273 | 1.1479 | 1.17 | 1.1946 | 1.2202 | 1.2462 | 1.2735 | 1.3019 | 1.3314 | 1.3613 | 1.3915 | 1.423 | 1.4551 | 1.4886 | 1.524 | 1.5605 | 1.5974 | 1 | 1.0074 | 1.0088 | 1.0263 | 1.0461 | 1.0714 | 1.098 | 1.1069 | 1.116 | 1.1249 | 1.1335 | 1.1416 | 1.1495 | 1.1571 | 1.1644 | 1.1718 | 1.1791 | 1.1968 | 1.215 | 1.2331 | 1.2519 | 1.2709 | 1.2902 | 1.3096 | 1.3289 | 1.3483 | 1 | 1 | 1 | 1 | 1 | 1 | 1 | 1 | 1 | 1 | 1 | 1 | 1 | 1 | 1 | 1 | 1 | 1 | 1 | 1 | 1 | 1 | 1 | 1 | 1 | 1 | 0 | 0 | 0 | 0 | 0 | 0 | 0 | 0 | 0 | 0 | 0 | 0 | 0 | 0 | 0 | 0 | 0 | 0 | 0 | 0 | 0 | 0 | 0 | 0.041953 | 0.37441 | 0.70686
Utility-Scale Solar | Essex | F | 1 | 60 | 1483.3787 | 227.6593 | 27.0403 | 0.2093 | 1 | 1.0571 | 1.6777 | 1.7014 | 1.713 | 1.7231 | 1.7424 | 1.7195 | 1.7063 | 1.6948 | 1.6814 | 1.666 | 1.6502 | 1.6384 | 1.6259 | 1.6145 | 1.6025 | 1.6108 | 1.6194 | 1.6272 | 1.6354 | 1.6427 | 1.6498 | 1.6567 | 1.6626 | 1.6679 | 1 | 1.0154 | 1.0149 | 1.0334 | 1.0437 | 1.0503 | 1.0731 | 1.0816 | 1.1046 | 1.1273 | 1.1479 | 1.17 | 1.1946 | 1.2202 | 1.2462 | 1.2735 | 1.3019 | 1.3314 | 1.3613 | 1.3915 | 1.423 | 1.4551 | 1.4886 | 1.524 | 1.5605 | 1.5974 | 1 | 1.0074 | 1.0088 | 1.0263 | 1.0461 | 1.0714 | 1.098 | 1.1069 | 1.116 | 1.1249 | 1.1335 | 1.1416 | 1.1495 | 1.1571 | 1.1644 | 1.1718 | 1.1791 | 1.1968 | 1.215 | 1.2331 | 1.2519 | 1.2709 | 1.2902 | 1.3096 | 1.3289 | 1.3483 | 1 | 1 | 1 | 1 | 1 | 1 | 1 | 1 | 1 | 1 | 1 | 1 | 1 | 1 | 1 | 1 | 1 | 1 | 1 | 1 | 1 | 1 | 1 | 1 | 1 | 1 | 0 | 0 | 0.027309 | 0.12255 | 0.27237 | 0.45216 | 0.66291 | 0.6942 | 0.72255 | 0.75091 | 0.77926 | 0.80762 | 0.83598 | 0.86433 | 0.89269 | 0.92104 | 0.9494 | 0.97775 | 1 | 1 | 1 | 1 | 1 | 1 | 1 | 1
Utility-Scale Solar | Franklin | E | 1 | 2860.0057 | 1294.2209 | 269.7093 | 23.5922 | 0.2015 | 1 | 1.0571 | 1.6777 | 1.7014 | 1.713 | 1.7231 | 1.7424 | 1.7195 | 1.7063 | 1.6948 | 1.6814 | 1.666 | 1.6502 | 1.6384 | 1.6259 | 1.6145 | 1.6025 | 1.6108 | 1.6194 | 1.6272 | 1.6354 | 1.6427 | 1.6498 | 1.6567 | 1.6626 | 1.6679 | 1 | 1.0154 | 1.0149 | 1.0334 | 1.0437 | 1.0503 | 1.0731 | 1.0816 | 1.1046 | 1.1273 | 1.1479 | 1.17 | 1.1946 | 1.2202 | 1.2462 | 1.2735 | 1.3019 | 1.3314 | 1.3613 | 1.3915 | 1.423 | 1.4551 | 1.4886 | 1.524 | 1.5605 | 1.5974 | 1 | 1.0074 | 1.0088 | 1.0263 | 1.0461 | 1.0714 | 1.098 | 1.1069 | 1.116 | 1.1249 | 1.1335 | 1.1416 | 1.1495 | 1.1571 | 1.1644 | 1.1718 | 1.1791 | 1.1968 | 1.215 | 1.2331 | 1.2519 | 1.2709 | 1.2902 | 1.3096 | 1.3289 | 1.3483 | 1 | 1 | 1 | 1 | 1 | 1 | 1 | 1 | 1 | 1 | 1 | 1 | 1 | 1 | 1 | 1 | 1 | 1 | 1 | 1 | 1 | 1 | 1 | 1 | 1 | 1 | 0 | 0 | 0.0078775 | 0.03535 | 0.078569 | 0.13043 | 0.19122 | 0.25613 | 0.32186 | 0.38759 | 0.45333 | 0.51906 | 0.5848 | 0.65053 | 0.71626 | 0.782 | 0.84773 | 0.91346 | 0.96504 | 0.96504 | 0.96504 | 0.96504 | 0.96504 | 0.96504 | 0.96504 | 0.96504
Utility-Scale Solar | Franklin | E | 2 | 705.4221 | 1395.5945 | 900.998 | 25.4401 | 0.2015 | 1 | 1.0571 | 1.6777 | 1.7014 | 1.713 | 1.7231 | 1.7424 | 1.7195 | 1.7063 | 1.6948 | 1.6814 | 1.666 | 1.6502 | 1.6384 | 1.6259 | 1.6145 | 1.6025 | 1.6108 | 1.6194 | 1.6272 | 1.6354 | 1.6427 | 1.6498 | 1.6567 | 1.6626 | 1.6679 | 1 | 1.0154 | 1.0149 | 1.0334 | 1.0437 | 1.0503 | 1.0731 | 1.0816 | 1.1046 | 1.1273 | 1.1479 | 1.17 | 1.1946 | 1.2202 | 1.2462 | 1.2735 | 1.3019 | 1.3314 | 1.3613 | 1.3915 | 1.423 | 1.4551 | 1.4886 | 1.524 | 1.5605 | 1.5974 | 1 | 1.0074 | 1.0088 | 1.0263 | 1.0461 | 1.0714 | 1.098 | 1.1069 | 1.116 | 1.1249 | 1.1335 | 1.1416 | 1.1495 | 1.1571 | 1.1644 | 1.1718 | 1.1791 | 1.1968 | 1.215 | 1.2331 | 1.2519 | 1.2709 | 1.2902 | 1.3096 | 1.3289 | 1.3483 | 1 | 1 | 1 | 1 | 1 | 1 | 1 | 1 | 1 | 1 | 1 | 1 | 1 | 1 | 1 | 1 | 1 | 1 | 1 | 1 | 1 | 1 | 1 | 1 | 1 | 1 | 0 | 0 | 0 | 0 | 0 | 0 | 0 | 0 | 0 | 0 | 0 | 0 | 0 | 0 | 0 | 0 | 0 | 0 | 0.042337 | 0.23883 | 0.43532 | 0.63181 | 0.8283 | 1 | 1 | 1
Utility-Scale Solar | Franklin | E | 3 | 648.3255 | 1424.0529 | 2088.7506 | 25.9589 | 0.2015 | 1 | 1.0571 | 1.6777 | 1.7014 | 1.713 | 1.7231 | 1.7424 | 1.7195 | 1.7063 | 1.6948 | 1.6814 | 1.666 | 1.6502 | 1.6384 | 1.6259 | 1.6145 | 1.6025 | 1.6108 | 1.6194 | 1.6272 | 1.6354 | 1.6427 | 1.6498 | 1.6567 | 1.6626 | 1.6679 | 1 | 1.0154 | 1.0149 | 1.0334 | 1.0437 | 1.0503 | 1.0731 | 1.0816 | 1.1046 | 1.1273 | 1.1479 | 1.17 | 1.1946 | 1.2202 | 1.2462 | 1.2735 | 1.3019 | 1.3314 | 1.3613 | 1.3915 | 1.423 | 1.4551 | 1.4886 | 1.524 | 1.5605 | 1.5974 | 1 | 1.0074 | 1.0088 | 1.0263 | 1.0461 | 1.0714 | 1.098 | 1.1069 | 1.116 | 1.1249 | 1.1335 | 1.1416 | 1.1495 | 1.1571 | 1.1644 | 1.1718 | 1.1791 | 1.1968 | 1.215 | 1.2331 | 1.2519 | 1.2709 | 1.2902 | 1.3096 | 1.3289 | 1.3483 | 1 | 1 | 1 | 1 | 1 | 1 | 1 | 1 | 1 | 1 | 1 | 1 | 1 | 1 | 1 | 1 | 1 | 1 | 1 | 1 | 1 | 1 | 1 | 1 | 1 | 1 | 0 | 0 | 0 | 0 | 0 | 0 | 0 | 0 | 0 | 0 | 0 | 0 | 0 | 0 | 0 | 0 | 0 | 0 | 0 | 0 | 0 | 0 | 0 | 0.041953 | 0.37441 | 0.70686
Utility-Scale Solar | Fulton | F | 1 | 552.869 | 1439.8556 | 240.8172 | 26.2469 | 0.2054 | 1 | 1.0571 | 1.6777 | 1.7014 | 1.713 | 1.7231 | 1.7424 | 1.7195 | 1.7063 | 1.6948 | 1.6814 | 1.666 | 1.6502 | 1.6384 | 1.6259 | 1.6145 | 1.6025 | 1.6108 | 1.6194 | 1.6272 | 1.6354 | 1.6427 | 1.6498 | 1.6567 | 1.6626 | 1.6679 | 1 | 1.0154 | 1.0149 | 1.0334 | 1.0437 | 1.0503 | 1.0731 | 1.0816 | 1.1046 | 1.1273 | 1.1479 | 1.17 | 1.1946 | 1.2202 | 1.2462 | 1.2735 | 1.3019 | 1.3314 | 1.3613 | 1.3915 | 1.423 | 1.4551 | 1.4886 | 1.524 | 1.5605 | 1.5974 | 1 | 1.0074 | 1.0088 | 1.0263 | 1.0461 | 1.0714 | 1.098 | 1.1069 | 1.116 | 1.1249 | 1.1335 | 1.1416 | 1.1495 | 1.1571 | 1.1644 | 1.1718 | 1.1791 | 1.1968 | 1.215 | 1.2331 | 1.2519 | 1.2709 | 1.2902 | 1.3096 | 1.3289 | 1.3483 | 1 | 1 | 1 | 1 | 1 | 1 | 1 | 1 | 1 | 1 | 1 | 1 | 1 | 1 | 1 | 1 | 1 | 1 | 1 | 1 | 1 | 1 | 1 | 1 | 1 | 1 | 0 | 0 | 0 | 0 | 0 | 0 | 4.421e-17 | 0.082589 | 0.16766 | 0.25272 | 0.33779 | 0.42286 | 0.50793 | 0.59299 | 0.67806 | 0.76313 | 0.84819 | 0.93326 | 1 | 1 | 1 | 1 | 1 | 1 | 1 | 1
Utility-Scale Solar | Fulton | F | 2 | 276.3039 | 1528.9045 | 772.8241 | 27.8702 | 0.2054 | 1 | 1.0571 | 1.6777 | 1.7014 | 1.713 | 1.7231 | 1.7424 | 1.7195 | 1.7063 | 1.6948 | 1.6814 | 1.666 | 1.6502 | 1.6384 | 1.6259 | 1.6145 | 1.6025 | 1.6108 | 1.6194 | 1.6272 | 1.6354 | 1.6427 | 1.6498 | 1.6567 | 1.6626 | 1.6679 | 1 | 1.0154 | 1.0149 | 1.0334 | 1.0437 | 1.0503 | 1.0731 | 1.0816 | 1.1046 | 1.1273 | 1.1479 | 1.17 | 1.1946 | 1.2202 | 1.2462 | 1.2735 | 1.3019 | 1.3314 | 1.3613 | 1.3915 | 1.423 | 1.4551 | 1.4886 | 1.524 | 1.5605 | 1.5974 | 1 | 1.0074 | 1.0088 | 1.0263 | 1.0461 | 1.0714 | 1.098 | 1.1069 | 1.116 | 1.1249 | 1.1335 | 1.1416 | 1.1495 | 1.1571 | 1.1644 | 1.1718 | 1.1791 | 1.1968 | 1.215 | 1.2331 | 1.2519 | 1.2709 | 1.2902 | 1.3096 | 1.3289 | 1.3483 | 1 | 1 | 1 | 1 | 1 | 1 | 1 | 1 | 1 | 1 | 1 | 1 | 1 | 1 | 1 | 1 | 1 | 1 | 1 | 1 | 1 | 1 | 1 | 1 | 1 | 1 | 0 | 0 | 0 | 0 | 0 | 0 | 0 | 0 | 0 | 0 | 0 | 0 | 0 | 0 | 0 | 0 | 0 | 0 | 0.042337 | 0.23883 | 0.43532 | 0.63181 | 0.8283 | 1 | 1 | 1
Utility-Scale Solar | Fulton | F | 3 | 216.0227 | 1585.7246 | 1691.6408 | 28.906 | 0.2054 | 1 | 1.0571 | 1.6777 | 1.7014 | 1.713 | 1.7231 | 1.7424 | 1.7195 | 1.7063 | 1.6948 | 1.6814 | 1.666 | 1.6502 | 1.6384 | 1.6259 | 1.6145 | 1.6025 | 1.6108 | 1.6194 | 1.6272 | 1.6354 | 1.6427 | 1.6498 | 1.6567 | 1.6626 | 1.6679 | 1 | 1.0154 | 1.0149 | 1.0334 | 1.0437 | 1.0503 | 1.0731 | 1.0816 | 1.1046 | 1.1273 | 1.1479 | 1.17 | 1.1946 | 1.2202 | 1.2462 | 1.2735 | 1.3019 | 1.3314 | 1.3613 | 1.3915 | 1.423 | 1.4551 | 1.4886 | 1.524 | 1.5605 | 1.5974 | 1 | 1.0074 | 1.0088 | 1.0263 | 1.0461 | 1.0714 | 1.098 | 1.1069 | 1.116 | 1.1249 | 1.1335 | 1.1416 | 1.1495 | 1.1571 | 1.1644 | 1.1718 | 1.1791 | 1.1968 | 1.215 | 1.2331 | 1.2519 | 1.2709 | 1.2902 | 1.3096 | 1.3289 | 1.3483 | 1 | 1 | 1 | 1 | 1 | 1 | 1 | 1 | 1 | 1 | 1 | 1 | 1 | 1 | 1 | 1 | 1 | 1 | 1 | 1 | 1 | 1 | 1 | 1 | 1 | 1 | 0 | 0 | 0 | 0 | 0 | 0 | 0 | 0 | 0 | 0 | 0 | 0 | 0 | 0 | 0 | 0 | 0 | 0 | 0 | 0 | 0 | 0 | 0 | 0.041953 | 0.37441 | 0.70686
Utility-Scale Solar | Genesee | A | 1 | 2455.2644 | 1084.5136 | 185.3807 | 20.1867 | 0.18824 | 1 | 1.0571 | 1.7131 | 1.7373 | 1.7492 | 1.7595 | 1.7792 | 1.7558 | 1.7423 | 1.7306 | 1.7169 | 1.7012 | 1.6851 | 1.673 | 1.6603 | 1.6486 | 1.6363 | 1.6448 | 1.6535 | 1.6616 | 1.6699 | 1.6774 | 1.6846 | 1.6916 | 1.6976 | 1.7031 | 1 | 1.0154 | 1.0149 | 1.0334 | 1.0437 | 1.0503 | 1.0731 | 1.0816 | 1.1046 | 1.1273 | 1.1479 | 1.17 | 1.1946 | 1.2202 | 1.2462 | 1.2735 | 1.3019 | 1.3314 | 1.3613 | 1.3915 | 1.423 | 1.4551 | 1.4886 | 1.524 | 1.5605 | 1.5974 | 1 | 1.0074 | 1.0088 | 1.0263 | 1.0461 | 1.0714 | 1.098 | 1.1069 | 1.116 | 1.1249 | 1.1335 | 1.1416 | 1.1495 | 1.1571 | 1.1644 | 1.1718 | 1.1791 | 1.1968 | 1.215 | 1.2331 | 1.2519 | 1.2709 | 1.2902 | 1.3096 | 1.3289 | 1.3483 | 1 | 1 | 1 | 1 | 1 | 1 | 1 | 1 | 1 | 1 | 1 | 1 | 1 | 1 | 1 | 1 | 1 | 1 | 1 | 1 | 1 | 1 | 1 | 1 | 1 | 1 | 0 | 0 | 0.0067202 | 0.030157 | 0.067026 | 0.11127 | 0.16313 | 0.20686 | 0.25095 | 0.29503 | 0.33912 | 0.38321 | 0.42729 | 0.47138 | 0.51547 | 0.55955 | 0.60364 | 0.64773 | 0.68232 | 0.68232 | 0.68232 | 0.68232 | 0.68232 | 0.68232 | 0.68232 | 0.68232
Utility-Scale Solar | Genesee | A | 2 | 69.5178 | 1230.3006 | 1062.4145 | 25.8525 | 0.2015 | 1 | 1.0571 | 1.934 | 1.9612 | 1.9746 | 1.9863 | 2.0086 | 1.9821 | 1.9669 | 1.9537 | 1.9383 | 1.9205 | 1.9023 | 1.8887 | 1.8743 | 1.8611 | 1.8473 | 1.8568 | 1.8667 | 1.8758 | 1.8852 | 1.8936 | 1.9018 | 1.9097 | 1.9165 | 1.9227 | 1 | 1.0154 | 1.0149 | 1.0334 | 1.0437 | 1.0503 | 1.0731 | 1.0816 | 1.1046 | 1.1273 | 1.1479 | 1.17 | 1.1946 | 1.2202 | 1.2462 | 1.2735 | 1.3019 | 1.3314 | 1.3613 | 1.3915 | 1.423 | 1.4551 | 1.4886 | 1.524 | 1.5605 | 1.5974 | 1 | 1.0074 | 1.0088 | 1.0263 | 1.0461 | 1.0714 | 1.098 | 1.1069 | 1.116 | 1.1249 | 1.1335 | 1.1416 | 1.1495 | 1.1571 | 1.1644 | 1.1718 | 1.1791 | 1.1968 | 1.215 | 1.2331 | 1.2519 | 1.2709 | 1.2902 | 1.3096 | 1.3289 | 1.3483 | 1 | 1 | 1 | 1 | 1 | 1 | 1 | 1 | 1 | 1 | 1 | 1 | 1 | 1 | 1 | 1 | 1 | 1 | 1 | 1 | 1 | 1 | 1 | 1 | 1 | 1 | 0 | 0 | 0 | 0 | 0 | 0 | 0 | 0 | 0 | 0 | 0 | 0 | 0 | 0 | 0 | 0 | 0 | 0 | 0.042337 | 0.23883 | 0.43532 | 0.63181 | 0.8283 | 1 | 1 | 1
Utility-Scale Solar | Genesee | A | 3 | 47.4617 | 1224.0518 | 1839.2618 | 26.3507 | 0.2015 | 1 | 1.0571 | 1.9813 | 2.0092 | 2.023 | 2.0349 | 2.0577 | 2.0306 | 2.015 | 2.0015 | 1.9857 | 1.9675 | 1.9488 | 1.9349 | 1.9202 | 1.9067 | 1.8925 | 1.9023 | 1.9124 | 1.9217 | 1.9313 | 1.94 | 1.9483 | 1.9564 | 1.9634 | 1.9697 | 1 | 1.0154 | 1.0149 | 1.0334 | 1.0437 | 1.0503 | 1.0731 | 1.0816 | 1.1046 | 1.1273 | 1.1479 | 1.17 | 1.1946 | 1.2202 | 1.2462 | 1.2735 | 1.3019 | 1.3314 | 1.3613 | 1.3915 | 1.423 | 1.4551 | 1.4886 | 1.524 | 1.5605 | 1.5974 | 1 | 1.0074 | 1.0088 | 1.0263 | 1.0461 | 1.0714 | 1.098 | 1.1069 | 1.116 | 1.1249 | 1.1335 | 1.1416 | 1.1495 | 1.1571 | 1.1644 | 1.1718 | 1.1791 | 1.1968 | 1.215 | 1.2331 | 1.2519 | 1.2709 | 1.2902 | 1.3096 | 1.3289 | 1.3483 | 1 | 1 | 1 | 1 | 1 | 1 | 1 | 1 | 1 | 1 | 1 | 1 | 1 | 1 | 1 | 1 | 1 | 1 | 1 | 1 | 1 | 1 | 1 | 1 | 1 | 1 | 0 | 0 | 0 | 0 | 0 | 0 | 0 | 0 | 0 | 0 | 0 | 0 | 0 | 0 | 0 | 0 | 0 | 0 | 0 | 0 | 0 | 0 | 0 | 0.041953 | 0.37441 | 0.70686
Utility-Scale Solar | Greene | G | 1 | 135.7591 | 1479.451 | 250.0989 | 26.9687 | 0.2093 | 1 | 1.0571 | 1.6777 | 1.7014 | 1.713 | 1.7231 | 1.7424 | 1.7195 | 1.7063 | 1.6948 | 1.6814 | 1.666 | 1.6502 | 1.6384 | 1.6259 | 1.6145 | 1.6025 | 1.6108 | 1.6194 | 1.6272 | 1.6354 | 1.6427 | 1.6498 | 1.6567 | 1.6626 | 1.6679 | 1 | 1.0154 | 1.0149 | 1.0334 | 1.0437 | 1.0503 | 1.0731 | 1.0816 | 1.1046 | 1.1273 | 1.1479 | 1.17 | 1.1946 | 1.2202 | 1.2462 | 1.2735 | 1.3019 | 1.3314 | 1.3613 | 1.3915 | 1.423 | 1.4551 | 1.4886 | 1.524 | 1.5605 | 1.5974 | 1 | 1.0074 | 1.0088 | 1.0263 | 1.0461 | 1.0714 | 1.098 | 1.1069 | 1.116 | 1.1249 | 1.1335 | 1.1416 | 1.1495 | 1.1571 | 1.1644 | 1.1718 | 1.1791 | 1.1968 | 1.215 | 1.2331 | 1.2519 | 1.2709 | 1.2902 | 1.3096 | 1.3289 | 1.3483 | 1 | 1 | 1 | 1 | 1 | 1 | 1 | 1 | 1 | 1 | 1 | 1 | 1 | 1 | 1 | 1 | 1 | 1 | 1 | 1 | 1 | 1 | 1 | 1 | 1 | 1 | 0 | 0 | 0.030173 | 0.1354 | 0.30094 | 0.4996 | 0.73244 | 0.7401 | 0.74371 | 0.74732 | 0.75093 | 0.75454 | 0.75815 | 0.76175 | 0.76536 | 0.76897 | 0.77258 | 0.77619 | 0.77902 | 0.77902 | 0.77902 | 0.77902 | 0.77902 | 0.77902 | 0.77902 | 0.77902
Utility-Scale Solar | Greene | G | 2 | 147.4561 | 1603.6221 | 588.9667 | 29.2322 | 0.2093 | 1 | 1.0571 | 1.6777 | 1.7014 | 1.713 | 1.7231 | 1.7424 | 1.7195 | 1.7063 | 1.6948 | 1.6814 | 1.666 | 1.6502 | 1.6384 | 1.6259 | 1.6145 | 1.6025 | 1.6108 | 1.6194 | 1.6272 | 1.6354 | 1.6427 | 1.6498 | 1.6567 | 1.6626 | 1.6679 | 1 | 1.0154 | 1.0149 | 1.0334 | 1.0437 | 1.0503 | 1.0731 | 1.0816 | 1.1046 | 1.1273 | 1.1479 | 1.17 | 1.1946 | 1.2202 | 1.2462 | 1.2735 | 1.3019 | 1.3314 | 1.3613 | 1.3915 | 1.423 | 1.4551 | 1.4886 | 1.524 | 1.5605 | 1.5974 | 1 | 1.0074 | 1.0088 | 1.0263 | 1.0461 | 1.0714 | 1.098 | 1.1069 | 1.116 | 1.1249 | 1.1335 | 1.1416 | 1.1495 | 1.1571 | 1.1644 | 1.1718 | 1.1791 | 1.1968 | 1.215 | 1.2331 | 1.2519 | 1.2709 | 1.2902 | 1.3096 | 1.3289 | 1.3483 | 1 | 1 | 1 | 1 | 1 | 1 | 1 | 1 | 1 | 1 | 1 | 1 | 1 | 1 | 1 | 1 | 1 | 1 | 1 | 1 | 1 | 1 | 1 | 1 | 1 | 1 | 0 | 0 | 0 | 0 | 0 | 0 | 0 | 0 | 0 | 0 | 0 | 0 | 0 | 0 | 0 | 0 | 0 | 0 | 0.042337 | 0.23883 | 0.43532 | 0.63181 | 0.8283 | 1 | 1 | 1
Utility-Scale Solar | Greene | G | 3 | 44.7612 | 1650.7231 | 1425.1154 | 30.0908 | 0.2093 | 1 | 1.0571 | 1.6777 | 1.7014 | 1.713 | 1.7231 | 1.7424 | 1.7195 | 1.7063 | 1.6948 | 1.6814 | 1.666 | 1.6502 | 1.6384 | 1.6259 | 1.6145 | 1.6025 | 1.6108 | 1.6194 | 1.6272 | 1.6354 | 1.6427 | 1.6498 | 1.6567 | 1.6626 | 1.6679 | 1 | 1.0154 | 1.0149 | 1.0334 | 1.0437 | 1.0503 | 1.0731 | 1.0816 | 1.1046 | 1.1273 | 1.1479 | 1.17 | 1.1946 | 1.2202 | 1.2462 | 1.2735 | 1.3019 | 1.3314 | 1.3613 | 1.3915 | 1.423 | 1.4551 | 1.4886 | 1.524 | 1.5605 | 1.5974 | 1 | 1.0074 | 1.0088 | 1.0263 | 1.0461 | 1.0714 | 1.098 | 1.1069 | 1.116 | 1.1249 | 1.1335 | 1.1416 | 1.1495 | 1.1571 | 1.1644 | 1.1718 | 1.1791 | 1.1968 | 1.215 | 1.2331 | 1.2519 | 1.2709 | 1.2902 | 1.3096 | 1.3289 | 1.3483 | 1 | 1 | 1 | 1 | 1 | 1 | 1 | 1 | 1 | 1 | 1 | 1 | 1 | 1 | 1 | 1 | 1 | 1 | 1 | 1 | 1 | 1 | 1 | 1 | 1 | 1 | 0 | 0 | 0 | 0 | 0 | 0 | 0 | 0 | 0 | 0 | 0 | 0 | 0 | 0 | 0 | 0 | 0 | 0 | 0 | 0 | 0 | 0 | 0 | 0.041953 | 0.37441 | 0.70686
Utility-Scale Solar | Herkimer | E | 1 | 1280.8111 | 1115.9538 | 190.0508 | 20.3426 | 0.17143 | 1 | 1.0571 | 1.6777 | 1.7014 | 1.713 | 1.7231 | 1.7424 | 1.7195 | 1.7063 | 1.6948 | 1.6814 | 1.666 | 1.6502 | 1.6384 | 1.6259 | 1.6145 | 1.6025 | 1.6108 | 1.6194 | 1.6272 | 1.6354 | 1.6427 | 1.6498 | 1.6567 | 1.6626 | 1.6679 | 1 | 1.0154 | 1.0149 | 1.0334 | 1.0437 | 1.0503 | 1.0731 | 1.0816 | 1.1046 | 1.1273 | 1.1479 | 1.17 | 1.1946 | 1.2202 | 1.2462 | 1.2735 | 1.3019 | 1.3314 | 1.3613 | 1.3915 | 1.423 | 1.4551 | 1.4886 | 1.524 | 1.5605 | 1.5974 | 1 | 1.0074 | 1.0088 | 1.0263 | 1.0461 | 1.0714 | 1.098 | 1.1069 | 1.116 | 1.1249 | 1.1335 | 1.1416 | 1.1495 | 1.1571 | 1.1644 | 1.1718 | 1.1791 | 1.1968 | 1.215 | 1.2331 | 1.2519 | 1.2709 | 1.2902 | 1.3096 | 1.3289 | 1.3483 | 1 | 1 | 1 | 1 | 1 | 1 | 1 | 1 | 1 | 1 | 1 | 1 | 1 | 1 | 1 | 1 | 1 | 1 | 1 | 1 | 1 | 1 | 1 | 1 | 1 | 1 | 0 | 0 | 0.014328 | 0.064296 | 0.14291 | 0.23724 | 0.34781 | 0.39832 | 0.44832 | 0.49832 | 0.54832 | 0.59832 | 0.64832 | 0.69832 | 0.74832 | 0.79831 | 0.84831 | 0.89831 | 0.93754 | 0.93754 | 0.93754 | 0.93754 | 0.93754 | 0.93754 | 0.93754 | 0.93754
Utility-Scale Solar | Herkimer | E | 2 | 488.0723 | 1400.4389 | 865.3306 | 25.5284 | 0.2002 | 1 | 1.0571 | 1.6777 | 1.7014 | 1.713 | 1.7231 | 1.7424 | 1.7195 | 1.7063 | 1.6948 | 1.6814 | 1.666 | 1.6502 | 1.6384 | 1.6259 | 1.6145 | 1.6025 | 1.6108 | 1.6194 | 1.6272 | 1.6354 | 1.6427 | 1.6498 | 1.6567 | 1.6626 | 1.6679 | 1 | 1.0154 | 1.0149 | 1.0334 | 1.0437 | 1.0503 | 1.0731 | 1.0816 | 1.1046 | 1.1273 | 1.1479 | 1.17 | 1.1946 | 1.2202 | 1.2462 | 1.2735 | 1.3019 | 1.3314 | 1.3613 | 1.3915 | 1.423 | 1.4551 | 1.4886 | 1.524 | 1.5605 | 1.5974 | 1 | 1.0074 | 1.0088 | 1.0263 | 1.0461 | 1.0714 | 1.098 | 1.1069 | 1.116 | 1.1249 | 1.1335 | 1.1416 | 1.1495 | 1.1571 | 1.1644 | 1.1718 | 1.1791 | 1.1968 | 1.215 | 1.2331 | 1.2519 | 1.2709 | 1.2902 | 1.3096 | 1.3289 | 1.3483 | 1 | 1 | 1 | 1 | 1 | 1 | 1 | 1 | 1 | 1 | 1 | 1 | 1 | 1 | 1 | 1 | 1 | 1 | 1 | 1 | 1 | 1 | 1 | 1 | 1 | 1 | 0 | 0 | 0 | 0 | 0 | 0 | 0 | 0 | 0 | 0 | 0 | 0 | 0 | 0 | 0 | 0 | 0 | 0 | 0.042337 | 0.23883 | 0.43532 | 0.63181 | 0.8283 | 1 | 1 | 1
Utility-Scale Solar | Herkimer | E | 3 | 202.3142 | 1446.0827 | 1934.4771 | 26.3604 | 0.2002 | 1 | 1.0571 | 1.6777 | 1.7014 | 1.713 | 1.7231 | 1.7424 | 1.7195 | 1.7063 | 1.6948 | 1.6814 | 1.666 | 1.6502 | 1.6384 | 1.6259 | 1.6145 | 1.6025 | 1.6108 | 1.6194 | 1.6272 | 1.6354 | 1.6427 | 1.6498 | 1.6567 | 1.6626 | 1.6679 | 1 | 1.0154 | 1.0149 | 1.0334 | 1.0437 | 1.0503 | 1.0731 | 1.0816 | 1.1046 | 1.1273 | 1.1479 | 1.17 | 1.1946 | 1.2202 | 1.2462 | 1.2735 | 1.3019 | 1.3314 | 1.3613 | 1.3915 | 1.423 | 1.4551 | 1.4886 | 1.524 | 1.5605 | 1.5974 | 1 | 1.0074 | 1.0088 | 1.0263 | 1.0461 | 1.0714 | 1.098 | 1.1069 | 1.116 | 1.1249 | 1.1335 | 1.1416 | 1.1495 | 1.1571 | 1.1644 | 1.1718 | 1.1791 | 1.1968 | 1.215 | 1.2331 | 1.2519 | 1.2709 | 1.2902 | 1.3096 | 1.3289 | 1.3483 | 1 | 1 | 1 | 1 | 1 | 1 | 1 | 1 | 1 | 1 | 1 | 1 | 1 | 1 | 1 | 1 | 1 | 1 | 1 | 1 | 1 | 1 | 1 | 1 | 1 | 1 | 0 | 0 | 0 | 0 | 0 | 0 | 0 | 0 | 0 | 0 | 0 | 0 | 0 | 0 | 0 | 0 | 0 | 0 | 0 | 0 | 0 | 0 | 0 | 0.041953 | 0.37441 | 0.70686
Utility-Scale Solar | Jefferson | E | 1 | 8312.9041 | 1283.717 | 229.0325 | 23.4007 | 0.2054 | 1 | 1.0571 | 1.6777 | 1.7014 | 1.713 | 1.7231 | 1.7424 | 1.7195 | 1.7063 | 1.6948 | 1.6814 | 1.666 | 1.6502 | 1.6384 | 1.6259 | 1.6145 | 1.6025 | 1.6108 | 1.6194 | 1.6272 | 1.6354 | 1.6427 | 1.6498 | 1.6567 | 1.6626 | 1.6679 | 1 | 1.0154 | 1.0149 | 1.0334 | 1.0437 | 1.0503 | 1.0731 | 1.0816 | 1.1046 | 1.1273 | 1.1479 | 1.17 | 1.1946 | 1.2202 | 1.2462 | 1.2735 | 1.3019 | 1.3314 | 1.3613 | 1.3915 | 1.423 | 1.4551 | 1.4886 | 1.524 | 1.5605 | 1.5974 | 1 | 1.0074 | 1.0088 | 1.0263 | 1.0461 | 1.0714 | 1.098 | 1.1069 | 1.116 | 1.1249 | 1.1335 | 1.1416 | 1.1495 | 1.1571 | 1.1644 | 1.1718 | 1.1791 | 1.1968 | 1.215 | 1.2331 | 1.2519 | 1.2709 | 1.2902 | 1.3096 | 1.3289 | 1.3483 | 1 | 1 | 1 | 1 | 1 | 1 | 1 | 1 | 1 | 1 | 1 | 1 | 1 | 1 | 1 | 1 | 1 | 1 | 1 | 1 | 1 | 1 | 1 | 1 | 1 | 1 | 0 | 0 | 0.0064995 | 0.029166 | 0.064826 | 0.10762 | 0.15777 | 0.22716 | 0.29771 | 0.36825 | 0.4388 | 0.50935 | 0.57989 | 0.65044 | 0.72099 | 0.79153 | 0.86208 | 0.93262 | 0.98797 | 0.98797 | 0.98797 | 0.98797 | 0.98797 | 0.98797 | 0.98797 | 0.98797
Utility-Scale Solar | Jefferson | E | 2 | 1201.8562 | 1400.3153 | 935.4076 | 25.5262 | 0.2054 | 1 | 1.0571 | 1.6777 | 1.7014 | 1.713 | 1.7231 | 1.7424 | 1.7195 | 1.7063 | 1.6948 | 1.6814 | 1.666 | 1.6502 | 1.6384 | 1.6259 | 1.6145 | 1.6025 | 1.6108 | 1.6194 | 1.6272 | 1.6354 | 1.6427 | 1.6498 | 1.6567 | 1.6626 | 1.6679 | 1 | 1.0154 | 1.0149 | 1.0334 | 1.0437 | 1.0503 | 1.0731 | 1.0816 | 1.1046 | 1.1273 | 1.1479 | 1.17 | 1.1946 | 1.2202 | 1.2462 | 1.2735 | 1.3019 | 1.3314 | 1.3613 | 1.3915 | 1.423 | 1.4551 | 1.4886 | 1.524 | 1.5605 | 1.5974 | 1 | 1.0074 | 1.0088 | 1.0263 | 1.0461 | 1.0714 | 1.098 | 1.1069 | 1.116 | 1.1249 | 1.1335 | 1.1416 | 1.1495 | 1.1571 | 1.1644 | 1.1718 | 1.1791 | 1.1968 | 1.215 | 1.2331 | 1.2519 | 1.2709 | 1.2902 | 1.3096 | 1.3289 | 1.3483 | 1 | 1 | 1 | 1 | 1 | 1 | 1 | 1 | 1 | 1 | 1 | 1 | 1 | 1 | 1 | 1 | 1 | 1 | 1 | 1 | 1 | 1 | 1 | 1 | 1 | 1 | 0 | 0 | 0 | 0 | 0 | 0 | 0 | 0 | 0 | 0 | 0 | 0 | 0 | 0 | 0 | 0 | 0 | 0 | 0.042337 | 0.23883 | 0.43532 | 0.63181 | 0.8283 | 1 | 1 | 1
Utility-Scale Solar | Jefferson | E | 3 | 481.5023 | 1451.5808 | 2313.2755 | 26.4607 | 0.2054 | 1 | 1.0571 | 1.6777 | 1.7014 | 1.713 | 1.7231 | 1.7424 | 1.7195 | 1.7063 | 1.6948 | 1.6814 | 1.666 | 1.6502 | 1.6384 | 1.6259 | 1.6145 | 1.6025 | 1.6108 | 1.6194 | 1.6272 | 1.6354 | 1.6427 | 1.6498 | 1.6567 | 1.6626 | 1.6679 | 1 | 1.0154 | 1.0149 | 1.0334 | 1.0437 | 1.0503 | 1.0731 | 1.0816 | 1.1046 | 1.1273 | 1.1479 | 1.17 | 1.1946 | 1.2202 | 1.2462 | 1.2735 | 1.3019 | 1.3314 | 1.3613 | 1.3915 | 1.423 | 1.4551 | 1.4886 | 1.524 | 1.5605 | 1.5974 | 1 | 1.0074 | 1.0088 | 1.0263 | 1.0461 | 1.0714 | 1.098 | 1.1069 | 1.116 | 1.1249 | 1.1335 | 1.1416 | 1.1495 | 1.1571 | 1.1644 | 1.1718 | 1.1791 | 1.1968 | 1.215 | 1.2331 | 1.2519 | 1.2709 | 1.2902 | 1.3096 | 1.3289 | 1.3483 | 1 | 1 | 1 | 1 | 1 | 1 | 1 | 1 | 1 | 1 | 1 | 1 | 1 | 1 | 1 | 1 | 1 | 1 | 1 | 1 | 1 | 1 | 1 | 1 | 1 | 1 | 0 | 0 | 0 | 0 | 0 | 0 | 0 | 0 | 0 | 0 | 0 | 0 | 0 | 0 | 0 | 0 | 0 | 0 | 0 | 0 | 0 | 0 | 0 | 0.041953 | 0.37441 | 0.70686
Utility-Scale Solar | Lewis | E | 1 | 1712.5245 | 1299.1321 | 255.4186 | 23.6817 | 0.2002 | 1 | 1.0571 | 1.6777 | 1.7014 | 1.713 | 1.7231 | 1.7424 | 1.7195 | 1.7063 | 1.6948 | 1.6814 | 1.666 | 1.6502 | 1.6384 | 1.6259 | 1.6145 | 1.6025 | 1.6108 | 1.6194 | 1.6272 | 1.6354 | 1.6427 | 1.6498 | 1.6567 | 1.6626 | 1.6679 | 1 | 1.0154 | 1.0149 | 1.0334 | 1.0437 | 1.0503 | 1.0731 | 1.0816 | 1.1046 | 1.1273 | 1.1479 | 1.17 | 1.1946 | 1.2202 | 1.2462 | 1.2735 | 1.3019 | 1.3314 | 1.3613 | 1.3915 | 1.423 | 1.4551 | 1.4886 | 1.524 | 1.5605 | 1.5974 | 1 | 1.0074 | 1.0088 | 1.0263 | 1.0461 | 1.0714 | 1.098 | 1.1069 | 1.116 | 1.1249 | 1.1335 | 1.1416 | 1.1495 | 1.1571 | 1.1644 | 1.1718 | 1.1791 | 1.1968 | 1.215 | 1.2331 | 1.2519 | 1.2709 | 1.2902 | 1.3096 | 1.3289 | 1.3483 | 1 | 1 | 1 | 1 | 1 | 1 | 1 | 1 | 1 | 1 | 1 | 1 | 1 | 1 | 1 | 1 | 1 | 1 | 1 | 1 | 1 | 1 | 1 | 1 | 1 | 1 | 0 | 0 | 0.00299 | 0.013417 | 0.029821 | 0.049506 | 0.07258 | 0.14955 | 0.22841 | 0.30727 | 0.38613 | 0.46498 | 0.54384 | 0.6227 | 0.70156 | 0.78042 | 0.85927 | 0.93813 | 1 | 1 | 1 | 1 | 1 | 1 | 1 | 1
Utility-Scale Solar | Lewis | E | 2 | 823.3741 | 1396.1954 | 869.7726 | 25.4511 | 0.2002 | 1 | 1.0571 | 1.6777 | 1.7014 | 1.713 | 1.7231 | 1.7424 | 1.7195 | 1.7063 | 1.6948 | 1.6814 | 1.666 | 1.6502 | 1.6384 | 1.6259 | 1.6145 | 1.6025 | 1.6108 | 1.6194 | 1.6272 | 1.6354 | 1.6427 | 1.6498 | 1.6567 | 1.6626 | 1.6679 | 1 | 1.0154 | 1.0149 | 1.0334 | 1.0437 | 1.0503 | 1.0731 | 1.0816 | 1.1046 | 1.1273 | 1.1479 | 1.17 | 1.1946 | 1.2202 | 1.2462 | 1.2735 | 1.3019 | 1.3314 | 1.3613 | 1.3915 | 1.423 | 1.4551 | 1.4886 | 1.524 | 1.5605 | 1.5974 | 1 | 1.0074 | 1.0088 | 1.0263 | 1.0461 | 1.0714 | 1.098 | 1.1069 | 1.116 | 1.1249 | 1.1335 | 1.1416 | 1.1495 | 1.1571 | 1.1644 | 1.1718 | 1.1791 | 1.1968 | 1.215 | 1.2331 | 1.2519 | 1.2709 | 1.2902 | 1.3096 | 1.3289 | 1.3483 | 1 | 1 | 1 | 1 | 1 | 1 | 1 | 1 | 1 | 1 | 1 | 1 | 1 | 1 | 1 | 1 | 1 | 1 | 1 | 1 | 1 | 1 | 1 | 1 | 1 | 1 | 0 | 0 | 0 | 0 | 0 | 0 | 0 | 0 | 0 | 0 | 0 | 0 | 0 | 0 | 0 | 0 | 0 | 0 | 0.042337 | 0.23883 | 0.43532 | 0.63181 | 0.8283 | 1 | 1 | 1
Utility-Scale Solar | Lewis | E | 3 | 501.7154 | 1437.6047 | 1688.7937 | 26.2059 | 0.2002 | 1 | 1.0571 | 1.6777 | 1.7014 | 1.713 | 1.7231 | 1.7424 | 1.7195 | 1.7063 | 1.6948 | 1.6814 | 1.666 | 1.6502 | 1.6384 | 1.6259 | 1.6145 | 1.6025 | 1.6108 | 1.6194 | 1.6272 | 1.6354 | 1.6427 | 1.6498 | 1.6567 | 1.6626 | 1.6679 | 1 | 1.0154 | 1.0149 | 1.0334 | 1.0437 | 1.0503 | 1.0731 | 1.0816 | 1.1046 | 1.1273 | 1.1479 | 1.17 | 1.1946 | 1.2202 | 1.2462 | 1.2735 | 1.3019 | 1.3314 | 1.3613 | 1.3915 | 1.423 | 1.4551 | 1.4886 | 1.524 | 1.5605 | 1.5974 | 1 | 1.0074 | 1.0088 | 1.0263 | 1.0461 | 1.0714 | 1.098 | 1.1069 | 1.116 | 1.1249 | 1.1335 | 1.1416 | 1.1495 | 1.1571 | 1.1644 | 1.1718 | 1.1791 | 1.1968 | 1.215 | 1.2331 | 1.2519 | 1.2709 | 1.2902 | 1.3096 | 1.3289 | 1.3483 | 1 | 1 | 1 | 1 | 1 | 1 | 1 | 1 | 1 | 1 | 1 | 1 | 1 | 1 | 1 | 1 | 1 | 1 | 1 | 1 | 1 | 1 | 1 | 1 | 1 | 1 | 0 | 0 | 0 | 0 | 0 | 0 | 0 | 0 | 0 | 0 | 0 | 0 | 0 | 0 | 0 | 0 | 0 | 0 | 0 | 0 | 0 | 0 | 0 | 0.041953 | 0.37441 | 0.70686
Utility-Scale Solar | Livingston | C | 1 | 575.2535 | 1289.0174 | 305.4626 | 23.8116 | 0.2015 | 1 | 1.0571 | 1.7002 | 1.7241 | 1.7359 | 1.7461 | 1.7658 | 1.7425 | 1.7291 | 1.7175 | 1.7039 | 1.6883 | 1.6723 | 1.6603 | 1.6477 | 1.6361 | 1.6239 | 1.6323 | 1.641 | 1.649 | 1.6573 | 1.6647 | 1.6719 | 1.6788 | 1.6848 | 1.6902 | 1 | 1.0154 | 1.0149 | 1.0334 | 1.0437 | 1.0503 | 1.0731 | 1.0816 | 1.1046 | 1.1273 | 1.1479 | 1.17 | 1.1946 | 1.2202 | 1.2462 | 1.2735 | 1.3019 | 1.3314 | 1.3613 | 1.3915 | 1.423 | 1.4551 | 1.4886 | 1.524 | 1.5605 | 1.5974 | 1 | 1.0074 | 1.0088 | 1.0263 | 1.0461 | 1.0714 | 1.098 | 1.1069 | 1.116 | 1.1249 | 1.1335 | 1.1416 | 1.1495 | 1.1571 | 1.1644 | 1.1718 | 1.1791 | 1.1968 | 1.215 | 1.2331 | 1.2519 | 1.2709 | 1.2902 | 1.3096 | 1.3289 | 1.3483 | 1 | 1 | 1 | 1 | 1 | 1 | 1 | 1 | 1 | 1 | 1 | 1 | 1 | 1 | 1 | 1 | 1 | 1 | 1 | 1 | 1 | 1 | 1 | 1 | 1 | 1 | 0 | 0 | 0.014242 | 0.063909 | 0.14204 | 0.23581 | 0.34571 | 0.38142 | 0.41618 | 0.45093 | 0.48569 | 0.52045 | 0.5552 | 0.58996 | 0.62472 | 0.65948 | 0.69423 | 0.72899 | 0.75626 | 0.75626 | 0.75626 | 0.75626 | 0.75626 | 0.75626 | 0.75626 | 0.75626
Utility-Scale Solar | Livingston | C | 2 | 238.5567 | 1404.0671 | 881.1642 | 25.5945 | 0.2015 | 1 | 1.0571 | 1.6777 | 1.7014 | 1.713 | 1.7231 | 1.7424 | 1.7195 | 1.7063 | 1.6948 | 1.6814 | 1.666 | 1.6502 | 1.6384 | 1.6259 | 1.6145 | 1.6025 | 1.6108 | 1.6194 | 1.6272 | 1.6354 | 1.6427 | 1.6498 | 1.6567 | 1.6626 | 1.6679 | 1 | 1.0154 | 1.0149 | 1.0334 | 1.0437 | 1.0503 | 1.0731 | 1.0816 | 1.1046 | 1.1273 | 1.1479 | 1.17 | 1.1946 | 1.2202 | 1.2462 | 1.2735 | 1.3019 | 1.3314 | 1.3613 | 1.3915 | 1.423 | 1.4551 | 1.4886 | 1.524 | 1.5605 | 1.5974 | 1 | 1.0074 | 1.0088 | 1.0263 | 1.0461 | 1.0714 | 1.098 | 1.1069 | 1.116 | 1.1249 | 1.1335 | 1.1416 | 1.1495 | 1.1571 | 1.1644 | 1.1718 | 1.1791 | 1.1968 | 1.215 | 1.2331 | 1.2519 | 1.2709 | 1.2902 | 1.3096 | 1.3289 | 1.3483 | 1 | 1 | 1 | 1 | 1 | 1 | 1 | 1 | 1 | 1 | 1 | 1 | 1 | 1 | 1 | 1 | 1 | 1 | 1 | 1 | 1 | 1 | 1 | 1 | 1 | 1 | 0 | 0 | 0 | 0 | 0 | 0 | 0 | 0 | 0 | 0 | 0 | 0 | 0 | 0 | 0 | 0 | 0 | 0 | 0.042337 | 0.23883 | 0.43532 | 0.63181 | 0.8283 | 1 | 1 | 1
Utility-Scale Solar | Livingston | C | 3 | 101.3804 | 1440.1091 | 1554.6013 | 26.2515 | 0.2015 | 1 | 1.0571 | 1.6777 | 1.7014 | 1.713 | 1.7231 | 1.7424 | 1.7195 | 1.7063 | 1.6948 | 1.6814 | 1.666 | 1.6502 | 1.6384 | 1.6259 | 1.6145 | 1.6025 | 1.6108 | 1.6194 | 1.6272 | 1.6354 | 1.6427 | 1.6498 | 1.6567 | 1.6626 | 1.6679 | 1 | 1.0154 | 1.0149 | 1.0334 | 1.0437 | 1.0503 | 1.0731 | 1.0816 | 1.1046 | 1.1273 | 1.1479 | 1.17 | 1.1946 | 1.2202 | 1.2462 | 1.2735 | 1.3019 | 1.3314 | 1.3613 | 1.3915 | 1.423 | 1.4551 | 1.4886 | 1.524 | 1.5605 | 1.5974 | 1 | 1.0074 | 1.0088 | 1.0263 | 1.0461 | 1.0714 | 1.098 | 1.1069 | 1.116 | 1.1249 | 1.1335 | 1.1416 | 1.1495 | 1.1571 | 1.1644 | 1.1718 | 1.1791 | 1.1968 | 1.215 | 1.2331 | 1.2519 | 1.2709 | 1.2902 | 1.3096 | 1.3289 | 1.3483 | 1 | 1 | 1 | 1 | 1 | 1 | 1 | 1 | 1 | 1 | 1 | 1 | 1 | 1 | 1 | 1 | 1 | 1 | 1 | 1 | 1 | 1 | 1 | 1 | 1 | 1 | 0 | 0 | 0 | 0 | 0 | 0 | 0 | 0 | 0 | 0 | 0 | 0 | 0 | 0 | 0 | 0 | 0 | 0 | 0 | 0 | 0 | 0 | 0 | 0.041953 | 0.37441 | 0.70686
Utility-Scale Solar | Madison | E | 1 | 339.5 | 1228.7504 | 144.5649 | 22.3987 | 0.1989 | 1 | 1.0571 | 1.6777 | 1.7014 | 1.713 | 1.7231 | 1.7424 | 1.7195 | 1.7063 | 1.6948 | 1.6814 | 1.666 | 1.6502 | 1.6384 | 1.6259 | 1.6145 | 1.6025 | 1.6108 | 1.6194 | 1.6272 | 1.6354 | 1.6427 | 1.6498 | 1.6567 | 1.6626 | 1.6679 | 1 | 1.0154 | 1.0149 | 1.0334 | 1.0437 | 1.0503 | 1.0731 | 1.0816 | 1.1046 | 1.1273 | 1.1479 | 1.17 | 1.1946 | 1.2202 | 1.2462 | 1.2735 | 1.3019 | 1.3314 | 1.3613 | 1.3915 | 1.423 | 1.4551 | 1.4886 | 1.524 | 1.5605 | 1.5974 | 1 | 1.0074 | 1.0088 | 1.0263 | 1.0461 | 1.0714 | 1.098 | 1.1069 | 1.116 | 1.1249 | 1.1335 | 1.1416 | 1.1495 | 1.1571 | 1.1644 | 1.1718 | 1.1791 | 1.1968 | 1.215 | 1.2331 | 1.2519 | 1.2709 | 1.2902 | 1.3096 | 1.3289 | 1.3483 | 1 | 1 | 1 | 1 | 1 | 1 | 1 | 1 | 1 | 1 | 1 | 1 | 1 | 1 | 1 | 1 | 1 | 1 | 1 | 1 | 1 | 1 | 1 | 1 | 1 | 1 | 0 | 0 | 0.040963 | 0.18382 | 0.40856 | 0.67825 | 0.99436 | 1 | 1 | 1 | 1 | 1 | 1 | 1 | 1 | 1 | 1 | 1 | 1 | 1 | 1 | 1 | 1 | 1 | 1 | 1
Utility-Scale Solar | Madison | E | 2 | 53.466 | 1408.5691 | 766.7501 | 25.6766 | 0.1989 | 1 | 1.0571 | 1.6777 | 1.7014 | 1.713 | 1.7231 | 1.7424 | 1.7195 | 1.7063 | 1.6948 | 1.6814 | 1.666 | 1.6502 | 1.6384 | 1.6259 | 1.6145 | 1.6025 | 1.6108 | 1.6194 | 1.6272 | 1.6354 | 1.6427 | 1.6498 | 1.6567 | 1.6626 | 1.6679 | 1 | 1.0154 | 1.0149 | 1.0334 | 1.0437 | 1.0503 | 1.0731 | 1.0816 | 1.1046 | 1.1273 | 1.1479 | 1.17 | 1.1946 | 1.2202 | 1.2462 | 1.2735 | 1.3019 | 1.3314 | 1.3613 | 1.3915 | 1.423 | 1.4551 | 1.4886 | 1.524 | 1.5605 | 1.5974 | 1 | 1.0074 | 1.0088 | 1.0263 | 1.0461 | 1.0714 | 1.098 | 1.1069 | 1.116 | 1.1249 | 1.1335 | 1.1416 | 1.1495 | 1.1571 | 1.1644 | 1.1718 | 1.1791 | 1.1968 | 1.215 | 1.2331 | 1.2519 | 1.2709 | 1.2902 | 1.3096 | 1.3289 | 1.3483 | 1 | 1 | 1 | 1 | 1 | 1 | 1 | 1 | 1 | 1 | 1 | 1 | 1 | 1 | 1 | 1 | 1 | 1 | 1 | 1 | 1 | 1 | 1 | 1 | 1 | 1 | 0 | 0 | 0 | 0 | 0 | 0 | 0 | 0 | 0 | 0 | 0 | 0 | 0 | 0 | 0 | 0 | 0 | 0 | 0.042337 | 0.23883 | 0.43532 | 0.63181 | 0.8283 | 1 | 1 | 1
Utility-Scale Solar | Madison | E | 3 | 5.1639 | 1477.094 | 1700.7835 | 26.9257 | 0.1989 | 1 | 1.0571 | 1.6777 | 1.7014 | 1.713 | 1.7231 | 1.7424 | 1.7195 | 1.7063 | 1.6948 | 1.6814 | 1.666 | 1.6502 | 1.6384 | 1.6259 | 1.6145 | 1.6025 | 1.6108 | 1.6194 | 1.6272 | 1.6354 | 1.6427 | 1.6498 | 1.6567 | 1.6626 | 1.6679 | 1 | 1.0154 | 1.0149 | 1.0334 | 1.0437 | 1.0503 | 1.0731 | 1.0816 | 1.1046 | 1.1273 | 1.1479 | 1.17 | 1.1946 | 1.2202 | 1.2462 | 1.2735 | 1.3019 | 1.3314 | 1.3613 | 1.3915 | 1.423 | 1.4551 | 1.4886 | 1.524 | 1.5605 | 1.5974 | 1 | 1.0074 | 1.0088 | 1.0263 | 1.0461 | 1.0714 | 1.098 | 1.1069 | 1.116 | 1.1249 | 1.1335 | 1.1416 | 1.1495 | 1.1571 | 1.1644 | 1.1718 | 1.1791 | 1.1968 | 1.215 | 1.2331 | 1.2519 | 1.2709 | 1.2902 | 1.3096 | 1.3289 | 1.3483 | 1 | 1 | 1 | 1 | 1 | 1 | 1 | 1 | 1 | 1 | 1 | 1 | 1 | 1 | 1 | 1 | 1 | 1 | 1 | 1 | 1 | 1 | 1 | 1 | 1 | 1 | 0 | 0 | 0 | 0 | 0 | 0 | 0 | 0 | 0 | 0 | 0 | 0 | 0 | 0 | 0 | 0 | 0 | 0 | 0 | 0 | 0 | 0 | 0 | 0.041953 | 0.37441 | 0.70686
Utility-Scale Solar | Monroe | B | 1 | 180.5664 | 1369.8977 | 492.1717 | 24.9717 | 0.2054 | 1 | 1.0571 | 1.6777 | 1.7014 | 1.713 | 1.7231 | 1.7424 | 1.7195 | 1.7063 | 1.6948 | 1.6814 | 1.666 | 1.6502 | 1.6384 | 1.6259 | 1.6145 | 1.6025 | 1.6108 | 1.6194 | 1.6272 | 1.6354 | 1.6427 | 1.6498 | 1.6567 | 1.6626 | 1.6679 | 1 | 1.0154 | 1.0149 | 1.0334 | 1.0437 | 1.0503 | 1.0731 | 1.0816 | 1.1046 | 1.1273 | 1.1479 | 1.17 | 1.1946 | 1.2202 | 1.2462 | 1.2735 | 1.3019 | 1.3314 | 1.3613 | 1.3915 | 1.423 | 1.4551 | 1.4886 | 1.524 | 1.5605 | 1.5974 | 1 | 1.0074 | 1.0088 | 1.0263 | 1.0461 | 1.0714 | 1.098 | 1.1069 | 1.116 | 1.1249 | 1.1335 | 1.1416 | 1.1495 | 1.1571 | 1.1644 | 1.1718 | 1.1791 | 1.1968 | 1.215 | 1.2331 | 1.2519 | 1.2709 | 1.2902 | 1.3096 | 1.3289 | 1.3483 | 1 | 1 | 1 | 1 | 1 | 1 | 1 | 1 | 1 | 1 | 1 | 1 | 1 | 1 | 1 | 1 | 1 | 1 | 1 | 1 | 1 | 1 | 1 | 1 | 1 | 1 | 0 | 0 | 0 | 0 | 0 | 0 | 4.421e-17 | 0.082589 | 0.16766 | 0.25272 | 0.33779 | 0.42286 | 0.50793 | 0.59299 | 0.67806 | 0.76313 | 0.84819 | 0.93326 | 1 | 1 | 1 | 1 | 1 | 1 | 1 | 1
Utility-Scale Solar | Monroe | B | 2 | 184.3673 | 1419.2637 | 916.1417 | 25.8716 | 0.2054 | 1 | 1.0571 | 1.6777 | 1.7014 | 1.713 | 1.7231 | 1.7424 | 1.7195 | 1.7063 | 1.6948 | 1.6814 | 1.666 | 1.6502 | 1.6384 | 1.6259 | 1.6145 | 1.6025 | 1.6108 | 1.6194 | 1.6272 | 1.6354 | 1.6427 | 1.6498 | 1.6567 | 1.6626 | 1.6679 | 1 | 1.0154 | 1.0149 | 1.0334 | 1.0437 | 1.0503 | 1.0731 | 1.0816 | 1.1046 | 1.1273 | 1.1479 | 1.17 | 1.1946 | 1.2202 | 1.2462 | 1.2735 | 1.3019 | 1.3314 | 1.3613 | 1.3915 | 1.423 | 1.4551 | 1.4886 | 1.524 | 1.5605 | 1.5974 | 1 | 1.0074 | 1.0088 | 1.0263 | 1.0461 | 1.0714 | 1.098 | 1.1069 | 1.116 | 1.1249 | 1.1335 | 1.1416 | 1.1495 | 1.1571 | 1.1644 | 1.1718 | 1.1791 | 1.1968 | 1.215 | 1.2331 | 1.2519 | 1.2709 | 1.2902 | 1.3096 | 1.3289 | 1.3483 | 1 | 1 | 1 | 1 | 1 | 1 | 1 | 1 | 1 | 1 | 1 | 1 | 1 | 1 | 1 | 1 | 1 | 1 | 1 | 1 | 1 | 1 | 1 | 1 | 1 | 1 | 0 | 0 | 0 | 0 | 0 | 0 | 0 | 0 | 0 | 0 | 0 | 0 | 0 | 0 | 0 | 0 | 0 | 0 | 0.042337 | 0.23883 | 0.43532 | 0.63181 | 0.8283 | 1 | 1 | 1
Utility-Scale Solar | Monroe | B | 3 | 155.8493 | 1453.6794 | 1961.1149 | 26.4989 | 0.2054 | 1 | 1.0571 | 1.6777 | 1.7014 | 1.713 | 1.7231 | 1.7424 | 1.7195 | 1.7063 | 1.6948 | 1.6814 | 1.666 | 1.6502 | 1.6384 | 1.6259 | 1.6145 | 1.6025 | 1.6108 | 1.6194 | 1.6272 | 1.6354 | 1.6427 | 1.6498 | 1.6567 | 1.6626 | 1.6679 | 1 | 1.0154 | 1.0149 | 1.0334 | 1.0437 | 1.0503 | 1.0731 | 1.0816 | 1.1046 | 1.1273 | 1.1479 | 1.17 | 1.1946 | 1.2202 | 1.2462 | 1.2735 | 1.3019 | 1.3314 | 1.3613 | 1.3915 | 1.423 | 1.4551 | 1.4886 | 1.524 | 1.5605 | 1.5974 | 1 | 1.0074 | 1.0088 | 1.0263 | 1.0461 | 1.0714 | 1.098 | 1.1069 | 1.116 | 1.1249 | 1.1335 | 1.1416 | 1.1495 | 1.1571 | 1.1644 | 1.1718 | 1.1791 | 1.1968 | 1.215 | 1.2331 | 1.2519 | 1.2709 | 1.2902 | 1.3096 | 1.3289 | 1.3483 | 1 | 1 | 1 | 1 | 1 | 1 | 1 | 1 | 1 | 1 | 1 | 1 | 1 | 1 | 1 | 1 | 1 | 1 | 1 | 1 | 1 | 1 | 1 | 1 | 1 | 1 | 0 | 0 | 0 | 0 | 0 | 0 | 0 | 0 | 0 | 0 | 0 | 0 | 0 | 0 | 0 | 0 | 0 | 0 | 0 | 0 | 0 | 0 | 0 | 0.041953 | 0.37441 | 0.70686
Utility-Scale Solar | Montgomery | F | 1 | 3985.8052 | 1384.678 | 206.0224 | 25.2411 | 0.2054 | 1 | 1.0571 | 1.6777 | 1.7014 | 1.713 | 1.7231 | 1.7424 | 1.7195 | 1.7063 | 1.6948 | 1.6814 | 1.666 | 1.6502 | 1.6384 | 1.6259 | 1.6145 | 1.6025 | 1.6108 | 1.6194 | 1.6272 | 1.6354 | 1.6427 | 1.6498 | 1.6567 | 1.6626 | 1.6679 | 1 | 1.0154 | 1.0149 | 1.0334 | 1.0437 | 1.0503 | 1.0731 | 1.0816 | 1.1046 | 1.1273 | 1.1479 | 1.17 | 1.1946 | 1.2202 | 1.2462 | 1.2735 | 1.3019 | 1.3314 | 1.3613 | 1.3915 | 1.423 | 1.4551 | 1.4886 | 1.524 | 1.5605 | 1.5974 | 1 | 1.0074 | 1.0088 | 1.0263 | 1.0461 | 1.0714 | 1.098 | 1.1069 | 1.116 | 1.1249 | 1.1335 | 1.1416 | 1.1495 | 1.1571 | 1.1644 | 1.1718 | 1.1791 | 1.1968 | 1.215 | 1.2331 | 1.2519 | 1.2709 | 1.2902 | 1.3096 | 1.3289 | 1.3483 | 1 | 1 | 1 | 1 | 1 | 1 | 1 | 1 | 1 | 1 | 1 | 1 | 1 | 1 | 1 | 1 | 1 | 1 | 1 | 1 | 1 | 1 | 1 | 1 | 1 | 1 | 0 | 0 | 0.014188 | 0.063666 | 0.14151 | 0.23491 | 0.3444 | 0.39992 | 0.4551 | 0.51028 | 0.56545 | 0.62063 | 0.67581 | 0.73099 | 0.78616 | 0.84134 | 0.89652 | 0.95169 | 0.99498 | 0.99498 | 0.99498 | 0.99498 | 0.99498 | 0.99498 | 0.99498 | 0.99498
Utility-Scale Solar | Montgomery | F | 2 | 1086.2629 | 1519.9212 | 758.8551 | 27.7064 | 0.2054 | 1 | 1.0571 | 1.6777 | 1.7014 | 1.713 | 1.7231 | 1.7424 | 1.7195 | 1.7063 | 1.6948 | 1.6814 | 1.666 | 1.6502 | 1.6384 | 1.6259 | 1.6145 | 1.6025 | 1.6108 | 1.6194 | 1.6272 | 1.6354 | 1.6427 | 1.6498 | 1.6567 | 1.6626 | 1.6679 | 1 | 1.0154 | 1.0149 | 1.0334 | 1.0437 | 1.0503 | 1.0731 | 1.0816 | 1.1046 | 1.1273 | 1.1479 | 1.17 | 1.1946 | 1.2202 | 1.2462 | 1.2735 | 1.3019 | 1.3314 | 1.3613 | 1.3915 | 1.423 | 1.4551 | 1.4886 | 1.524 | 1.5605 | 1.5974 | 1 | 1.0074 | 1.0088 | 1.0263 | 1.0461 | 1.0714 | 1.098 | 1.1069 | 1.116 | 1.1249 | 1.1335 | 1.1416 | 1.1495 | 1.1571 | 1.1644 | 1.1718 | 1.1791 | 1.1968 | 1.215 | 1.2331 | 1.2519 | 1.2709 | 1.2902 | 1.3096 | 1.3289 | 1.3483 | 1 | 1 | 1 | 1 | 1 | 1 | 1 | 1 | 1 | 1 | 1 | 1 | 1 | 1 | 1 | 1 | 1 | 1 | 1 | 1 | 1 | 1 | 1 | 1 | 1 | 1 | 0 | 0 | 0 | 0 | 0 | 0 | 0 | 0 | 0 | 0 | 0 | 0 | 0 | 0 | 0 | 0 | 0 | 0 | 0.042337 | 0.23883 | 0.43532 | 0.63181 | 0.8283 | 1 | 1 | 1
Utility-Scale Solar | Montgomery | F | 3 | 535.22 | 1559.2491 | 1605.6937 | 28.4233 | 0.2054 | 1 | 1.0571 | 1.6777 | 1.7014 | 1.713 | 1.7231 | 1.7424 | 1.7195 | 1.7063 | 1.6948 | 1.6814 | 1.666 | 1.6502 | 1.6384 | 1.6259 | 1.6145 | 1.6025 | 1.6108 | 1.6194 | 1.6272 | 1.6354 | 1.6427 | 1.6498 | 1.6567 | 1.6626 | 1.6679 | 1 | 1.0154 | 1.0149 | 1.0334 | 1.0437 | 1.0503 | 1.0731 | 1.0816 | 1.1046 | 1.1273 | 1.1479 | 1.17 | 1.1946 | 1.2202 | 1.2462 | 1.2735 | 1.3019 | 1.3314 | 1.3613 | 1.3915 | 1.423 | 1.4551 | 1.4886 | 1.524 | 1.5605 | 1.5974 | 1 | 1.0074 | 1.0088 | 1.0263 | 1.0461 | 1.0714 | 1.098 | 1.1069 | 1.116 | 1.1249 | 1.1335 | 1.1416 | 1.1495 | 1.1571 | 1.1644 | 1.1718 | 1.1791 | 1.1968 | 1.215 | 1.2331 | 1.2519 | 1.2709 | 1.2902 | 1.3096 | 1.3289 | 1.3483 | 1 | 1 | 1 | 1 | 1 | 1 | 1 | 1 | 1 | 1 | 1 | 1 | 1 | 1 | 1 | 1 | 1 | 1 | 1 | 1 | 1 | 1 | 1 | 1 | 1 | 1 | 0 | 0 | 0 | 0 | 0 | 0 | 0 | 0 | 0 | 0 | 0 | 0 | 0 | 0 | 0 | 0 | 0 | 0 | 0 | 0 | 0 | 0 | 0 | 0.041953 | 0.37441 | 0.70686
Utility-Scale Solar | Nassau | K | 1 | 29.5819 | 1624.2347 | 396.476 | 29.608 | 0.2275 | 1 | 1.0571 | 1.6777 | 1.7014 | 1.713 | 1.7231 | 1.7424 | 1.7195 | 1.7063 | 1.6948 | 1.6814 | 1.666 | 1.6502 | 1.6384 | 1.6259 | 1.6145 | 1.6025 | 1.6108 | 1.6194 | 1.6272 | 1.6354 | 1.6427 | 1.6498 | 1.6567 | 1.6626 | 1.6679 | 1 | 1.0154 | 1.0149 | 1.0334 | 1.0437 | 1.0503 | 1.0731 | 1.0816 | 1.1046 | 1.1273 | 1.1479 | 1.17 | 1.1946 | 1.2202 | 1.2462 | 1.2735 | 1.3019 | 1.3314 | 1.3613 | 1.3915 | 1.423 | 1.4551 | 1.4886 | 1.524 | 1.5605 | 1.5974 | 1 | 1.0074 | 1.0088 | 1.0263 | 1.0461 | 1.0714 | 1.098 | 1.1069 | 1.116 | 1.1249 | 1.1335 | 1.1416 | 1.1495 | 1.1571 | 1.1644 | 1.1718 | 1.1791 | 1.1968 | 1.215 | 1.2331 | 1.2519 | 1.2709 | 1.2902 | 1.3096 | 1.3289 | 1.3483 | 1 | 1 | 1 | 1 | 1 | 1 | 1 | 1 | 1 | 1 | 1 | 1 | 1 | 1 | 1 | 1 | 1 | 1 | 1 | 1 | 1 | 1 | 1 | 1 | 1 | 1 | 0 | 0 | 0 | 0 | 0 | 0 | 4.421e-17 | 0.082589 | 0.16766 | 0.25272 | 0.33779 | 0.42286 | 0.50793 | 0.59299 | 0.67806 | 0.76313 | 0.84819 | 0.93326 | 1 | 1 | 1 | 1 | 1 | 1 | 1 | 1
Utility-Scale Solar | Nassau | K | 3 | 5.9955 | 1759.8287 | 2127.6323 | 32.0797 | 0.2275 | 1 | 1.0571 | 1.6777 | 1.7014 | 1.713 | 1.7231 | 1.7424 | 1.7195 | 1.7063 | 1.6948 | 1.6814 | 1.666 | 1.6502 | 1.6384 | 1.6259 | 1.6145 | 1.6025 | 1.6108 | 1.6194 | 1.6272 | 1.6354 | 1.6427 | 1.6498 | 1.6567 | 1.6626 | 1.6679 | 1 | 1.0154 | 1.0149 | 1.0334 | 1.0437 | 1.0503 | 1.0731 | 1.0816 | 1.1046 | 1.1273 | 1.1479 | 1.17 | 1.1946 | 1.2202 | 1.2462 | 1.2735 | 1.3019 | 1.3314 | 1.3613 | 1.3915 | 1.423 | 1.4551 | 1.4886 | 1.524 | 1.5605 | 1.5974 | 1 | 1.0074 | 1.0088 | 1.0263 | 1.0461 | 1.0714 | 1.098 | 1.1069 | 1.116 | 1.1249 | 1.1335 | 1.1416 | 1.1495 | 1.1571 | 1.1644 | 1.1718 | 1.1791 | 1.1968 | 1.215 | 1.2331 | 1.2519 | 1.2709 | 1.2902 | 1.3096 | 1.3289 | 1.3483 | 1 | 1 | 1 | 1 | 1 | 1 | 1 | 1 | 1 | 1 | 1 | 1 | 1 | 1 | 1 | 1 | 1 | 1 | 1 | 1 | 1 | 1 | 1 | 1 | 1 | 1 | 0 | 0 | 0 | 0 | 0 | 0 | 0 | 0 | 0 | 0 | 0 | 0 | 0 | 0 | 0 | 0 | 0 | 0 | 0 | 0 | 0 | 0 | 0 | 0.041953 | 0.37441 | 0.70686
Utility-Scale Solar | Niagara | A | 1 | 1808.0662 | 1136.0481 | 402.096 | 24.4545 | 0.2093 | 1 | 1.0571 | 1.9812 | 2.0091 | 2.0228 | 2.0348 | 2.0576 | 2.0305 | 2.0149 | 2.0014 | 1.9856 | 1.9673 | 1.9487 | 1.9348 | 1.92 | 1.9065 | 1.8924 | 1.9021 | 1.9123 | 1.9215 | 1.9312 | 1.9399 | 1.9482 | 1.9563 | 1.9633 | 1.9696 | 1 | 1.0154 | 1.0149 | 1.0334 | 1.0437 | 1.0503 | 1.0731 | 1.0816 | 1.1046 | 1.1273 | 1.1479 | 1.17 | 1.1946 | 1.2202 | 1.2462 | 1.2735 | 1.3019 | 1.3314 | 1.3613 | 1.3915 | 1.423 | 1.4551 | 1.4886 | 1.524 | 1.5605 | 1.5974 | 1 | 1.0074 | 1.0088 | 1.0263 | 1.0461 | 1.0714 | 1.098 | 1.1069 | 1.116 | 1.1249 | 1.1335 | 1.1416 | 1.1495 | 1.1571 | 1.1644 | 1.1718 | 1.1791 | 1.1968 | 1.215 | 1.2331 | 1.2519 | 1.2709 | 1.2902 | 1.3096 | 1.3289 | 1.3483 | 1 | 1 | 1 | 1 | 1 | 1 | 1 | 1 | 1 | 1 | 1 | 1 | 1 | 1 | 1 | 1 | 1 | 1 | 1 | 1 | 1 | 1 | 1 | 1 | 1 | 1 | 0 | 0 | 0 | 0 | 0 | 0 | 3.8709e-17 | 0.072311 | 0.14679 | 0.22127 | 0.29576 | 0.37024 | 0.44472 | 0.5192 | 0.59368 | 0.66816 | 0.74264 | 0.81712 | 0.87556 | 0.87556 | 0.87556 | 0.87556 | 0.87556 | 0.87556 | 0.87556 | 0.87556
Utility-Scale Solar | Niagara | A | 2 | 429.3022 | 1200.3425 | 1124.717 | 25.8403 | 0.2093 | 1 | 1.0571 | 1.9813 | 2.0092 | 2.023 | 2.0349 | 2.0577 | 2.0306 | 2.015 | 2.0015 | 1.9857 | 1.9675 | 1.9488 | 1.9349 | 1.9202 | 1.9067 | 1.8925 | 1.9023 | 1.9124 | 1.9217 | 1.9313 | 1.94 | 1.9483 | 1.9564 | 1.9634 | 1.9697 | 1 | 1.0154 | 1.0149 | 1.0334 | 1.0437 | 1.0503 | 1.0731 | 1.0816 | 1.1046 | 1.1273 | 1.1479 | 1.17 | 1.1946 | 1.2202 | 1.2462 | 1.2735 | 1.3019 | 1.3314 | 1.3613 | 1.3915 | 1.423 | 1.4551 | 1.4886 | 1.524 | 1.5605 | 1.5974 | 1 | 1.0074 | 1.0088 | 1.0263 | 1.0461 | 1.0714 | 1.098 | 1.1069 | 1.116 | 1.1249 | 1.1335 | 1.1416 | 1.1495 | 1.1571 | 1.1644 | 1.1718 | 1.1791 | 1.1968 | 1.215 | 1.2331 | 1.2519 | 1.2709 | 1.2902 | 1.3096 | 1.3289 | 1.3483 | 1 | 1 | 1 | 1 | 1 | 1 | 1 | 1 | 1 | 1 | 1 | 1 | 1 | 1 | 1 | 1 | 1 | 1 | 1 | 1 | 1 | 1 | 1 | 1 | 1 | 1 | 0 | 0 | 0 | 0 | 0 | 0 | 0 | 0 | 0 | 0 | 0 | 0 | 0 | 0 | 0 | 0 | 0 | 0 | 0.042337 | 0.23883 | 0.43532 | 0.63181 | 0.8283 | 1 | 1 | 1
Utility-Scale Solar | Niagara | A | 3 | 96.0531 | 1234.8878 | 2222.8223 | 26.5839 | 0.2093 | 1 | 1.0571 | 1.9813 | 2.0092 | 2.023 | 2.0349 | 2.0577 | 2.0306 | 2.015 | 2.0015 | 1.9857 | 1.9675 | 1.9488 | 1.9349 | 1.9202 | 1.9067 | 1.8925 | 1.9023 | 1.9124 | 1.9217 | 1.9313 | 1.94 | 1.9483 | 1.9564 | 1.9634 | 1.9697 | 1 | 1.0154 | 1.0149 | 1.0334 | 1.0437 | 1.0503 | 1.0731 | 1.0816 | 1.1046 | 1.1273 | 1.1479 | 1.17 | 1.1946 | 1.2202 | 1.2462 | 1.2735 | 1.3019 | 1.3314 | 1.3613 | 1.3915 | 1.423 | 1.4551 | 1.4886 | 1.524 | 1.5605 | 1.5974 | 1 | 1.0074 | 1.0088 | 1.0263 | 1.0461 | 1.0714 | 1.098 | 1.1069 | 1.116 | 1.1249 | 1.1335 | 1.1416 | 1.1495 | 1.1571 | 1.1644 | 1.1718 | 1.1791 | 1.1968 | 1.215 | 1.2331 | 1.2519 | 1.2709 | 1.2902 | 1.3096 | 1.3289 | 1.3483 | 1 | 1 | 1 | 1 | 1 | 1 | 1 | 1 | 1 | 1 | 1 | 1 | 1 | 1 | 1 | 1 | 1 | 1 | 1 | 1 | 1 | 1 | 1 | 1 | 1 | 1 | 0 | 0 | 0 | 0 | 0 | 0 | 0 | 0 | 0 | 0 | 0 | 0 | 0 | 0 | 0 | 0 | 0 | 0 | 0 | 0 | 0 | 0 | 0 | 0.041953 | 0.37441 | 0.70686
Utility-Scale Solar | Oneida | E | 1 | 3942.0098 | 1261.1133 | 240.4796 | 22.9887 | 0.1989 | 1 | 1.0571 | 1.6777 | 1.7014 | 1.713 | 1.7231 | 1.7424 | 1.7195 | 1.7063 | 1.6948 | 1.6814 | 1.666 | 1.6502 | 1.6384 | 1.6259 | 1.6145 | 1.6025 | 1.6108 | 1.6194 | 1.6272 | 1.6354 | 1.6427 | 1.6498 | 1.6567 | 1.6626 | 1.6679 | 1 | 1.0154 | 1.0149 | 1.0334 | 1.0437 | 1.0503 | 1.0731 | 1.0816 | 1.1046 | 1.1273 | 1.1479 | 1.17 | 1.1946 | 1.2202 | 1.2462 | 1.2735 | 1.3019 | 1.3314 | 1.3613 | 1.3915 | 1.423 | 1.4551 | 1.4886 | 1.524 | 1.5605 | 1.5974 | 1 | 1.0074 | 1.0088 | 1.0263 | 1.0461 | 1.0714 | 1.098 | 1.1069 | 1.116 | 1.1249 | 1.1335 | 1.1416 | 1.1495 | 1.1571 | 1.1644 | 1.1718 | 1.1791 | 1.1968 | 1.215 | 1.2331 | 1.2519 | 1.2709 | 1.2902 | 1.3096 | 1.3289 | 1.3483 | 1 | 1 | 1 | 1 | 1 | 1 | 1 | 1 | 1 | 1 | 1 | 1 | 1 | 1 | 1 | 1 | 1 | 1 | 1 | 1 | 1 | 1 | 1 | 1 | 1 | 1 | 0 | 0 | 0.0085043 | 0.038163 | 0.084821 | 0.14081 | 0.20644 | 0.27263 | 0.33961 | 0.40658 | 0.47356 | 0.54053 | 0.60751 | 0.67448 | 0.74146 | 0.80843 | 0.87541 | 0.94238 | 0.99493 | 0.99493 | 0.99493 | 0.99493 | 0.99493 | 0.99493 | 0.99493 | 0.99493
Utility-Scale Solar | Oneida | E | 2 | 750.3821 | 1407.3102 | 865.6398 | 25.6537 | 0.1989 | 1 | 1.0571 | 1.6777 | 1.7014 | 1.713 | 1.7231 | 1.7424 | 1.7195 | 1.7063 | 1.6948 | 1.6814 | 1.666 | 1.6502 | 1.6384 | 1.6259 | 1.6145 | 1.6025 | 1.6108 | 1.6194 | 1.6272 | 1.6354 | 1.6427 | 1.6498 | 1.6567 | 1.6626 | 1.6679 | 1 | 1.0154 | 1.0149 | 1.0334 | 1.0437 | 1.0503 | 1.0731 | 1.0816 | 1.1046 | 1.1273 | 1.1479 | 1.17 | 1.1946 | 1.2202 | 1.2462 | 1.2735 | 1.3019 | 1.3314 | 1.3613 | 1.3915 | 1.423 | 1.4551 | 1.4886 | 1.524 | 1.5605 | 1.5974 | 1 | 1.0074 | 1.0088 | 1.0263 | 1.0461 | 1.0714 | 1.098 | 1.1069 | 1.116 | 1.1249 | 1.1335 | 1.1416 | 1.1495 | 1.1571 | 1.1644 | 1.1718 | 1.1791 | 1.1968 | 1.215 | 1.2331 | 1.2519 | 1.2709 | 1.2902 | 1.3096 | 1.3289 | 1.3483 | 1 | 1 | 1 | 1 | 1 | 1 | 1 | 1 | 1 | 1 | 1 | 1 | 1 | 1 | 1 | 1 | 1 | 1 | 1 | 1 | 1 | 1 | 1 | 1 | 1 | 1 | 0 | 0 | 0 | 0 | 0 | 0 | 0 | 0 | 0 | 0 | 0 | 0 | 0 | 0 | 0 | 0 | 0 | 0 | 0.042337 | 0.23883 | 0.43532 | 0.63181 | 0.8283 | 1 | 1 | 1
Utility-Scale Solar | Oneida | E | 3 | 550.9963 | 1443.3187 | 1814.0114 | 26.3101 | 0.1989 | 1 | 1.0571 | 1.6777 | 1.7014 | 1.713 | 1.7231 | 1.7424 | 1.7195 | 1.7063 | 1.6948 | 1.6814 | 1.666 | 1.6502 | 1.6384 | 1.6259 | 1.6145 | 1.6025 | 1.6108 | 1.6194 | 1.6272 | 1.6354 | 1.6427 | 1.6498 | 1.6567 | 1.6626 | 1.6679 | 1 | 1.0154 | 1.0149 | 1.0334 | 1.0437 | 1.0503 | 1.0731 | 1.0816 | 1.1046 | 1.1273 | 1.1479 | 1.17 | 1.1946 | 1.2202 | 1.2462 | 1.2735 | 1.3019 | 1.3314 | 1.3613 | 1.3915 | 1.423 | 1.4551 | 1.4886 | 1.524 | 1.5605 | 1.5974 | 1 | 1.0074 | 1.0088 | 1.0263 | 1.0461 | 1.0714 | 1.098 | 1.1069 | 1.116 | 1.1249 | 1.1335 | 1.1416 | 1.1495 | 1.1571 | 1.1644 | 1.1718 | 1.1791 | 1.1968 | 1.215 | 1.2331 | 1.2519 | 1.2709 | 1.2902 | 1.3096 | 1.3289 | 1.3483 | 1 | 1 | 1 | 1 | 1 | 1 | 1 | 1 | 1 | 1 | 1 | 1 | 1 | 1 | 1 | 1 | 1 | 1 | 1 | 1 | 1 | 1 | 1 | 1 | 1 | 1 | 0 | 0 | 0 | 0 | 0 | 0 | 0 | 0 | 0 | 0 | 0 | 0 | 0 | 0 | 0 | 0 | 0 | 0 | 0 | 0 | 0 | 0 | 0 | 0.041953 | 0.37441 | 0.70686
Utility-Scale Solar | Onondaga | C | 1 | 570.3921 | 1266.4625 | 236.2 | 23.0862 | 0.19772 | 1 | 1.0571 | 1.6777 | 1.7014 | 1.713 | 1.7231 | 1.7424 | 1.7195 | 1.7063 | 1.6948 | 1.6814 | 1.666 | 1.6502 | 1.6384 | 1.6259 | 1.6145 | 1.6025 | 1.6108 | 1.6194 | 1.6272 | 1.6354 | 1.6427 | 1.6498 | 1.6567 | 1.6626 | 1.6679 | 1 | 1.0154 | 1.0149 | 1.0334 | 1.0437 | 1.0503 | 1.0731 | 1.0816 | 1.1046 | 1.1273 | 1.1479 | 1.17 | 1.1946 | 1.2202 | 1.2462 | 1.2735 | 1.3019 | 1.3314 | 1.3613 | 1.3915 | 1.423 | 1.4551 | 1.4886 | 1.524 | 1.5605 | 1.5974 | 1 | 1.0074 | 1.0088 | 1.0263 | 1.0461 | 1.0714 | 1.098 | 1.1069 | 1.116 | 1.1249 | 1.1335 | 1.1416 | 1.1495 | 1.1571 | 1.1644 | 1.1718 | 1.1791 | 1.1968 | 1.215 | 1.2331 | 1.2519 | 1.2709 | 1.2902 | 1.3096 | 1.3289 | 1.3483 | 1 | 1 | 1 | 1 | 1 | 1 | 1 | 1 | 1 | 1 | 1 | 1 | 1 | 1 | 1 | 1 | 1 | 1 | 1 | 1 | 1 | 1 | 1 | 1 | 1 | 1 | 0 | 0 | 0.0071801 | 0.03222 | 0.071613 | 0.11889 | 0.17429 | 0.2434 | 0.31355 | 0.38371 | 0.45386 | 0.52402 | 0.59418 | 0.66433 | 0.73449 | 0.80465 | 0.8748 | 0.94496 | 1 | 1 | 1 | 1 | 1 | 1 | 1 | 1
Utility-Scale Solar | Onondaga | C | 2 | 356.9827 | 1406.4382 | 845.7426 | 25.6378 | 0.2002 | 1 | 1.0571 | 1.6777 | 1.7014 | 1.713 | 1.7231 | 1.7424 | 1.7195 | 1.7063 | 1.6948 | 1.6814 | 1.666 | 1.6502 | 1.6384 | 1.6259 | 1.6145 | 1.6025 | 1.6108 | 1.6194 | 1.6272 | 1.6354 | 1.6427 | 1.6498 | 1.6567 | 1.6626 | 1.6679 | 1 | 1.0154 | 1.0149 | 1.0334 | 1.0437 | 1.0503 | 1.0731 | 1.0816 | 1.1046 | 1.1273 | 1.1479 | 1.17 | 1.1946 | 1.2202 | 1.2462 | 1.2735 | 1.3019 | 1.3314 | 1.3613 | 1.3915 | 1.423 | 1.4551 | 1.4886 | 1.524 | 1.5605 | 1.5974 | 1 | 1.0074 | 1.0088 | 1.0263 | 1.0461 | 1.0714 | 1.098 | 1.1069 | 1.116 | 1.1249 | 1.1335 | 1.1416 | 1.1495 | 1.1571 | 1.1644 | 1.1718 | 1.1791 | 1.1968 | 1.215 | 1.2331 | 1.2519 | 1.2709 | 1.2902 | 1.3096 | 1.3289 | 1.3483 | 1 | 1 | 1 | 1 | 1 | 1 | 1 | 1 | 1 | 1 | 1 | 1 | 1 | 1 | 1 | 1 | 1 | 1 | 1 | 1 | 1 | 1 | 1 | 1 | 1 | 1 | 0 | 0 | 0 | 0 | 0 | 0 | 0 | 0 | 0 | 0 | 0 | 0 | 0 | 0 | 0 | 0 | 0 | 0 | 0.042337 | 0.23883 | 0.43532 | 0.63181 | 0.8283 | 1 | 1 | 1
Utility-Scale Solar | Onondaga | C | 3 | 128.8925 | 1452.7401 | 1744.8366 | 26.4818 | 0.2002 | 1 | 1.0571 | 1.6777 | 1.7014 | 1.713 | 1.7231 | 1.7424 | 1.7195 | 1.7063 | 1.6948 | 1.6814 | 1.666 | 1.6502 | 1.6384 | 1.6259 | 1.6145 | 1.6025 | 1.6108 | 1.6194 | 1.6272 | 1.6354 | 1.6427 | 1.6498 | 1.6567 | 1.6626 | 1.6679 | 1 | 1.0154 | 1.0149 | 1.0334 | 1.0437 | 1.0503 | 1.0731 | 1.0816 | 1.1046 | 1.1273 | 1.1479 | 1.17 | 1.1946 | 1.2202 | 1.2462 | 1.2735 | 1.3019 | 1.3314 | 1.3613 | 1.3915 | 1.423 | 1.4551 | 1.4886 | 1.524 | 1.5605 | 1.5974 | 1 | 1.0074 | 1.0088 | 1.0263 | 1.0461 | 1.0714 | 1.098 | 1.1069 | 1.116 | 1.1249 | 1.1335 | 1.1416 | 1.1495 | 1.1571 | 1.1644 | 1.1718 | 1.1791 | 1.1968 | 1.215 | 1.2331 | 1.2519 | 1.2709 | 1.2902 | 1.3096 | 1.3289 | 1.3483 | 1 | 1 | 1 | 1 | 1 | 1 | 1 | 1 | 1 | 1 | 1 | 1 | 1 | 1 | 1 | 1 | 1 | 1 | 1 | 1 | 1 | 1 | 1 | 1 | 1 | 1 | 0 | 0 | 0 | 0 | 0 | 0 | 0 | 0 | 0 | 0 | 0 | 0 | 0 | 0 | 0 | 0 | 0 | 0 | 0 | 0 | 0 | 0 | 0 | 0.041953 | 0.37441 | 0.70686
Utility-Scale Solar | Ontario | B | 1 | 242.83 | 1340.022 | 329.8449 | 24.4271 | 0.2028 | 1 | 1.0571 | 1.6777 | 1.7014 | 1.713 | 1.7231 | 1.7424 | 1.7195 | 1.7063 | 1.6948 | 1.6814 | 1.666 | 1.6502 | 1.6384 | 1.6259 | 1.6145 | 1.6025 | 1.6108 | 1.6194 | 1.6272 | 1.6354 | 1.6427 | 1.6498 | 1.6567 | 1.6626 | 1.6679 | 1 | 1.0154 | 1.0149 | 1.0334 | 1.0437 | 1.0503 | 1.0731 | 1.0816 | 1.1046 | 1.1273 | 1.1479 | 1.17 | 1.1946 | 1.2202 | 1.2462 | 1.2735 | 1.3019 | 1.3314 | 1.3613 | 1.3915 | 1.423 | 1.4551 | 1.4886 | 1.524 | 1.5605 | 1.5974 | 1 | 1.0074 | 1.0088 | 1.0263 | 1.0461 | 1.0714 | 1.098 | 1.1069 | 1.116 | 1.1249 | 1.1335 | 1.1416 | 1.1495 | 1.1571 | 1.1644 | 1.1718 | 1.1791 | 1.1968 | 1.215 | 1.2331 | 1.2519 | 1.2709 | 1.2902 | 1.3096 | 1.3289 | 1.3483 | 1 | 1 | 1 | 1 | 1 | 1 | 1 | 1 | 1 | 1 | 1 | 1 | 1 | 1 | 1 | 1 | 1 | 1 | 1 | 1 | 1 | 1 | 1 | 1 | 1 | 1 | 0 | 0 | 0.0033738 | 0.01514 | 0.03365 | 0.055862 | 0.081898 | 0.15815 | 0.23621 | 0.31427 | 0.39233 | 0.47039 | 0.54845 | 0.62651 | 0.70458 | 0.78264 | 0.8607 | 0.93876 | 1 | 1 | 1 | 1 | 1 | 1 | 1 | 1
Utility-Scale Solar | Ontario | B | 2 | 201.2194 | 1412.1946 | 902.0209 | 25.7427 | 0.2028 | 1 | 1.0571 | 1.6777 | 1.7014 | 1.713 | 1.7231 | 1.7424 | 1.7195 | 1.7063 | 1.6948 | 1.6814 | 1.666 | 1.6502 | 1.6384 | 1.6259 | 1.6145 | 1.6025 | 1.6108 | 1.6194 | 1.6272 | 1.6354 | 1.6427 | 1.6498 | 1.6567 | 1.6626 | 1.6679 | 1 | 1.0154 | 1.0149 | 1.0334 | 1.0437 | 1.0503 | 1.0731 | 1.0816 | 1.1046 | 1.1273 | 1.1479 | 1.17 | 1.1946 | 1.2202 | 1.2462 | 1.2735 | 1.3019 | 1.3314 | 1.3613 | 1.3915 | 1.423 | 1.4551 | 1.4886 | 1.524 | 1.5605 | 1.5974 | 1 | 1.0074 | 1.0088 | 1.0263 | 1.0461 | 1.0714 | 1.098 | 1.1069 | 1.116 | 1.1249 | 1.1335 | 1.1416 | 1.1495 | 1.1571 | 1.1644 | 1.1718 | 1.1791 | 1.1968 | 1.215 | 1.2331 | 1.2519 | 1.2709 | 1.2902 | 1.3096 | 1.3289 | 1.3483 | 1 | 1 | 1 | 1 | 1 | 1 | 1 | 1 | 1 | 1 | 1 | 1 | 1 | 1 | 1 | 1 | 1 | 1 | 1 | 1 | 1 | 1 | 1 | 1 | 1 | 1 | 0 | 0 | 0 | 0 | 0 | 0 | 0 | 0 | 0 | 0 | 0 | 0 | 0 | 0 | 0 | 0 | 0 | 0 | 0.042337 | 0.23883 | 0.43532 | 0.63181 | 0.8283 | 1 | 1 | 1
Utility-Scale Solar | Ontario | B | 3 | 130.4022 | 1451.5626 | 1790.5196 | 26.4603 | 0.2028 | 1 | 1.0571 | 1.6777 | 1.7014 | 1.713 | 1.7231 | 1.7424 | 1.7195 | 1.7063 | 1.6948 | 1.6814 | 1.666 | 1.6502 | 1.6384 | 1.6259 | 1.6145 | 1.6025 | 1.6108 | 1.6194 | 1.6272 | 1.6354 | 1.6427 | 1.6498 | 1.6567 | 1.6626 | 1.6679 | 1 | 1.0154 | 1.0149 | 1.0334 | 1.0437 | 1.0503 | 1.0731 | 1.0816 | 1.1046 | 1.1273 | 1.1479 | 1.17 | 1.1946 | 1.2202 | 1.2462 | 1.2735 | 1.3019 | 1.3314 | 1.3613 | 1.3915 | 1.423 | 1.4551 | 1.4886 | 1.524 | 1.5605 | 1.5974 | 1 | 1.0074 | 1.0088 | 1.0263 | 1.0461 | 1.0714 | 1.098 | 1.1069 | 1.116 | 1.1249 | 1.1335 | 1.1416 | 1.1495 | 1.1571 | 1.1644 | 1.1718 | 1.1791 | 1.1968 | 1.215 | 1.2331 | 1.2519 | 1.2709 | 1.2902 | 1.3096 | 1.3289 | 1.3483 | 1 | 1 | 1 | 1 | 1 | 1 | 1 | 1 | 1 | 1 | 1 | 1 | 1 | 1 | 1 | 1 | 1 | 1 | 1 | 1 | 1 | 1 | 1 | 1 | 1 | 1 | 0 | 0 | 0 | 0 | 0 | 0 | 0 | 0 | 0 | 0 | 0 | 0 | 0 | 0 | 0 | 0 | 0 | 0 | 0 | 0 | 0 | 0 | 0 | 0.041953 | 0.37441 | 0.70686
Utility-Scale Solar | Orange | G | 1 | 195.7244 | 1547.5587 | 417.7235 | 28.2102 | 0.2145 | 1 | 1.0571 | 1.6777 | 1.7014 | 1.713 | 1.7231 | 1.7424 | 1.7195 | 1.7063 | 1.6948 | 1.6814 | 1.666 | 1.6502 | 1.6384 | 1.6259 | 1.6145 | 1.6025 | 1.6108 | 1.6194 | 1.6272 | 1.6354 | 1.6427 | 1.6498 | 1.6567 | 1.6626 | 1.6679 | 1 | 1.0154 | 1.0149 | 1.0334 | 1.0437 | 1.0503 | 1.0731 | 1.0816 | 1.1046 | 1.1273 | 1.1479 | 1.17 | 1.1946 | 1.2202 | 1.2462 | 1.2735 | 1.3019 | 1.3314 | 1.3613 | 1.3915 | 1.423 | 1.4551 | 1.4886 | 1.524 | 1.5605 | 1.5974 | 1 | 1.0074 | 1.0088 | 1.0263 | 1.0461 | 1.0714 | 1.098 | 1.1069 | 1.116 | 1.1249 | 1.1335 | 1.1416 | 1.1495 | 1.1571 | 1.1644 | 1.1718 | 1.1791 | 1.1968 | 1.215 | 1.2331 | 1.2519 | 1.2709 | 1.2902 | 1.3096 | 1.3289 | 1.3483 | 1 | 1 | 1 | 1 | 1 | 1 | 1 | 1 | 1 | 1 | 1 | 1 | 1 | 1 | 1 | 1 | 1 | 1 | 1 | 1 | 1 | 1 | 1 | 1 | 1 | 1 | 0 | 0 | 0 | 0 | 0 | 0 | 3.9693e-17 | 0.07415 | 0.15052 | 0.2269 | 0.30327 | 0.37965 | 0.45602 | 0.5324 | 0.60877 | 0.68515 | 0.76152 | 0.8379 | 0.89782 | 0.89782 | 0.89782 | 0.89782 | 0.89782 | 0.89782 | 0.89782 | 0.89782
Utility-Scale Solar | Orange | G | 2 | 262.9866 | 1601.8674 | 787.2422 | 29.2002 | 0.2145 | 1 | 1.0571 | 1.6777 | 1.7014 | 1.713 | 1.7231 | 1.7424 | 1.7195 | 1.7063 | 1.6948 | 1.6814 | 1.666 | 1.6502 | 1.6384 | 1.6259 | 1.6145 | 1.6025 | 1.6108 | 1.6194 | 1.6272 | 1.6354 | 1.6427 | 1.6498 | 1.6567 | 1.6626 | 1.6679 | 1 | 1.0154 | 1.0149 | 1.0334 | 1.0437 | 1.0503 | 1.0731 | 1.0816 | 1.1046 | 1.1273 | 1.1479 | 1.17 | 1.1946 | 1.2202 | 1.2462 | 1.2735 | 1.3019 | 1.3314 | 1.3613 | 1.3915 | 1.423 | 1.4551 | 1.4886 | 1.524 | 1.5605 | 1.5974 | 1 | 1.0074 | 1.0088 | 1.0263 | 1.0461 | 1.0714 | 1.098 | 1.1069 | 1.116 | 1.1249 | 1.1335 | 1.1416 | 1.1495 | 1.1571 | 1.1644 | 1.1718 | 1.1791 | 1.1968 | 1.215 | 1.2331 | 1.2519 | 1.2709 | 1.2902 | 1.3096 | 1.3289 | 1.3483 | 1 | 1 | 1 | 1 | 1 | 1 | 1 | 1 | 1 | 1 | 1 | 1 | 1 | 1 | 1 | 1 | 1 | 1 | 1 | 1 | 1 | 1 | 1 | 1 | 1 | 1 | 0 | 0 | 0 | 0 | 0 | 0 | 0 | 0 | 0 | 0 | 0 | 0 | 0 | 0 | 0 | 0 | 0 | 0 | 0.042337 | 0.23883 | 0.43532 | 0.63181 | 0.8283 | 1 | 1 | 1
Utility-Scale Solar | Orange | G | 3 | 198.9214 | 1635.5752 | 1567.7967 | 29.8147 | 0.2145 | 1 | 1.0571 | 1.6777 | 1.7014 | 1.713 | 1.7231 | 1.7424 | 1.7195 | 1.7063 | 1.6948 | 1.6814 | 1.666 | 1.6502 | 1.6384 | 1.6259 | 1.6145 | 1.6025 | 1.6108 | 1.6194 | 1.6272 | 1.6354 | 1.6427 | 1.6498 | 1.6567 | 1.6626 | 1.6679 | 1 | 1.0154 | 1.0149 | 1.0334 | 1.0437 | 1.0503 | 1.0731 | 1.0816 | 1.1046 | 1.1273 | 1.1479 | 1.17 | 1.1946 | 1.2202 | 1.2462 | 1.2735 | 1.3019 | 1.3314 | 1.3613 | 1.3915 | 1.423 | 1.4551 | 1.4886 | 1.524 | 1.5605 | 1.5974 | 1 | 1.0074 | 1.0088 | 1.0263 | 1.0461 | 1.0714 | 1.098 | 1.1069 | 1.116 | 1.1249 | 1.1335 | 1.1416 | 1.1495 | 1.1571 | 1.1644 | 1.1718 | 1.1791 | 1.1968 | 1.215 | 1.2331 | 1.2519 | 1.2709 | 1.2902 | 1.3096 | 1.3289 | 1.3483 | 1 | 1 | 1 | 1 | 1 | 1 | 1 | 1 | 1 | 1 | 1 | 1 | 1 | 1 | 1 | 1 | 1 | 1 | 1 | 1 | 1 | 1 | 1 | 1 | 1 | 1 | 0 | 0 | 0 | 0 | 0 | 0 | 0 | 0 | 0 | 0 | 0 | 0 | 0 | 0 | 0 | 0 | 0 | 0 | 0 | 0 | 0 | 0 | 0 | 0.041953 | 0.37441 | 0.70686
Utility-Scale Solar | Orleans | A | 1 | 253.7735 | 1237.9378 | 166.2924 | 22.5662 | 0.208 | 1 | 1.0571 | 1.6777 | 1.7014 | 1.713 | 1.7231 | 1.7424 | 1.7195 | 1.7063 | 1.6948 | 1.6814 | 1.666 | 1.6502 | 1.6384 | 1.6259 | 1.6145 | 1.6025 | 1.6108 | 1.6194 | 1.6272 | 1.6354 | 1.6427 | 1.6498 | 1.6567 | 1.6626 | 1.6679 | 1 | 1.0154 | 1.0149 | 1.0334 | 1.0437 | 1.0503 | 1.0731 | 1.0816 | 1.1046 | 1.1273 | 1.1479 | 1.17 | 1.1946 | 1.2202 | 1.2462 | 1.2735 | 1.3019 | 1.3314 | 1.3613 | 1.3915 | 1.423 | 1.4551 | 1.4886 | 1.524 | 1.5605 | 1.5974 | 1 | 1.0074 | 1.0088 | 1.0263 | 1.0461 | 1.0714 | 1.098 | 1.1069 | 1.116 | 1.1249 | 1.1335 | 1.1416 | 1.1495 | 1.1571 | 1.1644 | 1.1718 | 1.1791 | 1.1968 | 1.215 | 1.2331 | 1.2519 | 1.2709 | 1.2902 | 1.3096 | 1.3289 | 1.3483 | 1 | 1 | 1 | 1 | 1 | 1 | 1 | 1 | 1 | 1 | 1 | 1 | 1 | 1 | 1 | 1 | 1 | 1 | 1 | 1 | 1 | 1 | 1 | 1 | 1 | 1 | 0 | 0 | 0 | 0 | 0 | 0 | 9.368e-18 | 0.0175 | 0.035526 | 0.053551 | 0.071576 | 0.089602 | 0.10763 | 0.12565 | 0.14368 | 0.1617 | 0.17973 | 0.19775 | 0.2119 | 0.2119 | 0.2119 | 0.2119 | 0.2119 | 0.2119 | 0.2119 | 0.2119
Utility-Scale Solar | Orleans | A | 2 | 114.2846 | 1392.8896 | 938.1123 | 25.3908 | 0.208 | 1 | 1.0571 | 1.6777 | 1.7014 | 1.713 | 1.7231 | 1.7424 | 1.7195 | 1.7063 | 1.6948 | 1.6814 | 1.666 | 1.6502 | 1.6384 | 1.6259 | 1.6145 | 1.6025 | 1.6108 | 1.6194 | 1.6272 | 1.6354 | 1.6427 | 1.6498 | 1.6567 | 1.6626 | 1.6679 | 1 | 1.0154 | 1.0149 | 1.0334 | 1.0437 | 1.0503 | 1.0731 | 1.0816 | 1.1046 | 1.1273 | 1.1479 | 1.17 | 1.1946 | 1.2202 | 1.2462 | 1.2735 | 1.3019 | 1.3314 | 1.3613 | 1.3915 | 1.423 | 1.4551 | 1.4886 | 1.524 | 1.5605 | 1.5974 | 1 | 1.0074 | 1.0088 | 1.0263 | 1.0461 | 1.0714 | 1.098 | 1.1069 | 1.116 | 1.1249 | 1.1335 | 1.1416 | 1.1495 | 1.1571 | 1.1644 | 1.1718 | 1.1791 | 1.1968 | 1.215 | 1.2331 | 1.2519 | 1.2709 | 1.2902 | 1.3096 | 1.3289 | 1.3483 | 1 | 1 | 1 | 1 | 1 | 1 | 1 | 1 | 1 | 1 | 1 | 1 | 1 | 1 | 1 | 1 | 1 | 1 | 1 | 1 | 1 | 1 | 1 | 1 | 1 | 1 | 0 | 0 | 0 | 0 | 0 | 0 | 0 | 0 | 0 | 0 | 0 | 0 | 0 | 0 | 0 | 0 | 0 | 0 | 0.042337 | 0.23883 | 0.43532 | 0.63181 | 0.8283 | 1 | 1 | 1
Utility-Scale Solar | Orleans | A | 3 | 75.1521 | 1439.6474 | 2082.6958 | 26.2431 | 0.208 | 1 | 1.0571 | 1.6777 | 1.7014 | 1.713 | 1.7231 | 1.7424 | 1.7195 | 1.7063 | 1.6948 | 1.6814 | 1.666 | 1.6502 | 1.6384 | 1.6259 | 1.6145 | 1.6025 | 1.6108 | 1.6194 | 1.6272 | 1.6354 | 1.6427 | 1.6498 | 1.6567 | 1.6626 | 1.6679 | 1 | 1.0154 | 1.0149 | 1.0334 | 1.0437 | 1.0503 | 1.0731 | 1.0816 | 1.1046 | 1.1273 | 1.1479 | 1.17 | 1.1946 | 1.2202 | 1.2462 | 1.2735 | 1.3019 | 1.3314 | 1.3613 | 1.3915 | 1.423 | 1.4551 | 1.4886 | 1.524 | 1.5605 | 1.5974 | 1 | 1.0074 | 1.0088 | 1.0263 | 1.0461 | 1.0714 | 1.098 | 1.1069 | 1.116 | 1.1249 | 1.1335 | 1.1416 | 1.1495 | 1.1571 | 1.1644 | 1.1718 | 1.1791 | 1.1968 | 1.215 | 1.2331 | 1.2519 | 1.2709 | 1.2902 | 1.3096 | 1.3289 | 1.3483 | 1 | 1 | 1 | 1 | 1 | 1 | 1 | 1 | 1 | 1 | 1 | 1 | 1 | 1 | 1 | 1 | 1 | 1 | 1 | 1 | 1 | 1 | 1 | 1 | 1 | 1 | 0 | 0 | 0 | 0 | 0 | 0 | 0 | 0 | 0 | 0 | 0 | 0 | 0 | 0 | 0 | 0 | 0 | 0 | 0 | 0 | 0 | 0 | 0 | 0.041953 | 0.37441 | 0.70686
Utility-Scale Solar | Oswego | C | 1 | 1854.1766 | 1319.9484 | 326.0581 | 24.0612 | 0.2028 | 1 | 1.0571 | 1.6777 | 1.7014 | 1.713 | 1.7231 | 1.7424 | 1.7195 | 1.7063 | 1.6948 | 1.6814 | 1.666 | 1.6502 | 1.6384 | 1.6259 | 1.6145 | 1.6025 | 1.6108 | 1.6194 | 1.6272 | 1.6354 | 1.6427 | 1.6498 | 1.6567 | 1.6626 | 1.6679 | 1 | 1.0154 | 1.0149 | 1.0334 | 1.0437 | 1.0503 | 1.0731 | 1.0816 | 1.1046 | 1.1273 | 1.1479 | 1.17 | 1.1946 | 1.2202 | 1.2462 | 1.2735 | 1.3019 | 1.3314 | 1.3613 | 1.3915 | 1.423 | 1.4551 | 1.4886 | 1.524 | 1.5605 | 1.5974 | 1 | 1.0074 | 1.0088 | 1.0263 | 1.0461 | 1.0714 | 1.098 | 1.1069 | 1.116 | 1.1249 | 1.1335 | 1.1416 | 1.1495 | 1.1571 | 1.1644 | 1.1718 | 1.1791 | 1.1968 | 1.215 | 1.2331 | 1.2519 | 1.2709 | 1.2902 | 1.3096 | 1.3289 | 1.3483 | 1 | 1 | 1 | 1 | 1 | 1 | 1 | 1 | 1 | 1 | 1 | 1 | 1 | 1 | 1 | 1 | 1 | 1 | 1 | 1 | 1 | 1 | 1 | 1 | 1 | 1 | 0 | 0 | 0.0023153 | 0.01039 | 0.023092 | 0.038335 | 0.056202 | 0.13355 | 0.21289 | 0.29223 | 0.37158 | 0.45092 | 0.53026 | 0.6096 | 0.68894 | 0.76828 | 0.84763 | 0.92697 | 0.98921 | 0.98921 | 0.98921 | 0.98921 | 0.98921 | 0.98921 | 0.98921 | 0.98921
Utility-Scale Solar | Oswego | C | 2 | 652.8398 | 1400.7048 | 907.1047 | 25.5333 | 0.2028 | 1 | 1.0571 | 1.6777 | 1.7014 | 1.713 | 1.7231 | 1.7424 | 1.7195 | 1.7063 | 1.6948 | 1.6814 | 1.666 | 1.6502 | 1.6384 | 1.6259 | 1.6145 | 1.6025 | 1.6108 | 1.6194 | 1.6272 | 1.6354 | 1.6427 | 1.6498 | 1.6567 | 1.6626 | 1.6679 | 1 | 1.0154 | 1.0149 | 1.0334 | 1.0437 | 1.0503 | 1.0731 | 1.0816 | 1.1046 | 1.1273 | 1.1479 | 1.17 | 1.1946 | 1.2202 | 1.2462 | 1.2735 | 1.3019 | 1.3314 | 1.3613 | 1.3915 | 1.423 | 1.4551 | 1.4886 | 1.524 | 1.5605 | 1.5974 | 1 | 1.0074 | 1.0088 | 1.0263 | 1.0461 | 1.0714 | 1.098 | 1.1069 | 1.116 | 1.1249 | 1.1335 | 1.1416 | 1.1495 | 1.1571 | 1.1644 | 1.1718 | 1.1791 | 1.1968 | 1.215 | 1.2331 | 1.2519 | 1.2709 | 1.2902 | 1.3096 | 1.3289 | 1.3483 | 1 | 1 | 1 | 1 | 1 | 1 | 1 | 1 | 1 | 1 | 1 | 1 | 1 | 1 | 1 | 1 | 1 | 1 | 1 | 1 | 1 | 1 | 1 | 1 | 1 | 1 | 0 | 0 | 0 | 0 | 0 | 0 | 0 | 0 | 0 | 0 | 0 | 0 | 0 | 0 | 0 | 0 | 0 | 0 | 0.042337 | 0.23883 | 0.43532 | 0.63181 | 0.8283 | 1 | 1 | 1
Utility-Scale Solar | Oswego | C | 3 | 378.8306 | 1432.9308 | 1769.0682 | 26.1207 | 0.2028 | 1 | 1.0571 | 1.6777 | 1.7014 | 1.713 | 1.7231 | 1.7424 | 1.7195 | 1.7063 | 1.6948 | 1.6814 | 1.666 | 1.6502 | 1.6384 | 1.6259 | 1.6145 | 1.6025 | 1.6108 | 1.6194 | 1.6272 | 1.6354 | 1.6427 | 1.6498 | 1.6567 | 1.6626 | 1.6679 | 1 | 1.0154 | 1.0149 | 1.0334 | 1.0437 | 1.0503 | 1.0731 | 1.0816 | 1.1046 | 1.1273 | 1.1479 | 1.17 | 1.1946 | 1.2202 | 1.2462 | 1.2735 | 1.3019 | 1.3314 | 1.3613 | 1.3915 | 1.423 | 1.4551 | 1.4886 | 1.524 | 1.5605 | 1.5974 | 1 | 1.0074 | 1.0088 | 1.0263 | 1.0461 | 1.0714 | 1.098 | 1.1069 | 1.116 | 1.1249 | 1.1335 | 1.1416 | 1.1495 | 1.1571 | 1.1644 | 1.1718 | 1.1791 | 1.1968 | 1.215 | 1.2331 | 1.2519 | 1.2709 | 1.2902 | 1.3096 | 1.3289 | 1.3483 | 1 | 1 | 1 | 1 | 1 | 1 | 1 | 1 | 1 | 1 | 1 | 1 | 1 | 1 | 1 | 1 | 1 | 1 | 1 | 1 | 1 | 1 | 1 | 1 | 1 | 1 | 0 | 0 | 0 | 0 | 0 | 0 | 0 | 0 | 0 | 0 | 0 | 0 | 0 | 0 | 0 | 0 | 0 | 0 | 0 | 0 | 0 | 0 | 0 | 0.041953 | 0.37441 | 0.70686
Utility-Scale Solar | Otsego | F | 1 | 55.1785 | 1440.3358 | 240.8874 | 26.2557 | 0.2028 | 1 | 1.0571 | 1.6777 | 1.7014 | 1.713 | 1.7231 | 1.7424 | 1.7195 | 1.7063 | 1.6948 | 1.6814 | 1.666 | 1.6502 | 1.6384 | 1.6259 | 1.6145 | 1.6025 | 1.6108 | 1.6194 | 1.6272 | 1.6354 | 1.6427 | 1.6498 | 1.6567 | 1.6626 | 1.6679 | 1 | 1.0154 | 1.0149 | 1.0334 | 1.0437 | 1.0503 | 1.0731 | 1.0816 | 1.1046 | 1.1273 | 1.1479 | 1.17 | 1.1946 | 1.2202 | 1.2462 | 1.2735 | 1.3019 | 1.3314 | 1.3613 | 1.3915 | 1.423 | 1.4551 | 1.4886 | 1.524 | 1.5605 | 1.5974 | 1 | 1.0074 | 1.0088 | 1.0263 | 1.0461 | 1.0714 | 1.098 | 1.1069 | 1.116 | 1.1249 | 1.1335 | 1.1416 | 1.1495 | 1.1571 | 1.1644 | 1.1718 | 1.1791 | 1.1968 | 1.215 | 1.2331 | 1.2519 | 1.2709 | 1.2902 | 1.3096 | 1.3289 | 1.3483 | 1 | 1 | 1 | 1 | 1 | 1 | 1 | 1 | 1 | 1 | 1 | 1 | 1 | 1 | 1 | 1 | 1 | 1 | 1 | 1 | 1 | 1 | 1 | 1 | 1 | 1 | 0 | 0 | 0 | 0 | 0 | 0 | 4.421e-17 | 0.082589 | 0.16766 | 0.25272 | 0.33779 | 0.42286 | 0.50793 | 0.59299 | 0.67806 | 0.76313 | 0.84819 | 0.93326 | 1 | 1 | 1 | 1 | 1 | 1 | 1 | 1
Utility-Scale Solar | Otsego | F | 2 | 20.6946 | 1516.7046 | 715.5673 | 27.6478 | 0.2028 | 1 | 1.0571 | 1.6777 | 1.7014 | 1.713 | 1.7231 | 1.7424 | 1.7195 | 1.7063 | 1.6948 | 1.6814 | 1.666 | 1.6502 | 1.6384 | 1.6259 | 1.6145 | 1.6025 | 1.6108 | 1.6194 | 1.6272 | 1.6354 | 1.6427 | 1.6498 | 1.6567 | 1.6626 | 1.6679 | 1 | 1.0154 | 1.0149 | 1.0334 | 1.0437 | 1.0503 | 1.0731 | 1.0816 | 1.1046 | 1.1273 | 1.1479 | 1.17 | 1.1946 | 1.2202 | 1.2462 | 1.2735 | 1.3019 | 1.3314 | 1.3613 | 1.3915 | 1.423 | 1.4551 | 1.4886 | 1.524 | 1.5605 | 1.5974 | 1 | 1.0074 | 1.0088 | 1.0263 | 1.0461 | 1.0714 | 1.098 | 1.1069 | 1.116 | 1.1249 | 1.1335 | 1.1416 | 1.1495 | 1.1571 | 1.1644 | 1.1718 | 1.1791 | 1.1968 | 1.215 | 1.2331 | 1.2519 | 1.2709 | 1.2902 | 1.3096 | 1.3289 | 1.3483 | 1 | 1 | 1 | 1 | 1 | 1 | 1 | 1 | 1 | 1 | 1 | 1 | 1 | 1 | 1 | 1 | 1 | 1 | 1 | 1 | 1 | 1 | 1 | 1 | 1 | 1 | 0 | 0 | 0 | 0 | 0 | 0 | 0 | 0 | 0 | 0 | 0 | 0 | 0 | 0 | 0 | 0 | 0 | 0 | 0.042337 | 0.23883 | 0.43532 | 0.63181 | 0.8283 | 1 | 1 | 1
Utility-Scale Solar | Otsego | F | 3 | 130.1048 | 1564.5013 | 1751.3 | 28.5191 | 0.2028 | 1 | 1.0571 | 1.6777 | 1.7014 | 1.713 | 1.7231 | 1.7424 | 1.7195 | 1.7063 | 1.6948 | 1.6814 | 1.666 | 1.6502 | 1.6384 | 1.6259 | 1.6145 | 1.6025 | 1.6108 | 1.6194 | 1.6272 | 1.6354 | 1.6427 | 1.6498 | 1.6567 | 1.6626 | 1.6679 | 1 | 1.0154 | 1.0149 | 1.0334 | 1.0437 | 1.0503 | 1.0731 | 1.0816 | 1.1046 | 1.1273 | 1.1479 | 1.17 | 1.1946 | 1.2202 | 1.2462 | 1.2735 | 1.3019 | 1.3314 | 1.3613 | 1.3915 | 1.423 | 1.4551 | 1.4886 | 1.524 | 1.5605 | 1.5974 | 1 | 1.0074 | 1.0088 | 1.0263 | 1.0461 | 1.0714 | 1.098 | 1.1069 | 1.116 | 1.1249 | 1.1335 | 1.1416 | 1.1495 | 1.1571 | 1.1644 | 1.1718 | 1.1791 | 1.1968 | 1.215 | 1.2331 | 1.2519 | 1.2709 | 1.2902 | 1.3096 | 1.3289 | 1.3483 | 1 | 1 | 1 | 1 | 1 | 1 | 1 | 1 | 1 | 1 | 1 | 1 | 1 | 1 | 1 | 1 | 1 | 1 | 1 | 1 | 1 | 1 | 1 | 1 | 1 | 1 | 0 | 0 | 0 | 0 | 0 | 0 | 0 | 0 | 0 | 0 | 0 | 0 | 0 | 0 | 0 | 0 | 0 | 0 | 0 | 0 | 0 | 0 | 0 | 0.041953 | 0.37441 | 0.70686
Utility-Scale Solar | Putnam | G | 3 | 8.546 | 1657.6457 | 2724.377 | 30.217 | 0.2158 | 1 | 1.0571 | 1.6777 | 1.7014 | 1.713 | 1.7231 | 1.7424 | 1.7195 | 1.7063 | 1.6948 | 1.6814 | 1.666 | 1.6502 | 1.6384 | 1.6259 | 1.6145 | 1.6025 | 1.6108 | 1.6194 | 1.6272 | 1.6354 | 1.6427 | 1.6498 | 1.6567 | 1.6626 | 1.6679 | 1 | 1.0154 | 1.0149 | 1.0334 | 1.0437 | 1.0503 | 1.0731 | 1.0816 | 1.1046 | 1.1273 | 1.1479 | 1.17 | 1.1946 | 1.2202 | 1.2462 | 1.2735 | 1.3019 | 1.3314 | 1.3613 | 1.3915 | 1.423 | 1.4551 | 1.4886 | 1.524 | 1.5605 | 1.5974 | 1 | 1.0074 | 1.0088 | 1.0263 | 1.0461 | 1.0714 | 1.098 | 1.1069 | 1.116 | 1.1249 | 1.1335 | 1.1416 | 1.1495 | 1.1571 | 1.1644 | 1.1718 | 1.1791 | 1.1968 | 1.215 | 1.2331 | 1.2519 | 1.2709 | 1.2902 | 1.3096 | 1.3289 | 1.3483 | 1 | 1 | 1 | 1 | 1 | 1 | 1 | 1 | 1 | 1 | 1 | 1 | 1 | 1 | 1 | 1 | 1 | 1 | 1 | 1 | 1 | 1 | 1 | 1 | 1 | 1 | 0 | 0 | 0 | 0 | 0 | 0 | 0 | 0 | 0 | 0 | 0 | 0 | 0 | 0 | 0 | 0 | 0 | 0 | 0 | 0 | 0 | 0 | 0 | 0.041953 | 0.37441 | 0.70686
Utility-Scale Solar | Rensselaer | F | 1 | 72.077 | 1471.781 | 334.526 | 26.8289 | 0.2054 | 1 | 1.0571 | 1.6777 | 1.7014 | 1.713 | 1.7231 | 1.7424 | 1.7195 | 1.7063 | 1.6948 | 1.6814 | 1.666 | 1.6502 | 1.6384 | 1.6259 | 1.6145 | 1.6025 | 1.6108 | 1.6194 | 1.6272 | 1.6354 | 1.6427 | 1.6498 | 1.6567 | 1.6626 | 1.6679 | 1 | 1.0154 | 1.0149 | 1.0334 | 1.0437 | 1.0503 | 1.0731 | 1.0816 | 1.1046 | 1.1273 | 1.1479 | 1.17 | 1.1946 | 1.2202 | 1.2462 | 1.2735 | 1.3019 | 1.3314 | 1.3613 | 1.3915 | 1.423 | 1.4551 | 1.4886 | 1.524 | 1.5605 | 1.5974 | 1 | 1.0074 | 1.0088 | 1.0263 | 1.0461 | 1.0714 | 1.098 | 1.1069 | 1.116 | 1.1249 | 1.1335 | 1.1416 | 1.1495 | 1.1571 | 1.1644 | 1.1718 | 1.1791 | 1.1968 | 1.215 | 1.2331 | 1.2519 | 1.2709 | 1.2902 | 1.3096 | 1.3289 | 1.3483 | 1 | 1 | 1 | 1 | 1 | 1 | 1 | 1 | 1 | 1 | 1 | 1 | 1 | 1 | 1 | 1 | 1 | 1 | 1 | 1 | 1 | 1 | 1 | 1 | 1 | 1 | 0 | 0 | 0.040963 | 0.18382 | 0.40856 | 0.67825 | 0.99436 | 1 | 1 | 1 | 1 | 1 | 1 | 1 | 1 | 1 | 1 | 1 | 1 | 1 | 1 | 1 | 1 | 1 | 1 | 1
Utility-Scale Solar | Rensselaer | F | 2 | 452.5526 | 1524.7052 | 847.9523 | 27.7936 | 0.2054 | 1 | 1.0571 | 1.6777 | 1.7014 | 1.713 | 1.7231 | 1.7424 | 1.7195 | 1.7063 | 1.6948 | 1.6814 | 1.666 | 1.6502 | 1.6384 | 1.6259 | 1.6145 | 1.6025 | 1.6108 | 1.6194 | 1.6272 | 1.6354 | 1.6427 | 1.6498 | 1.6567 | 1.6626 | 1.6679 | 1 | 1.0154 | 1.0149 | 1.0334 | 1.0437 | 1.0503 | 1.0731 | 1.0816 | 1.1046 | 1.1273 | 1.1479 | 1.17 | 1.1946 | 1.2202 | 1.2462 | 1.2735 | 1.3019 | 1.3314 | 1.3613 | 1.3915 | 1.423 | 1.4551 | 1.4886 | 1.524 | 1.5605 | 1.5974 | 1 | 1.0074 | 1.0088 | 1.0263 | 1.0461 | 1.0714 | 1.098 | 1.1069 | 1.116 | 1.1249 | 1.1335 | 1.1416 | 1.1495 | 1.1571 | 1.1644 | 1.1718 | 1.1791 | 1.1968 | 1.215 | 1.2331 | 1.2519 | 1.2709 | 1.2902 | 1.3096 | 1.3289 | 1.3483 | 1 | 1 | 1 | 1 | 1 | 1 | 1 | 1 | 1 | 1 | 1 | 1 | 1 | 1 | 1 | 1 | 1 | 1 | 1 | 1 | 1 | 1 | 1 | 1 | 1 | 1 | 0 | 0 | 0 | 0 | 0 | 0 | 0 | 0.0099944 | 0.0099944 | 0.0099944 | 0.0099944 | 0.0099944 | 0.0099944 | 0.0099944 | 0.0099944 | 0.0099944 | 0.0099944 | 0.0099944 | 0.051908 | 0.24644 | 0.44096 | 0.63549 | 0.83002 | 1 | 1 | 1
Utility-Scale Solar | Rensselaer | F | 3 | 252.2241 | 1571.2218 | 1497.6449 | 28.6416 | 0.2054 | 1 | 1.0571 | 1.6777 | 1.7014 | 1.713 | 1.7231 | 1.7424 | 1.7195 | 1.7063 | 1.6948 | 1.6814 | 1.666 | 1.6502 | 1.6384 | 1.6259 | 1.6145 | 1.6025 | 1.6108 | 1.6194 | 1.6272 | 1.6354 | 1.6427 | 1.6498 | 1.6567 | 1.6626 | 1.6679 | 1 | 1.0154 | 1.0149 | 1.0334 | 1.0437 | 1.0503 | 1.0731 | 1.0816 | 1.1046 | 1.1273 | 1.1479 | 1.17 | 1.1946 | 1.2202 | 1.2462 | 1.2735 | 1.3019 | 1.3314 | 1.3613 | 1.3915 | 1.423 | 1.4551 | 1.4886 | 1.524 | 1.5605 | 1.5974 | 1 | 1.0074 | 1.0088 | 1.0263 | 1.0461 | 1.0714 | 1.098 | 1.1069 | 1.116 | 1.1249 | 1.1335 | 1.1416 | 1.1495 | 1.1571 | 1.1644 | 1.1718 | 1.1791 | 1.1968 | 1.215 | 1.2331 | 1.2519 | 1.2709 | 1.2902 | 1.3096 | 1.3289 | 1.3483 | 1 | 1 | 1 | 1 | 1 | 1 | 1 | 1 | 1 | 1 | 1 | 1 | 1 | 1 | 1 | 1 | 1 | 1 | 1 | 1 | 1 | 1 | 1 | 1 | 1 | 1 | 0 | 0 | 0 | 0 | 0 | 0 | 0 | 0 | 0 | 0 | 0 | 0 | 0 | 0 | 0 | 0 | 0 | 0 | 0 | 0 | 0 | 0 | 0 | 0.041953 | 0.37441 | 0.70686
Utility-Scale Solar | Saratoga | F | 1 | 165.3807 | 1478.6309 | 458.2128 | 26.9538 | 0.2093 | 1 | 1.0571 | 1.6777 | 1.7014 | 1.713 | 1.7231 | 1.7424 | 1.7195 | 1.7063 | 1.6948 | 1.6814 | 1.666 | 1.6502 | 1.6384 | 1.6259 | 1.6145 | 1.6025 | 1.6108 | 1.6194 | 1.6272 | 1.6354 | 1.6427 | 1.6498 | 1.6567 | 1.6626 | 1.6679 | 1 | 1.0154 | 1.0149 | 1.0334 | 1.0437 | 1.0503 | 1.0731 | 1.0816 | 1.1046 | 1.1273 | 1.1479 | 1.17 | 1.1946 | 1.2202 | 1.2462 | 1.2735 | 1.3019 | 1.3314 | 1.3613 | 1.3915 | 1.423 | 1.4551 | 1.4886 | 1.524 | 1.5605 | 1.5974 | 1 | 1.0074 | 1.0088 | 1.0263 | 1.0461 | 1.0714 | 1.098 | 1.1069 | 1.116 | 1.1249 | 1.1335 | 1.1416 | 1.1495 | 1.1571 | 1.1644 | 1.1718 | 1.1791 | 1.1968 | 1.215 | 1.2331 | 1.2519 | 1.2709 | 1.2902 | 1.3096 | 1.3289 | 1.3483 | 1 | 1 | 1 | 1 | 1 | 1 | 1 | 1 | 1 | 1 | 1 | 1 | 1 | 1 | 1 | 1 | 1 | 1 | 1 | 1 | 1 | 1 | 1 | 1 | 1 | 1 | 0 | 0 | 0 | 0 | 0 | 0 | 4.421e-17 | 0.082589 | 0.16766 | 0.25272 | 0.33779 | 0.42286 | 0.50793 | 0.59299 | 0.67806 | 0.76313 | 0.84819 | 0.93326 | 1 | 1 | 1 | 1 | 1 | 1 | 1 | 1
Utility-Scale Solar | Saratoga | F | 2 | 329.8439 | 1532.7354 | 911.8688 | 27.94 | 0.2093 | 1 | 1.0571 | 1.6777 | 1.7014 | 1.713 | 1.7231 | 1.7424 | 1.7195 | 1.7063 | 1.6948 | 1.6814 | 1.666 | 1.6502 | 1.6384 | 1.6259 | 1.6145 | 1.6025 | 1.6108 | 1.6194 | 1.6272 | 1.6354 | 1.6427 | 1.6498 | 1.6567 | 1.6626 | 1.6679 | 1 | 1.0154 | 1.0149 | 1.0334 | 1.0437 | 1.0503 | 1.0731 | 1.0816 | 1.1046 | 1.1273 | 1.1479 | 1.17 | 1.1946 | 1.2202 | 1.2462 | 1.2735 | 1.3019 | 1.3314 | 1.3613 | 1.3915 | 1.423 | 1.4551 | 1.4886 | 1.524 | 1.5605 | 1.5974 | 1 | 1.0074 | 1.0088 | 1.0263 | 1.0461 | 1.0714 | 1.098 | 1.1069 | 1.116 | 1.1249 | 1.1335 | 1.1416 | 1.1495 | 1.1571 | 1.1644 | 1.1718 | 1.1791 | 1.1968 | 1.215 | 1.2331 | 1.2519 | 1.2709 | 1.2902 | 1.3096 | 1.3289 | 1.3483 | 1 | 1 | 1 | 1 | 1 | 1 | 1 | 1 | 1 | 1 | 1 | 1 | 1 | 1 | 1 | 1 | 1 | 1 | 1 | 1 | 1 | 1 | 1 | 1 | 1 | 1 | 0 | 0 | 0 | 0 | 0 | 0 | 0 | 0 | 0 | 0 | 0 | 0 | 0 | 0 | 0 | 0 | 0 | 0 | 0.042337 | 0.23883 | 0.43532 | 0.63181 | 0.8283 | 1 | 1 | 1
Utility-Scale Solar | Saratoga | F | 3 | 350.7692 | 1575.111 | 1928.5982 | 28.7125 | 0.2093 | 1 | 1.0571 | 1.6777 | 1.7014 | 1.713 | 1.7231 | 1.7424 | 1.7195 | 1.7063 | 1.6948 | 1.6814 | 1.666 | 1.6502 | 1.6384 | 1.6259 | 1.6145 | 1.6025 | 1.6108 | 1.6194 | 1.6272 | 1.6354 | 1.6427 | 1.6498 | 1.6567 | 1.6626 | 1.6679 | 1 | 1.0154 | 1.0149 | 1.0334 | 1.0437 | 1.0503 | 1.0731 | 1.0816 | 1.1046 | 1.1273 | 1.1479 | 1.17 | 1.1946 | 1.2202 | 1.2462 | 1.2735 | 1.3019 | 1.3314 | 1.3613 | 1.3915 | 1.423 | 1.4551 | 1.4886 | 1.524 | 1.5605 | 1.5974 | 1 | 1.0074 | 1.0088 | 1.0263 | 1.0461 | 1.0714 | 1.098 | 1.1069 | 1.116 | 1.1249 | 1.1335 | 1.1416 | 1.1495 | 1.1571 | 1.1644 | 1.1718 | 1.1791 | 1.1968 | 1.215 | 1.2331 | 1.2519 | 1.2709 | 1.2902 | 1.3096 | 1.3289 | 1.3483 | 1 | 1 | 1 | 1 | 1 | 1 | 1 | 1 | 1 | 1 | 1 | 1 | 1 | 1 | 1 | 1 | 1 | 1 | 1 | 1 | 1 | 1 | 1 | 1 | 1 | 1 | 0 | 0 | 0 | 0 | 0 | 0 | 0 | 0 | 0 | 0 | 0 | 0 | 0 | 0 | 0 | 0 | 0 | 0 | 0 | 0 | 0 | 0 | 0 | 0.041953 | 0.37441 | 0.70686
Utility-Scale Solar | Schenectady | F | 2 | 67.7482 | 1509.3623 | 774.8523 | 27.514 | 0.2106 | 1 | 1.0571 | 1.6777 | 1.7014 | 1.713 | 1.7231 | 1.7424 | 1.7195 | 1.7063 | 1.6948 | 1.6814 | 1.666 | 1.6502 | 1.6384 | 1.6259 | 1.6145 | 1.6025 | 1.6108 | 1.6194 | 1.6272 | 1.6354 | 1.6427 | 1.6498 | 1.6567 | 1.6626 | 1.6679 | 1 | 1.0154 | 1.0149 | 1.0334 | 1.0437 | 1.0503 | 1.0731 | 1.0816 | 1.1046 | 1.1273 | 1.1479 | 1.17 | 1.1946 | 1.2202 | 1.2462 | 1.2735 | 1.3019 | 1.3314 | 1.3613 | 1.3915 | 1.423 | 1.4551 | 1.4886 | 1.524 | 1.5605 | 1.5974 | 1 | 1.0074 | 1.0088 | 1.0263 | 1.0461 | 1.0714 | 1.098 | 1.1069 | 1.116 | 1.1249 | 1.1335 | 1.1416 | 1.1495 | 1.1571 | 1.1644 | 1.1718 | 1.1791 | 1.1968 | 1.215 | 1.2331 | 1.2519 | 1.2709 | 1.2902 | 1.3096 | 1.3289 | 1.3483 | 1 | 1 | 1 | 1 | 1 | 1 | 1 | 1 | 1 | 1 | 1 | 1 | 1 | 1 | 1 | 1 | 1 | 1 | 1 | 1 | 1 | 1 | 1 | 1 | 1 | 1 | 0 | 0 | 0 | 0 | 0 | 0 | 0 | 0.51662 | 0.51662 | 0.51662 | 0.51662 | 0.51662 | 0.51662 | 0.51662 | 0.51662 | 0.51662 | 0.51662 | 0.51662 | 0.53708 | 0.63206 | 0.72704 | 0.82202 | 0.91701 | 1 | 1 | 1
Utility-Scale Solar | Schenectady | F | 3 | 71.7912 | 1553.0205 | 1687.1183 | 28.3098 | 0.2106 | 1 | 1.0571 | 1.6777 | 1.7014 | 1.713 | 1.7231 | 1.7424 | 1.7195 | 1.7063 | 1.6948 | 1.6814 | 1.666 | 1.6502 | 1.6384 | 1.6259 | 1.6145 | 1.6025 | 1.6108 | 1.6194 | 1.6272 | 1.6354 | 1.6427 | 1.6498 | 1.6567 | 1.6626 | 1.6679 | 1 | 1.0154 | 1.0149 | 1.0334 | 1.0437 | 1.0503 | 1.0731 | 1.0816 | 1.1046 | 1.1273 | 1.1479 | 1.17 | 1.1946 | 1.2202 | 1.2462 | 1.2735 | 1.3019 | 1.3314 | 1.3613 | 1.3915 | 1.423 | 1.4551 | 1.4886 | 1.524 | 1.5605 | 1.5974 | 1 | 1.0074 | 1.0088 | 1.0263 | 1.0461 | 1.0714 | 1.098 | 1.1069 | 1.116 | 1.1249 | 1.1335 | 1.1416 | 1.1495 | 1.1571 | 1.1644 | 1.1718 | 1.1791 | 1.1968 | 1.215 | 1.2331 | 1.2519 | 1.2709 | 1.2902 | 1.3096 | 1.3289 | 1.3483 | 1 | 1 | 1 | 1 | 1 | 1 | 1 | 1 | 1 | 1 | 1 | 1 | 1 | 1 | 1 | 1 | 1 | 1 | 1 | 1 | 1 | 1 | 1 | 1 | 1 | 1 | 0 | 0 | 0 | 0 | 0 | 0 | 0 | 0 | 0 | 0 | 0 | 0 | 0 | 0 | 0 | 0 | 0 | 0 | 0 | 0 | 0 | 0 | 0 | 0.041953 | 0.37441 | 0.70686
Utility-Scale Solar | Schoharie | E | 1 | 15.0696 | 1401.277 | 666.7339 | 25.5437 | 0.208 | 1 | 1.0571 | 1.6777 | 1.7014 | 1.713 | 1.7231 | 1.7424 | 1.7195 | 1.7063 | 1.6948 | 1.6814 | 1.666 | 1.6502 | 1.6384 | 1.6259 | 1.6145 | 1.6025 | 1.6108 | 1.6194 | 1.6272 | 1.6354 | 1.6427 | 1.6498 | 1.6567 | 1.6626 | 1.6679 | 1 | 1.0154 | 1.0149 | 1.0334 | 1.0437 | 1.0503 | 1.0731 | 1.0816 | 1.1046 | 1.1273 | 1.1479 | 1.17 | 1.1946 | 1.2202 | 1.2462 | 1.2735 | 1.3019 | 1.3314 | 1.3613 | 1.3915 | 1.423 | 1.4551 | 1.4886 | 1.524 | 1.5605 | 1.5974 | 1 | 1.0074 | 1.0088 | 1.0263 | 1.0461 | 1.0714 | 1.098 | 1.1069 | 1.116 | 1.1249 | 1.1335 | 1.1416 | 1.1495 | 1.1571 | 1.1644 | 1.1718 | 1.1791 | 1.1968 | 1.215 | 1.2331 | 1.2519 | 1.2709 | 1.2902 | 1.3096 | 1.3289 | 1.3483 | 1 | 1 | 1 | 1 | 1 | 1 | 1 | 1 | 1 | 1 | 1 | 1 | 1 | 1 | 1 | 1 | 1 | 1 | 1 | 1 | 1 | 1 | 1 | 1 | 1 | 1 | 0 | 0 | 0 | 0 | 0 | 0 | 0 | 0 | 0 | 0 | 0 | 0 | 0 | 0 | 0 | 0 | 0 | 0 | 0 | 0 | 0 | 0 | 0 | 0 | 0 | 0
Utility-Scale Solar | Schoharie | E | 2 | 31.5308 | 1398.0804 | 1128.9555 | 25.4854 | 0.208 | 1 | 1.0571 | 1.6777 | 1.7014 | 1.713 | 1.7231 | 1.7424 | 1.7195 | 1.7063 | 1.6948 | 1.6814 | 1.666 | 1.6502 | 1.6384 | 1.6259 | 1.6145 | 1.6025 | 1.6108 | 1.6194 | 1.6272 | 1.6354 | 1.6427 | 1.6498 | 1.6567 | 1.6626 | 1.6679 | 1 | 1.0154 | 1.0149 | 1.0334 | 1.0437 | 1.0503 | 1.0731 | 1.0816 | 1.1046 | 1.1273 | 1.1479 | 1.17 | 1.1946 | 1.2202 | 1.2462 | 1.2735 | 1.3019 | 1.3314 | 1.3613 | 1.3915 | 1.423 | 1.4551 | 1.4886 | 1.524 | 1.5605 | 1.5974 | 1 | 1.0074 | 1.0088 | 1.0263 | 1.0461 | 1.0714 | 1.098 | 1.1069 | 1.116 | 1.1249 | 1.1335 | 1.1416 | 1.1495 | 1.1571 | 1.1644 | 1.1718 | 1.1791 | 1.1968 | 1.215 | 1.2331 | 1.2519 | 1.2709 | 1.2902 | 1.3096 | 1.3289 | 1.3483 | 1 | 1 | 1 | 1 | 1 | 1 | 1 | 1 | 1 | 1 | 1 | 1 | 1 | 1 | 1 | 1 | 1 | 1 | 1 | 1 | 1 | 1 | 1 | 1 | 1 | 1 | 0 | 0 | 0 | 0 | 0 | 0 | 0 | 0 | 0 | 0 | 0 | 0 | 0 | 0 | 0 | 0 | 0 | 0 | 0.035717 | 0.20148 | 0.36725 | 0.53302 | 0.69878 | 0.84363 | 0.84363 | 0.84363
Utility-Scale Solar | Schuyler | C | 1 | 299.0877 | 1142.171 | 421.4162 | 24.5726 | 0.2028 | 1 | 1.0571 | 1.9801 | 2.008 | 2.0217 | 2.0336 | 2.0565 | 2.0293 | 2.0137 | 2.0003 | 1.9845 | 1.9662 | 1.9476 | 1.9337 | 1.919 | 1.9055 | 1.8913 | 1.9011 | 1.9112 | 1.9205 | 1.9301 | 1.9388 | 1.9471 | 1.9552 | 1.9622 | 1.9685 | 1 | 1.0154 | 1.0149 | 1.0334 | 1.0437 | 1.0503 | 1.0731 | 1.0816 | 1.1046 | 1.1273 | 1.1479 | 1.17 | 1.1946 | 1.2202 | 1.2462 | 1.2735 | 1.3019 | 1.3314 | 1.3613 | 1.3915 | 1.423 | 1.4551 | 1.4886 | 1.524 | 1.5605 | 1.5974 | 1 | 1.0074 | 1.0088 | 1.0263 | 1.0461 | 1.0714 | 1.098 | 1.1069 | 1.116 | 1.1249 | 1.1335 | 1.1416 | 1.1495 | 1.1571 | 1.1644 | 1.1718 | 1.1791 | 1.1968 | 1.215 | 1.2331 | 1.2519 | 1.2709 | 1.2902 | 1.3096 | 1.3289 | 1.3483 | 1 | 1 | 1 | 1 | 1 | 1 | 1 | 1 | 1 | 1 | 1 | 1 | 1 | 1 | 1 | 1 | 1 | 1 | 1 | 1 | 1 | 1 | 1 | 1 | 1 | 1 | 0 | 0 | 0.010272 | 0.046095 | 0.10245 | 0.17008 | 0.24935 | 0.31264 | 0.37638 | 0.44011 | 0.50385 | 0.56758 | 0.63132 | 0.69505 | 0.75879 | 0.82253 | 0.88626 | 0.95 | 1 | 1 | 1 | 1 | 1 | 1 | 1 | 1
Utility-Scale Solar | Schuyler | C | 2 | 162.2096 | 1196.6392 | 1192.7186 | 25.7606 | 0.2028 | 1 | 1.0571 | 1.9813 | 2.0092 | 2.023 | 2.0349 | 2.0577 | 2.0306 | 2.015 | 2.0015 | 1.9857 | 1.9675 | 1.9488 | 1.9349 | 1.9202 | 1.9067 | 1.8925 | 1.9023 | 1.9124 | 1.9217 | 1.9313 | 1.94 | 1.9483 | 1.9564 | 1.9634 | 1.9697 | 1 | 1.0154 | 1.0149 | 1.0334 | 1.0437 | 1.0503 | 1.0731 | 1.0816 | 1.1046 | 1.1273 | 1.1479 | 1.17 | 1.1946 | 1.2202 | 1.2462 | 1.2735 | 1.3019 | 1.3314 | 1.3613 | 1.3915 | 1.423 | 1.4551 | 1.4886 | 1.524 | 1.5605 | 1.5974 | 1 | 1.0074 | 1.0088 | 1.0263 | 1.0461 | 1.0714 | 1.098 | 1.1069 | 1.116 | 1.1249 | 1.1335 | 1.1416 | 1.1495 | 1.1571 | 1.1644 | 1.1718 | 1.1791 | 1.1968 | 1.215 | 1.2331 | 1.2519 | 1.2709 | 1.2902 | 1.3096 | 1.3289 | 1.3483 | 1 | 1 | 1 | 1 | 1 | 1 | 1 | 1 | 1 | 1 | 1 | 1 | 1 | 1 | 1 | 1 | 1 | 1 | 1 | 1 | 1 | 1 | 1 | 1 | 1 | 1 | 0 | 0 | 0 | 0 | 0 | 0 | 0 | 0 | 0 | 0 | 0 | 0 | 0 | 0 | 0 | 0 | 0 | 0 | 0.042337 | 0.23883 | 0.43532 | 0.63181 | 0.8283 | 1 | 1 | 1
Utility-Scale Solar | Schuyler | C | 3 | 118.1352 | 1209.1323 | 2029.6819 | 26.0295 | 0.2028 | 1 | 1.0571 | 1.9813 | 2.0092 | 2.023 | 2.0349 | 2.0577 | 2.0306 | 2.015 | 2.0015 | 1.9857 | 1.9675 | 1.9488 | 1.9349 | 1.9202 | 1.9067 | 1.8925 | 1.9023 | 1.9124 | 1.9217 | 1.9313 | 1.94 | 1.9483 | 1.9564 | 1.9634 | 1.9697 | 1 | 1.0154 | 1.0149 | 1.0334 | 1.0437 | 1.0503 | 1.0731 | 1.0816 | 1.1046 | 1.1273 | 1.1479 | 1.17 | 1.1946 | 1.2202 | 1.2462 | 1.2735 | 1.3019 | 1.3314 | 1.3613 | 1.3915 | 1.423 | 1.4551 | 1.4886 | 1.524 | 1.5605 | 1.5974 | 1 | 1.0074 | 1.0088 | 1.0263 | 1.0461 | 1.0714 | 1.098 | 1.1069 | 1.116 | 1.1249 | 1.1335 | 1.1416 | 1.1495 | 1.1571 | 1.1644 | 1.1718 | 1.1791 | 1.1968 | 1.215 | 1.2331 | 1.2519 | 1.2709 | 1.2902 | 1.3096 | 1.3289 | 1.3483 | 1 | 1 | 1 | 1 | 1 | 1 | 1 | 1 | 1 | 1 | 1 | 1 | 1 | 1 | 1 | 1 | 1 | 1 | 1 | 1 | 1 | 1 | 1 | 1 | 1 | 1 | 0 | 0 | 0 | 0 | 0 | 0 | 0 | 0 | 0 | 0 | 0 | 0 | 0 | 0 | 0 | 0 | 0 | 0 | 0 | 0 | 0 | 0 | 0 | 0.041953 | 0.37441 | 0.70686
Utility-Scale Solar | Seneca | C | 1 | 699.49 | 1070.4552 | 193.8451 | 20.053 | 0.18758 | 1 | 1.0571 | 1.7241 | 1.7484 | 1.7604 | 1.7708 | 1.7906 | 1.767 | 1.7535 | 1.7417 | 1.728 | 1.7121 | 1.6959 | 1.6837 | 1.6709 | 1.6592 | 1.6468 | 1.6553 | 1.6642 | 1.6722 | 1.6806 | 1.6882 | 1.6954 | 1.7025 | 1.7085 | 1.714 | 1 | 1.0154 | 1.0149 | 1.0334 | 1.0437 | 1.0503 | 1.0731 | 1.0816 | 1.1046 | 1.1273 | 1.1479 | 1.17 | 1.1946 | 1.2202 | 1.2462 | 1.2735 | 1.3019 | 1.3314 | 1.3613 | 1.3915 | 1.423 | 1.4551 | 1.4886 | 1.524 | 1.5605 | 1.5974 | 1 | 1.0074 | 1.0088 | 1.0263 | 1.0461 | 1.0714 | 1.098 | 1.1069 | 1.116 | 1.1249 | 1.1335 | 1.1416 | 1.1495 | 1.1571 | 1.1644 | 1.1718 | 1.1791 | 1.1968 | 1.215 | 1.2331 | 1.2519 | 1.2709 | 1.2902 | 1.3096 | 1.3289 | 1.3483 | 1 | 1 | 1 | 1 | 1 | 1 | 1 | 1 | 1 | 1 | 1 | 1 | 1 | 1 | 1 | 1 | 1 | 1 | 1 | 1 | 1 | 1 | 1 | 1 | 1 | 1 | 0 | 0 | 0.038358 | 0.17213 | 0.38257 | 0.63511 | 0.93111 | 0.94165 | 0.94706 | 0.95247 | 0.95788 | 0.96329 | 0.9687 | 0.97411 | 0.97952 | 0.98493 | 0.99034 | 0.99576 | 1 | 1 | 1 | 1 | 1 | 1 | 1 | 1
Utility-Scale Solar | Seneca | C | 2 | 113.1675 | 1188.6476 | 1159.5817 | 25.5885 | 0.2015 | 1 | 1.0571 | 1.9813 | 2.0092 | 2.023 | 2.0349 | 2.0577 | 2.0306 | 2.015 | 2.0015 | 1.9857 | 1.9675 | 1.9488 | 1.9349 | 1.9202 | 1.9067 | 1.8925 | 1.9023 | 1.9124 | 1.9217 | 1.9313 | 1.94 | 1.9483 | 1.9564 | 1.9634 | 1.9697 | 1 | 1.0154 | 1.0149 | 1.0334 | 1.0437 | 1.0503 | 1.0731 | 1.0816 | 1.1046 | 1.1273 | 1.1479 | 1.17 | 1.1946 | 1.2202 | 1.2462 | 1.2735 | 1.3019 | 1.3314 | 1.3613 | 1.3915 | 1.423 | 1.4551 | 1.4886 | 1.524 | 1.5605 | 1.5974 | 1 | 1.0074 | 1.0088 | 1.0263 | 1.0461 | 1.0714 | 1.098 | 1.1069 | 1.116 | 1.1249 | 1.1335 | 1.1416 | 1.1495 | 1.1571 | 1.1644 | 1.1718 | 1.1791 | 1.1968 | 1.215 | 1.2331 | 1.2519 | 1.2709 | 1.2902 | 1.3096 | 1.3289 | 1.3483 | 1 | 1 | 1 | 1 | 1 | 1 | 1 | 1 | 1 | 1 | 1 | 1 | 1 | 1 | 1 | 1 | 1 | 1 | 1 | 1 | 1 | 1 | 1 | 1 | 1 | 1 | 0 | 0 | 0 | 0 | 0 | 0 | 0 | 0 | 0 | 0 | 0 | 0 | 0 | 0 | 0 | 0 | 0 | 0 | 0.042337 | 0.23883 | 0.43532 | 0.63181 | 0.8283 | 1 | 1 | 1
Utility-Scale Solar | Seneca | C | 3 | 44.6284 | 1227.9124 | 2081.5869 | 26.4338 | 0.2015 | 1 | 1.0571 | 1.9813 | 2.0092 | 2.023 | 2.0349 | 2.0577 | 2.0306 | 2.015 | 2.0015 | 1.9857 | 1.9675 | 1.9488 | 1.9349 | 1.9202 | 1.9067 | 1.8925 | 1.9023 | 1.9124 | 1.9217 | 1.9313 | 1.94 | 1.9483 | 1.9564 | 1.9634 | 1.9697 | 1 | 1.0154 | 1.0149 | 1.0334 | 1.0437 | 1.0503 | 1.0731 | 1.0816 | 1.1046 | 1.1273 | 1.1479 | 1.17 | 1.1946 | 1.2202 | 1.2462 | 1.2735 | 1.3019 | 1.3314 | 1.3613 | 1.3915 | 1.423 | 1.4551 | 1.4886 | 1.524 | 1.5605 | 1.5974 | 1 | 1.0074 | 1.0088 | 1.0263 | 1.0461 | 1.0714 | 1.098 | 1.1069 | 1.116 | 1.1249 | 1.1335 | 1.1416 | 1.1495 | 1.1571 | 1.1644 | 1.1718 | 1.1791 | 1.1968 | 1.215 | 1.2331 | 1.2519 | 1.2709 | 1.2902 | 1.3096 | 1.3289 | 1.3483 | 1 | 1 | 1 | 1 | 1 | 1 | 1 | 1 | 1 | 1 | 1 | 1 | 1 | 1 | 1 | 1 | 1 | 1 | 1 | 1 | 1 | 1 | 1 | 1 | 1 | 1 | 0 | 0 | 0 | 0 | 0 | 0 | 0 | 0 | 0 | 0 | 0 | 0 | 0 | 0 | 0 | 0 | 0 | 0 | 0 | 0 | 0 | 0 | 0 | 0.041953 | 0.37441 | 0.70686
Utility-Scale Solar | St. Lawrence | E | 1 | 6846.3886 | 1295.0944 | 264.4708 | 23.6081 | 0.2002 | 1 | 1.0571 | 1.6777 | 1.7014 | 1.713 | 1.7231 | 1.7424 | 1.7195 | 1.7063 | 1.6948 | 1.6814 | 1.666 | 1.6502 | 1.6384 | 1.6259 | 1.6145 | 1.6025 | 1.6108 | 1.6194 | 1.6272 | 1.6354 | 1.6427 | 1.6498 | 1.6567 | 1.6626 | 1.6679 | 1 | 1.0154 | 1.0149 | 1.0334 | 1.0437 | 1.0503 | 1.0731 | 1.0816 | 1.1046 | 1.1273 | 1.1479 | 1.17 | 1.1946 | 1.2202 | 1.2462 | 1.2735 | 1.3019 | 1.3314 | 1.3613 | 1.3915 | 1.423 | 1.4551 | 1.4886 | 1.524 | 1.5605 | 1.5974 | 1 | 1.0074 | 1.0088 | 1.0263 | 1.0461 | 1.0714 | 1.098 | 1.1069 | 1.116 | 1.1249 | 1.1335 | 1.1416 | 1.1495 | 1.1571 | 1.1644 | 1.1718 | 1.1791 | 1.1968 | 1.215 | 1.2331 | 1.2519 | 1.2709 | 1.2902 | 1.3096 | 1.3289 | 1.3483 | 1 | 1 | 1 | 1 | 1 | 1 | 1 | 1 | 1 | 1 | 1 | 1 | 1 | 1 | 1 | 1 | 1 | 1 | 1 | 1 | 1 | 1 | 1 | 1 | 1 | 1 | 0 | 0 | 0.0056152 | 0.025198 | 0.056005 | 0.092974 | 0.13631 | 0.2082 | 0.28146 | 0.35471 | 0.42797 | 0.50123 | 0.57448 | 0.64774 | 0.72099 | 0.79425 | 0.8675 | 0.94076 | 0.99823 | 0.99823 | 0.99823 | 0.99823 | 0.99823 | 0.99823 | 0.99823 | 0.99823
Utility-Scale Solar | St. Lawrence | E | 2 | 1780.9582 | 1394.5912 | 860.1113 | 25.4218 | 0.2002 | 1 | 1.0571 | 1.6777 | 1.7014 | 1.713 | 1.7231 | 1.7424 | 1.7195 | 1.7063 | 1.6948 | 1.6814 | 1.666 | 1.6502 | 1.6384 | 1.6259 | 1.6145 | 1.6025 | 1.6108 | 1.6194 | 1.6272 | 1.6354 | 1.6427 | 1.6498 | 1.6567 | 1.6626 | 1.6679 | 1 | 1.0154 | 1.0149 | 1.0334 | 1.0437 | 1.0503 | 1.0731 | 1.0816 | 1.1046 | 1.1273 | 1.1479 | 1.17 | 1.1946 | 1.2202 | 1.2462 | 1.2735 | 1.3019 | 1.3314 | 1.3613 | 1.3915 | 1.423 | 1.4551 | 1.4886 | 1.524 | 1.5605 | 1.5974 | 1 | 1.0074 | 1.0088 | 1.0263 | 1.0461 | 1.0714 | 1.098 | 1.1069 | 1.116 | 1.1249 | 1.1335 | 1.1416 | 1.1495 | 1.1571 | 1.1644 | 1.1718 | 1.1791 | 1.1968 | 1.215 | 1.2331 | 1.2519 | 1.2709 | 1.2902 | 1.3096 | 1.3289 | 1.3483 | 1 | 1 | 1 | 1 | 1 | 1 | 1 | 1 | 1 | 1 | 1 | 1 | 1 | 1 | 1 | 1 | 1 | 1 | 1 | 1 | 1 | 1 | 1 | 1 | 1 | 1 | 0 | 0 | 0 | 0 | 0 | 0 | 0 | 0 | 0 | 0 | 0 | 0 | 0 | 0 | 0 | 0 | 0 | 0 | 0.042337 | 0.23883 | 0.43532 | 0.63181 | 0.8283 | 1 | 1 | 1
Utility-Scale Solar | St. Lawrence | E | 3 | 1034.1116 | 1436.1374 | 1861.2217 | 26.1792 | 0.2002 | 1 | 1.0571 | 1.6777 | 1.7014 | 1.713 | 1.7231 | 1.7424 | 1.7195 | 1.7063 | 1.6948 | 1.6814 | 1.666 | 1.6502 | 1.6384 | 1.6259 | 1.6145 | 1.6025 | 1.6108 | 1.6194 | 1.6272 | 1.6354 | 1.6427 | 1.6498 | 1.6567 | 1.6626 | 1.6679 | 1 | 1.0154 | 1.0149 | 1.0334 | 1.0437 | 1.0503 | 1.0731 | 1.0816 | 1.1046 | 1.1273 | 1.1479 | 1.17 | 1.1946 | 1.2202 | 1.2462 | 1.2735 | 1.3019 | 1.3314 | 1.3613 | 1.3915 | 1.423 | 1.4551 | 1.4886 | 1.524 | 1.5605 | 1.5974 | 1 | 1.0074 | 1.0088 | 1.0263 | 1.0461 | 1.0714 | 1.098 | 1.1069 | 1.116 | 1.1249 | 1.1335 | 1.1416 | 1.1495 | 1.1571 | 1.1644 | 1.1718 | 1.1791 | 1.1968 | 1.215 | 1.2331 | 1.2519 | 1.2709 | 1.2902 | 1.3096 | 1.3289 | 1.3483 | 1 | 1 | 1 | 1 | 1 | 1 | 1 | 1 | 1 | 1 | 1 | 1 | 1 | 1 | 1 | 1 | 1 | 1 | 1 | 1 | 1 | 1 | 1 | 1 | 1 | 1 | 0 | 0 | 0 | 0 | 0 | 0 | 0 | 0 | 0 | 0 | 0 | 0 | 0 | 0 | 0 | 0 | 0 | 0 | 0 | 0 | 0 | 0 | 0 | 0.041953 | 0.37441 | 0.70686
Utility-Scale Solar | Steuben | C | 1 | 1042.8254 | 1085.446 | 296.5748 | 21.1687 | 0.18825 | 1 | 1.0571 | 1.7949 | 1.8202 | 1.8327 | 1.8435 | 1.8642 | 1.8396 | 1.8254 | 1.8132 | 1.7989 | 1.7824 | 1.7655 | 1.7529 | 1.7395 | 1.7273 | 1.7145 | 1.7233 | 1.7325 | 1.7409 | 1.7496 | 1.7575 | 1.765 | 1.7724 | 1.7787 | 1.7844 | 1 | 1.0154 | 1.0149 | 1.0334 | 1.0437 | 1.0503 | 1.0731 | 1.0816 | 1.1046 | 1.1273 | 1.1479 | 1.17 | 1.1946 | 1.2202 | 1.2462 | 1.2735 | 1.3019 | 1.3314 | 1.3613 | 1.3915 | 1.423 | 1.4551 | 1.4886 | 1.524 | 1.5605 | 1.5974 | 1 | 1.0074 | 1.0088 | 1.0263 | 1.0461 | 1.0714 | 1.098 | 1.1069 | 1.116 | 1.1249 | 1.1335 | 1.1416 | 1.1495 | 1.1571 | 1.1644 | 1.1718 | 1.1791 | 1.1968 | 1.215 | 1.2331 | 1.2519 | 1.2709 | 1.2902 | 1.3096 | 1.3289 | 1.3483 | 1 | 1 | 1 | 1 | 1 | 1 | 1 | 1 | 1 | 1 | 1 | 1 | 1 | 1 | 1 | 1 | 1 | 1 | 1 | 1 | 1 | 1 | 1 | 1 | 1 | 1 | 0 | 0 | 0.021013 | 0.094294 | 0.20958 | 0.34792 | 0.51008 | 0.55161 | 0.59141 | 0.63121 | 0.67101 | 0.71081 | 0.7506 | 0.7904 | 0.8302 | 0.87 | 0.9098 | 0.9496 | 0.98082 | 0.98082 | 0.98082 | 0.98082 | 0.98082 | 0.98082 | 0.98082 | 0.98082
Utility-Scale Solar | Steuben | C | 2 | 151.0323 | 1178.9221 | 1200.5967 | 25.3791 | 0.2028 | 1 | 1.0571 | 1.9813 | 2.0092 | 2.023 | 2.0349 | 2.0577 | 2.0306 | 2.015 | 2.0015 | 1.9857 | 1.9675 | 1.9488 | 1.9349 | 1.9202 | 1.9067 | 1.8925 | 1.9023 | 1.9124 | 1.9217 | 1.9313 | 1.94 | 1.9483 | 1.9564 | 1.9634 | 1.9697 | 1 | 1.0154 | 1.0149 | 1.0334 | 1.0437 | 1.0503 | 1.0731 | 1.0816 | 1.1046 | 1.1273 | 1.1479 | 1.17 | 1.1946 | 1.2202 | 1.2462 | 1.2735 | 1.3019 | 1.3314 | 1.3613 | 1.3915 | 1.423 | 1.4551 | 1.4886 | 1.524 | 1.5605 | 1.5974 | 1 | 1.0074 | 1.0088 | 1.0263 | 1.0461 | 1.0714 | 1.098 | 1.1069 | 1.116 | 1.1249 | 1.1335 | 1.1416 | 1.1495 | 1.1571 | 1.1644 | 1.1718 | 1.1791 | 1.1968 | 1.215 | 1.2331 | 1.2519 | 1.2709 | 1.2902 | 1.3096 | 1.3289 | 1.3483 | 1 | 1 | 1 | 1 | 1 | 1 | 1 | 1 | 1 | 1 | 1 | 1 | 1 | 1 | 1 | 1 | 1 | 1 | 1 | 1 | 1 | 1 | 1 | 1 | 1 | 1 | 0 | 0 | 0 | 0 | 0 | 0 | 0 | 0 | 0 | 0 | 0 | 0 | 0 | 0 | 0 | 0 | 0 | 0 | 0.042337 | 0.23883 | 0.43532 | 0.63181 | 0.8283 | 1 | 1 | 1
Utility-Scale Solar | Steuben | C | 3 | 135.1761 | 1232.0022 | 2171.544 | 26.072 | 0.2028 | 1 | 1.0571 | 1.9477 | 1.9751 | 1.9887 | 2.0004 | 2.0228 | 1.9962 | 1.9808 | 1.9676 | 1.952 | 1.9341 | 1.9158 | 1.9021 | 1.8876 | 1.8743 | 1.8604 | 1.87 | 1.88 | 1.8891 | 1.8986 | 1.9071 | 1.9153 | 1.9232 | 1.9301 | 1.9363 | 1 | 1.0154 | 1.0149 | 1.0334 | 1.0437 | 1.0503 | 1.0731 | 1.0816 | 1.1046 | 1.1273 | 1.1479 | 1.17 | 1.1946 | 1.2202 | 1.2462 | 1.2735 | 1.3019 | 1.3314 | 1.3613 | 1.3915 | 1.423 | 1.4551 | 1.4886 | 1.524 | 1.5605 | 1.5974 | 1 | 1.0074 | 1.0088 | 1.0263 | 1.0461 | 1.0714 | 1.098 | 1.1069 | 1.116 | 1.1249 | 1.1335 | 1.1416 | 1.1495 | 1.1571 | 1.1644 | 1.1718 | 1.1791 | 1.1968 | 1.215 | 1.2331 | 1.2519 | 1.2709 | 1.2902 | 1.3096 | 1.3289 | 1.3483 | 1 | 1 | 1 | 1 | 1 | 1 | 1 | 1 | 1 | 1 | 1 | 1 | 1 | 1 | 1 | 1 | 1 | 1 | 1 | 1 | 1 | 1 | 1 | 1 | 1 | 1 | 0 | 0 | 0 | 0 | 0 | 0 | 0 | 0 | 0 | 0 | 0 | 0 | 0 | 0 | 0 | 0 | 0 | 0 | 0 | 0 | 0 | 0 | 0 | 0.041953 | 0.37441 | 0.70686
Utility-Scale Solar | Suffolk | K | 1 | 263.8331 | 1599.0631 | 335.4782 | 29.1491 | 0.2288 | 1 | 1.0571 | 1.6777 | 1.7014 | 1.713 | 1.7231 | 1.7424 | 1.7195 | 1.7063 | 1.6948 | 1.6814 | 1.666 | 1.6502 | 1.6384 | 1.6259 | 1.6145 | 1.6025 | 1.6108 | 1.6194 | 1.6272 | 1.6354 | 1.6427 | 1.6498 | 1.6567 | 1.6626 | 1.6679 | 1 | 1.0154 | 1.0149 | 1.0334 | 1.0437 | 1.0503 | 1.0731 | 1.0816 | 1.1046 | 1.1273 | 1.1479 | 1.17 | 1.1946 | 1.2202 | 1.2462 | 1.2735 | 1.3019 | 1.3314 | 1.3613 | 1.3915 | 1.423 | 1.4551 | 1.4886 | 1.524 | 1.5605 | 1.5974 | 1 | 1.0074 | 1.0088 | 1.0263 | 1.0461 | 1.0714 | 1.098 | 1.1069 | 1.116 | 1.1249 | 1.1335 | 1.1416 | 1.1495 | 1.1571 | 1.1644 | 1.1718 | 1.1791 | 1.1968 | 1.215 | 1.2331 | 1.2519 | 1.2709 | 1.2902 | 1.3096 | 1.3289 | 1.3483 | 1 | 1 | 1 | 1 | 1 | 1 | 1 | 1 | 1 | 1 | 1 | 1 | 1 | 1 | 1 | 1 | 1 | 1 | 1 | 1 | 1 | 1 | 1 | 1 | 1 | 1 | 0 | 0 | 0.0055894 | 0.025082 | 0.055748 | 0.092547 | 0.13568 | 0.20777 | 0.28123 | 0.35469 | 0.42815 | 0.50161 | 0.57507 | 0.64853 | 0.72199 | 0.79545 | 0.86891 | 0.94237 | 1 | 1 | 1 | 1 | 1 | 1 | 1 | 1
Utility-Scale Solar | Suffolk | K | 2 | 141.3395 | 1699.0919 | 921.5506 | 30.9725 | 0.2288 | 1 | 1.0571 | 1.6777 | 1.7014 | 1.713 | 1.7231 | 1.7424 | 1.7195 | 1.7063 | 1.6948 | 1.6814 | 1.666 | 1.6502 | 1.6384 | 1.6259 | 1.6145 | 1.6025 | 1.6108 | 1.6194 | 1.6272 | 1.6354 | 1.6427 | 1.6498 | 1.6567 | 1.6626 | 1.6679 | 1 | 1.0154 | 1.0149 | 1.0334 | 1.0437 | 1.0503 | 1.0731 | 1.0816 | 1.1046 | 1.1273 | 1.1479 | 1.17 | 1.1946 | 1.2202 | 1.2462 | 1.2735 | 1.3019 | 1.3314 | 1.3613 | 1.3915 | 1.423 | 1.4551 | 1.4886 | 1.524 | 1.5605 | 1.5974 | 1 | 1.0074 | 1.0088 | 1.0263 | 1.0461 | 1.0714 | 1.098 | 1.1069 | 1.116 | 1.1249 | 1.1335 | 1.1416 | 1.1495 | 1.1571 | 1.1644 | 1.1718 | 1.1791 | 1.1968 | 1.215 | 1.2331 | 1.2519 | 1.2709 | 1.2902 | 1.3096 | 1.3289 | 1.3483 | 1 | 1 | 1 | 1 | 1 | 1 | 1 | 1 | 1 | 1 | 1 | 1 | 1 | 1 | 1 | 1 | 1 | 1 | 1 | 1 | 1 | 1 | 1 | 1 | 1 | 1 | 0 | 0 | 0 | 0 | 0 | 0 | 0 | 0 | 0 | 0 | 0 | 0 | 0 | 0 | 0 | 0 | 0 | 0 | 0.042337 | 0.23883 | 0.43532 | 0.63181 | 0.8283 | 1 | 1 | 1
Utility-Scale Solar | Suffolk | K | 3 | 44.8251 | 1752.4682 | 1858.2828 | 31.9455 | 0.2288 | 1 | 1.0571 | 1.6777 | 1.7014 | 1.713 | 1.7231 | 1.7424 | 1.7195 | 1.7063 | 1.6948 | 1.6814 | 1.666 | 1.6502 | 1.6384 | 1.6259 | 1.6145 | 1.6025 | 1.6108 | 1.6194 | 1.6272 | 1.6354 | 1.6427 | 1.6498 | 1.6567 | 1.6626 | 1.6679 | 1 | 1.0154 | 1.0149 | 1.0334 | 1.0437 | 1.0503 | 1.0731 | 1.0816 | 1.1046 | 1.1273 | 1.1479 | 1.17 | 1.1946 | 1.2202 | 1.2462 | 1.2735 | 1.3019 | 1.3314 | 1.3613 | 1.3915 | 1.423 | 1.4551 | 1.4886 | 1.524 | 1.5605 | 1.5974 | 1 | 1.0074 | 1.0088 | 1.0263 | 1.0461 | 1.0714 | 1.098 | 1.1069 | 1.116 | 1.1249 | 1.1335 | 1.1416 | 1.1495 | 1.1571 | 1.1644 | 1.1718 | 1.1791 | 1.1968 | 1.215 | 1.2331 | 1.2519 | 1.2709 | 1.2902 | 1.3096 | 1.3289 | 1.3483 | 1 | 1 | 1 | 1 | 1 | 1 | 1 | 1 | 1 | 1 | 1 | 1 | 1 | 1 | 1 | 1 | 1 | 1 | 1 | 1 | 1 | 1 | 1 | 1 | 1 | 1 | 0 | 0 | 0 | 0 | 0 | 0 | 0 | 0 | 0 | 0 | 0 | 0 | 0 | 0 | 0 | 0 | 0 | 0 | 0 | 0 | 0 | 0 | 0 | 0.041953 | 0.37441 | 0.70686
Utility-Scale Solar | Sullivan | E | 1 | 513.5612 | 1231.7091 | 156.3673 | 22.4527 | 0.2093 | 1 | 1.0571 | 1.6777 | 1.7014 | 1.713 | 1.7231 | 1.7424 | 1.7195 | 1.7063 | 1.6948 | 1.6814 | 1.666 | 1.6502 | 1.6384 | 1.6259 | 1.6145 | 1.6025 | 1.6108 | 1.6194 | 1.6272 | 1.6354 | 1.6427 | 1.6498 | 1.6567 | 1.6626 | 1.6679 | 1 | 1.0154 | 1.0149 | 1.0334 | 1.0437 | 1.0503 | 1.0731 | 1.0816 | 1.1046 | 1.1273 | 1.1479 | 1.17 | 1.1946 | 1.2202 | 1.2462 | 1.2735 | 1.3019 | 1.3314 | 1.3613 | 1.3915 | 1.423 | 1.4551 | 1.4886 | 1.524 | 1.5605 | 1.5974 | 1 | 1.0074 | 1.0088 | 1.0263 | 1.0461 | 1.0714 | 1.098 | 1.1069 | 1.116 | 1.1249 | 1.1335 | 1.1416 | 1.1495 | 1.1571 | 1.1644 | 1.1718 | 1.1791 | 1.1968 | 1.215 | 1.2331 | 1.2519 | 1.2709 | 1.2902 | 1.3096 | 1.3289 | 1.3483 | 1 | 1 | 1 | 1 | 1 | 1 | 1 | 1 | 1 | 1 | 1 | 1 | 1 | 1 | 1 | 1 | 1 | 1 | 1 | 1 | 1 | 1 | 1 | 1 | 1 | 1 | 0 | 0 | 0.031905 | 0.14317 | 0.31822 | 0.52827 | 0.77448 | 0.79714 | 0.81595 | 0.83476 | 0.85357 | 0.87238 | 0.89119 | 0.91 | 0.92881 | 0.94762 | 0.96643 | 0.98524 | 1 | 1 | 1 | 1 | 1 | 1 | 1 | 1
Utility-Scale Solar | Sullivan | E | 2 | 75.5261 | 1400.5646 | 868.4296 | 25.5307 | 0.2093 | 1 | 1.0571 | 1.6777 | 1.7014 | 1.713 | 1.7231 | 1.7424 | 1.7195 | 1.7063 | 1.6948 | 1.6814 | 1.666 | 1.6502 | 1.6384 | 1.6259 | 1.6145 | 1.6025 | 1.6108 | 1.6194 | 1.6272 | 1.6354 | 1.6427 | 1.6498 | 1.6567 | 1.6626 | 1.6679 | 1 | 1.0154 | 1.0149 | 1.0334 | 1.0437 | 1.0503 | 1.0731 | 1.0816 | 1.1046 | 1.1273 | 1.1479 | 1.17 | 1.1946 | 1.2202 | 1.2462 | 1.2735 | 1.3019 | 1.3314 | 1.3613 | 1.3915 | 1.423 | 1.4551 | 1.4886 | 1.524 | 1.5605 | 1.5974 | 1 | 1.0074 | 1.0088 | 1.0263 | 1.0461 | 1.0714 | 1.098 | 1.1069 | 1.116 | 1.1249 | 1.1335 | 1.1416 | 1.1495 | 1.1571 | 1.1644 | 1.1718 | 1.1791 | 1.1968 | 1.215 | 1.2331 | 1.2519 | 1.2709 | 1.2902 | 1.3096 | 1.3289 | 1.3483 | 1 | 1 | 1 | 1 | 1 | 1 | 1 | 1 | 1 | 1 | 1 | 1 | 1 | 1 | 1 | 1 | 1 | 1 | 1 | 1 | 1 | 1 | 1 | 1 | 1 | 1 | 0 | 0 | 0 | 0 | 0 | 0 | 0 | 0 | 0 | 0 | 0 | 0 | 0 | 0 | 0 | 0 | 0 | 0 | 0.042337 | 0.23883 | 0.43532 | 0.63181 | 0.8283 | 1 | 1 | 1
Utility-Scale Solar | Sullivan | E | 3 | 9.041 | 1437.4453 | 1735.2224 | 26.203 | 0.2093 | 1 | 1.0571 | 1.6777 | 1.7014 | 1.713 | 1.7231 | 1.7424 | 1.7195 | 1.7063 | 1.6948 | 1.6814 | 1.666 | 1.6502 | 1.6384 | 1.6259 | 1.6145 | 1.6025 | 1.6108 | 1.6194 | 1.6272 | 1.6354 | 1.6427 | 1.6498 | 1.6567 | 1.6626 | 1.6679 | 1 | 1.0154 | 1.0149 | 1.0334 | 1.0437 | 1.0503 | 1.0731 | 1.0816 | 1.1046 | 1.1273 | 1.1479 | 1.17 | 1.1946 | 1.2202 | 1.2462 | 1.2735 | 1.3019 | 1.3314 | 1.3613 | 1.3915 | 1.423 | 1.4551 | 1.4886 | 1.524 | 1.5605 | 1.5974 | 1 | 1.0074 | 1.0088 | 1.0263 | 1.0461 | 1.0714 | 1.098 | 1.1069 | 1.116 | 1.1249 | 1.1335 | 1.1416 | 1.1495 | 1.1571 | 1.1644 | 1.1718 | 1.1791 | 1.1968 | 1.215 | 1.2331 | 1.2519 | 1.2709 | 1.2902 | 1.3096 | 1.3289 | 1.3483 | 1 | 1 | 1 | 1 | 1 | 1 | 1 | 1 | 1 | 1 | 1 | 1 | 1 | 1 | 1 | 1 | 1 | 1 | 1 | 1 | 1 | 1 | 1 | 1 | 1 | 1 | 0 | 0 | 0 | 0 | 0 | 0 | 0 | 0 | 0 | 0 | 0 | 0 | 0 | 0 | 0 | 0 | 0 | 0 | 0 | 0 | 0 | 0 | 0 | 0.041953 | 0.37441 | 0.70686
Utility-Scale Solar | Tioga | C | 1 | 109.7456 | 1174.2639 | 593.6867 | 25.2789 | 0.2015 | 1 | 1.0571 | 1.9813 | 2.0092 | 2.023 | 2.0349 | 2.0577 | 2.0306 | 2.015 | 2.0015 | 1.9857 | 1.9675 | 1.9488 | 1.9349 | 1.9202 | 1.9067 | 1.8925 | 1.9023 | 1.9124 | 1.9217 | 1.9313 | 1.94 | 1.9483 | 1.9564 | 1.9634 | 1.9697 | 1 | 1.0154 | 1.0149 | 1.0334 | 1.0437 | 1.0503 | 1.0731 | 1.0816 | 1.1046 | 1.1273 | 1.1479 | 1.17 | 1.1946 | 1.2202 | 1.2462 | 1.2735 | 1.3019 | 1.3314 | 1.3613 | 1.3915 | 1.423 | 1.4551 | 1.4886 | 1.524 | 1.5605 | 1.5974 | 1 | 1.0074 | 1.0088 | 1.0263 | 1.0461 | 1.0714 | 1.098 | 1.1069 | 1.116 | 1.1249 | 1.1335 | 1.1416 | 1.1495 | 1.1571 | 1.1644 | 1.1718 | 1.1791 | 1.1968 | 1.215 | 1.2331 | 1.2519 | 1.2709 | 1.2902 | 1.3096 | 1.3289 | 1.3483 | 1 | 1 | 1 | 1 | 1 | 1 | 1 | 1 | 1 | 1 | 1 | 1 | 1 | 1 | 1 | 1 | 1 | 1 | 1 | 1 | 1 | 1 | 1 | 1 | 1 | 1 | 0 | 0 | 0.018663 | 0.083748 | 0.18614 | 0.30901 | 0.45303 | 0.48551 | 0.51632 | 0.54713 | 0.57793 | 0.60874 | 0.63955 | 0.67036 | 0.70117 | 0.73197 | 0.76278 | 0.79359 | 0.81776 | 0.81776 | 0.81776 | 0.81776 | 0.81776 | 0.81776 | 0.81776 | 0.81776
Utility-Scale Solar | Tioga | C | 2 | 70.3178 | 1187.3115 | 1121.7013 | 25.5598 | 0.2015 | 1 | 1.0571 | 1.9813 | 2.0092 | 2.023 | 2.0349 | 2.0577 | 2.0306 | 2.015 | 2.0015 | 1.9857 | 1.9675 | 1.9488 | 1.9349 | 1.9202 | 1.9067 | 1.8925 | 1.9023 | 1.9124 | 1.9217 | 1.9313 | 1.94 | 1.9483 | 1.9564 | 1.9634 | 1.9697 | 1 | 1.0154 | 1.0149 | 1.0334 | 1.0437 | 1.0503 | 1.0731 | 1.0816 | 1.1046 | 1.1273 | 1.1479 | 1.17 | 1.1946 | 1.2202 | 1.2462 | 1.2735 | 1.3019 | 1.3314 | 1.3613 | 1.3915 | 1.423 | 1.4551 | 1.4886 | 1.524 | 1.5605 | 1.5974 | 1 | 1.0074 | 1.0088 | 1.0263 | 1.0461 | 1.0714 | 1.098 | 1.1069 | 1.116 | 1.1249 | 1.1335 | 1.1416 | 1.1495 | 1.1571 | 1.1644 | 1.1718 | 1.1791 | 1.1968 | 1.215 | 1.2331 | 1.2519 | 1.2709 | 1.2902 | 1.3096 | 1.3289 | 1.3483 | 1 | 1 | 1 | 1 | 1 | 1 | 1 | 1 | 1 | 1 | 1 | 1 | 1 | 1 | 1 | 1 | 1 | 1 | 1 | 1 | 1 | 1 | 1 | 1 | 1 | 1 | 0 | 0 | 0 | 0 | 0 | 0 | 0 | 0 | 0 | 0 | 0 | 0 | 0 | 0 | 0 | 0 | 0 | 0 | 0.042337 | 0.23883 | 0.43532 | 0.63181 | 0.8283 | 1 | 1 | 1
Utility-Scale Solar | Tioga | C | 3 | 27.4232 | 1232.8236 | 1980.778 | 26.5395 | 0.2015 | 1 | 1.0571 | 1.9813 | 2.0092 | 2.023 | 2.0349 | 2.0577 | 2.0306 | 2.015 | 2.0015 | 1.9857 | 1.9675 | 1.9488 | 1.9349 | 1.9202 | 1.9067 | 1.8925 | 1.9023 | 1.9124 | 1.9217 | 1.9313 | 1.94 | 1.9483 | 1.9564 | 1.9634 | 1.9697 | 1 | 1.0154 | 1.0149 | 1.0334 | 1.0437 | 1.0503 | 1.0731 | 1.0816 | 1.1046 | 1.1273 | 1.1479 | 1.17 | 1.1946 | 1.2202 | 1.2462 | 1.2735 | 1.3019 | 1.3314 | 1.3613 | 1.3915 | 1.423 | 1.4551 | 1.4886 | 1.524 | 1.5605 | 1.5974 | 1 | 1.0074 | 1.0088 | 1.0263 | 1.0461 | 1.0714 | 1.098 | 1.1069 | 1.116 | 1.1249 | 1.1335 | 1.1416 | 1.1495 | 1.1571 | 1.1644 | 1.1718 | 1.1791 | 1.1968 | 1.215 | 1.2331 | 1.2519 | 1.2709 | 1.2902 | 1.3096 | 1.3289 | 1.3483 | 1 | 1 | 1 | 1 | 1 | 1 | 1 | 1 | 1 | 1 | 1 | 1 | 1 | 1 | 1 | 1 | 1 | 1 | 1 | 1 | 1 | 1 | 1 | 1 | 1 | 1 | 0 | 0 | 0 | 0 | 0 | 0 | 0 | 0 | 0 | 0 | 0 | 0 | 0 | 0 | 0 | 0 | 0 | 0 | 0 | 0 | 0 | 0 | 0 | 0.041953 | 0.37441 | 0.70686
Utility-Scale Solar | Tompkins | C | 1 | 769.5549 | 1304.0708 | 314.1219 | 23.7717 | 0.1989 | 1 | 1.0571 | 1.6777 | 1.7014 | 1.713 | 1.7231 | 1.7424 | 1.7195 | 1.7063 | 1.6948 | 1.6814 | 1.666 | 1.6502 | 1.6384 | 1.6259 | 1.6145 | 1.6025 | 1.6108 | 1.6194 | 1.6272 | 1.6354 | 1.6427 | 1.6498 | 1.6567 | 1.6626 | 1.6679 | 1 | 1.0154 | 1.0149 | 1.0334 | 1.0437 | 1.0503 | 1.0731 | 1.0816 | 1.1046 | 1.1273 | 1.1479 | 1.17 | 1.1946 | 1.2202 | 1.2462 | 1.2735 | 1.3019 | 1.3314 | 1.3613 | 1.3915 | 1.423 | 1.4551 | 1.4886 | 1.524 | 1.5605 | 1.5974 | 1 | 1.0074 | 1.0088 | 1.0263 | 1.0461 | 1.0714 | 1.098 | 1.1069 | 1.116 | 1.1249 | 1.1335 | 1.1416 | 1.1495 | 1.1571 | 1.1644 | 1.1718 | 1.1791 | 1.1968 | 1.215 | 1.2331 | 1.2519 | 1.2709 | 1.2902 | 1.3096 | 1.3289 | 1.3483 | 1 | 1 | 1 | 1 | 1 | 1 | 1 | 1 | 1 | 1 | 1 | 1 | 1 | 1 | 1 | 1 | 1 | 1 | 1 | 1 | 1 | 1 | 1 | 1 | 1 | 1 | 0 | 0 | 0.019695 | 0.08838 | 0.19643 | 0.3261 | 0.47809 | 0.52368 | 0.56784 | 0.61201 | 0.65618 | 0.70035 | 0.74451 | 0.78868 | 0.83285 | 0.87701 | 0.92118 | 0.96535 | 1 | 1 | 1 | 1 | 1 | 1 | 1 | 1
Utility-Scale Solar | Tompkins | C | 2 | 621.3322 | 1385.0415 | 945.1747 | 25.2477 | 0.1989 | 1 | 1.0571 | 1.6777 | 1.7014 | 1.713 | 1.7231 | 1.7424 | 1.7195 | 1.7063 | 1.6948 | 1.6814 | 1.666 | 1.6502 | 1.6384 | 1.6259 | 1.6145 | 1.6025 | 1.6108 | 1.6194 | 1.6272 | 1.6354 | 1.6427 | 1.6498 | 1.6567 | 1.6626 | 1.6679 | 1 | 1.0154 | 1.0149 | 1.0334 | 1.0437 | 1.0503 | 1.0731 | 1.0816 | 1.1046 | 1.1273 | 1.1479 | 1.17 | 1.1946 | 1.2202 | 1.2462 | 1.2735 | 1.3019 | 1.3314 | 1.3613 | 1.3915 | 1.423 | 1.4551 | 1.4886 | 1.524 | 1.5605 | 1.5974 | 1 | 1.0074 | 1.0088 | 1.0263 | 1.0461 | 1.0714 | 1.098 | 1.1069 | 1.116 | 1.1249 | 1.1335 | 1.1416 | 1.1495 | 1.1571 | 1.1644 | 1.1718 | 1.1791 | 1.1968 | 1.215 | 1.2331 | 1.2519 | 1.2709 | 1.2902 | 1.3096 | 1.3289 | 1.3483 | 1 | 1 | 1 | 1 | 1 | 1 | 1 | 1 | 1 | 1 | 1 | 1 | 1 | 1 | 1 | 1 | 1 | 1 | 1 | 1 | 1 | 1 | 1 | 1 | 1 | 1 | 0 | 0 | 0 | 0 | 0 | 0 | 0 | 0 | 0 | 0 | 0 | 0 | 0 | 0 | 0 | 0 | 0 | 0 | 0.042337 | 0.23883 | 0.43532 | 0.63181 | 0.8283 | 1 | 1 | 1
Utility-Scale Solar | Tompkins | C | 3 | 426.2786 | 1421.0402 | 1923.392 | 25.9039 | 0.1989 | 1 | 1.0571 | 1.6777 | 1.7014 | 1.713 | 1.7231 | 1.7424 | 1.7195 | 1.7063 | 1.6948 | 1.6814 | 1.666 | 1.6502 | 1.6384 | 1.6259 | 1.6145 | 1.6025 | 1.6108 | 1.6194 | 1.6272 | 1.6354 | 1.6427 | 1.6498 | 1.6567 | 1.6626 | 1.6679 | 1 | 1.0154 | 1.0149 | 1.0334 | 1.0437 | 1.0503 | 1.0731 | 1.0816 | 1.1046 | 1.1273 | 1.1479 | 1.17 | 1.1946 | 1.2202 | 1.2462 | 1.2735 | 1.3019 | 1.3314 | 1.3613 | 1.3915 | 1.423 | 1.4551 | 1.4886 | 1.524 | 1.5605 | 1.5974 | 1 | 1.0074 | 1.0088 | 1.0263 | 1.0461 | 1.0714 | 1.098 | 1.1069 | 1.116 | 1.1249 | 1.1335 | 1.1416 | 1.1495 | 1.1571 | 1.1644 | 1.1718 | 1.1791 | 1.1968 | 1.215 | 1.2331 | 1.2519 | 1.2709 | 1.2902 | 1.3096 | 1.3289 | 1.3483 | 1 | 1 | 1 | 1 | 1 | 1 | 1 | 1 | 1 | 1 | 1 | 1 | 1 | 1 | 1 | 1 | 1 | 1 | 1 | 1 | 1 | 1 | 1 | 1 | 1 | 1 | 0 | 0 | 0 | 0 | 0 | 0 | 0 | 0 | 0 | 0 | 0 | 0 | 0 | 0 | 0 | 0 | 0 | 0 | 0 | 0 | 0 | 0 | 0 | 0.041953 | 0.37441 | 0.70686
Utility-Scale Solar | Ulster | G | 1 | 329.7356 | 1552.3571 | 330.5473 | 28.2977 | 0.2106 | 1 | 1.0571 | 1.6777 | 1.7014 | 1.713 | 1.7231 | 1.7424 | 1.7195 | 1.7063 | 1.6948 | 1.6814 | 1.666 | 1.6502 | 1.6384 | 1.6259 | 1.6145 | 1.6025 | 1.6108 | 1.6194 | 1.6272 | 1.6354 | 1.6427 | 1.6498 | 1.6567 | 1.6626 | 1.6679 | 1 | 1.0154 | 1.0149 | 1.0334 | 1.0437 | 1.0503 | 1.0731 | 1.0816 | 1.1046 | 1.1273 | 1.1479 | 1.17 | 1.1946 | 1.2202 | 1.2462 | 1.2735 | 1.3019 | 1.3314 | 1.3613 | 1.3915 | 1.423 | 1.4551 | 1.4886 | 1.524 | 1.5605 | 1.5974 | 1 | 1.0074 | 1.0088 | 1.0263 | 1.0461 | 1.0714 | 1.098 | 1.1069 | 1.116 | 1.1249 | 1.1335 | 1.1416 | 1.1495 | 1.1571 | 1.1644 | 1.1718 | 1.1791 | 1.1968 | 1.215 | 1.2331 | 1.2519 | 1.2709 | 1.2902 | 1.3096 | 1.3289 | 1.3483 | 1 | 1 | 1 | 1 | 1 | 1 | 1 | 1 | 1 | 1 | 1 | 1 | 1 | 1 | 1 | 1 | 1 | 1 | 1 | 1 | 1 | 1 | 1 | 1 | 1 | 1 | 0 | 0 | 0.0037269 | 0.016724 | 0.037171 | 0.061708 | 0.090469 | 0.16606 | 0.24338 | 0.32071 | 0.39804 | 0.47537 | 0.5527 | 0.63002 | 0.70735 | 0.78468 | 0.86201 | 0.93933 | 1 | 1 | 1 | 1 | 1 | 1 | 1 | 1
Utility-Scale Solar | Ulster | G | 2 | 148.9142 | 1617.1939 | 712.2107 | 29.4796 | 0.2106 | 1 | 1.0571 | 1.6777 | 1.7014 | 1.713 | 1.7231 | 1.7424 | 1.7195 | 1.7063 | 1.6948 | 1.6814 | 1.666 | 1.6502 | 1.6384 | 1.6259 | 1.6145 | 1.6025 | 1.6108 | 1.6194 | 1.6272 | 1.6354 | 1.6427 | 1.6498 | 1.6567 | 1.6626 | 1.6679 | 1 | 1.0154 | 1.0149 | 1.0334 | 1.0437 | 1.0503 | 1.0731 | 1.0816 | 1.1046 | 1.1273 | 1.1479 | 1.17 | 1.1946 | 1.2202 | 1.2462 | 1.2735 | 1.3019 | 1.3314 | 1.3613 | 1.3915 | 1.423 | 1.4551 | 1.4886 | 1.524 | 1.5605 | 1.5974 | 1 | 1.0074 | 1.0088 | 1.0263 | 1.0461 | 1.0714 | 1.098 | 1.1069 | 1.116 | 1.1249 | 1.1335 | 1.1416 | 1.1495 | 1.1571 | 1.1644 | 1.1718 | 1.1791 | 1.1968 | 1.215 | 1.2331 | 1.2519 | 1.2709 | 1.2902 | 1.3096 | 1.3289 | 1.3483 | 1 | 1 | 1 | 1 | 1 | 1 | 1 | 1 | 1 | 1 | 1 | 1 | 1 | 1 | 1 | 1 | 1 | 1 | 1 | 1 | 1 | 1 | 1 | 1 | 1 | 1 | 0 | 0 | 0 | 0 | 0 | 0 | 0 | 0 | 0 | 0 | 0 | 0 | 0 | 0 | 0 | 0 | 0 | 0 | 0.042337 | 0.23883 | 0.43532 | 0.63181 | 0.8283 | 1 | 1 | 1
Utility-Scale Solar | Ulster | G | 3 | 110.2455 | 1662.6149 | 1339.9738 | 30.3076 | 0.2106 | 1 | 1.0571 | 1.6777 | 1.7014 | 1.713 | 1.7231 | 1.7424 | 1.7195 | 1.7063 | 1.6948 | 1.6814 | 1.666 | 1.6502 | 1.6384 | 1.6259 | 1.6145 | 1.6025 | 1.6108 | 1.6194 | 1.6272 | 1.6354 | 1.6427 | 1.6498 | 1.6567 | 1.6626 | 1.6679 | 1 | 1.0154 | 1.0149 | 1.0334 | 1.0437 | 1.0503 | 1.0731 | 1.0816 | 1.1046 | 1.1273 | 1.1479 | 1.17 | 1.1946 | 1.2202 | 1.2462 | 1.2735 | 1.3019 | 1.3314 | 1.3613 | 1.3915 | 1.423 | 1.4551 | 1.4886 | 1.524 | 1.5605 | 1.5974 | 1 | 1.0074 | 1.0088 | 1.0263 | 1.0461 | 1.0714 | 1.098 | 1.1069 | 1.116 | 1.1249 | 1.1335 | 1.1416 | 1.1495 | 1.1571 | 1.1644 | 1.1718 | 1.1791 | 1.1968 | 1.215 | 1.2331 | 1.2519 | 1.2709 | 1.2902 | 1.3096 | 1.3289 | 1.3483 | 1 | 1 | 1 | 1 | 1 | 1 | 1 | 1 | 1 | 1 | 1 | 1 | 1 | 1 | 1 | 1 | 1 | 1 | 1 | 1 | 1 | 1 | 1 | 1 | 1 | 1 | 0 | 0 | 0 | 0 | 0 | 0 | 0 | 0 | 0 | 0 | 0 | 0 | 0 | 0 | 0 | 0 | 0 | 0 | 0 | 0 | 0 | 0 | 0 | 0.041953 | 0.37441 | 0.70686
Utility-Scale Solar | Warren | F | 1 | 40.6181 | 1464.1925 | 368.6727 | 26.6906 | 0.2067 | 1 | 1.0571 | 1.6777 | 1.7014 | 1.713 | 1.7231 | 1.7424 | 1.7195 | 1.7063 | 1.6948 | 1.6814 | 1.666 | 1.6502 | 1.6384 | 1.6259 | 1.6145 | 1.6025 | 1.6108 | 1.6194 | 1.6272 | 1.6354 | 1.6427 | 1.6498 | 1.6567 | 1.6626 | 1.6679 | 1 | 1.0154 | 1.0149 | 1.0334 | 1.0437 | 1.0503 | 1.0731 | 1.0816 | 1.1046 | 1.1273 | 1.1479 | 1.17 | 1.1946 | 1.2202 | 1.2462 | 1.2735 | 1.3019 | 1.3314 | 1.3613 | 1.3915 | 1.423 | 1.4551 | 1.4886 | 1.524 | 1.5605 | 1.5974 | 1 | 1.0074 | 1.0088 | 1.0263 | 1.0461 | 1.0714 | 1.098 | 1.1069 | 1.116 | 1.1249 | 1.1335 | 1.1416 | 1.1495 | 1.1571 | 1.1644 | 1.1718 | 1.1791 | 1.1968 | 1.215 | 1.2331 | 1.2519 | 1.2709 | 1.2902 | 1.3096 | 1.3289 | 1.3483 | 1 | 1 | 1 | 1 | 1 | 1 | 1 | 1 | 1 | 1 | 1 | 1 | 1 | 1 | 1 | 1 | 1 | 1 | 1 | 1 | 1 | 1 | 1 | 1 | 1 | 1 | 0 | 0 | 0 | 0 | 0 | 0 | 4.421e-17 | 0.082589 | 0.16766 | 0.25272 | 0.33779 | 0.42286 | 0.50793 | 0.59299 | 0.67806 | 0.76313 | 0.84819 | 0.93326 | 1 | 1 | 1 | 1 | 1 | 1 | 1 | 1
Utility-Scale Solar | Washington | F | 1 | 1841.6923 | 1400.1538 | 229.1481 | 25.5232 | 0.2041 | 1 | 1.0571 | 1.6777 | 1.7014 | 1.713 | 1.7231 | 1.7424 | 1.7195 | 1.7063 | 1.6948 | 1.6814 | 1.666 | 1.6502 | 1.6384 | 1.6259 | 1.6145 | 1.6025 | 1.6108 | 1.6194 | 1.6272 | 1.6354 | 1.6427 | 1.6498 | 1.6567 | 1.6626 | 1.6679 | 1 | 1.0154 | 1.0149 | 1.0334 | 1.0437 | 1.0503 | 1.0731 | 1.0816 | 1.1046 | 1.1273 | 1.1479 | 1.17 | 1.1946 | 1.2202 | 1.2462 | 1.2735 | 1.3019 | 1.3314 | 1.3613 | 1.3915 | 1.423 | 1.4551 | 1.4886 | 1.524 | 1.5605 | 1.5974 | 1 | 1.0074 | 1.0088 | 1.0263 | 1.0461 | 1.0714 | 1.098 | 1.1069 | 1.116 | 1.1249 | 1.1335 | 1.1416 | 1.1495 | 1.1571 | 1.1644 | 1.1718 | 1.1791 | 1.1968 | 1.215 | 1.2331 | 1.2519 | 1.2709 | 1.2902 | 1.3096 | 1.3289 | 1.3483 | 1 | 1 | 1 | 1 | 1 | 1 | 1 | 1 | 1 | 1 | 1 | 1 | 1 | 1 | 1 | 1 | 1 | 1 | 1 | 1 | 1 | 1 | 1 | 1 | 1 | 1 | 0 | 0 | 0.0062278 | 0.027947 | 0.062115 | 0.10312 | 0.15118 | 0.22207 | 0.2942 | 0.36633 | 0.43847 | 0.5106 | 0.58274 | 0.65487 | 0.72701 | 0.79914 | 0.87127 | 0.94341 | 1 | 1 | 1 | 1 | 1 | 1 | 1 | 1
Utility-Scale Solar | Washington | F | 2 | 590.775 | 1509.8336 | 833.005 | 27.5225 | 0.2041 | 1 | 1.0571 | 1.6777 | 1.7014 | 1.713 | 1.7231 | 1.7424 | 1.7195 | 1.7063 | 1.6948 | 1.6814 | 1.666 | 1.6502 | 1.6384 | 1.6259 | 1.6145 | 1.6025 | 1.6108 | 1.6194 | 1.6272 | 1.6354 | 1.6427 | 1.6498 | 1.6567 | 1.6626 | 1.6679 | 1 | 1.0154 | 1.0149 | 1.0334 | 1.0437 | 1.0503 | 1.0731 | 1.0816 | 1.1046 | 1.1273 | 1.1479 | 1.17 | 1.1946 | 1.2202 | 1.2462 | 1.2735 | 1.3019 | 1.3314 | 1.3613 | 1.3915 | 1.423 | 1.4551 | 1.4886 | 1.524 | 1.5605 | 1.5974 | 1 | 1.0074 | 1.0088 | 1.0263 | 1.0461 | 1.0714 | 1.098 | 1.1069 | 1.116 | 1.1249 | 1.1335 | 1.1416 | 1.1495 | 1.1571 | 1.1644 | 1.1718 | 1.1791 | 1.1968 | 1.215 | 1.2331 | 1.2519 | 1.2709 | 1.2902 | 1.3096 | 1.3289 | 1.3483 | 1 | 1 | 1 | 1 | 1 | 1 | 1 | 1 | 1 | 1 | 1 | 1 | 1 | 1 | 1 | 1 | 1 | 1 | 1 | 1 | 1 | 1 | 1 | 1 | 1 | 1 | 0 | 0 | 0 | 0 | 0 | 0 | 0 | 0 | 0 | 0 | 0 | 0 | 0 | 0 | 0 | 0 | 0 | 0 | 0.042337 | 0.23883 | 0.43532 | 0.63181 | 0.8283 | 1 | 1 | 1
Utility-Scale Solar | Washington | F | 3 | 393.4632 | 1560.865 | 1796.5319 | 28.4528 | 0.2041 | 1 | 1.0571 | 1.6777 | 1.7014 | 1.713 | 1.7231 | 1.7424 | 1.7195 | 1.7063 | 1.6948 | 1.6814 | 1.666 | 1.6502 | 1.6384 | 1.6259 | 1.6145 | 1.6025 | 1.6108 | 1.6194 | 1.6272 | 1.6354 | 1.6427 | 1.6498 | 1.6567 | 1.6626 | 1.6679 | 1 | 1.0154 | 1.0149 | 1.0334 | 1.0437 | 1.0503 | 1.0731 | 1.0816 | 1.1046 | 1.1273 | 1.1479 | 1.17 | 1.1946 | 1.2202 | 1.2462 | 1.2735 | 1.3019 | 1.3314 | 1.3613 | 1.3915 | 1.423 | 1.4551 | 1.4886 | 1.524 | 1.5605 | 1.5974 | 1 | 1.0074 | 1.0088 | 1.0263 | 1.0461 | 1.0714 | 1.098 | 1.1069 | 1.116 | 1.1249 | 1.1335 | 1.1416 | 1.1495 | 1.1571 | 1.1644 | 1.1718 | 1.1791 | 1.1968 | 1.215 | 1.2331 | 1.2519 | 1.2709 | 1.2902 | 1.3096 | 1.3289 | 1.3483 | 1 | 1 | 1 | 1 | 1 | 1 | 1 | 1 | 1 | 1 | 1 | 1 | 1 | 1 | 1 | 1 | 1 | 1 | 1 | 1 | 1 | 1 | 1 | 1 | 1 | 1 | 0 | 0 | 0 | 0 | 0 | 0 | 0 | 0 | 0 | 0 | 0 | 0 | 0 | 0 | 0 | 0 | 0 | 0 | 0 | 0 | 0 | 0 | 0 | 0.041953 | 0.37441 | 0.70686
Utility-Scale Solar | Wayne | B | 1 | 394.6608 | 1290.8238 | 327.1674 | 23.5302 | 0.2041 | 1 | 1.0571 | 1.6777 | 1.7014 | 1.713 | 1.7231 | 1.7424 | 1.7195 | 1.7063 | 1.6948 | 1.6814 | 1.666 | 1.6502 | 1.6384 | 1.6259 | 1.6145 | 1.6025 | 1.6108 | 1.6194 | 1.6272 | 1.6354 | 1.6427 | 1.6498 | 1.6567 | 1.6626 | 1.6679 | 1 | 1.0154 | 1.0149 | 1.0334 | 1.0437 | 1.0503 | 1.0731 | 1.0816 | 1.1046 | 1.1273 | 1.1479 | 1.17 | 1.1946 | 1.2202 | 1.2462 | 1.2735 | 1.3019 | 1.3314 | 1.3613 | 1.3915 | 1.423 | 1.4551 | 1.4886 | 1.524 | 1.5605 | 1.5974 | 1 | 1.0074 | 1.0088 | 1.0263 | 1.0461 | 1.0714 | 1.098 | 1.1069 | 1.116 | 1.1249 | 1.1335 | 1.1416 | 1.1495 | 1.1571 | 1.1644 | 1.1718 | 1.1791 | 1.1968 | 1.215 | 1.2331 | 1.2519 | 1.2709 | 1.2902 | 1.3096 | 1.3289 | 1.3483 | 1 | 1 | 1 | 1 | 1 | 1 | 1 | 1 | 1 | 1 | 1 | 1 | 1 | 1 | 1 | 1 | 1 | 1 | 1 | 1 | 1 | 1 | 1 | 1 | 1 | 1 | 0 | 0 | 0.020759 | 0.093153 | 0.20704 | 0.34371 | 0.50391 | 0.5475 | 0.58946 | 0.63142 | 0.67337 | 0.71533 | 0.75729 | 0.79925 | 0.84121 | 0.88317 | 0.92512 | 0.96708 | 1 | 1 | 1 | 1 | 1 | 1 | 1 | 1
Utility-Scale Solar | Wayne | B | 2 | 309.1418 | 1411.209 | 909.3078 | 25.7247 | 0.2041 | 1 | 1.0571 | 1.6777 | 1.7014 | 1.713 | 1.7231 | 1.7424 | 1.7195 | 1.7063 | 1.6948 | 1.6814 | 1.666 | 1.6502 | 1.6384 | 1.6259 | 1.6145 | 1.6025 | 1.6108 | 1.6194 | 1.6272 | 1.6354 | 1.6427 | 1.6498 | 1.6567 | 1.6626 | 1.6679 | 1 | 1.0154 | 1.0149 | 1.0334 | 1.0437 | 1.0503 | 1.0731 | 1.0816 | 1.1046 | 1.1273 | 1.1479 | 1.17 | 1.1946 | 1.2202 | 1.2462 | 1.2735 | 1.3019 | 1.3314 | 1.3613 | 1.3915 | 1.423 | 1.4551 | 1.4886 | 1.524 | 1.5605 | 1.5974 | 1 | 1.0074 | 1.0088 | 1.0263 | 1.0461 | 1.0714 | 1.098 | 1.1069 | 1.116 | 1.1249 | 1.1335 | 1.1416 | 1.1495 | 1.1571 | 1.1644 | 1.1718 | 1.1791 | 1.1968 | 1.215 | 1.2331 | 1.2519 | 1.2709 | 1.2902 | 1.3096 | 1.3289 | 1.3483 | 1 | 1 | 1 | 1 | 1 | 1 | 1 | 1 | 1 | 1 | 1 | 1 | 1 | 1 | 1 | 1 | 1 | 1 | 1 | 1 | 1 | 1 | 1 | 1 | 1 | 1 | 0 | 0 | 0 | 0 | 0 | 0 | 0 | 0 | 0 | 0 | 0 | 0 | 0 | 0 | 0 | 0 | 0 | 0 | 0.042337 | 0.23883 | 0.43532 | 0.63181 | 0.8283 | 1 | 1 | 1
Utility-Scale Solar | Wayne | B | 3 | 181.0264 | 1434.3978 | 1712.889 | 26.1474 | 0.2041 | 1 | 1.0571 | 1.6777 | 1.7014 | 1.713 | 1.7231 | 1.7424 | 1.7195 | 1.7063 | 1.6948 | 1.6814 | 1.666 | 1.6502 | 1.6384 | 1.6259 | 1.6145 | 1.6025 | 1.6108 | 1.6194 | 1.6272 | 1.6354 | 1.6427 | 1.6498 | 1.6567 | 1.6626 | 1.6679 | 1 | 1.0154 | 1.0149 | 1.0334 | 1.0437 | 1.0503 | 1.0731 | 1.0816 | 1.1046 | 1.1273 | 1.1479 | 1.17 | 1.1946 | 1.2202 | 1.2462 | 1.2735 | 1.3019 | 1.3314 | 1.3613 | 1.3915 | 1.423 | 1.4551 | 1.4886 | 1.524 | 1.5605 | 1.5974 | 1 | 1.0074 | 1.0088 | 1.0263 | 1.0461 | 1.0714 | 1.098 | 1.1069 | 1.116 | 1.1249 | 1.1335 | 1.1416 | 1.1495 | 1.1571 | 1.1644 | 1.1718 | 1.1791 | 1.1968 | 1.215 | 1.2331 | 1.2519 | 1.2709 | 1.2902 | 1.3096 | 1.3289 | 1.3483 | 1 | 1 | 1 | 1 | 1 | 1 | 1 | 1 | 1 | 1 | 1 | 1 | 1 | 1 | 1 | 1 | 1 | 1 | 1 | 1 | 1 | 1 | 1 | 1 | 1 | 1 | 0 | 0 | 0 | 0 | 0 | 0 | 0 | 0 | 0 | 0 | 0 | 0 | 0 | 0 | 0 | 0 | 0 | 0 | 0 | 0 | 0 | 0 | 0 | 0.041953 | 0.37441 | 0.70686
Utility-Scale Solar | Wyoming | A | 1 | 339.1276 | 1023.418 | 378.1052 | 22.0315 | 0.18055 | 1 | 1.0571 | 1.9813 | 2.0092 | 2.023 | 2.0349 | 2.0577 | 2.0306 | 2.015 | 2.0015 | 1.9857 | 1.9675 | 1.9488 | 1.9349 | 1.9202 | 1.9067 | 1.8925 | 1.9023 | 1.9124 | 1.9217 | 1.9313 | 1.94 | 1.9483 | 1.9564 | 1.9634 | 1.9697 | 1 | 1.0154 | 1.0149 | 1.0334 | 1.0437 | 1.0503 | 1.0731 | 1.0816 | 1.1046 | 1.1273 | 1.1479 | 1.17 | 1.1946 | 1.2202 | 1.2462 | 1.2735 | 1.3019 | 1.3314 | 1.3613 | 1.3915 | 1.423 | 1.4551 | 1.4886 | 1.524 | 1.5605 | 1.5974 | 1 | 1.0074 | 1.0088 | 1.0263 | 1.0461 | 1.0714 | 1.098 | 1.1069 | 1.116 | 1.1249 | 1.1335 | 1.1416 | 1.1495 | 1.1571 | 1.1644 | 1.1718 | 1.1791 | 1.1968 | 1.215 | 1.2331 | 1.2519 | 1.2709 | 1.2902 | 1.3096 | 1.3289 | 1.3483 | 1 | 1 | 1 | 1 | 1 | 1 | 1 | 1 | 1 | 1 | 1 | 1 | 1 | 1 | 1 | 1 | 1 | 1 | 1 | 1 | 1 | 1 | 1 | 1 | 1 | 1 | 0 | 0 | 0.012079 | 0.054203 | 0.12047 | 0.2 | 0.29321 | 0.34337 | 0.39332 | 0.44327 | 0.49322 | 0.54317 | 0.59312 | 0.64307 | 0.69301 | 0.74296 | 0.79291 | 0.84286 | 0.88205 | 0.88205 | 0.88205 | 0.88205 | 0.88205 | 0.88205 | 0.88205 | 0.88205
Utility-Scale Solar | Wyoming | A | 2 | 184.722 | 1184.8247 | 1120.5952 | 25.5062 | 0.2015 | 1 | 1.0571 | 1.9813 | 2.0092 | 2.023 | 2.0349 | 2.0577 | 2.0306 | 2.015 | 2.0015 | 1.9857 | 1.9675 | 1.9488 | 1.9349 | 1.9202 | 1.9067 | 1.8925 | 1.9023 | 1.9124 | 1.9217 | 1.9313 | 1.94 | 1.9483 | 1.9564 | 1.9634 | 1.9697 | 1 | 1.0154 | 1.0149 | 1.0334 | 1.0437 | 1.0503 | 1.0731 | 1.0816 | 1.1046 | 1.1273 | 1.1479 | 1.17 | 1.1946 | 1.2202 | 1.2462 | 1.2735 | 1.3019 | 1.3314 | 1.3613 | 1.3915 | 1.423 | 1.4551 | 1.4886 | 1.524 | 1.5605 | 1.5974 | 1 | 1.0074 | 1.0088 | 1.0263 | 1.0461 | 1.0714 | 1.098 | 1.1069 | 1.116 | 1.1249 | 1.1335 | 1.1416 | 1.1495 | 1.1571 | 1.1644 | 1.1718 | 1.1791 | 1.1968 | 1.215 | 1.2331 | 1.2519 | 1.2709 | 1.2902 | 1.3096 | 1.3289 | 1.3483 | 1 | 1 | 1 | 1 | 1 | 1 | 1 | 1 | 1 | 1 | 1 | 1 | 1 | 1 | 1 | 1 | 1 | 1 | 1 | 1 | 1 | 1 | 1 | 1 | 1 | 1 | 0 | 0 | 0 | 0 | 0 | 0 | 0 | 0 | 0 | 0 | 0 | 0 | 0 | 0 | 0 | 0 | 0 | 0 | 0.042337 | 0.23883 | 0.43532 | 0.63181 | 0.8283 | 1 | 1 | 1
Utility-Scale Solar | Wyoming | A | 3 | 38.6829 | 1212.0404 | 1582.4139 | 26.0921 | 0.2015 | 1 | 1.0571 | 1.9813 | 2.0092 | 2.023 | 2.0349 | 2.0577 | 2.0306 | 2.015 | 2.0015 | 1.9857 | 1.9675 | 1.9488 | 1.9349 | 1.9202 | 1.9067 | 1.8925 | 1.9023 | 1.9124 | 1.9217 | 1.9313 | 1.94 | 1.9483 | 1.9564 | 1.9634 | 1.9697 | 1 | 1.0154 | 1.0149 | 1.0334 | 1.0437 | 1.0503 | 1.0731 | 1.0816 | 1.1046 | 1.1273 | 1.1479 | 1.17 | 1.1946 | 1.2202 | 1.2462 | 1.2735 | 1.3019 | 1.3314 | 1.3613 | 1.3915 | 1.423 | 1.4551 | 1.4886 | 1.524 | 1.5605 | 1.5974 | 1 | 1.0074 | 1.0088 | 1.0263 | 1.0461 | 1.0714 | 1.098 | 1.1069 | 1.116 | 1.1249 | 1.1335 | 1.1416 | 1.1495 | 1.1571 | 1.1644 | 1.1718 | 1.1791 | 1.1968 | 1.215 | 1.2331 | 1.2519 | 1.2709 | 1.2902 | 1.3096 | 1.3289 | 1.3483 | 1 | 1 | 1 | 1 | 1 | 1 | 1 | 1 | 1 | 1 | 1 | 1 | 1 | 1 | 1 | 1 | 1 | 1 | 1 | 1 | 1 | 1 | 1 | 1 | 1 | 1 | 0 | 0 | 0 | 0 | 0 | 0 | 0 | 0 | 0 | 0 | 0 | 0 | 0 | 0 | 0 | 0 | 0 | 0 | 0 | 0 | 0 | 0 | 0 | 0.041953 | 0.37441 | 0.70686
Utility-Scale Solar | Yates | C | 1 | 112.7171 | 1333.5439 | 407.5734 | 24.309 | 0.2028 | 1 | 1.0571 | 1.6777 | 1.7014 | 1.713 | 1.7231 | 1.7424 | 1.7195 | 1.7063 | 1.6948 | 1.6814 | 1.666 | 1.6502 | 1.6384 | 1.6259 | 1.6145 | 1.6025 | 1.6108 | 1.6194 | 1.6272 | 1.6354 | 1.6427 | 1.6498 | 1.6567 | 1.6626 | 1.6679 | 1 | 1.0154 | 1.0149 | 1.0334 | 1.0437 | 1.0503 | 1.0731 | 1.0816 | 1.1046 | 1.1273 | 1.1479 | 1.17 | 1.1946 | 1.2202 | 1.2462 | 1.2735 | 1.3019 | 1.3314 | 1.3613 | 1.3915 | 1.423 | 1.4551 | 1.4886 | 1.524 | 1.5605 | 1.5974 | 1 | 1.0074 | 1.0088 | 1.0263 | 1.0461 | 1.0714 | 1.098 | 1.1069 | 1.116 | 1.1249 | 1.1335 | 1.1416 | 1.1495 | 1.1571 | 1.1644 | 1.1718 | 1.1791 | 1.1968 | 1.215 | 1.2331 | 1.2519 | 1.2709 | 1.2902 | 1.3096 | 1.3289 | 1.3483 | 1 | 1 | 1 | 1 | 1 | 1 | 1 | 1 | 1 | 1 | 1 | 1 | 1 | 1 | 1 | 1 | 1 | 1 | 1 | 1 | 1 | 1 | 1 | 1 | 1 | 1 | 0 | 0 | 0 | 0 | 0 | 0 | 4.421e-17 | 0.082589 | 0.16766 | 0.25272 | 0.33779 | 0.42286 | 0.50793 | 0.59299 | 0.67806 | 0.76313 | 0.84819 | 0.93326 | 1 | 1 | 1 | 1 | 1 | 1 | 1 | 1
Utility-Scale Solar | Yates | C | 2 | 89.3385 | 1399.3834 | 986.3815 | 25.5092 | 0.2028 | 1 | 1.0571 | 1.6777 | 1.7014 | 1.713 | 1.7231 | 1.7424 | 1.7195 | 1.7063 | 1.6948 | 1.6814 | 1.666 | 1.6502 | 1.6384 | 1.6259 | 1.6145 | 1.6025 | 1.6108 | 1.6194 | 1.6272 | 1.6354 | 1.6427 | 1.6498 | 1.6567 | 1.6626 | 1.6679 | 1 | 1.0154 | 1.0149 | 1.0334 | 1.0437 | 1.0503 | 1.0731 | 1.0816 | 1.1046 | 1.1273 | 1.1479 | 1.17 | 1.1946 | 1.2202 | 1.2462 | 1.2735 | 1.3019 | 1.3314 | 1.3613 | 1.3915 | 1.423 | 1.4551 | 1.4886 | 1.524 | 1.5605 | 1.5974 | 1 | 1.0074 | 1.0088 | 1.0263 | 1.0461 | 1.0714 | 1.098 | 1.1069 | 1.116 | 1.1249 | 1.1335 | 1.1416 | 1.1495 | 1.1571 | 1.1644 | 1.1718 | 1.1791 | 1.1968 | 1.215 | 1.2331 | 1.2519 | 1.2709 | 1.2902 | 1.3096 | 1.3289 | 1.3483 | 1 | 1 | 1 | 1 | 1 | 1 | 1 | 1 | 1 | 1 | 1 | 1 | 1 | 1 | 1 | 1 | 1 | 1 | 1 | 1 | 1 | 1 | 1 | 1 | 1 | 1 | 0 | 0 | 0 | 0 | 0 | 0 | 0 | 0 | 0 | 0 | 0 | 0 | 0 | 0 | 0 | 0 | 0 | 0 | 0.042337 | 0.23883 | 0.43532 | 0.63181 | 0.8283 | 1 | 1 | 1
Utility-Scale Solar | Yates | C | 3 | 55.8851 | 1443.6354 | 1862.8296 | 26.3158 | 0.2028 | 1 | 1.0571 | 1.6777 | 1.7014 | 1.713 | 1.7231 | 1.7424 | 1.7195 | 1.7063 | 1.6948 | 1.6814 | 1.666 | 1.6502 | 1.6384 | 1.6259 | 1.6145 | 1.6025 | 1.6108 | 1.6194 | 1.6272 | 1.6354 | 1.6427 | 1.6498 | 1.6567 | 1.6626 | 1.6679 | 1 | 1.0154 | 1.0149 | 1.0334 | 1.0437 | 1.0503 | 1.0731 | 1.0816 | 1.1046 | 1.1273 | 1.1479 | 1.17 | 1.1946 | 1.2202 | 1.2462 | 1.2735 | 1.3019 | 1.3314 | 1.3613 | 1.3915 | 1.423 | 1.4551 | 1.4886 | 1.524 | 1.5605 | 1.5974 | 1 | 1.0074 | 1.0088 | 1.0263 | 1.0461 | 1.0714 | 1.098 | 1.1069 | 1.116 | 1.1249 | 1.1335 | 1.1416 | 1.1495 | 1.1571 | 1.1644 | 1.1718 | 1.1791 | 1.1968 | 1.215 | 1.2331 | 1.2519 | 1.2709 | 1.2902 | 1.3096 | 1.3289 | 1.3483 | 1 | 1 | 1 | 1 | 1 | 1 | 1 | 1 | 1 | 1 | 1 | 1 | 1 | 1 | 1 | 1 | 1 | 1 | 1 | 1 | 1 | 1 | 1 | 1 | 1 | 1 | 0 | 0 | 0 | 0 | 0 | 0 | 0 | 0 | 0 | 0 | 0 | 0 | 0 | 0 | 0 | 0 | 0 | 0 | 0 | 0 | 0 | 0 | 0 | 0.041953 | 0.37441 | 0.70686

## 3b_Offshore Wind - Fixed Bottom
Table 3: Offshore Wind - Fixed Bottom |  |  |  | Values in nominal dollars |  |  |  | Resource CapEx Escalator | [25 empty] | IX CapEx Escalator | [25 empty] | OPEX Escalator | [25 empty] | Capacity Factor Escalator | [25 empty] | Phased-In MW Escalator
Technology Type | Interconnection Zone | Resource Block ID | Available Capacity (MWac) | 2050 Resource CapEx ($/kWac) | 2050 IX CapEx ($/kWac) | 2050 OpEx ($/kWac-year) | 2050 Capacity Factor | 2025 | 2026 | 2027 | 2028 | 2029 | 2030 | 2031 | 2032 | 2033 | 2034 | 2035 | 2036 | 2037 | 2038 | 2039 | 2040 | 2041 | 2042 | 2043 | 2044 | 2045 | 2046 | 2047 | 2048 | 2049 | 2050 | 2025 | 2026 | 2027 | 2028 | 2029 | 2030 | 2031 | 2032 | 2033 | 2034 | 2035 | 2036 | 2037 | 2038 | 2039 | 2040 | 2041 | 2042 | 2043 | 2044 | 2045 | 2046 | 2047 | 2048 | 2049 | 2050 | 2025 | 2026 | 2027 | 2028 | 2029 | 2030 | 2031 | 2032 | 2033 | 2034 | 2035 | 2036 | 2037 | 2038 | 2039 | 2040 | 2041 | 2042 | 2043 | 2044 | 2045 | 2046 | 2047 | 2048 | 2049 | 2050 | 2025 | 2026 | 2027 | 2028 | 2029 | 2030 | 2031 | 2032 | 2033 | 2034 | 2035 | 2036 | 2037 | 2038 | 2039 | 2040 | 2041 | 2042 | 2043 | 2044 | 2045 | 2046 | 2047 | 2048 | 2049 | 2050 | 2025 | 2026 | 2027 | 2028 | 2029 | 2030 | 2031 | 2032 | 2033 | 2034 | 2035 | 2036 | 2037 | 2038 | 2039 | 2040 | 2041 | 2042 | 2043 | 2044 | 2045 | 2046 | 2047 | 2048 | 2049 | 2050
Offshore Wind - Fixed Bottom | J | O-EL-34a | 1380 | 8269.7244 | 4147.8142 | 131.8702 | 45.67% | 0.40351 | 0.40958 | 0.66134 | 0.67091 | 0.67874 | 0.69138 | 0.70568 | 0.71799 | 0.73027 | 0.74212 | 0.75244 | 0.76386 | 0.77575 | 0.78827 | 0.80142 | 0.81568 | 0.83095 | 0.84699 | 0.86375 | 0.8811 | 0.89924 | 0.91811 | 0.93769 | 0.95795 | 0.97863 | 1 | 0.39773 | 0.40387 | 0.63535 | 0.64692 | 0.65334 | 0.65752 | 0.67178 | 0.67709 | 0.69149 | 0.70571 | 0.7186 | 0.73245 | 0.74782 | 0.76388 | 0.78012 | 0.79721 | 0.81498 | 0.83344 | 0.85215 | 0.8711 | 0.89078 | 0.91088 | 0.93186 | 0.95404 | 0.97686 | 1 | 0.61812 | 0.62077 | 0.61882 | 0.62936 | 0.6417 | 0.65833 | 0.67569 | 0.69126 | 0.70513 | 0.71783 | 0.7292 | 0.74187 | 0.75504 | 0.76939 | 0.78426 | 0.79974 | 0.81622 | 0.83365 | 0.85177 | 0.87052 | 0.8901 | 0.91062 | 0.93204 | 0.9541 | 0.97672 | 1 | 0.94921 | 0.94921 | 0.94921 | 0.94921 | 0.94921 | 0.94921 | 0.94921 | 0.94921 | 0.94921 | 0.94921 | 0.94921 | 0.94921 | 0.94921 | 0.94921 | 0.94921 | 0.94921 | 0.94921 | 0.94921 | 0.94921 | 0.94921 | 0.94921 | 0.94921 | 0.94921 | 0.94921 | 0.94921 | 0.94921 | 0 | 0 | 0 | 0 | 0 | 0 | 0 | 0 | 0 | 0 | 0 | 0 | 0 | 0 | 0 | 0 | 0 | 0 | 0.14307 | 0.31213 | 0.48119 | 0.65025 | 0.81932 | 0.98838 | 1 | 1
Offshore Wind - Fixed Bottom | J | O-EL-34b | 1380 | 8269.7244 | 4163.9912 | 131.8702 | 45.67% | 0.40351 | 0.40958 | 0.66134 | 0.67091 | 0.67874 | 0.69138 | 0.70568 | 0.71799 | 0.73027 | 0.74212 | 0.75244 | 0.76386 | 0.77575 | 0.78827 | 0.80142 | 0.81568 | 0.83095 | 0.84699 | 0.86375 | 0.8811 | 0.89924 | 0.91811 | 0.93769 | 0.95795 | 0.97863 | 1 | 0.3977 | 0.40383 | 0.63535 | 0.64692 | 0.65334 | 0.65752 | 0.67178 | 0.67709 | 0.69149 | 0.70571 | 0.7186 | 0.73245 | 0.74782 | 0.76388 | 0.78012 | 0.79721 | 0.81498 | 0.83344 | 0.85215 | 0.8711 | 0.89078 | 0.91088 | 0.93186 | 0.95404 | 0.97686 | 1 | 0.61812 | 0.62077 | 0.61882 | 0.62936 | 0.6417 | 0.65833 | 0.67569 | 0.69126 | 0.70513 | 0.71783 | 0.7292 | 0.74187 | 0.75504 | 0.76939 | 0.78426 | 0.79974 | 0.81622 | 0.83365 | 0.85177 | 0.87052 | 0.8901 | 0.91062 | 0.93204 | 0.9541 | 0.97672 | 1 | 0.94921 | 0.94921 | 0.94921 | 0.94921 | 0.94921 | 0.94921 | 0.94921 | 0.94921 | 0.94921 | 0.94921 | 0.94921 | 0.94921 | 0.94921 | 0.94921 | 0.94921 | 0.94921 | 0.94921 | 0.94921 | 0.94921 | 0.94921 | 0.94921 | 0.94921 | 0.94921 | 0.94921 | 0.94921 | 0.94921 | 0 | 0 | 0 | 0 | 0 | 0 | 0 | 0 | 0 | 0 | 0 | 0 | 0 | 0 | 0 | 0 | 0 | 0 | 0.14307 | 0.31213 | 0.48119 | 0.65025 | 0.81932 | 0.98838 | 1 | 1
Offshore Wind - Fixed Bottom | K | O-EL-33a | 1404 | 8215.5793 | 4060.4968 | 132.0598 | 45.45% | 0.40351 | 0.40958 | 0.66134 | 0.67091 | 0.67874 | 0.69138 | 0.70568 | 0.71799 | 0.73027 | 0.74212 | 0.75244 | 0.76386 | 0.77575 | 0.78827 | 0.80142 | 0.81568 | 0.83095 | 0.84699 | 0.86375 | 0.8811 | 0.89924 | 0.91811 | 0.93769 | 0.95795 | 0.97863 | 1 | 0.39794 | 0.40408 | 0.63535 | 0.64692 | 0.65334 | 0.65752 | 0.67178 | 0.67709 | 0.69149 | 0.70571 | 0.7186 | 0.73245 | 0.74782 | 0.76388 | 0.78012 | 0.79721 | 0.81498 | 0.83344 | 0.85215 | 0.8711 | 0.89078 | 0.91088 | 0.93186 | 0.95404 | 0.97686 | 1 | 0.61812 | 0.62077 | 0.61882 | 0.62936 | 0.6417 | 0.65833 | 0.67569 | 0.69126 | 0.70513 | 0.71783 | 0.7292 | 0.74187 | 0.75504 | 0.76939 | 0.78426 | 0.79974 | 0.81622 | 0.83365 | 0.85177 | 0.87052 | 0.8901 | 0.91062 | 0.93204 | 0.9541 | 0.97672 | 1 | 0.94921 | 0.94921 | 0.94921 | 0.94921 | 0.94921 | 0.94921 | 0.94921 | 0.94921 | 0.94921 | 0.94921 | 0.94921 | 0.94921 | 0.94921 | 0.94921 | 0.94921 | 0.94921 | 0.94921 | 0.94921 | 0.94921 | 0.94921 | 0.94921 | 0.94921 | 0.94921 | 0.94921 | 0.94921 | 0.94921 | 0 | 0 | 0 | 0 | 0 | 0 | 0 | 0 | 0 | 0 | 0 | 0 | 0 | 0 | 0.020955 | 0.33139 | 0.64183 | 0.95227 | 1 | 1 | 1 | 1 | 1 | 1 | 1 | 1
Offshore Wind - Fixed Bottom | J | O-EL-28a | 1200 | 8664.1276 | 4522.5403 | 134.5597 | 45.59% | 0.40351 | 0.40958 | 0.66134 | 0.67091 | 0.67874 | 0.69138 | 0.70568 | 0.71799 | 0.73027 | 0.74212 | 0.75244 | 0.76386 | 0.77575 | 0.78827 | 0.80142 | 0.81568 | 0.83095 | 0.84699 | 0.86375 | 0.8811 | 0.89924 | 0.91811 | 0.93769 | 0.95795 | 0.97863 | 1 | 0.41746 | 0.4239 | 0.63535 | 0.64692 | 0.65334 | 0.65752 | 0.67178 | 0.67709 | 0.69149 | 0.70571 | 0.7186 | 0.73245 | 0.74782 | 0.76388 | 0.78012 | 0.79721 | 0.81498 | 0.83344 | 0.85215 | 0.8711 | 0.89078 | 0.91088 | 0.93186 | 0.95404 | 0.97686 | 1 | 0.61812 | 0.62077 | 0.61882 | 0.62936 | 0.6417 | 0.65833 | 0.67569 | 0.69126 | 0.70513 | 0.71783 | 0.7292 | 0.74187 | 0.75504 | 0.76939 | 0.78426 | 0.79974 | 0.81622 | 0.83365 | 0.85177 | 0.87052 | 0.8901 | 0.91062 | 0.93204 | 0.9541 | 0.97672 | 1 | 0.94921 | 0.94921 | 0.94921 | 0.94921 | 0.94921 | 0.94921 | 0.94921 | 0.94921 | 0.94921 | 0.94921 | 0.94921 | 0.94921 | 0.94921 | 0.94921 | 0.94921 | 0.94921 | 0.94921 | 0.94921 | 0.94921 | 0.94921 | 0.94921 | 0.94921 | 0.94921 | 0.94921 | 0.94921 | 0.94921 | 0 | 0 | 0 | 0 | 0 | 0 | 0 | 0 | 0 | 0 | 0 | 0 | 0 | 0 | 0 | 0 | 0 | 0 | 0.14307 | 0.31213 | 0.48119 | 0.65025 | 0.81932 | 0.98838 | 1 | 1
Offshore Wind - Fixed Bottom | J | O-EL-28b | 1200 | 8664.1276 | 4522.5403 | 134.5597 | 45.59% | 0.40351 | 0.40958 | 0.66134 | 0.67091 | 0.67874 | 0.69138 | 0.70568 | 0.71799 | 0.73027 | 0.74212 | 0.75244 | 0.76386 | 0.77575 | 0.78827 | 0.80142 | 0.81568 | 0.83095 | 0.84699 | 0.86375 | 0.8811 | 0.89924 | 0.91811 | 0.93769 | 0.95795 | 0.97863 | 1 | 0.41746 | 0.4239 | 0.63535 | 0.64692 | 0.65334 | 0.65752 | 0.67178 | 0.67709 | 0.69149 | 0.70571 | 0.7186 | 0.73245 | 0.74782 | 0.76388 | 0.78012 | 0.79721 | 0.81498 | 0.83344 | 0.85215 | 0.8711 | 0.89078 | 0.91088 | 0.93186 | 0.95404 | 0.97686 | 1 | 0.61812 | 0.62077 | 0.61882 | 0.62936 | 0.6417 | 0.65833 | 0.67569 | 0.69126 | 0.70513 | 0.71783 | 0.7292 | 0.74187 | 0.75504 | 0.76939 | 0.78426 | 0.79974 | 0.81622 | 0.83365 | 0.85177 | 0.87052 | 0.8901 | 0.91062 | 0.93204 | 0.9541 | 0.97672 | 1 | 0.94921 | 0.94921 | 0.94921 | 0.94921 | 0.94921 | 0.94921 | 0.94921 | 0.94921 | 0.94921 | 0.94921 | 0.94921 | 0.94921 | 0.94921 | 0.94921 | 0.94921 | 0.94921 | 0.94921 | 0.94921 | 0.94921 | 0.94921 | 0.94921 | 0.94921 | 0.94921 | 0.94921 | 0.94921 | 0.94921 | 0 | 0 | 0 | 0 | 0 | 0 | 0 | 0 | 0 | 0 | 0 | 0 | 0 | 0 | 0 | 0 | 0 | 0 | 0.14307 | 0.31213 | 0.48119 | 0.65025 | 0.81932 | 0.98838 | 1 | 1
Offshore Wind - Fixed Bottom | K | O-EL-26b | 1260 | 7468.6049 | 2522.9976 | 130.9876 | 44.71% | 0.40351 | 0.40958 | 0.66134 | 0.67091 | 0.67874 | 0.69138 | 0.70568 | 0.71799 | 0.73027 | 0.74212 | 0.75244 | 0.76386 | 0.77575 | 0.78827 | 0.80142 | 0.81568 | 0.83095 | 0.84699 | 0.86375 | 0.8811 | 0.89924 | 0.91811 | 0.93769 | 0.95795 | 0.97863 | 1 | 0.40393 | 0.41015 | 0.63535 | 0.64692 | 0.65334 | 0.65752 | 0.67178 | 0.67709 | 0.69149 | 0.70571 | 0.7186 | 0.73245 | 0.74782 | 0.76388 | 0.78012 | 0.79721 | 0.81498 | 0.83344 | 0.85215 | 0.8711 | 0.89078 | 0.91088 | 0.93186 | 0.95404 | 0.97686 | 1 | 0.61812 | 0.62077 | 0.61882 | 0.62936 | 0.6417 | 0.65833 | 0.67569 | 0.69126 | 0.70513 | 0.71783 | 0.7292 | 0.74187 | 0.75504 | 0.76939 | 0.78426 | 0.79974 | 0.81622 | 0.83365 | 0.85177 | 0.87052 | 0.8901 | 0.91062 | 0.93204 | 0.9541 | 0.97672 | 1 | 0.94921 | 0.94921 | 0.94921 | 0.94921 | 0.94921 | 0.94921 | 0.94921 | 0.94921 | 0.94921 | 0.94921 | 0.94921 | 0.94921 | 0.94921 | 0.94921 | 0.94921 | 0.94921 | 0.94921 | 0.94921 | 0.94921 | 0.94921 | 0.94921 | 0.94921 | 0.94921 | 0.94921 | 0.94921 | 0.94921 | 0 | 0 | 0 | 0 | 0 | 0 | 0 | 0 | 0 | 0 | 0 | 0.25429 | 0.50858 | 0.76287 | 1 | 1 | 1 | 1 | 1 | 1 | 1 | 1 | 1 | 1 | 1 | 1
Offshore Wind - Fixed Bottom | K | O-EL-16a | 1485 | 7874.0869 | 4341.2045 | 131.6079 | 46.95% | 0.40351 | 0.40958 | 0.66134 | 0.67091 | 0.67874 | 0.69138 | 0.70568 | 0.71799 | 0.73027 | 0.74212 | 0.75244 | 0.76386 | 0.77575 | 0.78827 | 0.80142 | 0.81568 | 0.83095 | 0.84699 | 0.86375 | 0.8811 | 0.89924 | 0.91811 | 0.93769 | 0.95795 | 0.97863 | 1 | 0.39731 | 0.40343 | 0.63535 | 0.64692 | 0.65334 | 0.65752 | 0.67178 | 0.67709 | 0.69149 | 0.70571 | 0.7186 | 0.73245 | 0.74782 | 0.76388 | 0.78012 | 0.79721 | 0.81498 | 0.83344 | 0.85215 | 0.8711 | 0.89078 | 0.91088 | 0.93186 | 0.95404 | 0.97686 | 1 | 0.61812 | 0.62077 | 0.61882 | 0.62936 | 0.6417 | 0.65833 | 0.67569 | 0.69126 | 0.70513 | 0.71783 | 0.7292 | 0.74187 | 0.75504 | 0.76939 | 0.78426 | 0.79974 | 0.81622 | 0.83365 | 0.85177 | 0.87052 | 0.8901 | 0.91062 | 0.93204 | 0.9541 | 0.97672 | 1 | 0.94921 | 0.94921 | 0.94921 | 0.94921 | 0.94921 | 0.94921 | 0.94921 | 0.94921 | 0.94921 | 0.94921 | 0.94921 | 0.94921 | 0.94921 | 0.94921 | 0.94921 | 0.94921 | 0.94921 | 0.94921 | 0.94921 | 0.94921 | 0.94921 | 0.94921 | 0.94921 | 0.94921 | 0.94921 | 0.94921 | 0 | 0 | 0 | 0 | 0 | 0 | 0 | 0 | 0 | 0 | 0 | 0 | 0 | 0 | 0 | 0 | 0 | 0 | 0.14307 | 0.31213 | 0.48119 | 0.65025 | 0.81932 | 0.98838 | 1 | 1
Offshore Wind - Fixed Bottom | K | O-EL-16b | 1184 | 7947.5323 | 4676.5155 | 134.2055 | 47.19% | 0.40351 | 0.40958 | 0.66134 | 0.67091 | 0.67874 | 0.69138 | 0.70568 | 0.71799 | 0.73027 | 0.74212 | 0.75244 | 0.76386 | 0.77575 | 0.78827 | 0.80142 | 0.81568 | 0.83095 | 0.84699 | 0.86375 | 0.8811 | 0.89924 | 0.91811 | 0.93769 | 0.95795 | 0.97863 | 1 | 0.39665 | 0.40276 | 0.63535 | 0.64692 | 0.65334 | 0.65752 | 0.67178 | 0.67709 | 0.69149 | 0.70571 | 0.7186 | 0.73245 | 0.74782 | 0.76388 | 0.78012 | 0.79721 | 0.81498 | 0.83344 | 0.85215 | 0.8711 | 0.89078 | 0.91088 | 0.93186 | 0.95404 | 0.97686 | 1 | 0.61812 | 0.62077 | 0.61882 | 0.62936 | 0.6417 | 0.65833 | 0.67569 | 0.69126 | 0.70513 | 0.71783 | 0.7292 | 0.74187 | 0.75504 | 0.76939 | 0.78426 | 0.79974 | 0.81622 | 0.83365 | 0.85177 | 0.87052 | 0.8901 | 0.91062 | 0.93204 | 0.9541 | 0.97672 | 1 | 0.94921 | 0.94921 | 0.94921 | 0.94921 | 0.94921 | 0.94921 | 0.94921 | 0.94921 | 0.94921 | 0.94921 | 0.94921 | 0.94921 | 0.94921 | 0.94921 | 0.94921 | 0.94921 | 0.94921 | 0.94921 | 0.94921 | 0.94921 | 0.94921 | 0.94921 | 0.94921 | 0.94921 | 0.94921 | 0.94921 | 0 | 0 | 0 | 0 | 0 | 0 | 0 | 0 | 0 | 0 | 0 | 0 | 0 | 0 | 0 | 0 | 0 | 0 | 0.14307 | 0.31213 | 0.48119 | 0.65025 | 0.81932 | 0.98838 | 1 | 1
Offshore Wind - Fixed Bottom | K | O-EL-27 | 1350 | 8035.3087 | 2791.9153 | 131.2692 | 45% | 0.40351 | 0.40958 | 0.66134 | 0.67091 | 0.67874 | 0.69138 | 0.70568 | 0.71799 | 0.73027 | 0.74212 | 0.75244 | 0.76386 | 0.77575 | 0.78827 | 0.80142 | 0.81568 | 0.83095 | 0.84699 | 0.86375 | 0.8811 | 0.89924 | 0.91811 | 0.93769 | 0.95795 | 0.97863 | 1 | 0.4024 | 0.40861 | 0.63535 | 0.64692 | 0.65334 | 0.65752 | 0.67178 | 0.67709 | 0.69149 | 0.70571 | 0.7186 | 0.73245 | 0.74782 | 0.76388 | 0.78012 | 0.79721 | 0.81498 | 0.83344 | 0.85215 | 0.8711 | 0.89078 | 0.91088 | 0.93186 | 0.95404 | 0.97686 | 1 | 0.61812 | 0.62077 | 0.61882 | 0.62936 | 0.6417 | 0.65833 | 0.67569 | 0.69126 | 0.70513 | 0.71783 | 0.7292 | 0.74187 | 0.75504 | 0.76939 | 0.78426 | 0.79974 | 0.81622 | 0.83365 | 0.85177 | 0.87052 | 0.8901 | 0.91062 | 0.93204 | 0.9541 | 0.97672 | 1 | 0.94921 | 0.94921 | 0.94921 | 0.94921 | 0.94921 | 0.94921 | 0.94921 | 0.94921 | 0.94921 | 0.94921 | 0.94921 | 0.94921 | 0.94921 | 0.94921 | 0.94921 | 0.94921 | 0.94921 | 0.94921 | 0.94921 | 0.94921 | 0.94921 | 0.94921 | 0.94921 | 0.94921 | 0.94921 | 0.94921 | 0 | 0 | 0 | 0 | 0 | 0 | 0 | 0 | 0 | 0 | 0 | 0 | 0 | 0 | 0.020955 | 0.33139 | 0.64183 | 0.95227 | 1 | 1 | 1 | 1 | 1 | 1 | 1 | 1
Offshore Wind - Fixed Bottom | J | O-EL-37 | 1635 | 8548.6164 | 4215.3793 | 129.1918 | 45.44% | 0.40351 | 0.40958 | 0.66134 | 0.67091 | 0.67874 | 0.69138 | 0.70568 | 0.71799 | 0.73027 | 0.74212 | 0.75244 | 0.76386 | 0.77575 | 0.78827 | 0.80142 | 0.81568 | 0.83095 | 0.84699 | 0.86375 | 0.8811 | 0.89924 | 0.91811 | 0.93769 | 0.95795 | 0.97863 | 1 | 0.39758 | 0.40371 | 0.63535 | 0.64692 | 0.65334 | 0.65752 | 0.67178 | 0.67709 | 0.69149 | 0.70571 | 0.7186 | 0.73245 | 0.74782 | 0.76388 | 0.78012 | 0.79721 | 0.81498 | 0.83344 | 0.85215 | 0.8711 | 0.89078 | 0.91088 | 0.93186 | 0.95404 | 0.97686 | 1 | 0.61812 | 0.62077 | 0.61882 | 0.62936 | 0.6417 | 0.65833 | 0.67569 | 0.69126 | 0.70513 | 0.71783 | 0.7292 | 0.74187 | 0.75504 | 0.76939 | 0.78426 | 0.79974 | 0.81622 | 0.83365 | 0.85177 | 0.87052 | 0.8901 | 0.91062 | 0.93204 | 0.9541 | 0.97672 | 1 | 0.94921 | 0.94921 | 0.94921 | 0.94921 | 0.94921 | 0.94921 | 0.94921 | 0.94921 | 0.94921 | 0.94921 | 0.94921 | 0.94921 | 0.94921 | 0.94921 | 0.94921 | 0.94921 | 0.94921 | 0.94921 | 0.94921 | 0.94921 | 0.94921 | 0.94921 | 0.94921 | 0.94921 | 0.94921 | 0.94921 | 0 | 0 | 0 | 0 | 0 | 0 | 0 | 0 | 0 | 0 | 0 | 0 | 0 | 0 | 0 | 0 | 0 | 0 | 0.14307 | 0.31213 | 0.48119 | 0.65025 | 0.81932 | 0.98838 | 1 | 1
Offshore Wind - Fixed Bottom | J | O-EL-12b | 1200 | 7992.6887 | 5352.6681 | 135.2675 | 47.21% | 0.40351 | 0.40958 | 0.66134 | 0.67091 | 0.67874 | 0.69138 | 0.70568 | 0.71799 | 0.73027 | 0.74212 | 0.75244 | 0.76386 | 0.77575 | 0.78827 | 0.80142 | 0.81568 | 0.83095 | 0.84699 | 0.86375 | 0.8811 | 0.89924 | 0.91811 | 0.93769 | 0.95795 | 0.97863 | 1 | 0.41291 | 0.41928 | 0.63535 | 0.64692 | 0.65334 | 0.65752 | 0.67178 | 0.67709 | 0.69149 | 0.70571 | 0.7186 | 0.73245 | 0.74782 | 0.76388 | 0.78012 | 0.79721 | 0.81498 | 0.83344 | 0.85215 | 0.8711 | 0.89078 | 0.91088 | 0.93186 | 0.95404 | 0.97686 | 1 | 0.61812 | 0.62077 | 0.61882 | 0.62936 | 0.6417 | 0.65833 | 0.67569 | 0.69126 | 0.70513 | 0.71783 | 0.7292 | 0.74187 | 0.75504 | 0.76939 | 0.78426 | 0.79974 | 0.81622 | 0.83365 | 0.85177 | 0.87052 | 0.8901 | 0.91062 | 0.93204 | 0.9541 | 0.97672 | 1 | 0.94921 | 0.94921 | 0.94921 | 0.94921 | 0.94921 | 0.94921 | 0.94921 | 0.94921 | 0.94921 | 0.94921 | 0.94921 | 0.94921 | 0.94921 | 0.94921 | 0.94921 | 0.94921 | 0.94921 | 0.94921 | 0.94921 | 0.94921 | 0.94921 | 0.94921 | 0.94921 | 0.94921 | 0.94921 | 0.94921 | 0 | 0 | 0 | 0 | 0 | 0 | 0 | 0 | 0 | 0 | 0 | 0.25429 | 0.50858 | 0.76287 | 1 | 1 | 1 | 1 | 1 | 1 | 1 | 1 | 1 | 1 | 1 | 1
Offshore Wind - Fixed Bottom | J | O-EL-13a | 1230 | 8068.0421 | 5324.5307 | 134.5649 | 47.21% | 0.40351 | 0.40958 | 0.66134 | 0.67091 | 0.67874 | 0.69138 | 0.70568 | 0.71799 | 0.73027 | 0.74212 | 0.75244 | 0.76386 | 0.77575 | 0.78827 | 0.80142 | 0.81568 | 0.83095 | 0.84699 | 0.86375 | 0.8811 | 0.89924 | 0.91811 | 0.93769 | 0.95795 | 0.97863 | 1 | 0.41304 | 0.41941 | 0.63535 | 0.64692 | 0.65334 | 0.65752 | 0.67178 | 0.67709 | 0.69149 | 0.70571 | 0.7186 | 0.73245 | 0.74782 | 0.76388 | 0.78012 | 0.79721 | 0.81498 | 0.83344 | 0.85215 | 0.8711 | 0.89078 | 0.91088 | 0.93186 | 0.95404 | 0.97686 | 1 | 0.61812 | 0.62077 | 0.61882 | 0.62936 | 0.6417 | 0.65833 | 0.67569 | 0.69126 | 0.70513 | 0.71783 | 0.7292 | 0.74187 | 0.75504 | 0.76939 | 0.78426 | 0.79974 | 0.81622 | 0.83365 | 0.85177 | 0.87052 | 0.8901 | 0.91062 | 0.93204 | 0.9541 | 0.97672 | 1 | 0.94921 | 0.94921 | 0.94921 | 0.94921 | 0.94921 | 0.94921 | 0.94921 | 0.94921 | 0.94921 | 0.94921 | 0.94921 | 0.94921 | 0.94921 | 0.94921 | 0.94921 | 0.94921 | 0.94921 | 0.94921 | 0.94921 | 0.94921 | 0.94921 | 0.94921 | 0.94921 | 0.94921 | 0.94921 | 0.94921 | 0 | 0 | 0 | 0 | 0 | 0 | 0 | 0 | 0 | 0 | 0 | 0 | 0 | 0 | 0.020955 | 0.33139 | 0.64183 | 0.95227 | 1 | 1 | 1 | 1 | 1 | 1 | 1 | 1
Offshore Wind - Fixed Bottom | J | O-EL-13b | 1170 | 8079.8435 | 5326.0692 | 135.2015 | 47.26% | 0.40351 | 0.40958 | 0.66134 | 0.67091 | 0.67874 | 0.69138 | 0.70568 | 0.71799 | 0.73027 | 0.74212 | 0.75244 | 0.76386 | 0.77575 | 0.78827 | 0.80142 | 0.81568 | 0.83095 | 0.84699 | 0.86375 | 0.8811 | 0.89924 | 0.91811 | 0.93769 | 0.95795 | 0.97863 | 1 | 0.41304 | 0.4194 | 0.63535 | 0.64692 | 0.65334 | 0.65752 | 0.67178 | 0.67709 | 0.69149 | 0.70571 | 0.7186 | 0.73245 | 0.74782 | 0.76388 | 0.78012 | 0.79721 | 0.81498 | 0.83344 | 0.85215 | 0.8711 | 0.89078 | 0.91088 | 0.93186 | 0.95404 | 0.97686 | 1 | 0.61812 | 0.62077 | 0.61882 | 0.62936 | 0.6417 | 0.65833 | 0.67569 | 0.69126 | 0.70513 | 0.71783 | 0.7292 | 0.74187 | 0.75504 | 0.76939 | 0.78426 | 0.79974 | 0.81622 | 0.83365 | 0.85177 | 0.87052 | 0.8901 | 0.91062 | 0.93204 | 0.9541 | 0.97672 | 1 | 0.94921 | 0.94921 | 0.94921 | 0.94921 | 0.94921 | 0.94921 | 0.94921 | 0.94921 | 0.94921 | 0.94921 | 0.94921 | 0.94921 | 0.94921 | 0.94921 | 0.94921 | 0.94921 | 0.94921 | 0.94921 | 0.94921 | 0.94921 | 0.94921 | 0.94921 | 0.94921 | 0.94921 | 0.94921 | 0.94921 | 0 | 0 | 0 | 0 | 0 | 0 | 0 | 0 | 0 | 0 | 0 | 0 | 0 | 0 | 0.020955 | 0.33139 | 0.64183 | 0.95227 | 1 | 1 | 1 | 1 | 1 | 1 | 1 | 1
Offshore Wind - Fixed Bottom | J | O-EL-11a | 1300 | 7908.9026 | 5420.3432 | 134.7007 | 47.06% | 0.40351 | 0.40958 | 0.66134 | 0.67091 | 0.67874 | 0.69138 | 0.70568 | 0.71799 | 0.73027 | 0.74212 | 0.75244 | 0.76386 | 0.77575 | 0.78827 | 0.80142 | 0.81568 | 0.83095 | 0.84699 | 0.86375 | 0.8811 | 0.89924 | 0.91811 | 0.93769 | 0.95795 | 0.97863 | 1 | 0.4126 | 0.41896 | 0.63535 | 0.64692 | 0.65334 | 0.65752 | 0.67178 | 0.67709 | 0.69149 | 0.70571 | 0.7186 | 0.73245 | 0.74782 | 0.76388 | 0.78012 | 0.79721 | 0.81498 | 0.83344 | 0.85215 | 0.8711 | 0.89078 | 0.91088 | 0.93186 | 0.95404 | 0.97686 | 1 | 0.61812 | 0.62077 | 0.61882 | 0.62936 | 0.6417 | 0.65833 | 0.67569 | 0.69126 | 0.70513 | 0.71783 | 0.7292 | 0.74187 | 0.75504 | 0.76939 | 0.78426 | 0.79974 | 0.81622 | 0.83365 | 0.85177 | 0.87052 | 0.8901 | 0.91062 | 0.93204 | 0.9541 | 0.97672 | 1 | 0.94921 | 0.94921 | 0.94921 | 0.94921 | 0.94921 | 0.94921 | 0.94921 | 0.94921 | 0.94921 | 0.94921 | 0.94921 | 0.94921 | 0.94921 | 0.94921 | 0.94921 | 0.94921 | 0.94921 | 0.94921 | 0.94921 | 0.94921 | 0.94921 | 0.94921 | 0.94921 | 0.94921 | 0.94921 | 0.94921 | 0 | 0 | 0 | 0 | 0 | 0 | 0 | 0 | 0 | 0 | 0 | 0.25429 | 0.50858 | 0.76287 | 1 | 1 | 1 | 1 | 1 | 1 | 1 | 1 | 1 | 1 | 1 | 1
Offshore Wind - Fixed Bottom | J | O-EL-11b | 1300 | 7908.9026 | 5425.3204 | 134.7007 | 47.06% | 0.40351 | 0.40958 | 0.66134 | 0.67091 | 0.67874 | 0.69138 | 0.70568 | 0.71799 | 0.73027 | 0.74212 | 0.75244 | 0.76386 | 0.77575 | 0.78827 | 0.80142 | 0.81568 | 0.83095 | 0.84699 | 0.86375 | 0.8811 | 0.89924 | 0.91811 | 0.93769 | 0.95795 | 0.97863 | 1 | 0.41258 | 0.41894 | 0.63535 | 0.64692 | 0.65334 | 0.65752 | 0.67178 | 0.67709 | 0.69149 | 0.70571 | 0.7186 | 0.73245 | 0.74782 | 0.76388 | 0.78012 | 0.79721 | 0.81498 | 0.83344 | 0.85215 | 0.8711 | 0.89078 | 0.91088 | 0.93186 | 0.95404 | 0.97686 | 1 | 0.61812 | 0.62077 | 0.61882 | 0.62936 | 0.6417 | 0.65833 | 0.67569 | 0.69126 | 0.70513 | 0.71783 | 0.7292 | 0.74187 | 0.75504 | 0.76939 | 0.78426 | 0.79974 | 0.81622 | 0.83365 | 0.85177 | 0.87052 | 0.8901 | 0.91062 | 0.93204 | 0.9541 | 0.97672 | 1 | 0.94921 | 0.94921 | 0.94921 | 0.94921 | 0.94921 | 0.94921 | 0.94921 | 0.94921 | 0.94921 | 0.94921 | 0.94921 | 0.94921 | 0.94921 | 0.94921 | 0.94921 | 0.94921 | 0.94921 | 0.94921 | 0.94921 | 0.94921 | 0.94921 | 0.94921 | 0.94921 | 0.94921 | 0.94921 | 0.94921 | 0 | 0 | 0 | 0 | 0 | 0 | 0 | 0 | 0 | 0 | 0 | 0.25429 | 0.50858 | 0.76287 | 1 | 1 | 1 | 1 | 1 | 1 | 1 | 1 | 1 | 1 | 1 | 1
Offshore Wind - Fixed Bottom | K | O-EL-21 | 1232 | 7880.2214 | 4600.5473 | 134.124 | 47.18% | 0.40351 | 0.40958 | 0.66134 | 0.67091 | 0.67874 | 0.69138 | 0.70568 | 0.71799 | 0.73027 | 0.74212 | 0.75244 | 0.76386 | 0.77575 | 0.78827 | 0.80142 | 0.81568 | 0.83095 | 0.84699 | 0.86375 | 0.8811 | 0.89924 | 0.91811 | 0.93769 | 0.95795 | 0.97863 | 1 | 0.39679 | 0.40291 | 0.63535 | 0.64692 | 0.65334 | 0.65752 | 0.67178 | 0.67709 | 0.69149 | 0.70571 | 0.7186 | 0.73245 | 0.74782 | 0.76388 | 0.78012 | 0.79721 | 0.81498 | 0.83344 | 0.85215 | 0.8711 | 0.89078 | 0.91088 | 0.93186 | 0.95404 | 0.97686 | 1 | 0.61812 | 0.62077 | 0.61882 | 0.62936 | 0.6417 | 0.65833 | 0.67569 | 0.69126 | 0.70513 | 0.71783 | 0.7292 | 0.74187 | 0.75504 | 0.76939 | 0.78426 | 0.79974 | 0.81622 | 0.83365 | 0.85177 | 0.87052 | 0.8901 | 0.91062 | 0.93204 | 0.9541 | 0.97672 | 1 | 0.94921 | 0.94921 | 0.94921 | 0.94921 | 0.94921 | 0.94921 | 0.94921 | 0.94921 | 0.94921 | 0.94921 | 0.94921 | 0.94921 | 0.94921 | 0.94921 | 0.94921 | 0.94921 | 0.94921 | 0.94921 | 0.94921 | 0.94921 | 0.94921 | 0.94921 | 0.94921 | 0.94921 | 0.94921 | 0.94921 | 0 | 0 | 0 | 0 | 0 | 0 | 0 | 0 | 0 | 0 | 0 | 0.25429 | 0.50858 | 0.76287 | 1 | 1 | 1 | 1 | 1 | 1 | 1 | 1 | 1 | 1 | 1 | 1

## 4b_Offshore Wind - Floating
Table 4: Offshore Wind - Floating |  |  |  | Values in nominal dollars |  |  |  | Resource CapEx Escalator | [25 empty] | IX CapEx Escalator | [25 empty] | OPEX Escalator | [25 empty] | Capacity Factor Escalator | [25 empty] | Phased-In MW Escalator
Technology Type | Interconnection Zone | Resource Block ID | Available Capacity (MWac) | 2050 Resource CapEx ($/kWac) | 2050 IX CapEx ($/kWac) | 2050 OpEx ($/kWac-year) | 2050 Capacity Factor | 2025 | 2026 | 2027 | 2028 | 2029 | 2030 | 2031 | 2032 | 2033 | 2034 | 2035 | 2036 | 2037 | 2038 | 2039 | 2040 | 2041 | 2042 | 2043 | 2044 | 2045 | 2046 | 2047 | 2048 | 2049 | 2050 | 2025 | 2026 | 2027 | 2028 | 2029 | 2030 | 2031 | 2032 | 2033 | 2034 | 2035 | 2036 | 2037 | 2038 | 2039 | 2040 | 2041 | 2042 | 2043 | 2044 | 2045 | 2046 | 2047 | 2048 | 2049 | 2050 | 2025 | 2026 | 2027 | 2028 | 2029 | 2030 | 2031 | 2032 | 2033 | 2034 | 2035 | 2036 | 2037 | 2038 | 2039 | 2040 | 2041 | 2042 | 2043 | 2044 | 2045 | 2046 | 2047 | 2048 | 2049 | 2050 | 2025 | 2026 | 2027 | 2028 | 2029 | 2030 | 2031 | 2032 | 2033 | 2034 | 2035 | 2036 | 2037 | 2038 | 2039 | 2040 | 2041 | 2042 | 2043 | 2044 | 2045 | 2046 | 2047 | 2048 | 2049 | 2050 | 2025 | 2026 | 2027 | 2028 | 2029 | 2030 | 2031 | 2032 | 2033 | 2034 | 2035 | 2036 | 2037 | 2038 | 2039 | 2040 | 2041 | 2042 | 2043 | 2044 | 2045 | 2046 | 2047 | 2048 | 2049 | 2050
Offshore Wind - Floating | J | O-FL-49 | 2004.66 | 9709.8925 | 4644.3871 | 147.0798 | 44.13% | 0 | 0 | 0 | 0 | 0 | 0.84659 | 0.86409 | 0.88219 | 0.9032 | 0.91676 | 0.92267 | 0.91658 | 0.90828 | 0.90269 | 0.9013 | 0.90283 | 0.90586 | 0.90995 | 0.91645 | 0.92456 | 0.93439 | 0.94526 | 0.9576 | 0.97068 | 0.98478 | 1 | 0.40891 | 0.41522 | 0.63535 | 0.64692 | 0.65334 | 0.65752 | 0.67178 | 0.67709 | 0.69149 | 0.70571 | 0.7186 | 0.73245 | 0.74782 | 0.76388 | 0.78012 | 0.79721 | 0.81498 | 0.83344 | 0.85215 | 0.8711 | 0.89078 | 0.91088 | 0.93186 | 0.95404 | 0.97686 | 1 | 0 | 0 | 0 | 0 | 0 | 0.65833 | 0.67569 | 0.69126 | 0.70513 | 0.71783 | 0.7292 | 0.74187 | 0.75504 | 0.76939 | 0.78426 | 0.79974 | 0.81622 | 0.83365 | 0.85177 | 0.87052 | 0.8901 | 0.91062 | 0.93204 | 0.9541 | 0.97672 | 1 | 0.97129 | 0.97129 | 0.97129 | 0.97129 | 0.97129 | 0.97129 | 0.97129 | 0.97129 | 0.97129 | 0.97129 | 0.97129 | 0.97129 | 0.97129 | 0.97129 | 0.97129 | 0.97129 | 0.97129 | 0.97129 | 0.97129 | 0.97129 | 0.97129 | 0.97129 | 0.97129 | 0.97129 | 0.97129 | 0.97129 | 0 | 0 | 0 | 0 | 0 | 0 | 0 | 0 | 0 | 0 | 0 | 0 | 0 | 0 | 0 | 0 | 0 | 0 | 0 | 0 | 0 | 0 | 0 | 0 | 0.59861 | 1
Offshore Wind - Floating | J | O-FL-46 | 2144.52 | 9708.7532 | 4787.8918 | 147.8813 | 44.3% | 0 | 0 | 0 | 0 | 0 | 0.84659 | 0.86409 | 0.88219 | 0.9032 | 0.91676 | 0.92267 | 0.91658 | 0.90828 | 0.90269 | 0.9013 | 0.90283 | 0.90586 | 0.90995 | 0.91645 | 0.92456 | 0.93439 | 0.94526 | 0.9576 | 0.97068 | 0.98478 | 1 | 0.41584 | 0.42225 | 0.63535 | 0.64692 | 0.65334 | 0.65752 | 0.67178 | 0.67709 | 0.69149 | 0.70571 | 0.7186 | 0.73245 | 0.74782 | 0.76388 | 0.78012 | 0.79721 | 0.81498 | 0.83344 | 0.85215 | 0.8711 | 0.89078 | 0.91088 | 0.93186 | 0.95404 | 0.97686 | 1 | 0 | 0 | 0 | 0 | 0 | 0.65833 | 0.67569 | 0.69126 | 0.70513 | 0.71783 | 0.7292 | 0.74187 | 0.75504 | 0.76939 | 0.78426 | 0.79974 | 0.81622 | 0.83365 | 0.85177 | 0.87052 | 0.8901 | 0.91062 | 0.93204 | 0.9541 | 0.97672 | 1 | 0.97129 | 0.97129 | 0.97129 | 0.97129 | 0.97129 | 0.97129 | 0.97129 | 0.97129 | 0.97129 | 0.97129 | 0.97129 | 0.97129 | 0.97129 | 0.97129 | 0.97129 | 0.97129 | 0.97129 | 0.97129 | 0.97129 | 0.97129 | 0.97129 | 0.97129 | 0.97129 | 0.97129 | 0.97129 | 0.97129 | 0 | 0 | 0 | 0 | 0 | 0 | 0 | 0 | 0 | 0 | 0 | 0 | 0 | 0 | 0 | 0 | 0 | 0 | 0 | 0 | 0 | 0 | 0 | 0 | 0 | 0
Offshore Wind - Floating | J | O-FL-51 | 2004.66 | 9685.5285 | 4781.7264 | 145.3927 | 44.31% | 0 | 0 | 0 | 0 | 0 | 0.84659 | 0.86409 | 0.88219 | 0.9032 | 0.91676 | 0.92267 | 0.91658 | 0.90828 | 0.90269 | 0.9013 | 0.90283 | 0.90586 | 0.90995 | 0.91645 | 0.92456 | 0.93439 | 0.94526 | 0.9576 | 0.97068 | 0.98478 | 1 | 0.41587 | 0.42228 | 0.63535 | 0.64692 | 0.65334 | 0.65752 | 0.67178 | 0.67709 | 0.69149 | 0.70571 | 0.7186 | 0.73245 | 0.74782 | 0.76388 | 0.78012 | 0.79721 | 0.81498 | 0.83344 | 0.85215 | 0.8711 | 0.89078 | 0.91088 | 0.93186 | 0.95404 | 0.97686 | 1 | 0 | 0 | 0 | 0 | 0 | 0.65833 | 0.67569 | 0.69126 | 0.70513 | 0.71783 | 0.7292 | 0.74187 | 0.75504 | 0.76939 | 0.78426 | 0.79974 | 0.81622 | 0.83365 | 0.85177 | 0.87052 | 0.8901 | 0.91062 | 0.93204 | 0.9541 | 0.97672 | 1 | 0.97129 | 0.97129 | 0.97129 | 0.97129 | 0.97129 | 0.97129 | 0.97129 | 0.97129 | 0.97129 | 0.97129 | 0.97129 | 0.97129 | 0.97129 | 0.97129 | 0.97129 | 0.97129 | 0.97129 | 0.97129 | 0.97129 | 0.97129 | 0.97129 | 0.97129 | 0.97129 | 0.97129 | 0.97129 | 0.97129 | 0 | 0 | 0 | 0 | 0 | 0 | 0 | 0 | 0 | 0 | 0 | 0 | 0 | 0 | 0 | 0 | 0 | 0 | 0 | 0 | 0 | 0 | 0 | 0 | 0 | 0.19721

## 1c_Land Based Wind
Table 1: Land-based Wind |  |  |  |  | Values in nominal dollars |  |  |  | Resource CapEx Escalator | [25 empty] | IX CapEx Escalator | [25 empty] | OPEX Escalator | [25 empty] | Capacity Factor Escalator | [25 empty] | Phased-In MW Escalator
Technology Type | County | Interconnection Zone | CapEx Bin | Available Capacity (MWac) | 2025 Weighted Avg Resource CapEx ($/kWac) | 2025 Weighted Avg IX CapEx ($/kWac) | 2025 Weighted Avg OpEx ($/kWac-year) | 2025 Weighted Avg Capacity Factor | 2025 | 2026 | 2027 | 2028 | 2029 | 2030 | 2031 | 2032 | 2033 | 2034 | 2035 | 2036 | 2037 | 2038 | 2039 | 2040 | 2041 | 2042 | 2043 | 2044 | 2045 | 2046 | 2047 | 2048 | 2049 | 2050 | 2025 | 2026 | 2027 | 2028 | 2029 | 2030 | 2031 | 2032 | 2033 | 2034 | 2035 | 2036 | 2037 | 2038 | 2039 | 2040 | 2041 | 2042 | 2043 | 2044 | 2045 | 2046 | 2047 | 2048 | 2049 | 2050 | 2025 | 2026 | 2027 | 2028 | 2029 | 2030 | 2031 | 2032 | 2033 | 2034 | 2035 | 2036 | 2037 | 2038 | 2039 | 2040 | 2041 | 2042 | 2043 | 2044 | 2045 | 2046 | 2047 | 2048 | 2049 | 2050 | 2025 | 2026 | 2027 | 2028 | 2029 | 2030 | 2031 | 2032 | 2033 | 2034 | 2035 | 2036 | 2037 | 2038 | 2039 | 2040 | 2041 | 2042 | 2043 | 2044 | 2045 | 2046 | 2047 | 2048 | 2049 | 2050 | 2025 | 2026 | 2027 | 2028 | 2029 | 2030 | 2031 | 2032 | 2033 | 2034 | 2035 | 2036 | 2037 | 2038 | 2039 | 2040 | 2041 | 2042 | 2043 | 2044 | 2045 | 2046 | 2047 | 2048 | 2049 | 2050
Land-Based Wind | Allegany | C | 1 | 209.4665 | 2129.4661 | 276.5081 | 76.0065 | 34.59% | 1 | 1.0267 | 1.0316 | 1.0472 | 1.0566 | 1.0517 | 1.248 | 1.4409 | 1.4383 | 1.4354 | 1.4471 | 1.4566 | 1.4657 | 1.4722 | 1.4792 | 1.4895 | 1.5011 | 1.5153 | 1.5318 | 1.5443 | 1.5611 | 1.5772 | 1.5958 | 1.6122 | 1.6263 | 1.6406 | 1 | 1.0154 | 1.0149 | 1.0334 | 1.0437 | 1.0474 | 1.0691 | 1.0754 | 1.0976 | 1.1171 | 1.1326 | 1.1478 | 1.1647 | 1.1806 | 1.197 | 1.2172 | 1.2388 | 1.2627 | 1.2891 | 1.3103 | 1.3373 | 1.3642 | 1.3956 | 1.426 | 1.4543 | 1.4833 | 1 | 1.0074 | 1.0088 | 1.0263 | 1.0461 | 1.0512 | 1.0586 | 1.0651 | 1.073 | 1.0786 | 1.0943 | 1.1084 | 1.1224 | 1.1347 | 1.1478 | 1.1638 | 1.1809 | 1.1998 | 1.2214 | 1.2384 | 1.2605 | 1.2824 | 1.3078 | 1.331 | 1.3519 | 1.3734 | 1 | 1.0075 | 1.0149 | 1.0224 | 1.0298 | 1.0373 | 1.0381 | 1.0389 | 1.0398 | 1.0406 | 1.0415 | 1.0423 | 1.0431 | 1.044 | 1.0448 | 1.0456 | 1.0465 | 1.0473 | 1.0482 | 1.049 | 1.0498 | 1.0507 | 1.0515 | 1.0524 | 1.0532 | 1.054 | 0 | 0 | 0 | 0 | 0.069639 | 0.37579 | 0.74318 | 1 | 1 | 1 | 1 | 1 | 1 | 1 | 1 | 1 | 1 | 1 | 1 | 1 | 1 | 1 | 1 | 1 | 1 | 1
Land-Based Wind | Broome | E | 1 | 57.3196 | 2209.1873 | 381.4426 | 78.852 | 33.71% | 1 | 1.0267 | 1.0316 | 1.0472 | 1.0566 | 1.0517 | 1.248 | 1.4409 | 1.4383 | 1.4354 | 1.4471 | 1.4566 | 1.4657 | 1.4722 | 1.4792 | 1.4895 | 1.5011 | 1.5153 | 1.5318 | 1.5443 | 1.5611 | 1.5772 | 1.5958 | 1.6122 | 1.6263 | 1.6406 | 1 | 1.0154 | 1.0149 | 1.0334 | 1.0437 | 1.0474 | 1.0691 | 1.0754 | 1.0976 | 1.1171 | 1.1326 | 1.1478 | 1.1647 | 1.1806 | 1.197 | 1.2172 | 1.2388 | 1.2627 | 1.2891 | 1.3103 | 1.3373 | 1.3642 | 1.3956 | 1.426 | 1.4543 | 1.4833 | 1 | 1.0074 | 1.0088 | 1.0263 | 1.0461 | 1.0512 | 1.0586 | 1.0651 | 1.073 | 1.0786 | 1.0943 | 1.1084 | 1.1224 | 1.1347 | 1.1478 | 1.1638 | 1.1809 | 1.1998 | 1.2214 | 1.2384 | 1.2605 | 1.2824 | 1.3078 | 1.331 | 1.3519 | 1.3734 | 1 | 1.0075 | 1.0149 | 1.0224 | 1.0298 | 1.0373 | 1.0381 | 1.0389 | 1.0398 | 1.0406 | 1.0415 | 1.0423 | 1.0431 | 1.044 | 1.0448 | 1.0456 | 1.0465 | 1.0473 | 1.0482 | 1.049 | 1.0498 | 1.0507 | 1.0515 | 1.0524 | 1.0532 | 1.054 | 0 | 0 | 0 | 0 | 0.069639 | 0.37579 | 0.74318 | 1 | 1 | 1 | 1 | 1 | 1 | 1 | 1 | 1 | 1 | 1 | 1 | 1 | 1 | 1 | 1 | 1 | 1 | 1
Land-Based Wind | Broome | E | 2 | 50.0782 | 2236.303 | 664.9834 | 79.8198 | 30.59% | 1 | 1.0267 | 1.0316 | 1.0472 | 1.0566 | 1.0517 | 1.248 | 1.4409 | 1.4383 | 1.4354 | 1.4471 | 1.4566 | 1.4657 | 1.4722 | 1.4792 | 1.4895 | 1.5011 | 1.5153 | 1.5318 | 1.5443 | 1.5611 | 1.5772 | 1.5958 | 1.6122 | 1.6263 | 1.6406 | 1 | 1.0154 | 1.0149 | 1.0334 | 1.0437 | 1.0474 | 1.0691 | 1.0754 | 1.0976 | 1.1171 | 1.1326 | 1.1478 | 1.1647 | 1.1806 | 1.197 | 1.2172 | 1.2388 | 1.2627 | 1.2891 | 1.3103 | 1.3373 | 1.3642 | 1.3956 | 1.426 | 1.4543 | 1.4833 | 1 | 1.0074 | 1.0088 | 1.0263 | 1.0461 | 1.0512 | 1.0586 | 1.0651 | 1.073 | 1.0786 | 1.0943 | 1.1084 | 1.1224 | 1.1347 | 1.1478 | 1.1638 | 1.1809 | 1.1998 | 1.2214 | 1.2384 | 1.2605 | 1.2824 | 1.3078 | 1.331 | 1.3519 | 1.3734 | 1 | 1.0075 | 1.0149 | 1.0224 | 1.0298 | 1.0373 | 1.0381 | 1.0389 | 1.0398 | 1.0406 | 1.0415 | 1.0423 | 1.0431 | 1.044 | 1.0448 | 1.0456 | 1.0465 | 1.0473 | 1.0482 | 1.049 | 1.0498 | 1.0507 | 1.0515 | 1.0524 | 1.0532 | 1.054 | 0 | 0 | 0 | 0 | 0 | 0 | 0 | 0.66749 | 1 | 1 | 1 | 1 | 1 | 1 | 1 | 1 | 1 | 1 | 1 | 1 | 1 | 1 | 1 | 1 | 1 | 1
Land-Based Wind | Cattaraugus | A | 1 | 667.6 | 2014.5413 | 200.8917 | 67.927 | 35.16% | 1 | 1.0267 | 1.0316 | 1.0472 | 1.0566 | 1.0517 | 1.2137 | 1.373 | 1.3705 | 1.3677 | 1.3789 | 1.388 | 1.3966 | 1.4029 | 1.4095 | 1.4193 | 1.4304 | 1.4439 | 1.4596 | 1.4716 | 1.4875 | 1.5029 | 1.5206 | 1.5362 | 1.5496 | 1.5633 | 1 | 1.0154 | 1.0149 | 1.0334 | 1.0437 | 1.0474 | 1.0691 | 1.0754 | 1.0976 | 1.1171 | 1.1326 | 1.1478 | 1.1647 | 1.1806 | 1.197 | 1.2172 | 1.2388 | 1.2627 | 1.2891 | 1.3103 | 1.3373 | 1.3642 | 1.3956 | 1.426 | 1.4543 | 1.4833 | 1 | 1.0074 | 1.0088 | 1.0263 | 1.0461 | 1.0512 | 1.0586 | 1.0651 | 1.073 | 1.0786 | 1.0943 | 1.1084 | 1.1224 | 1.1347 | 1.1478 | 1.1638 | 1.1809 | 1.1998 | 1.2214 | 1.2384 | 1.2605 | 1.2824 | 1.3078 | 1.331 | 1.3519 | 1.3734 | 1 | 1.0075 | 1.0149 | 1.0224 | 1.0298 | 1.0373 | 1.0381 | 1.0389 | 1.0398 | 1.0406 | 1.0415 | 1.0423 | 1.0431 | 1.044 | 1.0448 | 1.0456 | 1.0465 | 1.0473 | 1.0482 | 1.049 | 1.0498 | 1.0507 | 1.0515 | 1.0524 | 1.0532 | 1.054 | 0 | 0 | 0.026606 | 0.085561 | 0.16666 | 0.27374 | 0.40223 | 0.49206 | 0.49206 | 0.49206 | 0.49206 | 0.49206 | 0.49206 | 0.49206 | 0.49206 | 0.49206 | 0.49206 | 0.49206 | 0.49206 | 0.49206 | 0.49206 | 0.49206 | 0.49206 | 0.49206 | 0.49206 | 0.49206
Land-Based Wind | Cattaraugus | A | 2 | 42.6226 | 2269.1431 | 1288.6465 | 80.992 | 35.47% | 1 | 1.0267 | 1.0316 | 1.0472 | 1.0566 | 1.0517 | 1.248 | 1.4409 | 1.4383 | 1.4354 | 1.4471 | 1.4566 | 1.4657 | 1.4722 | 1.4792 | 1.4895 | 1.5011 | 1.5153 | 1.5318 | 1.5443 | 1.5611 | 1.5772 | 1.5958 | 1.6122 | 1.6263 | 1.6406 | 1 | 1.0154 | 1.0149 | 1.0334 | 1.0437 | 1.0474 | 1.0691 | 1.0754 | 1.0976 | 1.1171 | 1.1326 | 1.1478 | 1.1647 | 1.1806 | 1.197 | 1.2172 | 1.2388 | 1.2627 | 1.2891 | 1.3103 | 1.3373 | 1.3642 | 1.3956 | 1.426 | 1.4543 | 1.4833 | 1 | 1.0074 | 1.0088 | 1.0263 | 1.0461 | 1.0512 | 1.0586 | 1.0651 | 1.073 | 1.0786 | 1.0943 | 1.1084 | 1.1224 | 1.1347 | 1.1478 | 1.1638 | 1.1809 | 1.1998 | 1.2214 | 1.2384 | 1.2605 | 1.2824 | 1.3078 | 1.331 | 1.3519 | 1.3734 | 1 | 1.0075 | 1.0149 | 1.0224 | 1.0298 | 1.0373 | 1.0381 | 1.0389 | 1.0398 | 1.0406 | 1.0415 | 1.0423 | 1.0431 | 1.044 | 1.0448 | 1.0456 | 1.0465 | 1.0473 | 1.0482 | 1.049 | 1.0498 | 1.0507 | 1.0515 | 1.0524 | 1.0532 | 1.054 | 0 | 0 | 0 | 0 | 0 | 0 | 0 | 0.66749 | 1 | 1 | 1 | 1 | 1 | 1 | 1 | 1 | 1 | 1 | 1 | 1 | 1 | 1 | 1 | 1 | 1 | 1
Land-Based Wind | Cayuga | C | 1 | 263.9944 | 2221.1054 | 170.9424 | 70.5808 | 35.04% | 1 | 1.0267 | 1.0316 | 1.0472 | 1.0566 | 1.0517 | 1.2024 | 1.3506 | 1.3481 | 1.3454 | 1.3564 | 1.3653 | 1.3738 | 1.3799 | 1.3865 | 1.3961 | 1.407 | 1.4203 | 1.4358 | 1.4475 | 1.4632 | 1.4783 | 1.4957 | 1.5111 | 1.5243 | 1.5377 | 1 | 1.0154 | 1.0149 | 1.0334 | 1.0437 | 1.0474 | 1.0691 | 1.0754 | 1.0976 | 1.1171 | 1.1326 | 1.1478 | 1.1647 | 1.1806 | 1.197 | 1.2172 | 1.2388 | 1.2627 | 1.2891 | 1.3103 | 1.3373 | 1.3642 | 1.3956 | 1.426 | 1.4543 | 1.4833 | 1 | 1.0074 | 1.0088 | 1.0263 | 1.0461 | 1.0512 | 1.0586 | 1.0651 | 1.073 | 1.0786 | 1.0943 | 1.1084 | 1.1224 | 1.1347 | 1.1478 | 1.1638 | 1.1809 | 1.1998 | 1.2214 | 1.2384 | 1.2605 | 1.2824 | 1.3078 | 1.331 | 1.3519 | 1.3734 | 1 | 1.0075 | 1.0149 | 1.0224 | 1.0298 | 1.0373 | 1.0381 | 1.0389 | 1.0398 | 1.0406 | 1.0415 | 1.0423 | 1.0431 | 1.044 | 1.0448 | 1.0456 | 1.0465 | 1.0473 | 1.0482 | 1.049 | 1.0498 | 1.0507 | 1.0515 | 1.0524 | 1.0532 | 1.054 | 0 | 0 | 0.068699 | 0.22092 | 0.41148 | 0.60515 | 0.83754 | 1 | 1 | 1 | 1 | 1 | 1 | 1 | 1 | 1 | 1 | 1 | 1 | 1 | 1 | 1 | 1 | 1 | 1 | 1
Land-Based Wind | Cayuga | C | 2 | 30 | 2643.0313 | 378.0863 | 78.6142 | 33.65% | 1 | 1.0267 | 1.0316 | 1.0472 | 1.0566 | 1.0517 | 1.1787 | 1.3037 | 1.3013 | 1.2987 | 1.3093 | 1.3179 | 1.3261 | 1.332 | 1.3383 | 1.3476 | 1.3581 | 1.371 | 1.3859 | 1.3972 | 1.4124 | 1.427 | 1.4438 | 1.4587 | 1.4714 | 1.4843 | 1 | 1.0154 | 1.0149 | 1.0334 | 1.0437 | 1.0474 | 1.0691 | 1.0754 | 1.0976 | 1.1171 | 1.1326 | 1.1478 | 1.1647 | 1.1806 | 1.197 | 1.2172 | 1.2388 | 1.2627 | 1.2891 | 1.3103 | 1.3373 | 1.3642 | 1.3956 | 1.426 | 1.4543 | 1.4833 | 1 | 1.0074 | 1.0088 | 1.0263 | 1.0461 | 1.0512 | 1.0586 | 1.0651 | 1.073 | 1.0786 | 1.0943 | 1.1084 | 1.1224 | 1.1347 | 1.1478 | 1.1638 | 1.1809 | 1.1998 | 1.2214 | 1.2384 | 1.2605 | 1.2824 | 1.3078 | 1.331 | 1.3519 | 1.3734 | 1 | 1.0075 | 1.0149 | 1.0224 | 1.0298 | 1.0373 | 1.0381 | 1.0389 | 1.0398 | 1.0406 | 1.0415 | 1.0423 | 1.0431 | 1.044 | 1.0448 | 1.0456 | 1.0465 | 1.0473 | 1.0482 | 1.049 | 1.0498 | 1.0507 | 1.0515 | 1.0524 | 1.0532 | 1.054 | 0 | 0 | 0 | 0 | 0 | 0 | 0 | 0.66749 | 1 | 1 | 1 | 1 | 1 | 1 | 1 | 1 | 1 | 1 | 1 | 1 | 1 | 1 | 1 | 1 | 1 | 1
Land-Based Wind | Chautauqua | A | 1 | 464.9054 | 1942.8538 | 126.366 | 69.3458 | 34.9% | 1 | 1.0267 | 1.0316 | 1.0472 | 1.0566 | 1.0517 | 1.248 | 1.4409 | 1.4383 | 1.4354 | 1.4471 | 1.4566 | 1.4657 | 1.4722 | 1.4792 | 1.4895 | 1.5011 | 1.5153 | 1.5318 | 1.5443 | 1.5611 | 1.5772 | 1.5958 | 1.6122 | 1.6263 | 1.6406 | 1 | 1.0154 | 1.0149 | 1.0334 | 1.0437 | 1.0474 | 1.0691 | 1.0754 | 1.0976 | 1.1171 | 1.1326 | 1.1478 | 1.1647 | 1.1806 | 1.197 | 1.2172 | 1.2388 | 1.2627 | 1.2891 | 1.3103 | 1.3373 | 1.3642 | 1.3956 | 1.426 | 1.4543 | 1.4833 | 1 | 1.0074 | 1.0088 | 1.0263 | 1.0461 | 1.0512 | 1.0586 | 1.0651 | 1.073 | 1.0786 | 1.0943 | 1.1084 | 1.1224 | 1.1347 | 1.1478 | 1.1638 | 1.1809 | 1.1998 | 1.2214 | 1.2384 | 1.2605 | 1.2824 | 1.3078 | 1.331 | 1.3519 | 1.3734 | 1 | 1.0075 | 1.0149 | 1.0224 | 1.0298 | 1.0373 | 1.0381 | 1.0389 | 1.0398 | 1.0406 | 1.0415 | 1.0423 | 1.0431 | 1.044 | 1.0448 | 1.0456 | 1.0465 | 1.0473 | 1.0482 | 1.049 | 1.0498 | 1.0507 | 1.0515 | 1.0524 | 1.0532 | 1.054 | 0 | 0 | 0.060687 | 0.19516 | 0.37162 | 0.5784 | 0.82654 | 1 | 1 | 1 | 1 | 1 | 1 | 1 | 1 | 1 | 1 | 1 | 1 | 1 | 1 | 1 | 1 | 1 | 1 | 1
Land-Based Wind | Chautauqua | A | 2 | 23.8607 | 2247.1332 | 651.356 | 80.2064 | 33.25% | 1 | 1.0267 | 1.0316 | 1.0472 | 1.0566 | 1.0517 | 1.248 | 1.4409 | 1.4383 | 1.4354 | 1.4471 | 1.4566 | 1.4657 | 1.4722 | 1.4792 | 1.4895 | 1.5011 | 1.5153 | 1.5318 | 1.5443 | 1.5611 | 1.5772 | 1.5958 | 1.6122 | 1.6263 | 1.6406 | 1 | 1.0154 | 1.0149 | 1.0334 | 1.0437 | 1.0474 | 1.0691 | 1.0754 | 1.0976 | 1.1171 | 1.1326 | 1.1478 | 1.1647 | 1.1806 | 1.197 | 1.2172 | 1.2388 | 1.2627 | 1.2891 | 1.3103 | 1.3373 | 1.3642 | 1.3956 | 1.426 | 1.4543 | 1.4833 | 1 | 1.0074 | 1.0088 | 1.0263 | 1.0461 | 1.0512 | 1.0586 | 1.0651 | 1.073 | 1.0786 | 1.0943 | 1.1084 | 1.1224 | 1.1347 | 1.1478 | 1.1638 | 1.1809 | 1.1998 | 1.2214 | 1.2384 | 1.2605 | 1.2824 | 1.3078 | 1.331 | 1.3519 | 1.3734 | 1 | 1.0075 | 1.0149 | 1.0224 | 1.0298 | 1.0373 | 1.0381 | 1.0389 | 1.0398 | 1.0406 | 1.0415 | 1.0423 | 1.0431 | 1.044 | 1.0448 | 1.0456 | 1.0465 | 1.0473 | 1.0482 | 1.049 | 1.0498 | 1.0507 | 1.0515 | 1.0524 | 1.0532 | 1.054 | 0 | 0 | 0 | 0 | 0 | 0 | 0 | 0.66749 | 1 | 1 | 1 | 1 | 1 | 1 | 1 | 1 | 1 | 1 | 1 | 1 | 1 | 1 | 1 | 1 | 1 | 1
Land-Based Wind | Chemung | C | 1 | 53.0545 | 2223.2563 | 540.7994 | 79.3541 | 32.24% | 1 | 1.0267 | 1.0316 | 1.0472 | 1.0566 | 1.0517 | 1.248 | 1.4409 | 1.4383 | 1.4354 | 1.4471 | 1.4566 | 1.4657 | 1.4722 | 1.4792 | 1.4895 | 1.5011 | 1.5153 | 1.5318 | 1.5443 | 1.5611 | 1.5772 | 1.5958 | 1.6122 | 1.6263 | 1.6406 | 1 | 1.0154 | 1.0149 | 1.0334 | 1.0437 | 1.0474 | 1.0691 | 1.0754 | 1.0976 | 1.1171 | 1.1326 | 1.1478 | 1.1647 | 1.1806 | 1.197 | 1.2172 | 1.2388 | 1.2627 | 1.2891 | 1.3103 | 1.3373 | 1.3642 | 1.3956 | 1.426 | 1.4543 | 1.4833 | 1 | 1.0074 | 1.0088 | 1.0263 | 1.0461 | 1.0512 | 1.0586 | 1.0651 | 1.073 | 1.0786 | 1.0943 | 1.1084 | 1.1224 | 1.1347 | 1.1478 | 1.1638 | 1.1809 | 1.1998 | 1.2214 | 1.2384 | 1.2605 | 1.2824 | 1.3078 | 1.331 | 1.3519 | 1.3734 | 1 | 1.0075 | 1.0149 | 1.0224 | 1.0298 | 1.0373 | 1.0381 | 1.0389 | 1.0398 | 1.0406 | 1.0415 | 1.0423 | 1.0431 | 1.044 | 1.0448 | 1.0456 | 1.0465 | 1.0473 | 1.0482 | 1.049 | 1.0498 | 1.0507 | 1.0515 | 1.0524 | 1.0532 | 1.054 | 0 | 0 | 0 | 0 | 0.069639 | 0.37579 | 0.74318 | 1 | 1 | 1 | 1 | 1 | 1 | 1 | 1 | 1 | 1 | 1 | 1 | 1 | 1 | 1 | 1 | 1 | 1 | 1
Land-Based Wind | Chenango | E | 1 | 127.2 | 2054.0709 | 151.8239 | 61.0962 | 26.98% | 1 | 1.0267 | 1.0316 | 1.0472 | 1.0566 | 1.0517 | 1.1787 | 1.3037 | 1.3013 | 1.2987 | 1.3093 | 1.3179 | 1.3261 | 1.332 | 1.3383 | 1.3476 | 1.3581 | 1.371 | 1.3859 | 1.3972 | 1.4124 | 1.427 | 1.4438 | 1.4587 | 1.4714 | 1.4843 | 1 | 1.0154 | 1.0149 | 1.0334 | 1.0437 | 1.0474 | 1.0691 | 1.0754 | 1.0976 | 1.1171 | 1.1326 | 1.1478 | 1.1647 | 1.1806 | 1.197 | 1.2172 | 1.2388 | 1.2627 | 1.2891 | 1.3103 | 1.3373 | 1.3642 | 1.3956 | 1.426 | 1.4543 | 1.4833 | 1 | 1.0074 | 1.0088 | 1.0263 | 1.0461 | 1.0512 | 1.0586 | 1.0651 | 1.073 | 1.0786 | 1.0943 | 1.1084 | 1.1224 | 1.1347 | 1.1478 | 1.1638 | 1.1809 | 1.1998 | 1.2214 | 1.2384 | 1.2605 | 1.2824 | 1.3078 | 1.331 | 1.3519 | 1.3734 | 1 | 1.0075 | 1.0149 | 1.0224 | 1.0298 | 1.0373 | 1.0381 | 1.0389 | 1.0398 | 1.0406 | 1.0415 | 1.0423 | 1.0431 | 1.044 | 1.0448 | 1.0456 | 1.0465 | 1.0473 | 1.0482 | 1.049 | 1.0498 | 1.0507 | 1.0515 | 1.0524 | 1.0532 | 1.054 | 0 | 0 | 0.14816 | 0.47648 | 0.80691 | 0.87045 | 0.9467 | 1 | 1 | 1 | 1 | 1 | 1 | 1 | 1 | 1 | 1 | 1 | 1 | 1 | 1 | 1 | 1 | 1 | 1 | 1
Land-Based Wind | Chenango | E | 2 | 68.2 | 2600.6994 | 419.4598 | 77.3551 | 30.37% | 1 | 1.0267 | 1.0316 | 1.0472 | 1.0566 | 1.0517 | 1.1787 | 1.3037 | 1.3013 | 1.2987 | 1.3093 | 1.3179 | 1.3261 | 1.332 | 1.3383 | 1.3476 | 1.3581 | 1.371 | 1.3859 | 1.3972 | 1.4124 | 1.427 | 1.4438 | 1.4587 | 1.4714 | 1.4843 | 1 | 1.0154 | 1.0149 | 1.0334 | 1.0437 | 1.0474 | 1.0691 | 1.0754 | 1.0976 | 1.1171 | 1.1326 | 1.1478 | 1.1647 | 1.1806 | 1.197 | 1.2172 | 1.2388 | 1.2627 | 1.2891 | 1.3103 | 1.3373 | 1.3642 | 1.3956 | 1.426 | 1.4543 | 1.4833 | 1 | 1.0074 | 1.0088 | 1.0263 | 1.0461 | 1.0512 | 1.0586 | 1.0651 | 1.073 | 1.0786 | 1.0943 | 1.1084 | 1.1224 | 1.1347 | 1.1478 | 1.1638 | 1.1809 | 1.1998 | 1.2214 | 1.2384 | 1.2605 | 1.2824 | 1.3078 | 1.331 | 1.3519 | 1.3734 | 1 | 1.0075 | 1.0149 | 1.0224 | 1.0298 | 1.0373 | 1.0381 | 1.0389 | 1.0398 | 1.0406 | 1.0415 | 1.0423 | 1.0431 | 1.044 | 1.0448 | 1.0456 | 1.0465 | 1.0473 | 1.0482 | 1.049 | 1.0498 | 1.0507 | 1.0515 | 1.0524 | 1.0532 | 1.054 | 0 | 0 | 0 | 0 | 0 | 0 | 0 | 0.66749 | 1 | 1 | 1 | 1 | 1 | 1 | 1 | 1 | 1 | 1 | 1 | 1 | 1 | 1 | 1 | 1 | 1 | 1
Land-Based Wind | Chenango | E | 3 | 29.256 | 2475.1448 | 786.1526 | 78.7889 | 27.2% | 1 | 1.0267 | 1.0316 | 1.0472 | 1.0566 | 1.0517 | 1.203 | 1.3518 | 1.3494 | 1.3466 | 1.3576 | 1.3666 | 1.3751 | 1.3812 | 1.3878 | 1.3974 | 1.4083 | 1.4217 | 1.4371 | 1.4489 | 1.4646 | 1.4797 | 1.4971 | 1.5125 | 1.5257 | 1.5392 | 1 | 1.0154 | 1.0149 | 1.0334 | 1.0437 | 1.0474 | 1.0691 | 1.0754 | 1.0976 | 1.1171 | 1.1326 | 1.1478 | 1.1647 | 1.1806 | 1.197 | 1.2172 | 1.2388 | 1.2627 | 1.2891 | 1.3103 | 1.3373 | 1.3642 | 1.3956 | 1.426 | 1.4543 | 1.4833 | 1 | 1.0074 | 1.0088 | 1.0263 | 1.0461 | 1.0512 | 1.0586 | 1.0651 | 1.073 | 1.0786 | 1.0943 | 1.1084 | 1.1224 | 1.1347 | 1.1478 | 1.1638 | 1.1809 | 1.1998 | 1.2214 | 1.2384 | 1.2605 | 1.2824 | 1.3078 | 1.331 | 1.3519 | 1.3734 | 1 | 1.0075 | 1.0149 | 1.0224 | 1.0298 | 1.0373 | 1.0381 | 1.0389 | 1.0398 | 1.0406 | 1.0415 | 1.0423 | 1.0431 | 1.044 | 1.0448 | 1.0456 | 1.0465 | 1.0473 | 1.0482 | 1.049 | 1.0498 | 1.0507 | 1.0515 | 1.0524 | 1.0532 | 1.054 | 0 | 0 | 0 | 0 | 0 | 0 | 0 | 0 | 1 | 1 | 1 | 1 | 1 | 1 | 1 | 1 | 1 | 1 | 1 | 1 | 1 | 1 | 1 | 1 | 1 | 1
Land-Based Wind | Clinton | D | 1 | 511.2971 | 2024.0202 | 230.5593 | 63.7894 | 35.31% | 1 | 1.0267 | 1.0316 | 1.0472 | 1.0566 | 1.0517 | 1.1787 | 1.3037 | 1.3013 | 1.2987 | 1.3093 | 1.3179 | 1.3261 | 1.332 | 1.3383 | 1.3476 | 1.3581 | 1.371 | 1.3859 | 1.3972 | 1.4124 | 1.427 | 1.4438 | 1.4587 | 1.4714 | 1.4843 | 1 | 1.0154 | 1.0149 | 1.0334 | 1.0437 | 1.0474 | 1.0691 | 1.0754 | 1.0976 | 1.1171 | 1.1326 | 1.1478 | 1.1647 | 1.1806 | 1.197 | 1.2172 | 1.2388 | 1.2627 | 1.2891 | 1.3103 | 1.3373 | 1.3642 | 1.3956 | 1.426 | 1.4543 | 1.4833 | 1 | 1.0074 | 1.0088 | 1.0263 | 1.0461 | 1.0512 | 1.0586 | 1.0651 | 1.073 | 1.0786 | 1.0943 | 1.1084 | 1.1224 | 1.1347 | 1.1478 | 1.1638 | 1.1809 | 1.1998 | 1.2214 | 1.2384 | 1.2605 | 1.2824 | 1.3078 | 1.331 | 1.3519 | 1.3734 | 1 | 1.0075 | 1.0149 | 1.0224 | 1.0298 | 1.0373 | 1.0381 | 1.0389 | 1.0398 | 1.0406 | 1.0415 | 1.0423 | 1.0431 | 1.044 | 1.0448 | 1.0456 | 1.0465 | 1.0473 | 1.0482 | 1.049 | 1.0498 | 1.0507 | 1.0515 | 1.0524 | 1.0532 | 1.054 | 0 | 0 | 0.16419 | 0.52801 | 0.88664 | 0.92395 | 0.96871 | 1 | 1 | 1 | 1 | 1 | 1 | 1 | 1 | 1 | 1 | 1 | 1 | 1 | 1 | 1 | 1 | 1 | 1 | 1
Land-Based Wind | Clinton | D | 2 | 114.7225 | 2329.4501 | 82.8801 | 69.2871 | 27.4% | 1 | 1.0267 | 1.0316 | 1.0472 | 1.0566 | 1.0517 | 1.1787 | 1.3037 | 1.3013 | 1.2987 | 1.3093 | 1.3179 | 1.3261 | 1.332 | 1.3383 | 1.3476 | 1.3581 | 1.371 | 1.3859 | 1.3972 | 1.4124 | 1.427 | 1.4438 | 1.4587 | 1.4714 | 1.4843 | 1 | 1.0154 | 1.0149 | 1.0334 | 1.0437 | 1.0474 | 1.0691 | 1.0754 | 1.0976 | 1.1171 | 1.1326 | 1.1478 | 1.1647 | 1.1806 | 1.197 | 1.2172 | 1.2388 | 1.2627 | 1.2891 | 1.3103 | 1.3373 | 1.3642 | 1.3956 | 1.426 | 1.4543 | 1.4833 | 1 | 1.0074 | 1.0088 | 1.0263 | 1.0461 | 1.0512 | 1.0586 | 1.0651 | 1.073 | 1.0786 | 1.0943 | 1.1084 | 1.1224 | 1.1347 | 1.1478 | 1.1638 | 1.1809 | 1.1998 | 1.2214 | 1.2384 | 1.2605 | 1.2824 | 1.3078 | 1.331 | 1.3519 | 1.3734 | 1 | 1.0075 | 1.0149 | 1.0224 | 1.0298 | 1.0373 | 1.0381 | 1.0389 | 1.0398 | 1.0406 | 1.0415 | 1.0423 | 1.0431 | 1.044 | 1.0448 | 1.0456 | 1.0465 | 1.0473 | 1.0482 | 1.049 | 1.0498 | 1.0507 | 1.0515 | 1.0524 | 1.0532 | 1.054 | 0 | 0 | 0 | 0 | 0 | 0 | 0 | 0.66749 | 1 | 1 | 1 | 1 | 1 | 1 | 1 | 1 | 1 | 1 | 1 | 1 | 1 | 1 | 1 | 1 | 1 | 1
Land-Based Wind | Clinton | D | 3 | 58.0458 | 2647.83 | 398.2315 | 78.757 | 18.11% | 1 | 1.0267 | 1.0316 | 1.0472 | 1.0566 | 1.0517 | 1.1787 | 1.3037 | 1.3013 | 1.2987 | 1.3093 | 1.3179 | 1.3261 | 1.332 | 1.3383 | 1.3476 | 1.3581 | 1.371 | 1.3859 | 1.3972 | 1.4124 | 1.427 | 1.4438 | 1.4587 | 1.4714 | 1.4843 | 1 | 1.0154 | 1.0149 | 1.0334 | 1.0437 | 1.0474 | 1.0691 | 1.0754 | 1.0976 | 1.1171 | 1.1326 | 1.1478 | 1.1647 | 1.1806 | 1.197 | 1.2172 | 1.2388 | 1.2627 | 1.2891 | 1.3103 | 1.3373 | 1.3642 | 1.3956 | 1.426 | 1.4543 | 1.4833 | 1 | 1.0074 | 1.0088 | 1.0263 | 1.0461 | 1.0512 | 1.0586 | 1.0651 | 1.073 | 1.0786 | 1.0943 | 1.1084 | 1.1224 | 1.1347 | 1.1478 | 1.1638 | 1.1809 | 1.1998 | 1.2214 | 1.2384 | 1.2605 | 1.2824 | 1.3078 | 1.331 | 1.3519 | 1.3734 | 1 | 1.0075 | 1.0149 | 1.0224 | 1.0298 | 1.0373 | 1.0381 | 1.0389 | 1.0398 | 1.0406 | 1.0415 | 1.0423 | 1.0431 | 1.044 | 1.0448 | 1.0456 | 1.0465 | 1.0473 | 1.0482 | 1.049 | 1.0498 | 1.0507 | 1.0515 | 1.0524 | 1.0532 | 1.054 | 0 | 0 | 0 | 0 | 0 | 0 | 0 | 0 | 1 | 1 | 1 | 1 | 1 | 1 | 1 | 1 | 1 | 1 | 1 | 1 | 1 | 1 | 1 | 1 | 1 | 1
Land-Based Wind | Columbia | F | 2 | 22.55 | 2980.7452 | 1094.8165 | 88.6592 | 38.79% | 1 | 1.0267 | 1.0316 | 1.0472 | 1.0566 | 1.0517 | 1.1787 | 1.3037 | 1.3013 | 1.2987 | 1.3093 | 1.3179 | 1.3261 | 1.332 | 1.3383 | 1.3476 | 1.3581 | 1.371 | 1.3859 | 1.3972 | 1.4124 | 1.427 | 1.4438 | 1.4587 | 1.4714 | 1.4843 | 1 | 1.0154 | 1.0149 | 1.0334 | 1.0437 | 1.0474 | 1.0691 | 1.0754 | 1.0976 | 1.1171 | 1.1326 | 1.1478 | 1.1647 | 1.1806 | 1.197 | 1.2172 | 1.2388 | 1.2627 | 1.2891 | 1.3103 | 1.3373 | 1.3642 | 1.3956 | 1.426 | 1.4543 | 1.4833 | 1 | 1.0074 | 1.0088 | 1.0263 | 1.0461 | 1.0512 | 1.0586 | 1.0651 | 1.073 | 1.0786 | 1.0943 | 1.1084 | 1.1224 | 1.1347 | 1.1478 | 1.1638 | 1.1809 | 1.1998 | 1.2214 | 1.2384 | 1.2605 | 1.2824 | 1.3078 | 1.331 | 1.3519 | 1.3734 | 1 | 1.0075 | 1.0149 | 1.0224 | 1.0298 | 1.0373 | 1.0381 | 1.0389 | 1.0398 | 1.0406 | 1.0415 | 1.0423 | 1.0431 | 1.044 | 1.0448 | 1.0456 | 1.0465 | 1.0473 | 1.0482 | 1.049 | 1.0498 | 1.0507 | 1.0515 | 1.0524 | 1.0532 | 1.054 | 0 | 0 | 0 | 0 | 0 | 0 | 0 | 0.66749 | 1 | 1 | 1 | 1 | 1 | 1 | 1 | 1 | 1 | 1 | 1 | 1 | 1 | 1 | 1 | 1 | 1 | 1
Land-Based Wind | Columbia | F | 3 | 20.1086 | 3010.213 | 530.4591 | 89.5357 | 30.23% | 1 | 1.0267 | 1.0316 | 1.0472 | 1.0566 | 1.0517 | 1.1787 | 1.3037 | 1.3013 | 1.2987 | 1.3093 | 1.3179 | 1.3261 | 1.332 | 1.3383 | 1.3476 | 1.3581 | 1.371 | 1.3859 | 1.3972 | 1.4124 | 1.427 | 1.4438 | 1.4587 | 1.4714 | 1.4843 | 1 | 1.0154 | 1.0149 | 1.0334 | 1.0437 | 1.0474 | 1.0691 | 1.0754 | 1.0976 | 1.1171 | 1.1326 | 1.1478 | 1.1647 | 1.1806 | 1.197 | 1.2172 | 1.2388 | 1.2627 | 1.2891 | 1.3103 | 1.3373 | 1.3642 | 1.3956 | 1.426 | 1.4543 | 1.4833 | 1 | 1.0074 | 1.0088 | 1.0263 | 1.0461 | 1.0512 | 1.0586 | 1.0651 | 1.073 | 1.0786 | 1.0943 | 1.1084 | 1.1224 | 1.1347 | 1.1478 | 1.1638 | 1.1809 | 1.1998 | 1.2214 | 1.2384 | 1.2605 | 1.2824 | 1.3078 | 1.331 | 1.3519 | 1.3734 | 1 | 1.0075 | 1.0149 | 1.0224 | 1.0298 | 1.0373 | 1.0381 | 1.0389 | 1.0398 | 1.0406 | 1.0415 | 1.0423 | 1.0431 | 1.044 | 1.0448 | 1.0456 | 1.0465 | 1.0473 | 1.0482 | 1.049 | 1.0498 | 1.0507 | 1.0515 | 1.0524 | 1.0532 | 1.054 | 0 | 0 | 0 | 0 | 0 | 0 | 0 | 0 | 1 | 1 | 1 | 1 | 1 | 1 | 1 | 1 | 1 | 1 | 1 | 1 | 1 | 1 | 1 | 1 | 1 | 1
Land-Based Wind | Cortland | C | 1 | 101.484 | 2577.8923 | 392.3805 | 77.6806 | 36.6% | 1 | 1.0267 | 1.0316 | 1.0472 | 1.0566 | 1.0517 | 1.1832 | 1.3127 | 1.3103 | 1.3076 | 1.3183 | 1.327 | 1.3352 | 1.3412 | 1.3475 | 1.3569 | 1.3675 | 1.3804 | 1.3955 | 1.4069 | 1.4221 | 1.4368 | 1.4537 | 1.4687 | 1.4815 | 1.4945 | 1 | 1.0154 | 1.0149 | 1.0334 | 1.0437 | 1.0474 | 1.0691 | 1.0754 | 1.0976 | 1.1171 | 1.1326 | 1.1478 | 1.1647 | 1.1806 | 1.197 | 1.2172 | 1.2388 | 1.2627 | 1.2891 | 1.3103 | 1.3373 | 1.3642 | 1.3956 | 1.426 | 1.4543 | 1.4833 | 1 | 1.0074 | 1.0088 | 1.0263 | 1.0461 | 1.0512 | 1.0586 | 1.0651 | 1.073 | 1.0786 | 1.0943 | 1.1084 | 1.1224 | 1.1347 | 1.1478 | 1.1638 | 1.1809 | 1.1998 | 1.2214 | 1.2384 | 1.2605 | 1.2824 | 1.3078 | 1.331 | 1.3519 | 1.3734 | 1 | 1.0075 | 1.0149 | 1.0224 | 1.0298 | 1.0373 | 1.0381 | 1.0389 | 1.0398 | 1.0406 | 1.0415 | 1.0423 | 1.0431 | 1.044 | 1.0448 | 1.0456 | 1.0465 | 1.0473 | 1.0482 | 1.049 | 1.0498 | 1.0507 | 1.0515 | 1.0524 | 1.0532 | 1.054 | 0 | 0 | 0 | 0 | 0.069639 | 0.37579 | 0.74318 | 1 | 1 | 1 | 1 | 1 | 1 | 1 | 1 | 1 | 1 | 1 | 1 | 1 | 1 | 1 | 1 | 1 | 1 | 1
Land-Based Wind | Cortland | C | 2 | 28.6 | 2483.3088 | 310.8915 | 78.9465 | 28.81% | 1 | 1.0267 | 1.0316 | 1.0472 | 1.0566 | 1.0517 | 1.2025 | 1.3509 | 1.3484 | 1.3457 | 1.3567 | 1.3656 | 1.3741 | 1.3802 | 1.3868 | 1.3964 | 1.4073 | 1.4207 | 1.4361 | 1.4479 | 1.4635 | 1.4787 | 1.4961 | 1.5115 | 1.5247 | 1.5381 | 1 | 1.0154 | 1.0149 | 1.0334 | 1.0437 | 1.0474 | 1.0691 | 1.0754 | 1.0976 | 1.1171 | 1.1326 | 1.1478 | 1.1647 | 1.1806 | 1.197 | 1.2172 | 1.2388 | 1.2627 | 1.2891 | 1.3103 | 1.3373 | 1.3642 | 1.3956 | 1.426 | 1.4543 | 1.4833 | 1 | 1.0074 | 1.0088 | 1.0263 | 1.0461 | 1.0512 | 1.0586 | 1.0651 | 1.073 | 1.0786 | 1.0943 | 1.1084 | 1.1224 | 1.1347 | 1.1478 | 1.1638 | 1.1809 | 1.1998 | 1.2214 | 1.2384 | 1.2605 | 1.2824 | 1.3078 | 1.331 | 1.3519 | 1.3734 | 1 | 1.0075 | 1.0149 | 1.0224 | 1.0298 | 1.0373 | 1.0381 | 1.0389 | 1.0398 | 1.0406 | 1.0415 | 1.0423 | 1.0431 | 1.044 | 1.0448 | 1.0456 | 1.0465 | 1.0473 | 1.0482 | 1.049 | 1.0498 | 1.0507 | 1.0515 | 1.0524 | 1.0532 | 1.054 | 0 | 0 | 0 | 0 | 0 | 0 | 0 | 0.66749 | 1 | 1 | 1 | 1 | 1 | 1 | 1 | 1 | 1 | 1 | 1 | 1 | 1 | 1 | 1 | 1 | 1 | 1
Land-Based Wind | Delaware | E | 1 | 400.3 | 2152.8067 | 119.2319 | 62.3212 | 30.08% | 1 | 1.0267 | 1.0316 | 1.0472 | 1.0566 | 1.0517 | 1.1787 | 1.3037 | 1.3013 | 1.2987 | 1.3093 | 1.3179 | 1.3261 | 1.332 | 1.3383 | 1.3476 | 1.3581 | 1.371 | 1.3859 | 1.3972 | 1.4124 | 1.427 | 1.4438 | 1.4587 | 1.4714 | 1.4843 | 1 | 1.0154 | 1.0149 | 1.0334 | 1.0437 | 1.0474 | 1.0691 | 1.0754 | 1.0976 | 1.1171 | 1.1326 | 1.1478 | 1.1647 | 1.1806 | 1.197 | 1.2172 | 1.2388 | 1.2627 | 1.2891 | 1.3103 | 1.3373 | 1.3642 | 1.3956 | 1.426 | 1.4543 | 1.4833 | 1 | 1.0074 | 1.0088 | 1.0263 | 1.0461 | 1.0512 | 1.0586 | 1.0651 | 1.073 | 1.0786 | 1.0943 | 1.1084 | 1.1224 | 1.1347 | 1.1478 | 1.1638 | 1.1809 | 1.1998 | 1.2214 | 1.2384 | 1.2605 | 1.2824 | 1.3078 | 1.331 | 1.3519 | 1.3734 | 1 | 1.0075 | 1.0149 | 1.0224 | 1.0298 | 1.0373 | 1.0381 | 1.0389 | 1.0398 | 1.0406 | 1.0415 | 1.0423 | 1.0431 | 1.044 | 1.0448 | 1.0456 | 1.0465 | 1.0473 | 1.0482 | 1.049 | 1.0498 | 1.0507 | 1.0515 | 1.0524 | 1.0532 | 1.054 | 0 | 0 | 0.046707 | 0.1502 | 0.30206 | 0.53173 | 0.80733 | 1 | 1 | 1 | 1 | 1 | 1 | 1 | 1 | 1 | 1 | 1 | 1 | 1 | 1 | 1 | 1 | 1 | 1 | 1
Land-Based Wind | Delaware | E | 2 | 20.35 | 2861.5136 | 931.8275 | 81.3131 | 34.46% | 1 | 1.0267 | 1.0316 | 1.0472 | 1.0566 | 1.0517 | 1.1787 | 1.3037 | 1.3013 | 1.2987 | 1.3093 | 1.3179 | 1.3261 | 1.332 | 1.3383 | 1.3476 | 1.3581 | 1.371 | 1.3859 | 1.3972 | 1.4124 | 1.427 | 1.4438 | 1.4587 | 1.4714 | 1.4843 | 1 | 1.0154 | 1.0149 | 1.0334 | 1.0437 | 1.0474 | 1.0691 | 1.0754 | 1.0976 | 1.1171 | 1.1326 | 1.1478 | 1.1647 | 1.1806 | 1.197 | 1.2172 | 1.2388 | 1.2627 | 1.2891 | 1.3103 | 1.3373 | 1.3642 | 1.3956 | 1.426 | 1.4543 | 1.4833 | 1 | 1.0074 | 1.0088 | 1.0263 | 1.0461 | 1.0512 | 1.0586 | 1.0651 | 1.073 | 1.0786 | 1.0943 | 1.1084 | 1.1224 | 1.1347 | 1.1478 | 1.1638 | 1.1809 | 1.1998 | 1.2214 | 1.2384 | 1.2605 | 1.2824 | 1.3078 | 1.331 | 1.3519 | 1.3734 | 1 | 1.0075 | 1.0149 | 1.0224 | 1.0298 | 1.0373 | 1.0381 | 1.0389 | 1.0398 | 1.0406 | 1.0415 | 1.0423 | 1.0431 | 1.044 | 1.0448 | 1.0456 | 1.0465 | 1.0473 | 1.0482 | 1.049 | 1.0498 | 1.0507 | 1.0515 | 1.0524 | 1.0532 | 1.054 | 0 | 0 | 0 | 0 | 0 | 0 | 0 | 0.66749 | 1 | 1 | 1 | 1 | 1 | 1 | 1 | 1 | 1 | 1 | 1 | 1 | 1 | 1 | 1 | 1 | 1 | 1
Land-Based Wind | Dutchess | G | 2 | 122.4258 | 2834.4596 | 222.5189 | 84.3081 | 32.54% | 1 | 1.0267 | 1.0316 | 1.0472 | 1.0566 | 1.0517 | 1.1787 | 1.3037 | 1.3013 | 1.2987 | 1.3093 | 1.3179 | 1.3261 | 1.332 | 1.3383 | 1.3476 | 1.3581 | 1.371 | 1.3859 | 1.3972 | 1.4124 | 1.427 | 1.4438 | 1.4587 | 1.4714 | 1.4843 | 1 | 1.0154 | 1.0149 | 1.0334 | 1.0437 | 1.0474 | 1.0691 | 1.0754 | 1.0976 | 1.1171 | 1.1326 | 1.1478 | 1.1647 | 1.1806 | 1.197 | 1.2172 | 1.2388 | 1.2627 | 1.2891 | 1.3103 | 1.3373 | 1.3642 | 1.3956 | 1.426 | 1.4543 | 1.4833 | 1 | 1.0074 | 1.0088 | 1.0263 | 1.0461 | 1.0512 | 1.0586 | 1.0651 | 1.073 | 1.0786 | 1.0943 | 1.1084 | 1.1224 | 1.1347 | 1.1478 | 1.1638 | 1.1809 | 1.1998 | 1.2214 | 1.2384 | 1.2605 | 1.2824 | 1.3078 | 1.331 | 1.3519 | 1.3734 | 1 | 1.0075 | 1.0149 | 1.0224 | 1.0298 | 1.0373 | 1.0381 | 1.0389 | 1.0398 | 1.0406 | 1.0415 | 1.0423 | 1.0431 | 1.044 | 1.0448 | 1.0456 | 1.0465 | 1.0473 | 1.0482 | 1.049 | 1.0498 | 1.0507 | 1.0515 | 1.0524 | 1.0532 | 1.054 | 0 | 0 | 0 | 0 | 0 | 0 | 0 | 0.66749 | 1 | 1 | 1 | 1 | 1 | 1 | 1 | 1 | 1 | 1 | 1 | 1 | 1 | 1 | 1 | 1 | 1 | 1
Land-Based Wind | Dutchess | G | 3 | 29.2542 | 3046.2544 | 640.4586 | 90.6077 | 29.02% | 1 | 1.0267 | 1.0316 | 1.0472 | 1.0566 | 1.0517 | 1.1787 | 1.3037 | 1.3013 | 1.2987 | 1.3093 | 1.3179 | 1.3261 | 1.332 | 1.3383 | 1.3476 | 1.3581 | 1.371 | 1.3859 | 1.3972 | 1.4124 | 1.427 | 1.4438 | 1.4587 | 1.4714 | 1.4843 | 1 | 1.0154 | 1.0149 | 1.0334 | 1.0437 | 1.0474 | 1.0691 | 1.0754 | 1.0976 | 1.1171 | 1.1326 | 1.1478 | 1.1647 | 1.1806 | 1.197 | 1.2172 | 1.2388 | 1.2627 | 1.2891 | 1.3103 | 1.3373 | 1.3642 | 1.3956 | 1.426 | 1.4543 | 1.4833 | 1 | 1.0074 | 1.0088 | 1.0263 | 1.0461 | 1.0512 | 1.0586 | 1.0651 | 1.073 | 1.0786 | 1.0943 | 1.1084 | 1.1224 | 1.1347 | 1.1478 | 1.1638 | 1.1809 | 1.1998 | 1.2214 | 1.2384 | 1.2605 | 1.2824 | 1.3078 | 1.331 | 1.3519 | 1.3734 | 1 | 1.0075 | 1.0149 | 1.0224 | 1.0298 | 1.0373 | 1.0381 | 1.0389 | 1.0398 | 1.0406 | 1.0415 | 1.0423 | 1.0431 | 1.044 | 1.0448 | 1.0456 | 1.0465 | 1.0473 | 1.0482 | 1.049 | 1.0498 | 1.0507 | 1.0515 | 1.0524 | 1.0532 | 1.054 | 0 | 0 | 0 | 0 | 0 | 0 | 0 | 0 | 1 | 1 | 1 | 1 | 1 | 1 | 1 | 1 | 1 | 1 | 1 | 1 | 1 | 1 | 1 | 1 | 1 | 1
Land-Based Wind | Erie | A | 1 | 621.0594 | 1877.297 | 54.8404 | 67.0059 | 33.63% | 1 | 1.0267 | 1.0316 | 1.0472 | 1.0566 | 1.0517 | 1.248 | 1.4409 | 1.4383 | 1.4354 | 1.4471 | 1.4566 | 1.4657 | 1.4722 | 1.4792 | 1.4895 | 1.5011 | 1.5153 | 1.5318 | 1.5443 | 1.5611 | 1.5772 | 1.5958 | 1.6122 | 1.6263 | 1.6406 | 1 | 1.0154 | 1.0149 | 1.0334 | 1.0437 | 1.0474 | 1.0691 | 1.0754 | 1.0976 | 1.1171 | 1.1326 | 1.1478 | 1.1647 | 1.1806 | 1.197 | 1.2172 | 1.2388 | 1.2627 | 1.2891 | 1.3103 | 1.3373 | 1.3642 | 1.3956 | 1.426 | 1.4543 | 1.4833 | 1 | 1.0074 | 1.0088 | 1.0263 | 1.0461 | 1.0512 | 1.0586 | 1.0651 | 1.073 | 1.0786 | 1.0943 | 1.1084 | 1.1224 | 1.1347 | 1.1478 | 1.1638 | 1.1809 | 1.1998 | 1.2214 | 1.2384 | 1.2605 | 1.2824 | 1.3078 | 1.331 | 1.3519 | 1.3734 | 1 | 1.0075 | 1.0149 | 1.0224 | 1.0298 | 1.0373 | 1.0381 | 1.0389 | 1.0398 | 1.0406 | 1.0415 | 1.0423 | 1.0431 | 1.044 | 1.0448 | 1.0456 | 1.0465 | 1.0473 | 1.0482 | 1.049 | 1.0498 | 1.0507 | 1.0515 | 1.0524 | 1.0532 | 1.054 | 0 | 0 | 0 | 0 | 0.069639 | 0.37579 | 0.74318 | 1 | 1 | 1 | 1 | 1 | 1 | 1 | 1 | 1 | 1 | 1 | 1 | 1 | 1 | 1 | 1 | 1 | 1 | 1
Land-Based Wind | Erie | A | 2 | 20.9836 | 2272.1662 | 419.3449 | 81.0999 | 31.33% | 1 | 1.0267 | 1.0316 | 1.0472 | 1.0566 | 1.0517 | 1.248 | 1.4409 | 1.4383 | 1.4354 | 1.4471 | 1.4566 | 1.4657 | 1.4722 | 1.4792 | 1.4895 | 1.5011 | 1.5153 | 1.5318 | 1.5443 | 1.5611 | 1.5772 | 1.5958 | 1.6122 | 1.6263 | 1.6406 | 1 | 1.0154 | 1.0149 | 1.0334 | 1.0437 | 1.0474 | 1.0691 | 1.0754 | 1.0976 | 1.1171 | 1.1326 | 1.1478 | 1.1647 | 1.1806 | 1.197 | 1.2172 | 1.2388 | 1.2627 | 1.2891 | 1.3103 | 1.3373 | 1.3642 | 1.3956 | 1.426 | 1.4543 | 1.4833 | 1 | 1.0074 | 1.0088 | 1.0263 | 1.0461 | 1.0512 | 1.0586 | 1.0651 | 1.073 | 1.0786 | 1.0943 | 1.1084 | 1.1224 | 1.1347 | 1.1478 | 1.1638 | 1.1809 | 1.1998 | 1.2214 | 1.2384 | 1.2605 | 1.2824 | 1.3078 | 1.331 | 1.3519 | 1.3734 | 1 | 1.0075 | 1.0149 | 1.0224 | 1.0298 | 1.0373 | 1.0381 | 1.0389 | 1.0398 | 1.0406 | 1.0415 | 1.0423 | 1.0431 | 1.044 | 1.0448 | 1.0456 | 1.0465 | 1.0473 | 1.0482 | 1.049 | 1.0498 | 1.0507 | 1.0515 | 1.0524 | 1.0532 | 1.054 | 0 | 0 | 0 | 0 | 0 | 0 | 0 | 0.66749 | 1 | 1 | 1 | 1 | 1 | 1 | 1 | 1 | 1 | 1 | 1 | 1 | 1 | 1 | 1 | 1 | 1 | 1
Land-Based Wind | Franklin | E | 1 | 1213.4512 | 1990.3988 | 143.7786 | 63.0398 | 35.18% | 1 | 1.0267 | 1.0316 | 1.0472 | 1.0566 | 1.0517 | 1.1787 | 1.3037 | 1.3013 | 1.2987 | 1.3093 | 1.3179 | 1.3261 | 1.332 | 1.3383 | 1.3476 | 1.3581 | 1.371 | 1.3859 | 1.3972 | 1.4124 | 1.427 | 1.4438 | 1.4587 | 1.4714 | 1.4843 | 1 | 1.0154 | 1.0149 | 1.0334 | 1.0437 | 1.0474 | 1.0691 | 1.0754 | 1.0976 | 1.1171 | 1.1326 | 1.1478 | 1.1647 | 1.1806 | 1.197 | 1.2172 | 1.2388 | 1.2627 | 1.2891 | 1.3103 | 1.3373 | 1.3642 | 1.3956 | 1.426 | 1.4543 | 1.4833 | 1 | 1.0074 | 1.0088 | 1.0263 | 1.0461 | 1.0512 | 1.0586 | 1.0651 | 1.073 | 1.0786 | 1.0943 | 1.1084 | 1.1224 | 1.1347 | 1.1478 | 1.1638 | 1.1809 | 1.1998 | 1.2214 | 1.2384 | 1.2605 | 1.2824 | 1.3078 | 1.331 | 1.3519 | 1.3734 | 1 | 1.0075 | 1.0149 | 1.0224 | 1.0298 | 1.0373 | 1.0381 | 1.0389 | 1.0398 | 1.0406 | 1.0415 | 1.0423 | 1.0431 | 1.044 | 1.0448 | 1.0456 | 1.0465 | 1.0473 | 1.0482 | 1.049 | 1.0498 | 1.0507 | 1.0515 | 1.0524 | 1.0532 | 1.054 | 0 | 0 | 0.1171 | 0.37658 | 0.65234 | 0.76674 | 0.90403 | 1 | 1 | 1 | 1 | 1 | 1 | 1 | 1 | 1 | 1 | 1 | 1 | 1 | 1 | 1 | 1 | 1 | 1 | 1
Land-Based Wind | Franklin | E | 2 | 167.4924 | 2384.3412 | 133.4447 | 70.9198 | 25.95% | 1 | 1.0267 | 1.0316 | 1.0472 | 1.0566 | 1.0517 | 1.1787 | 1.3037 | 1.3013 | 1.2987 | 1.3093 | 1.3179 | 1.3261 | 1.332 | 1.3383 | 1.3476 | 1.3581 | 1.371 | 1.3859 | 1.3972 | 1.4124 | 1.427 | 1.4438 | 1.4587 | 1.4714 | 1.4843 | 1 | 1.0154 | 1.0149 | 1.0334 | 1.0437 | 1.0474 | 1.0691 | 1.0754 | 1.0976 | 1.1171 | 1.1326 | 1.1478 | 1.1647 | 1.1806 | 1.197 | 1.2172 | 1.2388 | 1.2627 | 1.2891 | 1.3103 | 1.3373 | 1.3642 | 1.3956 | 1.426 | 1.4543 | 1.4833 | 1 | 1.0074 | 1.0088 | 1.0263 | 1.0461 | 1.0512 | 1.0586 | 1.0651 | 1.073 | 1.0786 | 1.0943 | 1.1084 | 1.1224 | 1.1347 | 1.1478 | 1.1638 | 1.1809 | 1.1998 | 1.2214 | 1.2384 | 1.2605 | 1.2824 | 1.3078 | 1.331 | 1.3519 | 1.3734 | 1 | 1.0075 | 1.0149 | 1.0224 | 1.0298 | 1.0373 | 1.0381 | 1.0389 | 1.0398 | 1.0406 | 1.0415 | 1.0423 | 1.0431 | 1.044 | 1.0448 | 1.0456 | 1.0465 | 1.0473 | 1.0482 | 1.049 | 1.0498 | 1.0507 | 1.0515 | 1.0524 | 1.0532 | 1.054 | 0 | 0 | 0 | 0 | 0 | 0 | 0 | 0.66749 | 1 | 1 | 1 | 1 | 1 | 1 | 1 | 1 | 1 | 1 | 1 | 1 | 1 | 1 | 1 | 1 | 1 | 1
Land-Based Wind | Franklin | E | 3 | 30.5053 | 2639.1264 | 298.5246 | 78.4981 | 24.38% | 1 | 1.0267 | 1.0316 | 1.0472 | 1.0566 | 1.0517 | 1.1787 | 1.3037 | 1.3013 | 1.2987 | 1.3093 | 1.3179 | 1.3261 | 1.332 | 1.3383 | 1.3476 | 1.3581 | 1.371 | 1.3859 | 1.3972 | 1.4124 | 1.427 | 1.4438 | 1.4587 | 1.4714 | 1.4843 | 1 | 1.0154 | 1.0149 | 1.0334 | 1.0437 | 1.0474 | 1.0691 | 1.0754 | 1.0976 | 1.1171 | 1.1326 | 1.1478 | 1.1647 | 1.1806 | 1.197 | 1.2172 | 1.2388 | 1.2627 | 1.2891 | 1.3103 | 1.3373 | 1.3642 | 1.3956 | 1.426 | 1.4543 | 1.4833 | 1 | 1.0074 | 1.0088 | 1.0263 | 1.0461 | 1.0512 | 1.0586 | 1.0651 | 1.073 | 1.0786 | 1.0943 | 1.1084 | 1.1224 | 1.1347 | 1.1478 | 1.1638 | 1.1809 | 1.1998 | 1.2214 | 1.2384 | 1.2605 | 1.2824 | 1.3078 | 1.331 | 1.3519 | 1.3734 | 1 | 1.0075 | 1.0149 | 1.0224 | 1.0298 | 1.0373 | 1.0381 | 1.0389 | 1.0398 | 1.0406 | 1.0415 | 1.0423 | 1.0431 | 1.044 | 1.0448 | 1.0456 | 1.0465 | 1.0473 | 1.0482 | 1.049 | 1.0498 | 1.0507 | 1.0515 | 1.0524 | 1.0532 | 1.054 | 0 | 0 | 0 | 0 | 0 | 0 | 0 | 0 | 1 | 1 | 1 | 1 | 1 | 1 | 1 | 1 | 1 | 1 | 1 | 1 | 1 | 1 | 1 | 1 | 1 | 1
Land-Based Wind | Genesee | A | 1 | 240.3522 | 1932.0288 | 128.1023 | 68.9594 | 33.54% | 1 | 1.0267 | 1.0316 | 1.0472 | 1.0566 | 1.0517 | 1.248 | 1.4409 | 1.4383 | 1.4354 | 1.4471 | 1.4566 | 1.4657 | 1.4722 | 1.4792 | 1.4895 | 1.5011 | 1.5153 | 1.5318 | 1.5443 | 1.5611 | 1.5772 | 1.5958 | 1.6122 | 1.6263 | 1.6406 | 1 | 1.0154 | 1.0149 | 1.0334 | 1.0437 | 1.0474 | 1.0691 | 1.0754 | 1.0976 | 1.1171 | 1.1326 | 1.1478 | 1.1647 | 1.1806 | 1.197 | 1.2172 | 1.2388 | 1.2627 | 1.2891 | 1.3103 | 1.3373 | 1.3642 | 1.3956 | 1.426 | 1.4543 | 1.4833 | 1 | 1.0074 | 1.0088 | 1.0263 | 1.0461 | 1.0512 | 1.0586 | 1.0651 | 1.073 | 1.0786 | 1.0943 | 1.1084 | 1.1224 | 1.1347 | 1.1478 | 1.1638 | 1.1809 | 1.1998 | 1.2214 | 1.2384 | 1.2605 | 1.2824 | 1.3078 | 1.331 | 1.3519 | 1.3734 | 1 | 1.0075 | 1.0149 | 1.0224 | 1.0298 | 1.0373 | 1.0381 | 1.0389 | 1.0398 | 1.0406 | 1.0415 | 1.0423 | 1.0431 | 1.044 | 1.0448 | 1.0456 | 1.0465 | 1.0473 | 1.0482 | 1.049 | 1.0498 | 1.0507 | 1.0515 | 1.0524 | 1.0532 | 1.054 | 0 | 0 | 0 | 0 | 0.015819 | 0.085365 | 0.16882 | 0.22716 | 0.22716 | 0.22716 | 0.22716 | 0.22716 | 0.22716 | 0.22716 | 0.22716 | 0.22716 | 0.22716 | 0.22716 | 0.22716 | 0.22716 | 0.22716 | 0.22716 | 0.22716 | 0.22716 | 0.22716 | 0.22716
Land-Based Wind | Herkimer | E | 1 | 98.6132 | 2613.1245 | 340.8208 | 77.7247 | 36.87% | 1 | 1.0267 | 1.0316 | 1.0472 | 1.0566 | 1.0517 | 1.1787 | 1.3037 | 1.3013 | 1.2987 | 1.3093 | 1.3179 | 1.3261 | 1.332 | 1.3383 | 1.3476 | 1.3581 | 1.371 | 1.3859 | 1.3972 | 1.4124 | 1.427 | 1.4438 | 1.4587 | 1.4714 | 1.4843 | 1 | 1.0154 | 1.0149 | 1.0334 | 1.0437 | 1.0474 | 1.0691 | 1.0754 | 1.0976 | 1.1171 | 1.1326 | 1.1478 | 1.1647 | 1.1806 | 1.197 | 1.2172 | 1.2388 | 1.2627 | 1.2891 | 1.3103 | 1.3373 | 1.3642 | 1.3956 | 1.426 | 1.4543 | 1.4833 | 1 | 1.0074 | 1.0088 | 1.0263 | 1.0461 | 1.0512 | 1.0586 | 1.0651 | 1.073 | 1.0786 | 1.0943 | 1.1084 | 1.1224 | 1.1347 | 1.1478 | 1.1638 | 1.1809 | 1.1998 | 1.2214 | 1.2384 | 1.2605 | 1.2824 | 1.3078 | 1.331 | 1.3519 | 1.3734 | 1 | 1.0075 | 1.0149 | 1.0224 | 1.0298 | 1.0373 | 1.0381 | 1.0389 | 1.0398 | 1.0406 | 1.0415 | 1.0423 | 1.0431 | 1.044 | 1.0448 | 1.0456 | 1.0465 | 1.0473 | 1.0482 | 1.049 | 1.0498 | 1.0507 | 1.0515 | 1.0524 | 1.0532 | 1.054 | 0 | 0 | 0 | 0 | 0.069639 | 0.37579 | 0.74318 | 1 | 1 | 1 | 1 | 1 | 1 | 1 | 1 | 1 | 1 | 1 | 1 | 1 | 1 | 1 | 1 | 1 | 1 | 1
Land-Based Wind | Herkimer | E | 3 | 45.1 | 2547.7204 | 577.782 | 75.7793 | 26.3% | 1 | 1.0267 | 1.0316 | 1.0472 | 1.0566 | 1.0517 | 1.1787 | 1.3037 | 1.3013 | 1.2987 | 1.3093 | 1.3179 | 1.3261 | 1.332 | 1.3383 | 1.3476 | 1.3581 | 1.371 | 1.3859 | 1.3972 | 1.4124 | 1.427 | 1.4438 | 1.4587 | 1.4714 | 1.4843 | 1 | 1.0154 | 1.0149 | 1.0334 | 1.0437 | 1.0474 | 1.0691 | 1.0754 | 1.0976 | 1.1171 | 1.1326 | 1.1478 | 1.1647 | 1.1806 | 1.197 | 1.2172 | 1.2388 | 1.2627 | 1.2891 | 1.3103 | 1.3373 | 1.3642 | 1.3956 | 1.426 | 1.4543 | 1.4833 | 1 | 1.0074 | 1.0088 | 1.0263 | 1.0461 | 1.0512 | 1.0586 | 1.0651 | 1.073 | 1.0786 | 1.0943 | 1.1084 | 1.1224 | 1.1347 | 1.1478 | 1.1638 | 1.1809 | 1.1998 | 1.2214 | 1.2384 | 1.2605 | 1.2824 | 1.3078 | 1.331 | 1.3519 | 1.3734 | 1 | 1.0075 | 1.0149 | 1.0224 | 1.0298 | 1.0373 | 1.0381 | 1.0389 | 1.0398 | 1.0406 | 1.0415 | 1.0423 | 1.0431 | 1.044 | 1.0448 | 1.0456 | 1.0465 | 1.0473 | 1.0482 | 1.049 | 1.0498 | 1.0507 | 1.0515 | 1.0524 | 1.0532 | 1.054 | 0 | 0 | 0 | 0 | 0 | 0 | 0 | 0 | 1 | 1 | 1 | 1 | 1 | 1 | 1 | 1 | 1 | 1 | 1 | 1 | 1 | 1 | 1 | 1 | 1 | 1
Land-Based Wind | Jefferson | E | 1 | 503.9445 | 2293.7206 | 123.7923 | 68.2243 | 34.09% | 1 | 1.0267 | 1.0316 | 1.0472 | 1.0566 | 1.0517 | 1.1787 | 1.3037 | 1.3013 | 1.2987 | 1.3093 | 1.3179 | 1.3261 | 1.332 | 1.3383 | 1.3476 | 1.3581 | 1.371 | 1.3859 | 1.3972 | 1.4124 | 1.427 | 1.4438 | 1.4587 | 1.4714 | 1.4843 | 1 | 1.0154 | 1.0149 | 1.0334 | 1.0437 | 1.0474 | 1.0691 | 1.0754 | 1.0976 | 1.1171 | 1.1326 | 1.1478 | 1.1647 | 1.1806 | 1.197 | 1.2172 | 1.2388 | 1.2627 | 1.2891 | 1.3103 | 1.3373 | 1.3642 | 1.3956 | 1.426 | 1.4543 | 1.4833 | 1 | 1.0074 | 1.0088 | 1.0263 | 1.0461 | 1.0512 | 1.0586 | 1.0651 | 1.073 | 1.0786 | 1.0943 | 1.1084 | 1.1224 | 1.1347 | 1.1478 | 1.1638 | 1.1809 | 1.1998 | 1.2214 | 1.2384 | 1.2605 | 1.2824 | 1.3078 | 1.331 | 1.3519 | 1.3734 | 1 | 1.0075 | 1.0149 | 1.0224 | 1.0298 | 1.0373 | 1.0381 | 1.0389 | 1.0398 | 1.0406 | 1.0415 | 1.0423 | 1.0431 | 1.044 | 1.0448 | 1.0456 | 1.0465 | 1.0473 | 1.0482 | 1.049 | 1.0498 | 1.0507 | 1.0515 | 1.0524 | 1.0532 | 1.054 | 0 | 0 | 0 | 0 | 0.069639 | 0.37579 | 0.74318 | 1 | 1 | 1 | 1 | 1 | 1 | 1 | 1 | 1 | 1 | 1 | 1 | 1 | 1 | 1 | 1 | 1 | 1 | 1
Land-Based Wind | Jefferson | E | 2 | 226.9598 | 2447.4309 | 158.4361 | 72.7963 | 29% | 1 | 1.0267 | 1.0316 | 1.0472 | 1.0566 | 1.0517 | 1.1787 | 1.3037 | 1.3013 | 1.2987 | 1.3093 | 1.3179 | 1.3261 | 1.332 | 1.3383 | 1.3476 | 1.3581 | 1.371 | 1.3859 | 1.3972 | 1.4124 | 1.427 | 1.4438 | 1.4587 | 1.4714 | 1.4843 | 1 | 1.0154 | 1.0149 | 1.0334 | 1.0437 | 1.0474 | 1.0691 | 1.0754 | 1.0976 | 1.1171 | 1.1326 | 1.1478 | 1.1647 | 1.1806 | 1.197 | 1.2172 | 1.2388 | 1.2627 | 1.2891 | 1.3103 | 1.3373 | 1.3642 | 1.3956 | 1.426 | 1.4543 | 1.4833 | 1 | 1.0074 | 1.0088 | 1.0263 | 1.0461 | 1.0512 | 1.0586 | 1.0651 | 1.073 | 1.0786 | 1.0943 | 1.1084 | 1.1224 | 1.1347 | 1.1478 | 1.1638 | 1.1809 | 1.1998 | 1.2214 | 1.2384 | 1.2605 | 1.2824 | 1.3078 | 1.331 | 1.3519 | 1.3734 | 1 | 1.0075 | 1.0149 | 1.0224 | 1.0298 | 1.0373 | 1.0381 | 1.0389 | 1.0398 | 1.0406 | 1.0415 | 1.0423 | 1.0431 | 1.044 | 1.0448 | 1.0456 | 1.0465 | 1.0473 | 1.0482 | 1.049 | 1.0498 | 1.0507 | 1.0515 | 1.0524 | 1.0532 | 1.054 | 0 | 0 | 0 | 0 | 0 | 0 | 0 | 0.66749 | 1 | 1 | 1 | 1 | 1 | 1 | 1 | 1 | 1 | 1 | 1 | 1 | 1 | 1 | 1 | 1 | 1 | 1
Land-Based Wind | Lewis | E | 1 | 61.0304 | 2477.0026 | 377.1177 | 73.6759 | 36.47% | 1 | 1.0267 | 1.0316 | 1.0472 | 1.0566 | 1.0517 | 1.1787 | 1.3037 | 1.3013 | 1.2987 | 1.3093 | 1.3179 | 1.3261 | 1.332 | 1.3383 | 1.3476 | 1.3581 | 1.371 | 1.3859 | 1.3972 | 1.4124 | 1.427 | 1.4438 | 1.4587 | 1.4714 | 1.4843 | 1 | 1.0154 | 1.0149 | 1.0334 | 1.0437 | 1.0474 | 1.0691 | 1.0754 | 1.0976 | 1.1171 | 1.1326 | 1.1478 | 1.1647 | 1.1806 | 1.197 | 1.2172 | 1.2388 | 1.2627 | 1.2891 | 1.3103 | 1.3373 | 1.3642 | 1.3956 | 1.426 | 1.4543 | 1.4833 | 1 | 1.0074 | 1.0088 | 1.0263 | 1.0461 | 1.0512 | 1.0586 | 1.0651 | 1.073 | 1.0786 | 1.0943 | 1.1084 | 1.1224 | 1.1347 | 1.1478 | 1.1638 | 1.1809 | 1.1998 | 1.2214 | 1.2384 | 1.2605 | 1.2824 | 1.3078 | 1.331 | 1.3519 | 1.3734 | 1 | 1.0075 | 1.0149 | 1.0224 | 1.0298 | 1.0373 | 1.0381 | 1.0389 | 1.0398 | 1.0406 | 1.0415 | 1.0423 | 1.0431 | 1.044 | 1.0448 | 1.0456 | 1.0465 | 1.0473 | 1.0482 | 1.049 | 1.0498 | 1.0507 | 1.0515 | 1.0524 | 1.0532 | 1.054 | 0 | 0 | 0.18697 | 0.60127 | 1 | 1 | 1 | 1 | 1 | 1 | 1 | 1 | 1 | 1 | 1 | 1 | 1 | 1 | 1 | 1 | 1 | 1 | 1 | 1 | 1 | 1
Land-Based Wind | Lewis | E | 2 | 245.2373 | 2412.9783 | 298.5918 | 71.7715 | 28.06% | 1 | 1.0267 | 1.0316 | 1.0472 | 1.0566 | 1.0517 | 1.1787 | 1.3037 | 1.3013 | 1.2987 | 1.3093 | 1.3179 | 1.3261 | 1.332 | 1.3383 | 1.3476 | 1.3581 | 1.371 | 1.3859 | 1.3972 | 1.4124 | 1.427 | 1.4438 | 1.4587 | 1.4714 | 1.4843 | 1 | 1.0154 | 1.0149 | 1.0334 | 1.0437 | 1.0474 | 1.0691 | 1.0754 | 1.0976 | 1.1171 | 1.1326 | 1.1478 | 1.1647 | 1.1806 | 1.197 | 1.2172 | 1.2388 | 1.2627 | 1.2891 | 1.3103 | 1.3373 | 1.3642 | 1.3956 | 1.426 | 1.4543 | 1.4833 | 1 | 1.0074 | 1.0088 | 1.0263 | 1.0461 | 1.0512 | 1.0586 | 1.0651 | 1.073 | 1.0786 | 1.0943 | 1.1084 | 1.1224 | 1.1347 | 1.1478 | 1.1638 | 1.1809 | 1.1998 | 1.2214 | 1.2384 | 1.2605 | 1.2824 | 1.3078 | 1.331 | 1.3519 | 1.3734 | 1 | 1.0075 | 1.0149 | 1.0224 | 1.0298 | 1.0373 | 1.0381 | 1.0389 | 1.0398 | 1.0406 | 1.0415 | 1.0423 | 1.0431 | 1.044 | 1.0448 | 1.0456 | 1.0465 | 1.0473 | 1.0482 | 1.049 | 1.0498 | 1.0507 | 1.0515 | 1.0524 | 1.0532 | 1.054 | 0 | 0 | 0 | 0 | 0.56667 | 0.56667 | 0.56667 | 0.85591 | 1 | 1 | 1 | 1 | 1 | 1 | 1 | 1 | 1 | 1 | 1 | 1 | 1 | 1 | 1 | 1 | 1 | 1
Land-Based Wind | Livingston | C | 1 | 318.7043 | 2218.9024 | 160.4304 | 66.9242 | 29.38% | 1 | 1.0267 | 1.0316 | 1.0472 | 1.0566 | 1.0517 | 1.1836 | 1.3133 | 1.3109 | 1.3082 | 1.3189 | 1.3276 | 1.3359 | 1.3418 | 1.3482 | 1.3576 | 1.3681 | 1.3811 | 1.3961 | 1.4076 | 1.4228 | 1.4375 | 1.4544 | 1.4694 | 1.4822 | 1.4953 | 1 | 1.0154 | 1.0149 | 1.0334 | 1.0437 | 1.0474 | 1.0691 | 1.0754 | 1.0976 | 1.1171 | 1.1326 | 1.1478 | 1.1647 | 1.1806 | 1.197 | 1.2172 | 1.2388 | 1.2627 | 1.2891 | 1.3103 | 1.3373 | 1.3642 | 1.3956 | 1.426 | 1.4543 | 1.4833 | 1 | 1.0074 | 1.0088 | 1.0263 | 1.0461 | 1.0512 | 1.0586 | 1.0651 | 1.073 | 1.0786 | 1.0943 | 1.1084 | 1.1224 | 1.1347 | 1.1478 | 1.1638 | 1.1809 | 1.1998 | 1.2214 | 1.2384 | 1.2605 | 1.2824 | 1.3078 | 1.331 | 1.3519 | 1.3734 | 1 | 1.0075 | 1.0149 | 1.0224 | 1.0298 | 1.0373 | 1.0381 | 1.0389 | 1.0398 | 1.0406 | 1.0415 | 1.0423 | 1.0431 | 1.044 | 1.0448 | 1.0456 | 1.0465 | 1.0473 | 1.0482 | 1.049 | 1.0498 | 1.0507 | 1.0515 | 1.0524 | 1.0532 | 1.054 | 0 | 0 | 0 | 0 | 0.069639 | 0.37579 | 0.74318 | 1 | 1 | 1 | 1 | 1 | 1 | 1 | 1 | 1 | 1 | 1 | 1 | 1 | 1 | 1 | 1 | 1 | 1 | 1
Land-Based Wind | Livingston | C | 2 | 64.1684 | 2627.1585 | 495.0939 | 78.1421 | 33.37% | 1 | 1.0267 | 1.0316 | 1.0472 | 1.0566 | 1.0517 | 1.1787 | 1.3037 | 1.3013 | 1.2987 | 1.3093 | 1.3179 | 1.3261 | 1.332 | 1.3383 | 1.3476 | 1.3581 | 1.371 | 1.3859 | 1.3972 | 1.4124 | 1.427 | 1.4438 | 1.4587 | 1.4714 | 1.4843 | 1 | 1.0154 | 1.0149 | 1.0334 | 1.0437 | 1.0474 | 1.0691 | 1.0754 | 1.0976 | 1.1171 | 1.1326 | 1.1478 | 1.1647 | 1.1806 | 1.197 | 1.2172 | 1.2388 | 1.2627 | 1.2891 | 1.3103 | 1.3373 | 1.3642 | 1.3956 | 1.426 | 1.4543 | 1.4833 | 1 | 1.0074 | 1.0088 | 1.0263 | 1.0461 | 1.0512 | 1.0586 | 1.0651 | 1.073 | 1.0786 | 1.0943 | 1.1084 | 1.1224 | 1.1347 | 1.1478 | 1.1638 | 1.1809 | 1.1998 | 1.2214 | 1.2384 | 1.2605 | 1.2824 | 1.3078 | 1.331 | 1.3519 | 1.3734 | 1 | 1.0075 | 1.0149 | 1.0224 | 1.0298 | 1.0373 | 1.0381 | 1.0389 | 1.0398 | 1.0406 | 1.0415 | 1.0423 | 1.0431 | 1.044 | 1.0448 | 1.0456 | 1.0465 | 1.0473 | 1.0482 | 1.049 | 1.0498 | 1.0507 | 1.0515 | 1.0524 | 1.0532 | 1.054 | 0 | 0 | 0 | 0 | 0 | 0 | 0 | 0.66749 | 1 | 1 | 1 | 1 | 1 | 1 | 1 | 1 | 1 | 1 | 1 | 1 | 1 | 1 | 1 | 1 | 1 | 1
Land-Based Wind | Madison | E | 1 | 101.8 | 2410.2723 | 182.64 | 73.9865 | 36.29% | 1 | 1.0267 | 1.0316 | 1.0472 | 1.0566 | 1.0517 | 1.1787 | 1.3037 | 1.3013 | 1.2987 | 1.3093 | 1.3179 | 1.3261 | 1.332 | 1.3383 | 1.3476 | 1.3581 | 1.371 | 1.3859 | 1.3972 | 1.4124 | 1.427 | 1.4438 | 1.4587 | 1.4714 | 1.4843 | 1 | 1.0154 | 1.0149 | 1.0334 | 1.0437 | 1.0474 | 1.0691 | 1.0754 | 1.0976 | 1.1171 | 1.1326 | 1.1478 | 1.1647 | 1.1806 | 1.197 | 1.2172 | 1.2388 | 1.2627 | 1.2891 | 1.3103 | 1.3373 | 1.3642 | 1.3956 | 1.426 | 1.4543 | 1.4833 | 1 | 1.0074 | 1.0088 | 1.0263 | 1.0461 | 1.0512 | 1.0586 | 1.0651 | 1.073 | 1.0786 | 1.0943 | 1.1084 | 1.1224 | 1.1347 | 1.1478 | 1.1638 | 1.1809 | 1.1998 | 1.2214 | 1.2384 | 1.2605 | 1.2824 | 1.3078 | 1.331 | 1.3519 | 1.3734 | 1 | 1.0075 | 1.0149 | 1.0224 | 1.0298 | 1.0373 | 1.0381 | 1.0389 | 1.0398 | 1.0406 | 1.0415 | 1.0423 | 1.0431 | 1.044 | 1.0448 | 1.0456 | 1.0465 | 1.0473 | 1.0482 | 1.049 | 1.0498 | 1.0507 | 1.0515 | 1.0524 | 1.0532 | 1.054 | 0 | 0 | 0.18697 | 0.60127 | 1 | 1 | 1 | 1 | 1 | 1 | 1 | 1 | 1 | 1 | 1 | 1 | 1 | 1 | 1 | 1 | 1 | 1 | 1 | 1 | 1 | 1
Land-Based Wind | Montgomery | F | 2 | 46.8519 | 2792.692 | 467.4582 | 83.0657 | 29.92% | 1 | 1.0267 | 1.0316 | 1.0472 | 1.0566 | 1.0517 | 1.1787 | 1.3037 | 1.3013 | 1.2987 | 1.3093 | 1.3179 | 1.3261 | 1.332 | 1.3383 | 1.3476 | 1.3581 | 1.371 | 1.3859 | 1.3972 | 1.4124 | 1.427 | 1.4438 | 1.4587 | 1.4714 | 1.4843 | 1 | 1.0154 | 1.0149 | 1.0334 | 1.0437 | 1.0474 | 1.0691 | 1.0754 | 1.0976 | 1.1171 | 1.1326 | 1.1478 | 1.1647 | 1.1806 | 1.197 | 1.2172 | 1.2388 | 1.2627 | 1.2891 | 1.3103 | 1.3373 | 1.3642 | 1.3956 | 1.426 | 1.4543 | 1.4833 | 1 | 1.0074 | 1.0088 | 1.0263 | 1.0461 | 1.0512 | 1.0586 | 1.0651 | 1.073 | 1.0786 | 1.0943 | 1.1084 | 1.1224 | 1.1347 | 1.1478 | 1.1638 | 1.1809 | 1.1998 | 1.2214 | 1.2384 | 1.2605 | 1.2824 | 1.3078 | 1.331 | 1.3519 | 1.3734 | 1 | 1.0075 | 1.0149 | 1.0224 | 1.0298 | 1.0373 | 1.0381 | 1.0389 | 1.0398 | 1.0406 | 1.0415 | 1.0423 | 1.0431 | 1.044 | 1.0448 | 1.0456 | 1.0465 | 1.0473 | 1.0482 | 1.049 | 1.0498 | 1.0507 | 1.0515 | 1.0524 | 1.0532 | 1.054 | 0 | 0 | 0 | 0 | 0 | 0 | 0 | 0.66749 | 1 | 1 | 1 | 1 | 1 | 1 | 1 | 1 | 1 | 1 | 1 | 1 | 1 | 1 | 1 | 1 | 1 | 1
Land-Based Wind | Montgomery | F | 3 | 45.2692 | 2979.3583 | 425.8346 | 88.6179 | 24.13% | 1 | 1.0267 | 1.0316 | 1.0472 | 1.0566 | 1.0517 | 1.1787 | 1.3037 | 1.3013 | 1.2987 | 1.3093 | 1.3179 | 1.3261 | 1.332 | 1.3383 | 1.3476 | 1.3581 | 1.371 | 1.3859 | 1.3972 | 1.4124 | 1.427 | 1.4438 | 1.4587 | 1.4714 | 1.4843 | 1 | 1.0154 | 1.0149 | 1.0334 | 1.0437 | 1.0474 | 1.0691 | 1.0754 | 1.0976 | 1.1171 | 1.1326 | 1.1478 | 1.1647 | 1.1806 | 1.197 | 1.2172 | 1.2388 | 1.2627 | 1.2891 | 1.3103 | 1.3373 | 1.3642 | 1.3956 | 1.426 | 1.4543 | 1.4833 | 1 | 1.0074 | 1.0088 | 1.0263 | 1.0461 | 1.0512 | 1.0586 | 1.0651 | 1.073 | 1.0786 | 1.0943 | 1.1084 | 1.1224 | 1.1347 | 1.1478 | 1.1638 | 1.1809 | 1.1998 | 1.2214 | 1.2384 | 1.2605 | 1.2824 | 1.3078 | 1.331 | 1.3519 | 1.3734 | 1 | 1.0075 | 1.0149 | 1.0224 | 1.0298 | 1.0373 | 1.0381 | 1.0389 | 1.0398 | 1.0406 | 1.0415 | 1.0423 | 1.0431 | 1.044 | 1.0448 | 1.0456 | 1.0465 | 1.0473 | 1.0482 | 1.049 | 1.0498 | 1.0507 | 1.0515 | 1.0524 | 1.0532 | 1.054 | 0 | 0 | 0 | 0 | 0 | 0 | 0 | 0 | 1 | 1 | 1 | 1 | 1 | 1 | 1 | 1 | 1 | 1 | 1 | 1 | 1 | 1 | 1 | 1 | 1 | 1
Land-Based Wind | Niagara | A | 1 | 625.5428 | 1914.0859 | 109.3415 | 68.2292 | 32% | 1 | 1.0267 | 1.0316 | 1.0472 | 1.0566 | 1.0517 | 1.2475 | 1.4398 | 1.4372 | 1.4343 | 1.446 | 1.4555 | 1.4646 | 1.4711 | 1.4781 | 1.4884 | 1.4999 | 1.5142 | 1.5306 | 1.5432 | 1.5599 | 1.576 | 1.5946 | 1.611 | 1.625 | 1.6393 | 1 | 1.0154 | 1.0149 | 1.0334 | 1.0437 | 1.0474 | 1.0691 | 1.0754 | 1.0976 | 1.1171 | 1.1326 | 1.1478 | 1.1647 | 1.1806 | 1.197 | 1.2172 | 1.2388 | 1.2627 | 1.2891 | 1.3103 | 1.3373 | 1.3642 | 1.3956 | 1.426 | 1.4543 | 1.4833 | 1 | 1.0074 | 1.0088 | 1.0263 | 1.0461 | 1.0512 | 1.0586 | 1.0651 | 1.073 | 1.0786 | 1.0943 | 1.1084 | 1.1224 | 1.1347 | 1.1478 | 1.1638 | 1.1809 | 1.1998 | 1.2214 | 1.2384 | 1.2605 | 1.2824 | 1.3078 | 1.331 | 1.3519 | 1.3734 | 1 | 1.0075 | 1.0149 | 1.0224 | 1.0298 | 1.0373 | 1.0381 | 1.0389 | 1.0398 | 1.0406 | 1.0415 | 1.0423 | 1.0431 | 1.044 | 1.0448 | 1.0456 | 1.0465 | 1.0473 | 1.0482 | 1.049 | 1.0498 | 1.0507 | 1.0515 | 1.0524 | 1.0532 | 1.054 | 0 | 0 | 0 | 0 | 0.069639 | 0.37579 | 0.74318 | 1 | 1 | 1 | 1 | 1 | 1 | 1 | 1 | 1 | 1 | 1 | 1 | 1 | 1 | 1 | 1 | 1 | 1 | 1
Land-Based Wind | Oneida | E | 1 | 122.7 | 2362.3216 | 206.8555 | 73.3202 | 35.93% | 1 | 1.0267 | 1.0316 | 1.0472 | 1.0566 | 1.0517 | 1.1787 | 1.3037 | 1.3013 | 1.2987 | 1.3093 | 1.3179 | 1.3261 | 1.332 | 1.3383 | 1.3476 | 1.3581 | 1.371 | 1.3859 | 1.3972 | 1.4124 | 1.427 | 1.4438 | 1.4587 | 1.4714 | 1.4843 | 1 | 1.0154 | 1.0149 | 1.0334 | 1.0437 | 1.0474 | 1.0691 | 1.0754 | 1.0976 | 1.1171 | 1.1326 | 1.1478 | 1.1647 | 1.1806 | 1.197 | 1.2172 | 1.2388 | 1.2627 | 1.2891 | 1.3103 | 1.3373 | 1.3642 | 1.3956 | 1.426 | 1.4543 | 1.4833 | 1 | 1.0074 | 1.0088 | 1.0263 | 1.0461 | 1.0512 | 1.0586 | 1.0651 | 1.073 | 1.0786 | 1.0943 | 1.1084 | 1.1224 | 1.1347 | 1.1478 | 1.1638 | 1.1809 | 1.1998 | 1.2214 | 1.2384 | 1.2605 | 1.2824 | 1.3078 | 1.331 | 1.3519 | 1.3734 | 1 | 1.0075 | 1.0149 | 1.0224 | 1.0298 | 1.0373 | 1.0381 | 1.0389 | 1.0398 | 1.0406 | 1.0415 | 1.0423 | 1.0431 | 1.044 | 1.0448 | 1.0456 | 1.0465 | 1.0473 | 1.0482 | 1.049 | 1.0498 | 1.0507 | 1.0515 | 1.0524 | 1.0532 | 1.054 | 0 | 0 | 0.1216 | 0.39104 | 0.67471 | 0.78176 | 0.91021 | 1 | 1 | 1 | 1 | 1 | 1 | 1 | 1 | 1 | 1 | 1 | 1 | 1 | 1 | 1 | 1 | 1 | 1 | 1
Land-Based Wind | Onondaga | C | 1 | 411.2595 | 2336.119 | 208.2363 | 71.2091 | 37.12% | 1 | 1.0267 | 1.0316 | 1.0472 | 1.0566 | 1.0517 | 1.1787 | 1.3037 | 1.3013 | 1.2987 | 1.3093 | 1.3179 | 1.3261 | 1.332 | 1.3383 | 1.3476 | 1.3581 | 1.371 | 1.3859 | 1.3972 | 1.4124 | 1.427 | 1.4438 | 1.4587 | 1.4714 | 1.4843 | 1 | 1.0154 | 1.0149 | 1.0334 | 1.0437 | 1.0474 | 1.0691 | 1.0754 | 1.0976 | 1.1171 | 1.1326 | 1.1478 | 1.1647 | 1.1806 | 1.197 | 1.2172 | 1.2388 | 1.2627 | 1.2891 | 1.3103 | 1.3373 | 1.3642 | 1.3956 | 1.426 | 1.4543 | 1.4833 | 1 | 1.0074 | 1.0088 | 1.0263 | 1.0461 | 1.0512 | 1.0586 | 1.0651 | 1.073 | 1.0786 | 1.0943 | 1.1084 | 1.1224 | 1.1347 | 1.1478 | 1.1638 | 1.1809 | 1.1998 | 1.2214 | 1.2384 | 1.2605 | 1.2824 | 1.3078 | 1.331 | 1.3519 | 1.3734 | 1 | 1.0075 | 1.0149 | 1.0224 | 1.0298 | 1.0373 | 1.0381 | 1.0389 | 1.0398 | 1.0406 | 1.0415 | 1.0423 | 1.0431 | 1.044 | 1.0448 | 1.0456 | 1.0465 | 1.0473 | 1.0482 | 1.049 | 1.0498 | 1.0507 | 1.0515 | 1.0524 | 1.0532 | 1.054 | 0 | 0 | 0.07365 | 0.23685 | 0.43612 | 0.62168 | 0.84434 | 1 | 1 | 1 | 1 | 1 | 1 | 1 | 1 | 1 | 1 | 1 | 1 | 1 | 1 | 1 | 1 | 1 | 1 | 1
Land-Based Wind | Onondaga | C | 2 | 63.56 | 2411.4254 | 311.8882 | 78.2133 | 31.19% | 1 | 1.0267 | 1.0316 | 1.0472 | 1.0566 | 1.0517 | 1.21 | 1.3657 | 1.3633 | 1.3605 | 1.3716 | 1.3806 | 1.3892 | 1.3954 | 1.402 | 1.4118 | 1.4228 | 1.4363 | 1.4519 | 1.4638 | 1.4796 | 1.4949 | 1.5125 | 1.5281 | 1.5414 | 1.555 | 1 | 1.0154 | 1.0149 | 1.0334 | 1.0437 | 1.0474 | 1.0691 | 1.0754 | 1.0976 | 1.1171 | 1.1326 | 1.1478 | 1.1647 | 1.1806 | 1.197 | 1.2172 | 1.2388 | 1.2627 | 1.2891 | 1.3103 | 1.3373 | 1.3642 | 1.3956 | 1.426 | 1.4543 | 1.4833 | 1 | 1.0074 | 1.0088 | 1.0263 | 1.0461 | 1.0512 | 1.0586 | 1.0651 | 1.073 | 1.0786 | 1.0943 | 1.1084 | 1.1224 | 1.1347 | 1.1478 | 1.1638 | 1.1809 | 1.1998 | 1.2214 | 1.2384 | 1.2605 | 1.2824 | 1.3078 | 1.331 | 1.3519 | 1.3734 | 1 | 1.0075 | 1.0149 | 1.0224 | 1.0298 | 1.0373 | 1.0381 | 1.0389 | 1.0398 | 1.0406 | 1.0415 | 1.0423 | 1.0431 | 1.044 | 1.0448 | 1.0456 | 1.0465 | 1.0473 | 1.0482 | 1.049 | 1.0498 | 1.0507 | 1.0515 | 1.0524 | 1.0532 | 1.054 | 0 | 0 | 0 | 0 | 0 | 0 | 0 | 0.66749 | 1 | 1 | 1 | 1 | 1 | 1 | 1 | 1 | 1 | 1 | 1 | 1 | 1 | 1 | 1 | 1 | 1 | 1
Land-Based Wind | Onondaga | C | 3 | 17.8763 | 2764.0677 | 377.6944 | 82.2143 | 21.06% | 1 | 1.0267 | 1.0316 | 1.0472 | 1.0566 | 1.0517 | 1.1787 | 1.3037 | 1.3013 | 1.2987 | 1.3093 | 1.3179 | 1.3261 | 1.332 | 1.3383 | 1.3476 | 1.3581 | 1.371 | 1.3859 | 1.3972 | 1.4124 | 1.427 | 1.4438 | 1.4587 | 1.4714 | 1.4843 | 1 | 1.0154 | 1.0149 | 1.0334 | 1.0437 | 1.0474 | 1.0691 | 1.0754 | 1.0976 | 1.1171 | 1.1326 | 1.1478 | 1.1647 | 1.1806 | 1.197 | 1.2172 | 1.2388 | 1.2627 | 1.2891 | 1.3103 | 1.3373 | 1.3642 | 1.3956 | 1.426 | 1.4543 | 1.4833 | 1 | 1.0074 | 1.0088 | 1.0263 | 1.0461 | 1.0512 | 1.0586 | 1.0651 | 1.073 | 1.0786 | 1.0943 | 1.1084 | 1.1224 | 1.1347 | 1.1478 | 1.1638 | 1.1809 | 1.1998 | 1.2214 | 1.2384 | 1.2605 | 1.2824 | 1.3078 | 1.331 | 1.3519 | 1.3734 | 1 | 1.0075 | 1.0149 | 1.0224 | 1.0298 | 1.0373 | 1.0381 | 1.0389 | 1.0398 | 1.0406 | 1.0415 | 1.0423 | 1.0431 | 1.044 | 1.0448 | 1.0456 | 1.0465 | 1.0473 | 1.0482 | 1.049 | 1.0498 | 1.0507 | 1.0515 | 1.0524 | 1.0532 | 1.054 | 0 | 0 | 0 | 0 | 0 | 0 | 0 | 0 | 1 | 1 | 1 | 1 | 1 | 1 | 1 | 1 | 1 | 1 | 1 | 1 | 1 | 1 | 1 | 1 | 1 | 1
Land-Based Wind | Ontario | B | 1 | 96.1574 | 2513.9725 | 185.9121 | 74.7755 | 32.09% | 1 | 1.0267 | 1.0316 | 1.0472 | 1.0566 | 1.0517 | 1.1787 | 1.3037 | 1.3013 | 1.2987 | 1.3093 | 1.3179 | 1.3261 | 1.332 | 1.3383 | 1.3476 | 1.3581 | 1.371 | 1.3859 | 1.3972 | 1.4124 | 1.427 | 1.4438 | 1.4587 | 1.4714 | 1.4843 | 1 | 1.0154 | 1.0149 | 1.0334 | 1.0437 | 1.0474 | 1.0691 | 1.0754 | 1.0976 | 1.1171 | 1.1326 | 1.1478 | 1.1647 | 1.1806 | 1.197 | 1.2172 | 1.2388 | 1.2627 | 1.2891 | 1.3103 | 1.3373 | 1.3642 | 1.3956 | 1.426 | 1.4543 | 1.4833 | 1 | 1.0074 | 1.0088 | 1.0263 | 1.0461 | 1.0512 | 1.0586 | 1.0651 | 1.073 | 1.0786 | 1.0943 | 1.1084 | 1.1224 | 1.1347 | 1.1478 | 1.1638 | 1.1809 | 1.1998 | 1.2214 | 1.2384 | 1.2605 | 1.2824 | 1.3078 | 1.331 | 1.3519 | 1.3734 | 1 | 1.0075 | 1.0149 | 1.0224 | 1.0298 | 1.0373 | 1.0381 | 1.0389 | 1.0398 | 1.0406 | 1.0415 | 1.0423 | 1.0431 | 1.044 | 1.0448 | 1.0456 | 1.0465 | 1.0473 | 1.0482 | 1.049 | 1.0498 | 1.0507 | 1.0515 | 1.0524 | 1.0532 | 1.054 | 0 | 0 | 0 | 0 | 0.069639 | 0.37579 | 0.74318 | 1 | 1 | 1 | 1 | 1 | 1 | 1 | 1 | 1 | 1 | 1 | 1 | 1 | 1 | 1 | 1 | 1 | 1 | 1
Land-Based Wind | Ontario | B | 2 | 43.45 | 2777.8438 | 1135.0564 | 80.8445 | 40.63% | 1 | 1.0267 | 1.0316 | 1.0472 | 1.0566 | 1.0517 | 1.1787 | 1.3037 | 1.3013 | 1.2987 | 1.3093 | 1.3179 | 1.3261 | 1.332 | 1.3383 | 1.3476 | 1.3581 | 1.371 | 1.3859 | 1.3972 | 1.4124 | 1.427 | 1.4438 | 1.4587 | 1.4714 | 1.4843 | 1 | 1.0154 | 1.0149 | 1.0334 | 1.0437 | 1.0474 | 1.0691 | 1.0754 | 1.0976 | 1.1171 | 1.1326 | 1.1478 | 1.1647 | 1.1806 | 1.197 | 1.2172 | 1.2388 | 1.2627 | 1.2891 | 1.3103 | 1.3373 | 1.3642 | 1.3956 | 1.426 | 1.4543 | 1.4833 | 1 | 1.0074 | 1.0088 | 1.0263 | 1.0461 | 1.0512 | 1.0586 | 1.0651 | 1.073 | 1.0786 | 1.0943 | 1.1084 | 1.1224 | 1.1347 | 1.1478 | 1.1638 | 1.1809 | 1.1998 | 1.2214 | 1.2384 | 1.2605 | 1.2824 | 1.3078 | 1.331 | 1.3519 | 1.3734 | 1 | 1.0075 | 1.0149 | 1.0224 | 1.0298 | 1.0373 | 1.0381 | 1.0389 | 1.0398 | 1.0406 | 1.0415 | 1.0423 | 1.0431 | 1.044 | 1.0448 | 1.0456 | 1.0465 | 1.0473 | 1.0482 | 1.049 | 1.0498 | 1.0507 | 1.0515 | 1.0524 | 1.0532 | 1.054 | 0 | 0 | 0 | 0 | 0 | 0 | 0 | 0.66749 | 1 | 1 | 1 | 1 | 1 | 1 | 1 | 1 | 1 | 1 | 1 | 1 | 1 | 1 | 1 | 1 | 1 | 1
Land-Based Wind | Orleans | A | 1 | 223.7907 | 2306.1556 | 125.7387 | 68.6106 | 33.1% | 1 | 1.0267 | 1.0316 | 1.0472 | 1.0566 | 1.0517 | 1.1788 | 1.3038 | 1.3015 | 1.2988 | 1.3094 | 1.318 | 1.3262 | 1.3322 | 1.3385 | 1.3478 | 1.3583 | 1.3712 | 1.3861 | 1.3974 | 1.4126 | 1.4272 | 1.444 | 1.4588 | 1.4716 | 1.4845 | 1 | 1.0154 | 1.0149 | 1.0334 | 1.0437 | 1.0474 | 1.0691 | 1.0754 | 1.0976 | 1.1171 | 1.1326 | 1.1478 | 1.1647 | 1.1806 | 1.197 | 1.2172 | 1.2388 | 1.2627 | 1.2891 | 1.3103 | 1.3373 | 1.3642 | 1.3956 | 1.426 | 1.4543 | 1.4833 | 1 | 1.0074 | 1.0088 | 1.0263 | 1.0461 | 1.0512 | 1.0586 | 1.0651 | 1.073 | 1.0786 | 1.0943 | 1.1084 | 1.1224 | 1.1347 | 1.1478 | 1.1638 | 1.1809 | 1.1998 | 1.2214 | 1.2384 | 1.2605 | 1.2824 | 1.3078 | 1.331 | 1.3519 | 1.3734 | 1 | 1.0075 | 1.0149 | 1.0224 | 1.0298 | 1.0373 | 1.0381 | 1.0389 | 1.0398 | 1.0406 | 1.0415 | 1.0423 | 1.0431 | 1.044 | 1.0448 | 1.0456 | 1.0465 | 1.0473 | 1.0482 | 1.049 | 1.0498 | 1.0507 | 1.0515 | 1.0524 | 1.0532 | 1.054 | 0 | 0 | 0 | 0 | 0.069639 | 0.37579 | 0.74318 | 1 | 1 | 1 | 1 | 1 | 1 | 1 | 1 | 1 | 1 | 1 | 1 | 1 | 1 | 1 | 1 | 1 | 1 | 1
Land-Based Wind | Orleans | A | 2 | 33.6112 | 2180.3826 | 924.8078 | 77.8239 | 33.75% | 1 | 1.0267 | 1.0316 | 1.0472 | 1.0566 | 1.0517 | 1.248 | 1.4409 | 1.4383 | 1.4354 | 1.4471 | 1.4566 | 1.4657 | 1.4722 | 1.4792 | 1.4895 | 1.5011 | 1.5153 | 1.5318 | 1.5443 | 1.5611 | 1.5772 | 1.5958 | 1.6122 | 1.6263 | 1.6406 | 1 | 1.0154 | 1.0149 | 1.0334 | 1.0437 | 1.0474 | 1.0691 | 1.0754 | 1.0976 | 1.1171 | 1.1326 | 1.1478 | 1.1647 | 1.1806 | 1.197 | 1.2172 | 1.2388 | 1.2627 | 1.2891 | 1.3103 | 1.3373 | 1.3642 | 1.3956 | 1.426 | 1.4543 | 1.4833 | 1 | 1.0074 | 1.0088 | 1.0263 | 1.0461 | 1.0512 | 1.0586 | 1.0651 | 1.073 | 1.0786 | 1.0943 | 1.1084 | 1.1224 | 1.1347 | 1.1478 | 1.1638 | 1.1809 | 1.1998 | 1.2214 | 1.2384 | 1.2605 | 1.2824 | 1.3078 | 1.331 | 1.3519 | 1.3734 | 1 | 1.0075 | 1.0149 | 1.0224 | 1.0298 | 1.0373 | 1.0381 | 1.0389 | 1.0398 | 1.0406 | 1.0415 | 1.0423 | 1.0431 | 1.044 | 1.0448 | 1.0456 | 1.0465 | 1.0473 | 1.0482 | 1.049 | 1.0498 | 1.0507 | 1.0515 | 1.0524 | 1.0532 | 1.054 | 0 | 0 | 0 | 0 | 0 | 0 | 0 | 0.66749 | 1 | 1 | 1 | 1 | 1 | 1 | 1 | 1 | 1 | 1 | 1 | 1 | 1 | 1 | 1 | 1 | 1 | 1
Land-Based Wind | Oswego | C | 1 | 143.9435 | 2429.0922 | 79.9861 | 72.2508 | 30.25% | 1 | 1.0267 | 1.0316 | 1.0472 | 1.0566 | 1.0517 | 1.1787 | 1.3037 | 1.3013 | 1.2987 | 1.3093 | 1.3179 | 1.3261 | 1.332 | 1.3383 | 1.3476 | 1.3581 | 1.371 | 1.3859 | 1.3972 | 1.4124 | 1.427 | 1.4438 | 1.4587 | 1.4714 | 1.4843 | 1 | 1.0154 | 1.0149 | 1.0334 | 1.0437 | 1.0474 | 1.0691 | 1.0754 | 1.0976 | 1.1171 | 1.1326 | 1.1478 | 1.1647 | 1.1806 | 1.197 | 1.2172 | 1.2388 | 1.2627 | 1.2891 | 1.3103 | 1.3373 | 1.3642 | 1.3956 | 1.426 | 1.4543 | 1.4833 | 1 | 1.0074 | 1.0088 | 1.0263 | 1.0461 | 1.0512 | 1.0586 | 1.0651 | 1.073 | 1.0786 | 1.0943 | 1.1084 | 1.1224 | 1.1347 | 1.1478 | 1.1638 | 1.1809 | 1.1998 | 1.2214 | 1.2384 | 1.2605 | 1.2824 | 1.3078 | 1.331 | 1.3519 | 1.3734 | 1 | 1.0075 | 1.0149 | 1.0224 | 1.0298 | 1.0373 | 1.0381 | 1.0389 | 1.0398 | 1.0406 | 1.0415 | 1.0423 | 1.0431 | 1.044 | 1.0448 | 1.0456 | 1.0465 | 1.0473 | 1.0482 | 1.049 | 1.0498 | 1.0507 | 1.0515 | 1.0524 | 1.0532 | 1.054 | 0 | 0 | 0 | 0 | 0.069639 | 0.37579 | 0.74318 | 1 | 1 | 1 | 1 | 1 | 1 | 1 | 1 | 1 | 1 | 1 | 1 | 1 | 1 | 1 | 1 | 1 | 1 | 1
Land-Based Wind | Otsego | F | 1 | 101.3778 | 2873.7103 | 325.3529 | 85.4755 | 38.19% | 1 | 1.0267 | 1.0316 | 1.0472 | 1.0566 | 1.0517 | 1.1787 | 1.3037 | 1.3013 | 1.2987 | 1.3093 | 1.3179 | 1.3261 | 1.332 | 1.3383 | 1.3476 | 1.3581 | 1.371 | 1.3859 | 1.3972 | 1.4124 | 1.427 | 1.4438 | 1.4587 | 1.4714 | 1.4843 | 1 | 1.0154 | 1.0149 | 1.0334 | 1.0437 | 1.0474 | 1.0691 | 1.0754 | 1.0976 | 1.1171 | 1.1326 | 1.1478 | 1.1647 | 1.1806 | 1.197 | 1.2172 | 1.2388 | 1.2627 | 1.2891 | 1.3103 | 1.3373 | 1.3642 | 1.3956 | 1.426 | 1.4543 | 1.4833 | 1 | 1.0074 | 1.0088 | 1.0263 | 1.0461 | 1.0512 | 1.0586 | 1.0651 | 1.073 | 1.0786 | 1.0943 | 1.1084 | 1.1224 | 1.1347 | 1.1478 | 1.1638 | 1.1809 | 1.1998 | 1.2214 | 1.2384 | 1.2605 | 1.2824 | 1.3078 | 1.331 | 1.3519 | 1.3734 | 1 | 1.0075 | 1.0149 | 1.0224 | 1.0298 | 1.0373 | 1.0381 | 1.0389 | 1.0398 | 1.0406 | 1.0415 | 1.0423 | 1.0431 | 1.044 | 1.0448 | 1.0456 | 1.0465 | 1.0473 | 1.0482 | 1.049 | 1.0498 | 1.0507 | 1.0515 | 1.0524 | 1.0532 | 1.054 | 0 | 0 | 0 | 0 | 0.069639 | 0.37579 | 0.74318 | 1 | 1 | 1 | 1 | 1 | 1 | 1 | 1 | 1 | 1 | 1 | 1 | 1 | 1 | 1 | 1 | 1 | 1 | 1
Land-Based Wind | Otsego | F | 2 | 128.15 | 2862.2227 | 412.1797 | 83.7478 | 34.06% | 1 | 1.0267 | 1.0316 | 1.0472 | 1.0566 | 1.0517 | 1.1787 | 1.3037 | 1.3013 | 1.2987 | 1.3093 | 1.3179 | 1.3261 | 1.332 | 1.3383 | 1.3476 | 1.3581 | 1.371 | 1.3859 | 1.3972 | 1.4124 | 1.427 | 1.4438 | 1.4587 | 1.4714 | 1.4843 | 1 | 1.0154 | 1.0149 | 1.0334 | 1.0437 | 1.0474 | 1.0691 | 1.0754 | 1.0976 | 1.1171 | 1.1326 | 1.1478 | 1.1647 | 1.1806 | 1.197 | 1.2172 | 1.2388 | 1.2627 | 1.2891 | 1.3103 | 1.3373 | 1.3642 | 1.3956 | 1.426 | 1.4543 | 1.4833 | 1 | 1.0074 | 1.0088 | 1.0263 | 1.0461 | 1.0512 | 1.0586 | 1.0651 | 1.073 | 1.0786 | 1.0943 | 1.1084 | 1.1224 | 1.1347 | 1.1478 | 1.1638 | 1.1809 | 1.1998 | 1.2214 | 1.2384 | 1.2605 | 1.2824 | 1.3078 | 1.331 | 1.3519 | 1.3734 | 1 | 1.0075 | 1.0149 | 1.0224 | 1.0298 | 1.0373 | 1.0381 | 1.0389 | 1.0398 | 1.0406 | 1.0415 | 1.0423 | 1.0431 | 1.044 | 1.0448 | 1.0456 | 1.0465 | 1.0473 | 1.0482 | 1.049 | 1.0498 | 1.0507 | 1.0515 | 1.0524 | 1.0532 | 1.054 | 0 | 0 | 0 | 0 | 0 | 0 | 0 | 0.66749 | 1 | 1 | 1 | 1 | 1 | 1 | 1 | 1 | 1 | 1 | 1 | 1 | 1 | 1 | 1 | 1 | 1 | 1
Land-Based Wind | Rensselaer | F | 1 | 66.0179 | 2704.5015 | 343.6447 | 80.4426 | 36.57% | 1 | 1.0267 | 1.0316 | 1.0472 | 1.0566 | 1.0517 | 1.1787 | 1.3037 | 1.3013 | 1.2987 | 1.3093 | 1.3179 | 1.3261 | 1.332 | 1.3383 | 1.3476 | 1.3581 | 1.371 | 1.3859 | 1.3972 | 1.4124 | 1.427 | 1.4438 | 1.4587 | 1.4714 | 1.4843 | 1 | 1.0154 | 1.0149 | 1.0334 | 1.0437 | 1.0474 | 1.0691 | 1.0754 | 1.0976 | 1.1171 | 1.1326 | 1.1478 | 1.1647 | 1.1806 | 1.197 | 1.2172 | 1.2388 | 1.2627 | 1.2891 | 1.3103 | 1.3373 | 1.3642 | 1.3956 | 1.426 | 1.4543 | 1.4833 | 1 | 1.0074 | 1.0088 | 1.0263 | 1.0461 | 1.0512 | 1.0586 | 1.0651 | 1.073 | 1.0786 | 1.0943 | 1.1084 | 1.1224 | 1.1347 | 1.1478 | 1.1638 | 1.1809 | 1.1998 | 1.2214 | 1.2384 | 1.2605 | 1.2824 | 1.3078 | 1.331 | 1.3519 | 1.3734 | 1 | 1.0075 | 1.0149 | 1.0224 | 1.0298 | 1.0373 | 1.0381 | 1.0389 | 1.0398 | 1.0406 | 1.0415 | 1.0423 | 1.0431 | 1.044 | 1.0448 | 1.0456 | 1.0465 | 1.0473 | 1.0482 | 1.049 | 1.0498 | 1.0507 | 1.0515 | 1.0524 | 1.0532 | 1.054 | 0 | 0 | 0 | 0 | 0.069639 | 0.37579 | 0.74318 | 1 | 1 | 1 | 1 | 1 | 1 | 1 | 1 | 1 | 1 | 1 | 1 | 1 | 1 | 1 | 1 | 1 | 1 | 1
Land-Based Wind | Rensselaer | F | 2 | 36.85 | 2854.4465 | 377.0881 | 84.9025 | 35.16% | 1 | 1.0267 | 1.0316 | 1.0472 | 1.0566 | 1.0517 | 1.1787 | 1.3037 | 1.3013 | 1.2987 | 1.3093 | 1.3179 | 1.3261 | 1.332 | 1.3383 | 1.3476 | 1.3581 | 1.371 | 1.3859 | 1.3972 | 1.4124 | 1.427 | 1.4438 | 1.4587 | 1.4714 | 1.4843 | 1 | 1.0154 | 1.0149 | 1.0334 | 1.0437 | 1.0474 | 1.0691 | 1.0754 | 1.0976 | 1.1171 | 1.1326 | 1.1478 | 1.1647 | 1.1806 | 1.197 | 1.2172 | 1.2388 | 1.2627 | 1.2891 | 1.3103 | 1.3373 | 1.3642 | 1.3956 | 1.426 | 1.4543 | 1.4833 | 1 | 1.0074 | 1.0088 | 1.0263 | 1.0461 | 1.0512 | 1.0586 | 1.0651 | 1.073 | 1.0786 | 1.0943 | 1.1084 | 1.1224 | 1.1347 | 1.1478 | 1.1638 | 1.1809 | 1.1998 | 1.2214 | 1.2384 | 1.2605 | 1.2824 | 1.3078 | 1.331 | 1.3519 | 1.3734 | 1 | 1.0075 | 1.0149 | 1.0224 | 1.0298 | 1.0373 | 1.0381 | 1.0389 | 1.0398 | 1.0406 | 1.0415 | 1.0423 | 1.0431 | 1.044 | 1.0448 | 1.0456 | 1.0465 | 1.0473 | 1.0482 | 1.049 | 1.0498 | 1.0507 | 1.0515 | 1.0524 | 1.0532 | 1.054 | 0 | 0 | 0 | 0 | 0 | 0 | 0 | 0.66749 | 1 | 1 | 1 | 1 | 1 | 1 | 1 | 1 | 1 | 1 | 1 | 1 | 1 | 1 | 1 | 1 | 1 | 1
Land-Based Wind | Rensselaer | F | 3 | 25.8045 | 2946.0761 | 619.8079 | 87.628 | 28.51% | 1 | 1.0267 | 1.0316 | 1.0472 | 1.0566 | 1.0517 | 1.1787 | 1.3037 | 1.3013 | 1.2987 | 1.3093 | 1.3179 | 1.3261 | 1.332 | 1.3383 | 1.3476 | 1.3581 | 1.371 | 1.3859 | 1.3972 | 1.4124 | 1.427 | 1.4438 | 1.4587 | 1.4714 | 1.4843 | 1 | 1.0154 | 1.0149 | 1.0334 | 1.0437 | 1.0474 | 1.0691 | 1.0754 | 1.0976 | 1.1171 | 1.1326 | 1.1478 | 1.1647 | 1.1806 | 1.197 | 1.2172 | 1.2388 | 1.2627 | 1.2891 | 1.3103 | 1.3373 | 1.3642 | 1.3956 | 1.426 | 1.4543 | 1.4833 | 1 | 1.0074 | 1.0088 | 1.0263 | 1.0461 | 1.0512 | 1.0586 | 1.0651 | 1.073 | 1.0786 | 1.0943 | 1.1084 | 1.1224 | 1.1347 | 1.1478 | 1.1638 | 1.1809 | 1.1998 | 1.2214 | 1.2384 | 1.2605 | 1.2824 | 1.3078 | 1.331 | 1.3519 | 1.3734 | 1 | 1.0075 | 1.0149 | 1.0224 | 1.0298 | 1.0373 | 1.0381 | 1.0389 | 1.0398 | 1.0406 | 1.0415 | 1.0423 | 1.0431 | 1.044 | 1.0448 | 1.0456 | 1.0465 | 1.0473 | 1.0482 | 1.049 | 1.0498 | 1.0507 | 1.0515 | 1.0524 | 1.0532 | 1.054 | 0 | 0 | 0 | 0 | 0 | 0 | 0 | 0 | 1 | 1 | 1 | 1 | 1 | 1 | 1 | 1 | 1 | 1 | 1 | 1 | 1 | 1 | 1 | 1 | 1 | 1
Land-Based Wind | Saratoga | F | 3 | 60.5588 | 2901.9859 | 393.9346 | 86.3166 | 22.28% | 1 | 1.0267 | 1.0316 | 1.0472 | 1.0566 | 1.0517 | 1.1787 | 1.3037 | 1.3013 | 1.2987 | 1.3093 | 1.3179 | 1.3261 | 1.332 | 1.3383 | 1.3476 | 1.3581 | 1.371 | 1.3859 | 1.3972 | 1.4124 | 1.427 | 1.4438 | 1.4587 | 1.4714 | 1.4843 | 1 | 1.0154 | 1.0149 | 1.0334 | 1.0437 | 1.0474 | 1.0691 | 1.0754 | 1.0976 | 1.1171 | 1.1326 | 1.1478 | 1.1647 | 1.1806 | 1.197 | 1.2172 | 1.2388 | 1.2627 | 1.2891 | 1.3103 | 1.3373 | 1.3642 | 1.3956 | 1.426 | 1.4543 | 1.4833 | 1 | 1.0074 | 1.0088 | 1.0263 | 1.0461 | 1.0512 | 1.0586 | 1.0651 | 1.073 | 1.0786 | 1.0943 | 1.1084 | 1.1224 | 1.1347 | 1.1478 | 1.1638 | 1.1809 | 1.1998 | 1.2214 | 1.2384 | 1.2605 | 1.2824 | 1.3078 | 1.331 | 1.3519 | 1.3734 | 1 | 1.0075 | 1.0149 | 1.0224 | 1.0298 | 1.0373 | 1.0381 | 1.0389 | 1.0398 | 1.0406 | 1.0415 | 1.0423 | 1.0431 | 1.044 | 1.0448 | 1.0456 | 1.0465 | 1.0473 | 1.0482 | 1.049 | 1.0498 | 1.0507 | 1.0515 | 1.0524 | 1.0532 | 1.054 | 0 | 0 | 0 | 0 | 0 | 0 | 0 | 0 | 1 | 1 | 1 | 1 | 1 | 1 | 1 | 1 | 1 | 1 | 1 | 1 | 1 | 1 | 1 | 1 | 1 | 1
Land-Based Wind | Schoharie | E | 1 | 134.75 | 2569.1476 | 257.0708 | 75.4975 | 36.58% | 1 | 1.0267 | 1.0316 | 1.0472 | 1.0566 | 1.0517 | 1.1787 | 1.3037 | 1.3013 | 1.2987 | 1.3093 | 1.3179 | 1.3261 | 1.332 | 1.3383 | 1.3476 | 1.3581 | 1.371 | 1.3859 | 1.3972 | 1.4124 | 1.427 | 1.4438 | 1.4587 | 1.4714 | 1.4843 | 1 | 1.0154 | 1.0149 | 1.0334 | 1.0437 | 1.0474 | 1.0691 | 1.0754 | 1.0976 | 1.1171 | 1.1326 | 1.1478 | 1.1647 | 1.1806 | 1.197 | 1.2172 | 1.2388 | 1.2627 | 1.2891 | 1.3103 | 1.3373 | 1.3642 | 1.3956 | 1.426 | 1.4543 | 1.4833 | 1 | 1.0074 | 1.0088 | 1.0263 | 1.0461 | 1.0512 | 1.0586 | 1.0651 | 1.073 | 1.0786 | 1.0943 | 1.1084 | 1.1224 | 1.1347 | 1.1478 | 1.1638 | 1.1809 | 1.1998 | 1.2214 | 1.2384 | 1.2605 | 1.2824 | 1.3078 | 1.331 | 1.3519 | 1.3734 | 1 | 1.0075 | 1.0149 | 1.0224 | 1.0298 | 1.0373 | 1.0381 | 1.0389 | 1.0398 | 1.0406 | 1.0415 | 1.0423 | 1.0431 | 1.044 | 1.0448 | 1.0456 | 1.0465 | 1.0473 | 1.0482 | 1.049 | 1.0498 | 1.0507 | 1.0515 | 1.0524 | 1.0532 | 1.054 | 0 | 0 | 0 | 0 | 0.069639 | 0.37579 | 0.74318 | 1 | 1 | 1 | 1 | 1 | 1 | 1 | 1 | 1 | 1 | 1 | 1 | 1 | 1 | 1 | 1 | 1 | 1 | 1
Land-Based Wind | Schuyler | C | 1 | 100 | 1464.5846 | 245.8007 | 52.2751 | 22.04% | 1 | 1.0267 | 1.0316 | 1.0472 | 1.0566 | 1.0517 | 1.248 | 1.4409 | 1.4383 | 1.4354 | 1.4471 | 1.4566 | 1.4657 | 1.4722 | 1.4792 | 1.4895 | 1.5011 | 1.5153 | 1.5318 | 1.5443 | 1.5611 | 1.5772 | 1.5958 | 1.6122 | 1.6263 | 1.6406 | 1 | 1.0154 | 1.0149 | 1.0334 | 1.0437 | 1.0474 | 1.0691 | 1.0754 | 1.0976 | 1.1171 | 1.1326 | 1.1478 | 1.1647 | 1.1806 | 1.197 | 1.2172 | 1.2388 | 1.2627 | 1.2891 | 1.3103 | 1.3373 | 1.3642 | 1.3956 | 1.426 | 1.4543 | 1.4833 | 1 | 1.0074 | 1.0088 | 1.0263 | 1.0461 | 1.0512 | 1.0586 | 1.0651 | 1.073 | 1.0786 | 1.0943 | 1.1084 | 1.1224 | 1.1347 | 1.1478 | 1.1638 | 1.1809 | 1.1998 | 1.2214 | 1.2384 | 1.2605 | 1.2824 | 1.3078 | 1.331 | 1.3519 | 1.3734 | 1 | 1.0075 | 1.0149 | 1.0224 | 1.0298 | 1.0373 | 1.0381 | 1.0389 | 1.0398 | 1.0406 | 1.0415 | 1.0423 | 1.0431 | 1.044 | 1.0448 | 1.0456 | 1.0465 | 1.0473 | 1.0482 | 1.049 | 1.0498 | 1.0507 | 1.0515 | 1.0524 | 1.0532 | 1.054 | 0 | 0 | 0.18697 | 0.60127 | 1 | 1 | 1 | 1 | 1 | 1 | 1 | 1 | 1 | 1 | 1 | 1 | 1 | 1 | 1 | 1 | 1 | 1 | 1 | 1 | 1 | 1
Land-Based Wind | Seneca | C | 1 | 214.2622 | 1948.3708 | 141.5257 | 69.5427 | 29.51% | 1 | 1.0267 | 1.0316 | 1.0472 | 1.0566 | 1.0517 | 1.248 | 1.4409 | 1.4383 | 1.4354 | 1.4471 | 1.4566 | 1.4657 | 1.4722 | 1.4792 | 1.4895 | 1.5011 | 1.5153 | 1.5318 | 1.5443 | 1.5611 | 1.5772 | 1.5958 | 1.6122 | 1.6263 | 1.6406 | 1 | 1.0154 | 1.0149 | 1.0334 | 1.0437 | 1.0474 | 1.0691 | 1.0754 | 1.0976 | 1.1171 | 1.1326 | 1.1478 | 1.1647 | 1.1806 | 1.197 | 1.2172 | 1.2388 | 1.2627 | 1.2891 | 1.3103 | 1.3373 | 1.3642 | 1.3956 | 1.426 | 1.4543 | 1.4833 | 1 | 1.0074 | 1.0088 | 1.0263 | 1.0461 | 1.0512 | 1.0586 | 1.0651 | 1.073 | 1.0786 | 1.0943 | 1.1084 | 1.1224 | 1.1347 | 1.1478 | 1.1638 | 1.1809 | 1.1998 | 1.2214 | 1.2384 | 1.2605 | 1.2824 | 1.3078 | 1.331 | 1.3519 | 1.3734 | 1 | 1.0075 | 1.0149 | 1.0224 | 1.0298 | 1.0373 | 1.0381 | 1.0389 | 1.0398 | 1.0406 | 1.0415 | 1.0423 | 1.0431 | 1.044 | 1.0448 | 1.0456 | 1.0465 | 1.0473 | 1.0482 | 1.049 | 1.0498 | 1.0507 | 1.0515 | 1.0524 | 1.0532 | 1.054 | 0 | 0 | 0 | 0 | 0.069639 | 0.37579 | 0.74318 | 1 | 1 | 1 | 1 | 1 | 1 | 1 | 1 | 1 | 1 | 1 | 1 | 1 | 1 | 1 | 1 | 1 | 1 | 1
Land-Based Wind | St. Lawrence | E | 1 | 687.5093 | 2306.1937 | 98.5269 | 68.5953 | 29.62% | 1 | 1.0267 | 1.0316 | 1.0472 | 1.0566 | 1.0517 | 1.1787 | 1.3037 | 1.3013 | 1.2987 | 1.3093 | 1.3179 | 1.3261 | 1.332 | 1.3383 | 1.3476 | 1.3581 | 1.371 | 1.3859 | 1.3972 | 1.4124 | 1.427 | 1.4438 | 1.4587 | 1.4714 | 1.4843 | 1 | 1.0154 | 1.0149 | 1.0334 | 1.0437 | 1.0474 | 1.0691 | 1.0754 | 1.0976 | 1.1171 | 1.1326 | 1.1478 | 1.1647 | 1.1806 | 1.197 | 1.2172 | 1.2388 | 1.2627 | 1.2891 | 1.3103 | 1.3373 | 1.3642 | 1.3956 | 1.426 | 1.4543 | 1.4833 | 1 | 1.0074 | 1.0088 | 1.0263 | 1.0461 | 1.0512 | 1.0586 | 1.0651 | 1.073 | 1.0786 | 1.0943 | 1.1084 | 1.1224 | 1.1347 | 1.1478 | 1.1638 | 1.1809 | 1.1998 | 1.2214 | 1.2384 | 1.2605 | 1.2824 | 1.3078 | 1.331 | 1.3519 | 1.3734 | 1 | 1.0075 | 1.0149 | 1.0224 | 1.0298 | 1.0373 | 1.0381 | 1.0389 | 1.0398 | 1.0406 | 1.0415 | 1.0423 | 1.0431 | 1.044 | 1.0448 | 1.0456 | 1.0465 | 1.0473 | 1.0482 | 1.049 | 1.0498 | 1.0507 | 1.0515 | 1.0524 | 1.0532 | 1.054 | 0 | 0 | 0 | 0 | 0.069639 | 0.37579 | 0.74318 | 1 | 1 | 1 | 1 | 1 | 1 | 1 | 1 | 1 | 1 | 1 | 1 | 1 | 1 | 1 | 1 | 1 | 1 | 1
Land-Based Wind | St. Lawrence | E | 2 | 69.867 | 2605.9165 | 363.2622 | 77.5103 | 30.37% | 1 | 1.0267 | 1.0316 | 1.0472 | 1.0566 | 1.0517 | 1.1787 | 1.3037 | 1.3013 | 1.2987 | 1.3093 | 1.3179 | 1.3261 | 1.332 | 1.3383 | 1.3476 | 1.3581 | 1.371 | 1.3859 | 1.3972 | 1.4124 | 1.427 | 1.4438 | 1.4587 | 1.4714 | 1.4843 | 1 | 1.0154 | 1.0149 | 1.0334 | 1.0437 | 1.0474 | 1.0691 | 1.0754 | 1.0976 | 1.1171 | 1.1326 | 1.1478 | 1.1647 | 1.1806 | 1.197 | 1.2172 | 1.2388 | 1.2627 | 1.2891 | 1.3103 | 1.3373 | 1.3642 | 1.3956 | 1.426 | 1.4543 | 1.4833 | 1 | 1.0074 | 1.0088 | 1.0263 | 1.0461 | 1.0512 | 1.0586 | 1.0651 | 1.073 | 1.0786 | 1.0943 | 1.1084 | 1.1224 | 1.1347 | 1.1478 | 1.1638 | 1.1809 | 1.1998 | 1.2214 | 1.2384 | 1.2605 | 1.2824 | 1.3078 | 1.331 | 1.3519 | 1.3734 | 1 | 1.0075 | 1.0149 | 1.0224 | 1.0298 | 1.0373 | 1.0381 | 1.0389 | 1.0398 | 1.0406 | 1.0415 | 1.0423 | 1.0431 | 1.044 | 1.0448 | 1.0456 | 1.0465 | 1.0473 | 1.0482 | 1.049 | 1.0498 | 1.0507 | 1.0515 | 1.0524 | 1.0532 | 1.054 | 0 | 0 | 0 | 0 | 0 | 0 | 0 | 0.66749 | 1 | 1 | 1 | 1 | 1 | 1 | 1 | 1 | 1 | 1 | 1 | 1 | 1 | 1 | 1 | 1 | 1 | 1
Land-Based Wind | St. Lawrence | E | 3 | 19.3046 | 2746.0967 | 537.9802 | 81.6798 | 29.12% | 1 | 1.0267 | 1.0316 | 1.0472 | 1.0566 | 1.0517 | 1.1787 | 1.3037 | 1.3013 | 1.2987 | 1.3093 | 1.3179 | 1.3261 | 1.332 | 1.3383 | 1.3476 | 1.3581 | 1.371 | 1.3859 | 1.3972 | 1.4124 | 1.427 | 1.4438 | 1.4587 | 1.4714 | 1.4843 | 1 | 1.0154 | 1.0149 | 1.0334 | 1.0437 | 1.0474 | 1.0691 | 1.0754 | 1.0976 | 1.1171 | 1.1326 | 1.1478 | 1.1647 | 1.1806 | 1.197 | 1.2172 | 1.2388 | 1.2627 | 1.2891 | 1.3103 | 1.3373 | 1.3642 | 1.3956 | 1.426 | 1.4543 | 1.4833 | 1 | 1.0074 | 1.0088 | 1.0263 | 1.0461 | 1.0512 | 1.0586 | 1.0651 | 1.073 | 1.0786 | 1.0943 | 1.1084 | 1.1224 | 1.1347 | 1.1478 | 1.1638 | 1.1809 | 1.1998 | 1.2214 | 1.2384 | 1.2605 | 1.2824 | 1.3078 | 1.331 | 1.3519 | 1.3734 | 1 | 1.0075 | 1.0149 | 1.0224 | 1.0298 | 1.0373 | 1.0381 | 1.0389 | 1.0398 | 1.0406 | 1.0415 | 1.0423 | 1.0431 | 1.044 | 1.0448 | 1.0456 | 1.0465 | 1.0473 | 1.0482 | 1.049 | 1.0498 | 1.0507 | 1.0515 | 1.0524 | 1.0532 | 1.054 | 0 | 0 | 0 | 0 | 0 | 0 | 0 | 0 | 1 | 1 | 1 | 1 | 1 | 1 | 1 | 1 | 1 | 1 | 1 | 1 | 1 | 1 | 1 | 1 | 1 | 1
Land-Based Wind | Steuben | C | 1 | 1366.2783 | 1727.5203 | 147.3134 | 56.4882 | 30.82% | 1 | 1.0267 | 1.0316 | 1.0472 | 1.0566 | 1.0517 | 1.1943 | 1.3347 | 1.3322 | 1.3295 | 1.3404 | 1.3492 | 1.3576 | 1.3637 | 1.3701 | 1.3796 | 1.3904 | 1.4036 | 1.4188 | 1.4304 | 1.4459 | 1.4609 | 1.4781 | 1.4933 | 1.5063 | 1.5196 | 1 | 1.0154 | 1.0149 | 1.0334 | 1.0437 | 1.0474 | 1.0691 | 1.0754 | 1.0976 | 1.1171 | 1.1326 | 1.1478 | 1.1647 | 1.1806 | 1.197 | 1.2172 | 1.2388 | 1.2627 | 1.2891 | 1.3103 | 1.3373 | 1.3642 | 1.3956 | 1.426 | 1.4543 | 1.4833 | 1 | 1.0074 | 1.0088 | 1.0263 | 1.0461 | 1.0512 | 1.0586 | 1.0651 | 1.073 | 1.0786 | 1.0943 | 1.1084 | 1.1224 | 1.1347 | 1.1478 | 1.1638 | 1.1809 | 1.1998 | 1.2214 | 1.2384 | 1.2605 | 1.2824 | 1.3078 | 1.331 | 1.3519 | 1.3734 | 1 | 1.0075 | 1.0149 | 1.0224 | 1.0298 | 1.0373 | 1.0381 | 1.0389 | 1.0398 | 1.0406 | 1.0415 | 1.0423 | 1.0431 | 1.044 | 1.0448 | 1.0456 | 1.0465 | 1.0473 | 1.0482 | 1.049 | 1.0498 | 1.0507 | 1.0515 | 1.0524 | 1.0532 | 1.054 | 0 | 0 | 0.088539 | 0.28473 | 0.49544 | 0.59168 | 0.70716 | 0.78789 | 0.78789 | 0.78789 | 0.78789 | 0.78789 | 0.78789 | 0.78789 | 0.78789 | 0.78789 | 0.78789 | 0.78789 | 0.78789 | 0.78789 | 0.78789 | 0.78789 | 0.78789 | 0.78789 | 0.78789 | 0.78789
Land-Based Wind | Steuben | C | 2 | 68.601 | 2254.2089 | 633.3442 | 80.4589 | 30.41% | 1 | 1.0267 | 1.0316 | 1.0472 | 1.0566 | 1.0517 | 1.248 | 1.4409 | 1.4383 | 1.4354 | 1.4471 | 1.4566 | 1.4657 | 1.4722 | 1.4792 | 1.4895 | 1.5011 | 1.5153 | 1.5318 | 1.5443 | 1.5611 | 1.5772 | 1.5958 | 1.6122 | 1.6263 | 1.6406 | 1 | 1.0154 | 1.0149 | 1.0334 | 1.0437 | 1.0474 | 1.0691 | 1.0754 | 1.0976 | 1.1171 | 1.1326 | 1.1478 | 1.1647 | 1.1806 | 1.197 | 1.2172 | 1.2388 | 1.2627 | 1.2891 | 1.3103 | 1.3373 | 1.3642 | 1.3956 | 1.426 | 1.4543 | 1.4833 | 1 | 1.0074 | 1.0088 | 1.0263 | 1.0461 | 1.0512 | 1.0586 | 1.0651 | 1.073 | 1.0786 | 1.0943 | 1.1084 | 1.1224 | 1.1347 | 1.1478 | 1.1638 | 1.1809 | 1.1998 | 1.2214 | 1.2384 | 1.2605 | 1.2824 | 1.3078 | 1.331 | 1.3519 | 1.3734 | 1 | 1.0075 | 1.0149 | 1.0224 | 1.0298 | 1.0373 | 1.0381 | 1.0389 | 1.0398 | 1.0406 | 1.0415 | 1.0423 | 1.0431 | 1.044 | 1.0448 | 1.0456 | 1.0465 | 1.0473 | 1.0482 | 1.049 | 1.0498 | 1.0507 | 1.0515 | 1.0524 | 1.0532 | 1.054 | 0 | 0 | 0 | 0 | 0 | 0 | 0 | 0.66749 | 1 | 1 | 1 | 1 | 1 | 1 | 1 | 1 | 1 | 1 | 1 | 1 | 1 | 1 | 1 | 1 | 1 | 1
Land-Based Wind | Sullivan | E | 1 | 76.5359 | 2424.0765 | 90.8774 | 72.1016 | 33.55% | 1 | 1.0267 | 1.0316 | 1.0472 | 1.0566 | 1.0517 | 1.1787 | 1.3037 | 1.3013 | 1.2987 | 1.3093 | 1.3179 | 1.3261 | 1.332 | 1.3383 | 1.3476 | 1.3581 | 1.371 | 1.3859 | 1.3972 | 1.4124 | 1.427 | 1.4438 | 1.4587 | 1.4714 | 1.4843 | 1 | 1.0154 | 1.0149 | 1.0334 | 1.0437 | 1.0474 | 1.0691 | 1.0754 | 1.0976 | 1.1171 | 1.1326 | 1.1478 | 1.1647 | 1.1806 | 1.197 | 1.2172 | 1.2388 | 1.2627 | 1.2891 | 1.3103 | 1.3373 | 1.3642 | 1.3956 | 1.426 | 1.4543 | 1.4833 | 1 | 1.0074 | 1.0088 | 1.0263 | 1.0461 | 1.0512 | 1.0586 | 1.0651 | 1.073 | 1.0786 | 1.0943 | 1.1084 | 1.1224 | 1.1347 | 1.1478 | 1.1638 | 1.1809 | 1.1998 | 1.2214 | 1.2384 | 1.2605 | 1.2824 | 1.3078 | 1.331 | 1.3519 | 1.3734 | 1 | 1.0075 | 1.0149 | 1.0224 | 1.0298 | 1.0373 | 1.0381 | 1.0389 | 1.0398 | 1.0406 | 1.0415 | 1.0423 | 1.0431 | 1.044 | 1.0448 | 1.0456 | 1.0465 | 1.0473 | 1.0482 | 1.049 | 1.0498 | 1.0507 | 1.0515 | 1.0524 | 1.0532 | 1.054 | 0 | 0 | 0 | 0 | 0.069639 | 0.37579 | 0.74318 | 1 | 1 | 1 | 1 | 1 | 1 | 1 | 1 | 1 | 1 | 1 | 1 | 1 | 1 | 1 | 1 | 1 | 1 | 1
Land-Based Wind | Sullivan | E | 2 | 26.95 | 2668.0964 | 534.8398 | 79.3598 | 30.12% | 1 | 1.0267 | 1.0316 | 1.0472 | 1.0566 | 1.0517 | 1.1787 | 1.3037 | 1.3013 | 1.2987 | 1.3093 | 1.3179 | 1.3261 | 1.332 | 1.3383 | 1.3476 | 1.3581 | 1.371 | 1.3859 | 1.3972 | 1.4124 | 1.427 | 1.4438 | 1.4587 | 1.4714 | 1.4843 | 1 | 1.0154 | 1.0149 | 1.0334 | 1.0437 | 1.0474 | 1.0691 | 1.0754 | 1.0976 | 1.1171 | 1.1326 | 1.1478 | 1.1647 | 1.1806 | 1.197 | 1.2172 | 1.2388 | 1.2627 | 1.2891 | 1.3103 | 1.3373 | 1.3642 | 1.3956 | 1.426 | 1.4543 | 1.4833 | 1 | 1.0074 | 1.0088 | 1.0263 | 1.0461 | 1.0512 | 1.0586 | 1.0651 | 1.073 | 1.0786 | 1.0943 | 1.1084 | 1.1224 | 1.1347 | 1.1478 | 1.1638 | 1.1809 | 1.1998 | 1.2214 | 1.2384 | 1.2605 | 1.2824 | 1.3078 | 1.331 | 1.3519 | 1.3734 | 1 | 1.0075 | 1.0149 | 1.0224 | 1.0298 | 1.0373 | 1.0381 | 1.0389 | 1.0398 | 1.0406 | 1.0415 | 1.0423 | 1.0431 | 1.044 | 1.0448 | 1.0456 | 1.0465 | 1.0473 | 1.0482 | 1.049 | 1.0498 | 1.0507 | 1.0515 | 1.0524 | 1.0532 | 1.054 | 0 | 0 | 0 | 0 | 0 | 0 | 0 | 0.66749 | 1 | 1 | 1 | 1 | 1 | 1 | 1 | 1 | 1 | 1 | 1 | 1 | 1 | 1 | 1 | 1 | 1 | 1
Land-Based Wind | Tioga | C | 1 | 77.0001 | 2135.4413 | 264.9502 | 76.2198 | 29.52% | 1 | 1.0267 | 1.0316 | 1.0472 | 1.0566 | 1.0517 | 1.248 | 1.4409 | 1.4383 | 1.4354 | 1.4471 | 1.4566 | 1.4657 | 1.4722 | 1.4792 | 1.4895 | 1.5011 | 1.5153 | 1.5318 | 1.5443 | 1.5611 | 1.5772 | 1.5958 | 1.6122 | 1.6263 | 1.6406 | 1 | 1.0154 | 1.0149 | 1.0334 | 1.0437 | 1.0474 | 1.0691 | 1.0754 | 1.0976 | 1.1171 | 1.1326 | 1.1478 | 1.1647 | 1.1806 | 1.197 | 1.2172 | 1.2388 | 1.2627 | 1.2891 | 1.3103 | 1.3373 | 1.3642 | 1.3956 | 1.426 | 1.4543 | 1.4833 | 1 | 1.0074 | 1.0088 | 1.0263 | 1.0461 | 1.0512 | 1.0586 | 1.0651 | 1.073 | 1.0786 | 1.0943 | 1.1084 | 1.1224 | 1.1347 | 1.1478 | 1.1638 | 1.1809 | 1.1998 | 1.2214 | 1.2384 | 1.2605 | 1.2824 | 1.3078 | 1.331 | 1.3519 | 1.3734 | 1 | 1.0075 | 1.0149 | 1.0224 | 1.0298 | 1.0373 | 1.0381 | 1.0389 | 1.0398 | 1.0406 | 1.0415 | 1.0423 | 1.0431 | 1.044 | 1.0448 | 1.0456 | 1.0465 | 1.0473 | 1.0482 | 1.049 | 1.0498 | 1.0507 | 1.0515 | 1.0524 | 1.0532 | 1.054 | 0 | 0 | 0 | 0 | 0.069639 | 0.37579 | 0.74318 | 1 | 1 | 1 | 1 | 1 | 1 | 1 | 1 | 1 | 1 | 1 | 1 | 1 | 1 | 1 | 1 | 1 | 1 | 1
Land-Based Wind | Tioga | C | 2 | 61.05 | 2196.278 | 649.4704 | 78.3912 | 29.52% | 1 | 1.0267 | 1.0316 | 1.0472 | 1.0566 | 1.0517 | 1.248 | 1.4409 | 1.4383 | 1.4354 | 1.4471 | 1.4566 | 1.4657 | 1.4722 | 1.4792 | 1.4895 | 1.5011 | 1.5153 | 1.5318 | 1.5443 | 1.5611 | 1.5772 | 1.5958 | 1.6122 | 1.6263 | 1.6406 | 1 | 1.0154 | 1.0149 | 1.0334 | 1.0437 | 1.0474 | 1.0691 | 1.0754 | 1.0976 | 1.1171 | 1.1326 | 1.1478 | 1.1647 | 1.1806 | 1.197 | 1.2172 | 1.2388 | 1.2627 | 1.2891 | 1.3103 | 1.3373 | 1.3642 | 1.3956 | 1.426 | 1.4543 | 1.4833 | 1 | 1.0074 | 1.0088 | 1.0263 | 1.0461 | 1.0512 | 1.0586 | 1.0651 | 1.073 | 1.0786 | 1.0943 | 1.1084 | 1.1224 | 1.1347 | 1.1478 | 1.1638 | 1.1809 | 1.1998 | 1.2214 | 1.2384 | 1.2605 | 1.2824 | 1.3078 | 1.331 | 1.3519 | 1.3734 | 1 | 1.0075 | 1.0149 | 1.0224 | 1.0298 | 1.0373 | 1.0381 | 1.0389 | 1.0398 | 1.0406 | 1.0415 | 1.0423 | 1.0431 | 1.044 | 1.0448 | 1.0456 | 1.0465 | 1.0473 | 1.0482 | 1.049 | 1.0498 | 1.0507 | 1.0515 | 1.0524 | 1.0532 | 1.054 | 0 | 0 | 0 | 0 | 0 | 0 | 0 | 0.66749 | 1 | 1 | 1 | 1 | 1 | 1 | 1 | 1 | 1 | 1 | 1 | 1 | 1 | 1 | 1 | 1 | 1 | 1
Land-Based Wind | Tompkins | C | 1 | 27.7152 | 2661.5508 | 409.2549 | 79.1651 | 35.46% | 1 | 1.0267 | 1.0316 | 1.0472 | 1.0566 | 1.0517 | 1.1787 | 1.3037 | 1.3013 | 1.2987 | 1.3093 | 1.3179 | 1.3261 | 1.332 | 1.3383 | 1.3476 | 1.3581 | 1.371 | 1.3859 | 1.3972 | 1.4124 | 1.427 | 1.4438 | 1.4587 | 1.4714 | 1.4843 | 1 | 1.0154 | 1.0149 | 1.0334 | 1.0437 | 1.0474 | 1.0691 | 1.0754 | 1.0976 | 1.1171 | 1.1326 | 1.1478 | 1.1647 | 1.1806 | 1.197 | 1.2172 | 1.2388 | 1.2627 | 1.2891 | 1.3103 | 1.3373 | 1.3642 | 1.3956 | 1.426 | 1.4543 | 1.4833 | 1 | 1.0074 | 1.0088 | 1.0263 | 1.0461 | 1.0512 | 1.0586 | 1.0651 | 1.073 | 1.0786 | 1.0943 | 1.1084 | 1.1224 | 1.1347 | 1.1478 | 1.1638 | 1.1809 | 1.1998 | 1.2214 | 1.2384 | 1.2605 | 1.2824 | 1.3078 | 1.331 | 1.3519 | 1.3734 | 1 | 1.0075 | 1.0149 | 1.0224 | 1.0298 | 1.0373 | 1.0381 | 1.0389 | 1.0398 | 1.0406 | 1.0415 | 1.0423 | 1.0431 | 1.044 | 1.0448 | 1.0456 | 1.0465 | 1.0473 | 1.0482 | 1.049 | 1.0498 | 1.0507 | 1.0515 | 1.0524 | 1.0532 | 1.054 | 0 | 0 | 0 | 0 | 0.069639 | 0.37579 | 0.74318 | 1 | 1 | 1 | 1 | 1 | 1 | 1 | 1 | 1 | 1 | 1 | 1 | 1 | 1 | 1 | 1 | 1 | 1 | 1
Land-Based Wind | Tompkins | C | 2 | 52.8992 | 2655.8741 | 658.1101 | 79.2583 | 32.96% | 1 | 1.0267 | 1.0316 | 1.0472 | 1.0566 | 1.0517 | 1.1798 | 1.306 | 1.3036 | 1.3009 | 1.3115 | 1.3202 | 1.3284 | 1.3343 | 1.3406 | 1.35 | 1.3605 | 1.3734 | 1.3883 | 1.3997 | 1.4148 | 1.4295 | 1.4463 | 1.4612 | 1.4739 | 1.4869 | 1 | 1.0154 | 1.0149 | 1.0334 | 1.0437 | 1.0474 | 1.0691 | 1.0754 | 1.0976 | 1.1171 | 1.1326 | 1.1478 | 1.1647 | 1.1806 | 1.197 | 1.2172 | 1.2388 | 1.2627 | 1.2891 | 1.3103 | 1.3373 | 1.3642 | 1.3956 | 1.426 | 1.4543 | 1.4833 | 1 | 1.0074 | 1.0088 | 1.0263 | 1.0461 | 1.0512 | 1.0586 | 1.0651 | 1.073 | 1.0786 | 1.0943 | 1.1084 | 1.1224 | 1.1347 | 1.1478 | 1.1638 | 1.1809 | 1.1998 | 1.2214 | 1.2384 | 1.2605 | 1.2824 | 1.3078 | 1.331 | 1.3519 | 1.3734 | 1 | 1.0075 | 1.0149 | 1.0224 | 1.0298 | 1.0373 | 1.0381 | 1.0389 | 1.0398 | 1.0406 | 1.0415 | 1.0423 | 1.0431 | 1.044 | 1.0448 | 1.0456 | 1.0465 | 1.0473 | 1.0482 | 1.049 | 1.0498 | 1.0507 | 1.0515 | 1.0524 | 1.0532 | 1.054 | 0 | 0 | 0 | 0 | 0 | 0 | 0 | 0.66749 | 1 | 1 | 1 | 1 | 1 | 1 | 1 | 1 | 1 | 1 | 1 | 1 | 1 | 1 | 1 | 1 | 1 | 1
Land-Based Wind | Wayne | B | 1 | 283.0645 | 2275.2951 | 54.1313 | 67.6763 | 32.34% | 1 | 1.0267 | 1.0316 | 1.0472 | 1.0566 | 1.0517 | 1.1787 | 1.3037 | 1.3013 | 1.2987 | 1.3093 | 1.3179 | 1.3261 | 1.332 | 1.3383 | 1.3476 | 1.3581 | 1.371 | 1.3859 | 1.3972 | 1.4124 | 1.427 | 1.4438 | 1.4587 | 1.4714 | 1.4843 | 1 | 1.0154 | 1.0149 | 1.0334 | 1.0437 | 1.0474 | 1.0691 | 1.0754 | 1.0976 | 1.1171 | 1.1326 | 1.1478 | 1.1647 | 1.1806 | 1.197 | 1.2172 | 1.2388 | 1.2627 | 1.2891 | 1.3103 | 1.3373 | 1.3642 | 1.3956 | 1.426 | 1.4543 | 1.4833 | 1 | 1.0074 | 1.0088 | 1.0263 | 1.0461 | 1.0512 | 1.0586 | 1.0651 | 1.073 | 1.0786 | 1.0943 | 1.1084 | 1.1224 | 1.1347 | 1.1478 | 1.1638 | 1.1809 | 1.1998 | 1.2214 | 1.2384 | 1.2605 | 1.2824 | 1.3078 | 1.331 | 1.3519 | 1.3734 | 1 | 1.0075 | 1.0149 | 1.0224 | 1.0298 | 1.0373 | 1.0381 | 1.0389 | 1.0398 | 1.0406 | 1.0415 | 1.0423 | 1.0431 | 1.044 | 1.0448 | 1.0456 | 1.0465 | 1.0473 | 1.0482 | 1.049 | 1.0498 | 1.0507 | 1.0515 | 1.0524 | 1.0532 | 1.054 | 0 | 0 | 0 | 0 | 0.069639 | 0.37579 | 0.74318 | 1 | 1 | 1 | 1 | 1 | 1 | 1 | 1 | 1 | 1 | 1 | 1 | 1 | 1 | 1 | 1 | 1 | 1 | 1
Land-Based Wind | Wyoming | A | 1 | 246.5152 | 1346.7551 | 229.87 | 48.0694 | 24.19% | 1 | 1.0267 | 1.0316 | 1.0472 | 1.0566 | 1.0517 | 1.248 | 1.4409 | 1.4383 | 1.4354 | 1.4471 | 1.4566 | 1.4657 | 1.4722 | 1.4792 | 1.4895 | 1.5011 | 1.5153 | 1.5318 | 1.5443 | 1.5611 | 1.5772 | 1.5958 | 1.6122 | 1.6263 | 1.6406 | 1 | 1.0154 | 1.0149 | 1.0334 | 1.0437 | 1.0474 | 1.0691 | 1.0754 | 1.0976 | 1.1171 | 1.1326 | 1.1478 | 1.1647 | 1.1806 | 1.197 | 1.2172 | 1.2388 | 1.2627 | 1.2891 | 1.3103 | 1.3373 | 1.3642 | 1.3956 | 1.426 | 1.4543 | 1.4833 | 1 | 1.0074 | 1.0088 | 1.0263 | 1.0461 | 1.0512 | 1.0586 | 1.0651 | 1.073 | 1.0786 | 1.0943 | 1.1084 | 1.1224 | 1.1347 | 1.1478 | 1.1638 | 1.1809 | 1.1998 | 1.2214 | 1.2384 | 1.2605 | 1.2824 | 1.3078 | 1.331 | 1.3519 | 1.3734 | 1 | 1.0075 | 1.0149 | 1.0224 | 1.0298 | 1.0373 | 1.0381 | 1.0389 | 1.0398 | 1.0406 | 1.0415 | 1.0423 | 1.0431 | 1.044 | 1.0448 | 1.0456 | 1.0465 | 1.0473 | 1.0482 | 1.049 | 1.0498 | 1.0507 | 1.0515 | 1.0524 | 1.0532 | 1.054 | 0 | 0 | 0.11377 | 0.36586 | 0.63575 | 0.75561 | 0.89945 | 1 | 1 | 1 | 1 | 1 | 1 | 1 | 1 | 1 | 1 | 1 | 1 | 1 | 1 | 1 | 1 | 1 | 1 | 1
Land-Based Wind | Yates | C | 1 | 163.9132 | 2321.6157 | 138.3975 | 70.4826 | 32.87% | 1 | 1.0267 | 1.0316 | 1.0472 | 1.0566 | 1.0517 | 1.1859 | 1.3179 | 1.3155 | 1.3128 | 1.3235 | 1.3322 | 1.3405 | 1.3465 | 1.3529 | 1.3623 | 1.3729 | 1.3859 | 1.401 | 1.4125 | 1.4278 | 1.4425 | 1.4595 | 1.4745 | 1.4874 | 1.5005 | 1 | 1.0154 | 1.0149 | 1.0334 | 1.0437 | 1.0474 | 1.0691 | 1.0754 | 1.0976 | 1.1171 | 1.1326 | 1.1478 | 1.1647 | 1.1806 | 1.197 | 1.2172 | 1.2388 | 1.2627 | 1.2891 | 1.3103 | 1.3373 | 1.3642 | 1.3956 | 1.426 | 1.4543 | 1.4833 | 1 | 1.0074 | 1.0088 | 1.0263 | 1.0461 | 1.0512 | 1.0586 | 1.0651 | 1.073 | 1.0786 | 1.0943 | 1.1084 | 1.1224 | 1.1347 | 1.1478 | 1.1638 | 1.1809 | 1.1998 | 1.2214 | 1.2384 | 1.2605 | 1.2824 | 1.3078 | 1.331 | 1.3519 | 1.3734 | 1 | 1.0075 | 1.0149 | 1.0224 | 1.0298 | 1.0373 | 1.0381 | 1.0389 | 1.0398 | 1.0406 | 1.0415 | 1.0423 | 1.0431 | 1.044 | 1.0448 | 1.0456 | 1.0465 | 1.0473 | 1.0482 | 1.049 | 1.0498 | 1.0507 | 1.0515 | 1.0524 | 1.0532 | 1.054 | 0 | 0 | 0 | 0 | 0.069639 | 0.37579 | 0.74318 | 1 | 1 | 1 | 1 | 1 | 1 | 1 | 1 | 1 | 1 | 1 | 1 | 1 | 1 | 1 | 1 | 1 | 1 | 1
Land-Based Wind | Yates | C | 2 | 79.2 | 2550.9914 | 383.1213 | 75.8766 | 30.84% | 1 | 1.0267 | 1.0316 | 1.0472 | 1.0566 | 1.0517 | 1.1787 | 1.3037 | 1.3013 | 1.2987 | 1.3093 | 1.3179 | 1.3261 | 1.332 | 1.3383 | 1.3476 | 1.3581 | 1.371 | 1.3859 | 1.3972 | 1.4124 | 1.427 | 1.4438 | 1.4587 | 1.4714 | 1.4843 | 1 | 1.0154 | 1.0149 | 1.0334 | 1.0437 | 1.0474 | 1.0691 | 1.0754 | 1.0976 | 1.1171 | 1.1326 | 1.1478 | 1.1647 | 1.1806 | 1.197 | 1.2172 | 1.2388 | 1.2627 | 1.2891 | 1.3103 | 1.3373 | 1.3642 | 1.3956 | 1.426 | 1.4543 | 1.4833 | 1 | 1.0074 | 1.0088 | 1.0263 | 1.0461 | 1.0512 | 1.0586 | 1.0651 | 1.073 | 1.0786 | 1.0943 | 1.1084 | 1.1224 | 1.1347 | 1.1478 | 1.1638 | 1.1809 | 1.1998 | 1.2214 | 1.2384 | 1.2605 | 1.2824 | 1.3078 | 1.331 | 1.3519 | 1.3734 | 1 | 1.0075 | 1.0149 | 1.0224 | 1.0298 | 1.0373 | 1.0381 | 1.0389 | 1.0398 | 1.0406 | 1.0415 | 1.0423 | 1.0431 | 1.044 | 1.0448 | 1.0456 | 1.0465 | 1.0473 | 1.0482 | 1.049 | 1.0498 | 1.0507 | 1.0515 | 1.0524 | 1.0532 | 1.054 | 0 | 0 | 0 | 0 | 0 | 0 | 0 | 0.66749 | 1 | 1 | 1 | 1 | 1 | 1 | 1 | 1 | 1 | 1 | 1 | 1 | 1 | 1 | 1 | 1 | 1 | 1

## 2c_Utility-Scale Solar
Table 2:Utility-Scale Solar |  |  |  |  | Values in nominal dollars |  |  |  | Resource CapEx Escalator | [25 empty] | IX CapEx Escalator | [25 empty] | OPEX Escalator | [25 empty] | Capacity Factor Escalator | [25 empty] | Phased-In MW Escalator
Technology Type | County | Interconnection Zone | CapEx Bin | Available Capacity (MWac) | 2025 Weighted Avg Resource CapEx ($/kWac) | 2025 Weighted Avg IX CapEx ($/kWac) | 2025 Weighted Avg OpEx ($/kWac-year) | 2025 Weighted Avg Capacity Factor | 2025 | 2026 | 2027 | 2028 | 2029 | 2030 | 2031 | 2032 | 2033 | 2034 | 2035 | 2036 | 2037 | 2038 | 2039 | 2040 | 2041 | 2042 | 2043 | 2044 | 2045 | 2046 | 2047 | 2048 | 2049 | 2050 | 2025 | 2026 | 2027 | 2028 | 2029 | 2030 | 2031 | 2032 | 2033 | 2034 | 2035 | 2036 | 2037 | 2038 | 2039 | 2040 | 2041 | 2042 | 2043 | 2044 | 2045 | 2046 | 2047 | 2048 | 2049 | 2050 | 2025 | 2026 | 2027 | 2028 | 2029 | 2030 | 2031 | 2032 | 2033 | 2034 | 2035 | 2036 | 2037 | 2038 | 2039 | 2040 | 2041 | 2042 | 2043 | 2044 | 2045 | 2046 | 2047 | 2048 | 2049 | 2050 | 2025 | 2026 | 2027 | 2028 | 2029 | 2030 | 2031 | 2032 | 2033 | 2034 | 2035 | 2036 | 2037 | 2038 | 2039 | 2040 | 2041 | 2042 | 2043 | 2044 | 2045 | 2046 | 2047 | 2048 | 2049 | 2050 | 2025 | 2026 | 2027 | 2028 | 2029 | 2030 | 2031 | 2032 | 2033 | 2034 | 2035 | 2036 | 2037 | 2038 | 2039 | 2040 | 2041 | 2042 | 2043 | 2044 | 2045 | 2046 | 2047 | 2048 | 2049 | 2050
Utility-Scale Solar | Albany | F | 1 | 242.8606 | 1484.6889 | 436.1047 | 27.0642 | 0.2093 | 1 | 1.0322 | 1.0417 | 1.0554 | 1.0617 | 1.0456 | 1.1572 | 1.2621 | 1.2539 | 1.2461 | 1.236 | 1.2237 | 1.211 | 1.1955 | 1.1798 | 1.1814 | 1.1833 | 1.1865 | 1.1906 | 1.1923 | 1.1959 | 1.1985 | 1.2021 | 1.2045 | 1.2053 | 1.2058 | 1 | 1.0154 | 1.0149 | 1.0334 | 1.0437 | 1.0474 | 1.0691 | 1.0754 | 1.0976 | 1.1171 | 1.1326 | 1.1478 | 1.1647 | 1.1806 | 1.197 | 1.2172 | 1.2388 | 1.2627 | 1.2891 | 1.3103 | 1.3373 | 1.3642 | 1.3956 | 1.426 | 1.4543 | 1.4833 | 1 | 1.0074 | 1.0088 | 1.0263 | 1.0461 | 1.0508 | 1.0577 | 1.0639 | 1.0713 | 1.0766 | 1.0799 | 1.0811 | 1.0818 | 1.0805 | 1.0794 | 1.09 | 1.1014 | 1.1144 | 1.1296 | 1.1404 | 1.1556 | 1.1704 | 1.1881 | 1.2036 | 1.2168 | 1.2302 | 1 | 1 | 1 | 1 | 1 | 1 | 1 | 1 | 1 | 1 | 1 | 1 | 1 | 1 | 1 | 1 | 1 | 1 | 1 | 1 | 1 | 1 | 1 | 1 | 1 | 1 | 0 | 0 | 0.0067467 | 0.030276 | 0.067291 | 0.11171 | 0.16377 | 0.23369 | 0.30475 | 0.3758 | 0.44686 | 0.51792 | 0.58897 | 0.66003 | 0.73108 | 0.80214 | 0.8732 | 0.94425 | 1 | 1 | 1 | 1 | 1 | 1 | 1 | 1
Utility-Scale Solar | Albany | F | 2 | 220.3049 | 1536.2525 | 933.3418 | 28.0041 | 0.2093 | 1 | 1.0322 | 1.0417 | 1.0554 | 1.0617 | 1.0456 | 1.1572 | 1.2621 | 1.2539 | 1.2461 | 1.236 | 1.2237 | 1.211 | 1.1955 | 1.1798 | 1.1814 | 1.1833 | 1.1865 | 1.1906 | 1.1923 | 1.1959 | 1.1985 | 1.2021 | 1.2045 | 1.2053 | 1.2058 | 1 | 1.0154 | 1.0149 | 1.0334 | 1.0437 | 1.0474 | 1.0691 | 1.0754 | 1.0976 | 1.1171 | 1.1326 | 1.1478 | 1.1647 | 1.1806 | 1.197 | 1.2172 | 1.2388 | 1.2627 | 1.2891 | 1.3103 | 1.3373 | 1.3642 | 1.3956 | 1.426 | 1.4543 | 1.4833 | 1 | 1.0074 | 1.0088 | 1.0263 | 1.0461 | 1.0508 | 1.0577 | 1.0639 | 1.0713 | 1.0766 | 1.0799 | 1.0811 | 1.0818 | 1.0805 | 1.0794 | 1.09 | 1.1014 | 1.1144 | 1.1296 | 1.1404 | 1.1556 | 1.1704 | 1.1881 | 1.2036 | 1.2168 | 1.2302 | 1 | 1 | 1 | 1 | 1 | 1 | 1 | 1 | 1 | 1 | 1 | 1 | 1 | 1 | 1 | 1 | 1 | 1 | 1 | 1 | 1 | 1 | 1 | 1 | 1 | 1 | 0 | 0 | 0 | 0 | 0 | 0 | 0 | 0 | 0 | 0 | 0 | 0 | 0 | 0 | 0 | 0 | 0 | 0 | 0.042337 | 0.23883 | 0.43532 | 0.63181 | 0.8283 | 1 | 1 | 1
Utility-Scale Solar | Albany | F | 3 | 104.2296 | 1580.9901 | 1753.4507 | 28.8196 | 0.2093 | 1 | 1.0322 | 1.0417 | 1.0554 | 1.0617 | 1.0456 | 1.1572 | 1.2621 | 1.2539 | 1.2461 | 1.236 | 1.2237 | 1.211 | 1.1955 | 1.1798 | 1.1814 | 1.1833 | 1.1865 | 1.1906 | 1.1923 | 1.1959 | 1.1985 | 1.2021 | 1.2045 | 1.2053 | 1.2058 | 1 | 1.0154 | 1.0149 | 1.0334 | 1.0437 | 1.0474 | 1.0691 | 1.0754 | 1.0976 | 1.1171 | 1.1326 | 1.1478 | 1.1647 | 1.1806 | 1.197 | 1.2172 | 1.2388 | 1.2627 | 1.2891 | 1.3103 | 1.3373 | 1.3642 | 1.3956 | 1.426 | 1.4543 | 1.4833 | 1 | 1.0074 | 1.0088 | 1.0263 | 1.0461 | 1.0508 | 1.0577 | 1.0639 | 1.0713 | 1.0766 | 1.0799 | 1.0811 | 1.0818 | 1.0805 | 1.0794 | 1.09 | 1.1014 | 1.1144 | 1.1296 | 1.1404 | 1.1556 | 1.1704 | 1.1881 | 1.2036 | 1.2168 | 1.2302 | 1 | 1 | 1 | 1 | 1 | 1 | 1 | 1 | 1 | 1 | 1 | 1 | 1 | 1 | 1 | 1 | 1 | 1 | 1 | 1 | 1 | 1 | 1 | 1 | 1 | 1 | 0 | 0 | 0 | 0 | 0 | 0 | 0 | 0 | 0 | 0 | 0 | 0 | 0 | 0 | 0 | 0 | 0 | 0 | 0 | 0 | 0 | 0 | 0 | 0.041953 | 0.37441 | 0.70686
Utility-Scale Solar | Allegany | C | 1 | 790.3288 | 1138.1572 | 423.0535 | 24.4038 | 0.2015 | 1 | 1.0322 | 1.0417 | 1.0554 | 1.0617 | 1.0456 | 1.2158 | 1.3773 | 1.3684 | 1.3599 | 1.3489 | 1.3354 | 1.3215 | 1.3047 | 1.2875 | 1.2892 | 1.2914 | 1.2948 | 1.2993 | 1.3011 | 1.3051 | 1.308 | 1.3119 | 1.3145 | 1.3154 | 1.3159 | 1 | 1.0154 | 1.0149 | 1.0334 | 1.0437 | 1.0474 | 1.0691 | 1.0754 | 1.0976 | 1.1171 | 1.1326 | 1.1478 | 1.1647 | 1.1806 | 1.197 | 1.2172 | 1.2388 | 1.2627 | 1.2891 | 1.3103 | 1.3373 | 1.3642 | 1.3956 | 1.426 | 1.4543 | 1.4833 | 1 | 1.0074 | 1.0088 | 1.0263 | 1.0461 | 1.0508 | 1.0577 | 1.0639 | 1.0713 | 1.0766 | 1.0799 | 1.0811 | 1.0818 | 1.0805 | 1.0794 | 1.09 | 1.1014 | 1.1144 | 1.1296 | 1.1404 | 1.1556 | 1.1704 | 1.1881 | 1.2036 | 1.2168 | 1.2302 | 1 | 1 | 1 | 1 | 1 | 1 | 1 | 1 | 1 | 1 | 1 | 1 | 1 | 1 | 1 | 1 | 1 | 1 | 1 | 1 | 1 | 1 | 1 | 1 | 1 | 1 | 0 | 0 | 0.0085779 | 0.038493 | 0.085555 | 0.14203 | 0.20823 | 0.2747 | 0.34195 | 0.40921 | 0.47646 | 0.54372 | 0.61097 | 0.67822 | 0.74548 | 0.81273 | 0.87998 | 0.94724 | 1 | 1 | 1 | 1 | 1 | 1 | 1 | 1
Utility-Scale Solar | Allegany | C | 2 | 378.1589 | 1200.546 | 1070.1461 | 25.5559 | 0.2015 | 1 | 1.0322 | 1.0417 | 1.0554 | 1.0617 | 1.0456 | 1.2129 | 1.3718 | 1.3629 | 1.3544 | 1.3434 | 1.3301 | 1.3162 | 1.2994 | 1.2823 | 1.2841 | 1.2862 | 1.2896 | 1.2941 | 1.2959 | 1.2998 | 1.3027 | 1.3066 | 1.3092 | 1.3101 | 1.3106 | 1 | 1.0154 | 1.0149 | 1.0334 | 1.0437 | 1.0474 | 1.0691 | 1.0754 | 1.0976 | 1.1171 | 1.1326 | 1.1478 | 1.1647 | 1.1806 | 1.197 | 1.2172 | 1.2388 | 1.2627 | 1.2891 | 1.3103 | 1.3373 | 1.3642 | 1.3956 | 1.426 | 1.4543 | 1.4833 | 1 | 1.0074 | 1.0088 | 1.0263 | 1.0461 | 1.0508 | 1.0577 | 1.0639 | 1.0713 | 1.0766 | 1.0799 | 1.0811 | 1.0818 | 1.0805 | 1.0794 | 1.09 | 1.1014 | 1.1144 | 1.1296 | 1.1404 | 1.1556 | 1.1704 | 1.1881 | 1.2036 | 1.2168 | 1.2302 | 1 | 1 | 1 | 1 | 1 | 1 | 1 | 1 | 1 | 1 | 1 | 1 | 1 | 1 | 1 | 1 | 1 | 1 | 1 | 1 | 1 | 1 | 1 | 1 | 1 | 1 | 0 | 0 | 0 | 0 | 0 | 0 | 0 | 0 | 0 | 0 | 0 | 0 | 0 | 0 | 0 | 0 | 0 | 0 | 0.042337 | 0.23883 | 0.43532 | 0.63181 | 0.8283 | 1 | 1 | 1
Utility-Scale Solar | Allegany | C | 3 | 97.1782 | 1218.7664 | 2016.8953 | 26.205 | 0.2015 | 1 | 1.0322 | 1.0417 | 1.0554 | 1.0617 | 1.0456 | 1.2169 | 1.3794 | 1.3706 | 1.362 | 1.351 | 1.3375 | 1.3236 | 1.3067 | 1.2895 | 1.2913 | 1.2934 | 1.2968 | 1.3013 | 1.3032 | 1.3071 | 1.31 | 1.3139 | 1.3166 | 1.3174 | 1.3179 | 1 | 1.0154 | 1.0149 | 1.0334 | 1.0437 | 1.0474 | 1.0691 | 1.0754 | 1.0976 | 1.1171 | 1.1326 | 1.1478 | 1.1647 | 1.1806 | 1.197 | 1.2172 | 1.2388 | 1.2627 | 1.2891 | 1.3103 | 1.3373 | 1.3642 | 1.3956 | 1.426 | 1.4543 | 1.4833 | 1 | 1.0074 | 1.0088 | 1.0263 | 1.0461 | 1.0508 | 1.0577 | 1.0639 | 1.0713 | 1.0766 | 1.0799 | 1.0811 | 1.0818 | 1.0805 | 1.0794 | 1.09 | 1.1014 | 1.1144 | 1.1296 | 1.1404 | 1.1556 | 1.1704 | 1.1881 | 1.2036 | 1.2168 | 1.2302 | 1 | 1 | 1 | 1 | 1 | 1 | 1 | 1 | 1 | 1 | 1 | 1 | 1 | 1 | 1 | 1 | 1 | 1 | 1 | 1 | 1 | 1 | 1 | 1 | 1 | 1 | 0 | 0 | 0 | 0 | 0 | 0 | 0 | 0 | 0 | 0 | 0 | 0 | 0 | 0 | 0 | 0 | 0 | 0 | 0 | 0 | 0 | 0 | 0 | 0.041953 | 0.37441 | 0.70686
Utility-Scale Solar | Broome | E | 1 | 123.6411 | 1167.6064 | 709.2118 | 25.1356 | 0.2002 | 1 | 1.0322 | 1.0417 | 1.0554 | 1.0617 | 1.0456 | 1.2173 | 1.3804 | 1.3715 | 1.3629 | 1.3519 | 1.3384 | 1.3245 | 1.3076 | 1.2904 | 1.2921 | 1.2943 | 1.2977 | 1.3022 | 1.304 | 1.308 | 1.3109 | 1.3148 | 1.3175 | 1.3183 | 1.3188 | 1 | 1.0154 | 1.0149 | 1.0334 | 1.0437 | 1.0474 | 1.0691 | 1.0754 | 1.0976 | 1.1171 | 1.1326 | 1.1478 | 1.1647 | 1.1806 | 1.197 | 1.2172 | 1.2388 | 1.2627 | 1.2891 | 1.3103 | 1.3373 | 1.3642 | 1.3956 | 1.426 | 1.4543 | 1.4833 | 1 | 1.0074 | 1.0088 | 1.0263 | 1.0461 | 1.0508 | 1.0577 | 1.0639 | 1.0713 | 1.0766 | 1.0799 | 1.0811 | 1.0818 | 1.0805 | 1.0794 | 1.09 | 1.1014 | 1.1144 | 1.1296 | 1.1404 | 1.1556 | 1.1704 | 1.1881 | 1.2036 | 1.2168 | 1.2302 | 1 | 1 | 1 | 1 | 1 | 1 | 1 | 1 | 1 | 1 | 1 | 1 | 1 | 1 | 1 | 1 | 1 | 1 | 1 | 1 | 1 | 1 | 1 | 1 | 1 | 1 | 0 | 0 | 0 | 0 | 0 | 0 | 4.421e-17 | 0.082589 | 0.16766 | 0.25272 | 0.33779 | 0.42286 | 0.50793 | 0.59299 | 0.67806 | 0.76313 | 0.84819 | 0.93326 | 1 | 1 | 1 | 1 | 1 | 1 | 1 | 1
Utility-Scale Solar | Broome | E | 2 | 70.8583 | 1189.1506 | 1012.5482 | 25.5993 | 0.2002 | 1 | 1.0322 | 1.0417 | 1.0554 | 1.0617 | 1.0456 | 1.2173 | 1.3804 | 1.3715 | 1.3629 | 1.3519 | 1.3384 | 1.3245 | 1.3076 | 1.2904 | 1.2921 | 1.2943 | 1.2977 | 1.3022 | 1.304 | 1.308 | 1.3109 | 1.3148 | 1.3175 | 1.3183 | 1.3188 | 1 | 1.0154 | 1.0149 | 1.0334 | 1.0437 | 1.0474 | 1.0691 | 1.0754 | 1.0976 | 1.1171 | 1.1326 | 1.1478 | 1.1647 | 1.1806 | 1.197 | 1.2172 | 1.2388 | 1.2627 | 1.2891 | 1.3103 | 1.3373 | 1.3642 | 1.3956 | 1.426 | 1.4543 | 1.4833 | 1 | 1.0074 | 1.0088 | 1.0263 | 1.0461 | 1.0508 | 1.0577 | 1.0639 | 1.0713 | 1.0766 | 1.0799 | 1.0811 | 1.0818 | 1.0805 | 1.0794 | 1.09 | 1.1014 | 1.1144 | 1.1296 | 1.1404 | 1.1556 | 1.1704 | 1.1881 | 1.2036 | 1.2168 | 1.2302 | 1 | 1 | 1 | 1 | 1 | 1 | 1 | 1 | 1 | 1 | 1 | 1 | 1 | 1 | 1 | 1 | 1 | 1 | 1 | 1 | 1 | 1 | 1 | 1 | 1 | 1 | 0 | 0 | 0 | 0 | 0 | 0 | 0 | 0 | 0 | 0 | 0 | 0 | 0 | 0 | 0 | 0 | 0 | 0 | 0.042337 | 0.23883 | 0.43532 | 0.63181 | 0.8283 | 1 | 1 | 1
Utility-Scale Solar | Broome | E | 3 | 14.4132 | 1228.4863 | 1669.4101 | 26.4461 | 0.2002 | 1 | 1.0322 | 1.0417 | 1.0554 | 1.0617 | 1.0456 | 1.2173 | 1.3804 | 1.3715 | 1.3629 | 1.3519 | 1.3384 | 1.3245 | 1.3076 | 1.2904 | 1.2921 | 1.2943 | 1.2977 | 1.3022 | 1.304 | 1.308 | 1.3109 | 1.3148 | 1.3175 | 1.3183 | 1.3188 | 1 | 1.0154 | 1.0149 | 1.0334 | 1.0437 | 1.0474 | 1.0691 | 1.0754 | 1.0976 | 1.1171 | 1.1326 | 1.1478 | 1.1647 | 1.1806 | 1.197 | 1.2172 | 1.2388 | 1.2627 | 1.2891 | 1.3103 | 1.3373 | 1.3642 | 1.3956 | 1.426 | 1.4543 | 1.4833 | 1 | 1.0074 | 1.0088 | 1.0263 | 1.0461 | 1.0508 | 1.0577 | 1.0639 | 1.0713 | 1.0766 | 1.0799 | 1.0811 | 1.0818 | 1.0805 | 1.0794 | 1.09 | 1.1014 | 1.1144 | 1.1296 | 1.1404 | 1.1556 | 1.1704 | 1.1881 | 1.2036 | 1.2168 | 1.2302 | 1 | 1 | 1 | 1 | 1 | 1 | 1 | 1 | 1 | 1 | 1 | 1 | 1 | 1 | 1 | 1 | 1 | 1 | 1 | 1 | 1 | 1 | 1 | 1 | 1 | 1 | 0 | 0 | 0 | 0 | 0 | 0 | 0 | 0 | 0 | 0 | 0 | 0 | 0 | 0 | 0 | 0 | 0 | 0 | 0 | 0 | 0 | 0 | 0 | 0.041953 | 0.37441 | 0.70686
Utility-Scale Solar | Cattaraugus | A | 1 | 443.9913 | 1143.2254 | 466.7695 | 24.6107 | 0.1989 | 1 | 1.0322 | 1.0417 | 1.0554 | 1.0617 | 1.0456 | 1.2173 | 1.3804 | 1.3715 | 1.3629 | 1.3519 | 1.3384 | 1.3245 | 1.3076 | 1.2904 | 1.2921 | 1.2943 | 1.2977 | 1.3022 | 1.304 | 1.308 | 1.3109 | 1.3148 | 1.3175 | 1.3183 | 1.3188 | 1 | 1.0154 | 1.0149 | 1.0334 | 1.0437 | 1.0474 | 1.0691 | 1.0754 | 1.0976 | 1.1171 | 1.1326 | 1.1478 | 1.1647 | 1.1806 | 1.197 | 1.2172 | 1.2388 | 1.2627 | 1.2891 | 1.3103 | 1.3373 | 1.3642 | 1.3956 | 1.426 | 1.4543 | 1.4833 | 1 | 1.0074 | 1.0088 | 1.0263 | 1.0461 | 1.0508 | 1.0577 | 1.0639 | 1.0713 | 1.0766 | 1.0799 | 1.0811 | 1.0818 | 1.0805 | 1.0794 | 1.09 | 1.1014 | 1.1144 | 1.1296 | 1.1404 | 1.1556 | 1.1704 | 1.1881 | 1.2036 | 1.2168 | 1.2302 | 1 | 1 | 1 | 1 | 1 | 1 | 1 | 1 | 1 | 1 | 1 | 1 | 1 | 1 | 1 | 1 | 1 | 1 | 1 | 1 | 1 | 1 | 1 | 1 | 1 | 1 | 0 | 0 | 0 | 0 | 0 | 0 | 4.421e-17 | 0.082589 | 0.16766 | 0.25272 | 0.33779 | 0.42286 | 0.50793 | 0.59299 | 0.67806 | 0.76313 | 0.84819 | 0.93326 | 1 | 1 | 1 | 1 | 1 | 1 | 1 | 1
Utility-Scale Solar | Cattaraugus | A | 2 | 284.7595 | 1191.6457 | 1010.0319 | 25.6531 | 0.1989 | 1 | 1.0322 | 1.0417 | 1.0554 | 1.0617 | 1.0456 | 1.2173 | 1.3804 | 1.3715 | 1.3629 | 1.3519 | 1.3384 | 1.3245 | 1.3076 | 1.2904 | 1.2921 | 1.2943 | 1.2977 | 1.3022 | 1.304 | 1.308 | 1.3109 | 1.3148 | 1.3175 | 1.3183 | 1.3188 | 1 | 1.0154 | 1.0149 | 1.0334 | 1.0437 | 1.0474 | 1.0691 | 1.0754 | 1.0976 | 1.1171 | 1.1326 | 1.1478 | 1.1647 | 1.1806 | 1.197 | 1.2172 | 1.2388 | 1.2627 | 1.2891 | 1.3103 | 1.3373 | 1.3642 | 1.3956 | 1.426 | 1.4543 | 1.4833 | 1 | 1.0074 | 1.0088 | 1.0263 | 1.0461 | 1.0508 | 1.0577 | 1.0639 | 1.0713 | 1.0766 | 1.0799 | 1.0811 | 1.0818 | 1.0805 | 1.0794 | 1.09 | 1.1014 | 1.1144 | 1.1296 | 1.1404 | 1.1556 | 1.1704 | 1.1881 | 1.2036 | 1.2168 | 1.2302 | 1 | 1 | 1 | 1 | 1 | 1 | 1 | 1 | 1 | 1 | 1 | 1 | 1 | 1 | 1 | 1 | 1 | 1 | 1 | 1 | 1 | 1 | 1 | 1 | 1 | 1 | 0 | 0 | 0 | 0 | 0 | 0 | 0 | 0 | 0 | 0 | 0 | 0 | 0 | 0 | 0 | 0 | 0 | 0 | 0.042337 | 0.23883 | 0.43532 | 0.63181 | 0.8283 | 1 | 1 | 1
Utility-Scale Solar | Cattaraugus | A | 3 | 92.8718 | 1219.1346 | 2007.0652 | 26.2448 | 0.1989 | 1 | 1.0322 | 1.0417 | 1.0554 | 1.0617 | 1.0456 | 1.2173 | 1.3804 | 1.3715 | 1.3629 | 1.3519 | 1.3384 | 1.3245 | 1.3076 | 1.2904 | 1.2921 | 1.2943 | 1.2977 | 1.3022 | 1.304 | 1.308 | 1.3109 | 1.3148 | 1.3175 | 1.3183 | 1.3188 | 1 | 1.0154 | 1.0149 | 1.0334 | 1.0437 | 1.0474 | 1.0691 | 1.0754 | 1.0976 | 1.1171 | 1.1326 | 1.1478 | 1.1647 | 1.1806 | 1.197 | 1.2172 | 1.2388 | 1.2627 | 1.2891 | 1.3103 | 1.3373 | 1.3642 | 1.3956 | 1.426 | 1.4543 | 1.4833 | 1 | 1.0074 | 1.0088 | 1.0263 | 1.0461 | 1.0508 | 1.0577 | 1.0639 | 1.0713 | 1.0766 | 1.0799 | 1.0811 | 1.0818 | 1.0805 | 1.0794 | 1.09 | 1.1014 | 1.1144 | 1.1296 | 1.1404 | 1.1556 | 1.1704 | 1.1881 | 1.2036 | 1.2168 | 1.2302 | 1 | 1 | 1 | 1 | 1 | 1 | 1 | 1 | 1 | 1 | 1 | 1 | 1 | 1 | 1 | 1 | 1 | 1 | 1 | 1 | 1 | 1 | 1 | 1 | 1 | 1 | 0 | 0 | 0 | 0 | 0 | 0 | 0 | 0 | 0 | 0 | 0 | 0 | 0 | 0 | 0 | 0 | 0 | 0 | 0 | 0 | 0 | 0 | 0 | 0.041953 | 0.37441 | 0.70686
Utility-Scale Solar | Cayuga | C | 1 | 723.9876 | 1213.1966 | 213.4972 | 22.1152 | 0.2002 | 1 | 1.0322 | 1.0417 | 1.0554 | 1.0617 | 1.0456 | 1.1572 | 1.2621 | 1.2539 | 1.2461 | 1.236 | 1.2237 | 1.211 | 1.1955 | 1.1798 | 1.1814 | 1.1833 | 1.1865 | 1.1906 | 1.1923 | 1.1959 | 1.1985 | 1.2021 | 1.2045 | 1.2053 | 1.2058 | 1 | 1.0154 | 1.0149 | 1.0334 | 1.0437 | 1.0474 | 1.0691 | 1.0754 | 1.0976 | 1.1171 | 1.1326 | 1.1478 | 1.1647 | 1.1806 | 1.197 | 1.2172 | 1.2388 | 1.2627 | 1.2891 | 1.3103 | 1.3373 | 1.3642 | 1.3956 | 1.426 | 1.4543 | 1.4833 | 1 | 1.0074 | 1.0088 | 1.0263 | 1.0461 | 1.0508 | 1.0577 | 1.0639 | 1.0713 | 1.0766 | 1.0799 | 1.0811 | 1.0818 | 1.0805 | 1.0794 | 1.09 | 1.1014 | 1.1144 | 1.1296 | 1.1404 | 1.1556 | 1.1704 | 1.1881 | 1.2036 | 1.2168 | 1.2302 | 1 | 1 | 1 | 1 | 1 | 1 | 1 | 1 | 1 | 1 | 1 | 1 | 1 | 1 | 1 | 1 | 1 | 1 | 1 | 1 | 1 | 1 | 1 | 1 | 1 | 1 | 0 | 0 | 0.011316 | 0.05078 | 0.11286 | 0.18736 | 0.27469 | 0.30887 | 0.34247 | 0.37608 | 0.40968 | 0.44328 | 0.47689 | 0.51049 | 0.54409 | 0.5777 | 0.6113 | 0.6449 | 0.67127 | 0.67127 | 0.67127 | 0.67127 | 0.67127 | 0.67127 | 0.67127 | 0.67127
Utility-Scale Solar | Cayuga | C | 2 | 158.8536 | 1394.9958 | 952.18 | 25.4292 | 0.2002 | 1 | 1.0322 | 1.0417 | 1.0554 | 1.0617 | 1.0456 | 1.1572 | 1.2621 | 1.2539 | 1.2461 | 1.236 | 1.2237 | 1.211 | 1.1955 | 1.1798 | 1.1814 | 1.1833 | 1.1865 | 1.1906 | 1.1923 | 1.1959 | 1.1985 | 1.2021 | 1.2045 | 1.2053 | 1.2058 | 1 | 1.0154 | 1.0149 | 1.0334 | 1.0437 | 1.0474 | 1.0691 | 1.0754 | 1.0976 | 1.1171 | 1.1326 | 1.1478 | 1.1647 | 1.1806 | 1.197 | 1.2172 | 1.2388 | 1.2627 | 1.2891 | 1.3103 | 1.3373 | 1.3642 | 1.3956 | 1.426 | 1.4543 | 1.4833 | 1 | 1.0074 | 1.0088 | 1.0263 | 1.0461 | 1.0508 | 1.0577 | 1.0639 | 1.0713 | 1.0766 | 1.0799 | 1.0811 | 1.0818 | 1.0805 | 1.0794 | 1.09 | 1.1014 | 1.1144 | 1.1296 | 1.1404 | 1.1556 | 1.1704 | 1.1881 | 1.2036 | 1.2168 | 1.2302 | 1 | 1 | 1 | 1 | 1 | 1 | 1 | 1 | 1 | 1 | 1 | 1 | 1 | 1 | 1 | 1 | 1 | 1 | 1 | 1 | 1 | 1 | 1 | 1 | 1 | 1 | 0 | 0 | 0 | 0 | 0 | 0 | 0 | 0 | 0 | 0 | 0 | 0 | 0 | 0 | 0 | 0 | 0 | 0 | 0.042337 | 0.23883 | 0.43532 | 0.63181 | 0.8283 | 1 | 1 | 1
Utility-Scale Solar | Cayuga | C | 3 | 187.3177 | 1442.3533 | 1914.0825 | 26.2925 | 0.2002 | 1 | 1.0322 | 1.0417 | 1.0554 | 1.0617 | 1.0456 | 1.1572 | 1.2621 | 1.2539 | 1.2461 | 1.236 | 1.2237 | 1.211 | 1.1955 | 1.1798 | 1.1814 | 1.1833 | 1.1865 | 1.1906 | 1.1923 | 1.1959 | 1.1985 | 1.2021 | 1.2045 | 1.2053 | 1.2058 | 1 | 1.0154 | 1.0149 | 1.0334 | 1.0437 | 1.0474 | 1.0691 | 1.0754 | 1.0976 | 1.1171 | 1.1326 | 1.1478 | 1.1647 | 1.1806 | 1.197 | 1.2172 | 1.2388 | 1.2627 | 1.2891 | 1.3103 | 1.3373 | 1.3642 | 1.3956 | 1.426 | 1.4543 | 1.4833 | 1 | 1.0074 | 1.0088 | 1.0263 | 1.0461 | 1.0508 | 1.0577 | 1.0639 | 1.0713 | 1.0766 | 1.0799 | 1.0811 | 1.0818 | 1.0805 | 1.0794 | 1.09 | 1.1014 | 1.1144 | 1.1296 | 1.1404 | 1.1556 | 1.1704 | 1.1881 | 1.2036 | 1.2168 | 1.2302 | 1 | 1 | 1 | 1 | 1 | 1 | 1 | 1 | 1 | 1 | 1 | 1 | 1 | 1 | 1 | 1 | 1 | 1 | 1 | 1 | 1 | 1 | 1 | 1 | 1 | 1 | 0 | 0 | 0 | 0 | 0 | 0 | 0 | 0 | 0 | 0 | 0 | 0 | 0 | 0 | 0 | 0 | 0 | 0 | 0 | 0 | 0 | 0 | 0 | 0.041953 | 0.37441 | 0.70686
Utility-Scale Solar | Chautauqua | A | 1 | 1749.3394 | 1082.5949 | 361.594 | 22.6959 | 0.19166 | 1 | 1.0322 | 1.0417 | 1.0554 | 1.0617 | 1.0456 | 1.2071 | 1.3602 | 1.3514 | 1.343 | 1.3321 | 1.3188 | 1.3051 | 1.2885 | 1.2715 | 1.2732 | 1.2753 | 1.2787 | 1.2832 | 1.285 | 1.2888 | 1.2917 | 1.2956 | 1.2982 | 1.299 | 1.2995 | 1 | 1.0154 | 1.0149 | 1.0334 | 1.0437 | 1.0474 | 1.0691 | 1.0754 | 1.0976 | 1.1171 | 1.1326 | 1.1478 | 1.1647 | 1.1806 | 1.197 | 1.2172 | 1.2388 | 1.2627 | 1.2891 | 1.3103 | 1.3373 | 1.3642 | 1.3956 | 1.426 | 1.4543 | 1.4833 | 1 | 1.0074 | 1.0088 | 1.0263 | 1.0461 | 1.0508 | 1.0577 | 1.0639 | 1.0713 | 1.0766 | 1.0799 | 1.0811 | 1.0818 | 1.0805 | 1.0794 | 1.09 | 1.1014 | 1.1144 | 1.1296 | 1.1404 | 1.1556 | 1.1704 | 1.1881 | 1.2036 | 1.2168 | 1.2302 | 1 | 1 | 1 | 1 | 1 | 1 | 1 | 1 | 1 | 1 | 1 | 1 | 1 | 1 | 1 | 1 | 1 | 1 | 1 | 1 | 1 | 1 | 1 | 1 | 1 | 1 | 0 | 0 | 0.015572 | 0.069878 | 0.15531 | 0.25783 | 0.378 | 0.43134 | 0.48407 | 0.5368 | 0.58953 | 0.64225 | 0.69498 | 0.74771 | 0.80044 | 0.85317 | 0.9059 | 0.95863 | 1 | 1 | 1 | 1 | 1 | 1 | 1 | 1
Utility-Scale Solar | Chautauqua | A | 2 | 489.7265 | 1179.448 | 1079.7307 | 25.3905 | 0.2028 | 1 | 1.0322 | 1.0417 | 1.0554 | 1.0617 | 1.0456 | 1.2173 | 1.3804 | 1.3715 | 1.3629 | 1.3519 | 1.3384 | 1.3245 | 1.3076 | 1.2904 | 1.2921 | 1.2943 | 1.2977 | 1.3022 | 1.304 | 1.308 | 1.3109 | 1.3148 | 1.3175 | 1.3183 | 1.3188 | 1 | 1.0154 | 1.0149 | 1.0334 | 1.0437 | 1.0474 | 1.0691 | 1.0754 | 1.0976 | 1.1171 | 1.1326 | 1.1478 | 1.1647 | 1.1806 | 1.197 | 1.2172 | 1.2388 | 1.2627 | 1.2891 | 1.3103 | 1.3373 | 1.3642 | 1.3956 | 1.426 | 1.4543 | 1.4833 | 1 | 1.0074 | 1.0088 | 1.0263 | 1.0461 | 1.0508 | 1.0577 | 1.0639 | 1.0713 | 1.0766 | 1.0799 | 1.0811 | 1.0818 | 1.0805 | 1.0794 | 1.09 | 1.1014 | 1.1144 | 1.1296 | 1.1404 | 1.1556 | 1.1704 | 1.1881 | 1.2036 | 1.2168 | 1.2302 | 1 | 1 | 1 | 1 | 1 | 1 | 1 | 1 | 1 | 1 | 1 | 1 | 1 | 1 | 1 | 1 | 1 | 1 | 1 | 1 | 1 | 1 | 1 | 1 | 1 | 1 | 0 | 0 | 0 | 0 | 0 | 0 | 0 | 0 | 0 | 0 | 0 | 0 | 0 | 0 | 0 | 0 | 0 | 0 | 0.042337 | 0.23883 | 0.43532 | 0.63181 | 0.8283 | 1 | 1 | 1
Utility-Scale Solar | Chautauqua | A | 3 | 362.3905 | 1217.2148 | 2987.7329 | 26.2035 | 0.2028 | 1 | 1.0322 | 1.0417 | 1.0554 | 1.0617 | 1.0456 | 1.2173 | 1.3804 | 1.3715 | 1.3629 | 1.3519 | 1.3384 | 1.3245 | 1.3076 | 1.2904 | 1.2921 | 1.2943 | 1.2977 | 1.3022 | 1.304 | 1.308 | 1.3109 | 1.3148 | 1.3175 | 1.3183 | 1.3188 | 1 | 1.0154 | 1.0149 | 1.0334 | 1.0437 | 1.0474 | 1.0691 | 1.0754 | 1.0976 | 1.1171 | 1.1326 | 1.1478 | 1.1647 | 1.1806 | 1.197 | 1.2172 | 1.2388 | 1.2627 | 1.2891 | 1.3103 | 1.3373 | 1.3642 | 1.3956 | 1.426 | 1.4543 | 1.4833 | 1 | 1.0074 | 1.0088 | 1.0263 | 1.0461 | 1.0508 | 1.0577 | 1.0639 | 1.0713 | 1.0766 | 1.0799 | 1.0811 | 1.0818 | 1.0805 | 1.0794 | 1.09 | 1.1014 | 1.1144 | 1.1296 | 1.1404 | 1.1556 | 1.1704 | 1.1881 | 1.2036 | 1.2168 | 1.2302 | 1 | 1 | 1 | 1 | 1 | 1 | 1 | 1 | 1 | 1 | 1 | 1 | 1 | 1 | 1 | 1 | 1 | 1 | 1 | 1 | 1 | 1 | 1 | 1 | 1 | 1 | 0 | 0 | 0 | 0 | 0 | 0 | 0 | 0 | 0 | 0 | 0 | 0 | 0 | 0 | 0 | 0 | 0 | 0 | 0 | 0 | 0 | 0 | 0 | 0.041953 | 0.37441 | 0.70686
Utility-Scale Solar | Chemung | C | 1 | 277.9124 | 1158.5096 | 474.3545 | 24.9397 | 0.2015 | 1 | 1.0322 | 1.0417 | 1.0554 | 1.0617 | 1.0456 | 1.2173 | 1.3804 | 1.3715 | 1.3629 | 1.3519 | 1.3384 | 1.3245 | 1.3076 | 1.2904 | 1.2921 | 1.2943 | 1.2977 | 1.3022 | 1.304 | 1.308 | 1.3109 | 1.3148 | 1.3175 | 1.3183 | 1.3188 | 1 | 1.0154 | 1.0149 | 1.0334 | 1.0437 | 1.0474 | 1.0691 | 1.0754 | 1.0976 | 1.1171 | 1.1326 | 1.1478 | 1.1647 | 1.1806 | 1.197 | 1.2172 | 1.2388 | 1.2627 | 1.2891 | 1.3103 | 1.3373 | 1.3642 | 1.3956 | 1.426 | 1.4543 | 1.4833 | 1 | 1.0074 | 1.0088 | 1.0263 | 1.0461 | 1.0508 | 1.0577 | 1.0639 | 1.0713 | 1.0766 | 1.0799 | 1.0811 | 1.0818 | 1.0805 | 1.0794 | 1.09 | 1.1014 | 1.1144 | 1.1296 | 1.1404 | 1.1556 | 1.1704 | 1.1881 | 1.2036 | 1.2168 | 1.2302 | 1 | 1 | 1 | 1 | 1 | 1 | 1 | 1 | 1 | 1 | 1 | 1 | 1 | 1 | 1 | 1 | 1 | 1 | 1 | 1 | 1 | 1 | 1 | 1 | 1 | 1 | 0 | 0 | 0.0061906 | 0.02778 | 0.061744 | 0.1025 | 0.15027 | 0.22123 | 0.29345 | 0.36566 | 0.43787 | 0.51008 | 0.58229 | 0.6545 | 0.72671 | 0.79892 | 0.87114 | 0.94335 | 1 | 1 | 1 | 1 | 1 | 1 | 1 | 1
Utility-Scale Solar | Chemung | C | 2 | 79.7749 | 1193.1905 | 1051.684 | 25.6863 | 0.2015 | 1 | 1.0322 | 1.0417 | 1.0554 | 1.0617 | 1.0456 | 1.2173 | 1.3804 | 1.3715 | 1.3629 | 1.3519 | 1.3384 | 1.3245 | 1.3076 | 1.2904 | 1.2921 | 1.2943 | 1.2977 | 1.3022 | 1.304 | 1.308 | 1.3109 | 1.3148 | 1.3175 | 1.3183 | 1.3188 | 1 | 1.0154 | 1.0149 | 1.0334 | 1.0437 | 1.0474 | 1.0691 | 1.0754 | 1.0976 | 1.1171 | 1.1326 | 1.1478 | 1.1647 | 1.1806 | 1.197 | 1.2172 | 1.2388 | 1.2627 | 1.2891 | 1.3103 | 1.3373 | 1.3642 | 1.3956 | 1.426 | 1.4543 | 1.4833 | 1 | 1.0074 | 1.0088 | 1.0263 | 1.0461 | 1.0508 | 1.0577 | 1.0639 | 1.0713 | 1.0766 | 1.0799 | 1.0811 | 1.0818 | 1.0805 | 1.0794 | 1.09 | 1.1014 | 1.1144 | 1.1296 | 1.1404 | 1.1556 | 1.1704 | 1.1881 | 1.2036 | 1.2168 | 1.2302 | 1 | 1 | 1 | 1 | 1 | 1 | 1 | 1 | 1 | 1 | 1 | 1 | 1 | 1 | 1 | 1 | 1 | 1 | 1 | 1 | 1 | 1 | 1 | 1 | 1 | 1 | 0 | 0 | 0 | 0 | 0 | 0 | 0 | 0 | 0 | 0 | 0 | 0 | 0 | 0 | 0 | 0 | 0 | 0 | 0.042337 | 0.23883 | 0.43532 | 0.63181 | 0.8283 | 1 | 1 | 1
Utility-Scale Solar | Chemung | C | 3 | 65.9784 | 1247.6659 | 2055.1219 | 26.4427 | 0.2015 | 1 | 1.0322 | 1.0417 | 1.0554 | 1.0617 | 1.0456 | 1.2112 | 1.3684 | 1.3596 | 1.3511 | 1.3402 | 1.3268 | 1.313 | 1.2963 | 1.2792 | 1.2809 | 1.2831 | 1.2865 | 1.2909 | 1.2927 | 1.2966 | 1.2996 | 1.3034 | 1.3061 | 1.3069 | 1.3074 | 1 | 1.0154 | 1.0149 | 1.0334 | 1.0437 | 1.0474 | 1.0691 | 1.0754 | 1.0976 | 1.1171 | 1.1326 | 1.1478 | 1.1647 | 1.1806 | 1.197 | 1.2172 | 1.2388 | 1.2627 | 1.2891 | 1.3103 | 1.3373 | 1.3642 | 1.3956 | 1.426 | 1.4543 | 1.4833 | 1 | 1.0074 | 1.0088 | 1.0263 | 1.0461 | 1.0508 | 1.0577 | 1.0639 | 1.0713 | 1.0766 | 1.0799 | 1.0811 | 1.0818 | 1.0805 | 1.0794 | 1.09 | 1.1014 | 1.1144 | 1.1296 | 1.1404 | 1.1556 | 1.1704 | 1.1881 | 1.2036 | 1.2168 | 1.2302 | 1 | 1 | 1 | 1 | 1 | 1 | 1 | 1 | 1 | 1 | 1 | 1 | 1 | 1 | 1 | 1 | 1 | 1 | 1 | 1 | 1 | 1 | 1 | 1 | 1 | 1 | 0 | 0 | 0 | 0 | 0 | 0 | 0 | 0 | 0 | 0 | 0 | 0 | 0 | 0 | 0 | 0 | 0 | 0 | 0 | 0 | 0 | 0 | 0 | 0.041953 | 0.37441 | 0.70686
Utility-Scale Solar | Chenango | E | 1 | 192.3008 | 1340.7319 | 362.1329 | 24.44 | 0.2015 | 1 | 1.0322 | 1.0417 | 1.0554 | 1.0617 | 1.0456 | 1.1572 | 1.2621 | 1.2539 | 1.2461 | 1.236 | 1.2237 | 1.211 | 1.1955 | 1.1798 | 1.1814 | 1.1833 | 1.1865 | 1.1906 | 1.1923 | 1.1959 | 1.1985 | 1.2021 | 1.2045 | 1.2053 | 1.2058 | 1 | 1.0154 | 1.0149 | 1.0334 | 1.0437 | 1.0474 | 1.0691 | 1.0754 | 1.0976 | 1.1171 | 1.1326 | 1.1478 | 1.1647 | 1.1806 | 1.197 | 1.2172 | 1.2388 | 1.2627 | 1.2891 | 1.3103 | 1.3373 | 1.3642 | 1.3956 | 1.426 | 1.4543 | 1.4833 | 1 | 1.0074 | 1.0088 | 1.0263 | 1.0461 | 1.0508 | 1.0577 | 1.0639 | 1.0713 | 1.0766 | 1.0799 | 1.0811 | 1.0818 | 1.0805 | 1.0794 | 1.09 | 1.1014 | 1.1144 | 1.1296 | 1.1404 | 1.1556 | 1.1704 | 1.1881 | 1.2036 | 1.2168 | 1.2302 | 1 | 1 | 1 | 1 | 1 | 1 | 1 | 1 | 1 | 1 | 1 | 1 | 1 | 1 | 1 | 1 | 1 | 1 | 1 | 1 | 1 | 1 | 1 | 1 | 1 | 1 | 0 | 0 | 0 | 0 | 0 | 0 | 4.421e-17 | 0.082589 | 0.16766 | 0.25272 | 0.33779 | 0.42286 | 0.50793 | 0.59299 | 0.67806 | 0.76313 | 0.84819 | 0.93326 | 1 | 1 | 1 | 1 | 1 | 1 | 1 | 1
Utility-Scale Solar | Chenango | E | 2 | 148.5098 | 1407.4369 | 1002.4759 | 25.656 | 0.2015 | 1 | 1.0322 | 1.0417 | 1.0554 | 1.0617 | 1.0456 | 1.1572 | 1.2621 | 1.2539 | 1.2461 | 1.236 | 1.2237 | 1.211 | 1.1955 | 1.1798 | 1.1814 | 1.1833 | 1.1865 | 1.1906 | 1.1923 | 1.1959 | 1.1985 | 1.2021 | 1.2045 | 1.2053 | 1.2058 | 1 | 1.0154 | 1.0149 | 1.0334 | 1.0437 | 1.0474 | 1.0691 | 1.0754 | 1.0976 | 1.1171 | 1.1326 | 1.1478 | 1.1647 | 1.1806 | 1.197 | 1.2172 | 1.2388 | 1.2627 | 1.2891 | 1.3103 | 1.3373 | 1.3642 | 1.3956 | 1.426 | 1.4543 | 1.4833 | 1 | 1.0074 | 1.0088 | 1.0263 | 1.0461 | 1.0508 | 1.0577 | 1.0639 | 1.0713 | 1.0766 | 1.0799 | 1.0811 | 1.0818 | 1.0805 | 1.0794 | 1.09 | 1.1014 | 1.1144 | 1.1296 | 1.1404 | 1.1556 | 1.1704 | 1.1881 | 1.2036 | 1.2168 | 1.2302 | 1 | 1 | 1 | 1 | 1 | 1 | 1 | 1 | 1 | 1 | 1 | 1 | 1 | 1 | 1 | 1 | 1 | 1 | 1 | 1 | 1 | 1 | 1 | 1 | 1 | 1 | 0 | 0 | 0 | 0 | 0 | 0 | 0 | 0 | 0 | 0 | 0 | 0 | 0 | 0 | 0 | 0 | 0 | 0 | 0.042337 | 0.23883 | 0.43532 | 0.63181 | 0.8283 | 1 | 1 | 1
Utility-Scale Solar | Chenango | E | 3 | 54.3257 | 1429.9142 | 2644.0544 | 26.0657 | 0.2015 | 1 | 1.0322 | 1.0417 | 1.0554 | 1.0617 | 1.0456 | 1.1572 | 1.2621 | 1.2539 | 1.2461 | 1.236 | 1.2237 | 1.211 | 1.1955 | 1.1798 | 1.1814 | 1.1833 | 1.1865 | 1.1906 | 1.1923 | 1.1959 | 1.1985 | 1.2021 | 1.2045 | 1.2053 | 1.2058 | 1 | 1.0154 | 1.0149 | 1.0334 | 1.0437 | 1.0474 | 1.0691 | 1.0754 | 1.0976 | 1.1171 | 1.1326 | 1.1478 | 1.1647 | 1.1806 | 1.197 | 1.2172 | 1.2388 | 1.2627 | 1.2891 | 1.3103 | 1.3373 | 1.3642 | 1.3956 | 1.426 | 1.4543 | 1.4833 | 1 | 1.0074 | 1.0088 | 1.0263 | 1.0461 | 1.0508 | 1.0577 | 1.0639 | 1.0713 | 1.0766 | 1.0799 | 1.0811 | 1.0818 | 1.0805 | 1.0794 | 1.09 | 1.1014 | 1.1144 | 1.1296 | 1.1404 | 1.1556 | 1.1704 | 1.1881 | 1.2036 | 1.2168 | 1.2302 | 1 | 1 | 1 | 1 | 1 | 1 | 1 | 1 | 1 | 1 | 1 | 1 | 1 | 1 | 1 | 1 | 1 | 1 | 1 | 1 | 1 | 1 | 1 | 1 | 1 | 1 | 0 | 0 | 0 | 0 | 0 | 0 | 0 | 0 | 0 | 0 | 0 | 0 | 0 | 0 | 0 | 0 | 0 | 0 | 0 | 0 | 0 | 0 | 0 | 0.041953 | 0.37441 | 0.70686
Utility-Scale Solar | Clinton | D | 1 | 660.7783 | 1322.6559 | 408.5275 | 24.1105 | 0.2041 | 1 | 1.0322 | 1.0417 | 1.0554 | 1.0617 | 1.0456 | 1.1572 | 1.2621 | 1.2539 | 1.2461 | 1.236 | 1.2237 | 1.211 | 1.1955 | 1.1798 | 1.1814 | 1.1833 | 1.1865 | 1.1906 | 1.1923 | 1.1959 | 1.1985 | 1.2021 | 1.2045 | 1.2053 | 1.2058 | 1 | 1.0154 | 1.0149 | 1.0334 | 1.0437 | 1.0474 | 1.0691 | 1.0754 | 1.0976 | 1.1171 | 1.1326 | 1.1478 | 1.1647 | 1.1806 | 1.197 | 1.2172 | 1.2388 | 1.2627 | 1.2891 | 1.3103 | 1.3373 | 1.3642 | 1.3956 | 1.426 | 1.4543 | 1.4833 | 1 | 1.0074 | 1.0088 | 1.0263 | 1.0461 | 1.0508 | 1.0577 | 1.0639 | 1.0713 | 1.0766 | 1.0799 | 1.0811 | 1.0818 | 1.0805 | 1.0794 | 1.09 | 1.1014 | 1.1144 | 1.1296 | 1.1404 | 1.1556 | 1.1704 | 1.1881 | 1.2036 | 1.2168 | 1.2302 | 1 | 1 | 1 | 1 | 1 | 1 | 1 | 1 | 1 | 1 | 1 | 1 | 1 | 1 | 1 | 1 | 1 | 1 | 1 | 1 | 1 | 1 | 1 | 1 | 1 | 1 | 0 | 0 | 0.007439 | 0.033382 | 0.074196 | 0.12317 | 0.18058 | 0.24919 | 0.31881 | 0.38843 | 0.45805 | 0.52767 | 0.59729 | 0.66691 | 0.73653 | 0.80614 | 0.87576 | 0.94538 | 1 | 1 | 1 | 1 | 1 | 1 | 1 | 1
Utility-Scale Solar | Clinton | D | 2 | 638.1435 | 1388.4554 | 952.6655 | 25.31 | 0.2041 | 1 | 1.0322 | 1.0417 | 1.0554 | 1.0617 | 1.0456 | 1.1572 | 1.2621 | 1.2539 | 1.2461 | 1.236 | 1.2237 | 1.211 | 1.1955 | 1.1798 | 1.1814 | 1.1833 | 1.1865 | 1.1906 | 1.1923 | 1.1959 | 1.1985 | 1.2021 | 1.2045 | 1.2053 | 1.2058 | 1 | 1.0154 | 1.0149 | 1.0334 | 1.0437 | 1.0474 | 1.0691 | 1.0754 | 1.0976 | 1.1171 | 1.1326 | 1.1478 | 1.1647 | 1.1806 | 1.197 | 1.2172 | 1.2388 | 1.2627 | 1.2891 | 1.3103 | 1.3373 | 1.3642 | 1.3956 | 1.426 | 1.4543 | 1.4833 | 1 | 1.0074 | 1.0088 | 1.0263 | 1.0461 | 1.0508 | 1.0577 | 1.0639 | 1.0713 | 1.0766 | 1.0799 | 1.0811 | 1.0818 | 1.0805 | 1.0794 | 1.09 | 1.1014 | 1.1144 | 1.1296 | 1.1404 | 1.1556 | 1.1704 | 1.1881 | 1.2036 | 1.2168 | 1.2302 | 1 | 1 | 1 | 1 | 1 | 1 | 1 | 1 | 1 | 1 | 1 | 1 | 1 | 1 | 1 | 1 | 1 | 1 | 1 | 1 | 1 | 1 | 1 | 1 | 1 | 1 | 0 | 0 | 0 | 0 | 0 | 0 | 0 | 0 | 0 | 0 | 0 | 0 | 0 | 0 | 0 | 0 | 0 | 0 | 0.042337 | 0.23883 | 0.43532 | 0.63181 | 0.8283 | 1 | 1 | 1
Utility-Scale Solar | Clinton | D | 3 | 567.7591 | 1425.7497 | 2331.3082 | 25.9898 | 0.2041 | 1 | 1.0322 | 1.0417 | 1.0554 | 1.0617 | 1.0456 | 1.1572 | 1.2621 | 1.2539 | 1.2461 | 1.236 | 1.2237 | 1.211 | 1.1955 | 1.1798 | 1.1814 | 1.1833 | 1.1865 | 1.1906 | 1.1923 | 1.1959 | 1.1985 | 1.2021 | 1.2045 | 1.2053 | 1.2058 | 1 | 1.0154 | 1.0149 | 1.0334 | 1.0437 | 1.0474 | 1.0691 | 1.0754 | 1.0976 | 1.1171 | 1.1326 | 1.1478 | 1.1647 | 1.1806 | 1.197 | 1.2172 | 1.2388 | 1.2627 | 1.2891 | 1.3103 | 1.3373 | 1.3642 | 1.3956 | 1.426 | 1.4543 | 1.4833 | 1 | 1.0074 | 1.0088 | 1.0263 | 1.0461 | 1.0508 | 1.0577 | 1.0639 | 1.0713 | 1.0766 | 1.0799 | 1.0811 | 1.0818 | 1.0805 | 1.0794 | 1.09 | 1.1014 | 1.1144 | 1.1296 | 1.1404 | 1.1556 | 1.1704 | 1.1881 | 1.2036 | 1.2168 | 1.2302 | 1 | 1 | 1 | 1 | 1 | 1 | 1 | 1 | 1 | 1 | 1 | 1 | 1 | 1 | 1 | 1 | 1 | 1 | 1 | 1 | 1 | 1 | 1 | 1 | 1 | 1 | 0 | 0 | 0 | 0 | 0 | 0 | 0 | 0 | 0 | 0 | 0 | 0 | 0 | 0 | 0 | 0 | 0 | 0 | 0 | 0 | 0 | 0 | 0 | 0.041953 | 0.37441 | 0.70686
Utility-Scale Solar | Columbia | F | 1 | 424.565 | 1472.1997 | 383.7717 | 26.8365 | 0.208 | 1 | 1.0322 | 1.0417 | 1.0554 | 1.0617 | 1.0456 | 1.1572 | 1.2621 | 1.2539 | 1.2461 | 1.236 | 1.2237 | 1.211 | 1.1955 | 1.1798 | 1.1814 | 1.1833 | 1.1865 | 1.1906 | 1.1923 | 1.1959 | 1.1985 | 1.2021 | 1.2045 | 1.2053 | 1.2058 | 1 | 1.0154 | 1.0149 | 1.0334 | 1.0437 | 1.0474 | 1.0691 | 1.0754 | 1.0976 | 1.1171 | 1.1326 | 1.1478 | 1.1647 | 1.1806 | 1.197 | 1.2172 | 1.2388 | 1.2627 | 1.2891 | 1.3103 | 1.3373 | 1.3642 | 1.3956 | 1.426 | 1.4543 | 1.4833 | 1 | 1.0074 | 1.0088 | 1.0263 | 1.0461 | 1.0508 | 1.0577 | 1.0639 | 1.0713 | 1.0766 | 1.0799 | 1.0811 | 1.0818 | 1.0805 | 1.0794 | 1.09 | 1.1014 | 1.1144 | 1.1296 | 1.1404 | 1.1556 | 1.1704 | 1.1881 | 1.2036 | 1.2168 | 1.2302 | 1 | 1 | 1 | 1 | 1 | 1 | 1 | 1 | 1 | 1 | 1 | 1 | 1 | 1 | 1 | 1 | 1 | 1 | 1 | 1 | 1 | 1 | 1 | 1 | 1 | 1 | 0 | 0 | 0.0057889 | 0.025977 | 0.057738 | 0.095851 | 0.14052 | 0.21224 | 0.28528 | 0.35833 | 0.43137 | 0.50442 | 0.57747 | 0.65051 | 0.72356 | 0.7966 | 0.86965 | 0.94269 | 1 | 1 | 1 | 1 | 1 | 1 | 1 | 1
Utility-Scale Solar | Columbia | F | 2 | 435.6262 | 1528.0951 | 817.8308 | 27.8554 | 0.208 | 1 | 1.0322 | 1.0417 | 1.0554 | 1.0617 | 1.0456 | 1.1572 | 1.2621 | 1.2539 | 1.2461 | 1.236 | 1.2237 | 1.211 | 1.1955 | 1.1798 | 1.1814 | 1.1833 | 1.1865 | 1.1906 | 1.1923 | 1.1959 | 1.1985 | 1.2021 | 1.2045 | 1.2053 | 1.2058 | 1 | 1.0154 | 1.0149 | 1.0334 | 1.0437 | 1.0474 | 1.0691 | 1.0754 | 1.0976 | 1.1171 | 1.1326 | 1.1478 | 1.1647 | 1.1806 | 1.197 | 1.2172 | 1.2388 | 1.2627 | 1.2891 | 1.3103 | 1.3373 | 1.3642 | 1.3956 | 1.426 | 1.4543 | 1.4833 | 1 | 1.0074 | 1.0088 | 1.0263 | 1.0461 | 1.0508 | 1.0577 | 1.0639 | 1.0713 | 1.0766 | 1.0799 | 1.0811 | 1.0818 | 1.0805 | 1.0794 | 1.09 | 1.1014 | 1.1144 | 1.1296 | 1.1404 | 1.1556 | 1.1704 | 1.1881 | 1.2036 | 1.2168 | 1.2302 | 1 | 1 | 1 | 1 | 1 | 1 | 1 | 1 | 1 | 1 | 1 | 1 | 1 | 1 | 1 | 1 | 1 | 1 | 1 | 1 | 1 | 1 | 1 | 1 | 1 | 1 | 0 | 0 | 0 | 0 | 0 | 0 | 0 | 0 | 0 | 0 | 0 | 0 | 0 | 0 | 0 | 0 | 0 | 0 | 0.042337 | 0.23883 | 0.43532 | 0.63181 | 0.8283 | 1 | 1 | 1
Utility-Scale Solar | Columbia | F | 3 | 333.9678 | 1574.3764 | 1557.6948 | 28.6991 | 0.208 | 1 | 1.0322 | 1.0417 | 1.0554 | 1.0617 | 1.0456 | 1.1572 | 1.2621 | 1.2539 | 1.2461 | 1.236 | 1.2237 | 1.211 | 1.1955 | 1.1798 | 1.1814 | 1.1833 | 1.1865 | 1.1906 | 1.1923 | 1.1959 | 1.1985 | 1.2021 | 1.2045 | 1.2053 | 1.2058 | 1 | 1.0154 | 1.0149 | 1.0334 | 1.0437 | 1.0474 | 1.0691 | 1.0754 | 1.0976 | 1.1171 | 1.1326 | 1.1478 | 1.1647 | 1.1806 | 1.197 | 1.2172 | 1.2388 | 1.2627 | 1.2891 | 1.3103 | 1.3373 | 1.3642 | 1.3956 | 1.426 | 1.4543 | 1.4833 | 1 | 1.0074 | 1.0088 | 1.0263 | 1.0461 | 1.0508 | 1.0577 | 1.0639 | 1.0713 | 1.0766 | 1.0799 | 1.0811 | 1.0818 | 1.0805 | 1.0794 | 1.09 | 1.1014 | 1.1144 | 1.1296 | 1.1404 | 1.1556 | 1.1704 | 1.1881 | 1.2036 | 1.2168 | 1.2302 | 1 | 1 | 1 | 1 | 1 | 1 | 1 | 1 | 1 | 1 | 1 | 1 | 1 | 1 | 1 | 1 | 1 | 1 | 1 | 1 | 1 | 1 | 1 | 1 | 1 | 1 | 0 | 0 | 0 | 0 | 0 | 0 | 0 | 0 | 0 | 0 | 0 | 0 | 0 | 0 | 0 | 0 | 0 | 0 | 0 | 0 | 0 | 0 | 0 | 0.041953 | 0.37441 | 0.70686
Utility-Scale Solar | Cortland | C | 1 | 296.7867 | 1288.1815 | 291.881 | 23.7222 | 0.1958 | 1 | 1.0322 | 1.0417 | 1.0554 | 1.0617 | 1.0456 | 1.1606 | 1.2687 | 1.2606 | 1.2527 | 1.2426 | 1.2302 | 1.2174 | 1.2018 | 1.186 | 1.1876 | 1.1896 | 1.1928 | 1.1969 | 1.1986 | 1.2022 | 1.2049 | 1.2085 | 1.2109 | 1.2117 | 1.2121 | 1 | 1.0154 | 1.0149 | 1.0334 | 1.0437 | 1.0474 | 1.0691 | 1.0754 | 1.0976 | 1.1171 | 1.1326 | 1.1478 | 1.1647 | 1.1806 | 1.197 | 1.2172 | 1.2388 | 1.2627 | 1.2891 | 1.3103 | 1.3373 | 1.3642 | 1.3956 | 1.426 | 1.4543 | 1.4833 | 1 | 1.0074 | 1.0088 | 1.0263 | 1.0461 | 1.0508 | 1.0577 | 1.0639 | 1.0713 | 1.0766 | 1.0799 | 1.0811 | 1.0818 | 1.0805 | 1.0794 | 1.09 | 1.1014 | 1.1144 | 1.1296 | 1.1404 | 1.1556 | 1.1704 | 1.1881 | 1.2036 | 1.2168 | 1.2302 | 1 | 1 | 1 | 1 | 1 | 1 | 1 | 1 | 1 | 1 | 1 | 1 | 1 | 1 | 1 | 1 | 1 | 1 | 1 | 1 | 1 | 1 | 1 | 1 | 1 | 1 | 0 | 0 | 0.012422 | 0.055743 | 0.12389 | 0.20568 | 0.30154 | 0.36079 | 0.42006 | 0.47933 | 0.5386 | 0.59788 | 0.65715 | 0.71642 | 0.77569 | 0.83496 | 0.89423 | 0.9535 | 1 | 1 | 1 | 1 | 1 | 1 | 1 | 1
Utility-Scale Solar | Cortland | C | 2 | 165.0924 | 1399.6311 | 893.4212 | 25.5137 | 0.1989 | 1 | 1.0322 | 1.0417 | 1.0554 | 1.0617 | 1.0456 | 1.1572 | 1.2621 | 1.2539 | 1.2461 | 1.236 | 1.2237 | 1.211 | 1.1955 | 1.1798 | 1.1814 | 1.1833 | 1.1865 | 1.1906 | 1.1923 | 1.1959 | 1.1985 | 1.2021 | 1.2045 | 1.2053 | 1.2058 | 1 | 1.0154 | 1.0149 | 1.0334 | 1.0437 | 1.0474 | 1.0691 | 1.0754 | 1.0976 | 1.1171 | 1.1326 | 1.1478 | 1.1647 | 1.1806 | 1.197 | 1.2172 | 1.2388 | 1.2627 | 1.2891 | 1.3103 | 1.3373 | 1.3642 | 1.3956 | 1.426 | 1.4543 | 1.4833 | 1 | 1.0074 | 1.0088 | 1.0263 | 1.0461 | 1.0508 | 1.0577 | 1.0639 | 1.0713 | 1.0766 | 1.0799 | 1.0811 | 1.0818 | 1.0805 | 1.0794 | 1.09 | 1.1014 | 1.1144 | 1.1296 | 1.1404 | 1.1556 | 1.1704 | 1.1881 | 1.2036 | 1.2168 | 1.2302 | 1 | 1 | 1 | 1 | 1 | 1 | 1 | 1 | 1 | 1 | 1 | 1 | 1 | 1 | 1 | 1 | 1 | 1 | 1 | 1 | 1 | 1 | 1 | 1 | 1 | 1 | 0 | 0 | 0 | 0 | 0 | 0 | 0 | 0 | 0 | 0 | 0 | 0 | 0 | 0 | 0 | 0 | 0 | 0 | 0.042337 | 0.23883 | 0.43532 | 0.63181 | 0.8283 | 1 | 1 | 1
Utility-Scale Solar | Cortland | C | 3 | 88.2221 | 1434.0306 | 1617.7973 | 26.1407 | 0.1989 | 1 | 1.0322 | 1.0417 | 1.0554 | 1.0617 | 1.0456 | 1.1572 | 1.2621 | 1.2539 | 1.2461 | 1.236 | 1.2237 | 1.211 | 1.1955 | 1.1798 | 1.1814 | 1.1833 | 1.1865 | 1.1906 | 1.1923 | 1.1959 | 1.1985 | 1.2021 | 1.2045 | 1.2053 | 1.2058 | 1 | 1.0154 | 1.0149 | 1.0334 | 1.0437 | 1.0474 | 1.0691 | 1.0754 | 1.0976 | 1.1171 | 1.1326 | 1.1478 | 1.1647 | 1.1806 | 1.197 | 1.2172 | 1.2388 | 1.2627 | 1.2891 | 1.3103 | 1.3373 | 1.3642 | 1.3956 | 1.426 | 1.4543 | 1.4833 | 1 | 1.0074 | 1.0088 | 1.0263 | 1.0461 | 1.0508 | 1.0577 | 1.0639 | 1.0713 | 1.0766 | 1.0799 | 1.0811 | 1.0818 | 1.0805 | 1.0794 | 1.09 | 1.1014 | 1.1144 | 1.1296 | 1.1404 | 1.1556 | 1.1704 | 1.1881 | 1.2036 | 1.2168 | 1.2302 | 1 | 1 | 1 | 1 | 1 | 1 | 1 | 1 | 1 | 1 | 1 | 1 | 1 | 1 | 1 | 1 | 1 | 1 | 1 | 1 | 1 | 1 | 1 | 1 | 1 | 1 | 0 | 0 | 0 | 0 | 0 | 0 | 0 | 0 | 0 | 0 | 0 | 0 | 0 | 0 | 0 | 0 | 0 | 0 | 0 | 0 | 0 | 0 | 0 | 0.041953 | 0.37441 | 0.70686
Utility-Scale Solar | Delaware | E | 1 | 145 | 1240.9996 | 144.5649 | 22.622 | 0.2028 | 1 | 1.0322 | 1.0417 | 1.0554 | 1.0617 | 1.0456 | 1.1572 | 1.2621 | 1.2539 | 1.2461 | 1.236 | 1.2237 | 1.211 | 1.1955 | 1.1798 | 1.1814 | 1.1833 | 1.1865 | 1.1906 | 1.1923 | 1.1959 | 1.1985 | 1.2021 | 1.2045 | 1.2053 | 1.2058 | 1 | 1.0154 | 1.0149 | 1.0334 | 1.0437 | 1.0474 | 1.0691 | 1.0754 | 1.0976 | 1.1171 | 1.1326 | 1.1478 | 1.1647 | 1.1806 | 1.197 | 1.2172 | 1.2388 | 1.2627 | 1.2891 | 1.3103 | 1.3373 | 1.3642 | 1.3956 | 1.426 | 1.4543 | 1.4833 | 1 | 1.0074 | 1.0088 | 1.0263 | 1.0461 | 1.0508 | 1.0577 | 1.0639 | 1.0713 | 1.0766 | 1.0799 | 1.0811 | 1.0818 | 1.0805 | 1.0794 | 1.09 | 1.1014 | 1.1144 | 1.1296 | 1.1404 | 1.1556 | 1.1704 | 1.1881 | 1.2036 | 1.2168 | 1.2302 | 1 | 1 | 1 | 1 | 1 | 1 | 1 | 1 | 1 | 1 | 1 | 1 | 1 | 1 | 1 | 1 | 1 | 1 | 1 | 1 | 1 | 1 | 1 | 1 | 1 | 1 | 0 | 0 | 0 | 0 | 0 | 0 | 0 | 0 | 0 | 0 | 0 | 0 | 0 | 0 | 0 | 0 | 0 | 0 | 0 | 0 | 0 | 0 | 0 | 0 | 0 | 0
Utility-Scale Solar | Delaware | E | 2 | 57.9762 | 1398.5957 | 935.2566 | 25.4948 | 0.2028 | 1 | 1.0322 | 1.0417 | 1.0554 | 1.0617 | 1.0456 | 1.1572 | 1.2621 | 1.2539 | 1.2461 | 1.236 | 1.2237 | 1.211 | 1.1955 | 1.1798 | 1.1814 | 1.1833 | 1.1865 | 1.1906 | 1.1923 | 1.1959 | 1.1985 | 1.2021 | 1.2045 | 1.2053 | 1.2058 | 1 | 1.0154 | 1.0149 | 1.0334 | 1.0437 | 1.0474 | 1.0691 | 1.0754 | 1.0976 | 1.1171 | 1.1326 | 1.1478 | 1.1647 | 1.1806 | 1.197 | 1.2172 | 1.2388 | 1.2627 | 1.2891 | 1.3103 | 1.3373 | 1.3642 | 1.3956 | 1.426 | 1.4543 | 1.4833 | 1 | 1.0074 | 1.0088 | 1.0263 | 1.0461 | 1.0508 | 1.0577 | 1.0639 | 1.0713 | 1.0766 | 1.0799 | 1.0811 | 1.0818 | 1.0805 | 1.0794 | 1.09 | 1.1014 | 1.1144 | 1.1296 | 1.1404 | 1.1556 | 1.1704 | 1.1881 | 1.2036 | 1.2168 | 1.2302 | 1 | 1 | 1 | 1 | 1 | 1 | 1 | 1 | 1 | 1 | 1 | 1 | 1 | 1 | 1 | 1 | 1 | 1 | 1 | 1 | 1 | 1 | 1 | 1 | 1 | 1 | 0 | 0 | 0 | 0 | 0 | 0 | 0 | 0 | 0 | 0 | 0 | 0 | 0 | 0 | 0 | 0 | 0 | 0 | 0.042337 | 0.23883 | 0.43532 | 0.63181 | 0.8283 | 1 | 1 | 1
Utility-Scale Solar | Delaware | E | 3 | 81.4142 | 1432.6942 | 1454.0385 | 26.1164 | 0.2028 | 1 | 1.0322 | 1.0417 | 1.0554 | 1.0617 | 1.0456 | 1.1572 | 1.2621 | 1.2539 | 1.2461 | 1.236 | 1.2237 | 1.211 | 1.1955 | 1.1798 | 1.1814 | 1.1833 | 1.1865 | 1.1906 | 1.1923 | 1.1959 | 1.1985 | 1.2021 | 1.2045 | 1.2053 | 1.2058 | 1 | 1.0154 | 1.0149 | 1.0334 | 1.0437 | 1.0474 | 1.0691 | 1.0754 | 1.0976 | 1.1171 | 1.1326 | 1.1478 | 1.1647 | 1.1806 | 1.197 | 1.2172 | 1.2388 | 1.2627 | 1.2891 | 1.3103 | 1.3373 | 1.3642 | 1.3956 | 1.426 | 1.4543 | 1.4833 | 1 | 1.0074 | 1.0088 | 1.0263 | 1.0461 | 1.0508 | 1.0577 | 1.0639 | 1.0713 | 1.0766 | 1.0799 | 1.0811 | 1.0818 | 1.0805 | 1.0794 | 1.09 | 1.1014 | 1.1144 | 1.1296 | 1.1404 | 1.1556 | 1.1704 | 1.1881 | 1.2036 | 1.2168 | 1.2302 | 1 | 1 | 1 | 1 | 1 | 1 | 1 | 1 | 1 | 1 | 1 | 1 | 1 | 1 | 1 | 1 | 1 | 1 | 1 | 1 | 1 | 1 | 1 | 1 | 1 | 1 | 0 | 0 | 0 | 0 | 0 | 0 | 0 | 0 | 0 | 0 | 0 | 0 | 0 | 0 | 0 | 0 | 0 | 0 | 0 | 0 | 0 | 0 | 0 | 0.041953 | 0.37441 | 0.70686
Utility-Scale Solar | Dutchess | G | 1 | 429.3576 | 1520.8186 | 342.376 | 27.7228 | 0.2132 | 1 | 1.0322 | 1.0417 | 1.0554 | 1.0617 | 1.0456 | 1.1572 | 1.2621 | 1.2539 | 1.2461 | 1.236 | 1.2237 | 1.211 | 1.1955 | 1.1798 | 1.1814 | 1.1833 | 1.1865 | 1.1906 | 1.1923 | 1.1959 | 1.1985 | 1.2021 | 1.2045 | 1.2053 | 1.2058 | 1 | 1.0154 | 1.0149 | 1.0334 | 1.0437 | 1.0474 | 1.0691 | 1.0754 | 1.0976 | 1.1171 | 1.1326 | 1.1478 | 1.1647 | 1.1806 | 1.197 | 1.2172 | 1.2388 | 1.2627 | 1.2891 | 1.3103 | 1.3373 | 1.3642 | 1.3956 | 1.426 | 1.4543 | 1.4833 | 1 | 1.0074 | 1.0088 | 1.0263 | 1.0461 | 1.0508 | 1.0577 | 1.0639 | 1.0713 | 1.0766 | 1.0799 | 1.0811 | 1.0818 | 1.0805 | 1.0794 | 1.09 | 1.1014 | 1.1144 | 1.1296 | 1.1404 | 1.1556 | 1.1704 | 1.1881 | 1.2036 | 1.2168 | 1.2302 | 1 | 1 | 1 | 1 | 1 | 1 | 1 | 1 | 1 | 1 | 1 | 1 | 1 | 1 | 1 | 1 | 1 | 1 | 1 | 1 | 1 | 1 | 1 | 1 | 1 | 1 | 0 | 0 | 0 | 0 | 0 | 0 | 4.421e-17 | 0.082589 | 0.16766 | 0.25272 | 0.33779 | 0.42286 | 0.50793 | 0.59299 | 0.67806 | 0.76313 | 0.84819 | 0.93326 | 1 | 1 | 1 | 1 | 1 | 1 | 1 | 1
Utility-Scale Solar | Dutchess | G | 2 | 486.5524 | 1587.6199 | 801.6776 | 28.9405 | 0.2132 | 1 | 1.0322 | 1.0417 | 1.0554 | 1.0617 | 1.0456 | 1.1572 | 1.2621 | 1.2539 | 1.2461 | 1.236 | 1.2237 | 1.211 | 1.1955 | 1.1798 | 1.1814 | 1.1833 | 1.1865 | 1.1906 | 1.1923 | 1.1959 | 1.1985 | 1.2021 | 1.2045 | 1.2053 | 1.2058 | 1 | 1.0154 | 1.0149 | 1.0334 | 1.0437 | 1.0474 | 1.0691 | 1.0754 | 1.0976 | 1.1171 | 1.1326 | 1.1478 | 1.1647 | 1.1806 | 1.197 | 1.2172 | 1.2388 | 1.2627 | 1.2891 | 1.3103 | 1.3373 | 1.3642 | 1.3956 | 1.426 | 1.4543 | 1.4833 | 1 | 1.0074 | 1.0088 | 1.0263 | 1.0461 | 1.0508 | 1.0577 | 1.0639 | 1.0713 | 1.0766 | 1.0799 | 1.0811 | 1.0818 | 1.0805 | 1.0794 | 1.09 | 1.1014 | 1.1144 | 1.1296 | 1.1404 | 1.1556 | 1.1704 | 1.1881 | 1.2036 | 1.2168 | 1.2302 | 1 | 1 | 1 | 1 | 1 | 1 | 1 | 1 | 1 | 1 | 1 | 1 | 1 | 1 | 1 | 1 | 1 | 1 | 1 | 1 | 1 | 1 | 1 | 1 | 1 | 1 | 0 | 0 | 0 | 0 | 0 | 0 | 0 | 0 | 0 | 0 | 0 | 0 | 0 | 0 | 0 | 0 | 0 | 0 | 0.042337 | 0.23883 | 0.43532 | 0.63181 | 0.8283 | 1 | 1 | 1
Utility-Scale Solar | Dutchess | G | 3 | 260.0108 | 1643.1337 | 1822.0677 | 29.9525 | 0.2132 | 1 | 1.0322 | 1.0417 | 1.0554 | 1.0617 | 1.0456 | 1.1572 | 1.2621 | 1.2539 | 1.2461 | 1.236 | 1.2237 | 1.211 | 1.1955 | 1.1798 | 1.1814 | 1.1833 | 1.1865 | 1.1906 | 1.1923 | 1.1959 | 1.1985 | 1.2021 | 1.2045 | 1.2053 | 1.2058 | 1 | 1.0154 | 1.0149 | 1.0334 | 1.0437 | 1.0474 | 1.0691 | 1.0754 | 1.0976 | 1.1171 | 1.1326 | 1.1478 | 1.1647 | 1.1806 | 1.197 | 1.2172 | 1.2388 | 1.2627 | 1.2891 | 1.3103 | 1.3373 | 1.3642 | 1.3956 | 1.426 | 1.4543 | 1.4833 | 1 | 1.0074 | 1.0088 | 1.0263 | 1.0461 | 1.0508 | 1.0577 | 1.0639 | 1.0713 | 1.0766 | 1.0799 | 1.0811 | 1.0818 | 1.0805 | 1.0794 | 1.09 | 1.1014 | 1.1144 | 1.1296 | 1.1404 | 1.1556 | 1.1704 | 1.1881 | 1.2036 | 1.2168 | 1.2302 | 1 | 1 | 1 | 1 | 1 | 1 | 1 | 1 | 1 | 1 | 1 | 1 | 1 | 1 | 1 | 1 | 1 | 1 | 1 | 1 | 1 | 1 | 1 | 1 | 1 | 1 | 0 | 0 | 0 | 0 | 0 | 0 | 0 | 0 | 0 | 0 | 0 | 0 | 0 | 0 | 0 | 0 | 0 | 0 | 0 | 0 | 0 | 0 | 0 | 0.041953 | 0.37441 | 0.70686
Utility-Scale Solar | Erie | A | 1 | 2681.8675 | 1148.6316 | 485.8571 | 24.7239 | 0.2015 | 1 | 1.0322 | 1.0417 | 1.0554 | 1.0617 | 1.0456 | 1.2173 | 1.3803 | 1.3714 | 1.3628 | 1.3518 | 1.3383 | 1.3244 | 1.3075 | 1.2903 | 1.292 | 1.2942 | 1.2976 | 1.3021 | 1.304 | 1.3079 | 1.3108 | 1.3147 | 1.3174 | 1.3182 | 1.3187 | 1 | 1.0154 | 1.0149 | 1.0334 | 1.0437 | 1.0474 | 1.0691 | 1.0754 | 1.0976 | 1.1171 | 1.1326 | 1.1478 | 1.1647 | 1.1806 | 1.197 | 1.2172 | 1.2388 | 1.2627 | 1.2891 | 1.3103 | 1.3373 | 1.3642 | 1.3956 | 1.426 | 1.4543 | 1.4833 | 1 | 1.0074 | 1.0088 | 1.0263 | 1.0461 | 1.0508 | 1.0577 | 1.0639 | 1.0713 | 1.0766 | 1.0799 | 1.0811 | 1.0818 | 1.0805 | 1.0794 | 1.09 | 1.1014 | 1.1144 | 1.1296 | 1.1404 | 1.1556 | 1.1704 | 1.1881 | 1.2036 | 1.2168 | 1.2302 | 1 | 1 | 1 | 1 | 1 | 1 | 1 | 1 | 1 | 1 | 1 | 1 | 1 | 1 | 1 | 1 | 1 | 1 | 1 | 1 | 1 | 1 | 1 | 1 | 1 | 1 | 0 | 0 | 0 | 0 | 0 | 0 | 4.421e-17 | 0.082589 | 0.16766 | 0.25272 | 0.33779 | 0.42286 | 0.50793 | 0.59299 | 0.67806 | 0.76313 | 0.84819 | 0.93326 | 1 | 1 | 1 | 1 | 1 | 1 | 1 | 1
Utility-Scale Solar | Erie | A | 2 | 858.781 | 1197.7157 | 1077.701 | 25.7837 | 0.2015 | 1 | 1.0322 | 1.0417 | 1.0554 | 1.0617 | 1.0456 | 1.2173 | 1.3804 | 1.3715 | 1.3629 | 1.3519 | 1.3384 | 1.3245 | 1.3076 | 1.2904 | 1.2921 | 1.2943 | 1.2977 | 1.3022 | 1.304 | 1.308 | 1.3109 | 1.3148 | 1.3175 | 1.3183 | 1.3188 | 1 | 1.0154 | 1.0149 | 1.0334 | 1.0437 | 1.0474 | 1.0691 | 1.0754 | 1.0976 | 1.1171 | 1.1326 | 1.1478 | 1.1647 | 1.1806 | 1.197 | 1.2172 | 1.2388 | 1.2627 | 1.2891 | 1.3103 | 1.3373 | 1.3642 | 1.3956 | 1.426 | 1.4543 | 1.4833 | 1 | 1.0074 | 1.0088 | 1.0263 | 1.0461 | 1.0508 | 1.0577 | 1.0639 | 1.0713 | 1.0766 | 1.0799 | 1.0811 | 1.0818 | 1.0805 | 1.0794 | 1.09 | 1.1014 | 1.1144 | 1.1296 | 1.1404 | 1.1556 | 1.1704 | 1.1881 | 1.2036 | 1.2168 | 1.2302 | 1 | 1 | 1 | 1 | 1 | 1 | 1 | 1 | 1 | 1 | 1 | 1 | 1 | 1 | 1 | 1 | 1 | 1 | 1 | 1 | 1 | 1 | 1 | 1 | 1 | 1 | 0 | 0 | 0 | 0 | 0 | 0 | 0 | 0 | 0 | 0 | 0 | 0 | 0 | 0 | 0 | 0 | 0 | 0 | 0.042337 | 0.23883 | 0.43532 | 0.63181 | 0.8283 | 1 | 1 | 1
Utility-Scale Solar | Erie | A | 3 | 280.3149 | 1235.8492 | 1958.6425 | 26.4196 | 0.2015 | 1 | 1.0322 | 1.0417 | 1.0554 | 1.0617 | 1.0456 | 1.2146 | 1.375 | 1.3661 | 1.3576 | 1.3466 | 1.3332 | 1.3194 | 1.3025 | 1.2854 | 1.2871 | 1.2892 | 1.2927 | 1.2972 | 1.299 | 1.3029 | 1.3058 | 1.3097 | 1.3124 | 1.3132 | 1.3137 | 1 | 1.0154 | 1.0149 | 1.0334 | 1.0437 | 1.0474 | 1.0691 | 1.0754 | 1.0976 | 1.1171 | 1.1326 | 1.1478 | 1.1647 | 1.1806 | 1.197 | 1.2172 | 1.2388 | 1.2627 | 1.2891 | 1.3103 | 1.3373 | 1.3642 | 1.3956 | 1.426 | 1.4543 | 1.4833 | 1 | 1.0074 | 1.0088 | 1.0263 | 1.0461 | 1.0508 | 1.0577 | 1.0639 | 1.0713 | 1.0766 | 1.0799 | 1.0811 | 1.0818 | 1.0805 | 1.0794 | 1.09 | 1.1014 | 1.1144 | 1.1296 | 1.1404 | 1.1556 | 1.1704 | 1.1881 | 1.2036 | 1.2168 | 1.2302 | 1 | 1 | 1 | 1 | 1 | 1 | 1 | 1 | 1 | 1 | 1 | 1 | 1 | 1 | 1 | 1 | 1 | 1 | 1 | 1 | 1 | 1 | 1 | 1 | 1 | 1 | 0 | 0 | 0 | 0 | 0 | 0 | 0 | 0 | 0 | 0 | 0 | 0 | 0 | 0 | 0 | 0 | 0 | 0 | 0 | 0 | 0 | 0 | 0 | 0.041953 | 0.37441 | 0.70686
Utility-Scale Solar | Essex | F | 1 | 60 | 1483.3787 | 227.6593 | 27.0403 | 0.2093 | 1 | 1.0322 | 1.0417 | 1.0554 | 1.0617 | 1.0456 | 1.1572 | 1.2621 | 1.2539 | 1.2461 | 1.236 | 1.2237 | 1.211 | 1.1955 | 1.1798 | 1.1814 | 1.1833 | 1.1865 | 1.1906 | 1.1923 | 1.1959 | 1.1985 | 1.2021 | 1.2045 | 1.2053 | 1.2058 | 1 | 1.0154 | 1.0149 | 1.0334 | 1.0437 | 1.0474 | 1.0691 | 1.0754 | 1.0976 | 1.1171 | 1.1326 | 1.1478 | 1.1647 | 1.1806 | 1.197 | 1.2172 | 1.2388 | 1.2627 | 1.2891 | 1.3103 | 1.3373 | 1.3642 | 1.3956 | 1.426 | 1.4543 | 1.4833 | 1 | 1.0074 | 1.0088 | 1.0263 | 1.0461 | 1.0508 | 1.0577 | 1.0639 | 1.0713 | 1.0766 | 1.0799 | 1.0811 | 1.0818 | 1.0805 | 1.0794 | 1.09 | 1.1014 | 1.1144 | 1.1296 | 1.1404 | 1.1556 | 1.1704 | 1.1881 | 1.2036 | 1.2168 | 1.2302 | 1 | 1 | 1 | 1 | 1 | 1 | 1 | 1 | 1 | 1 | 1 | 1 | 1 | 1 | 1 | 1 | 1 | 1 | 1 | 1 | 1 | 1 | 1 | 1 | 1 | 1 | 0 | 0 | 0.027309 | 0.12255 | 0.27237 | 0.45216 | 0.66291 | 0.6942 | 0.72255 | 0.75091 | 0.77926 | 0.80762 | 0.83598 | 0.86433 | 0.89269 | 0.92104 | 0.9494 | 0.97775 | 1 | 1 | 1 | 1 | 1 | 1 | 1 | 1
Utility-Scale Solar | Franklin | E | 1 | 2860.0057 | 1294.2209 | 269.7093 | 23.5922 | 0.2015 | 1 | 1.0322 | 1.0417 | 1.0554 | 1.0617 | 1.0456 | 1.1572 | 1.2621 | 1.2539 | 1.2461 | 1.236 | 1.2237 | 1.211 | 1.1955 | 1.1798 | 1.1814 | 1.1833 | 1.1865 | 1.1906 | 1.1923 | 1.1959 | 1.1985 | 1.2021 | 1.2045 | 1.2053 | 1.2058 | 1 | 1.0154 | 1.0149 | 1.0334 | 1.0437 | 1.0474 | 1.0691 | 1.0754 | 1.0976 | 1.1171 | 1.1326 | 1.1478 | 1.1647 | 1.1806 | 1.197 | 1.2172 | 1.2388 | 1.2627 | 1.2891 | 1.3103 | 1.3373 | 1.3642 | 1.3956 | 1.426 | 1.4543 | 1.4833 | 1 | 1.0074 | 1.0088 | 1.0263 | 1.0461 | 1.0508 | 1.0577 | 1.0639 | 1.0713 | 1.0766 | 1.0799 | 1.0811 | 1.0818 | 1.0805 | 1.0794 | 1.09 | 1.1014 | 1.1144 | 1.1296 | 1.1404 | 1.1556 | 1.1704 | 1.1881 | 1.2036 | 1.2168 | 1.2302 | 1 | 1 | 1 | 1 | 1 | 1 | 1 | 1 | 1 | 1 | 1 | 1 | 1 | 1 | 1 | 1 | 1 | 1 | 1 | 1 | 1 | 1 | 1 | 1 | 1 | 1 | 0 | 0 | 0.0078775 | 0.03535 | 0.078569 | 0.13043 | 0.19122 | 0.25613 | 0.32186 | 0.38759 | 0.45333 | 0.51906 | 0.5848 | 0.65053 | 0.71626 | 0.782 | 0.84773 | 0.91346 | 0.96504 | 0.96504 | 0.96504 | 0.96504 | 0.96504 | 0.96504 | 0.96504 | 0.96504
Utility-Scale Solar | Franklin | E | 2 | 705.4221 | 1395.5945 | 900.998 | 25.4401 | 0.2015 | 1 | 1.0322 | 1.0417 | 1.0554 | 1.0617 | 1.0456 | 1.1572 | 1.2621 | 1.2539 | 1.2461 | 1.236 | 1.2237 | 1.211 | 1.1955 | 1.1798 | 1.1814 | 1.1833 | 1.1865 | 1.1906 | 1.1923 | 1.1959 | 1.1985 | 1.2021 | 1.2045 | 1.2053 | 1.2058 | 1 | 1.0154 | 1.0149 | 1.0334 | 1.0437 | 1.0474 | 1.0691 | 1.0754 | 1.0976 | 1.1171 | 1.1326 | 1.1478 | 1.1647 | 1.1806 | 1.197 | 1.2172 | 1.2388 | 1.2627 | 1.2891 | 1.3103 | 1.3373 | 1.3642 | 1.3956 | 1.426 | 1.4543 | 1.4833 | 1 | 1.0074 | 1.0088 | 1.0263 | 1.0461 | 1.0508 | 1.0577 | 1.0639 | 1.0713 | 1.0766 | 1.0799 | 1.0811 | 1.0818 | 1.0805 | 1.0794 | 1.09 | 1.1014 | 1.1144 | 1.1296 | 1.1404 | 1.1556 | 1.1704 | 1.1881 | 1.2036 | 1.2168 | 1.2302 | 1 | 1 | 1 | 1 | 1 | 1 | 1 | 1 | 1 | 1 | 1 | 1 | 1 | 1 | 1 | 1 | 1 | 1 | 1 | 1 | 1 | 1 | 1 | 1 | 1 | 1 | 0 | 0 | 0 | 0 | 0 | 0 | 0 | 0 | 0 | 0 | 0 | 0 | 0 | 0 | 0 | 0 | 0 | 0 | 0.042337 | 0.23883 | 0.43532 | 0.63181 | 0.8283 | 1 | 1 | 1
Utility-Scale Solar | Franklin | E | 3 | 648.3255 | 1424.0529 | 2088.7506 | 25.9589 | 0.2015 | 1 | 1.0322 | 1.0417 | 1.0554 | 1.0617 | 1.0456 | 1.1572 | 1.2621 | 1.2539 | 1.2461 | 1.236 | 1.2237 | 1.211 | 1.1955 | 1.1798 | 1.1814 | 1.1833 | 1.1865 | 1.1906 | 1.1923 | 1.1959 | 1.1985 | 1.2021 | 1.2045 | 1.2053 | 1.2058 | 1 | 1.0154 | 1.0149 | 1.0334 | 1.0437 | 1.0474 | 1.0691 | 1.0754 | 1.0976 | 1.1171 | 1.1326 | 1.1478 | 1.1647 | 1.1806 | 1.197 | 1.2172 | 1.2388 | 1.2627 | 1.2891 | 1.3103 | 1.3373 | 1.3642 | 1.3956 | 1.426 | 1.4543 | 1.4833 | 1 | 1.0074 | 1.0088 | 1.0263 | 1.0461 | 1.0508 | 1.0577 | 1.0639 | 1.0713 | 1.0766 | 1.0799 | 1.0811 | 1.0818 | 1.0805 | 1.0794 | 1.09 | 1.1014 | 1.1144 | 1.1296 | 1.1404 | 1.1556 | 1.1704 | 1.1881 | 1.2036 | 1.2168 | 1.2302 | 1 | 1 | 1 | 1 | 1 | 1 | 1 | 1 | 1 | 1 | 1 | 1 | 1 | 1 | 1 | 1 | 1 | 1 | 1 | 1 | 1 | 1 | 1 | 1 | 1 | 1 | 0 | 0 | 0 | 0 | 0 | 0 | 0 | 0 | 0 | 0 | 0 | 0 | 0 | 0 | 0 | 0 | 0 | 0 | 0 | 0 | 0 | 0 | 0 | 0.041953 | 0.37441 | 0.70686
Utility-Scale Solar | Fulton | F | 1 | 552.869 | 1439.8556 | 240.8172 | 26.2469 | 0.2054 | 1 | 1.0322 | 1.0417 | 1.0554 | 1.0617 | 1.0456 | 1.1572 | 1.2621 | 1.2539 | 1.2461 | 1.236 | 1.2237 | 1.211 | 1.1955 | 1.1798 | 1.1814 | 1.1833 | 1.1865 | 1.1906 | 1.1923 | 1.1959 | 1.1985 | 1.2021 | 1.2045 | 1.2053 | 1.2058 | 1 | 1.0154 | 1.0149 | 1.0334 | 1.0437 | 1.0474 | 1.0691 | 1.0754 | 1.0976 | 1.1171 | 1.1326 | 1.1478 | 1.1647 | 1.1806 | 1.197 | 1.2172 | 1.2388 | 1.2627 | 1.2891 | 1.3103 | 1.3373 | 1.3642 | 1.3956 | 1.426 | 1.4543 | 1.4833 | 1 | 1.0074 | 1.0088 | 1.0263 | 1.0461 | 1.0508 | 1.0577 | 1.0639 | 1.0713 | 1.0766 | 1.0799 | 1.0811 | 1.0818 | 1.0805 | 1.0794 | 1.09 | 1.1014 | 1.1144 | 1.1296 | 1.1404 | 1.1556 | 1.1704 | 1.1881 | 1.2036 | 1.2168 | 1.2302 | 1 | 1 | 1 | 1 | 1 | 1 | 1 | 1 | 1 | 1 | 1 | 1 | 1 | 1 | 1 | 1 | 1 | 1 | 1 | 1 | 1 | 1 | 1 | 1 | 1 | 1 | 0 | 0 | 0 | 0 | 0 | 0 | 4.421e-17 | 0.082589 | 0.16766 | 0.25272 | 0.33779 | 0.42286 | 0.50793 | 0.59299 | 0.67806 | 0.76313 | 0.84819 | 0.93326 | 1 | 1 | 1 | 1 | 1 | 1 | 1 | 1
Utility-Scale Solar | Fulton | F | 2 | 276.3039 | 1528.9045 | 772.8241 | 27.8702 | 0.2054 | 1 | 1.0322 | 1.0417 | 1.0554 | 1.0617 | 1.0456 | 1.1572 | 1.2621 | 1.2539 | 1.2461 | 1.236 | 1.2237 | 1.211 | 1.1955 | 1.1798 | 1.1814 | 1.1833 | 1.1865 | 1.1906 | 1.1923 | 1.1959 | 1.1985 | 1.2021 | 1.2045 | 1.2053 | 1.2058 | 1 | 1.0154 | 1.0149 | 1.0334 | 1.0437 | 1.0474 | 1.0691 | 1.0754 | 1.0976 | 1.1171 | 1.1326 | 1.1478 | 1.1647 | 1.1806 | 1.197 | 1.2172 | 1.2388 | 1.2627 | 1.2891 | 1.3103 | 1.3373 | 1.3642 | 1.3956 | 1.426 | 1.4543 | 1.4833 | 1 | 1.0074 | 1.0088 | 1.0263 | 1.0461 | 1.0508 | 1.0577 | 1.0639 | 1.0713 | 1.0766 | 1.0799 | 1.0811 | 1.0818 | 1.0805 | 1.0794 | 1.09 | 1.1014 | 1.1144 | 1.1296 | 1.1404 | 1.1556 | 1.1704 | 1.1881 | 1.2036 | 1.2168 | 1.2302 | 1 | 1 | 1 | 1 | 1 | 1 | 1 | 1 | 1 | 1 | 1 | 1 | 1 | 1 | 1 | 1 | 1 | 1 | 1 | 1 | 1 | 1 | 1 | 1 | 1 | 1 | 0 | 0 | 0 | 0 | 0 | 0 | 0 | 0 | 0 | 0 | 0 | 0 | 0 | 0 | 0 | 0 | 0 | 0 | 0.042337 | 0.23883 | 0.43532 | 0.63181 | 0.8283 | 1 | 1 | 1
Utility-Scale Solar | Fulton | F | 3 | 216.0227 | 1585.7246 | 1691.6408 | 28.906 | 0.2054 | 1 | 1.0322 | 1.0417 | 1.0554 | 1.0617 | 1.0456 | 1.1572 | 1.2621 | 1.2539 | 1.2461 | 1.236 | 1.2237 | 1.211 | 1.1955 | 1.1798 | 1.1814 | 1.1833 | 1.1865 | 1.1906 | 1.1923 | 1.1959 | 1.1985 | 1.2021 | 1.2045 | 1.2053 | 1.2058 | 1 | 1.0154 | 1.0149 | 1.0334 | 1.0437 | 1.0474 | 1.0691 | 1.0754 | 1.0976 | 1.1171 | 1.1326 | 1.1478 | 1.1647 | 1.1806 | 1.197 | 1.2172 | 1.2388 | 1.2627 | 1.2891 | 1.3103 | 1.3373 | 1.3642 | 1.3956 | 1.426 | 1.4543 | 1.4833 | 1 | 1.0074 | 1.0088 | 1.0263 | 1.0461 | 1.0508 | 1.0577 | 1.0639 | 1.0713 | 1.0766 | 1.0799 | 1.0811 | 1.0818 | 1.0805 | 1.0794 | 1.09 | 1.1014 | 1.1144 | 1.1296 | 1.1404 | 1.1556 | 1.1704 | 1.1881 | 1.2036 | 1.2168 | 1.2302 | 1 | 1 | 1 | 1 | 1 | 1 | 1 | 1 | 1 | 1 | 1 | 1 | 1 | 1 | 1 | 1 | 1 | 1 | 1 | 1 | 1 | 1 | 1 | 1 | 1 | 1 | 0 | 0 | 0 | 0 | 0 | 0 | 0 | 0 | 0 | 0 | 0 | 0 | 0 | 0 | 0 | 0 | 0 | 0 | 0 | 0 | 0 | 0 | 0 | 0.041953 | 0.37441 | 0.70686
Utility-Scale Solar | Genesee | A | 1 | 2455.2644 | 1084.5136 | 185.3807 | 20.1867 | 0.18824 | 1 | 1.0322 | 1.0417 | 1.0554 | 1.0617 | 1.0456 | 1.1642 | 1.2759 | 1.2676 | 1.2597 | 1.2495 | 1.2371 | 1.2242 | 1.2086 | 1.1927 | 1.1943 | 1.1963 | 1.1994 | 1.2036 | 1.2053 | 1.2089 | 1.2117 | 1.2152 | 1.2177 | 1.2185 | 1.2189 | 1 | 1.0154 | 1.0149 | 1.0334 | 1.0437 | 1.0474 | 1.0691 | 1.0754 | 1.0976 | 1.1171 | 1.1326 | 1.1478 | 1.1647 | 1.1806 | 1.197 | 1.2172 | 1.2388 | 1.2627 | 1.2891 | 1.3103 | 1.3373 | 1.3642 | 1.3956 | 1.426 | 1.4543 | 1.4833 | 1 | 1.0074 | 1.0088 | 1.0263 | 1.0461 | 1.0508 | 1.0577 | 1.0639 | 1.0713 | 1.0766 | 1.0799 | 1.0811 | 1.0818 | 1.0805 | 1.0794 | 1.09 | 1.1014 | 1.1144 | 1.1296 | 1.1404 | 1.1556 | 1.1704 | 1.1881 | 1.2036 | 1.2168 | 1.2302 | 1 | 1 | 1 | 1 | 1 | 1 | 1 | 1 | 1 | 1 | 1 | 1 | 1 | 1 | 1 | 1 | 1 | 1 | 1 | 1 | 1 | 1 | 1 | 1 | 1 | 1 | 0 | 0 | 0.0067202 | 0.030157 | 0.067026 | 0.11127 | 0.16313 | 0.20686 | 0.25095 | 0.29503 | 0.33912 | 0.38321 | 0.42729 | 0.47138 | 0.51547 | 0.55955 | 0.60364 | 0.64773 | 0.68232 | 0.68232 | 0.68232 | 0.68232 | 0.68232 | 0.68232 | 0.68232 | 0.68232
Utility-Scale Solar | Genesee | A | 2 | 69.5178 | 1230.3006 | 1062.4145 | 25.8525 | 0.2015 | 1 | 1.0322 | 1.0417 | 1.0554 | 1.0617 | 1.0456 | 1.208 | 1.3619 | 1.3532 | 1.3447 | 1.3338 | 1.3205 | 1.3068 | 1.2901 | 1.2732 | 1.2749 | 1.277 | 1.2804 | 1.2848 | 1.2866 | 1.2905 | 1.2934 | 1.2972 | 1.2999 | 1.3007 | 1.3012 | 1 | 1.0154 | 1.0149 | 1.0334 | 1.0437 | 1.0474 | 1.0691 | 1.0754 | 1.0976 | 1.1171 | 1.1326 | 1.1478 | 1.1647 | 1.1806 | 1.197 | 1.2172 | 1.2388 | 1.2627 | 1.2891 | 1.3103 | 1.3373 | 1.3642 | 1.3956 | 1.426 | 1.4543 | 1.4833 | 1 | 1.0074 | 1.0088 | 1.0263 | 1.0461 | 1.0508 | 1.0577 | 1.0639 | 1.0713 | 1.0766 | 1.0799 | 1.0811 | 1.0818 | 1.0805 | 1.0794 | 1.09 | 1.1014 | 1.1144 | 1.1296 | 1.1404 | 1.1556 | 1.1704 | 1.1881 | 1.2036 | 1.2168 | 1.2302 | 1 | 1 | 1 | 1 | 1 | 1 | 1 | 1 | 1 | 1 | 1 | 1 | 1 | 1 | 1 | 1 | 1 | 1 | 1 | 1 | 1 | 1 | 1 | 1 | 1 | 1 | 0 | 0 | 0 | 0 | 0 | 0 | 0 | 0 | 0 | 0 | 0 | 0 | 0 | 0 | 0 | 0 | 0 | 0 | 0.042337 | 0.23883 | 0.43532 | 0.63181 | 0.8283 | 1 | 1 | 1
Utility-Scale Solar | Genesee | A | 3 | 47.4617 | 1224.0518 | 1839.2618 | 26.3507 | 0.2015 | 1 | 1.0322 | 1.0417 | 1.0554 | 1.0617 | 1.0456 | 1.2173 | 1.3804 | 1.3715 | 1.3629 | 1.3519 | 1.3384 | 1.3245 | 1.3076 | 1.2904 | 1.2921 | 1.2943 | 1.2977 | 1.3022 | 1.304 | 1.308 | 1.3109 | 1.3148 | 1.3175 | 1.3183 | 1.3188 | 1 | 1.0154 | 1.0149 | 1.0334 | 1.0437 | 1.0474 | 1.0691 | 1.0754 | 1.0976 | 1.1171 | 1.1326 | 1.1478 | 1.1647 | 1.1806 | 1.197 | 1.2172 | 1.2388 | 1.2627 | 1.2891 | 1.3103 | 1.3373 | 1.3642 | 1.3956 | 1.426 | 1.4543 | 1.4833 | 1 | 1.0074 | 1.0088 | 1.0263 | 1.0461 | 1.0508 | 1.0577 | 1.0639 | 1.0713 | 1.0766 | 1.0799 | 1.0811 | 1.0818 | 1.0805 | 1.0794 | 1.09 | 1.1014 | 1.1144 | 1.1296 | 1.1404 | 1.1556 | 1.1704 | 1.1881 | 1.2036 | 1.2168 | 1.2302 | 1 | 1 | 1 | 1 | 1 | 1 | 1 | 1 | 1 | 1 | 1 | 1 | 1 | 1 | 1 | 1 | 1 | 1 | 1 | 1 | 1 | 1 | 1 | 1 | 1 | 1 | 0 | 0 | 0 | 0 | 0 | 0 | 0 | 0 | 0 | 0 | 0 | 0 | 0 | 0 | 0 | 0 | 0 | 0 | 0 | 0 | 0 | 0 | 0 | 0.041953 | 0.37441 | 0.70686
Utility-Scale Solar | Greene | G | 1 | 135.7591 | 1479.451 | 250.0989 | 26.9687 | 0.2093 | 1 | 1.0322 | 1.0417 | 1.0554 | 1.0617 | 1.0456 | 1.1572 | 1.2621 | 1.2539 | 1.2461 | 1.236 | 1.2237 | 1.211 | 1.1955 | 1.1798 | 1.1814 | 1.1833 | 1.1865 | 1.1906 | 1.1923 | 1.1959 | 1.1985 | 1.2021 | 1.2045 | 1.2053 | 1.2058 | 1 | 1.0154 | 1.0149 | 1.0334 | 1.0437 | 1.0474 | 1.0691 | 1.0754 | 1.0976 | 1.1171 | 1.1326 | 1.1478 | 1.1647 | 1.1806 | 1.197 | 1.2172 | 1.2388 | 1.2627 | 1.2891 | 1.3103 | 1.3373 | 1.3642 | 1.3956 | 1.426 | 1.4543 | 1.4833 | 1 | 1.0074 | 1.0088 | 1.0263 | 1.0461 | 1.0508 | 1.0577 | 1.0639 | 1.0713 | 1.0766 | 1.0799 | 1.0811 | 1.0818 | 1.0805 | 1.0794 | 1.09 | 1.1014 | 1.1144 | 1.1296 | 1.1404 | 1.1556 | 1.1704 | 1.1881 | 1.2036 | 1.2168 | 1.2302 | 1 | 1 | 1 | 1 | 1 | 1 | 1 | 1 | 1 | 1 | 1 | 1 | 1 | 1 | 1 | 1 | 1 | 1 | 1 | 1 | 1 | 1 | 1 | 1 | 1 | 1 | 0 | 0 | 0.030173 | 0.1354 | 0.30094 | 0.4996 | 0.73244 | 0.7401 | 0.74371 | 0.74732 | 0.75093 | 0.75454 | 0.75815 | 0.76175 | 0.76536 | 0.76897 | 0.77258 | 0.77619 | 0.77902 | 0.77902 | 0.77902 | 0.77902 | 0.77902 | 0.77902 | 0.77902 | 0.77902
Utility-Scale Solar | Greene | G | 2 | 147.4561 | 1603.6221 | 588.9667 | 29.2322 | 0.2093 | 1 | 1.0322 | 1.0417 | 1.0554 | 1.0617 | 1.0456 | 1.1572 | 1.2621 | 1.2539 | 1.2461 | 1.236 | 1.2237 | 1.211 | 1.1955 | 1.1798 | 1.1814 | 1.1833 | 1.1865 | 1.1906 | 1.1923 | 1.1959 | 1.1985 | 1.2021 | 1.2045 | 1.2053 | 1.2058 | 1 | 1.0154 | 1.0149 | 1.0334 | 1.0437 | 1.0474 | 1.0691 | 1.0754 | 1.0976 | 1.1171 | 1.1326 | 1.1478 | 1.1647 | 1.1806 | 1.197 | 1.2172 | 1.2388 | 1.2627 | 1.2891 | 1.3103 | 1.3373 | 1.3642 | 1.3956 | 1.426 | 1.4543 | 1.4833 | 1 | 1.0074 | 1.0088 | 1.0263 | 1.0461 | 1.0508 | 1.0577 | 1.0639 | 1.0713 | 1.0766 | 1.0799 | 1.0811 | 1.0818 | 1.0805 | 1.0794 | 1.09 | 1.1014 | 1.1144 | 1.1296 | 1.1404 | 1.1556 | 1.1704 | 1.1881 | 1.2036 | 1.2168 | 1.2302 | 1 | 1 | 1 | 1 | 1 | 1 | 1 | 1 | 1 | 1 | 1 | 1 | 1 | 1 | 1 | 1 | 1 | 1 | 1 | 1 | 1 | 1 | 1 | 1 | 1 | 1 | 0 | 0 | 0 | 0 | 0 | 0 | 0 | 0 | 0 | 0 | 0 | 0 | 0 | 0 | 0 | 0 | 0 | 0 | 0.042337 | 0.23883 | 0.43532 | 0.63181 | 0.8283 | 1 | 1 | 1
Utility-Scale Solar | Greene | G | 3 | 44.7612 | 1650.7231 | 1425.1154 | 30.0908 | 0.2093 | 1 | 1.0322 | 1.0417 | 1.0554 | 1.0617 | 1.0456 | 1.1572 | 1.2621 | 1.2539 | 1.2461 | 1.236 | 1.2237 | 1.211 | 1.1955 | 1.1798 | 1.1814 | 1.1833 | 1.1865 | 1.1906 | 1.1923 | 1.1959 | 1.1985 | 1.2021 | 1.2045 | 1.2053 | 1.2058 | 1 | 1.0154 | 1.0149 | 1.0334 | 1.0437 | 1.0474 | 1.0691 | 1.0754 | 1.0976 | 1.1171 | 1.1326 | 1.1478 | 1.1647 | 1.1806 | 1.197 | 1.2172 | 1.2388 | 1.2627 | 1.2891 | 1.3103 | 1.3373 | 1.3642 | 1.3956 | 1.426 | 1.4543 | 1.4833 | 1 | 1.0074 | 1.0088 | 1.0263 | 1.0461 | 1.0508 | 1.0577 | 1.0639 | 1.0713 | 1.0766 | 1.0799 | 1.0811 | 1.0818 | 1.0805 | 1.0794 | 1.09 | 1.1014 | 1.1144 | 1.1296 | 1.1404 | 1.1556 | 1.1704 | 1.1881 | 1.2036 | 1.2168 | 1.2302 | 1 | 1 | 1 | 1 | 1 | 1 | 1 | 1 | 1 | 1 | 1 | 1 | 1 | 1 | 1 | 1 | 1 | 1 | 1 | 1 | 1 | 1 | 1 | 1 | 1 | 1 | 0 | 0 | 0 | 0 | 0 | 0 | 0 | 0 | 0 | 0 | 0 | 0 | 0 | 0 | 0 | 0 | 0 | 0 | 0 | 0 | 0 | 0 | 0 | 0.041953 | 0.37441 | 0.70686
Utility-Scale Solar | Herkimer | E | 1 | 1280.8111 | 1115.9538 | 190.0508 | 20.3426 | 0.17143 | 1 | 1.0322 | 1.0417 | 1.0554 | 1.0617 | 1.0456 | 1.1572 | 1.2621 | 1.2539 | 1.2461 | 1.236 | 1.2237 | 1.211 | 1.1955 | 1.1798 | 1.1814 | 1.1833 | 1.1865 | 1.1906 | 1.1923 | 1.1959 | 1.1985 | 1.2021 | 1.2045 | 1.2053 | 1.2058 | 1 | 1.0154 | 1.0149 | 1.0334 | 1.0437 | 1.0474 | 1.0691 | 1.0754 | 1.0976 | 1.1171 | 1.1326 | 1.1478 | 1.1647 | 1.1806 | 1.197 | 1.2172 | 1.2388 | 1.2627 | 1.2891 | 1.3103 | 1.3373 | 1.3642 | 1.3956 | 1.426 | 1.4543 | 1.4833 | 1 | 1.0074 | 1.0088 | 1.0263 | 1.0461 | 1.0508 | 1.0577 | 1.0639 | 1.0713 | 1.0766 | 1.0799 | 1.0811 | 1.0818 | 1.0805 | 1.0794 | 1.09 | 1.1014 | 1.1144 | 1.1296 | 1.1404 | 1.1556 | 1.1704 | 1.1881 | 1.2036 | 1.2168 | 1.2302 | 1 | 1 | 1 | 1 | 1 | 1 | 1 | 1 | 1 | 1 | 1 | 1 | 1 | 1 | 1 | 1 | 1 | 1 | 1 | 1 | 1 | 1 | 1 | 1 | 1 | 1 | 0 | 0 | 0.014328 | 0.064296 | 0.14291 | 0.23724 | 0.34781 | 0.39832 | 0.44832 | 0.49832 | 0.54832 | 0.59832 | 0.64832 | 0.69832 | 0.74832 | 0.79831 | 0.84831 | 0.89831 | 0.93754 | 0.93754 | 0.93754 | 0.93754 | 0.93754 | 0.93754 | 0.93754 | 0.93754
Utility-Scale Solar | Herkimer | E | 2 | 488.0723 | 1400.4389 | 865.3306 | 25.5284 | 0.2002 | 1 | 1.0322 | 1.0417 | 1.0554 | 1.0617 | 1.0456 | 1.1572 | 1.2621 | 1.2539 | 1.2461 | 1.236 | 1.2237 | 1.211 | 1.1955 | 1.1798 | 1.1814 | 1.1833 | 1.1865 | 1.1906 | 1.1923 | 1.1959 | 1.1985 | 1.2021 | 1.2045 | 1.2053 | 1.2058 | 1 | 1.0154 | 1.0149 | 1.0334 | 1.0437 | 1.0474 | 1.0691 | 1.0754 | 1.0976 | 1.1171 | 1.1326 | 1.1478 | 1.1647 | 1.1806 | 1.197 | 1.2172 | 1.2388 | 1.2627 | 1.2891 | 1.3103 | 1.3373 | 1.3642 | 1.3956 | 1.426 | 1.4543 | 1.4833 | 1 | 1.0074 | 1.0088 | 1.0263 | 1.0461 | 1.0508 | 1.0577 | 1.0639 | 1.0713 | 1.0766 | 1.0799 | 1.0811 | 1.0818 | 1.0805 | 1.0794 | 1.09 | 1.1014 | 1.1144 | 1.1296 | 1.1404 | 1.1556 | 1.1704 | 1.1881 | 1.2036 | 1.2168 | 1.2302 | 1 | 1 | 1 | 1 | 1 | 1 | 1 | 1 | 1 | 1 | 1 | 1 | 1 | 1 | 1 | 1 | 1 | 1 | 1 | 1 | 1 | 1 | 1 | 1 | 1 | 1 | 0 | 0 | 0 | 0 | 0 | 0 | 0 | 0 | 0 | 0 | 0 | 0 | 0 | 0 | 0 | 0 | 0 | 0 | 0.042337 | 0.23883 | 0.43532 | 0.63181 | 0.8283 | 1 | 1 | 1
Utility-Scale Solar | Herkimer | E | 3 | 202.3142 | 1446.0827 | 1934.4771 | 26.3604 | 0.2002 | 1 | 1.0322 | 1.0417 | 1.0554 | 1.0617 | 1.0456 | 1.1572 | 1.2621 | 1.2539 | 1.2461 | 1.236 | 1.2237 | 1.211 | 1.1955 | 1.1798 | 1.1814 | 1.1833 | 1.1865 | 1.1906 | 1.1923 | 1.1959 | 1.1985 | 1.2021 | 1.2045 | 1.2053 | 1.2058 | 1 | 1.0154 | 1.0149 | 1.0334 | 1.0437 | 1.0474 | 1.0691 | 1.0754 | 1.0976 | 1.1171 | 1.1326 | 1.1478 | 1.1647 | 1.1806 | 1.197 | 1.2172 | 1.2388 | 1.2627 | 1.2891 | 1.3103 | 1.3373 | 1.3642 | 1.3956 | 1.426 | 1.4543 | 1.4833 | 1 | 1.0074 | 1.0088 | 1.0263 | 1.0461 | 1.0508 | 1.0577 | 1.0639 | 1.0713 | 1.0766 | 1.0799 | 1.0811 | 1.0818 | 1.0805 | 1.0794 | 1.09 | 1.1014 | 1.1144 | 1.1296 | 1.1404 | 1.1556 | 1.1704 | 1.1881 | 1.2036 | 1.2168 | 1.2302 | 1 | 1 | 1 | 1 | 1 | 1 | 1 | 1 | 1 | 1 | 1 | 1 | 1 | 1 | 1 | 1 | 1 | 1 | 1 | 1 | 1 | 1 | 1 | 1 | 1 | 1 | 0 | 0 | 0 | 0 | 0 | 0 | 0 | 0 | 0 | 0 | 0 | 0 | 0 | 0 | 0 | 0 | 0 | 0 | 0 | 0 | 0 | 0 | 0 | 0.041953 | 0.37441 | 0.70686
Utility-Scale Solar | Jefferson | E | 1 | 8312.9041 | 1283.717 | 229.0325 | 23.4007 | 0.2054 | 1 | 1.0322 | 1.0417 | 1.0554 | 1.0617 | 1.0456 | 1.1572 | 1.2621 | 1.2539 | 1.2461 | 1.236 | 1.2237 | 1.211 | 1.1955 | 1.1798 | 1.1814 | 1.1833 | 1.1865 | 1.1906 | 1.1923 | 1.1959 | 1.1985 | 1.2021 | 1.2045 | 1.2053 | 1.2058 | 1 | 1.0154 | 1.0149 | 1.0334 | 1.0437 | 1.0474 | 1.0691 | 1.0754 | 1.0976 | 1.1171 | 1.1326 | 1.1478 | 1.1647 | 1.1806 | 1.197 | 1.2172 | 1.2388 | 1.2627 | 1.2891 | 1.3103 | 1.3373 | 1.3642 | 1.3956 | 1.426 | 1.4543 | 1.4833 | 1 | 1.0074 | 1.0088 | 1.0263 | 1.0461 | 1.0508 | 1.0577 | 1.0639 | 1.0713 | 1.0766 | 1.0799 | 1.0811 | 1.0818 | 1.0805 | 1.0794 | 1.09 | 1.1014 | 1.1144 | 1.1296 | 1.1404 | 1.1556 | 1.1704 | 1.1881 | 1.2036 | 1.2168 | 1.2302 | 1 | 1 | 1 | 1 | 1 | 1 | 1 | 1 | 1 | 1 | 1 | 1 | 1 | 1 | 1 | 1 | 1 | 1 | 1 | 1 | 1 | 1 | 1 | 1 | 1 | 1 | 0 | 0 | 0.0064995 | 0.029166 | 0.064826 | 0.10762 | 0.15777 | 0.22716 | 0.29771 | 0.36825 | 0.4388 | 0.50935 | 0.57989 | 0.65044 | 0.72099 | 0.79153 | 0.86208 | 0.93262 | 0.98797 | 0.98797 | 0.98797 | 0.98797 | 0.98797 | 0.98797 | 0.98797 | 0.98797
Utility-Scale Solar | Jefferson | E | 2 | 1201.8562 | 1400.3153 | 935.4076 | 25.5262 | 0.2054 | 1 | 1.0322 | 1.0417 | 1.0554 | 1.0617 | 1.0456 | 1.1572 | 1.2621 | 1.2539 | 1.2461 | 1.236 | 1.2237 | 1.211 | 1.1955 | 1.1798 | 1.1814 | 1.1833 | 1.1865 | 1.1906 | 1.1923 | 1.1959 | 1.1985 | 1.2021 | 1.2045 | 1.2053 | 1.2058 | 1 | 1.0154 | 1.0149 | 1.0334 | 1.0437 | 1.0474 | 1.0691 | 1.0754 | 1.0976 | 1.1171 | 1.1326 | 1.1478 | 1.1647 | 1.1806 | 1.197 | 1.2172 | 1.2388 | 1.2627 | 1.2891 | 1.3103 | 1.3373 | 1.3642 | 1.3956 | 1.426 | 1.4543 | 1.4833 | 1 | 1.0074 | 1.0088 | 1.0263 | 1.0461 | 1.0508 | 1.0577 | 1.0639 | 1.0713 | 1.0766 | 1.0799 | 1.0811 | 1.0818 | 1.0805 | 1.0794 | 1.09 | 1.1014 | 1.1144 | 1.1296 | 1.1404 | 1.1556 | 1.1704 | 1.1881 | 1.2036 | 1.2168 | 1.2302 | 1 | 1 | 1 | 1 | 1 | 1 | 1 | 1 | 1 | 1 | 1 | 1 | 1 | 1 | 1 | 1 | 1 | 1 | 1 | 1 | 1 | 1 | 1 | 1 | 1 | 1 | 0 | 0 | 0 | 0 | 0 | 0 | 0 | 0 | 0 | 0 | 0 | 0 | 0 | 0 | 0 | 0 | 0 | 0 | 0.042337 | 0.23883 | 0.43532 | 0.63181 | 0.8283 | 1 | 1 | 1
Utility-Scale Solar | Jefferson | E | 3 | 481.5023 | 1451.5808 | 2313.2755 | 26.4607 | 0.2054 | 1 | 1.0322 | 1.0417 | 1.0554 | 1.0617 | 1.0456 | 1.1572 | 1.2621 | 1.2539 | 1.2461 | 1.236 | 1.2237 | 1.211 | 1.1955 | 1.1798 | 1.1814 | 1.1833 | 1.1865 | 1.1906 | 1.1923 | 1.1959 | 1.1985 | 1.2021 | 1.2045 | 1.2053 | 1.2058 | 1 | 1.0154 | 1.0149 | 1.0334 | 1.0437 | 1.0474 | 1.0691 | 1.0754 | 1.0976 | 1.1171 | 1.1326 | 1.1478 | 1.1647 | 1.1806 | 1.197 | 1.2172 | 1.2388 | 1.2627 | 1.2891 | 1.3103 | 1.3373 | 1.3642 | 1.3956 | 1.426 | 1.4543 | 1.4833 | 1 | 1.0074 | 1.0088 | 1.0263 | 1.0461 | 1.0508 | 1.0577 | 1.0639 | 1.0713 | 1.0766 | 1.0799 | 1.0811 | 1.0818 | 1.0805 | 1.0794 | 1.09 | 1.1014 | 1.1144 | 1.1296 | 1.1404 | 1.1556 | 1.1704 | 1.1881 | 1.2036 | 1.2168 | 1.2302 | 1 | 1 | 1 | 1 | 1 | 1 | 1 | 1 | 1 | 1 | 1 | 1 | 1 | 1 | 1 | 1 | 1 | 1 | 1 | 1 | 1 | 1 | 1 | 1 | 1 | 1 | 0 | 0 | 0 | 0 | 0 | 0 | 0 | 0 | 0 | 0 | 0 | 0 | 0 | 0 | 0 | 0 | 0 | 0 | 0 | 0 | 0 | 0 | 0 | 0.041953 | 0.37441 | 0.70686
Utility-Scale Solar | Lewis | E | 1 | 1712.5245 | 1299.1321 | 255.4186 | 23.6817 | 0.2002 | 1 | 1.0322 | 1.0417 | 1.0554 | 1.0617 | 1.0456 | 1.1572 | 1.2621 | 1.2539 | 1.2461 | 1.236 | 1.2237 | 1.211 | 1.1955 | 1.1798 | 1.1814 | 1.1833 | 1.1865 | 1.1906 | 1.1923 | 1.1959 | 1.1985 | 1.2021 | 1.2045 | 1.2053 | 1.2058 | 1 | 1.0154 | 1.0149 | 1.0334 | 1.0437 | 1.0474 | 1.0691 | 1.0754 | 1.0976 | 1.1171 | 1.1326 | 1.1478 | 1.1647 | 1.1806 | 1.197 | 1.2172 | 1.2388 | 1.2627 | 1.2891 | 1.3103 | 1.3373 | 1.3642 | 1.3956 | 1.426 | 1.4543 | 1.4833 | 1 | 1.0074 | 1.0088 | 1.0263 | 1.0461 | 1.0508 | 1.0577 | 1.0639 | 1.0713 | 1.0766 | 1.0799 | 1.0811 | 1.0818 | 1.0805 | 1.0794 | 1.09 | 1.1014 | 1.1144 | 1.1296 | 1.1404 | 1.1556 | 1.1704 | 1.1881 | 1.2036 | 1.2168 | 1.2302 | 1 | 1 | 1 | 1 | 1 | 1 | 1 | 1 | 1 | 1 | 1 | 1 | 1 | 1 | 1 | 1 | 1 | 1 | 1 | 1 | 1 | 1 | 1 | 1 | 1 | 1 | 0 | 0 | 0.00299 | 0.013417 | 0.029821 | 0.049506 | 0.07258 | 0.14955 | 0.22841 | 0.30727 | 0.38613 | 0.46498 | 0.54384 | 0.6227 | 0.70156 | 0.78042 | 0.85927 | 0.93813 | 1 | 1 | 1 | 1 | 1 | 1 | 1 | 1
Utility-Scale Solar | Lewis | E | 2 | 823.3741 | 1396.1954 | 869.7726 | 25.4511 | 0.2002 | 1 | 1.0322 | 1.0417 | 1.0554 | 1.0617 | 1.0456 | 1.1572 | 1.2621 | 1.2539 | 1.2461 | 1.236 | 1.2237 | 1.211 | 1.1955 | 1.1798 | 1.1814 | 1.1833 | 1.1865 | 1.1906 | 1.1923 | 1.1959 | 1.1985 | 1.2021 | 1.2045 | 1.2053 | 1.2058 | 1 | 1.0154 | 1.0149 | 1.0334 | 1.0437 | 1.0474 | 1.0691 | 1.0754 | 1.0976 | 1.1171 | 1.1326 | 1.1478 | 1.1647 | 1.1806 | 1.197 | 1.2172 | 1.2388 | 1.2627 | 1.2891 | 1.3103 | 1.3373 | 1.3642 | 1.3956 | 1.426 | 1.4543 | 1.4833 | 1 | 1.0074 | 1.0088 | 1.0263 | 1.0461 | 1.0508 | 1.0577 | 1.0639 | 1.0713 | 1.0766 | 1.0799 | 1.0811 | 1.0818 | 1.0805 | 1.0794 | 1.09 | 1.1014 | 1.1144 | 1.1296 | 1.1404 | 1.1556 | 1.1704 | 1.1881 | 1.2036 | 1.2168 | 1.2302 | 1 | 1 | 1 | 1 | 1 | 1 | 1 | 1 | 1 | 1 | 1 | 1 | 1 | 1 | 1 | 1 | 1 | 1 | 1 | 1 | 1 | 1 | 1 | 1 | 1 | 1 | 0 | 0 | 0 | 0 | 0 | 0 | 0 | 0 | 0 | 0 | 0 | 0 | 0 | 0 | 0 | 0 | 0 | 0 | 0.042337 | 0.23883 | 0.43532 | 0.63181 | 0.8283 | 1 | 1 | 1
Utility-Scale Solar | Lewis | E | 3 | 501.7154 | 1437.6047 | 1688.7937 | 26.2059 | 0.2002 | 1 | 1.0322 | 1.0417 | 1.0554 | 1.0617 | 1.0456 | 1.1572 | 1.2621 | 1.2539 | 1.2461 | 1.236 | 1.2237 | 1.211 | 1.1955 | 1.1798 | 1.1814 | 1.1833 | 1.1865 | 1.1906 | 1.1923 | 1.1959 | 1.1985 | 1.2021 | 1.2045 | 1.2053 | 1.2058 | 1 | 1.0154 | 1.0149 | 1.0334 | 1.0437 | 1.0474 | 1.0691 | 1.0754 | 1.0976 | 1.1171 | 1.1326 | 1.1478 | 1.1647 | 1.1806 | 1.197 | 1.2172 | 1.2388 | 1.2627 | 1.2891 | 1.3103 | 1.3373 | 1.3642 | 1.3956 | 1.426 | 1.4543 | 1.4833 | 1 | 1.0074 | 1.0088 | 1.0263 | 1.0461 | 1.0508 | 1.0577 | 1.0639 | 1.0713 | 1.0766 | 1.0799 | 1.0811 | 1.0818 | 1.0805 | 1.0794 | 1.09 | 1.1014 | 1.1144 | 1.1296 | 1.1404 | 1.1556 | 1.1704 | 1.1881 | 1.2036 | 1.2168 | 1.2302 | 1 | 1 | 1 | 1 | 1 | 1 | 1 | 1 | 1 | 1 | 1 | 1 | 1 | 1 | 1 | 1 | 1 | 1 | 1 | 1 | 1 | 1 | 1 | 1 | 1 | 1 | 0 | 0 | 0 | 0 | 0 | 0 | 0 | 0 | 0 | 0 | 0 | 0 | 0 | 0 | 0 | 0 | 0 | 0 | 0 | 0 | 0 | 0 | 0 | 0.041953 | 0.37441 | 0.70686
Utility-Scale Solar | Livingston | C | 1 | 575.2535 | 1289.0174 | 305.4626 | 23.8116 | 0.2015 | 1 | 1.0322 | 1.0417 | 1.0554 | 1.0617 | 1.0456 | 1.1616 | 1.2708 | 1.2626 | 1.2547 | 1.2446 | 1.2322 | 1.2194 | 1.2038 | 1.188 | 1.1896 | 1.1915 | 1.1947 | 1.1988 | 1.2005 | 1.2042 | 1.2069 | 1.2104 | 1.2129 | 1.2137 | 1.2141 | 1 | 1.0154 | 1.0149 | 1.0334 | 1.0437 | 1.0474 | 1.0691 | 1.0754 | 1.0976 | 1.1171 | 1.1326 | 1.1478 | 1.1647 | 1.1806 | 1.197 | 1.2172 | 1.2388 | 1.2627 | 1.2891 | 1.3103 | 1.3373 | 1.3642 | 1.3956 | 1.426 | 1.4543 | 1.4833 | 1 | 1.0074 | 1.0088 | 1.0263 | 1.0461 | 1.0508 | 1.0577 | 1.0639 | 1.0713 | 1.0766 | 1.0799 | 1.0811 | 1.0818 | 1.0805 | 1.0794 | 1.09 | 1.1014 | 1.1144 | 1.1296 | 1.1404 | 1.1556 | 1.1704 | 1.1881 | 1.2036 | 1.2168 | 1.2302 | 1 | 1 | 1 | 1 | 1 | 1 | 1 | 1 | 1 | 1 | 1 | 1 | 1 | 1 | 1 | 1 | 1 | 1 | 1 | 1 | 1 | 1 | 1 | 1 | 1 | 1 | 0 | 0 | 0.014242 | 0.063909 | 0.14204 | 0.23581 | 0.34571 | 0.38142 | 0.41618 | 0.45093 | 0.48569 | 0.52045 | 0.5552 | 0.58996 | 0.62472 | 0.65948 | 0.69423 | 0.72899 | 0.75626 | 0.75626 | 0.75626 | 0.75626 | 0.75626 | 0.75626 | 0.75626 | 0.75626
Utility-Scale Solar | Livingston | C | 2 | 238.5567 | 1404.0671 | 881.1642 | 25.5945 | 0.2015 | 1 | 1.0322 | 1.0417 | 1.0554 | 1.0617 | 1.0456 | 1.1572 | 1.2621 | 1.2539 | 1.2461 | 1.236 | 1.2237 | 1.211 | 1.1955 | 1.1798 | 1.1814 | 1.1833 | 1.1865 | 1.1906 | 1.1923 | 1.1959 | 1.1985 | 1.2021 | 1.2045 | 1.2053 | 1.2058 | 1 | 1.0154 | 1.0149 | 1.0334 | 1.0437 | 1.0474 | 1.0691 | 1.0754 | 1.0976 | 1.1171 | 1.1326 | 1.1478 | 1.1647 | 1.1806 | 1.197 | 1.2172 | 1.2388 | 1.2627 | 1.2891 | 1.3103 | 1.3373 | 1.3642 | 1.3956 | 1.426 | 1.4543 | 1.4833 | 1 | 1.0074 | 1.0088 | 1.0263 | 1.0461 | 1.0508 | 1.0577 | 1.0639 | 1.0713 | 1.0766 | 1.0799 | 1.0811 | 1.0818 | 1.0805 | 1.0794 | 1.09 | 1.1014 | 1.1144 | 1.1296 | 1.1404 | 1.1556 | 1.1704 | 1.1881 | 1.2036 | 1.2168 | 1.2302 | 1 | 1 | 1 | 1 | 1 | 1 | 1 | 1 | 1 | 1 | 1 | 1 | 1 | 1 | 1 | 1 | 1 | 1 | 1 | 1 | 1 | 1 | 1 | 1 | 1 | 1 | 0 | 0 | 0 | 0 | 0 | 0 | 0 | 0 | 0 | 0 | 0 | 0 | 0 | 0 | 0 | 0 | 0 | 0 | 0.042337 | 0.23883 | 0.43532 | 0.63181 | 0.8283 | 1 | 1 | 1
Utility-Scale Solar | Livingston | C | 3 | 101.3804 | 1440.1091 | 1554.6013 | 26.2515 | 0.2015 | 1 | 1.0322 | 1.0417 | 1.0554 | 1.0617 | 1.0456 | 1.1572 | 1.2621 | 1.2539 | 1.2461 | 1.236 | 1.2237 | 1.211 | 1.1955 | 1.1798 | 1.1814 | 1.1833 | 1.1865 | 1.1906 | 1.1923 | 1.1959 | 1.1985 | 1.2021 | 1.2045 | 1.2053 | 1.2058 | 1 | 1.0154 | 1.0149 | 1.0334 | 1.0437 | 1.0474 | 1.0691 | 1.0754 | 1.0976 | 1.1171 | 1.1326 | 1.1478 | 1.1647 | 1.1806 | 1.197 | 1.2172 | 1.2388 | 1.2627 | 1.2891 | 1.3103 | 1.3373 | 1.3642 | 1.3956 | 1.426 | 1.4543 | 1.4833 | 1 | 1.0074 | 1.0088 | 1.0263 | 1.0461 | 1.0508 | 1.0577 | 1.0639 | 1.0713 | 1.0766 | 1.0799 | 1.0811 | 1.0818 | 1.0805 | 1.0794 | 1.09 | 1.1014 | 1.1144 | 1.1296 | 1.1404 | 1.1556 | 1.1704 | 1.1881 | 1.2036 | 1.2168 | 1.2302 | 1 | 1 | 1 | 1 | 1 | 1 | 1 | 1 | 1 | 1 | 1 | 1 | 1 | 1 | 1 | 1 | 1 | 1 | 1 | 1 | 1 | 1 | 1 | 1 | 1 | 1 | 0 | 0 | 0 | 0 | 0 | 0 | 0 | 0 | 0 | 0 | 0 | 0 | 0 | 0 | 0 | 0 | 0 | 0 | 0 | 0 | 0 | 0 | 0 | 0.041953 | 0.37441 | 0.70686
Utility-Scale Solar | Madison | E | 1 | 339.5 | 1228.7504 | 144.5649 | 22.3987 | 0.1989 | 1 | 1.0322 | 1.0417 | 1.0554 | 1.0617 | 1.0456 | 1.1572 | 1.2621 | 1.2539 | 1.2461 | 1.236 | 1.2237 | 1.211 | 1.1955 | 1.1798 | 1.1814 | 1.1833 | 1.1865 | 1.1906 | 1.1923 | 1.1959 | 1.1985 | 1.2021 | 1.2045 | 1.2053 | 1.2058 | 1 | 1.0154 | 1.0149 | 1.0334 | 1.0437 | 1.0474 | 1.0691 | 1.0754 | 1.0976 | 1.1171 | 1.1326 | 1.1478 | 1.1647 | 1.1806 | 1.197 | 1.2172 | 1.2388 | 1.2627 | 1.2891 | 1.3103 | 1.3373 | 1.3642 | 1.3956 | 1.426 | 1.4543 | 1.4833 | 1 | 1.0074 | 1.0088 | 1.0263 | 1.0461 | 1.0508 | 1.0577 | 1.0639 | 1.0713 | 1.0766 | 1.0799 | 1.0811 | 1.0818 | 1.0805 | 1.0794 | 1.09 | 1.1014 | 1.1144 | 1.1296 | 1.1404 | 1.1556 | 1.1704 | 1.1881 | 1.2036 | 1.2168 | 1.2302 | 1 | 1 | 1 | 1 | 1 | 1 | 1 | 1 | 1 | 1 | 1 | 1 | 1 | 1 | 1 | 1 | 1 | 1 | 1 | 1 | 1 | 1 | 1 | 1 | 1 | 1 | 0 | 0 | 0.040963 | 0.18382 | 0.40856 | 0.67825 | 0.99436 | 1 | 1 | 1 | 1 | 1 | 1 | 1 | 1 | 1 | 1 | 1 | 1 | 1 | 1 | 1 | 1 | 1 | 1 | 1
Utility-Scale Solar | Madison | E | 2 | 53.466 | 1408.5691 | 766.7501 | 25.6766 | 0.1989 | 1 | 1.0322 | 1.0417 | 1.0554 | 1.0617 | 1.0456 | 1.1572 | 1.2621 | 1.2539 | 1.2461 | 1.236 | 1.2237 | 1.211 | 1.1955 | 1.1798 | 1.1814 | 1.1833 | 1.1865 | 1.1906 | 1.1923 | 1.1959 | 1.1985 | 1.2021 | 1.2045 | 1.2053 | 1.2058 | 1 | 1.0154 | 1.0149 | 1.0334 | 1.0437 | 1.0474 | 1.0691 | 1.0754 | 1.0976 | 1.1171 | 1.1326 | 1.1478 | 1.1647 | 1.1806 | 1.197 | 1.2172 | 1.2388 | 1.2627 | 1.2891 | 1.3103 | 1.3373 | 1.3642 | 1.3956 | 1.426 | 1.4543 | 1.4833 | 1 | 1.0074 | 1.0088 | 1.0263 | 1.0461 | 1.0508 | 1.0577 | 1.0639 | 1.0713 | 1.0766 | 1.0799 | 1.0811 | 1.0818 | 1.0805 | 1.0794 | 1.09 | 1.1014 | 1.1144 | 1.1296 | 1.1404 | 1.1556 | 1.1704 | 1.1881 | 1.2036 | 1.2168 | 1.2302 | 1 | 1 | 1 | 1 | 1 | 1 | 1 | 1 | 1 | 1 | 1 | 1 | 1 | 1 | 1 | 1 | 1 | 1 | 1 | 1 | 1 | 1 | 1 | 1 | 1 | 1 | 0 | 0 | 0 | 0 | 0 | 0 | 0 | 0 | 0 | 0 | 0 | 0 | 0 | 0 | 0 | 0 | 0 | 0 | 0.042337 | 0.23883 | 0.43532 | 0.63181 | 0.8283 | 1 | 1 | 1
Utility-Scale Solar | Madison | E | 3 | 5.1639 | 1477.094 | 1700.7835 | 26.9257 | 0.1989 | 1 | 1.0322 | 1.0417 | 1.0554 | 1.0617 | 1.0456 | 1.1572 | 1.2621 | 1.2539 | 1.2461 | 1.236 | 1.2237 | 1.211 | 1.1955 | 1.1798 | 1.1814 | 1.1833 | 1.1865 | 1.1906 | 1.1923 | 1.1959 | 1.1985 | 1.2021 | 1.2045 | 1.2053 | 1.2058 | 1 | 1.0154 | 1.0149 | 1.0334 | 1.0437 | 1.0474 | 1.0691 | 1.0754 | 1.0976 | 1.1171 | 1.1326 | 1.1478 | 1.1647 | 1.1806 | 1.197 | 1.2172 | 1.2388 | 1.2627 | 1.2891 | 1.3103 | 1.3373 | 1.3642 | 1.3956 | 1.426 | 1.4543 | 1.4833 | 1 | 1.0074 | 1.0088 | 1.0263 | 1.0461 | 1.0508 | 1.0577 | 1.0639 | 1.0713 | 1.0766 | 1.0799 | 1.0811 | 1.0818 | 1.0805 | 1.0794 | 1.09 | 1.1014 | 1.1144 | 1.1296 | 1.1404 | 1.1556 | 1.1704 | 1.1881 | 1.2036 | 1.2168 | 1.2302 | 1 | 1 | 1 | 1 | 1 | 1 | 1 | 1 | 1 | 1 | 1 | 1 | 1 | 1 | 1 | 1 | 1 | 1 | 1 | 1 | 1 | 1 | 1 | 1 | 1 | 1 | 0 | 0 | 0 | 0 | 0 | 0 | 0 | 0 | 0 | 0 | 0 | 0 | 0 | 0 | 0 | 0 | 0 | 0 | 0 | 0 | 0 | 0 | 0 | 0.041953 | 0.37441 | 0.70686
Utility-Scale Solar | Monroe | B | 1 | 180.5664 | 1369.8977 | 492.1717 | 24.9717 | 0.2054 | 1 | 1.0322 | 1.0417 | 1.0554 | 1.0617 | 1.0456 | 1.1572 | 1.2621 | 1.2539 | 1.2461 | 1.236 | 1.2237 | 1.211 | 1.1955 | 1.1798 | 1.1814 | 1.1833 | 1.1865 | 1.1906 | 1.1923 | 1.1959 | 1.1985 | 1.2021 | 1.2045 | 1.2053 | 1.2058 | 1 | 1.0154 | 1.0149 | 1.0334 | 1.0437 | 1.0474 | 1.0691 | 1.0754 | 1.0976 | 1.1171 | 1.1326 | 1.1478 | 1.1647 | 1.1806 | 1.197 | 1.2172 | 1.2388 | 1.2627 | 1.2891 | 1.3103 | 1.3373 | 1.3642 | 1.3956 | 1.426 | 1.4543 | 1.4833 | 1 | 1.0074 | 1.0088 | 1.0263 | 1.0461 | 1.0508 | 1.0577 | 1.0639 | 1.0713 | 1.0766 | 1.0799 | 1.0811 | 1.0818 | 1.0805 | 1.0794 | 1.09 | 1.1014 | 1.1144 | 1.1296 | 1.1404 | 1.1556 | 1.1704 | 1.1881 | 1.2036 | 1.2168 | 1.2302 | 1 | 1 | 1 | 1 | 1 | 1 | 1 | 1 | 1 | 1 | 1 | 1 | 1 | 1 | 1 | 1 | 1 | 1 | 1 | 1 | 1 | 1 | 1 | 1 | 1 | 1 | 0 | 0 | 0 | 0 | 0 | 0 | 4.421e-17 | 0.082589 | 0.16766 | 0.25272 | 0.33779 | 0.42286 | 0.50793 | 0.59299 | 0.67806 | 0.76313 | 0.84819 | 0.93326 | 1 | 1 | 1 | 1 | 1 | 1 | 1 | 1
Utility-Scale Solar | Monroe | B | 2 | 184.3673 | 1419.2637 | 916.1417 | 25.8716 | 0.2054 | 1 | 1.0322 | 1.0417 | 1.0554 | 1.0617 | 1.0456 | 1.1572 | 1.2621 | 1.2539 | 1.2461 | 1.236 | 1.2237 | 1.211 | 1.1955 | 1.1798 | 1.1814 | 1.1833 | 1.1865 | 1.1906 | 1.1923 | 1.1959 | 1.1985 | 1.2021 | 1.2045 | 1.2053 | 1.2058 | 1 | 1.0154 | 1.0149 | 1.0334 | 1.0437 | 1.0474 | 1.0691 | 1.0754 | 1.0976 | 1.1171 | 1.1326 | 1.1478 | 1.1647 | 1.1806 | 1.197 | 1.2172 | 1.2388 | 1.2627 | 1.2891 | 1.3103 | 1.3373 | 1.3642 | 1.3956 | 1.426 | 1.4543 | 1.4833 | 1 | 1.0074 | 1.0088 | 1.0263 | 1.0461 | 1.0508 | 1.0577 | 1.0639 | 1.0713 | 1.0766 | 1.0799 | 1.0811 | 1.0818 | 1.0805 | 1.0794 | 1.09 | 1.1014 | 1.1144 | 1.1296 | 1.1404 | 1.1556 | 1.1704 | 1.1881 | 1.2036 | 1.2168 | 1.2302 | 1 | 1 | 1 | 1 | 1 | 1 | 1 | 1 | 1 | 1 | 1 | 1 | 1 | 1 | 1 | 1 | 1 | 1 | 1 | 1 | 1 | 1 | 1 | 1 | 1 | 1 | 0 | 0 | 0 | 0 | 0 | 0 | 0 | 0 | 0 | 0 | 0 | 0 | 0 | 0 | 0 | 0 | 0 | 0 | 0.042337 | 0.23883 | 0.43532 | 0.63181 | 0.8283 | 1 | 1 | 1
Utility-Scale Solar | Monroe | B | 3 | 155.8493 | 1453.6794 | 1961.1149 | 26.4989 | 0.2054 | 1 | 1.0322 | 1.0417 | 1.0554 | 1.0617 | 1.0456 | 1.1572 | 1.2621 | 1.2539 | 1.2461 | 1.236 | 1.2237 | 1.211 | 1.1955 | 1.1798 | 1.1814 | 1.1833 | 1.1865 | 1.1906 | 1.1923 | 1.1959 | 1.1985 | 1.2021 | 1.2045 | 1.2053 | 1.2058 | 1 | 1.0154 | 1.0149 | 1.0334 | 1.0437 | 1.0474 | 1.0691 | 1.0754 | 1.0976 | 1.1171 | 1.1326 | 1.1478 | 1.1647 | 1.1806 | 1.197 | 1.2172 | 1.2388 | 1.2627 | 1.2891 | 1.3103 | 1.3373 | 1.3642 | 1.3956 | 1.426 | 1.4543 | 1.4833 | 1 | 1.0074 | 1.0088 | 1.0263 | 1.0461 | 1.0508 | 1.0577 | 1.0639 | 1.0713 | 1.0766 | 1.0799 | 1.0811 | 1.0818 | 1.0805 | 1.0794 | 1.09 | 1.1014 | 1.1144 | 1.1296 | 1.1404 | 1.1556 | 1.1704 | 1.1881 | 1.2036 | 1.2168 | 1.2302 | 1 | 1 | 1 | 1 | 1 | 1 | 1 | 1 | 1 | 1 | 1 | 1 | 1 | 1 | 1 | 1 | 1 | 1 | 1 | 1 | 1 | 1 | 1 | 1 | 1 | 1 | 0 | 0 | 0 | 0 | 0 | 0 | 0 | 0 | 0 | 0 | 0 | 0 | 0 | 0 | 0 | 0 | 0 | 0 | 0 | 0 | 0 | 0 | 0 | 0.041953 | 0.37441 | 0.70686
Utility-Scale Solar | Montgomery | F | 1 | 3985.8052 | 1384.678 | 206.0224 | 25.2411 | 0.2054 | 1 | 1.0322 | 1.0417 | 1.0554 | 1.0617 | 1.0456 | 1.1572 | 1.2621 | 1.2539 | 1.2461 | 1.236 | 1.2237 | 1.211 | 1.1955 | 1.1798 | 1.1814 | 1.1833 | 1.1865 | 1.1906 | 1.1923 | 1.1959 | 1.1985 | 1.2021 | 1.2045 | 1.2053 | 1.2058 | 1 | 1.0154 | 1.0149 | 1.0334 | 1.0437 | 1.0474 | 1.0691 | 1.0754 | 1.0976 | 1.1171 | 1.1326 | 1.1478 | 1.1647 | 1.1806 | 1.197 | 1.2172 | 1.2388 | 1.2627 | 1.2891 | 1.3103 | 1.3373 | 1.3642 | 1.3956 | 1.426 | 1.4543 | 1.4833 | 1 | 1.0074 | 1.0088 | 1.0263 | 1.0461 | 1.0508 | 1.0577 | 1.0639 | 1.0713 | 1.0766 | 1.0799 | 1.0811 | 1.0818 | 1.0805 | 1.0794 | 1.09 | 1.1014 | 1.1144 | 1.1296 | 1.1404 | 1.1556 | 1.1704 | 1.1881 | 1.2036 | 1.2168 | 1.2302 | 1 | 1 | 1 | 1 | 1 | 1 | 1 | 1 | 1 | 1 | 1 | 1 | 1 | 1 | 1 | 1 | 1 | 1 | 1 | 1 | 1 | 1 | 1 | 1 | 1 | 1 | 0 | 0 | 0.014188 | 0.063666 | 0.14151 | 0.23491 | 0.3444 | 0.39992 | 0.4551 | 0.51028 | 0.56545 | 0.62063 | 0.67581 | 0.73099 | 0.78616 | 0.84134 | 0.89652 | 0.95169 | 0.99498 | 0.99498 | 0.99498 | 0.99498 | 0.99498 | 0.99498 | 0.99498 | 0.99498
Utility-Scale Solar | Montgomery | F | 2 | 1086.2629 | 1519.9212 | 758.8551 | 27.7064 | 0.2054 | 1 | 1.0322 | 1.0417 | 1.0554 | 1.0617 | 1.0456 | 1.1572 | 1.2621 | 1.2539 | 1.2461 | 1.236 | 1.2237 | 1.211 | 1.1955 | 1.1798 | 1.1814 | 1.1833 | 1.1865 | 1.1906 | 1.1923 | 1.1959 | 1.1985 | 1.2021 | 1.2045 | 1.2053 | 1.2058 | 1 | 1.0154 | 1.0149 | 1.0334 | 1.0437 | 1.0474 | 1.0691 | 1.0754 | 1.0976 | 1.1171 | 1.1326 | 1.1478 | 1.1647 | 1.1806 | 1.197 | 1.2172 | 1.2388 | 1.2627 | 1.2891 | 1.3103 | 1.3373 | 1.3642 | 1.3956 | 1.426 | 1.4543 | 1.4833 | 1 | 1.0074 | 1.0088 | 1.0263 | 1.0461 | 1.0508 | 1.0577 | 1.0639 | 1.0713 | 1.0766 | 1.0799 | 1.0811 | 1.0818 | 1.0805 | 1.0794 | 1.09 | 1.1014 | 1.1144 | 1.1296 | 1.1404 | 1.1556 | 1.1704 | 1.1881 | 1.2036 | 1.2168 | 1.2302 | 1 | 1 | 1 | 1 | 1 | 1 | 1 | 1 | 1 | 1 | 1 | 1 | 1 | 1 | 1 | 1 | 1 | 1 | 1 | 1 | 1 | 1 | 1 | 1 | 1 | 1 | 0 | 0 | 0 | 0 | 0 | 0 | 0 | 0 | 0 | 0 | 0 | 0 | 0 | 0 | 0 | 0 | 0 | 0 | 0.042337 | 0.23883 | 0.43532 | 0.63181 | 0.8283 | 1 | 1 | 1
Utility-Scale Solar | Montgomery | F | 3 | 535.22 | 1559.2491 | 1605.6937 | 28.4233 | 0.2054 | 1 | 1.0322 | 1.0417 | 1.0554 | 1.0617 | 1.0456 | 1.1572 | 1.2621 | 1.2539 | 1.2461 | 1.236 | 1.2237 | 1.211 | 1.1955 | 1.1798 | 1.1814 | 1.1833 | 1.1865 | 1.1906 | 1.1923 | 1.1959 | 1.1985 | 1.2021 | 1.2045 | 1.2053 | 1.2058 | 1 | 1.0154 | 1.0149 | 1.0334 | 1.0437 | 1.0474 | 1.0691 | 1.0754 | 1.0976 | 1.1171 | 1.1326 | 1.1478 | 1.1647 | 1.1806 | 1.197 | 1.2172 | 1.2388 | 1.2627 | 1.2891 | 1.3103 | 1.3373 | 1.3642 | 1.3956 | 1.426 | 1.4543 | 1.4833 | 1 | 1.0074 | 1.0088 | 1.0263 | 1.0461 | 1.0508 | 1.0577 | 1.0639 | 1.0713 | 1.0766 | 1.0799 | 1.0811 | 1.0818 | 1.0805 | 1.0794 | 1.09 | 1.1014 | 1.1144 | 1.1296 | 1.1404 | 1.1556 | 1.1704 | 1.1881 | 1.2036 | 1.2168 | 1.2302 | 1 | 1 | 1 | 1 | 1 | 1 | 1 | 1 | 1 | 1 | 1 | 1 | 1 | 1 | 1 | 1 | 1 | 1 | 1 | 1 | 1 | 1 | 1 | 1 | 1 | 1 | 0 | 0 | 0 | 0 | 0 | 0 | 0 | 0 | 0 | 0 | 0 | 0 | 0 | 0 | 0 | 0 | 0 | 0 | 0 | 0 | 0 | 0 | 0 | 0.041953 | 0.37441 | 0.70686
Utility-Scale Solar | Nassau | K | 1 | 29.5819 | 1624.2347 | 396.476 | 29.608 | 0.2275 | 1 | 1.0322 | 1.0417 | 1.0554 | 1.0617 | 1.0456 | 1.1572 | 1.2621 | 1.2539 | 1.2461 | 1.236 | 1.2237 | 1.211 | 1.1955 | 1.1798 | 1.1814 | 1.1833 | 1.1865 | 1.1906 | 1.1923 | 1.1959 | 1.1985 | 1.2021 | 1.2045 | 1.2053 | 1.2058 | 1 | 1.0154 | 1.0149 | 1.0334 | 1.0437 | 1.0474 | 1.0691 | 1.0754 | 1.0976 | 1.1171 | 1.1326 | 1.1478 | 1.1647 | 1.1806 | 1.197 | 1.2172 | 1.2388 | 1.2627 | 1.2891 | 1.3103 | 1.3373 | 1.3642 | 1.3956 | 1.426 | 1.4543 | 1.4833 | 1 | 1.0074 | 1.0088 | 1.0263 | 1.0461 | 1.0508 | 1.0577 | 1.0639 | 1.0713 | 1.0766 | 1.0799 | 1.0811 | 1.0818 | 1.0805 | 1.0794 | 1.09 | 1.1014 | 1.1144 | 1.1296 | 1.1404 | 1.1556 | 1.1704 | 1.1881 | 1.2036 | 1.2168 | 1.2302 | 1 | 1 | 1 | 1 | 1 | 1 | 1 | 1 | 1 | 1 | 1 | 1 | 1 | 1 | 1 | 1 | 1 | 1 | 1 | 1 | 1 | 1 | 1 | 1 | 1 | 1 | 0 | 0 | 0 | 0 | 0 | 0 | 4.421e-17 | 0.082589 | 0.16766 | 0.25272 | 0.33779 | 0.42286 | 0.50793 | 0.59299 | 0.67806 | 0.76313 | 0.84819 | 0.93326 | 1 | 1 | 1 | 1 | 1 | 1 | 1 | 1
Utility-Scale Solar | Nassau | K | 3 | 5.9955 | 1759.8287 | 2127.6323 | 32.0797 | 0.2275 | 1 | 1.0322 | 1.0417 | 1.0554 | 1.0617 | 1.0456 | 1.1572 | 1.2621 | 1.2539 | 1.2461 | 1.236 | 1.2237 | 1.211 | 1.1955 | 1.1798 | 1.1814 | 1.1833 | 1.1865 | 1.1906 | 1.1923 | 1.1959 | 1.1985 | 1.2021 | 1.2045 | 1.2053 | 1.2058 | 1 | 1.0154 | 1.0149 | 1.0334 | 1.0437 | 1.0474 | 1.0691 | 1.0754 | 1.0976 | 1.1171 | 1.1326 | 1.1478 | 1.1647 | 1.1806 | 1.197 | 1.2172 | 1.2388 | 1.2627 | 1.2891 | 1.3103 | 1.3373 | 1.3642 | 1.3956 | 1.426 | 1.4543 | 1.4833 | 1 | 1.0074 | 1.0088 | 1.0263 | 1.0461 | 1.0508 | 1.0577 | 1.0639 | 1.0713 | 1.0766 | 1.0799 | 1.0811 | 1.0818 | 1.0805 | 1.0794 | 1.09 | 1.1014 | 1.1144 | 1.1296 | 1.1404 | 1.1556 | 1.1704 | 1.1881 | 1.2036 | 1.2168 | 1.2302 | 1 | 1 | 1 | 1 | 1 | 1 | 1 | 1 | 1 | 1 | 1 | 1 | 1 | 1 | 1 | 1 | 1 | 1 | 1 | 1 | 1 | 1 | 1 | 1 | 1 | 1 | 0 | 0 | 0 | 0 | 0 | 0 | 0 | 0 | 0 | 0 | 0 | 0 | 0 | 0 | 0 | 0 | 0 | 0 | 0 | 0 | 0 | 0 | 0 | 0.041953 | 0.37441 | 0.70686
Utility-Scale Solar | Niagara | A | 1 | 1808.0662 | 1136.0481 | 402.096 | 24.4545 | 0.2093 | 1 | 1.0322 | 1.0417 | 1.0554 | 1.0617 | 1.0456 | 1.2173 | 1.3803 | 1.3714 | 1.3628 | 1.3518 | 1.3384 | 1.3245 | 1.3075 | 1.2904 | 1.2921 | 1.2942 | 1.2977 | 1.3022 | 1.304 | 1.3079 | 1.3109 | 1.3148 | 1.3174 | 1.3183 | 1.3188 | 1 | 1.0154 | 1.0149 | 1.0334 | 1.0437 | 1.0474 | 1.0691 | 1.0754 | 1.0976 | 1.1171 | 1.1326 | 1.1478 | 1.1647 | 1.1806 | 1.197 | 1.2172 | 1.2388 | 1.2627 | 1.2891 | 1.3103 | 1.3373 | 1.3642 | 1.3956 | 1.426 | 1.4543 | 1.4833 | 1 | 1.0074 | 1.0088 | 1.0263 | 1.0461 | 1.0508 | 1.0577 | 1.0639 | 1.0713 | 1.0766 | 1.0799 | 1.0811 | 1.0818 | 1.0805 | 1.0794 | 1.09 | 1.1014 | 1.1144 | 1.1296 | 1.1404 | 1.1556 | 1.1704 | 1.1881 | 1.2036 | 1.2168 | 1.2302 | 1 | 1 | 1 | 1 | 1 | 1 | 1 | 1 | 1 | 1 | 1 | 1 | 1 | 1 | 1 | 1 | 1 | 1 | 1 | 1 | 1 | 1 | 1 | 1 | 1 | 1 | 0 | 0 | 0 | 0 | 0 | 0 | 3.8709e-17 | 0.072311 | 0.14679 | 0.22127 | 0.29576 | 0.37024 | 0.44472 | 0.5192 | 0.59368 | 0.66816 | 0.74264 | 0.81712 | 0.87556 | 0.87556 | 0.87556 | 0.87556 | 0.87556 | 0.87556 | 0.87556 | 0.87556
Utility-Scale Solar | Niagara | A | 2 | 429.3022 | 1200.3425 | 1124.717 | 25.8403 | 0.2093 | 1 | 1.0322 | 1.0417 | 1.0554 | 1.0617 | 1.0456 | 1.2173 | 1.3804 | 1.3715 | 1.3629 | 1.3519 | 1.3384 | 1.3245 | 1.3076 | 1.2904 | 1.2921 | 1.2943 | 1.2977 | 1.3022 | 1.304 | 1.308 | 1.3109 | 1.3148 | 1.3175 | 1.3183 | 1.3188 | 1 | 1.0154 | 1.0149 | 1.0334 | 1.0437 | 1.0474 | 1.0691 | 1.0754 | 1.0976 | 1.1171 | 1.1326 | 1.1478 | 1.1647 | 1.1806 | 1.197 | 1.2172 | 1.2388 | 1.2627 | 1.2891 | 1.3103 | 1.3373 | 1.3642 | 1.3956 | 1.426 | 1.4543 | 1.4833 | 1 | 1.0074 | 1.0088 | 1.0263 | 1.0461 | 1.0508 | 1.0577 | 1.0639 | 1.0713 | 1.0766 | 1.0799 | 1.0811 | 1.0818 | 1.0805 | 1.0794 | 1.09 | 1.1014 | 1.1144 | 1.1296 | 1.1404 | 1.1556 | 1.1704 | 1.1881 | 1.2036 | 1.2168 | 1.2302 | 1 | 1 | 1 | 1 | 1 | 1 | 1 | 1 | 1 | 1 | 1 | 1 | 1 | 1 | 1 | 1 | 1 | 1 | 1 | 1 | 1 | 1 | 1 | 1 | 1 | 1 | 0 | 0 | 0 | 0 | 0 | 0 | 0 | 0 | 0 | 0 | 0 | 0 | 0 | 0 | 0 | 0 | 0 | 0 | 0.042337 | 0.23883 | 0.43532 | 0.63181 | 0.8283 | 1 | 1 | 1
Utility-Scale Solar | Niagara | A | 3 | 96.0531 | 1234.8878 | 2222.8223 | 26.5839 | 0.2093 | 1 | 1.0322 | 1.0417 | 1.0554 | 1.0617 | 1.0456 | 1.2173 | 1.3804 | 1.3715 | 1.3629 | 1.3519 | 1.3384 | 1.3245 | 1.3076 | 1.2904 | 1.2921 | 1.2943 | 1.2977 | 1.3022 | 1.304 | 1.308 | 1.3109 | 1.3148 | 1.3175 | 1.3183 | 1.3188 | 1 | 1.0154 | 1.0149 | 1.0334 | 1.0437 | 1.0474 | 1.0691 | 1.0754 | 1.0976 | 1.1171 | 1.1326 | 1.1478 | 1.1647 | 1.1806 | 1.197 | 1.2172 | 1.2388 | 1.2627 | 1.2891 | 1.3103 | 1.3373 | 1.3642 | 1.3956 | 1.426 | 1.4543 | 1.4833 | 1 | 1.0074 | 1.0088 | 1.0263 | 1.0461 | 1.0508 | 1.0577 | 1.0639 | 1.0713 | 1.0766 | 1.0799 | 1.0811 | 1.0818 | 1.0805 | 1.0794 | 1.09 | 1.1014 | 1.1144 | 1.1296 | 1.1404 | 1.1556 | 1.1704 | 1.1881 | 1.2036 | 1.2168 | 1.2302 | 1 | 1 | 1 | 1 | 1 | 1 | 1 | 1 | 1 | 1 | 1 | 1 | 1 | 1 | 1 | 1 | 1 | 1 | 1 | 1 | 1 | 1 | 1 | 1 | 1 | 1 | 0 | 0 | 0 | 0 | 0 | 0 | 0 | 0 | 0 | 0 | 0 | 0 | 0 | 0 | 0 | 0 | 0 | 0 | 0 | 0 | 0 | 0 | 0 | 0.041953 | 0.37441 | 0.70686
Utility-Scale Solar | Oneida | E | 1 | 3942.0098 | 1261.1133 | 240.4796 | 22.9887 | 0.1989 | 1 | 1.0322 | 1.0417 | 1.0554 | 1.0617 | 1.0456 | 1.1572 | 1.2621 | 1.2539 | 1.2461 | 1.236 | 1.2237 | 1.211 | 1.1955 | 1.1798 | 1.1814 | 1.1833 | 1.1865 | 1.1906 | 1.1923 | 1.1959 | 1.1985 | 1.2021 | 1.2045 | 1.2053 | 1.2058 | 1 | 1.0154 | 1.0149 | 1.0334 | 1.0437 | 1.0474 | 1.0691 | 1.0754 | 1.0976 | 1.1171 | 1.1326 | 1.1478 | 1.1647 | 1.1806 | 1.197 | 1.2172 | 1.2388 | 1.2627 | 1.2891 | 1.3103 | 1.3373 | 1.3642 | 1.3956 | 1.426 | 1.4543 | 1.4833 | 1 | 1.0074 | 1.0088 | 1.0263 | 1.0461 | 1.0508 | 1.0577 | 1.0639 | 1.0713 | 1.0766 | 1.0799 | 1.0811 | 1.0818 | 1.0805 | 1.0794 | 1.09 | 1.1014 | 1.1144 | 1.1296 | 1.1404 | 1.1556 | 1.1704 | 1.1881 | 1.2036 | 1.2168 | 1.2302 | 1 | 1 | 1 | 1 | 1 | 1 | 1 | 1 | 1 | 1 | 1 | 1 | 1 | 1 | 1 | 1 | 1 | 1 | 1 | 1 | 1 | 1 | 1 | 1 | 1 | 1 | 0 | 0 | 0.0085043 | 0.038163 | 0.084821 | 0.14081 | 0.20644 | 0.27263 | 0.33961 | 0.40658 | 0.47356 | 0.54053 | 0.60751 | 0.67448 | 0.74146 | 0.80843 | 0.87541 | 0.94238 | 0.99493 | 0.99493 | 0.99493 | 0.99493 | 0.99493 | 0.99493 | 0.99493 | 0.99493
Utility-Scale Solar | Oneida | E | 2 | 750.3821 | 1407.3102 | 865.6398 | 25.6537 | 0.1989 | 1 | 1.0322 | 1.0417 | 1.0554 | 1.0617 | 1.0456 | 1.1572 | 1.2621 | 1.2539 | 1.2461 | 1.236 | 1.2237 | 1.211 | 1.1955 | 1.1798 | 1.1814 | 1.1833 | 1.1865 | 1.1906 | 1.1923 | 1.1959 | 1.1985 | 1.2021 | 1.2045 | 1.2053 | 1.2058 | 1 | 1.0154 | 1.0149 | 1.0334 | 1.0437 | 1.0474 | 1.0691 | 1.0754 | 1.0976 | 1.1171 | 1.1326 | 1.1478 | 1.1647 | 1.1806 | 1.197 | 1.2172 | 1.2388 | 1.2627 | 1.2891 | 1.3103 | 1.3373 | 1.3642 | 1.3956 | 1.426 | 1.4543 | 1.4833 | 1 | 1.0074 | 1.0088 | 1.0263 | 1.0461 | 1.0508 | 1.0577 | 1.0639 | 1.0713 | 1.0766 | 1.0799 | 1.0811 | 1.0818 | 1.0805 | 1.0794 | 1.09 | 1.1014 | 1.1144 | 1.1296 | 1.1404 | 1.1556 | 1.1704 | 1.1881 | 1.2036 | 1.2168 | 1.2302 | 1 | 1 | 1 | 1 | 1 | 1 | 1 | 1 | 1 | 1 | 1 | 1 | 1 | 1 | 1 | 1 | 1 | 1 | 1 | 1 | 1 | 1 | 1 | 1 | 1 | 1 | 0 | 0 | 0 | 0 | 0 | 0 | 0 | 0 | 0 | 0 | 0 | 0 | 0 | 0 | 0 | 0 | 0 | 0 | 0.042337 | 0.23883 | 0.43532 | 0.63181 | 0.8283 | 1 | 1 | 1
Utility-Scale Solar | Oneida | E | 3 | 550.9963 | 1443.3187 | 1814.0114 | 26.3101 | 0.1989 | 1 | 1.0322 | 1.0417 | 1.0554 | 1.0617 | 1.0456 | 1.1572 | 1.2621 | 1.2539 | 1.2461 | 1.236 | 1.2237 | 1.211 | 1.1955 | 1.1798 | 1.1814 | 1.1833 | 1.1865 | 1.1906 | 1.1923 | 1.1959 | 1.1985 | 1.2021 | 1.2045 | 1.2053 | 1.2058 | 1 | 1.0154 | 1.0149 | 1.0334 | 1.0437 | 1.0474 | 1.0691 | 1.0754 | 1.0976 | 1.1171 | 1.1326 | 1.1478 | 1.1647 | 1.1806 | 1.197 | 1.2172 | 1.2388 | 1.2627 | 1.2891 | 1.3103 | 1.3373 | 1.3642 | 1.3956 | 1.426 | 1.4543 | 1.4833 | 1 | 1.0074 | 1.0088 | 1.0263 | 1.0461 | 1.0508 | 1.0577 | 1.0639 | 1.0713 | 1.0766 | 1.0799 | 1.0811 | 1.0818 | 1.0805 | 1.0794 | 1.09 | 1.1014 | 1.1144 | 1.1296 | 1.1404 | 1.1556 | 1.1704 | 1.1881 | 1.2036 | 1.2168 | 1.2302 | 1 | 1 | 1 | 1 | 1 | 1 | 1 | 1 | 1 | 1 | 1 | 1 | 1 | 1 | 1 | 1 | 1 | 1 | 1 | 1 | 1 | 1 | 1 | 1 | 1 | 1 | 0 | 0 | 0 | 0 | 0 | 0 | 0 | 0 | 0 | 0 | 0 | 0 | 0 | 0 | 0 | 0 | 0 | 0 | 0 | 0 | 0 | 0 | 0 | 0.041953 | 0.37441 | 0.70686
Utility-Scale Solar | Onondaga | C | 1 | 570.3921 | 1266.4625 | 236.2 | 23.0862 | 0.19772 | 1 | 1.0322 | 1.0417 | 1.0554 | 1.0617 | 1.0456 | 1.1572 | 1.2621 | 1.2539 | 1.2461 | 1.236 | 1.2237 | 1.211 | 1.1955 | 1.1798 | 1.1814 | 1.1833 | 1.1865 | 1.1906 | 1.1923 | 1.1959 | 1.1985 | 1.2021 | 1.2045 | 1.2053 | 1.2058 | 1 | 1.0154 | 1.0149 | 1.0334 | 1.0437 | 1.0474 | 1.0691 | 1.0754 | 1.0976 | 1.1171 | 1.1326 | 1.1478 | 1.1647 | 1.1806 | 1.197 | 1.2172 | 1.2388 | 1.2627 | 1.2891 | 1.3103 | 1.3373 | 1.3642 | 1.3956 | 1.426 | 1.4543 | 1.4833 | 1 | 1.0074 | 1.0088 | 1.0263 | 1.0461 | 1.0508 | 1.0577 | 1.0639 | 1.0713 | 1.0766 | 1.0799 | 1.0811 | 1.0818 | 1.0805 | 1.0794 | 1.09 | 1.1014 | 1.1144 | 1.1296 | 1.1404 | 1.1556 | 1.1704 | 1.1881 | 1.2036 | 1.2168 | 1.2302 | 1 | 1 | 1 | 1 | 1 | 1 | 1 | 1 | 1 | 1 | 1 | 1 | 1 | 1 | 1 | 1 | 1 | 1 | 1 | 1 | 1 | 1 | 1 | 1 | 1 | 1 | 0 | 0 | 0.0071801 | 0.03222 | 0.071613 | 0.11889 | 0.17429 | 0.2434 | 0.31355 | 0.38371 | 0.45386 | 0.52402 | 0.59418 | 0.66433 | 0.73449 | 0.80465 | 0.8748 | 0.94496 | 1 | 1 | 1 | 1 | 1 | 1 | 1 | 1
Utility-Scale Solar | Onondaga | C | 2 | 356.9827 | 1406.4382 | 845.7426 | 25.6378 | 0.2002 | 1 | 1.0322 | 1.0417 | 1.0554 | 1.0617 | 1.0456 | 1.1572 | 1.2621 | 1.2539 | 1.2461 | 1.236 | 1.2237 | 1.211 | 1.1955 | 1.1798 | 1.1814 | 1.1833 | 1.1865 | 1.1906 | 1.1923 | 1.1959 | 1.1985 | 1.2021 | 1.2045 | 1.2053 | 1.2058 | 1 | 1.0154 | 1.0149 | 1.0334 | 1.0437 | 1.0474 | 1.0691 | 1.0754 | 1.0976 | 1.1171 | 1.1326 | 1.1478 | 1.1647 | 1.1806 | 1.197 | 1.2172 | 1.2388 | 1.2627 | 1.2891 | 1.3103 | 1.3373 | 1.3642 | 1.3956 | 1.426 | 1.4543 | 1.4833 | 1 | 1.0074 | 1.0088 | 1.0263 | 1.0461 | 1.0508 | 1.0577 | 1.0639 | 1.0713 | 1.0766 | 1.0799 | 1.0811 | 1.0818 | 1.0805 | 1.0794 | 1.09 | 1.1014 | 1.1144 | 1.1296 | 1.1404 | 1.1556 | 1.1704 | 1.1881 | 1.2036 | 1.2168 | 1.2302 | 1 | 1 | 1 | 1 | 1 | 1 | 1 | 1 | 1 | 1 | 1 | 1 | 1 | 1 | 1 | 1 | 1 | 1 | 1 | 1 | 1 | 1 | 1 | 1 | 1 | 1 | 0 | 0 | 0 | 0 | 0 | 0 | 0 | 0 | 0 | 0 | 0 | 0 | 0 | 0 | 0 | 0 | 0 | 0 | 0.042337 | 0.23883 | 0.43532 | 0.63181 | 0.8283 | 1 | 1 | 1
Utility-Scale Solar | Onondaga | C | 3 | 128.8925 | 1452.7401 | 1744.8366 | 26.4818 | 0.2002 | 1 | 1.0322 | 1.0417 | 1.0554 | 1.0617 | 1.0456 | 1.1572 | 1.2621 | 1.2539 | 1.2461 | 1.236 | 1.2237 | 1.211 | 1.1955 | 1.1798 | 1.1814 | 1.1833 | 1.1865 | 1.1906 | 1.1923 | 1.1959 | 1.1985 | 1.2021 | 1.2045 | 1.2053 | 1.2058 | 1 | 1.0154 | 1.0149 | 1.0334 | 1.0437 | 1.0474 | 1.0691 | 1.0754 | 1.0976 | 1.1171 | 1.1326 | 1.1478 | 1.1647 | 1.1806 | 1.197 | 1.2172 | 1.2388 | 1.2627 | 1.2891 | 1.3103 | 1.3373 | 1.3642 | 1.3956 | 1.426 | 1.4543 | 1.4833 | 1 | 1.0074 | 1.0088 | 1.0263 | 1.0461 | 1.0508 | 1.0577 | 1.0639 | 1.0713 | 1.0766 | 1.0799 | 1.0811 | 1.0818 | 1.0805 | 1.0794 | 1.09 | 1.1014 | 1.1144 | 1.1296 | 1.1404 | 1.1556 | 1.1704 | 1.1881 | 1.2036 | 1.2168 | 1.2302 | 1 | 1 | 1 | 1 | 1 | 1 | 1 | 1 | 1 | 1 | 1 | 1 | 1 | 1 | 1 | 1 | 1 | 1 | 1 | 1 | 1 | 1 | 1 | 1 | 1 | 1 | 0 | 0 | 0 | 0 | 0 | 0 | 0 | 0 | 0 | 0 | 0 | 0 | 0 | 0 | 0 | 0 | 0 | 0 | 0 | 0 | 0 | 0 | 0 | 0.041953 | 0.37441 | 0.70686
Utility-Scale Solar | Ontario | B | 1 | 242.83 | 1340.022 | 329.8449 | 24.4271 | 0.2028 | 1 | 1.0322 | 1.0417 | 1.0554 | 1.0617 | 1.0456 | 1.1572 | 1.2621 | 1.2539 | 1.2461 | 1.236 | 1.2237 | 1.211 | 1.1955 | 1.1798 | 1.1814 | 1.1833 | 1.1865 | 1.1906 | 1.1923 | 1.1959 | 1.1985 | 1.2021 | 1.2045 | 1.2053 | 1.2058 | 1 | 1.0154 | 1.0149 | 1.0334 | 1.0437 | 1.0474 | 1.0691 | 1.0754 | 1.0976 | 1.1171 | 1.1326 | 1.1478 | 1.1647 | 1.1806 | 1.197 | 1.2172 | 1.2388 | 1.2627 | 1.2891 | 1.3103 | 1.3373 | 1.3642 | 1.3956 | 1.426 | 1.4543 | 1.4833 | 1 | 1.0074 | 1.0088 | 1.0263 | 1.0461 | 1.0508 | 1.0577 | 1.0639 | 1.0713 | 1.0766 | 1.0799 | 1.0811 | 1.0818 | 1.0805 | 1.0794 | 1.09 | 1.1014 | 1.1144 | 1.1296 | 1.1404 | 1.1556 | 1.1704 | 1.1881 | 1.2036 | 1.2168 | 1.2302 | 1 | 1 | 1 | 1 | 1 | 1 | 1 | 1 | 1 | 1 | 1 | 1 | 1 | 1 | 1 | 1 | 1 | 1 | 1 | 1 | 1 | 1 | 1 | 1 | 1 | 1 | 0 | 0 | 0.0033738 | 0.01514 | 0.03365 | 0.055862 | 0.081898 | 0.15815 | 0.23621 | 0.31427 | 0.39233 | 0.47039 | 0.54845 | 0.62651 | 0.70458 | 0.78264 | 0.8607 | 0.93876 | 1 | 1 | 1 | 1 | 1 | 1 | 1 | 1
Utility-Scale Solar | Ontario | B | 2 | 201.2194 | 1412.1946 | 902.0209 | 25.7427 | 0.2028 | 1 | 1.0322 | 1.0417 | 1.0554 | 1.0617 | 1.0456 | 1.1572 | 1.2621 | 1.2539 | 1.2461 | 1.236 | 1.2237 | 1.211 | 1.1955 | 1.1798 | 1.1814 | 1.1833 | 1.1865 | 1.1906 | 1.1923 | 1.1959 | 1.1985 | 1.2021 | 1.2045 | 1.2053 | 1.2058 | 1 | 1.0154 | 1.0149 | 1.0334 | 1.0437 | 1.0474 | 1.0691 | 1.0754 | 1.0976 | 1.1171 | 1.1326 | 1.1478 | 1.1647 | 1.1806 | 1.197 | 1.2172 | 1.2388 | 1.2627 | 1.2891 | 1.3103 | 1.3373 | 1.3642 | 1.3956 | 1.426 | 1.4543 | 1.4833 | 1 | 1.0074 | 1.0088 | 1.0263 | 1.0461 | 1.0508 | 1.0577 | 1.0639 | 1.0713 | 1.0766 | 1.0799 | 1.0811 | 1.0818 | 1.0805 | 1.0794 | 1.09 | 1.1014 | 1.1144 | 1.1296 | 1.1404 | 1.1556 | 1.1704 | 1.1881 | 1.2036 | 1.2168 | 1.2302 | 1 | 1 | 1 | 1 | 1 | 1 | 1 | 1 | 1 | 1 | 1 | 1 | 1 | 1 | 1 | 1 | 1 | 1 | 1 | 1 | 1 | 1 | 1 | 1 | 1 | 1 | 0 | 0 | 0 | 0 | 0 | 0 | 0 | 0 | 0 | 0 | 0 | 0 | 0 | 0 | 0 | 0 | 0 | 0 | 0.042337 | 0.23883 | 0.43532 | 0.63181 | 0.8283 | 1 | 1 | 1
Utility-Scale Solar | Ontario | B | 3 | 130.4022 | 1451.5626 | 1790.5196 | 26.4603 | 0.2028 | 1 | 1.0322 | 1.0417 | 1.0554 | 1.0617 | 1.0456 | 1.1572 | 1.2621 | 1.2539 | 1.2461 | 1.236 | 1.2237 | 1.211 | 1.1955 | 1.1798 | 1.1814 | 1.1833 | 1.1865 | 1.1906 | 1.1923 | 1.1959 | 1.1985 | 1.2021 | 1.2045 | 1.2053 | 1.2058 | 1 | 1.0154 | 1.0149 | 1.0334 | 1.0437 | 1.0474 | 1.0691 | 1.0754 | 1.0976 | 1.1171 | 1.1326 | 1.1478 | 1.1647 | 1.1806 | 1.197 | 1.2172 | 1.2388 | 1.2627 | 1.2891 | 1.3103 | 1.3373 | 1.3642 | 1.3956 | 1.426 | 1.4543 | 1.4833 | 1 | 1.0074 | 1.0088 | 1.0263 | 1.0461 | 1.0508 | 1.0577 | 1.0639 | 1.0713 | 1.0766 | 1.0799 | 1.0811 | 1.0818 | 1.0805 | 1.0794 | 1.09 | 1.1014 | 1.1144 | 1.1296 | 1.1404 | 1.1556 | 1.1704 | 1.1881 | 1.2036 | 1.2168 | 1.2302 | 1 | 1 | 1 | 1 | 1 | 1 | 1 | 1 | 1 | 1 | 1 | 1 | 1 | 1 | 1 | 1 | 1 | 1 | 1 | 1 | 1 | 1 | 1 | 1 | 1 | 1 | 0 | 0 | 0 | 0 | 0 | 0 | 0 | 0 | 0 | 0 | 0 | 0 | 0 | 0 | 0 | 0 | 0 | 0 | 0 | 0 | 0 | 0 | 0 | 0.041953 | 0.37441 | 0.70686
Utility-Scale Solar | Orange | G | 1 | 195.7244 | 1547.5587 | 417.7235 | 28.2102 | 0.2145 | 1 | 1.0322 | 1.0417 | 1.0554 | 1.0617 | 1.0456 | 1.1572 | 1.2621 | 1.2539 | 1.2461 | 1.236 | 1.2237 | 1.211 | 1.1955 | 1.1798 | 1.1814 | 1.1833 | 1.1865 | 1.1906 | 1.1923 | 1.1959 | 1.1985 | 1.2021 | 1.2045 | 1.2053 | 1.2058 | 1 | 1.0154 | 1.0149 | 1.0334 | 1.0437 | 1.0474 | 1.0691 | 1.0754 | 1.0976 | 1.1171 | 1.1326 | 1.1478 | 1.1647 | 1.1806 | 1.197 | 1.2172 | 1.2388 | 1.2627 | 1.2891 | 1.3103 | 1.3373 | 1.3642 | 1.3956 | 1.426 | 1.4543 | 1.4833 | 1 | 1.0074 | 1.0088 | 1.0263 | 1.0461 | 1.0508 | 1.0577 | 1.0639 | 1.0713 | 1.0766 | 1.0799 | 1.0811 | 1.0818 | 1.0805 | 1.0794 | 1.09 | 1.1014 | 1.1144 | 1.1296 | 1.1404 | 1.1556 | 1.1704 | 1.1881 | 1.2036 | 1.2168 | 1.2302 | 1 | 1 | 1 | 1 | 1 | 1 | 1 | 1 | 1 | 1 | 1 | 1 | 1 | 1 | 1 | 1 | 1 | 1 | 1 | 1 | 1 | 1 | 1 | 1 | 1 | 1 | 0 | 0 | 0 | 0 | 0 | 0 | 3.9693e-17 | 0.07415 | 0.15052 | 0.2269 | 0.30327 | 0.37965 | 0.45602 | 0.5324 | 0.60877 | 0.68515 | 0.76152 | 0.8379 | 0.89782 | 0.89782 | 0.89782 | 0.89782 | 0.89782 | 0.89782 | 0.89782 | 0.89782
Utility-Scale Solar | Orange | G | 2 | 262.9866 | 1601.8674 | 787.2422 | 29.2002 | 0.2145 | 1 | 1.0322 | 1.0417 | 1.0554 | 1.0617 | 1.0456 | 1.1572 | 1.2621 | 1.2539 | 1.2461 | 1.236 | 1.2237 | 1.211 | 1.1955 | 1.1798 | 1.1814 | 1.1833 | 1.1865 | 1.1906 | 1.1923 | 1.1959 | 1.1985 | 1.2021 | 1.2045 | 1.2053 | 1.2058 | 1 | 1.0154 | 1.0149 | 1.0334 | 1.0437 | 1.0474 | 1.0691 | 1.0754 | 1.0976 | 1.1171 | 1.1326 | 1.1478 | 1.1647 | 1.1806 | 1.197 | 1.2172 | 1.2388 | 1.2627 | 1.2891 | 1.3103 | 1.3373 | 1.3642 | 1.3956 | 1.426 | 1.4543 | 1.4833 | 1 | 1.0074 | 1.0088 | 1.0263 | 1.0461 | 1.0508 | 1.0577 | 1.0639 | 1.0713 | 1.0766 | 1.0799 | 1.0811 | 1.0818 | 1.0805 | 1.0794 | 1.09 | 1.1014 | 1.1144 | 1.1296 | 1.1404 | 1.1556 | 1.1704 | 1.1881 | 1.2036 | 1.2168 | 1.2302 | 1 | 1 | 1 | 1 | 1 | 1 | 1 | 1 | 1 | 1 | 1 | 1 | 1 | 1 | 1 | 1 | 1 | 1 | 1 | 1 | 1 | 1 | 1 | 1 | 1 | 1 | 0 | 0 | 0 | 0 | 0 | 0 | 0 | 0 | 0 | 0 | 0 | 0 | 0 | 0 | 0 | 0 | 0 | 0 | 0.042337 | 0.23883 | 0.43532 | 0.63181 | 0.8283 | 1 | 1 | 1
Utility-Scale Solar | Orange | G | 3 | 198.9214 | 1635.5752 | 1567.7967 | 29.8147 | 0.2145 | 1 | 1.0322 | 1.0417 | 1.0554 | 1.0617 | 1.0456 | 1.1572 | 1.2621 | 1.2539 | 1.2461 | 1.236 | 1.2237 | 1.211 | 1.1955 | 1.1798 | 1.1814 | 1.1833 | 1.1865 | 1.1906 | 1.1923 | 1.1959 | 1.1985 | 1.2021 | 1.2045 | 1.2053 | 1.2058 | 1 | 1.0154 | 1.0149 | 1.0334 | 1.0437 | 1.0474 | 1.0691 | 1.0754 | 1.0976 | 1.1171 | 1.1326 | 1.1478 | 1.1647 | 1.1806 | 1.197 | 1.2172 | 1.2388 | 1.2627 | 1.2891 | 1.3103 | 1.3373 | 1.3642 | 1.3956 | 1.426 | 1.4543 | 1.4833 | 1 | 1.0074 | 1.0088 | 1.0263 | 1.0461 | 1.0508 | 1.0577 | 1.0639 | 1.0713 | 1.0766 | 1.0799 | 1.0811 | 1.0818 | 1.0805 | 1.0794 | 1.09 | 1.1014 | 1.1144 | 1.1296 | 1.1404 | 1.1556 | 1.1704 | 1.1881 | 1.2036 | 1.2168 | 1.2302 | 1 | 1 | 1 | 1 | 1 | 1 | 1 | 1 | 1 | 1 | 1 | 1 | 1 | 1 | 1 | 1 | 1 | 1 | 1 | 1 | 1 | 1 | 1 | 1 | 1 | 1 | 0 | 0 | 0 | 0 | 0 | 0 | 0 | 0 | 0 | 0 | 0 | 0 | 0 | 0 | 0 | 0 | 0 | 0 | 0 | 0 | 0 | 0 | 0 | 0.041953 | 0.37441 | 0.70686
Utility-Scale Solar | Orleans | A | 1 | 253.7735 | 1237.9378 | 166.2924 | 22.5662 | 0.208 | 1 | 1.0322 | 1.0417 | 1.0554 | 1.0617 | 1.0456 | 1.1572 | 1.2621 | 1.2539 | 1.2461 | 1.236 | 1.2237 | 1.211 | 1.1955 | 1.1798 | 1.1814 | 1.1833 | 1.1865 | 1.1906 | 1.1923 | 1.1959 | 1.1985 | 1.2021 | 1.2045 | 1.2053 | 1.2058 | 1 | 1.0154 | 1.0149 | 1.0334 | 1.0437 | 1.0474 | 1.0691 | 1.0754 | 1.0976 | 1.1171 | 1.1326 | 1.1478 | 1.1647 | 1.1806 | 1.197 | 1.2172 | 1.2388 | 1.2627 | 1.2891 | 1.3103 | 1.3373 | 1.3642 | 1.3956 | 1.426 | 1.4543 | 1.4833 | 1 | 1.0074 | 1.0088 | 1.0263 | 1.0461 | 1.0508 | 1.0577 | 1.0639 | 1.0713 | 1.0766 | 1.0799 | 1.0811 | 1.0818 | 1.0805 | 1.0794 | 1.09 | 1.1014 | 1.1144 | 1.1296 | 1.1404 | 1.1556 | 1.1704 | 1.1881 | 1.2036 | 1.2168 | 1.2302 | 1 | 1 | 1 | 1 | 1 | 1 | 1 | 1 | 1 | 1 | 1 | 1 | 1 | 1 | 1 | 1 | 1 | 1 | 1 | 1 | 1 | 1 | 1 | 1 | 1 | 1 | 0 | 0 | 0 | 0 | 0 | 0 | 9.368e-18 | 0.0175 | 0.035526 | 0.053551 | 0.071576 | 0.089602 | 0.10763 | 0.12565 | 0.14368 | 0.1617 | 0.17973 | 0.19775 | 0.2119 | 0.2119 | 0.2119 | 0.2119 | 0.2119 | 0.2119 | 0.2119 | 0.2119
Utility-Scale Solar | Orleans | A | 2 | 114.2846 | 1392.8896 | 938.1123 | 25.3908 | 0.208 | 1 | 1.0322 | 1.0417 | 1.0554 | 1.0617 | 1.0456 | 1.1572 | 1.2621 | 1.2539 | 1.2461 | 1.236 | 1.2237 | 1.211 | 1.1955 | 1.1798 | 1.1814 | 1.1833 | 1.1865 | 1.1906 | 1.1923 | 1.1959 | 1.1985 | 1.2021 | 1.2045 | 1.2053 | 1.2058 | 1 | 1.0154 | 1.0149 | 1.0334 | 1.0437 | 1.0474 | 1.0691 | 1.0754 | 1.0976 | 1.1171 | 1.1326 | 1.1478 | 1.1647 | 1.1806 | 1.197 | 1.2172 | 1.2388 | 1.2627 | 1.2891 | 1.3103 | 1.3373 | 1.3642 | 1.3956 | 1.426 | 1.4543 | 1.4833 | 1 | 1.0074 | 1.0088 | 1.0263 | 1.0461 | 1.0508 | 1.0577 | 1.0639 | 1.0713 | 1.0766 | 1.0799 | 1.0811 | 1.0818 | 1.0805 | 1.0794 | 1.09 | 1.1014 | 1.1144 | 1.1296 | 1.1404 | 1.1556 | 1.1704 | 1.1881 | 1.2036 | 1.2168 | 1.2302 | 1 | 1 | 1 | 1 | 1 | 1 | 1 | 1 | 1 | 1 | 1 | 1 | 1 | 1 | 1 | 1 | 1 | 1 | 1 | 1 | 1 | 1 | 1 | 1 | 1 | 1 | 0 | 0 | 0 | 0 | 0 | 0 | 0 | 0 | 0 | 0 | 0 | 0 | 0 | 0 | 0 | 0 | 0 | 0 | 0.042337 | 0.23883 | 0.43532 | 0.63181 | 0.8283 | 1 | 1 | 1
Utility-Scale Solar | Orleans | A | 3 | 75.1521 | 1439.6474 | 2082.6958 | 26.2431 | 0.208 | 1 | 1.0322 | 1.0417 | 1.0554 | 1.0617 | 1.0456 | 1.1572 | 1.2621 | 1.2539 | 1.2461 | 1.236 | 1.2237 | 1.211 | 1.1955 | 1.1798 | 1.1814 | 1.1833 | 1.1865 | 1.1906 | 1.1923 | 1.1959 | 1.1985 | 1.2021 | 1.2045 | 1.2053 | 1.2058 | 1 | 1.0154 | 1.0149 | 1.0334 | 1.0437 | 1.0474 | 1.0691 | 1.0754 | 1.0976 | 1.1171 | 1.1326 | 1.1478 | 1.1647 | 1.1806 | 1.197 | 1.2172 | 1.2388 | 1.2627 | 1.2891 | 1.3103 | 1.3373 | 1.3642 | 1.3956 | 1.426 | 1.4543 | 1.4833 | 1 | 1.0074 | 1.0088 | 1.0263 | 1.0461 | 1.0508 | 1.0577 | 1.0639 | 1.0713 | 1.0766 | 1.0799 | 1.0811 | 1.0818 | 1.0805 | 1.0794 | 1.09 | 1.1014 | 1.1144 | 1.1296 | 1.1404 | 1.1556 | 1.1704 | 1.1881 | 1.2036 | 1.2168 | 1.2302 | 1 | 1 | 1 | 1 | 1 | 1 | 1 | 1 | 1 | 1 | 1 | 1 | 1 | 1 | 1 | 1 | 1 | 1 | 1 | 1 | 1 | 1 | 1 | 1 | 1 | 1 | 0 | 0 | 0 | 0 | 0 | 0 | 0 | 0 | 0 | 0 | 0 | 0 | 0 | 0 | 0 | 0 | 0 | 0 | 0 | 0 | 0 | 0 | 0 | 0.041953 | 0.37441 | 0.70686
Utility-Scale Solar | Oswego | C | 1 | 1854.1766 | 1319.9484 | 326.0581 | 24.0612 | 0.2028 | 1 | 1.0322 | 1.0417 | 1.0554 | 1.0617 | 1.0456 | 1.1572 | 1.2621 | 1.2539 | 1.2461 | 1.236 | 1.2237 | 1.211 | 1.1955 | 1.1798 | 1.1814 | 1.1833 | 1.1865 | 1.1906 | 1.1923 | 1.1959 | 1.1985 | 1.2021 | 1.2045 | 1.2053 | 1.2058 | 1 | 1.0154 | 1.0149 | 1.0334 | 1.0437 | 1.0474 | 1.0691 | 1.0754 | 1.0976 | 1.1171 | 1.1326 | 1.1478 | 1.1647 | 1.1806 | 1.197 | 1.2172 | 1.2388 | 1.2627 | 1.2891 | 1.3103 | 1.3373 | 1.3642 | 1.3956 | 1.426 | 1.4543 | 1.4833 | 1 | 1.0074 | 1.0088 | 1.0263 | 1.0461 | 1.0508 | 1.0577 | 1.0639 | 1.0713 | 1.0766 | 1.0799 | 1.0811 | 1.0818 | 1.0805 | 1.0794 | 1.09 | 1.1014 | 1.1144 | 1.1296 | 1.1404 | 1.1556 | 1.1704 | 1.1881 | 1.2036 | 1.2168 | 1.2302 | 1 | 1 | 1 | 1 | 1 | 1 | 1 | 1 | 1 | 1 | 1 | 1 | 1 | 1 | 1 | 1 | 1 | 1 | 1 | 1 | 1 | 1 | 1 | 1 | 1 | 1 | 0 | 0 | 0.0023153 | 0.01039 | 0.023092 | 0.038335 | 0.056202 | 0.13355 | 0.21289 | 0.29223 | 0.37158 | 0.45092 | 0.53026 | 0.6096 | 0.68894 | 0.76828 | 0.84763 | 0.92697 | 0.98921 | 0.98921 | 0.98921 | 0.98921 | 0.98921 | 0.98921 | 0.98921 | 0.98921
Utility-Scale Solar | Oswego | C | 2 | 652.8398 | 1400.7048 | 907.1047 | 25.5333 | 0.2028 | 1 | 1.0322 | 1.0417 | 1.0554 | 1.0617 | 1.0456 | 1.1572 | 1.2621 | 1.2539 | 1.2461 | 1.236 | 1.2237 | 1.211 | 1.1955 | 1.1798 | 1.1814 | 1.1833 | 1.1865 | 1.1906 | 1.1923 | 1.1959 | 1.1985 | 1.2021 | 1.2045 | 1.2053 | 1.2058 | 1 | 1.0154 | 1.0149 | 1.0334 | 1.0437 | 1.0474 | 1.0691 | 1.0754 | 1.0976 | 1.1171 | 1.1326 | 1.1478 | 1.1647 | 1.1806 | 1.197 | 1.2172 | 1.2388 | 1.2627 | 1.2891 | 1.3103 | 1.3373 | 1.3642 | 1.3956 | 1.426 | 1.4543 | 1.4833 | 1 | 1.0074 | 1.0088 | 1.0263 | 1.0461 | 1.0508 | 1.0577 | 1.0639 | 1.0713 | 1.0766 | 1.0799 | 1.0811 | 1.0818 | 1.0805 | 1.0794 | 1.09 | 1.1014 | 1.1144 | 1.1296 | 1.1404 | 1.1556 | 1.1704 | 1.1881 | 1.2036 | 1.2168 | 1.2302 | 1 | 1 | 1 | 1 | 1 | 1 | 1 | 1 | 1 | 1 | 1 | 1 | 1 | 1 | 1 | 1 | 1 | 1 | 1 | 1 | 1 | 1 | 1 | 1 | 1 | 1 | 0 | 0 | 0 | 0 | 0 | 0 | 0 | 0 | 0 | 0 | 0 | 0 | 0 | 0 | 0 | 0 | 0 | 0 | 0.042337 | 0.23883 | 0.43532 | 0.63181 | 0.8283 | 1 | 1 | 1
Utility-Scale Solar | Oswego | C | 3 | 378.8306 | 1432.9308 | 1769.0682 | 26.1207 | 0.2028 | 1 | 1.0322 | 1.0417 | 1.0554 | 1.0617 | 1.0456 | 1.1572 | 1.2621 | 1.2539 | 1.2461 | 1.236 | 1.2237 | 1.211 | 1.1955 | 1.1798 | 1.1814 | 1.1833 | 1.1865 | 1.1906 | 1.1923 | 1.1959 | 1.1985 | 1.2021 | 1.2045 | 1.2053 | 1.2058 | 1 | 1.0154 | 1.0149 | 1.0334 | 1.0437 | 1.0474 | 1.0691 | 1.0754 | 1.0976 | 1.1171 | 1.1326 | 1.1478 | 1.1647 | 1.1806 | 1.197 | 1.2172 | 1.2388 | 1.2627 | 1.2891 | 1.3103 | 1.3373 | 1.3642 | 1.3956 | 1.426 | 1.4543 | 1.4833 | 1 | 1.0074 | 1.0088 | 1.0263 | 1.0461 | 1.0508 | 1.0577 | 1.0639 | 1.0713 | 1.0766 | 1.0799 | 1.0811 | 1.0818 | 1.0805 | 1.0794 | 1.09 | 1.1014 | 1.1144 | 1.1296 | 1.1404 | 1.1556 | 1.1704 | 1.1881 | 1.2036 | 1.2168 | 1.2302 | 1 | 1 | 1 | 1 | 1 | 1 | 1 | 1 | 1 | 1 | 1 | 1 | 1 | 1 | 1 | 1 | 1 | 1 | 1 | 1 | 1 | 1 | 1 | 1 | 1 | 1 | 0 | 0 | 0 | 0 | 0 | 0 | 0 | 0 | 0 | 0 | 0 | 0 | 0 | 0 | 0 | 0 | 0 | 0 | 0 | 0 | 0 | 0 | 0 | 0.041953 | 0.37441 | 0.70686
Utility-Scale Solar | Otsego | F | 1 | 55.1785 | 1440.3358 | 240.8874 | 26.2557 | 0.2028 | 1 | 1.0322 | 1.0417 | 1.0554 | 1.0617 | 1.0456 | 1.1572 | 1.2621 | 1.2539 | 1.2461 | 1.236 | 1.2237 | 1.211 | 1.1955 | 1.1798 | 1.1814 | 1.1833 | 1.1865 | 1.1906 | 1.1923 | 1.1959 | 1.1985 | 1.2021 | 1.2045 | 1.2053 | 1.2058 | 1 | 1.0154 | 1.0149 | 1.0334 | 1.0437 | 1.0474 | 1.0691 | 1.0754 | 1.0976 | 1.1171 | 1.1326 | 1.1478 | 1.1647 | 1.1806 | 1.197 | 1.2172 | 1.2388 | 1.2627 | 1.2891 | 1.3103 | 1.3373 | 1.3642 | 1.3956 | 1.426 | 1.4543 | 1.4833 | 1 | 1.0074 | 1.0088 | 1.0263 | 1.0461 | 1.0508 | 1.0577 | 1.0639 | 1.0713 | 1.0766 | 1.0799 | 1.0811 | 1.0818 | 1.0805 | 1.0794 | 1.09 | 1.1014 | 1.1144 | 1.1296 | 1.1404 | 1.1556 | 1.1704 | 1.1881 | 1.2036 | 1.2168 | 1.2302 | 1 | 1 | 1 | 1 | 1 | 1 | 1 | 1 | 1 | 1 | 1 | 1 | 1 | 1 | 1 | 1 | 1 | 1 | 1 | 1 | 1 | 1 | 1 | 1 | 1 | 1 | 0 | 0 | 0 | 0 | 0 | 0 | 4.421e-17 | 0.082589 | 0.16766 | 0.25272 | 0.33779 | 0.42286 | 0.50793 | 0.59299 | 0.67806 | 0.76313 | 0.84819 | 0.93326 | 1 | 1 | 1 | 1 | 1 | 1 | 1 | 1
Utility-Scale Solar | Otsego | F | 2 | 20.6946 | 1516.7046 | 715.5673 | 27.6478 | 0.2028 | 1 | 1.0322 | 1.0417 | 1.0554 | 1.0617 | 1.0456 | 1.1572 | 1.2621 | 1.2539 | 1.2461 | 1.236 | 1.2237 | 1.211 | 1.1955 | 1.1798 | 1.1814 | 1.1833 | 1.1865 | 1.1906 | 1.1923 | 1.1959 | 1.1985 | 1.2021 | 1.2045 | 1.2053 | 1.2058 | 1 | 1.0154 | 1.0149 | 1.0334 | 1.0437 | 1.0474 | 1.0691 | 1.0754 | 1.0976 | 1.1171 | 1.1326 | 1.1478 | 1.1647 | 1.1806 | 1.197 | 1.2172 | 1.2388 | 1.2627 | 1.2891 | 1.3103 | 1.3373 | 1.3642 | 1.3956 | 1.426 | 1.4543 | 1.4833 | 1 | 1.0074 | 1.0088 | 1.0263 | 1.0461 | 1.0508 | 1.0577 | 1.0639 | 1.0713 | 1.0766 | 1.0799 | 1.0811 | 1.0818 | 1.0805 | 1.0794 | 1.09 | 1.1014 | 1.1144 | 1.1296 | 1.1404 | 1.1556 | 1.1704 | 1.1881 | 1.2036 | 1.2168 | 1.2302 | 1 | 1 | 1 | 1 | 1 | 1 | 1 | 1 | 1 | 1 | 1 | 1 | 1 | 1 | 1 | 1 | 1 | 1 | 1 | 1 | 1 | 1 | 1 | 1 | 1 | 1 | 0 | 0 | 0 | 0 | 0 | 0 | 0 | 0 | 0 | 0 | 0 | 0 | 0 | 0 | 0 | 0 | 0 | 0 | 0.042337 | 0.23883 | 0.43532 | 0.63181 | 0.8283 | 1 | 1 | 1
Utility-Scale Solar | Otsego | F | 3 | 130.1048 | 1564.5013 | 1751.3 | 28.5191 | 0.2028 | 1 | 1.0322 | 1.0417 | 1.0554 | 1.0617 | 1.0456 | 1.1572 | 1.2621 | 1.2539 | 1.2461 | 1.236 | 1.2237 | 1.211 | 1.1955 | 1.1798 | 1.1814 | 1.1833 | 1.1865 | 1.1906 | 1.1923 | 1.1959 | 1.1985 | 1.2021 | 1.2045 | 1.2053 | 1.2058 | 1 | 1.0154 | 1.0149 | 1.0334 | 1.0437 | 1.0474 | 1.0691 | 1.0754 | 1.0976 | 1.1171 | 1.1326 | 1.1478 | 1.1647 | 1.1806 | 1.197 | 1.2172 | 1.2388 | 1.2627 | 1.2891 | 1.3103 | 1.3373 | 1.3642 | 1.3956 | 1.426 | 1.4543 | 1.4833 | 1 | 1.0074 | 1.0088 | 1.0263 | 1.0461 | 1.0508 | 1.0577 | 1.0639 | 1.0713 | 1.0766 | 1.0799 | 1.0811 | 1.0818 | 1.0805 | 1.0794 | 1.09 | 1.1014 | 1.1144 | 1.1296 | 1.1404 | 1.1556 | 1.1704 | 1.1881 | 1.2036 | 1.2168 | 1.2302 | 1 | 1 | 1 | 1 | 1 | 1 | 1 | 1 | 1 | 1 | 1 | 1 | 1 | 1 | 1 | 1 | 1 | 1 | 1 | 1 | 1 | 1 | 1 | 1 | 1 | 1 | 0 | 0 | 0 | 0 | 0 | 0 | 0 | 0 | 0 | 0 | 0 | 0 | 0 | 0 | 0 | 0 | 0 | 0 | 0 | 0 | 0 | 0 | 0 | 0.041953 | 0.37441 | 0.70686
Utility-Scale Solar | Putnam | G | 3 | 8.546 | 1657.6457 | 2724.377 | 30.217 | 0.2158 | 1 | 1.0322 | 1.0417 | 1.0554 | 1.0617 | 1.0456 | 1.1572 | 1.2621 | 1.2539 | 1.2461 | 1.236 | 1.2237 | 1.211 | 1.1955 | 1.1798 | 1.1814 | 1.1833 | 1.1865 | 1.1906 | 1.1923 | 1.1959 | 1.1985 | 1.2021 | 1.2045 | 1.2053 | 1.2058 | 1 | 1.0154 | 1.0149 | 1.0334 | 1.0437 | 1.0474 | 1.0691 | 1.0754 | 1.0976 | 1.1171 | 1.1326 | 1.1478 | 1.1647 | 1.1806 | 1.197 | 1.2172 | 1.2388 | 1.2627 | 1.2891 | 1.3103 | 1.3373 | 1.3642 | 1.3956 | 1.426 | 1.4543 | 1.4833 | 1 | 1.0074 | 1.0088 | 1.0263 | 1.0461 | 1.0508 | 1.0577 | 1.0639 | 1.0713 | 1.0766 | 1.0799 | 1.0811 | 1.0818 | 1.0805 | 1.0794 | 1.09 | 1.1014 | 1.1144 | 1.1296 | 1.1404 | 1.1556 | 1.1704 | 1.1881 | 1.2036 | 1.2168 | 1.2302 | 1 | 1 | 1 | 1 | 1 | 1 | 1 | 1 | 1 | 1 | 1 | 1 | 1 | 1 | 1 | 1 | 1 | 1 | 1 | 1 | 1 | 1 | 1 | 1 | 1 | 1 | 0 | 0 | 0 | 0 | 0 | 0 | 0 | 0 | 0 | 0 | 0 | 0 | 0 | 0 | 0 | 0 | 0 | 0 | 0 | 0 | 0 | 0 | 0 | 0.041953 | 0.37441 | 0.70686
Utility-Scale Solar | Rensselaer | F | 1 | 72.077 | 1471.781 | 334.526 | 26.8289 | 0.2054 | 1 | 1.0322 | 1.0417 | 1.0554 | 1.0617 | 1.0456 | 1.1572 | 1.2621 | 1.2539 | 1.2461 | 1.236 | 1.2237 | 1.211 | 1.1955 | 1.1798 | 1.1814 | 1.1833 | 1.1865 | 1.1906 | 1.1923 | 1.1959 | 1.1985 | 1.2021 | 1.2045 | 1.2053 | 1.2058 | 1 | 1.0154 | 1.0149 | 1.0334 | 1.0437 | 1.0474 | 1.0691 | 1.0754 | 1.0976 | 1.1171 | 1.1326 | 1.1478 | 1.1647 | 1.1806 | 1.197 | 1.2172 | 1.2388 | 1.2627 | 1.2891 | 1.3103 | 1.3373 | 1.3642 | 1.3956 | 1.426 | 1.4543 | 1.4833 | 1 | 1.0074 | 1.0088 | 1.0263 | 1.0461 | 1.0508 | 1.0577 | 1.0639 | 1.0713 | 1.0766 | 1.0799 | 1.0811 | 1.0818 | 1.0805 | 1.0794 | 1.09 | 1.1014 | 1.1144 | 1.1296 | 1.1404 | 1.1556 | 1.1704 | 1.1881 | 1.2036 | 1.2168 | 1.2302 | 1 | 1 | 1 | 1 | 1 | 1 | 1 | 1 | 1 | 1 | 1 | 1 | 1 | 1 | 1 | 1 | 1 | 1 | 1 | 1 | 1 | 1 | 1 | 1 | 1 | 1 | 0 | 0 | 0.040963 | 0.18382 | 0.40856 | 0.67825 | 0.99436 | 1 | 1 | 1 | 1 | 1 | 1 | 1 | 1 | 1 | 1 | 1 | 1 | 1 | 1 | 1 | 1 | 1 | 1 | 1
Utility-Scale Solar | Rensselaer | F | 2 | 452.5526 | 1524.7052 | 847.9523 | 27.7936 | 0.2054 | 1 | 1.0322 | 1.0417 | 1.0554 | 1.0617 | 1.0456 | 1.1572 | 1.2621 | 1.2539 | 1.2461 | 1.236 | 1.2237 | 1.211 | 1.1955 | 1.1798 | 1.1814 | 1.1833 | 1.1865 | 1.1906 | 1.1923 | 1.1959 | 1.1985 | 1.2021 | 1.2045 | 1.2053 | 1.2058 | 1 | 1.0154 | 1.0149 | 1.0334 | 1.0437 | 1.0474 | 1.0691 | 1.0754 | 1.0976 | 1.1171 | 1.1326 | 1.1478 | 1.1647 | 1.1806 | 1.197 | 1.2172 | 1.2388 | 1.2627 | 1.2891 | 1.3103 | 1.3373 | 1.3642 | 1.3956 | 1.426 | 1.4543 | 1.4833 | 1 | 1.0074 | 1.0088 | 1.0263 | 1.0461 | 1.0508 | 1.0577 | 1.0639 | 1.0713 | 1.0766 | 1.0799 | 1.0811 | 1.0818 | 1.0805 | 1.0794 | 1.09 | 1.1014 | 1.1144 | 1.1296 | 1.1404 | 1.1556 | 1.1704 | 1.1881 | 1.2036 | 1.2168 | 1.2302 | 1 | 1 | 1 | 1 | 1 | 1 | 1 | 1 | 1 | 1 | 1 | 1 | 1 | 1 | 1 | 1 | 1 | 1 | 1 | 1 | 1 | 1 | 1 | 1 | 1 | 1 | 0 | 0 | 0 | 0 | 0 | 0 | 0 | 0.0099944 | 0.0099944 | 0.0099944 | 0.0099944 | 0.0099944 | 0.0099944 | 0.0099944 | 0.0099944 | 0.0099944 | 0.0099944 | 0.0099944 | 0.051908 | 0.24644 | 0.44096 | 0.63549 | 0.83002 | 1 | 1 | 1
Utility-Scale Solar | Rensselaer | F | 3 | 252.2241 | 1571.2218 | 1497.6449 | 28.6416 | 0.2054 | 1 | 1.0322 | 1.0417 | 1.0554 | 1.0617 | 1.0456 | 1.1572 | 1.2621 | 1.2539 | 1.2461 | 1.236 | 1.2237 | 1.211 | 1.1955 | 1.1798 | 1.1814 | 1.1833 | 1.1865 | 1.1906 | 1.1923 | 1.1959 | 1.1985 | 1.2021 | 1.2045 | 1.2053 | 1.2058 | 1 | 1.0154 | 1.0149 | 1.0334 | 1.0437 | 1.0474 | 1.0691 | 1.0754 | 1.0976 | 1.1171 | 1.1326 | 1.1478 | 1.1647 | 1.1806 | 1.197 | 1.2172 | 1.2388 | 1.2627 | 1.2891 | 1.3103 | 1.3373 | 1.3642 | 1.3956 | 1.426 | 1.4543 | 1.4833 | 1 | 1.0074 | 1.0088 | 1.0263 | 1.0461 | 1.0508 | 1.0577 | 1.0639 | 1.0713 | 1.0766 | 1.0799 | 1.0811 | 1.0818 | 1.0805 | 1.0794 | 1.09 | 1.1014 | 1.1144 | 1.1296 | 1.1404 | 1.1556 | 1.1704 | 1.1881 | 1.2036 | 1.2168 | 1.2302 | 1 | 1 | 1 | 1 | 1 | 1 | 1 | 1 | 1 | 1 | 1 | 1 | 1 | 1 | 1 | 1 | 1 | 1 | 1 | 1 | 1 | 1 | 1 | 1 | 1 | 1 | 0 | 0 | 0 | 0 | 0 | 0 | 0 | 0 | 0 | 0 | 0 | 0 | 0 | 0 | 0 | 0 | 0 | 0 | 0 | 0 | 0 | 0 | 0 | 0.041953 | 0.37441 | 0.70686
Utility-Scale Solar | Saratoga | F | 1 | 165.3807 | 1478.6309 | 458.2128 | 26.9538 | 0.2093 | 1 | 1.0322 | 1.0417 | 1.0554 | 1.0617 | 1.0456 | 1.1572 | 1.2621 | 1.2539 | 1.2461 | 1.236 | 1.2237 | 1.211 | 1.1955 | 1.1798 | 1.1814 | 1.1833 | 1.1865 | 1.1906 | 1.1923 | 1.1959 | 1.1985 | 1.2021 | 1.2045 | 1.2053 | 1.2058 | 1 | 1.0154 | 1.0149 | 1.0334 | 1.0437 | 1.0474 | 1.0691 | 1.0754 | 1.0976 | 1.1171 | 1.1326 | 1.1478 | 1.1647 | 1.1806 | 1.197 | 1.2172 | 1.2388 | 1.2627 | 1.2891 | 1.3103 | 1.3373 | 1.3642 | 1.3956 | 1.426 | 1.4543 | 1.4833 | 1 | 1.0074 | 1.0088 | 1.0263 | 1.0461 | 1.0508 | 1.0577 | 1.0639 | 1.0713 | 1.0766 | 1.0799 | 1.0811 | 1.0818 | 1.0805 | 1.0794 | 1.09 | 1.1014 | 1.1144 | 1.1296 | 1.1404 | 1.1556 | 1.1704 | 1.1881 | 1.2036 | 1.2168 | 1.2302 | 1 | 1 | 1 | 1 | 1 | 1 | 1 | 1 | 1 | 1 | 1 | 1 | 1 | 1 | 1 | 1 | 1 | 1 | 1 | 1 | 1 | 1 | 1 | 1 | 1 | 1 | 0 | 0 | 0 | 0 | 0 | 0 | 4.421e-17 | 0.082589 | 0.16766 | 0.25272 | 0.33779 | 0.42286 | 0.50793 | 0.59299 | 0.67806 | 0.76313 | 0.84819 | 0.93326 | 1 | 1 | 1 | 1 | 1 | 1 | 1 | 1
Utility-Scale Solar | Saratoga | F | 2 | 329.8439 | 1532.7354 | 911.8688 | 27.94 | 0.2093 | 1 | 1.0322 | 1.0417 | 1.0554 | 1.0617 | 1.0456 | 1.1572 | 1.2621 | 1.2539 | 1.2461 | 1.236 | 1.2237 | 1.211 | 1.1955 | 1.1798 | 1.1814 | 1.1833 | 1.1865 | 1.1906 | 1.1923 | 1.1959 | 1.1985 | 1.2021 | 1.2045 | 1.2053 | 1.2058 | 1 | 1.0154 | 1.0149 | 1.0334 | 1.0437 | 1.0474 | 1.0691 | 1.0754 | 1.0976 | 1.1171 | 1.1326 | 1.1478 | 1.1647 | 1.1806 | 1.197 | 1.2172 | 1.2388 | 1.2627 | 1.2891 | 1.3103 | 1.3373 | 1.3642 | 1.3956 | 1.426 | 1.4543 | 1.4833 | 1 | 1.0074 | 1.0088 | 1.0263 | 1.0461 | 1.0508 | 1.0577 | 1.0639 | 1.0713 | 1.0766 | 1.0799 | 1.0811 | 1.0818 | 1.0805 | 1.0794 | 1.09 | 1.1014 | 1.1144 | 1.1296 | 1.1404 | 1.1556 | 1.1704 | 1.1881 | 1.2036 | 1.2168 | 1.2302 | 1 | 1 | 1 | 1 | 1 | 1 | 1 | 1 | 1 | 1 | 1 | 1 | 1 | 1 | 1 | 1 | 1 | 1 | 1 | 1 | 1 | 1 | 1 | 1 | 1 | 1 | 0 | 0 | 0 | 0 | 0 | 0 | 0 | 0 | 0 | 0 | 0 | 0 | 0 | 0 | 0 | 0 | 0 | 0 | 0.042337 | 0.23883 | 0.43532 | 0.63181 | 0.8283 | 1 | 1 | 1
Utility-Scale Solar | Saratoga | F | 3 | 350.7692 | 1575.111 | 1928.5982 | 28.7125 | 0.2093 | 1 | 1.0322 | 1.0417 | 1.0554 | 1.0617 | 1.0456 | 1.1572 | 1.2621 | 1.2539 | 1.2461 | 1.236 | 1.2237 | 1.211 | 1.1955 | 1.1798 | 1.1814 | 1.1833 | 1.1865 | 1.1906 | 1.1923 | 1.1959 | 1.1985 | 1.2021 | 1.2045 | 1.2053 | 1.2058 | 1 | 1.0154 | 1.0149 | 1.0334 | 1.0437 | 1.0474 | 1.0691 | 1.0754 | 1.0976 | 1.1171 | 1.1326 | 1.1478 | 1.1647 | 1.1806 | 1.197 | 1.2172 | 1.2388 | 1.2627 | 1.2891 | 1.3103 | 1.3373 | 1.3642 | 1.3956 | 1.426 | 1.4543 | 1.4833 | 1 | 1.0074 | 1.0088 | 1.0263 | 1.0461 | 1.0508 | 1.0577 | 1.0639 | 1.0713 | 1.0766 | 1.0799 | 1.0811 | 1.0818 | 1.0805 | 1.0794 | 1.09 | 1.1014 | 1.1144 | 1.1296 | 1.1404 | 1.1556 | 1.1704 | 1.1881 | 1.2036 | 1.2168 | 1.2302 | 1 | 1 | 1 | 1 | 1 | 1 | 1 | 1 | 1 | 1 | 1 | 1 | 1 | 1 | 1 | 1 | 1 | 1 | 1 | 1 | 1 | 1 | 1 | 1 | 1 | 1 | 0 | 0 | 0 | 0 | 0 | 0 | 0 | 0 | 0 | 0 | 0 | 0 | 0 | 0 | 0 | 0 | 0 | 0 | 0 | 0 | 0 | 0 | 0 | 0.041953 | 0.37441 | 0.70686
Utility-Scale Solar | Schenectady | F | 2 | 67.7482 | 1509.3623 | 774.8523 | 27.514 | 0.2106 | 1 | 1.0322 | 1.0417 | 1.0554 | 1.0617 | 1.0456 | 1.1572 | 1.2621 | 1.2539 | 1.2461 | 1.236 | 1.2237 | 1.211 | 1.1955 | 1.1798 | 1.1814 | 1.1833 | 1.1865 | 1.1906 | 1.1923 | 1.1959 | 1.1985 | 1.2021 | 1.2045 | 1.2053 | 1.2058 | 1 | 1.0154 | 1.0149 | 1.0334 | 1.0437 | 1.0474 | 1.0691 | 1.0754 | 1.0976 | 1.1171 | 1.1326 | 1.1478 | 1.1647 | 1.1806 | 1.197 | 1.2172 | 1.2388 | 1.2627 | 1.2891 | 1.3103 | 1.3373 | 1.3642 | 1.3956 | 1.426 | 1.4543 | 1.4833 | 1 | 1.0074 | 1.0088 | 1.0263 | 1.0461 | 1.0508 | 1.0577 | 1.0639 | 1.0713 | 1.0766 | 1.0799 | 1.0811 | 1.0818 | 1.0805 | 1.0794 | 1.09 | 1.1014 | 1.1144 | 1.1296 | 1.1404 | 1.1556 | 1.1704 | 1.1881 | 1.2036 | 1.2168 | 1.2302 | 1 | 1 | 1 | 1 | 1 | 1 | 1 | 1 | 1 | 1 | 1 | 1 | 1 | 1 | 1 | 1 | 1 | 1 | 1 | 1 | 1 | 1 | 1 | 1 | 1 | 1 | 0 | 0 | 0 | 0 | 0 | 0 | 0 | 0.51662 | 0.51662 | 0.51662 | 0.51662 | 0.51662 | 0.51662 | 0.51662 | 0.51662 | 0.51662 | 0.51662 | 0.51662 | 0.53708 | 0.63206 | 0.72704 | 0.82202 | 0.91701 | 1 | 1 | 1
Utility-Scale Solar | Schenectady | F | 3 | 71.7912 | 1553.0205 | 1687.1183 | 28.3098 | 0.2106 | 1 | 1.0322 | 1.0417 | 1.0554 | 1.0617 | 1.0456 | 1.1572 | 1.2621 | 1.2539 | 1.2461 | 1.236 | 1.2237 | 1.211 | 1.1955 | 1.1798 | 1.1814 | 1.1833 | 1.1865 | 1.1906 | 1.1923 | 1.1959 | 1.1985 | 1.2021 | 1.2045 | 1.2053 | 1.2058 | 1 | 1.0154 | 1.0149 | 1.0334 | 1.0437 | 1.0474 | 1.0691 | 1.0754 | 1.0976 | 1.1171 | 1.1326 | 1.1478 | 1.1647 | 1.1806 | 1.197 | 1.2172 | 1.2388 | 1.2627 | 1.2891 | 1.3103 | 1.3373 | 1.3642 | 1.3956 | 1.426 | 1.4543 | 1.4833 | 1 | 1.0074 | 1.0088 | 1.0263 | 1.0461 | 1.0508 | 1.0577 | 1.0639 | 1.0713 | 1.0766 | 1.0799 | 1.0811 | 1.0818 | 1.0805 | 1.0794 | 1.09 | 1.1014 | 1.1144 | 1.1296 | 1.1404 | 1.1556 | 1.1704 | 1.1881 | 1.2036 | 1.2168 | 1.2302 | 1 | 1 | 1 | 1 | 1 | 1 | 1 | 1 | 1 | 1 | 1 | 1 | 1 | 1 | 1 | 1 | 1 | 1 | 1 | 1 | 1 | 1 | 1 | 1 | 1 | 1 | 0 | 0 | 0 | 0 | 0 | 0 | 0 | 0 | 0 | 0 | 0 | 0 | 0 | 0 | 0 | 0 | 0 | 0 | 0 | 0 | 0 | 0 | 0 | 0.041953 | 0.37441 | 0.70686
Utility-Scale Solar | Schoharie | E | 1 | 15.0696 | 1401.277 | 666.7339 | 25.5437 | 0.208 | 1 | 1.0322 | 1.0417 | 1.0554 | 1.0617 | 1.0456 | 1.1572 | 1.2621 | 1.2539 | 1.2461 | 1.236 | 1.2237 | 1.211 | 1.1955 | 1.1798 | 1.1814 | 1.1833 | 1.1865 | 1.1906 | 1.1923 | 1.1959 | 1.1985 | 1.2021 | 1.2045 | 1.2053 | 1.2058 | 1 | 1.0154 | 1.0149 | 1.0334 | 1.0437 | 1.0474 | 1.0691 | 1.0754 | 1.0976 | 1.1171 | 1.1326 | 1.1478 | 1.1647 | 1.1806 | 1.197 | 1.2172 | 1.2388 | 1.2627 | 1.2891 | 1.3103 | 1.3373 | 1.3642 | 1.3956 | 1.426 | 1.4543 | 1.4833 | 1 | 1.0074 | 1.0088 | 1.0263 | 1.0461 | 1.0508 | 1.0577 | 1.0639 | 1.0713 | 1.0766 | 1.0799 | 1.0811 | 1.0818 | 1.0805 | 1.0794 | 1.09 | 1.1014 | 1.1144 | 1.1296 | 1.1404 | 1.1556 | 1.1704 | 1.1881 | 1.2036 | 1.2168 | 1.2302 | 1 | 1 | 1 | 1 | 1 | 1 | 1 | 1 | 1 | 1 | 1 | 1 | 1 | 1 | 1 | 1 | 1 | 1 | 1 | 1 | 1 | 1 | 1 | 1 | 1 | 1 | 0 | 0 | 0 | 0 | 0 | 0 | 0 | 0 | 0 | 0 | 0 | 0 | 0 | 0 | 0 | 0 | 0 | 0 | 0 | 0 | 0 | 0 | 0 | 0 | 0 | 0
Utility-Scale Solar | Schoharie | E | 2 | 31.5308 | 1398.0804 | 1128.9555 | 25.4854 | 0.208 | 1 | 1.0322 | 1.0417 | 1.0554 | 1.0617 | 1.0456 | 1.1572 | 1.2621 | 1.2539 | 1.2461 | 1.236 | 1.2237 | 1.211 | 1.1955 | 1.1798 | 1.1814 | 1.1833 | 1.1865 | 1.1906 | 1.1923 | 1.1959 | 1.1985 | 1.2021 | 1.2045 | 1.2053 | 1.2058 | 1 | 1.0154 | 1.0149 | 1.0334 | 1.0437 | 1.0474 | 1.0691 | 1.0754 | 1.0976 | 1.1171 | 1.1326 | 1.1478 | 1.1647 | 1.1806 | 1.197 | 1.2172 | 1.2388 | 1.2627 | 1.2891 | 1.3103 | 1.3373 | 1.3642 | 1.3956 | 1.426 | 1.4543 | 1.4833 | 1 | 1.0074 | 1.0088 | 1.0263 | 1.0461 | 1.0508 | 1.0577 | 1.0639 | 1.0713 | 1.0766 | 1.0799 | 1.0811 | 1.0818 | 1.0805 | 1.0794 | 1.09 | 1.1014 | 1.1144 | 1.1296 | 1.1404 | 1.1556 | 1.1704 | 1.1881 | 1.2036 | 1.2168 | 1.2302 | 1 | 1 | 1 | 1 | 1 | 1 | 1 | 1 | 1 | 1 | 1 | 1 | 1 | 1 | 1 | 1 | 1 | 1 | 1 | 1 | 1 | 1 | 1 | 1 | 1 | 1 | 0 | 0 | 0 | 0 | 0 | 0 | 0 | 0 | 0 | 0 | 0 | 0 | 0 | 0 | 0 | 0 | 0 | 0 | 0.035717 | 0.20148 | 0.36725 | 0.53302 | 0.69878 | 0.84363 | 0.84363 | 0.84363
Utility-Scale Solar | Schuyler | C | 1 | 299.0877 | 1142.171 | 421.4162 | 24.5726 | 0.2028 | 1 | 1.0322 | 1.0417 | 1.0554 | 1.0617 | 1.0456 | 1.2171 | 1.3799 | 1.371 | 1.3624 | 1.3514 | 1.338 | 1.324 | 1.3071 | 1.29 | 1.2917 | 1.2938 | 1.2973 | 1.3018 | 1.3036 | 1.3075 | 1.3105 | 1.3143 | 1.317 | 1.3178 | 1.3183 | 1 | 1.0154 | 1.0149 | 1.0334 | 1.0437 | 1.0474 | 1.0691 | 1.0754 | 1.0976 | 1.1171 | 1.1326 | 1.1478 | 1.1647 | 1.1806 | 1.197 | 1.2172 | 1.2388 | 1.2627 | 1.2891 | 1.3103 | 1.3373 | 1.3642 | 1.3956 | 1.426 | 1.4543 | 1.4833 | 1 | 1.0074 | 1.0088 | 1.0263 | 1.0461 | 1.0508 | 1.0577 | 1.0639 | 1.0713 | 1.0766 | 1.0799 | 1.0811 | 1.0818 | 1.0805 | 1.0794 | 1.09 | 1.1014 | 1.1144 | 1.1296 | 1.1404 | 1.1556 | 1.1704 | 1.1881 | 1.2036 | 1.2168 | 1.2302 | 1 | 1 | 1 | 1 | 1 | 1 | 1 | 1 | 1 | 1 | 1 | 1 | 1 | 1 | 1 | 1 | 1 | 1 | 1 | 1 | 1 | 1 | 1 | 1 | 1 | 1 | 0 | 0 | 0.010272 | 0.046095 | 0.10245 | 0.17008 | 0.24935 | 0.31264 | 0.37638 | 0.44011 | 0.50385 | 0.56758 | 0.63132 | 0.69505 | 0.75879 | 0.82253 | 0.88626 | 0.95 | 1 | 1 | 1 | 1 | 1 | 1 | 1 | 1
Utility-Scale Solar | Schuyler | C | 2 | 162.2096 | 1196.6392 | 1192.7186 | 25.7606 | 0.2028 | 1 | 1.0322 | 1.0417 | 1.0554 | 1.0617 | 1.0456 | 1.2173 | 1.3804 | 1.3715 | 1.3629 | 1.3519 | 1.3384 | 1.3245 | 1.3076 | 1.2904 | 1.2921 | 1.2943 | 1.2977 | 1.3022 | 1.304 | 1.308 | 1.3109 | 1.3148 | 1.3175 | 1.3183 | 1.3188 | 1 | 1.0154 | 1.0149 | 1.0334 | 1.0437 | 1.0474 | 1.0691 | 1.0754 | 1.0976 | 1.1171 | 1.1326 | 1.1478 | 1.1647 | 1.1806 | 1.197 | 1.2172 | 1.2388 | 1.2627 | 1.2891 | 1.3103 | 1.3373 | 1.3642 | 1.3956 | 1.426 | 1.4543 | 1.4833 | 1 | 1.0074 | 1.0088 | 1.0263 | 1.0461 | 1.0508 | 1.0577 | 1.0639 | 1.0713 | 1.0766 | 1.0799 | 1.0811 | 1.0818 | 1.0805 | 1.0794 | 1.09 | 1.1014 | 1.1144 | 1.1296 | 1.1404 | 1.1556 | 1.1704 | 1.1881 | 1.2036 | 1.2168 | 1.2302 | 1 | 1 | 1 | 1 | 1 | 1 | 1 | 1 | 1 | 1 | 1 | 1 | 1 | 1 | 1 | 1 | 1 | 1 | 1 | 1 | 1 | 1 | 1 | 1 | 1 | 1 | 0 | 0 | 0 | 0 | 0 | 0 | 0 | 0 | 0 | 0 | 0 | 0 | 0 | 0 | 0 | 0 | 0 | 0 | 0.042337 | 0.23883 | 0.43532 | 0.63181 | 0.8283 | 1 | 1 | 1
Utility-Scale Solar | Schuyler | C | 3 | 118.1352 | 1209.1323 | 2029.6819 | 26.0295 | 0.2028 | 1 | 1.0322 | 1.0417 | 1.0554 | 1.0617 | 1.0456 | 1.2173 | 1.3804 | 1.3715 | 1.3629 | 1.3519 | 1.3384 | 1.3245 | 1.3076 | 1.2904 | 1.2921 | 1.2943 | 1.2977 | 1.3022 | 1.304 | 1.308 | 1.3109 | 1.3148 | 1.3175 | 1.3183 | 1.3188 | 1 | 1.0154 | 1.0149 | 1.0334 | 1.0437 | 1.0474 | 1.0691 | 1.0754 | 1.0976 | 1.1171 | 1.1326 | 1.1478 | 1.1647 | 1.1806 | 1.197 | 1.2172 | 1.2388 | 1.2627 | 1.2891 | 1.3103 | 1.3373 | 1.3642 | 1.3956 | 1.426 | 1.4543 | 1.4833 | 1 | 1.0074 | 1.0088 | 1.0263 | 1.0461 | 1.0508 | 1.0577 | 1.0639 | 1.0713 | 1.0766 | 1.0799 | 1.0811 | 1.0818 | 1.0805 | 1.0794 | 1.09 | 1.1014 | 1.1144 | 1.1296 | 1.1404 | 1.1556 | 1.1704 | 1.1881 | 1.2036 | 1.2168 | 1.2302 | 1 | 1 | 1 | 1 | 1 | 1 | 1 | 1 | 1 | 1 | 1 | 1 | 1 | 1 | 1 | 1 | 1 | 1 | 1 | 1 | 1 | 1 | 1 | 1 | 1 | 1 | 0 | 0 | 0 | 0 | 0 | 0 | 0 | 0 | 0 | 0 | 0 | 0 | 0 | 0 | 0 | 0 | 0 | 0 | 0 | 0 | 0 | 0 | 0 | 0.041953 | 0.37441 | 0.70686
Utility-Scale Solar | Seneca | C | 1 | 699.49 | 1070.4552 | 193.8451 | 20.053 | 0.18758 | 1 | 1.0322 | 1.0417 | 1.0554 | 1.0617 | 1.0456 | 1.1664 | 1.2801 | 1.2719 | 1.2639 | 1.2537 | 1.2412 | 1.2283 | 1.2126 | 1.1967 | 1.1983 | 1.2003 | 1.2035 | 1.2077 | 1.2094 | 1.213 | 1.2157 | 1.2193 | 1.2218 | 1.2226 | 1.223 | 1 | 1.0154 | 1.0149 | 1.0334 | 1.0437 | 1.0474 | 1.0691 | 1.0754 | 1.0976 | 1.1171 | 1.1326 | 1.1478 | 1.1647 | 1.1806 | 1.197 | 1.2172 | 1.2388 | 1.2627 | 1.2891 | 1.3103 | 1.3373 | 1.3642 | 1.3956 | 1.426 | 1.4543 | 1.4833 | 1 | 1.0074 | 1.0088 | 1.0263 | 1.0461 | 1.0508 | 1.0577 | 1.0639 | 1.0713 | 1.0766 | 1.0799 | 1.0811 | 1.0818 | 1.0805 | 1.0794 | 1.09 | 1.1014 | 1.1144 | 1.1296 | 1.1404 | 1.1556 | 1.1704 | 1.1881 | 1.2036 | 1.2168 | 1.2302 | 1 | 1 | 1 | 1 | 1 | 1 | 1 | 1 | 1 | 1 | 1 | 1 | 1 | 1 | 1 | 1 | 1 | 1 | 1 | 1 | 1 | 1 | 1 | 1 | 1 | 1 | 0 | 0 | 0.038358 | 0.17213 | 0.38257 | 0.63511 | 0.93111 | 0.94165 | 0.94706 | 0.95247 | 0.95788 | 0.96329 | 0.9687 | 0.97411 | 0.97952 | 0.98493 | 0.99034 | 0.99576 | 1 | 1 | 1 | 1 | 1 | 1 | 1 | 1
Utility-Scale Solar | Seneca | C | 2 | 113.1675 | 1188.6476 | 1159.5817 | 25.5885 | 0.2015 | 1 | 1.0322 | 1.0417 | 1.0554 | 1.0617 | 1.0456 | 1.2173 | 1.3804 | 1.3715 | 1.3629 | 1.3519 | 1.3384 | 1.3245 | 1.3076 | 1.2904 | 1.2921 | 1.2943 | 1.2977 | 1.3022 | 1.304 | 1.308 | 1.3109 | 1.3148 | 1.3175 | 1.3183 | 1.3188 | 1 | 1.0154 | 1.0149 | 1.0334 | 1.0437 | 1.0474 | 1.0691 | 1.0754 | 1.0976 | 1.1171 | 1.1326 | 1.1478 | 1.1647 | 1.1806 | 1.197 | 1.2172 | 1.2388 | 1.2627 | 1.2891 | 1.3103 | 1.3373 | 1.3642 | 1.3956 | 1.426 | 1.4543 | 1.4833 | 1 | 1.0074 | 1.0088 | 1.0263 | 1.0461 | 1.0508 | 1.0577 | 1.0639 | 1.0713 | 1.0766 | 1.0799 | 1.0811 | 1.0818 | 1.0805 | 1.0794 | 1.09 | 1.1014 | 1.1144 | 1.1296 | 1.1404 | 1.1556 | 1.1704 | 1.1881 | 1.2036 | 1.2168 | 1.2302 | 1 | 1 | 1 | 1 | 1 | 1 | 1 | 1 | 1 | 1 | 1 | 1 | 1 | 1 | 1 | 1 | 1 | 1 | 1 | 1 | 1 | 1 | 1 | 1 | 1 | 1 | 0 | 0 | 0 | 0 | 0 | 0 | 0 | 0 | 0 | 0 | 0 | 0 | 0 | 0 | 0 | 0 | 0 | 0 | 0.042337 | 0.23883 | 0.43532 | 0.63181 | 0.8283 | 1 | 1 | 1
Utility-Scale Solar | Seneca | C | 3 | 44.6284 | 1227.9124 | 2081.5869 | 26.4338 | 0.2015 | 1 | 1.0322 | 1.0417 | 1.0554 | 1.0617 | 1.0456 | 1.2173 | 1.3804 | 1.3715 | 1.3629 | 1.3519 | 1.3384 | 1.3245 | 1.3076 | 1.2904 | 1.2921 | 1.2943 | 1.2977 | 1.3022 | 1.304 | 1.308 | 1.3109 | 1.3148 | 1.3175 | 1.3183 | 1.3188 | 1 | 1.0154 | 1.0149 | 1.0334 | 1.0437 | 1.0474 | 1.0691 | 1.0754 | 1.0976 | 1.1171 | 1.1326 | 1.1478 | 1.1647 | 1.1806 | 1.197 | 1.2172 | 1.2388 | 1.2627 | 1.2891 | 1.3103 | 1.3373 | 1.3642 | 1.3956 | 1.426 | 1.4543 | 1.4833 | 1 | 1.0074 | 1.0088 | 1.0263 | 1.0461 | 1.0508 | 1.0577 | 1.0639 | 1.0713 | 1.0766 | 1.0799 | 1.0811 | 1.0818 | 1.0805 | 1.0794 | 1.09 | 1.1014 | 1.1144 | 1.1296 | 1.1404 | 1.1556 | 1.1704 | 1.1881 | 1.2036 | 1.2168 | 1.2302 | 1 | 1 | 1 | 1 | 1 | 1 | 1 | 1 | 1 | 1 | 1 | 1 | 1 | 1 | 1 | 1 | 1 | 1 | 1 | 1 | 1 | 1 | 1 | 1 | 1 | 1 | 0 | 0 | 0 | 0 | 0 | 0 | 0 | 0 | 0 | 0 | 0 | 0 | 0 | 0 | 0 | 0 | 0 | 0 | 0 | 0 | 0 | 0 | 0 | 0.041953 | 0.37441 | 0.70686
Utility-Scale Solar | St. Lawrence | E | 1 | 6846.3886 | 1295.0944 | 264.4708 | 23.6081 | 0.2002 | 1 | 1.0322 | 1.0417 | 1.0554 | 1.0617 | 1.0456 | 1.1572 | 1.2621 | 1.2539 | 1.2461 | 1.236 | 1.2237 | 1.211 | 1.1955 | 1.1798 | 1.1814 | 1.1833 | 1.1865 | 1.1906 | 1.1923 | 1.1959 | 1.1985 | 1.2021 | 1.2045 | 1.2053 | 1.2058 | 1 | 1.0154 | 1.0149 | 1.0334 | 1.0437 | 1.0474 | 1.0691 | 1.0754 | 1.0976 | 1.1171 | 1.1326 | 1.1478 | 1.1647 | 1.1806 | 1.197 | 1.2172 | 1.2388 | 1.2627 | 1.2891 | 1.3103 | 1.3373 | 1.3642 | 1.3956 | 1.426 | 1.4543 | 1.4833 | 1 | 1.0074 | 1.0088 | 1.0263 | 1.0461 | 1.0508 | 1.0577 | 1.0639 | 1.0713 | 1.0766 | 1.0799 | 1.0811 | 1.0818 | 1.0805 | 1.0794 | 1.09 | 1.1014 | 1.1144 | 1.1296 | 1.1404 | 1.1556 | 1.1704 | 1.1881 | 1.2036 | 1.2168 | 1.2302 | 1 | 1 | 1 | 1 | 1 | 1 | 1 | 1 | 1 | 1 | 1 | 1 | 1 | 1 | 1 | 1 | 1 | 1 | 1 | 1 | 1 | 1 | 1 | 1 | 1 | 1 | 0 | 0 | 0.0056152 | 0.025198 | 0.056005 | 0.092974 | 0.13631 | 0.2082 | 0.28146 | 0.35471 | 0.42797 | 0.50123 | 0.57448 | 0.64774 | 0.72099 | 0.79425 | 0.8675 | 0.94076 | 0.99823 | 0.99823 | 0.99823 | 0.99823 | 0.99823 | 0.99823 | 0.99823 | 0.99823
Utility-Scale Solar | St. Lawrence | E | 2 | 1780.9582 | 1394.5912 | 860.1113 | 25.4218 | 0.2002 | 1 | 1.0322 | 1.0417 | 1.0554 | 1.0617 | 1.0456 | 1.1572 | 1.2621 | 1.2539 | 1.2461 | 1.236 | 1.2237 | 1.211 | 1.1955 | 1.1798 | 1.1814 | 1.1833 | 1.1865 | 1.1906 | 1.1923 | 1.1959 | 1.1985 | 1.2021 | 1.2045 | 1.2053 | 1.2058 | 1 | 1.0154 | 1.0149 | 1.0334 | 1.0437 | 1.0474 | 1.0691 | 1.0754 | 1.0976 | 1.1171 | 1.1326 | 1.1478 | 1.1647 | 1.1806 | 1.197 | 1.2172 | 1.2388 | 1.2627 | 1.2891 | 1.3103 | 1.3373 | 1.3642 | 1.3956 | 1.426 | 1.4543 | 1.4833 | 1 | 1.0074 | 1.0088 | 1.0263 | 1.0461 | 1.0508 | 1.0577 | 1.0639 | 1.0713 | 1.0766 | 1.0799 | 1.0811 | 1.0818 | 1.0805 | 1.0794 | 1.09 | 1.1014 | 1.1144 | 1.1296 | 1.1404 | 1.1556 | 1.1704 | 1.1881 | 1.2036 | 1.2168 | 1.2302 | 1 | 1 | 1 | 1 | 1 | 1 | 1 | 1 | 1 | 1 | 1 | 1 | 1 | 1 | 1 | 1 | 1 | 1 | 1 | 1 | 1 | 1 | 1 | 1 | 1 | 1 | 0 | 0 | 0 | 0 | 0 | 0 | 0 | 0 | 0 | 0 | 0 | 0 | 0 | 0 | 0 | 0 | 0 | 0 | 0.042337 | 0.23883 | 0.43532 | 0.63181 | 0.8283 | 1 | 1 | 1
Utility-Scale Solar | St. Lawrence | E | 3 | 1034.1116 | 1436.1374 | 1861.2217 | 26.1792 | 0.2002 | 1 | 1.0322 | 1.0417 | 1.0554 | 1.0617 | 1.0456 | 1.1572 | 1.2621 | 1.2539 | 1.2461 | 1.236 | 1.2237 | 1.211 | 1.1955 | 1.1798 | 1.1814 | 1.1833 | 1.1865 | 1.1906 | 1.1923 | 1.1959 | 1.1985 | 1.2021 | 1.2045 | 1.2053 | 1.2058 | 1 | 1.0154 | 1.0149 | 1.0334 | 1.0437 | 1.0474 | 1.0691 | 1.0754 | 1.0976 | 1.1171 | 1.1326 | 1.1478 | 1.1647 | 1.1806 | 1.197 | 1.2172 | 1.2388 | 1.2627 | 1.2891 | 1.3103 | 1.3373 | 1.3642 | 1.3956 | 1.426 | 1.4543 | 1.4833 | 1 | 1.0074 | 1.0088 | 1.0263 | 1.0461 | 1.0508 | 1.0577 | 1.0639 | 1.0713 | 1.0766 | 1.0799 | 1.0811 | 1.0818 | 1.0805 | 1.0794 | 1.09 | 1.1014 | 1.1144 | 1.1296 | 1.1404 | 1.1556 | 1.1704 | 1.1881 | 1.2036 | 1.2168 | 1.2302 | 1 | 1 | 1 | 1 | 1 | 1 | 1 | 1 | 1 | 1 | 1 | 1 | 1 | 1 | 1 | 1 | 1 | 1 | 1 | 1 | 1 | 1 | 1 | 1 | 1 | 1 | 0 | 0 | 0 | 0 | 0 | 0 | 0 | 0 | 0 | 0 | 0 | 0 | 0 | 0 | 0 | 0 | 0 | 0 | 0 | 0 | 0 | 0 | 0 | 0.041953 | 0.37441 | 0.70686
Utility-Scale Solar | Steuben | C | 1 | 1042.8254 | 1085.446 | 296.5748 | 21.1687 | 0.18825 | 1 | 1.0322 | 1.0417 | 1.0554 | 1.0617 | 1.0456 | 1.1804 | 1.3077 | 1.2993 | 1.2912 | 1.2807 | 1.268 | 1.2548 | 1.2388 | 1.2225 | 1.2241 | 1.2262 | 1.2294 | 1.2337 | 1.2354 | 1.2391 | 1.2419 | 1.2456 | 1.2481 | 1.2489 | 1.2494 | 1 | 1.0154 | 1.0149 | 1.0334 | 1.0437 | 1.0474 | 1.0691 | 1.0754 | 1.0976 | 1.1171 | 1.1326 | 1.1478 | 1.1647 | 1.1806 | 1.197 | 1.2172 | 1.2388 | 1.2627 | 1.2891 | 1.3103 | 1.3373 | 1.3642 | 1.3956 | 1.426 | 1.4543 | 1.4833 | 1 | 1.0074 | 1.0088 | 1.0263 | 1.0461 | 1.0508 | 1.0577 | 1.0639 | 1.0713 | 1.0766 | 1.0799 | 1.0811 | 1.0818 | 1.0805 | 1.0794 | 1.09 | 1.1014 | 1.1144 | 1.1296 | 1.1404 | 1.1556 | 1.1704 | 1.1881 | 1.2036 | 1.2168 | 1.2302 | 1 | 1 | 1 | 1 | 1 | 1 | 1 | 1 | 1 | 1 | 1 | 1 | 1 | 1 | 1 | 1 | 1 | 1 | 1 | 1 | 1 | 1 | 1 | 1 | 1 | 1 | 0 | 0 | 0.021013 | 0.094294 | 0.20958 | 0.34792 | 0.51008 | 0.55161 | 0.59141 | 0.63121 | 0.67101 | 0.71081 | 0.7506 | 0.7904 | 0.8302 | 0.87 | 0.9098 | 0.9496 | 0.98082 | 0.98082 | 0.98082 | 0.98082 | 0.98082 | 0.98082 | 0.98082 | 0.98082
Utility-Scale Solar | Steuben | C | 2 | 151.0323 | 1178.9221 | 1200.5967 | 25.3791 | 0.2028 | 1 | 1.0322 | 1.0417 | 1.0554 | 1.0617 | 1.0456 | 1.2173 | 1.3804 | 1.3715 | 1.3629 | 1.3519 | 1.3384 | 1.3245 | 1.3076 | 1.2904 | 1.2921 | 1.2943 | 1.2977 | 1.3022 | 1.304 | 1.308 | 1.3109 | 1.3148 | 1.3175 | 1.3183 | 1.3188 | 1 | 1.0154 | 1.0149 | 1.0334 | 1.0437 | 1.0474 | 1.0691 | 1.0754 | 1.0976 | 1.1171 | 1.1326 | 1.1478 | 1.1647 | 1.1806 | 1.197 | 1.2172 | 1.2388 | 1.2627 | 1.2891 | 1.3103 | 1.3373 | 1.3642 | 1.3956 | 1.426 | 1.4543 | 1.4833 | 1 | 1.0074 | 1.0088 | 1.0263 | 1.0461 | 1.0508 | 1.0577 | 1.0639 | 1.0713 | 1.0766 | 1.0799 | 1.0811 | 1.0818 | 1.0805 | 1.0794 | 1.09 | 1.1014 | 1.1144 | 1.1296 | 1.1404 | 1.1556 | 1.1704 | 1.1881 | 1.2036 | 1.2168 | 1.2302 | 1 | 1 | 1 | 1 | 1 | 1 | 1 | 1 | 1 | 1 | 1 | 1 | 1 | 1 | 1 | 1 | 1 | 1 | 1 | 1 | 1 | 1 | 1 | 1 | 1 | 1 | 0 | 0 | 0 | 0 | 0 | 0 | 0 | 0 | 0 | 0 | 0 | 0 | 0 | 0 | 0 | 0 | 0 | 0 | 0.042337 | 0.23883 | 0.43532 | 0.63181 | 0.8283 | 1 | 1 | 1
Utility-Scale Solar | Steuben | C | 3 | 135.1761 | 1232.0022 | 2171.544 | 26.072 | 0.2028 | 1 | 1.0322 | 1.0417 | 1.0554 | 1.0617 | 1.0456 | 1.2107 | 1.3673 | 1.3585 | 1.35 | 1.3391 | 1.3257 | 1.3119 | 1.2952 | 1.2782 | 1.2799 | 1.282 | 1.2854 | 1.2899 | 1.2917 | 1.2956 | 1.2985 | 1.3023 | 1.305 | 1.3058 | 1.3063 | 1 | 1.0154 | 1.0149 | 1.0334 | 1.0437 | 1.0474 | 1.0691 | 1.0754 | 1.0976 | 1.1171 | 1.1326 | 1.1478 | 1.1647 | 1.1806 | 1.197 | 1.2172 | 1.2388 | 1.2627 | 1.2891 | 1.3103 | 1.3373 | 1.3642 | 1.3956 | 1.426 | 1.4543 | 1.4833 | 1 | 1.0074 | 1.0088 | 1.0263 | 1.0461 | 1.0508 | 1.0577 | 1.0639 | 1.0713 | 1.0766 | 1.0799 | 1.0811 | 1.0818 | 1.0805 | 1.0794 | 1.09 | 1.1014 | 1.1144 | 1.1296 | 1.1404 | 1.1556 | 1.1704 | 1.1881 | 1.2036 | 1.2168 | 1.2302 | 1 | 1 | 1 | 1 | 1 | 1 | 1 | 1 | 1 | 1 | 1 | 1 | 1 | 1 | 1 | 1 | 1 | 1 | 1 | 1 | 1 | 1 | 1 | 1 | 1 | 1 | 0 | 0 | 0 | 0 | 0 | 0 | 0 | 0 | 0 | 0 | 0 | 0 | 0 | 0 | 0 | 0 | 0 | 0 | 0 | 0 | 0 | 0 | 0 | 0.041953 | 0.37441 | 0.70686
Utility-Scale Solar | Suffolk | K | 1 | 263.8331 | 1599.0631 | 335.4782 | 29.1491 | 0.2288 | 1 | 1.0322 | 1.0417 | 1.0554 | 1.0617 | 1.0456 | 1.1572 | 1.2621 | 1.2539 | 1.2461 | 1.236 | 1.2237 | 1.211 | 1.1955 | 1.1798 | 1.1814 | 1.1833 | 1.1865 | 1.1906 | 1.1923 | 1.1959 | 1.1985 | 1.2021 | 1.2045 | 1.2053 | 1.2058 | 1 | 1.0154 | 1.0149 | 1.0334 | 1.0437 | 1.0474 | 1.0691 | 1.0754 | 1.0976 | 1.1171 | 1.1326 | 1.1478 | 1.1647 | 1.1806 | 1.197 | 1.2172 | 1.2388 | 1.2627 | 1.2891 | 1.3103 | 1.3373 | 1.3642 | 1.3956 | 1.426 | 1.4543 | 1.4833 | 1 | 1.0074 | 1.0088 | 1.0263 | 1.0461 | 1.0508 | 1.0577 | 1.0639 | 1.0713 | 1.0766 | 1.0799 | 1.0811 | 1.0818 | 1.0805 | 1.0794 | 1.09 | 1.1014 | 1.1144 | 1.1296 | 1.1404 | 1.1556 | 1.1704 | 1.1881 | 1.2036 | 1.2168 | 1.2302 | 1 | 1 | 1 | 1 | 1 | 1 | 1 | 1 | 1 | 1 | 1 | 1 | 1 | 1 | 1 | 1 | 1 | 1 | 1 | 1 | 1 | 1 | 1 | 1 | 1 | 1 | 0 | 0 | 0.0055894 | 0.025082 | 0.055748 | 0.092547 | 0.13568 | 0.20777 | 0.28123 | 0.35469 | 0.42815 | 0.50161 | 0.57507 | 0.64853 | 0.72199 | 0.79545 | 0.86891 | 0.94237 | 1 | 1 | 1 | 1 | 1 | 1 | 1 | 1
Utility-Scale Solar | Suffolk | K | 2 | 141.3395 | 1699.0919 | 921.5506 | 30.9725 | 0.2288 | 1 | 1.0322 | 1.0417 | 1.0554 | 1.0617 | 1.0456 | 1.1572 | 1.2621 | 1.2539 | 1.2461 | 1.236 | 1.2237 | 1.211 | 1.1955 | 1.1798 | 1.1814 | 1.1833 | 1.1865 | 1.1906 | 1.1923 | 1.1959 | 1.1985 | 1.2021 | 1.2045 | 1.2053 | 1.2058 | 1 | 1.0154 | 1.0149 | 1.0334 | 1.0437 | 1.0474 | 1.0691 | 1.0754 | 1.0976 | 1.1171 | 1.1326 | 1.1478 | 1.1647 | 1.1806 | 1.197 | 1.2172 | 1.2388 | 1.2627 | 1.2891 | 1.3103 | 1.3373 | 1.3642 | 1.3956 | 1.426 | 1.4543 | 1.4833 | 1 | 1.0074 | 1.0088 | 1.0263 | 1.0461 | 1.0508 | 1.0577 | 1.0639 | 1.0713 | 1.0766 | 1.0799 | 1.0811 | 1.0818 | 1.0805 | 1.0794 | 1.09 | 1.1014 | 1.1144 | 1.1296 | 1.1404 | 1.1556 | 1.1704 | 1.1881 | 1.2036 | 1.2168 | 1.2302 | 1 | 1 | 1 | 1 | 1 | 1 | 1 | 1 | 1 | 1 | 1 | 1 | 1 | 1 | 1 | 1 | 1 | 1 | 1 | 1 | 1 | 1 | 1 | 1 | 1 | 1 | 0 | 0 | 0 | 0 | 0 | 0 | 0 | 0 | 0 | 0 | 0 | 0 | 0 | 0 | 0 | 0 | 0 | 0 | 0.042337 | 0.23883 | 0.43532 | 0.63181 | 0.8283 | 1 | 1 | 1
Utility-Scale Solar | Suffolk | K | 3 | 44.8251 | 1752.4682 | 1858.2828 | 31.9455 | 0.2288 | 1 | 1.0322 | 1.0417 | 1.0554 | 1.0617 | 1.0456 | 1.1572 | 1.2621 | 1.2539 | 1.2461 | 1.236 | 1.2237 | 1.211 | 1.1955 | 1.1798 | 1.1814 | 1.1833 | 1.1865 | 1.1906 | 1.1923 | 1.1959 | 1.1985 | 1.2021 | 1.2045 | 1.2053 | 1.2058 | 1 | 1.0154 | 1.0149 | 1.0334 | 1.0437 | 1.0474 | 1.0691 | 1.0754 | 1.0976 | 1.1171 | 1.1326 | 1.1478 | 1.1647 | 1.1806 | 1.197 | 1.2172 | 1.2388 | 1.2627 | 1.2891 | 1.3103 | 1.3373 | 1.3642 | 1.3956 | 1.426 | 1.4543 | 1.4833 | 1 | 1.0074 | 1.0088 | 1.0263 | 1.0461 | 1.0508 | 1.0577 | 1.0639 | 1.0713 | 1.0766 | 1.0799 | 1.0811 | 1.0818 | 1.0805 | 1.0794 | 1.09 | 1.1014 | 1.1144 | 1.1296 | 1.1404 | 1.1556 | 1.1704 | 1.1881 | 1.2036 | 1.2168 | 1.2302 | 1 | 1 | 1 | 1 | 1 | 1 | 1 | 1 | 1 | 1 | 1 | 1 | 1 | 1 | 1 | 1 | 1 | 1 | 1 | 1 | 1 | 1 | 1 | 1 | 1 | 1 | 0 | 0 | 0 | 0 | 0 | 0 | 0 | 0 | 0 | 0 | 0 | 0 | 0 | 0 | 0 | 0 | 0 | 0 | 0 | 0 | 0 | 0 | 0 | 0.041953 | 0.37441 | 0.70686
Utility-Scale Solar | Sullivan | E | 1 | 513.5612 | 1231.7091 | 156.3673 | 22.4527 | 0.2093 | 1 | 1.0322 | 1.0417 | 1.0554 | 1.0617 | 1.0456 | 1.1572 | 1.2621 | 1.2539 | 1.2461 | 1.236 | 1.2237 | 1.211 | 1.1955 | 1.1798 | 1.1814 | 1.1833 | 1.1865 | 1.1906 | 1.1923 | 1.1959 | 1.1985 | 1.2021 | 1.2045 | 1.2053 | 1.2058 | 1 | 1.0154 | 1.0149 | 1.0334 | 1.0437 | 1.0474 | 1.0691 | 1.0754 | 1.0976 | 1.1171 | 1.1326 | 1.1478 | 1.1647 | 1.1806 | 1.197 | 1.2172 | 1.2388 | 1.2627 | 1.2891 | 1.3103 | 1.3373 | 1.3642 | 1.3956 | 1.426 | 1.4543 | 1.4833 | 1 | 1.0074 | 1.0088 | 1.0263 | 1.0461 | 1.0508 | 1.0577 | 1.0639 | 1.0713 | 1.0766 | 1.0799 | 1.0811 | 1.0818 | 1.0805 | 1.0794 | 1.09 | 1.1014 | 1.1144 | 1.1296 | 1.1404 | 1.1556 | 1.1704 | 1.1881 | 1.2036 | 1.2168 | 1.2302 | 1 | 1 | 1 | 1 | 1 | 1 | 1 | 1 | 1 | 1 | 1 | 1 | 1 | 1 | 1 | 1 | 1 | 1 | 1 | 1 | 1 | 1 | 1 | 1 | 1 | 1 | 0 | 0 | 0.031905 | 0.14317 | 0.31822 | 0.52827 | 0.77448 | 0.79714 | 0.81595 | 0.83476 | 0.85357 | 0.87238 | 0.89119 | 0.91 | 0.92881 | 0.94762 | 0.96643 | 0.98524 | 1 | 1 | 1 | 1 | 1 | 1 | 1 | 1
Utility-Scale Solar | Sullivan | E | 2 | 75.5261 | 1400.5646 | 868.4296 | 25.5307 | 0.2093 | 1 | 1.0322 | 1.0417 | 1.0554 | 1.0617 | 1.0456 | 1.1572 | 1.2621 | 1.2539 | 1.2461 | 1.236 | 1.2237 | 1.211 | 1.1955 | 1.1798 | 1.1814 | 1.1833 | 1.1865 | 1.1906 | 1.1923 | 1.1959 | 1.1985 | 1.2021 | 1.2045 | 1.2053 | 1.2058 | 1 | 1.0154 | 1.0149 | 1.0334 | 1.0437 | 1.0474 | 1.0691 | 1.0754 | 1.0976 | 1.1171 | 1.1326 | 1.1478 | 1.1647 | 1.1806 | 1.197 | 1.2172 | 1.2388 | 1.2627 | 1.2891 | 1.3103 | 1.3373 | 1.3642 | 1.3956 | 1.426 | 1.4543 | 1.4833 | 1 | 1.0074 | 1.0088 | 1.0263 | 1.0461 | 1.0508 | 1.0577 | 1.0639 | 1.0713 | 1.0766 | 1.0799 | 1.0811 | 1.0818 | 1.0805 | 1.0794 | 1.09 | 1.1014 | 1.1144 | 1.1296 | 1.1404 | 1.1556 | 1.1704 | 1.1881 | 1.2036 | 1.2168 | 1.2302 | 1 | 1 | 1 | 1 | 1 | 1 | 1 | 1 | 1 | 1 | 1 | 1 | 1 | 1 | 1 | 1 | 1 | 1 | 1 | 1 | 1 | 1 | 1 | 1 | 1 | 1 | 0 | 0 | 0 | 0 | 0 | 0 | 0 | 0 | 0 | 0 | 0 | 0 | 0 | 0 | 0 | 0 | 0 | 0 | 0.042337 | 0.23883 | 0.43532 | 0.63181 | 0.8283 | 1 | 1 | 1
Utility-Scale Solar | Sullivan | E | 3 | 9.041 | 1437.4453 | 1735.2224 | 26.203 | 0.2093 | 1 | 1.0322 | 1.0417 | 1.0554 | 1.0617 | 1.0456 | 1.1572 | 1.2621 | 1.2539 | 1.2461 | 1.236 | 1.2237 | 1.211 | 1.1955 | 1.1798 | 1.1814 | 1.1833 | 1.1865 | 1.1906 | 1.1923 | 1.1959 | 1.1985 | 1.2021 | 1.2045 | 1.2053 | 1.2058 | 1 | 1.0154 | 1.0149 | 1.0334 | 1.0437 | 1.0474 | 1.0691 | 1.0754 | 1.0976 | 1.1171 | 1.1326 | 1.1478 | 1.1647 | 1.1806 | 1.197 | 1.2172 | 1.2388 | 1.2627 | 1.2891 | 1.3103 | 1.3373 | 1.3642 | 1.3956 | 1.426 | 1.4543 | 1.4833 | 1 | 1.0074 | 1.0088 | 1.0263 | 1.0461 | 1.0508 | 1.0577 | 1.0639 | 1.0713 | 1.0766 | 1.0799 | 1.0811 | 1.0818 | 1.0805 | 1.0794 | 1.09 | 1.1014 | 1.1144 | 1.1296 | 1.1404 | 1.1556 | 1.1704 | 1.1881 | 1.2036 | 1.2168 | 1.2302 | 1 | 1 | 1 | 1 | 1 | 1 | 1 | 1 | 1 | 1 | 1 | 1 | 1 | 1 | 1 | 1 | 1 | 1 | 1 | 1 | 1 | 1 | 1 | 1 | 1 | 1 | 0 | 0 | 0 | 0 | 0 | 0 | 0 | 0 | 0 | 0 | 0 | 0 | 0 | 0 | 0 | 0 | 0 | 0 | 0 | 0 | 0 | 0 | 0 | 0.041953 | 0.37441 | 0.70686
Utility-Scale Solar | Tioga | C | 1 | 109.7456 | 1174.2639 | 593.6867 | 25.2789 | 0.2015 | 1 | 1.0322 | 1.0417 | 1.0554 | 1.0617 | 1.0456 | 1.2173 | 1.3804 | 1.3715 | 1.3629 | 1.3519 | 1.3384 | 1.3245 | 1.3076 | 1.2904 | 1.2921 | 1.2943 | 1.2977 | 1.3022 | 1.304 | 1.308 | 1.3109 | 1.3148 | 1.3175 | 1.3183 | 1.3188 | 1 | 1.0154 | 1.0149 | 1.0334 | 1.0437 | 1.0474 | 1.0691 | 1.0754 | 1.0976 | 1.1171 | 1.1326 | 1.1478 | 1.1647 | 1.1806 | 1.197 | 1.2172 | 1.2388 | 1.2627 | 1.2891 | 1.3103 | 1.3373 | 1.3642 | 1.3956 | 1.426 | 1.4543 | 1.4833 | 1 | 1.0074 | 1.0088 | 1.0263 | 1.0461 | 1.0508 | 1.0577 | 1.0639 | 1.0713 | 1.0766 | 1.0799 | 1.0811 | 1.0818 | 1.0805 | 1.0794 | 1.09 | 1.1014 | 1.1144 | 1.1296 | 1.1404 | 1.1556 | 1.1704 | 1.1881 | 1.2036 | 1.2168 | 1.2302 | 1 | 1 | 1 | 1 | 1 | 1 | 1 | 1 | 1 | 1 | 1 | 1 | 1 | 1 | 1 | 1 | 1 | 1 | 1 | 1 | 1 | 1 | 1 | 1 | 1 | 1 | 0 | 0 | 0.018663 | 0.083748 | 0.18614 | 0.30901 | 0.45303 | 0.48551 | 0.51632 | 0.54713 | 0.57793 | 0.60874 | 0.63955 | 0.67036 | 0.70117 | 0.73197 | 0.76278 | 0.79359 | 0.81776 | 0.81776 | 0.81776 | 0.81776 | 0.81776 | 0.81776 | 0.81776 | 0.81776
Utility-Scale Solar | Tioga | C | 2 | 70.3178 | 1187.3115 | 1121.7013 | 25.5598 | 0.2015 | 1 | 1.0322 | 1.0417 | 1.0554 | 1.0617 | 1.0456 | 1.2173 | 1.3804 | 1.3715 | 1.3629 | 1.3519 | 1.3384 | 1.3245 | 1.3076 | 1.2904 | 1.2921 | 1.2943 | 1.2977 | 1.3022 | 1.304 | 1.308 | 1.3109 | 1.3148 | 1.3175 | 1.3183 | 1.3188 | 1 | 1.0154 | 1.0149 | 1.0334 | 1.0437 | 1.0474 | 1.0691 | 1.0754 | 1.0976 | 1.1171 | 1.1326 | 1.1478 | 1.1647 | 1.1806 | 1.197 | 1.2172 | 1.2388 | 1.2627 | 1.2891 | 1.3103 | 1.3373 | 1.3642 | 1.3956 | 1.426 | 1.4543 | 1.4833 | 1 | 1.0074 | 1.0088 | 1.0263 | 1.0461 | 1.0508 | 1.0577 | 1.0639 | 1.0713 | 1.0766 | 1.0799 | 1.0811 | 1.0818 | 1.0805 | 1.0794 | 1.09 | 1.1014 | 1.1144 | 1.1296 | 1.1404 | 1.1556 | 1.1704 | 1.1881 | 1.2036 | 1.2168 | 1.2302 | 1 | 1 | 1 | 1 | 1 | 1 | 1 | 1 | 1 | 1 | 1 | 1 | 1 | 1 | 1 | 1 | 1 | 1 | 1 | 1 | 1 | 1 | 1 | 1 | 1 | 1 | 0 | 0 | 0 | 0 | 0 | 0 | 0 | 0 | 0 | 0 | 0 | 0 | 0 | 0 | 0 | 0 | 0 | 0 | 0.042337 | 0.23883 | 0.43532 | 0.63181 | 0.8283 | 1 | 1 | 1
Utility-Scale Solar | Tioga | C | 3 | 27.4232 | 1232.8236 | 1980.778 | 26.5395 | 0.2015 | 1 | 1.0322 | 1.0417 | 1.0554 | 1.0617 | 1.0456 | 1.2173 | 1.3804 | 1.3715 | 1.3629 | 1.3519 | 1.3384 | 1.3245 | 1.3076 | 1.2904 | 1.2921 | 1.2943 | 1.2977 | 1.3022 | 1.304 | 1.308 | 1.3109 | 1.3148 | 1.3175 | 1.3183 | 1.3188 | 1 | 1.0154 | 1.0149 | 1.0334 | 1.0437 | 1.0474 | 1.0691 | 1.0754 | 1.0976 | 1.1171 | 1.1326 | 1.1478 | 1.1647 | 1.1806 | 1.197 | 1.2172 | 1.2388 | 1.2627 | 1.2891 | 1.3103 | 1.3373 | 1.3642 | 1.3956 | 1.426 | 1.4543 | 1.4833 | 1 | 1.0074 | 1.0088 | 1.0263 | 1.0461 | 1.0508 | 1.0577 | 1.0639 | 1.0713 | 1.0766 | 1.0799 | 1.0811 | 1.0818 | 1.0805 | 1.0794 | 1.09 | 1.1014 | 1.1144 | 1.1296 | 1.1404 | 1.1556 | 1.1704 | 1.1881 | 1.2036 | 1.2168 | 1.2302 | 1 | 1 | 1 | 1 | 1 | 1 | 1 | 1 | 1 | 1 | 1 | 1 | 1 | 1 | 1 | 1 | 1 | 1 | 1 | 1 | 1 | 1 | 1 | 1 | 1 | 1 | 0 | 0 | 0 | 0 | 0 | 0 | 0 | 0 | 0 | 0 | 0 | 0 | 0 | 0 | 0 | 0 | 0 | 0 | 0 | 0 | 0 | 0 | 0 | 0.041953 | 0.37441 | 0.70686
Utility-Scale Solar | Tompkins | C | 1 | 769.5549 | 1304.0708 | 314.1219 | 23.7717 | 0.1989 | 1 | 1.0322 | 1.0417 | 1.0554 | 1.0617 | 1.0456 | 1.1572 | 1.2621 | 1.2539 | 1.2461 | 1.236 | 1.2237 | 1.211 | 1.1955 | 1.1798 | 1.1814 | 1.1833 | 1.1865 | 1.1906 | 1.1923 | 1.1959 | 1.1985 | 1.2021 | 1.2045 | 1.2053 | 1.2058 | 1 | 1.0154 | 1.0149 | 1.0334 | 1.0437 | 1.0474 | 1.0691 | 1.0754 | 1.0976 | 1.1171 | 1.1326 | 1.1478 | 1.1647 | 1.1806 | 1.197 | 1.2172 | 1.2388 | 1.2627 | 1.2891 | 1.3103 | 1.3373 | 1.3642 | 1.3956 | 1.426 | 1.4543 | 1.4833 | 1 | 1.0074 | 1.0088 | 1.0263 | 1.0461 | 1.0508 | 1.0577 | 1.0639 | 1.0713 | 1.0766 | 1.0799 | 1.0811 | 1.0818 | 1.0805 | 1.0794 | 1.09 | 1.1014 | 1.1144 | 1.1296 | 1.1404 | 1.1556 | 1.1704 | 1.1881 | 1.2036 | 1.2168 | 1.2302 | 1 | 1 | 1 | 1 | 1 | 1 | 1 | 1 | 1 | 1 | 1 | 1 | 1 | 1 | 1 | 1 | 1 | 1 | 1 | 1 | 1 | 1 | 1 | 1 | 1 | 1 | 0 | 0 | 0.019695 | 0.08838 | 0.19643 | 0.3261 | 0.47809 | 0.52368 | 0.56784 | 0.61201 | 0.65618 | 0.70035 | 0.74451 | 0.78868 | 0.83285 | 0.87701 | 0.92118 | 0.96535 | 1 | 1 | 1 | 1 | 1 | 1 | 1 | 1
Utility-Scale Solar | Tompkins | C | 2 | 621.3322 | 1385.0415 | 945.1747 | 25.2477 | 0.1989 | 1 | 1.0322 | 1.0417 | 1.0554 | 1.0617 | 1.0456 | 1.1572 | 1.2621 | 1.2539 | 1.2461 | 1.236 | 1.2237 | 1.211 | 1.1955 | 1.1798 | 1.1814 | 1.1833 | 1.1865 | 1.1906 | 1.1923 | 1.1959 | 1.1985 | 1.2021 | 1.2045 | 1.2053 | 1.2058 | 1 | 1.0154 | 1.0149 | 1.0334 | 1.0437 | 1.0474 | 1.0691 | 1.0754 | 1.0976 | 1.1171 | 1.1326 | 1.1478 | 1.1647 | 1.1806 | 1.197 | 1.2172 | 1.2388 | 1.2627 | 1.2891 | 1.3103 | 1.3373 | 1.3642 | 1.3956 | 1.426 | 1.4543 | 1.4833 | 1 | 1.0074 | 1.0088 | 1.0263 | 1.0461 | 1.0508 | 1.0577 | 1.0639 | 1.0713 | 1.0766 | 1.0799 | 1.0811 | 1.0818 | 1.0805 | 1.0794 | 1.09 | 1.1014 | 1.1144 | 1.1296 | 1.1404 | 1.1556 | 1.1704 | 1.1881 | 1.2036 | 1.2168 | 1.2302 | 1 | 1 | 1 | 1 | 1 | 1 | 1 | 1 | 1 | 1 | 1 | 1 | 1 | 1 | 1 | 1 | 1 | 1 | 1 | 1 | 1 | 1 | 1 | 1 | 1 | 1 | 0 | 0 | 0 | 0 | 0 | 0 | 0 | 0 | 0 | 0 | 0 | 0 | 0 | 0 | 0 | 0 | 0 | 0 | 0.042337 | 0.23883 | 0.43532 | 0.63181 | 0.8283 | 1 | 1 | 1
Utility-Scale Solar | Tompkins | C | 3 | 426.2786 | 1421.0402 | 1923.392 | 25.9039 | 0.1989 | 1 | 1.0322 | 1.0417 | 1.0554 | 1.0617 | 1.0456 | 1.1572 | 1.2621 | 1.2539 | 1.2461 | 1.236 | 1.2237 | 1.211 | 1.1955 | 1.1798 | 1.1814 | 1.1833 | 1.1865 | 1.1906 | 1.1923 | 1.1959 | 1.1985 | 1.2021 | 1.2045 | 1.2053 | 1.2058 | 1 | 1.0154 | 1.0149 | 1.0334 | 1.0437 | 1.0474 | 1.0691 | 1.0754 | 1.0976 | 1.1171 | 1.1326 | 1.1478 | 1.1647 | 1.1806 | 1.197 | 1.2172 | 1.2388 | 1.2627 | 1.2891 | 1.3103 | 1.3373 | 1.3642 | 1.3956 | 1.426 | 1.4543 | 1.4833 | 1 | 1.0074 | 1.0088 | 1.0263 | 1.0461 | 1.0508 | 1.0577 | 1.0639 | 1.0713 | 1.0766 | 1.0799 | 1.0811 | 1.0818 | 1.0805 | 1.0794 | 1.09 | 1.1014 | 1.1144 | 1.1296 | 1.1404 | 1.1556 | 1.1704 | 1.1881 | 1.2036 | 1.2168 | 1.2302 | 1 | 1 | 1 | 1 | 1 | 1 | 1 | 1 | 1 | 1 | 1 | 1 | 1 | 1 | 1 | 1 | 1 | 1 | 1 | 1 | 1 | 1 | 1 | 1 | 1 | 1 | 0 | 0 | 0 | 0 | 0 | 0 | 0 | 0 | 0 | 0 | 0 | 0 | 0 | 0 | 0 | 0 | 0 | 0 | 0 | 0 | 0 | 0 | 0 | 0.041953 | 0.37441 | 0.70686
Utility-Scale Solar | Ulster | G | 1 | 329.7356 | 1552.3571 | 330.5473 | 28.2977 | 0.2106 | 1 | 1.0322 | 1.0417 | 1.0554 | 1.0617 | 1.0456 | 1.1572 | 1.2621 | 1.2539 | 1.2461 | 1.236 | 1.2237 | 1.211 | 1.1955 | 1.1798 | 1.1814 | 1.1833 | 1.1865 | 1.1906 | 1.1923 | 1.1959 | 1.1985 | 1.2021 | 1.2045 | 1.2053 | 1.2058 | 1 | 1.0154 | 1.0149 | 1.0334 | 1.0437 | 1.0474 | 1.0691 | 1.0754 | 1.0976 | 1.1171 | 1.1326 | 1.1478 | 1.1647 | 1.1806 | 1.197 | 1.2172 | 1.2388 | 1.2627 | 1.2891 | 1.3103 | 1.3373 | 1.3642 | 1.3956 | 1.426 | 1.4543 | 1.4833 | 1 | 1.0074 | 1.0088 | 1.0263 | 1.0461 | 1.0508 | 1.0577 | 1.0639 | 1.0713 | 1.0766 | 1.0799 | 1.0811 | 1.0818 | 1.0805 | 1.0794 | 1.09 | 1.1014 | 1.1144 | 1.1296 | 1.1404 | 1.1556 | 1.1704 | 1.1881 | 1.2036 | 1.2168 | 1.2302 | 1 | 1 | 1 | 1 | 1 | 1 | 1 | 1 | 1 | 1 | 1 | 1 | 1 | 1 | 1 | 1 | 1 | 1 | 1 | 1 | 1 | 1 | 1 | 1 | 1 | 1 | 0 | 0 | 0.0037269 | 0.016724 | 0.037171 | 0.061708 | 0.090469 | 0.16606 | 0.24338 | 0.32071 | 0.39804 | 0.47537 | 0.5527 | 0.63002 | 0.70735 | 0.78468 | 0.86201 | 0.93933 | 1 | 1 | 1 | 1 | 1 | 1 | 1 | 1
Utility-Scale Solar | Ulster | G | 2 | 148.9142 | 1617.1939 | 712.2107 | 29.4796 | 0.2106 | 1 | 1.0322 | 1.0417 | 1.0554 | 1.0617 | 1.0456 | 1.1572 | 1.2621 | 1.2539 | 1.2461 | 1.236 | 1.2237 | 1.211 | 1.1955 | 1.1798 | 1.1814 | 1.1833 | 1.1865 | 1.1906 | 1.1923 | 1.1959 | 1.1985 | 1.2021 | 1.2045 | 1.2053 | 1.2058 | 1 | 1.0154 | 1.0149 | 1.0334 | 1.0437 | 1.0474 | 1.0691 | 1.0754 | 1.0976 | 1.1171 | 1.1326 | 1.1478 | 1.1647 | 1.1806 | 1.197 | 1.2172 | 1.2388 | 1.2627 | 1.2891 | 1.3103 | 1.3373 | 1.3642 | 1.3956 | 1.426 | 1.4543 | 1.4833 | 1 | 1.0074 | 1.0088 | 1.0263 | 1.0461 | 1.0508 | 1.0577 | 1.0639 | 1.0713 | 1.0766 | 1.0799 | 1.0811 | 1.0818 | 1.0805 | 1.0794 | 1.09 | 1.1014 | 1.1144 | 1.1296 | 1.1404 | 1.1556 | 1.1704 | 1.1881 | 1.2036 | 1.2168 | 1.2302 | 1 | 1 | 1 | 1 | 1 | 1 | 1 | 1 | 1 | 1 | 1 | 1 | 1 | 1 | 1 | 1 | 1 | 1 | 1 | 1 | 1 | 1 | 1 | 1 | 1 | 1 | 0 | 0 | 0 | 0 | 0 | 0 | 0 | 0 | 0 | 0 | 0 | 0 | 0 | 0 | 0 | 0 | 0 | 0 | 0.042337 | 0.23883 | 0.43532 | 0.63181 | 0.8283 | 1 | 1 | 1
Utility-Scale Solar | Ulster | G | 3 | 110.2455 | 1662.6149 | 1339.9738 | 30.3076 | 0.2106 | 1 | 1.0322 | 1.0417 | 1.0554 | 1.0617 | 1.0456 | 1.1572 | 1.2621 | 1.2539 | 1.2461 | 1.236 | 1.2237 | 1.211 | 1.1955 | 1.1798 | 1.1814 | 1.1833 | 1.1865 | 1.1906 | 1.1923 | 1.1959 | 1.1985 | 1.2021 | 1.2045 | 1.2053 | 1.2058 | 1 | 1.0154 | 1.0149 | 1.0334 | 1.0437 | 1.0474 | 1.0691 | 1.0754 | 1.0976 | 1.1171 | 1.1326 | 1.1478 | 1.1647 | 1.1806 | 1.197 | 1.2172 | 1.2388 | 1.2627 | 1.2891 | 1.3103 | 1.3373 | 1.3642 | 1.3956 | 1.426 | 1.4543 | 1.4833 | 1 | 1.0074 | 1.0088 | 1.0263 | 1.0461 | 1.0508 | 1.0577 | 1.0639 | 1.0713 | 1.0766 | 1.0799 | 1.0811 | 1.0818 | 1.0805 | 1.0794 | 1.09 | 1.1014 | 1.1144 | 1.1296 | 1.1404 | 1.1556 | 1.1704 | 1.1881 | 1.2036 | 1.2168 | 1.2302 | 1 | 1 | 1 | 1 | 1 | 1 | 1 | 1 | 1 | 1 | 1 | 1 | 1 | 1 | 1 | 1 | 1 | 1 | 1 | 1 | 1 | 1 | 1 | 1 | 1 | 1 | 0 | 0 | 0 | 0 | 0 | 0 | 0 | 0 | 0 | 0 | 0 | 0 | 0 | 0 | 0 | 0 | 0 | 0 | 0 | 0 | 0 | 0 | 0 | 0.041953 | 0.37441 | 0.70686
Utility-Scale Solar | Warren | F | 1 | 40.6181 | 1464.1925 | 368.6727 | 26.6906 | 0.2067 | 1 | 1.0322 | 1.0417 | 1.0554 | 1.0617 | 1.0456 | 1.1572 | 1.2621 | 1.2539 | 1.2461 | 1.236 | 1.2237 | 1.211 | 1.1955 | 1.1798 | 1.1814 | 1.1833 | 1.1865 | 1.1906 | 1.1923 | 1.1959 | 1.1985 | 1.2021 | 1.2045 | 1.2053 | 1.2058 | 1 | 1.0154 | 1.0149 | 1.0334 | 1.0437 | 1.0474 | 1.0691 | 1.0754 | 1.0976 | 1.1171 | 1.1326 | 1.1478 | 1.1647 | 1.1806 | 1.197 | 1.2172 | 1.2388 | 1.2627 | 1.2891 | 1.3103 | 1.3373 | 1.3642 | 1.3956 | 1.426 | 1.4543 | 1.4833 | 1 | 1.0074 | 1.0088 | 1.0263 | 1.0461 | 1.0508 | 1.0577 | 1.0639 | 1.0713 | 1.0766 | 1.0799 | 1.0811 | 1.0818 | 1.0805 | 1.0794 | 1.09 | 1.1014 | 1.1144 | 1.1296 | 1.1404 | 1.1556 | 1.1704 | 1.1881 | 1.2036 | 1.2168 | 1.2302 | 1 | 1 | 1 | 1 | 1 | 1 | 1 | 1 | 1 | 1 | 1 | 1 | 1 | 1 | 1 | 1 | 1 | 1 | 1 | 1 | 1 | 1 | 1 | 1 | 1 | 1 | 0 | 0 | 0 | 0 | 0 | 0 | 4.421e-17 | 0.082589 | 0.16766 | 0.25272 | 0.33779 | 0.42286 | 0.50793 | 0.59299 | 0.67806 | 0.76313 | 0.84819 | 0.93326 | 1 | 1 | 1 | 1 | 1 | 1 | 1 | 1
Utility-Scale Solar | Washington | F | 1 | 1841.6923 | 1400.1538 | 229.1481 | 25.5232 | 0.2041 | 1 | 1.0322 | 1.0417 | 1.0554 | 1.0617 | 1.0456 | 1.1572 | 1.2621 | 1.2539 | 1.2461 | 1.236 | 1.2237 | 1.211 | 1.1955 | 1.1798 | 1.1814 | 1.1833 | 1.1865 | 1.1906 | 1.1923 | 1.1959 | 1.1985 | 1.2021 | 1.2045 | 1.2053 | 1.2058 | 1 | 1.0154 | 1.0149 | 1.0334 | 1.0437 | 1.0474 | 1.0691 | 1.0754 | 1.0976 | 1.1171 | 1.1326 | 1.1478 | 1.1647 | 1.1806 | 1.197 | 1.2172 | 1.2388 | 1.2627 | 1.2891 | 1.3103 | 1.3373 | 1.3642 | 1.3956 | 1.426 | 1.4543 | 1.4833 | 1 | 1.0074 | 1.0088 | 1.0263 | 1.0461 | 1.0508 | 1.0577 | 1.0639 | 1.0713 | 1.0766 | 1.0799 | 1.0811 | 1.0818 | 1.0805 | 1.0794 | 1.09 | 1.1014 | 1.1144 | 1.1296 | 1.1404 | 1.1556 | 1.1704 | 1.1881 | 1.2036 | 1.2168 | 1.2302 | 1 | 1 | 1 | 1 | 1 | 1 | 1 | 1 | 1 | 1 | 1 | 1 | 1 | 1 | 1 | 1 | 1 | 1 | 1 | 1 | 1 | 1 | 1 | 1 | 1 | 1 | 0 | 0 | 0.0062278 | 0.027947 | 0.062115 | 0.10312 | 0.15118 | 0.22207 | 0.2942 | 0.36633 | 0.43847 | 0.5106 | 0.58274 | 0.65487 | 0.72701 | 0.79914 | 0.87127 | 0.94341 | 1 | 1 | 1 | 1 | 1 | 1 | 1 | 1
Utility-Scale Solar | Washington | F | 2 | 590.775 | 1509.8336 | 833.005 | 27.5225 | 0.2041 | 1 | 1.0322 | 1.0417 | 1.0554 | 1.0617 | 1.0456 | 1.1572 | 1.2621 | 1.2539 | 1.2461 | 1.236 | 1.2237 | 1.211 | 1.1955 | 1.1798 | 1.1814 | 1.1833 | 1.1865 | 1.1906 | 1.1923 | 1.1959 | 1.1985 | 1.2021 | 1.2045 | 1.2053 | 1.2058 | 1 | 1.0154 | 1.0149 | 1.0334 | 1.0437 | 1.0474 | 1.0691 | 1.0754 | 1.0976 | 1.1171 | 1.1326 | 1.1478 | 1.1647 | 1.1806 | 1.197 | 1.2172 | 1.2388 | 1.2627 | 1.2891 | 1.3103 | 1.3373 | 1.3642 | 1.3956 | 1.426 | 1.4543 | 1.4833 | 1 | 1.0074 | 1.0088 | 1.0263 | 1.0461 | 1.0508 | 1.0577 | 1.0639 | 1.0713 | 1.0766 | 1.0799 | 1.0811 | 1.0818 | 1.0805 | 1.0794 | 1.09 | 1.1014 | 1.1144 | 1.1296 | 1.1404 | 1.1556 | 1.1704 | 1.1881 | 1.2036 | 1.2168 | 1.2302 | 1 | 1 | 1 | 1 | 1 | 1 | 1 | 1 | 1 | 1 | 1 | 1 | 1 | 1 | 1 | 1 | 1 | 1 | 1 | 1 | 1 | 1 | 1 | 1 | 1 | 1 | 0 | 0 | 0 | 0 | 0 | 0 | 0 | 0 | 0 | 0 | 0 | 0 | 0 | 0 | 0 | 0 | 0 | 0 | 0.042337 | 0.23883 | 0.43532 | 0.63181 | 0.8283 | 1 | 1 | 1
Utility-Scale Solar | Washington | F | 3 | 393.4632 | 1560.865 | 1796.5319 | 28.4528 | 0.2041 | 1 | 1.0322 | 1.0417 | 1.0554 | 1.0617 | 1.0456 | 1.1572 | 1.2621 | 1.2539 | 1.2461 | 1.236 | 1.2237 | 1.211 | 1.1955 | 1.1798 | 1.1814 | 1.1833 | 1.1865 | 1.1906 | 1.1923 | 1.1959 | 1.1985 | 1.2021 | 1.2045 | 1.2053 | 1.2058 | 1 | 1.0154 | 1.0149 | 1.0334 | 1.0437 | 1.0474 | 1.0691 | 1.0754 | 1.0976 | 1.1171 | 1.1326 | 1.1478 | 1.1647 | 1.1806 | 1.197 | 1.2172 | 1.2388 | 1.2627 | 1.2891 | 1.3103 | 1.3373 | 1.3642 | 1.3956 | 1.426 | 1.4543 | 1.4833 | 1 | 1.0074 | 1.0088 | 1.0263 | 1.0461 | 1.0508 | 1.0577 | 1.0639 | 1.0713 | 1.0766 | 1.0799 | 1.0811 | 1.0818 | 1.0805 | 1.0794 | 1.09 | 1.1014 | 1.1144 | 1.1296 | 1.1404 | 1.1556 | 1.1704 | 1.1881 | 1.2036 | 1.2168 | 1.2302 | 1 | 1 | 1 | 1 | 1 | 1 | 1 | 1 | 1 | 1 | 1 | 1 | 1 | 1 | 1 | 1 | 1 | 1 | 1 | 1 | 1 | 1 | 1 | 1 | 1 | 1 | 0 | 0 | 0 | 0 | 0 | 0 | 0 | 0 | 0 | 0 | 0 | 0 | 0 | 0 | 0 | 0 | 0 | 0 | 0 | 0 | 0 | 0 | 0 | 0.041953 | 0.37441 | 0.70686
Utility-Scale Solar | Wayne | B | 1 | 394.6608 | 1290.8238 | 327.1674 | 23.5302 | 0.2041 | 1 | 1.0322 | 1.0417 | 1.0554 | 1.0617 | 1.0456 | 1.1572 | 1.2621 | 1.2539 | 1.2461 | 1.236 | 1.2237 | 1.211 | 1.1955 | 1.1798 | 1.1814 | 1.1833 | 1.1865 | 1.1906 | 1.1923 | 1.1959 | 1.1985 | 1.2021 | 1.2045 | 1.2053 | 1.2058 | 1 | 1.0154 | 1.0149 | 1.0334 | 1.0437 | 1.0474 | 1.0691 | 1.0754 | 1.0976 | 1.1171 | 1.1326 | 1.1478 | 1.1647 | 1.1806 | 1.197 | 1.2172 | 1.2388 | 1.2627 | 1.2891 | 1.3103 | 1.3373 | 1.3642 | 1.3956 | 1.426 | 1.4543 | 1.4833 | 1 | 1.0074 | 1.0088 | 1.0263 | 1.0461 | 1.0508 | 1.0577 | 1.0639 | 1.0713 | 1.0766 | 1.0799 | 1.0811 | 1.0818 | 1.0805 | 1.0794 | 1.09 | 1.1014 | 1.1144 | 1.1296 | 1.1404 | 1.1556 | 1.1704 | 1.1881 | 1.2036 | 1.2168 | 1.2302 | 1 | 1 | 1 | 1 | 1 | 1 | 1 | 1 | 1 | 1 | 1 | 1 | 1 | 1 | 1 | 1 | 1 | 1 | 1 | 1 | 1 | 1 | 1 | 1 | 1 | 1 | 0 | 0 | 0.020759 | 0.093153 | 0.20704 | 0.34371 | 0.50391 | 0.5475 | 0.58946 | 0.63142 | 0.67337 | 0.71533 | 0.75729 | 0.79925 | 0.84121 | 0.88317 | 0.92512 | 0.96708 | 1 | 1 | 1 | 1 | 1 | 1 | 1 | 1
Utility-Scale Solar | Wayne | B | 2 | 309.1418 | 1411.209 | 909.3078 | 25.7247 | 0.2041 | 1 | 1.0322 | 1.0417 | 1.0554 | 1.0617 | 1.0456 | 1.1572 | 1.2621 | 1.2539 | 1.2461 | 1.236 | 1.2237 | 1.211 | 1.1955 | 1.1798 | 1.1814 | 1.1833 | 1.1865 | 1.1906 | 1.1923 | 1.1959 | 1.1985 | 1.2021 | 1.2045 | 1.2053 | 1.2058 | 1 | 1.0154 | 1.0149 | 1.0334 | 1.0437 | 1.0474 | 1.0691 | 1.0754 | 1.0976 | 1.1171 | 1.1326 | 1.1478 | 1.1647 | 1.1806 | 1.197 | 1.2172 | 1.2388 | 1.2627 | 1.2891 | 1.3103 | 1.3373 | 1.3642 | 1.3956 | 1.426 | 1.4543 | 1.4833 | 1 | 1.0074 | 1.0088 | 1.0263 | 1.0461 | 1.0508 | 1.0577 | 1.0639 | 1.0713 | 1.0766 | 1.0799 | 1.0811 | 1.0818 | 1.0805 | 1.0794 | 1.09 | 1.1014 | 1.1144 | 1.1296 | 1.1404 | 1.1556 | 1.1704 | 1.1881 | 1.2036 | 1.2168 | 1.2302 | 1 | 1 | 1 | 1 | 1 | 1 | 1 | 1 | 1 | 1 | 1 | 1 | 1 | 1 | 1 | 1 | 1 | 1 | 1 | 1 | 1 | 1 | 1 | 1 | 1 | 1 | 0 | 0 | 0 | 0 | 0 | 0 | 0 | 0 | 0 | 0 | 0 | 0 | 0 | 0 | 0 | 0 | 0 | 0 | 0.042337 | 0.23883 | 0.43532 | 0.63181 | 0.8283 | 1 | 1 | 1
Utility-Scale Solar | Wayne | B | 3 | 181.0264 | 1434.3978 | 1712.889 | 26.1474 | 0.2041 | 1 | 1.0322 | 1.0417 | 1.0554 | 1.0617 | 1.0456 | 1.1572 | 1.2621 | 1.2539 | 1.2461 | 1.236 | 1.2237 | 1.211 | 1.1955 | 1.1798 | 1.1814 | 1.1833 | 1.1865 | 1.1906 | 1.1923 | 1.1959 | 1.1985 | 1.2021 | 1.2045 | 1.2053 | 1.2058 | 1 | 1.0154 | 1.0149 | 1.0334 | 1.0437 | 1.0474 | 1.0691 | 1.0754 | 1.0976 | 1.1171 | 1.1326 | 1.1478 | 1.1647 | 1.1806 | 1.197 | 1.2172 | 1.2388 | 1.2627 | 1.2891 | 1.3103 | 1.3373 | 1.3642 | 1.3956 | 1.426 | 1.4543 | 1.4833 | 1 | 1.0074 | 1.0088 | 1.0263 | 1.0461 | 1.0508 | 1.0577 | 1.0639 | 1.0713 | 1.0766 | 1.0799 | 1.0811 | 1.0818 | 1.0805 | 1.0794 | 1.09 | 1.1014 | 1.1144 | 1.1296 | 1.1404 | 1.1556 | 1.1704 | 1.1881 | 1.2036 | 1.2168 | 1.2302 | 1 | 1 | 1 | 1 | 1 | 1 | 1 | 1 | 1 | 1 | 1 | 1 | 1 | 1 | 1 | 1 | 1 | 1 | 1 | 1 | 1 | 1 | 1 | 1 | 1 | 1 | 0 | 0 | 0 | 0 | 0 | 0 | 0 | 0 | 0 | 0 | 0 | 0 | 0 | 0 | 0 | 0 | 0 | 0 | 0 | 0 | 0 | 0 | 0 | 0.041953 | 0.37441 | 0.70686
Utility-Scale Solar | Wyoming | A | 1 | 339.1276 | 1023.418 | 378.1052 | 22.0315 | 0.18055 | 1 | 1.0322 | 1.0417 | 1.0554 | 1.0617 | 1.0456 | 1.2173 | 1.3804 | 1.3715 | 1.3629 | 1.3519 | 1.3384 | 1.3245 | 1.3076 | 1.2904 | 1.2921 | 1.2943 | 1.2977 | 1.3022 | 1.304 | 1.308 | 1.3109 | 1.3148 | 1.3175 | 1.3183 | 1.3188 | 1 | 1.0154 | 1.0149 | 1.0334 | 1.0437 | 1.0474 | 1.0691 | 1.0754 | 1.0976 | 1.1171 | 1.1326 | 1.1478 | 1.1647 | 1.1806 | 1.197 | 1.2172 | 1.2388 | 1.2627 | 1.2891 | 1.3103 | 1.3373 | 1.3642 | 1.3956 | 1.426 | 1.4543 | 1.4833 | 1 | 1.0074 | 1.0088 | 1.0263 | 1.0461 | 1.0508 | 1.0577 | 1.0639 | 1.0713 | 1.0766 | 1.0799 | 1.0811 | 1.0818 | 1.0805 | 1.0794 | 1.09 | 1.1014 | 1.1144 | 1.1296 | 1.1404 | 1.1556 | 1.1704 | 1.1881 | 1.2036 | 1.2168 | 1.2302 | 1 | 1 | 1 | 1 | 1 | 1 | 1 | 1 | 1 | 1 | 1 | 1 | 1 | 1 | 1 | 1 | 1 | 1 | 1 | 1 | 1 | 1 | 1 | 1 | 1 | 1 | 0 | 0 | 0.012079 | 0.054203 | 0.12047 | 0.2 | 0.29321 | 0.34337 | 0.39332 | 0.44327 | 0.49322 | 0.54317 | 0.59312 | 0.64307 | 0.69301 | 0.74296 | 0.79291 | 0.84286 | 0.88205 | 0.88205 | 0.88205 | 0.88205 | 0.88205 | 0.88205 | 0.88205 | 0.88205
Utility-Scale Solar | Wyoming | A | 2 | 184.722 | 1184.8247 | 1120.5952 | 25.5062 | 0.2015 | 1 | 1.0322 | 1.0417 | 1.0554 | 1.0617 | 1.0456 | 1.2173 | 1.3804 | 1.3715 | 1.3629 | 1.3519 | 1.3384 | 1.3245 | 1.3076 | 1.2904 | 1.2921 | 1.2943 | 1.2977 | 1.3022 | 1.304 | 1.308 | 1.3109 | 1.3148 | 1.3175 | 1.3183 | 1.3188 | 1 | 1.0154 | 1.0149 | 1.0334 | 1.0437 | 1.0474 | 1.0691 | 1.0754 | 1.0976 | 1.1171 | 1.1326 | 1.1478 | 1.1647 | 1.1806 | 1.197 | 1.2172 | 1.2388 | 1.2627 | 1.2891 | 1.3103 | 1.3373 | 1.3642 | 1.3956 | 1.426 | 1.4543 | 1.4833 | 1 | 1.0074 | 1.0088 | 1.0263 | 1.0461 | 1.0508 | 1.0577 | 1.0639 | 1.0713 | 1.0766 | 1.0799 | 1.0811 | 1.0818 | 1.0805 | 1.0794 | 1.09 | 1.1014 | 1.1144 | 1.1296 | 1.1404 | 1.1556 | 1.1704 | 1.1881 | 1.2036 | 1.2168 | 1.2302 | 1 | 1 | 1 | 1 | 1 | 1 | 1 | 1 | 1 | 1 | 1 | 1 | 1 | 1 | 1 | 1 | 1 | 1 | 1 | 1 | 1 | 1 | 1 | 1 | 1 | 1 | 0 | 0 | 0 | 0 | 0 | 0 | 0 | 0 | 0 | 0 | 0 | 0 | 0 | 0 | 0 | 0 | 0 | 0 | 0.042337 | 0.23883 | 0.43532 | 0.63181 | 0.8283 | 1 | 1 | 1
Utility-Scale Solar | Wyoming | A | 3 | 38.6829 | 1212.0404 | 1582.4139 | 26.0921 | 0.2015 | 1 | 1.0322 | 1.0417 | 1.0554 | 1.0617 | 1.0456 | 1.2173 | 1.3804 | 1.3715 | 1.3629 | 1.3519 | 1.3384 | 1.3245 | 1.3076 | 1.2904 | 1.2921 | 1.2943 | 1.2977 | 1.3022 | 1.304 | 1.308 | 1.3109 | 1.3148 | 1.3175 | 1.3183 | 1.3188 | 1 | 1.0154 | 1.0149 | 1.0334 | 1.0437 | 1.0474 | 1.0691 | 1.0754 | 1.0976 | 1.1171 | 1.1326 | 1.1478 | 1.1647 | 1.1806 | 1.197 | 1.2172 | 1.2388 | 1.2627 | 1.2891 | 1.3103 | 1.3373 | 1.3642 | 1.3956 | 1.426 | 1.4543 | 1.4833 | 1 | 1.0074 | 1.0088 | 1.0263 | 1.0461 | 1.0508 | 1.0577 | 1.0639 | 1.0713 | 1.0766 | 1.0799 | 1.0811 | 1.0818 | 1.0805 | 1.0794 | 1.09 | 1.1014 | 1.1144 | 1.1296 | 1.1404 | 1.1556 | 1.1704 | 1.1881 | 1.2036 | 1.2168 | 1.2302 | 1 | 1 | 1 | 1 | 1 | 1 | 1 | 1 | 1 | 1 | 1 | 1 | 1 | 1 | 1 | 1 | 1 | 1 | 1 | 1 | 1 | 1 | 1 | 1 | 1 | 1 | 0 | 0 | 0 | 0 | 0 | 0 | 0 | 0 | 0 | 0 | 0 | 0 | 0 | 0 | 0 | 0 | 0 | 0 | 0 | 0 | 0 | 0 | 0 | 0.041953 | 0.37441 | 0.70686
Utility-Scale Solar | Yates | C | 1 | 112.7171 | 1333.5439 | 407.5734 | 24.309 | 0.2028 | 1 | 1.0322 | 1.0417 | 1.0554 | 1.0617 | 1.0456 | 1.1572 | 1.2621 | 1.2539 | 1.2461 | 1.236 | 1.2237 | 1.211 | 1.1955 | 1.1798 | 1.1814 | 1.1833 | 1.1865 | 1.1906 | 1.1923 | 1.1959 | 1.1985 | 1.2021 | 1.2045 | 1.2053 | 1.2058 | 1 | 1.0154 | 1.0149 | 1.0334 | 1.0437 | 1.0474 | 1.0691 | 1.0754 | 1.0976 | 1.1171 | 1.1326 | 1.1478 | 1.1647 | 1.1806 | 1.197 | 1.2172 | 1.2388 | 1.2627 | 1.2891 | 1.3103 | 1.3373 | 1.3642 | 1.3956 | 1.426 | 1.4543 | 1.4833 | 1 | 1.0074 | 1.0088 | 1.0263 | 1.0461 | 1.0508 | 1.0577 | 1.0639 | 1.0713 | 1.0766 | 1.0799 | 1.0811 | 1.0818 | 1.0805 | 1.0794 | 1.09 | 1.1014 | 1.1144 | 1.1296 | 1.1404 | 1.1556 | 1.1704 | 1.1881 | 1.2036 | 1.2168 | 1.2302 | 1 | 1 | 1 | 1 | 1 | 1 | 1 | 1 | 1 | 1 | 1 | 1 | 1 | 1 | 1 | 1 | 1 | 1 | 1 | 1 | 1 | 1 | 1 | 1 | 1 | 1 | 0 | 0 | 0 | 0 | 0 | 0 | 4.421e-17 | 0.082589 | 0.16766 | 0.25272 | 0.33779 | 0.42286 | 0.50793 | 0.59299 | 0.67806 | 0.76313 | 0.84819 | 0.93326 | 1 | 1 | 1 | 1 | 1 | 1 | 1 | 1
Utility-Scale Solar | Yates | C | 2 | 89.3385 | 1399.3834 | 986.3815 | 25.5092 | 0.2028 | 1 | 1.0322 | 1.0417 | 1.0554 | 1.0617 | 1.0456 | 1.1572 | 1.2621 | 1.2539 | 1.2461 | 1.236 | 1.2237 | 1.211 | 1.1955 | 1.1798 | 1.1814 | 1.1833 | 1.1865 | 1.1906 | 1.1923 | 1.1959 | 1.1985 | 1.2021 | 1.2045 | 1.2053 | 1.2058 | 1 | 1.0154 | 1.0149 | 1.0334 | 1.0437 | 1.0474 | 1.0691 | 1.0754 | 1.0976 | 1.1171 | 1.1326 | 1.1478 | 1.1647 | 1.1806 | 1.197 | 1.2172 | 1.2388 | 1.2627 | 1.2891 | 1.3103 | 1.3373 | 1.3642 | 1.3956 | 1.426 | 1.4543 | 1.4833 | 1 | 1.0074 | 1.0088 | 1.0263 | 1.0461 | 1.0508 | 1.0577 | 1.0639 | 1.0713 | 1.0766 | 1.0799 | 1.0811 | 1.0818 | 1.0805 | 1.0794 | 1.09 | 1.1014 | 1.1144 | 1.1296 | 1.1404 | 1.1556 | 1.1704 | 1.1881 | 1.2036 | 1.2168 | 1.2302 | 1 | 1 | 1 | 1 | 1 | 1 | 1 | 1 | 1 | 1 | 1 | 1 | 1 | 1 | 1 | 1 | 1 | 1 | 1 | 1 | 1 | 1 | 1 | 1 | 1 | 1 | 0 | 0 | 0 | 0 | 0 | 0 | 0 | 0 | 0 | 0 | 0 | 0 | 0 | 0 | 0 | 0 | 0 | 0 | 0.042337 | 0.23883 | 0.43532 | 0.63181 | 0.8283 | 1 | 1 | 1
Utility-Scale Solar | Yates | C | 3 | 55.8851 | 1443.6354 | 1862.8296 | 26.3158 | 0.2028 | 1 | 1.0322 | 1.0417 | 1.0554 | 1.0617 | 1.0456 | 1.1572 | 1.2621 | 1.2539 | 1.2461 | 1.236 | 1.2237 | 1.211 | 1.1955 | 1.1798 | 1.1814 | 1.1833 | 1.1865 | 1.1906 | 1.1923 | 1.1959 | 1.1985 | 1.2021 | 1.2045 | 1.2053 | 1.2058 | 1 | 1.0154 | 1.0149 | 1.0334 | 1.0437 | 1.0474 | 1.0691 | 1.0754 | 1.0976 | 1.1171 | 1.1326 | 1.1478 | 1.1647 | 1.1806 | 1.197 | 1.2172 | 1.2388 | 1.2627 | 1.2891 | 1.3103 | 1.3373 | 1.3642 | 1.3956 | 1.426 | 1.4543 | 1.4833 | 1 | 1.0074 | 1.0088 | 1.0263 | 1.0461 | 1.0508 | 1.0577 | 1.0639 | 1.0713 | 1.0766 | 1.0799 | 1.0811 | 1.0818 | 1.0805 | 1.0794 | 1.09 | 1.1014 | 1.1144 | 1.1296 | 1.1404 | 1.1556 | 1.1704 | 1.1881 | 1.2036 | 1.2168 | 1.2302 | 1 | 1 | 1 | 1 | 1 | 1 | 1 | 1 | 1 | 1 | 1 | 1 | 1 | 1 | 1 | 1 | 1 | 1 | 1 | 1 | 1 | 1 | 1 | 1 | 1 | 1 | 0 | 0 | 0 | 0 | 0 | 0 | 0 | 0 | 0 | 0 | 0 | 0 | 0 | 0 | 0 | 0 | 0 | 0 | 0 | 0 | 0 | 0 | 0 | 0.041953 | 0.37441 | 0.70686

## 3c_Offshore Wind - Fixed Bottom
Table 3: Offshore Wind - Fixed Bottom |  |  |  | Values in nominal dollars |  |  |  | Resource CapEx Escalator | [25 empty] | IX CapEx Escalator | [25 empty] | OPEX Escalator | [25 empty] | Capacity Factor Escalator | [25 empty] | Phased-In MW Escalator
Technology Type | Interconnection Zone | Resource Block ID | Available Capacity (MWac) | 2050 Resource CapEx ($/kWac) | 2050 IX CapEx ($/kWac) | 2050 OpEx ($/kWac-year) | 2050 Capacity Factor | 2025 | 2026 | 2027 | 2028 | 2029 | 2030 | 2031 | 2032 | 2033 | 2034 | 2035 | 2036 | 2037 | 2038 | 2039 | 2040 | 2041 | 2042 | 2043 | 2044 | 2045 | 2046 | 2047 | 2048 | 2049 | 2050 | 2025 | 2026 | 2027 | 2028 | 2029 | 2030 | 2031 | 2032 | 2033 | 2034 | 2035 | 2036 | 2037 | 2038 | 2039 | 2040 | 2041 | 2042 | 2043 | 2044 | 2045 | 2046 | 2047 | 2048 | 2049 | 2050 | 2025 | 2026 | 2027 | 2028 | 2029 | 2030 | 2031 | 2032 | 2033 | 2034 | 2035 | 2036 | 2037 | 2038 | 2039 | 2040 | 2041 | 2042 | 2043 | 2044 | 2045 | 2046 | 2047 | 2048 | 2049 | 2050 | 2025 | 2026 | 2027 | 2028 | 2029 | 2030 | 2031 | 2032 | 2033 | 2034 | 2035 | 2036 | 2037 | 2038 | 2039 | 2040 | 2041 | 2042 | 2043 | 2044 | 2045 | 2046 | 2047 | 2048 | 2049 | 2050 | 2025 | 2026 | 2027 | 2028 | 2029 | 2030 | 2031 | 2032 | 2033 | 2034 | 2035 | 2036 | 2037 | 2038 | 2039 | 2040 | 2041 | 2042 | 2043 | 2044 | 2045 | 2046 | 2047 | 2048 | 2049 | 2050
Offshore Wind - Fixed Bottom | J | O-EL-34a | 1380 | 5652.0974 | 3008.7372 | 115.1045 | 45.67% | 0.59038 | 0.59926 | 0.59992 | 0.60861 | 0.61571 | 0.62539 | 0.63769 | 0.64672 | 0.73594 | 0.82435 | 0.82858 | 0.83321 | 0.83803 | 0.84241 | 0.84785 | 0.85621 | 0.86614 | 0.87789 | 0.89181 | 0.90272 | 0.91768 | 0.933 | 0.95124 | 0.96826 | 0.98369 | 1 | 0.54831 | 0.55677 | 0.5565 | 0.56664 | 0.57226 | 0.57429 | 0.58617 | 0.58968 | 0.67088 | 0.75311 | 0.76359 | 0.77381 | 0.78524 | 0.79592 | 0.80703 | 0.82061 | 0.83519 | 0.85133 | 0.86908 | 0.88338 | 0.90161 | 0.91973 | 0.94091 | 0.96139 | 0.98047 | 1 | 0.70815 | 0.71119 | 0.70896 | 0.72103 | 0.73517 | 0.75153 | 0.77042 | 0.7853 | 0.79827 | 0.80707 | 0.81199 | 0.81727 | 0.82268 | 0.82796 | 0.83426 | 0.84325 | 0.85387 | 0.86671 | 0.88196 | 0.89349 | 0.90976 | 0.92653 | 0.94685 | 0.96551 | 0.98232 | 1 | 0.94921 | 0.94921 | 0.94921 | 0.94921 | 0.94921 | 0.94921 | 0.94921 | 0.94921 | 0.94921 | 0.94921 | 0.94921 | 0.94921 | 0.94921 | 0.94921 | 0.94921 | 0.94921 | 0.94921 | 0.94921 | 0.94921 | 0.94921 | 0.94921 | 0.94921 | 0.94921 | 0.94921 | 0.94921 | 0.94921 | 0 | 0 | 0 | 0 | 0 | 0 | 0 | 0 | 0 | 0 | 0 | 0 | 0 | 0.17477 | 0.43893 | 0.70309 | 0.96724 | 1 | 1 | 1 | 1 | 1 | 1 | 1 | 1 | 1
Offshore Wind - Fixed Bottom | J | O-EL-34b | 1380 | 5652.0974 | 3020.3333 | 115.1045 | 45.67% | 0.59038 | 0.59926 | 0.59992 | 0.60861 | 0.61571 | 0.62539 | 0.63769 | 0.64672 | 0.73594 | 0.82435 | 0.82858 | 0.83321 | 0.83803 | 0.84241 | 0.84785 | 0.85621 | 0.86614 | 0.87789 | 0.89181 | 0.90272 | 0.91768 | 0.933 | 0.95124 | 0.96826 | 0.98369 | 1 | 0.54829 | 0.55674 | 0.55648 | 0.56661 | 0.57223 | 0.57426 | 0.58615 | 0.58965 | 0.67087 | 0.75311 | 0.76359 | 0.77381 | 0.78524 | 0.79592 | 0.80703 | 0.82061 | 0.83519 | 0.85133 | 0.86908 | 0.88338 | 0.90161 | 0.91973 | 0.94091 | 0.96139 | 0.98047 | 1 | 0.70815 | 0.71119 | 0.70896 | 0.72103 | 0.73517 | 0.75153 | 0.77042 | 0.7853 | 0.79827 | 0.80707 | 0.81199 | 0.81727 | 0.82268 | 0.82796 | 0.83426 | 0.84325 | 0.85387 | 0.86671 | 0.88196 | 0.89349 | 0.90976 | 0.92653 | 0.94685 | 0.96551 | 0.98232 | 1 | 0.94921 | 0.94921 | 0.94921 | 0.94921 | 0.94921 | 0.94921 | 0.94921 | 0.94921 | 0.94921 | 0.94921 | 0.94921 | 0.94921 | 0.94921 | 0.94921 | 0.94921 | 0.94921 | 0.94921 | 0.94921 | 0.94921 | 0.94921 | 0.94921 | 0.94921 | 0.94921 | 0.94921 | 0.94921 | 0.94921 | 0 | 0 | 0 | 0 | 0 | 0 | 0 | 0 | 0 | 0 | 0 | 0 | 0 | 0.17477 | 0.43893 | 0.70309 | 0.96724 | 1 | 1 | 1 | 1 | 1 | 1 | 1 | 1 | 1
Offshore Wind - Fixed Bottom | K | O-EL-33a | 1404 | 5615.0909 | 2946.1462 | 115.27 | 45.45% | 0.59038 | 0.59926 | 0.59992 | 0.60861 | 0.61571 | 0.62539 | 0.63769 | 0.64672 | 0.73594 | 0.82435 | 0.82858 | 0.83321 | 0.83803 | 0.84241 | 0.84785 | 0.85621 | 0.86614 | 0.87789 | 0.89181 | 0.90272 | 0.91768 | 0.933 | 0.95124 | 0.96826 | 0.98369 | 1 | 0.54846 | 0.55691 | 0.55665 | 0.56679 | 0.57241 | 0.57444 | 0.58633 | 0.58983 | 0.67096 | 0.75311 | 0.76359 | 0.77381 | 0.78524 | 0.79592 | 0.80703 | 0.82061 | 0.83519 | 0.85133 | 0.86908 | 0.88338 | 0.90161 | 0.91973 | 0.94091 | 0.96139 | 0.98047 | 1 | 0.70815 | 0.71119 | 0.70896 | 0.72103 | 0.73517 | 0.75153 | 0.77042 | 0.7853 | 0.79827 | 0.80707 | 0.81199 | 0.81727 | 0.82268 | 0.82796 | 0.83426 | 0.84325 | 0.85387 | 0.86671 | 0.88196 | 0.89349 | 0.90976 | 0.92653 | 0.94685 | 0.96551 | 0.98232 | 1 | 0.94921 | 0.94921 | 0.94921 | 0.94921 | 0.94921 | 0.94921 | 0.94921 | 0.94921 | 0.94921 | 0.94921 | 0.94921 | 0.94921 | 0.94921 | 0.94921 | 0.94921 | 0.94921 | 0.94921 | 0.94921 | 0.94921 | 0.94921 | 0.94921 | 0.94921 | 0.94921 | 0.94921 | 0.94921 | 0.94921 | 0 | 0 | 0 | 0 | 0 | 0 | 0 | 0 | 0 | 0 | 0 | 0.3508 | 0.83586 | 1 | 1 | 1 | 1 | 1 | 1 | 1 | 1 | 1 | 1 | 1 | 1 | 1
Offshore Wind - Fixed Bottom | J | O-EL-28a | 1200 | 5921.6597 | 3359.9559 | 117.4521 | 45.59% | 0.59038 | 0.59926 | 0.59992 | 0.60861 | 0.61571 | 0.62539 | 0.63769 | 0.64672 | 0.73594 | 0.82435 | 0.82858 | 0.83321 | 0.83803 | 0.84241 | 0.84785 | 0.85621 | 0.86614 | 0.87789 | 0.89181 | 0.90272 | 0.91768 | 0.933 | 0.95124 | 0.96826 | 0.98369 | 1 | 0.56191 | 0.57057 | 0.5703 | 0.58069 | 0.58645 | 0.58853 | 0.60071 | 0.6043 | 0.67834 | 0.75311 | 0.76359 | 0.77381 | 0.78524 | 0.79592 | 0.80703 | 0.82061 | 0.83519 | 0.85133 | 0.86908 | 0.88338 | 0.90161 | 0.91973 | 0.94091 | 0.96139 | 0.98047 | 1 | 0.70815 | 0.71119 | 0.70896 | 0.72103 | 0.73517 | 0.75153 | 0.77042 | 0.7853 | 0.79827 | 0.80707 | 0.81199 | 0.81727 | 0.82268 | 0.82796 | 0.83426 | 0.84325 | 0.85387 | 0.86671 | 0.88196 | 0.89349 | 0.90976 | 0.92653 | 0.94685 | 0.96551 | 0.98232 | 1 | 0.94921 | 0.94921 | 0.94921 | 0.94921 | 0.94921 | 0.94921 | 0.94921 | 0.94921 | 0.94921 | 0.94921 | 0.94921 | 0.94921 | 0.94921 | 0.94921 | 0.94921 | 0.94921 | 0.94921 | 0.94921 | 0.94921 | 0.94921 | 0.94921 | 0.94921 | 0.94921 | 0.94921 | 0.94921 | 0.94921 | 0 | 0 | 0 | 0 | 0 | 0 | 0 | 0 | 0 | 0 | 0 | 0 | 0 | 0.17477 | 0.43893 | 0.70309 | 0.96724 | 1 | 1 | 1 | 1 | 1 | 1 | 1 | 1 | 1
Offshore Wind - Fixed Bottom | J | O-EL-28b | 1200 | 5921.6597 | 3359.9559 | 117.4521 | 45.59% | 0.59038 | 0.59926 | 0.59992 | 0.60861 | 0.61571 | 0.62539 | 0.63769 | 0.64672 | 0.73594 | 0.82435 | 0.82858 | 0.83321 | 0.83803 | 0.84241 | 0.84785 | 0.85621 | 0.86614 | 0.87789 | 0.89181 | 0.90272 | 0.91768 | 0.933 | 0.95124 | 0.96826 | 0.98369 | 1 | 0.56191 | 0.57057 | 0.5703 | 0.58069 | 0.58645 | 0.58853 | 0.60071 | 0.6043 | 0.67834 | 0.75311 | 0.76359 | 0.77381 | 0.78524 | 0.79592 | 0.80703 | 0.82061 | 0.83519 | 0.85133 | 0.86908 | 0.88338 | 0.90161 | 0.91973 | 0.94091 | 0.96139 | 0.98047 | 1 | 0.70815 | 0.71119 | 0.70896 | 0.72103 | 0.73517 | 0.75153 | 0.77042 | 0.7853 | 0.79827 | 0.80707 | 0.81199 | 0.81727 | 0.82268 | 0.82796 | 0.83426 | 0.84325 | 0.85387 | 0.86671 | 0.88196 | 0.89349 | 0.90976 | 0.92653 | 0.94685 | 0.96551 | 0.98232 | 1 | 0.94921 | 0.94921 | 0.94921 | 0.94921 | 0.94921 | 0.94921 | 0.94921 | 0.94921 | 0.94921 | 0.94921 | 0.94921 | 0.94921 | 0.94921 | 0.94921 | 0.94921 | 0.94921 | 0.94921 | 0.94921 | 0.94921 | 0.94921 | 0.94921 | 0.94921 | 0.94921 | 0.94921 | 0.94921 | 0.94921 | 0 | 0 | 0 | 0 | 0 | 0 | 0 | 0 | 0 | 0 | 0 | 0 | 0 | 0.17477 | 0.43893 | 0.70309 | 0.96724 | 1 | 1 | 1 | 1 | 1 | 1 | 1 | 1 | 1
Offshore Wind - Fixed Bottom | K | O-EL-26b | 1260 | 5104.5574 | 1844.0329 | 114.3341 | 44.71% | 0.59038 | 0.59926 | 0.59992 | 0.60861 | 0.61571 | 0.62539 | 0.63769 | 0.64672 | 0.73594 | 0.82435 | 0.82858 | 0.83321 | 0.83803 | 0.84241 | 0.84785 | 0.85621 | 0.86614 | 0.87789 | 0.89181 | 0.90272 | 0.91768 | 0.933 | 0.95124 | 0.96826 | 0.98369 | 1 | 0.55265 | 0.56117 | 0.5609 | 0.57112 | 0.57679 | 0.57883 | 0.59081 | 0.59434 | 0.67326 | 0.75311 | 0.76359 | 0.77381 | 0.78524 | 0.79592 | 0.80703 | 0.82061 | 0.83519 | 0.85133 | 0.86908 | 0.88338 | 0.90161 | 0.91973 | 0.94091 | 0.96139 | 0.98047 | 1 | 0.70815 | 0.71119 | 0.70896 | 0.72103 | 0.73517 | 0.75153 | 0.77042 | 0.7853 | 0.79827 | 0.80707 | 0.81199 | 0.81727 | 0.82268 | 0.82796 | 0.83426 | 0.84325 | 0.85387 | 0.86671 | 0.88196 | 0.89349 | 0.90976 | 0.92653 | 0.94685 | 0.96551 | 0.98232 | 1 | 0.94921 | 0.94921 | 0.94921 | 0.94921 | 0.94921 | 0.94921 | 0.94921 | 0.94921 | 0.94921 | 0.94921 | 0.94921 | 0.94921 | 0.94921 | 0.94921 | 0.94921 | 0.94921 | 0.94921 | 0.94921 | 0.94921 | 0.94921 | 0.94921 | 0.94921 | 0.94921 | 0.94921 | 0.94921 | 0.94921 | 0 | 0 | 0 | 0 | 0 | 0 | 0 | 0 | 0 | 0.44501 | 0.89002 | 1 | 1 | 1 | 1 | 1 | 1 | 1 | 1 | 1 | 1 | 1 | 1 | 1 | 1 | 1
Offshore Wind - Fixed Bottom | K | O-EL-16a | 1485 | 5381.6916 | 3147.3637 | 114.8755 | 46.95% | 0.59038 | 0.59926 | 0.59992 | 0.60861 | 0.61571 | 0.62539 | 0.63769 | 0.64672 | 0.73594 | 0.82435 | 0.82858 | 0.83321 | 0.83803 | 0.84241 | 0.84785 | 0.85621 | 0.86614 | 0.87789 | 0.89181 | 0.90272 | 0.91768 | 0.933 | 0.95124 | 0.96826 | 0.98369 | 1 | 0.54801 | 0.55646 | 0.55619 | 0.56633 | 0.57194 | 0.57397 | 0.58585 | 0.58935 | 0.67071 | 0.75311 | 0.76359 | 0.77381 | 0.78524 | 0.79592 | 0.80703 | 0.82061 | 0.83519 | 0.85133 | 0.86908 | 0.88338 | 0.90161 | 0.91973 | 0.94091 | 0.96139 | 0.98047 | 1 | 0.70815 | 0.71119 | 0.70896 | 0.72103 | 0.73517 | 0.75153 | 0.77042 | 0.7853 | 0.79827 | 0.80707 | 0.81199 | 0.81727 | 0.82268 | 0.82796 | 0.83426 | 0.84325 | 0.85387 | 0.86671 | 0.88196 | 0.89349 | 0.90976 | 0.92653 | 0.94685 | 0.96551 | 0.98232 | 1 | 0.94921 | 0.94921 | 0.94921 | 0.94921 | 0.94921 | 0.94921 | 0.94921 | 0.94921 | 0.94921 | 0.94921 | 0.94921 | 0.94921 | 0.94921 | 0.94921 | 0.94921 | 0.94921 | 0.94921 | 0.94921 | 0.94921 | 0.94921 | 0.94921 | 0.94921 | 0.94921 | 0.94921 | 0.94921 | 0.94921 | 0 | 0 | 0 | 0 | 0 | 0 | 0 | 0 | 0 | 0 | 0 | 0 | 0 | 0.17477 | 0.43893 | 0.70309 | 0.96724 | 1 | 1 | 1 | 1 | 1 | 1 | 1 | 1 | 1
Offshore Wind - Fixed Bottom | K | O-EL-16b | 1184 | 5431.8893 | 3387.722 | 117.1429 | 47.19% | 0.59038 | 0.59926 | 0.59992 | 0.60861 | 0.61571 | 0.62539 | 0.63769 | 0.64672 | 0.73594 | 0.82435 | 0.82858 | 0.83321 | 0.83803 | 0.84241 | 0.84785 | 0.85621 | 0.86614 | 0.87789 | 0.89181 | 0.90272 | 0.91768 | 0.933 | 0.95124 | 0.96826 | 0.98369 | 1 | 0.54755 | 0.55599 | 0.55572 | 0.56584 | 0.57146 | 0.57348 | 0.58535 | 0.58885 | 0.67046 | 0.75311 | 0.76359 | 0.77381 | 0.78524 | 0.79592 | 0.80703 | 0.82061 | 0.83519 | 0.85133 | 0.86908 | 0.88338 | 0.90161 | 0.91973 | 0.94091 | 0.96139 | 0.98047 | 1 | 0.70815 | 0.71119 | 0.70896 | 0.72103 | 0.73517 | 0.75153 | 0.77042 | 0.7853 | 0.79827 | 0.80707 | 0.81199 | 0.81727 | 0.82268 | 0.82796 | 0.83426 | 0.84325 | 0.85387 | 0.86671 | 0.88196 | 0.89349 | 0.90976 | 0.92653 | 0.94685 | 0.96551 | 0.98232 | 1 | 0.94921 | 0.94921 | 0.94921 | 0.94921 | 0.94921 | 0.94921 | 0.94921 | 0.94921 | 0.94921 | 0.94921 | 0.94921 | 0.94921 | 0.94921 | 0.94921 | 0.94921 | 0.94921 | 0.94921 | 0.94921 | 0.94921 | 0.94921 | 0.94921 | 0.94921 | 0.94921 | 0.94921 | 0.94921 | 0.94921 | 0 | 0 | 0 | 0 | 0 | 0 | 0 | 0 | 0 | 0 | 0 | 0 | 0 | 0.17477 | 0.43893 | 0.70309 | 0.96724 | 1 | 1 | 1 | 1 | 1 | 1 | 1 | 1 | 1
Offshore Wind - Fixed Bottom | K | O-EL-27 | 1350 | 5491.8817 | 2036.799 | 114.5799 | 45% | 0.59038 | 0.59926 | 0.59992 | 0.60861 | 0.61571 | 0.62539 | 0.63769 | 0.64672 | 0.73594 | 0.82435 | 0.82858 | 0.83321 | 0.83803 | 0.84241 | 0.84785 | 0.85621 | 0.86614 | 0.87789 | 0.89181 | 0.90272 | 0.91768 | 0.933 | 0.95124 | 0.96826 | 0.98369 | 1 | 0.55159 | 0.56009 | 0.55983 | 0.57003 | 0.57568 | 0.57772 | 0.58968 | 0.5932 | 0.67268 | 0.75311 | 0.76359 | 0.77381 | 0.78524 | 0.79592 | 0.80703 | 0.82061 | 0.83519 | 0.85133 | 0.86908 | 0.88338 | 0.90161 | 0.91973 | 0.94091 | 0.96139 | 0.98047 | 1 | 0.70815 | 0.71119 | 0.70896 | 0.72103 | 0.73517 | 0.75153 | 0.77042 | 0.7853 | 0.79827 | 0.80707 | 0.81199 | 0.81727 | 0.82268 | 0.82796 | 0.83426 | 0.84325 | 0.85387 | 0.86671 | 0.88196 | 0.89349 | 0.90976 | 0.92653 | 0.94685 | 0.96551 | 0.98232 | 1 | 0.94921 | 0.94921 | 0.94921 | 0.94921 | 0.94921 | 0.94921 | 0.94921 | 0.94921 | 0.94921 | 0.94921 | 0.94921 | 0.94921 | 0.94921 | 0.94921 | 0.94921 | 0.94921 | 0.94921 | 0.94921 | 0.94921 | 0.94921 | 0.94921 | 0.94921 | 0.94921 | 0.94921 | 0.94921 | 0.94921 | 0 | 0 | 0 | 0 | 0 | 0 | 0 | 0 | 0 | 0 | 0 | 0.3508 | 0.83586 | 1 | 1 | 1 | 1 | 1 | 1 | 1 | 1 | 1 | 1 | 1 | 1 | 1
Offshore Wind - Fixed Bottom | J | O-EL-37 | 1635 | 5842.7114 | 3057.1694 | 112.7666 | 45.44% | 0.59038 | 0.59926 | 0.59992 | 0.60861 | 0.61571 | 0.62539 | 0.63769 | 0.64672 | 0.73594 | 0.82435 | 0.82858 | 0.83321 | 0.83803 | 0.84241 | 0.84785 | 0.85621 | 0.86614 | 0.87789 | 0.89181 | 0.90272 | 0.91768 | 0.933 | 0.95124 | 0.96826 | 0.98369 | 1 | 0.5482 | 0.55665 | 0.55639 | 0.56653 | 0.57214 | 0.57417 | 0.58606 | 0.58956 | 0.67082 | 0.75311 | 0.76359 | 0.77381 | 0.78524 | 0.79592 | 0.80703 | 0.82061 | 0.83519 | 0.85133 | 0.86908 | 0.88338 | 0.90161 | 0.91973 | 0.94091 | 0.96139 | 0.98047 | 1 | 0.70815 | 0.71119 | 0.70896 | 0.72103 | 0.73517 | 0.75153 | 0.77042 | 0.7853 | 0.79827 | 0.80707 | 0.81199 | 0.81727 | 0.82268 | 0.82796 | 0.83426 | 0.84325 | 0.85387 | 0.86671 | 0.88196 | 0.89349 | 0.90976 | 0.92653 | 0.94685 | 0.96551 | 0.98232 | 1 | 0.94921 | 0.94921 | 0.94921 | 0.94921 | 0.94921 | 0.94921 | 0.94921 | 0.94921 | 0.94921 | 0.94921 | 0.94921 | 0.94921 | 0.94921 | 0.94921 | 0.94921 | 0.94921 | 0.94921 | 0.94921 | 0.94921 | 0.94921 | 0.94921 | 0.94921 | 0.94921 | 0.94921 | 0.94921 | 0.94921 | 0 | 0 | 0 | 0 | 0 | 0 | 0 | 0 | 0 | 0 | 0 | 0 | 0 | 0.17477 | 0.43893 | 0.70309 | 0.96724 | 1 | 1 | 1 | 1 | 1 | 1 | 1 | 1 | 1
Offshore Wind - Fixed Bottom | J | O-EL-12b | 1200 | 5462.7522 | 3955.0099 | 118.0699 | 47.21% | 0.59038 | 0.59926 | 0.59992 | 0.60861 | 0.61571 | 0.62539 | 0.63769 | 0.64672 | 0.73594 | 0.82435 | 0.82858 | 0.83321 | 0.83803 | 0.84241 | 0.84785 | 0.85621 | 0.86614 | 0.87789 | 0.89181 | 0.90272 | 0.91768 | 0.933 | 0.95124 | 0.96826 | 0.98369 | 1 | 0.55883 | 0.56744 | 0.56718 | 0.57751 | 0.58323 | 0.5853 | 0.59742 | 0.60099 | 0.67665 | 0.75311 | 0.76359 | 0.77381 | 0.78524 | 0.79592 | 0.80703 | 0.82061 | 0.83519 | 0.85133 | 0.86908 | 0.88338 | 0.90161 | 0.91973 | 0.94091 | 0.96139 | 0.98047 | 1 | 0.70815 | 0.71119 | 0.70896 | 0.72103 | 0.73517 | 0.75153 | 0.77042 | 0.7853 | 0.79827 | 0.80707 | 0.81199 | 0.81727 | 0.82268 | 0.82796 | 0.83426 | 0.84325 | 0.85387 | 0.86671 | 0.88196 | 0.89349 | 0.90976 | 0.92653 | 0.94685 | 0.96551 | 0.98232 | 1 | 0.94921 | 0.94921 | 0.94921 | 0.94921 | 0.94921 | 0.94921 | 0.94921 | 0.94921 | 0.94921 | 0.94921 | 0.94921 | 0.94921 | 0.94921 | 0.94921 | 0.94921 | 0.94921 | 0.94921 | 0.94921 | 0.94921 | 0.94921 | 0.94921 | 0.94921 | 0.94921 | 0.94921 | 0.94921 | 0.94921 | 0 | 0 | 0 | 0 | 0 | 0 | 0 | 0 | 0 | 0.44501 | 0.89002 | 1 | 1 | 1 | 1 | 1 | 1 | 1 | 1 | 1 | 1 | 1 | 1 | 1 | 1 | 1
Offshore Wind - Fixed Bottom | J | O-EL-13a | 1230 | 5514.2539 | 3934.8404 | 117.4565 | 47.21% | 0.59038 | 0.59926 | 0.59992 | 0.60861 | 0.61571 | 0.62539 | 0.63769 | 0.64672 | 0.73594 | 0.82435 | 0.82858 | 0.83321 | 0.83803 | 0.84241 | 0.84785 | 0.85621 | 0.86614 | 0.87789 | 0.89181 | 0.90272 | 0.91768 | 0.933 | 0.95124 | 0.96826 | 0.98369 | 1 | 0.55892 | 0.56754 | 0.56727 | 0.5776 | 0.58333 | 0.58539 | 0.59751 | 0.60108 | 0.6767 | 0.75311 | 0.76359 | 0.77381 | 0.78524 | 0.79592 | 0.80703 | 0.82061 | 0.83519 | 0.85133 | 0.86908 | 0.88338 | 0.90161 | 0.91973 | 0.94091 | 0.96139 | 0.98047 | 1 | 0.70815 | 0.71119 | 0.70896 | 0.72103 | 0.73517 | 0.75153 | 0.77042 | 0.7853 | 0.79827 | 0.80707 | 0.81199 | 0.81727 | 0.82268 | 0.82796 | 0.83426 | 0.84325 | 0.85387 | 0.86671 | 0.88196 | 0.89349 | 0.90976 | 0.92653 | 0.94685 | 0.96551 | 0.98232 | 1 | 0.94921 | 0.94921 | 0.94921 | 0.94921 | 0.94921 | 0.94921 | 0.94921 | 0.94921 | 0.94921 | 0.94921 | 0.94921 | 0.94921 | 0.94921 | 0.94921 | 0.94921 | 0.94921 | 0.94921 | 0.94921 | 0.94921 | 0.94921 | 0.94921 | 0.94921 | 0.94921 | 0.94921 | 0.94921 | 0.94921 | 0 | 0 | 0 | 0 | 0 | 0 | 0 | 0 | 0 | 0 | 0 | 0.3508 | 0.83586 | 1 | 1 | 1 | 1 | 1 | 1 | 1 | 1 | 1 | 1 | 1 | 1 | 1
Offshore Wind - Fixed Bottom | J | O-EL-13b | 1170 | 5522.3198 | 3935.9431 | 118.0122 | 47.26% | 0.59038 | 0.59926 | 0.59992 | 0.60861 | 0.61571 | 0.62539 | 0.63769 | 0.64672 | 0.73594 | 0.82435 | 0.82858 | 0.83321 | 0.83803 | 0.84241 | 0.84785 | 0.85621 | 0.86614 | 0.87789 | 0.89181 | 0.90272 | 0.91768 | 0.933 | 0.95124 | 0.96826 | 0.98369 | 1 | 0.55891 | 0.56753 | 0.56726 | 0.57759 | 0.58332 | 0.58539 | 0.59751 | 0.60108 | 0.6767 | 0.75311 | 0.76359 | 0.77381 | 0.78524 | 0.79592 | 0.80703 | 0.82061 | 0.83519 | 0.85133 | 0.86908 | 0.88338 | 0.90161 | 0.91973 | 0.94091 | 0.96139 | 0.98047 | 1 | 0.70815 | 0.71119 | 0.70896 | 0.72103 | 0.73517 | 0.75153 | 0.77042 | 0.7853 | 0.79827 | 0.80707 | 0.81199 | 0.81727 | 0.82268 | 0.82796 | 0.83426 | 0.84325 | 0.85387 | 0.86671 | 0.88196 | 0.89349 | 0.90976 | 0.92653 | 0.94685 | 0.96551 | 0.98232 | 1 | 0.94921 | 0.94921 | 0.94921 | 0.94921 | 0.94921 | 0.94921 | 0.94921 | 0.94921 | 0.94921 | 0.94921 | 0.94921 | 0.94921 | 0.94921 | 0.94921 | 0.94921 | 0.94921 | 0.94921 | 0.94921 | 0.94921 | 0.94921 | 0.94921 | 0.94921 | 0.94921 | 0.94921 | 0.94921 | 0.94921 | 0 | 0 | 0 | 0 | 0 | 0 | 0 | 0 | 0 | 0 | 0 | 0.3508 | 0.83586 | 1 | 1 | 1 | 1 | 1 | 1 | 1 | 1 | 1 | 1 | 1 | 1 | 1
Offshore Wind - Fixed Bottom | J | O-EL-11a | 1300 | 5405.4871 | 4003.5209 | 117.5751 | 47.06% | 0.59038 | 0.59926 | 0.59992 | 0.60861 | 0.61571 | 0.62539 | 0.63769 | 0.64672 | 0.73594 | 0.82435 | 0.82858 | 0.83321 | 0.83803 | 0.84241 | 0.84785 | 0.85621 | 0.86614 | 0.87789 | 0.89181 | 0.90272 | 0.91768 | 0.933 | 0.95124 | 0.96826 | 0.98369 | 1 | 0.55862 | 0.56723 | 0.56696 | 0.57729 | 0.58301 | 0.58508 | 0.59719 | 0.60076 | 0.67654 | 0.75311 | 0.76359 | 0.77381 | 0.78524 | 0.79592 | 0.80703 | 0.82061 | 0.83519 | 0.85133 | 0.86908 | 0.88338 | 0.90161 | 0.91973 | 0.94091 | 0.96139 | 0.98047 | 1 | 0.70815 | 0.71119 | 0.70896 | 0.72103 | 0.73517 | 0.75153 | 0.77042 | 0.7853 | 0.79827 | 0.80707 | 0.81199 | 0.81727 | 0.82268 | 0.82796 | 0.83426 | 0.84325 | 0.85387 | 0.86671 | 0.88196 | 0.89349 | 0.90976 | 0.92653 | 0.94685 | 0.96551 | 0.98232 | 1 | 0.94921 | 0.94921 | 0.94921 | 0.94921 | 0.94921 | 0.94921 | 0.94921 | 0.94921 | 0.94921 | 0.94921 | 0.94921 | 0.94921 | 0.94921 | 0.94921 | 0.94921 | 0.94921 | 0.94921 | 0.94921 | 0.94921 | 0.94921 | 0.94921 | 0.94921 | 0.94921 | 0.94921 | 0.94921 | 0.94921 | 0 | 0 | 0 | 0 | 0 | 0 | 0 | 0 | 0 | 0.44501 | 0.89002 | 1 | 1 | 1 | 1 | 1 | 1 | 1 | 1 | 1 | 1 | 1 | 1 | 1 | 1 | 1
Offshore Wind - Fixed Bottom | J | O-EL-11b | 1300 | 5405.4871 | 4007.0886 | 117.5751 | 47.06% | 0.59038 | 0.59926 | 0.59992 | 0.60861 | 0.61571 | 0.62539 | 0.63769 | 0.64672 | 0.73594 | 0.82435 | 0.82858 | 0.83321 | 0.83803 | 0.84241 | 0.84785 | 0.85621 | 0.86614 | 0.87789 | 0.89181 | 0.90272 | 0.91768 | 0.933 | 0.95124 | 0.96826 | 0.98369 | 1 | 0.5586 | 0.56722 | 0.56695 | 0.57727 | 0.583 | 0.58506 | 0.59718 | 0.60074 | 0.67653 | 0.75311 | 0.76359 | 0.77381 | 0.78524 | 0.79592 | 0.80703 | 0.82061 | 0.83519 | 0.85133 | 0.86908 | 0.88338 | 0.90161 | 0.91973 | 0.94091 | 0.96139 | 0.98047 | 1 | 0.70815 | 0.71119 | 0.70896 | 0.72103 | 0.73517 | 0.75153 | 0.77042 | 0.7853 | 0.79827 | 0.80707 | 0.81199 | 0.81727 | 0.82268 | 0.82796 | 0.83426 | 0.84325 | 0.85387 | 0.86671 | 0.88196 | 0.89349 | 0.90976 | 0.92653 | 0.94685 | 0.96551 | 0.98232 | 1 | 0.94921 | 0.94921 | 0.94921 | 0.94921 | 0.94921 | 0.94921 | 0.94921 | 0.94921 | 0.94921 | 0.94921 | 0.94921 | 0.94921 | 0.94921 | 0.94921 | 0.94921 | 0.94921 | 0.94921 | 0.94921 | 0.94921 | 0.94921 | 0.94921 | 0.94921 | 0.94921 | 0.94921 | 0.94921 | 0.94921 | 0 | 0 | 0 | 0 | 0 | 0 | 0 | 0 | 0 | 0.44501 | 0.89002 | 1 | 1 | 1 | 1 | 1 | 1 | 1 | 1 | 1 | 1 | 1 | 1 | 1 | 1 | 1
Offshore Wind - Fixed Bottom | K | O-EL-21 | 1232 | 5385.8844 | 3333.2664 | 117.0717 | 47.18% | 0.59038 | 0.59926 | 0.59992 | 0.60861 | 0.61571 | 0.62539 | 0.63769 | 0.64672 | 0.73594 | 0.82435 | 0.82858 | 0.83321 | 0.83803 | 0.84241 | 0.84785 | 0.85621 | 0.86614 | 0.87789 | 0.89181 | 0.90272 | 0.91768 | 0.933 | 0.95124 | 0.96826 | 0.98369 | 1 | 0.54764 | 0.55609 | 0.55582 | 0.56595 | 0.57156 | 0.57359 | 0.58546 | 0.58896 | 0.67051 | 0.75311 | 0.76359 | 0.77381 | 0.78524 | 0.79592 | 0.80703 | 0.82061 | 0.83519 | 0.85133 | 0.86908 | 0.88338 | 0.90161 | 0.91973 | 0.94091 | 0.96139 | 0.98047 | 1 | 0.70815 | 0.71119 | 0.70896 | 0.72103 | 0.73517 | 0.75153 | 0.77042 | 0.7853 | 0.79827 | 0.80707 | 0.81199 | 0.81727 | 0.82268 | 0.82796 | 0.83426 | 0.84325 | 0.85387 | 0.86671 | 0.88196 | 0.89349 | 0.90976 | 0.92653 | 0.94685 | 0.96551 | 0.98232 | 1 | 0.94921 | 0.94921 | 0.94921 | 0.94921 | 0.94921 | 0.94921 | 0.94921 | 0.94921 | 0.94921 | 0.94921 | 0.94921 | 0.94921 | 0.94921 | 0.94921 | 0.94921 | 0.94921 | 0.94921 | 0.94921 | 0.94921 | 0.94921 | 0.94921 | 0.94921 | 0.94921 | 0.94921 | 0.94921 | 0.94921 | 0 | 0 | 0 | 0 | 0 | 0 | 0 | 0 | 0 | 0.44501 | 0.89002 | 1 | 1 | 1 | 1 | 1 | 1 | 1 | 1 | 1 | 1 | 1 | 1 | 1 | 1 | 1

## 4c_Offshore Wind - Floating
Table 4: Offshore Wind - Floating |  |  |  | Values in nominal dollars |  |  |  | Resource CapEx Escalator | [25 empty] | IX CapEx Escalator | [25 empty] | OPEX Escalator | [25 empty] | Capacity Factor Escalator | [25 empty] | Phased-In MW Escalator
Technology Type | Interconnection Zone | Resource Block ID | Available Capacity (MWac) | 2050 Resource CapEx ($/kWac) | 2050 IX CapEx ($/kWac) | 2050 OpEx ($/kWac-year) | 2050 Capacity Factor | 2025 | 2026 | 2027 | 2028 | 2029 | 2030 | 2031 | 2032 | 2033 | 2034 | 2035 | 2036 | 2037 | 2038 | 2039 | 2040 | 2041 | 2042 | 2043 | 2044 | 2045 | 2046 | 2047 | 2048 | 2049 | 2050 | 2025 | 2026 | 2027 | 2028 | 2029 | 2030 | 2031 | 2032 | 2033 | 2034 | 2035 | 2036 | 2037 | 2038 | 2039 | 2040 | 2041 | 2042 | 2043 | 2044 | 2045 | 2046 | 2047 | 2048 | 2049 | 2050 | 2025 | 2026 | 2027 | 2028 | 2029 | 2030 | 2031 | 2032 | 2033 | 2034 | 2035 | 2036 | 2037 | 2038 | 2039 | 2040 | 2041 | 2042 | 2043 | 2044 | 2045 | 2046 | 2047 | 2048 | 2049 | 2050 | 2025 | 2026 | 2027 | 2028 | 2029 | 2030 | 2031 | 2032 | 2033 | 2034 | 2035 | 2036 | 2037 | 2038 | 2039 | 2040 | 2041 | 2042 | 2043 | 2044 | 2045 | 2046 | 2047 | 2048 | 2049 | 2050 | 2025 | 2026 | 2027 | 2028 | 2029 | 2030 | 2031 | 2032 | 2033 | 2034 | 2035 | 2036 | 2037 | 2038 | 2039 | 2040 | 2041 | 2042 | 2043 | 2044 | 2045 | 2046 | 2047 | 2048 | 2049 | 2050
Offshore Wind - Floating | J | O-FL-49 | 2004.66 | 6323.3222 | 3415.1454 | 128.3803 | 44.13% | 0 | 0 | 0 | 0 | 0 | 0.80369 | 0.81951 | 0.8351 | 0.95916 | 1.0738 | 1.0704 | 1.0476 | 1.0214 | 0.9983 | 0.9821 | 0.97213 | 0.96476 | 0.96003 | 0.9601 | 0.95846 | 0.96252 | 0.9674 | 0.97638 | 0.98422 | 0.99134 | 1 | 0.5561 | 0.56467 | 0.5644 | 0.57468 | 0.58038 | 0.58244 | 0.5945 | 0.59805 | 0.67515 | 0.75311 | 0.76359 | 0.77381 | 0.78524 | 0.79592 | 0.80703 | 0.82061 | 0.83519 | 0.85133 | 0.86908 | 0.88338 | 0.90161 | 0.91973 | 0.94091 | 0.96139 | 0.98047 | 1 | 0 | 0 | 0 | 0 | 0 | 0.75153 | 0.77042 | 0.7853 | 0.79827 | 0.80707 | 0.81199 | 0.81727 | 0.82268 | 0.82796 | 0.83426 | 0.84325 | 0.85387 | 0.86671 | 0.88196 | 0.89349 | 0.90976 | 0.92653 | 0.94685 | 0.96551 | 0.98232 | 1 | 0.97129 | 0.97129 | 0.97129 | 0.97129 | 0.97129 | 0.97129 | 0.97129 | 0.97129 | 0.97129 | 0.97129 | 0.97129 | 0.97129 | 0.97129 | 0.97129 | 0.97129 | 0.97129 | 0.97129 | 0.97129 | 0.97129 | 0.97129 | 0.97129 | 0.97129 | 0.97129 | 0.97129 | 0.97129 | 0.97129 | 0 | 0 | 0 | 0 | 0 | 0 | 0 | 0 | 0 | 0 | 0 | 0 | 0 | 0 | 0 | 0 | 0 | 0.89791 | 1 | 1 | 1 | 1 | 1 | 1 | 1 | 1
Offshore Wind - Floating | J | O-FL-46 | 2144.52 | 6322.5802 | 3550.1657 | 129.08 | 44.3% | 0 | 0 | 0 | 0 | 0 | 0.80369 | 0.81951 | 0.8351 | 0.95916 | 1.0738 | 1.0704 | 1.0476 | 1.0214 | 0.9983 | 0.9821 | 0.97213 | 0.96476 | 0.96003 | 0.9601 | 0.95846 | 0.96252 | 0.9674 | 0.97638 | 0.98422 | 0.99134 | 1 | 0.56081 | 0.56946 | 0.56919 | 0.57956 | 0.5853 | 0.58738 | 0.59954 | 0.60312 | 0.67774 | 0.75311 | 0.76359 | 0.77381 | 0.78524 | 0.79592 | 0.80703 | 0.82061 | 0.83519 | 0.85133 | 0.86908 | 0.88338 | 0.90161 | 0.91973 | 0.94091 | 0.96139 | 0.98047 | 1 | 0 | 0 | 0 | 0 | 0 | 0.75153 | 0.77042 | 0.7853 | 0.79827 | 0.80707 | 0.81199 | 0.81727 | 0.82268 | 0.82796 | 0.83426 | 0.84325 | 0.85387 | 0.86671 | 0.88196 | 0.89349 | 0.90976 | 0.92653 | 0.94685 | 0.96551 | 0.98232 | 1 | 0.97129 | 0.97129 | 0.97129 | 0.97129 | 0.97129 | 0.97129 | 0.97129 | 0.97129 | 0.97129 | 0.97129 | 0.97129 | 0.97129 | 0.97129 | 0.97129 | 0.97129 | 0.97129 | 0.97129 | 0.97129 | 0.97129 | 0.97129 | 0.97129 | 0.97129 | 0.97129 | 0.97129 | 0.97129 | 0.97129 | 0 | 0 | 0 | 0 | 0 | 0 | 0 | 0 | 0 | 0 | 0 | 0 | 0 | 0 | 0 | 0 | 0 | 0 | 0 | 0.64848 | 1 | 1 | 1 | 1 | 1 | 1
Offshore Wind - Floating | J | O-FL-51 | 2004.66 | 6307.4557 | 3545.7463 | 126.9078 | 44.31% | 0 | 0 | 0 | 0 | 0 | 0.80369 | 0.81951 | 0.8351 | 0.95916 | 1.0738 | 1.0704 | 1.0476 | 1.0214 | 0.9983 | 0.9821 | 0.97213 | 0.96476 | 0.96003 | 0.9601 | 0.95846 | 0.96252 | 0.9674 | 0.97638 | 0.98422 | 0.99134 | 1 | 0.56084 | 0.56948 | 0.56921 | 0.57958 | 0.58533 | 0.5874 | 0.59956 | 0.60314 | 0.67775 | 0.75311 | 0.76359 | 0.77381 | 0.78524 | 0.79592 | 0.80703 | 0.82061 | 0.83519 | 0.85133 | 0.86908 | 0.88338 | 0.90161 | 0.91973 | 0.94091 | 0.96139 | 0.98047 | 1 | 0 | 0 | 0 | 0 | 0 | 0.75153 | 0.77042 | 0.7853 | 0.79827 | 0.80707 | 0.81199 | 0.81727 | 0.82268 | 0.82796 | 0.83426 | 0.84325 | 0.85387 | 0.86671 | 0.88196 | 0.89349 | 0.90976 | 0.92653 | 0.94685 | 0.96551 | 0.98232 | 1 | 0.97129 | 0.97129 | 0.97129 | 0.97129 | 0.97129 | 0.97129 | 0.97129 | 0.97129 | 0.97129 | 0.97129 | 0.97129 | 0.97129 | 0.97129 | 0.97129 | 0.97129 | 0.97129 | 0.97129 | 0.97129 | 0.97129 | 0.97129 | 0.97129 | 0.97129 | 0.97129 | 0.97129 | 0.97129 | 0.97129 | 0 | 0 | 0 | 0 | 0 | 0 | 0 | 0 | 0 | 0 | 0 | 0 | 0 | 0 | 0 | 0 | 0 | 0 | 0.79582 | 1 | 1 | 1 | 1 | 1 | 1 | 1